## SRP
Public Record of SRP Completed Projects: Program-to-Date as of 9/30/14 |  |  | New Jersey Board of Public Utilities, Office of Clean Energy
BPUID | NAME | TRADENAME | RATING | QTY | MODULEORIENTATION | MODULETILT | PEAKEFFICIENCY | TYPE | ARRAYTYPE | LOCATION
REIPNR-10598 | SMA AMERICA | SB7000US (208V) | 8000 | 1 |  |  | 0.82 | Solar Inverter |  | OUTDOOR
SRP05888 | SCHUCO USA | SB6000U (208V) | 6000 | 2 |  |  | 0.894 | Solar Inverter |  | INDOOR
SRP13258 | ENPHASE ENERGY | M215-60-2LL-S2X | 215 | 30 |  |  | 0.9 | Solar Inverter |  | OUTDOOR
SRP17074 | OUTBACK POWER SYSTEMS | GS8048 | 8000 | 1 |  |  | 0.9 | Solar Inverter |  | Inside
SRP23787 | SMA AMERICA | SB4000US (240V) | 4000 | 3 |  |  | 0.9 | Solar Inverter |  | Outside
REIPNR-11805 | PV POWERED | PVP1100 | 1100 | 1 |  |  | 0.905 | Solar Inverter |  | INDOOR
SRP02140 | PV POWERED | PVP1100 | 1100 | 1 |  |  | 0.905 | Solar Inverter |  | INDOOR
SRP02140 | PV POWERED | PVP3500 | 3500 | 1 |  |  | 0.905 | Solar Inverter |  | INDOOR
SRP04876 | ADVANCED ENERGY INDUSTRIES | 3159000-110 | 220 | 488 |  |  | 0.91 | Solar Inverter |  | OUTDOOR
REIPNR-04929 | PV POWERED | PVP2000 | 2000 | 1 |  |  | 0.92 | Solar Inverter |  | Outside
REIPNR-07351 | PV POWERED | PVP2000 | 2000 | 1 |  |  | 0.92 | Solar Inverter |  | INDOOR
REIPNR-07354 | PV POWERED | PVP2000 | 2000 | 1 |  |  | 0.92 | Solar Inverter |  | INDOOR
REIPNR-07357 | PV POWERED | PVP2000 | 2000 | 2 |  |  | 0.92 | Solar Inverter |  | INDOOR
REIPNR-07360 | PV POWERED | PVP2000 | 2000 | 1 |  |  | 0.92 | Solar Inverter |  | INDOOR
REIPNR-07361 | PV POWERED | PVP2000 | 2000 | 1 |  |  | 0.92 | Solar Inverter |  | INDOOR
REIPNR-07503 | PV POWERED | PVP2000 | 2000 | 1 |  |  | 0.92 | Solar Inverter |  | OUTDOOR
REIPNR-07629 | PV POWERED | PVP2000 | 2000 | 2 |  |  | 0.92 | Solar Inverter |  | OUTDOOR
REIPNR-07634 | PV POWERED | PVP2000 | 2000 | 1 |  |  | 0.92 | Solar Inverter |  | INDOOR
REIPNR-07638 | PV POWERED | PVP2000 | 2000 | 1 |  |  | 0.92 | Solar Inverter |  | OUTDOOR
REIPNR-07650 | PV POWERED | PVP2000 | 2000 | 2 |  |  | 0.92 | Solar Inverter |  | INDOOR
REIPNR-07656 | PV POWERED | PVP2000 | 2000 | 1 |  |  | 0.92 | Solar Inverter |  | OUTDOOR
REIPNR-07661 | PV POWERED | PVP2000 | 2000 | 1 |  |  | 0.92 | Solar Inverter |  | INDOOR
REIPNR-07663 | PV POWERED | PVP2000 | 2000 | 1 |  |  | 0.92 | Solar Inverter |  | OUTDOOR
REIPNR-07668 | PV POWERED | PVP2000 | 2000 | 1 |  |  | 0.92 | Solar Inverter |  | OUTDOOR
REIPNR-07796 | PV POWERED | PVP2000 | 2000 | 1 |  |  | 0.92 | Solar Inverter |  | OUTDOOR
REIPNR-07816 | PV POWERED | PVP2000 | 2000 | 1 |  |  | 0.92 | Solar Inverter |  | OUTDOOR
REIPNR-07829 | PV POWERED | PVP2000 | 2000 | 1 |  |  | 0.92 | Solar Inverter |  | INDOOR
REIPNR-07832 | PV POWERED | PVP2000 | 2000 | 2 |  |  | 0.92 | Solar Inverter |  | INDOOR
REIPNR-07916 | PV POWERED | PVP2000 | 2000 | 2 |  |  | 0.92 | Solar Inverter |  | OUTDOOR
REIPNR-07918 | PV POWERED | PVP2000 | 2000 | 1 |  |  | 0.92 | Solar Inverter |  | INDOOR
REIPNR-07921 | PV POWERED | PVP2000 | 2000 | 2 |  |  | 0.92 | Solar Inverter |  | OUTDOOR
REIPNR-07931 | PV POWERED | PVP2000 | 2000 | 1 |  |  | 0.92 | Solar Inverter |  | INDOOR
REIPNR-07932 | PV POWERED | PVP2000 | 2000 | 1 |  |  | 0.92 | Solar Inverter |  | INDOOR
REIPNR-07946 | PV POWERED | PVP2000 | 2000 | 2 |  |  | 0.92 | Solar Inverter |  | OUTDOOR
REIPNR-07947 | PV POWERED | PVP2000 | 2000 | 3 |  |  | 0.92 | Solar Inverter |  | INDOOR
REIPNR-07964 | PV POWERED | PVP2000 | 2000 | 2 |  |  | 0.92 | Solar Inverter |  | INDOOR
REIPNR-08103 | PV POWERED | PVP2000 | 2000 | 1 |  |  | 0.92 | Solar Inverter |  | INDOOR
REIPNR-08104 | PV POWERED | PVP2000 | 2000 | 1 |  |  | 0.92 | Solar Inverter |  | INDOOR
REIPNR-08201 | PV POWERED | PVP2000 | 2000 | 1 |  |  | 0.92 | Solar Inverter |  | INDOOR
REIPNR-08203 | PV POWERED | PVP2000 | 2000 | 1 |  |  | 0.92 | Solar Inverter |  | OUTDOOR
REIPNR-08214 | PV POWERED | PVP2000 | 2000 | 3 |  |  | 0.92 | Solar Inverter |  | INDOOR
REIPNR-08227 | PV POWERED | PVP2000 | 2000 | 1 |  |  | 0.92 | Solar Inverter |  | OUTDOOR
REIPNR-08230 | PV POWERED | PVP2000 | 2000 | 1 |  |  | 0.92 | Solar Inverter |  | INDOOR
REIPNR-08237 | PV POWERED | PVP2000 | 2000 | 2 |  |  | 0.92 | Solar Inverter |  | INDOOR
REIPNR-08242 | PV POWERED | PVP2000 | 2000 | 1 |  |  | 0.92 | Solar Inverter |  | OUTDOOR
REIPNR-08259 | PV POWERED | PVP2000 | 2000 | 1 |  |  | 0.92 | Solar Inverter |  | INDOOR
REIPNR-08265 | PV POWERED | PVP2000 | 2000 | 2 |  |  | 0.92 | Solar Inverter |  | OUTDOOR
REIPNR-08266 | PV POWERED | PVP2000 | 2000 | 2 |  |  | 0.92 | Solar Inverter |  | INDOOR
REIPNR-08268 | PV POWERED | PVP2000 | 2000 | 1 |  |  | 0.92 | Solar Inverter |  | INDOOR
REIPNR-08297 | PV POWERED | PVP2000 | 2000 | 1 |  |  | 0.92 | Solar Inverter |  | INDOOR
REIPNR-08301 | PV POWERED | PVP2000 | 2000 | 1 |  |  | 0.92 | Solar Inverter |  | OUTDOOR
REIPNR-08399 | PV POWERED |  | 2000 | 2 |  |  | 0.92 | Solar Inverter |  | INDOOR
REIPNR-08412 | PV POWERED | PVP2000 | 2000 | 1 |  |  | 0.92 | Solar Inverter |  | OUTDOOR
REIPNR-08414 | PV POWERED | PVP2000 | 2000 | 1 |  |  | 0.92 | Solar Inverter |  | OUTDOOR
REIPNR-08422 | PV POWERED | PVP2000 | 2000 | 1 |  |  | 0.92 | Solar Inverter |  | OUTDOOR
REIPNR-08438 | PV POWERED | PVP2000 | 2000 | 1 |  |  | 0.92 | Solar Inverter |  | INDOOR
REIPNR-08439 | PV POWERED | PVP2000 | 2000 | 1 |  |  | 0.92 | Solar Inverter |  | INDOOR
REIPNR-08531 | PV POWERED | PVP2000 | 2000 | 1 |  |  | 0.92 | Solar Inverter |  | INDOOR
REIPNR-08535 | PV POWERED | PVP2000 | 2000 | 1 |  |  | 0.92 | Solar Inverter |  | OUTDOOR
REIPNR-08553 | PV POWERED | PVP2000 | 2000 | 1 |  |  | 0.92 | Solar Inverter |  | INDOOR
REIPNR-08557 | PV POWERED | PVP2000 | 2000 | 1 |  |  | 0.92 | Solar Inverter |  | OUTDOOR
REIPNR-08569 | PV POWERED | PVP2000 | 2000 | 2 |  |  | 0.92 | Solar Inverter |  | OUTDOOR
REIPNR-08584 | PV POWERED | PVP2000 | 2000 | 2 |  |  | 0.92 | Solar Inverter |  | INDOOR
REIPNR-08610 | PV POWERED | PVP2000 | 2000 | 1 |  |  | 0.92 | Solar Inverter |  | INDOOR
REIPNR-08637 | PV POWERED | PVP2000 | 2000 | 1 |  |  | 0.92 | Solar Inverter |  | INDOOR
REIPNR-08656 | PV POWERED | PVP2000 | 2000 | 2 |  |  | 0.92 | Solar Inverter |  | INDOOR
REIPNR-08658 | PV POWERED | PVP2000 | 2000 | 1 |  |  | 0.92 | Solar Inverter |  | INDOOR
REIPNR-08742 | PV POWERED | PVP2000 | 2000 | 3 |  |  | 0.92 | Solar Inverter |  | INDOOR
REIPNR-08790 | PV POWERED | PVP2000 | 2000 | 1 |  |  | 0.92 | Solar Inverter |  | OUTDOOR
REIPNR-08797 | PV POWERED | PVP2000 | 2000 | 1 |  |  | 0.92 | Solar Inverter |  | INDOOR
REIPNR-08801 | PV POWERED | PVP2000 | 2000 | 2 |  |  | 0.92 | Solar Inverter |  | OUTDOOR
REIPNR-08802 | PV POWERED | PVP2000 | 2000 | 1 |  |  | 0.92 | Solar Inverter |  | INDOOR
REIPNR-08808 | PV POWERED | PVP2000 | 2000 | 1 |  |  | 0.92 | Solar Inverter |  | OUTDOOR
REIPNR-08810 | PV POWERED | PVP2000 | 2000 | 1 |  |  | 0.92 | Solar Inverter |  | INDOOR
REIPNR-08816 | PV POWERED | PVP2000 | 2000 | 1 |  |  | 0.92 | Solar Inverter |  | OUTDOOR
REIPNR-08817 | PV POWERED | PVP2000 | 2000 | 1 |  |  | 0.92 | Solar Inverter |  | INDOOR
REIPNR-08818 | PV POWERED | PVP2000 | 2000 | 1 |  |  | 0.92 | Solar Inverter |  | Inside
REIPNR-08834 | PV POWERED | PVP2000 | 2000 | 1 |  |  | 0.92 | Solar Inverter |  | INDOOR
REIPNR-08848 | PV POWERED | PVP2000 | 2000 | 3 |  |  | 0.92 | Solar Inverter |  | OUTDOOR
REIPNR-08881 | PV POWERED | PVP2000 | 2000 | 1 |  |  | 0.92 | Solar Inverter |  | INDOOR
REIPNR-08915 | PV POWERED | PVP2000 | 2000 | 1 |  |  | 0.92 | Solar Inverter |  | OUTDOOR
REIPNR-08921 | PV POWERED | PVP2000 | 2000 | 1 |  |  | 0.92 | Solar Inverter |  | INDOOR
REIPNR-08922 | PV POWERED | PVP2000 | 2000 | 1 |  |  | 0.92 | Solar Inverter |  | INDOOR
REIPNR-08925 | PV POWERED | PVP2000 | 2000 | 1 |  |  | 0.92 | Solar Inverter |  | OUTDOOR
REIPNR-08927 | PV POWERED | PVP2000 | 2000 | 2 |  |  | 0.92 | Solar Inverter |  | OUTDOOR
REIPNR-08929 | PV POWERED | PVP2000 | 2000 | 1 |  |  | 0.92 | Solar Inverter |  | INDOOR
REIPNR-08966 | PV POWERED | PVP2000 | 2000 | 2 |  |  | 0.92 | Solar Inverter |  | INDOOR
REIPNR-08974 | PV POWERED | PVP2000 | 2000 | 2 |  |  | 0.92 | Solar Inverter |  | INDOOR
REIPNR-08988 | PV POWERED | PVP2000 | 2000 | 2 |  |  | 0.92 | Solar Inverter |  | INDOOR
REIPNR-08998 | PV POWERED | PVP2000 | 2000 | 1 |  |  | 0.92 | Solar Inverter |  | INDOOR
REIPNR-09027 | SMA AMERICA | SB6000U (208V) | 6000 | 1 |  |  | 0.92 | Solar Inverter |  | Outside
REIPNR-09029 | PV POWERED | PVP2000 | 2000 | 1 |  |  | 0.92 | Solar Inverter |  | OUTDOOR
REIPNR-09039 | PV POWERED | PVP2000 | 2000 | 1 |  |  | 0.92 | Solar Inverter |  | OUTDOOR
REIPNR-09047 | PV POWERED | PVP2000 | 2000 | 1 |  |  | 0.92 | Solar Inverter |  | OUTDOOR
REIPNR-09135 | PV POWERED | PVP2000 | 2000 | 2 |  |  | 0.92 | Solar Inverter |  | OUTDOOR
REIPNR-09209 | PV POWERED | PVP2000 | 2000 | 1 |  |  | 0.92 | Solar Inverter |  | INDOOR
REIPNR-09229 | PV POWERED | PVP2000 | 2000 | 2 |  |  | 0.92 | Solar Inverter |  | OUTDOOR
REIPNR-09271 | PV POWERED | PVP2000 | 2000 | 1 |  |  | 0.92 | Solar Inverter |  | INDOOR
REIPNR-09350 | PV POWERED | PVP2000 | 2000 | 1 |  |  | 0.92 | Solar Inverter |  | INDOOR
REIPNR-09360 | PV POWERED | PVP2000 | 2000 | 2 |  |  | 0.92 | Solar Inverter |  | INDOOR
REIPNR-09433 | PV POWERED | PVP2000 | 2000 | 1 |  |  | 0.92 | Solar Inverter |  | OUTDOOR
REIPNR-09447 | PV POWERED | PVP2000 | 2000 | 1 |  |  | 0.92 | Solar Inverter |  | INDOOR
REIPNR-09458 | PV POWERED | PVP2000 | 2000 | 1 |  |  | 0.92 | Solar Inverter |  | INDOOR
REIPNR-09479 | PV POWERED | PVP2000 | 2000 | 1 |  |  | 0.92 | Solar Inverter |  | INDOOR
REIPNR-09584 | PV POWERED | PVP2000 | 2000 | 1 |  |  | 0.92 | Solar Inverter |  | Inside
REIPNR-09585 | PV POWERED | PVP2000 | 2000 | 1 |  |  | 0.92 | Solar Inverter |  | INDOOR
REIPNR-09596 | PV POWERED | PVP2000 | 2000 | 2 |  |  | 0.92 | Solar Inverter |  | INDOOR
REIPNR-09745 | PV POWERED | PVP2000 | 2000 | 1 |  |  | 0.92 | Solar Inverter |  | Inside
REIPNR-09747 | PV POWERED | PVP2000 | 2000 | 1 |  |  | 0.92 | Solar Inverter |  | INDOOR
REIPNR-09751 | PV POWERED | PVP2000 | 2000 | 1 |  |  | 0.92 | Solar Inverter |  | INDOOR
REIPNR-09888 | PV POWERED | PVP2000 | 2000 | 2 |  |  | 0.92 | Solar Inverter |  | OUTDOOR
REIPNR-09902 | PV POWERED | PVP2000 | 2000 | 4 |  |  | 0.92 | Solar Inverter |  | OUTDOOR
REIPNR-09906 | PV POWERED | PVP2000 | 2000 | 1 |  |  | 0.92 | Solar Inverter |  | INDOOR
REIPNR-10012 | PV POWERED | PVP2000 | 2000 | 2 |  |  | 0.92 | Solar Inverter |  | INDOOR
REIPNR-10190 | PV POWERED | PVP3000 | 3000 | 3 |  |  | 0.92 | Solar Inverter |  | INDOOR
REIPNR-10199 | PV POWERED | PVP2500 | 2500 | 1 |  |  | 0.92 | Solar Inverter |  | OUTDOOR
REIPNR-10200 | PV POWERED | PVP4800 | 4800 | 1 |  |  | 0.92 | Solar Inverter |  | INDOOR
REIPNR-10216 | PV POWERED | PVP2000 | 2000 | 2 |  |  | 0.92 | Solar Inverter |  | OUTDOOR
REIPNR-10217 | PV POWERED | PVP2000 | 2000 | 2 |  |  | 0.92 | Solar Inverter |  | INDOOR
REIPNR-10223 | PV POWERED | PVP2000 | 2000 | 1 |  |  | 0.92 | Solar Inverter |  | INDOOR
REIPNR-10234 | PV POWERED | PVP2000 | 2000 | 1 |  |  | 0.92 | Solar Inverter |  | INDOOR
REIPNR-10289 | PV POWERED | PVP2000 | 2000 | 2 |  |  | 0.92 | Solar Inverter |  | OUTDOOR
REIPNR-10291 | PV POWERED | PVP2000 | 2000 | 1 |  |  | 0.92 | Solar Inverter |  | INDOOR
REIPNR-10300 | PV POWERED | PVP2000 | 2000 | 2 |  |  | 0.92 | Solar Inverter |  | INDOOR
REIPNR-10311 | PV POWERED | PVP2000 | 2000 | 1 |  |  | 0.92 | Solar Inverter |  | INDOOR
REIPNR-10321 | PV POWERED | PVP2000 | 2000 | 1 |  |  | 0.92 | Solar Inverter |  | OUTDOOR
REIPNR-10334 | PV POWERED | PVP2000 | 2000 | 1 |  |  | 0.92 | Solar Inverter |  | OUTDOOR
REIPNR-10358 | PV POWERED | PVP2000 | 2000 | 1 |  |  | 0.92 | Solar Inverter |  | Inside
REIPNR-10371 | PV POWERED | PVP2000 | 2000 | 3 |  |  | 0.92 | Solar Inverter |  | Inside
REIPNR-10377 | PV POWERED | PVP2000 | 2000 | 1 |  |  | 0.92 | Solar Inverter |  | INDOOR
REIPNR-10579 | PV POWERED | PVP2000 | 2000 | 1 |  |  | 0.92 | Solar Inverter |  | Inside
REIPNR-10582 | PV POWERED | PVP2000 | 2000 | 1 |  |  | 0.92 | Solar Inverter |  | INDOOR
REIPNR-10669 | PV POWERED | PVP2000 | 2000 | 1 |  |  | 0.92 | Solar Inverter |  | Outside
REIPNR-10671 | PV POWERED | PVP2500 | 2500 | 1 |  |  | 0.92 | Solar Inverter |  | Inside
REIPNR-10680 | PV POWERED | PVP2000 | 2000 | 1 |  |  | 0.92 | Solar Inverter |  | INDOOR
REIPNR-10689 | PV POWERED | PVP2000 | 2000 | 1 |  |  | 0.92 | Solar Inverter |  | INDOOR
REIPNR-10769 | PV POWERED | PVP2000 | 2000 | 1 |  |  | 0.92 | Solar Inverter |  | INDOOR
REIPNR-10772 | PV POWERED | PVP2000 | 2000 | 1 |  |  | 0.92 | Solar Inverter |  | INDOOR
REIPNR-10773 | PV POWERED | PVP2000 | 2000 | 3 |  |  | 0.92 | Solar Inverter |  | INDOOR
REIPNR-10782 | PV POWERED | PVP2000 | 2000 | 1 |  |  | 0.92 | Solar Inverter |  | INDOOR
REIPNR-10784 | PV POWERED | PVP2000 | 2000 | 1 |  |  | 0.92 | Solar Inverter |  | INDOOR
REIPNR-10877 | PV POWERED | PVP2000 | 2000 | 1 |  |  | 0.92 | Solar Inverter |  | Inside
REIPNR-10977 | PV POWERED | PVP2000 | 2000 | 1 |  |  | 0.92 | Solar Inverter |  | INDOOR
REIPNR-10977 | PV POWERED | PVP3500 | 3500 | 1 |  |  | 0.92 | Solar Inverter |  | INDOOR
REIPNR-10992 | PV POWERED | PVP2000 | 2000 | 1 |  |  | 0.92 | Solar Inverter |  | Inside
REIPNR-10998 | PV POWERED | PVP2000 | 2000 | 1 |  |  | 0.92 | Solar Inverter |  | Inside
REIPNR-11100 | PV POWERED | PVP2000 | 2000 | 1 |  |  | 0.92 | Solar Inverter |  | Inside
REIPNR-11106 | PV POWERED | PVP2000 | 2000 | 1 |  |  | 0.92 | Solar Inverter |  | OUTDOOR
REIPNR-11109 | PV POWERED | PVP2000 | 2000 | 2 |  |  | 0.92 | Solar Inverter |  | INDOOR
REIPNR-11110 | PV POWERED | PVP2000 | 2000 | 1 |  |  | 0.92 | Solar Inverter |  | Inside
REIPNR-11300 | PV POWERED | PVP2500 | 2000 | 1 |  |  | 0.92 | Solar Inverter |  | INDOOR
REIPNR-11302 | PV POWERED | PVP2000 | 2000 | 1 |  |  | 0.92 | Solar Inverter |  | Inside
REIPNR-11303 | PV POWERED | PVP2000 | 2000 | 1 |  |  | 0.92 | Solar Inverter |  | INDOOR
REIPNR-11309 | PV POWERED | PVP2000 | 2000 | 2 |  |  | 0.92 | Solar Inverter |  | Inside
REIPNR-11320 | PV POWERED | PVP2000 | 2000 | 1 |  |  | 0.92 | Solar Inverter |  | INDOOR
REIPNR-11390 | PV POWERED | PVP2000 | 2000 | 1 |  |  | 0.92 | Solar Inverter |  | INDOOR
REIPNR-11531 | PV POWERED | PVP2000 | 2000 | 1 |  |  | 0.92 | Solar Inverter |  | INDOOR
REIPNR-11626 | PV POWERED | PVP2000 | 2000 | 1 |  |  | 0.92 | Solar Inverter |  | Inside
REIPNR-11627 | PV POWERED | PVP2000 | 2000 | 1 |  |  | 0.92 | Solar Inverter |  | OUTDOOR
REIPNR-11738 | PV POWERED | PVP2000 | 2000 | 1 |  |  | 0.92 | Solar Inverter |  | INDOOR
REIPNR-11742 | PV POWERED | PVP2000 | 2000 | 1 |  |  | 0.92 | Solar Inverter |  | INDOOR
REIPNR-11771 | PV POWERED | PVP2000 | 2000 | 1 |  |  | 0.92 | Solar Inverter |  | INDOOR
REIPNR-11773 | PV POWERED | PVP2500 | 2500 | 1 |  |  | 0.92 | Solar Inverter |  | INDOOR
REIPNR-11778 | PV POWERED | PVP2000 | 2000 | 1 |  |  | 0.92 | Solar Inverter |  | Inside
REIPNR-11833 | PV POWERED | PVP2000 | 2000 | 1 |  |  | 0.92 | Solar Inverter |  | INDOOR
REIPNR-11835 | PV POWERED | PVP2000 | 2000 | 1 |  |  | 0.92 | Solar Inverter |  | INDOOR
REIPNR-11835 | PV POWERED | PVP2000 | 2000 | 1 |  |  | 0.92 | Solar Inverter |  | INDOOR
REIPNR-11836 | PV POWERED | PVP2000 | 2000 | 1 |  |  | 0.92 | Solar Inverter |  | INDOOR
REIPNR-11853 | PV POWERED | PVP3500 | 2000 | 1 |  |  | 0.92 | Solar Inverter |  | Inside
REIPNR-11876 | PV POWERED | PVP2000 | 2000 | 1 |  |  | 0.92 | Solar Inverter |  | INDOOR
REIPNR-11879 | PV POWERED | PVP2000 | 2000 | 1 |  |  | 0.92 | Solar Inverter |  | INDOOR
REIPNR-11886 | PV POWERED | PVP2000 | 2000 | 1 |  |  | 0.92 | Solar Inverter |  | INDOOR
REIPNR-11892 | PV POWERED | PVP2000 | 2000 | 1 |  |  | 0.92 | Solar Inverter |  | Inside
REIPNR-11907 | PV POWERED | PVP2000 | 2000 | 2 |  |  | 0.92 | Solar Inverter |  | INDOOR
REIPNR-11909 | PV POWERED | PVP2000 | 2000 | 1 |  |  | 0.92 | Solar Inverter |  | OUTDOOR
REIPNR-11911 | PV POWERED | PVP4800 | 4800 | 1 |  |  | 0.92 | Solar Inverter |  | INDOOR
REIPNR-11913 | PV POWERED | PVP2000 | 2000 | 1 |  |  | 0.92 | Solar Inverter |  | Outside
REIPNR-11938 | PV POWERED | PVP2000 | 2000 | 2 |  |  | 0.92 | Solar Inverter |  | INDOOR
REIPNR-11990 | PV POWERED | PVP2000 | 2000 | 1 |  |  | 0.92 | Solar Inverter |  | Outside
REIPNR-12039 | PV POWERED | PVP4800 | 4800 | 1 |  |  | 0.92 | Solar Inverter |  | INDOOR
REIPNR-12058 | PV POWERED | PVP2000 | 2000 | 1 |  |  | 0.92 | Solar Inverter |  | INDOOR
REIPNR-12117 | FRONIUS USA |  | 11000 | 3 |  |  | 0.92 | Solar Inverter |  | OUTDOOR
REIPNR-12129 | PV POWERED | PVP2000 | 2000 | 2 |  |  | 0.92 | Solar Inverter |  | INDOOR
SRP01009 | PV POWERED | PVP2000 | 2000 | 1 |  |  | 0.92 | Solar Inverter |  | Outside
SRP01140 | PV POWERED | PVP2500 | 2500 | 3 |  |  | 0.92 | Solar Inverter |  | INDOOR
SRP01169 | PV POWERED | PVP2000 | 2000 | 1 |  |  | 0.92 | Solar Inverter |  | INDOOR
SRP01254 | PV POWERED | PVP2000 | 2000 | 1 |  |  | 0.92 | Solar Inverter |  | INDOOR
SRP01396 | PV POWERED | PVP2000 | 2000 | 1 |  |  | 0.92 | Solar Inverter |  | OUTDOOR
SRP01400 | PV POWERED | PVP2000 | 2000 | 1 |  |  | 0.92 | Solar Inverter |  | INDOOR
SRP01445 | PV POWERED | PVP2000 | 2000 | 1 |  |  | 0.92 | Solar Inverter |  | Inside
SRP01511 | PV POWERED | PVP2000 | 2000 | 1 |  |  | 0.92 | Solar Inverter |  | OUTDOOR
SRP01515 | PV POWERED | PVP2000 | 2000 | 1 |  |  | 0.92 | Solar Inverter |  | INDOOR
SRP01515 | PV POWERED | PVP2000 | 2000 | 2 |  |  | 0.92 | Solar Inverter |  | INDOOR
SRP01577 | PV POWERED | PVP2000 | 2000 | 1 |  |  | 0.92 | Solar Inverter |  | INDOOR
SRP01595 | PV POWERED | PVP2000 | 2000 | 1 |  |  | 0.92 | Solar Inverter |  | INDOOR
SRP01605 | PV POWERED | PVP2000 | 2000 | 1 |  |  | 0.92 | Solar Inverter |  | INDOOR
SRP01623 | PV POWERED | PVP2000 | 2000 | 1 |  |  | 0.92 | Solar Inverter |  | INDOOR
SRP01626 | PV POWERED | PVP2000 | 2000 | 1 |  |  | 0.92 | Solar Inverter |  | OUTDOOR
SRP01636 | PV POWERED | PVP2000 | 2000 | 1 |  |  | 0.92 | Solar Inverter |  | INDOOR
SRP01692 | PV POWERED | PVP2000 | 2000 | 1 |  |  | 0.92 | Solar Inverter |  | Inside
SRP01695 | PV POWERED | PVP2000 | 2000 | 1 |  |  | 0.92 | Solar Inverter |  | INDOOR
SRP01706 | PV POWERED | PVP2000 | 2000 | 1 |  |  | 0.92 | Solar Inverter |  | Inside
SRP01750 | PV POWERED | PVP2000 | 2000 | 1 |  |  | 0.92 | Solar Inverter |  | INDOOR
SRP01824 | PV POWERED | PVP2000 | 2000 | 1 |  |  | 0.92 | Solar Inverter |  | INDOOR
SRP01953 | PV POWERED | PVP2000 | 2000 | 1 |  |  | 0.92 | Solar Inverter |  | INDOOR
SRP01980 | PV POWERED | PVP2000 | 2000 | 1 |  |  | 0.92 | Solar Inverter |  | INDOOR
SRP02014 | PV POWERED | PVP2000 | 2000 | 1 |  |  | 0.92 | Solar Inverter |  | OUTDOOR
SRP02037 | PV POWERED | PVP2000 | 2000 | 1 |  |  | 0.92 | Solar Inverter |  | Outside
SRP02048 | PV POWERED | PVP2000 | 2000 | 1 |  |  | 0.92 | Solar Inverter |  | INDOOR
SRP02060 | PV POWERED | PVP2000 | 2000 | 1 |  |  | 0.92 | Solar Inverter |  | Outside
SRP02094 | PV POWERED | PVP2000 | 2000 | 1 |  |  | 0.92 | Solar Inverter |  | INDOOR
SRP02110 | PV POWERED | PVP2000 | 2000 | 1 |  |  | 0.92 | Solar Inverter |  | Inside
SRP02158 | PV POWERED | PVP2000 | 2000 | 1 |  |  | 0.92 | Solar Inverter |  | INDOOR
SRP02162 | PV POWERED | PVP2000 | 2000 | 1 |  |  | 0.92 | Solar Inverter |  | INDOOR
SRP02182 | PV POWERED | PVP2000 | 2000 | 1 |  |  | 0.92 | Solar Inverter |  | INDOOR
SRP02185 | PV POWERED | PVP2000 | 2000 | 1 |  |  | 0.92 | Solar Inverter |  | Inside
SRP02186 | PV POWERED | PVP2000 | 2000 | 3 |  |  | 0.92 | Solar Inverter |  | INDOOR
SRP02217 | PV POWERED | PVP2000 | 2000 | 1 |  |  | 0.92 | Solar Inverter |  | Inside
SRP02222 | PV POWERED | PVP2000 | 2000 | 2 |  |  | 0.92 | Solar Inverter |  | OUTDOOR
SRP02244 | PV POWERED | PVP2000 | 2000 | 1 |  |  | 0.92 | Solar Inverter |  | INDOOR
SRP02407 | PV POWERED | PVP2000 | 2000 | 1 |  |  | 0.92 | Solar Inverter |  | INDOOR
SRP02420 | PV POWERED | PVP2000 | 2000 | 1 |  |  | 0.92 | Solar Inverter |  | INDOOR
SRP02424 | PV POWERED | PVP2000 | 2000 | 1 |  |  | 0.92 | Solar Inverter |  | Outside
SRP02428 | PV POWERED | PVP2000 | 2000 | 1 |  |  | 0.92 | Solar Inverter |  | INDOOR
SRP02437 | PV POWERED | PVP2000 | 2000 | 1 |  |  | 0.92 | Solar Inverter |  | INDOOR
SRP02498 | PV POWERED | PVP2000 | 2000 | 1 |  |  | 0.92 | Solar Inverter |  | Inside
SRP02531 | PV POWERED | PVP2000 | 2000 | 1 |  |  | 0.92 | Solar Inverter |  | Inside
SRP02539 | PV POWERED | PVP2000 | 2000 | 1 |  |  | 0.92 | Solar Inverter |  | INDOOR
SRP02628 | PV POWERED | PVP2000 | 2000 | 1 |  |  | 0.92 | Solar Inverter |  | INDOOR
SRP02638 | PV POWERED | PVP2800 | 2800 | 1 |  |  | 0.92 | Solar Inverter |  | INDOOR
SRP02692 | PV POWERED | PVP2000 | 2000 | 1 |  |  | 0.92 | Solar Inverter |  | OUTDOOR
SRP02819 | PV POWERED | PVP2000 | 2000 | 2 |  |  | 0.92 | Solar Inverter |  | INDOOR
SRP02906 | PV POWERED | PVP2000 | 2000 | 2 |  |  | 0.92 | Solar Inverter |  | INDOOR
SRP02942 | PV POWERED | PVP2000 | 2000 | 1 |  |  | 0.92 | Solar Inverter |  | Outside
SRP03145 | SMA AMERICA | SB3000US (208V) | 3000 | 1 |  |  | 0.92 | Solar Inverter |  | Inside
SRP03298 | PV POWERED | PVP2000 | 2000 | 1 |  |  | 0.92 | Solar Inverter |  | INDOOR
SRP03314 | PV POWERED | PVP2000 | 2000 | 2 |  |  | 0.92 | Solar Inverter |  | INDOOR
SRP03360 | PV POWERED | PVP2000 | 2000 | 1 |  |  | 0.92 | Solar Inverter |  | OUTDOOR
SRP03361 | PV POWERED | PVP2000 | 2000 | 1 |  |  | 0.92 | Solar Inverter |  | INDOOR
SRP03398 | PV POWERED | PVP2000 | 2000 | 1 |  |  | 0.92 | Solar Inverter |  | INDOOR
SRP03400 | PV POWERED | PVP2500 | 2500 | 1 |  |  | 0.92 | Solar Inverter |  | INDOOR
SRP03515 | PV POWERED | PVP2000 | 2000 | 1 |  |  | 0.92 | Solar Inverter |  | INDOOR
SRP03527 | PV POWERED | PVP2000 | 2000 | 2 |  |  | 0.92 | Solar Inverter |  | OUTDOOR
SRP03534 | PV POWERED | PVP2000 | 2000 | 1 |  |  | 0.92 | Solar Inverter |  | INDOOR
SRP03571 | PV POWERED | PVP2000 | 2000 | 1 |  |  | 0.92 | Solar Inverter |  | INDOOR
SRP03579 | PV POWERED | PVP2000 | 2000 | 1 |  |  | 0.92 | Solar Inverter |  | INDOOR
SRP03602 | PV POWERED | PVP2000 | 2000 | 2 |  |  | 0.92 | Solar Inverter |  | INDOOR
SRP03605 | PV POWERED | PVP2000 | 2000 | 2 |  |  | 0.92 | Solar Inverter |  | INDOOR
SRP03606 | PV POWERED | PVP2000 | 2000 | 1 |  |  | 0.92 | Solar Inverter |  | INDOOR
SRP03694 | PV POWERED | PVP2000 | 2000 | 1 |  |  | 0.92 | Solar Inverter |  | OUTDOOR
SRP03729 | PV POWERED | PVP2000 | 2000 | 3 |  |  | 0.92 | Solar Inverter |  | OUTDOOR
SRP03752 | PV POWERED | PVP2000 | 2000 | 1 |  |  | 0.92 | Solar Inverter |  | Outside
SRP03840 | PV POWERED | PVP2000 | 2000 | 1 |  |  | 0.92 | Solar Inverter |  | Outside
SRP03934 | PV POWERED | PVP2000 | 2000 | 1 |  |  | 0.92 | Solar Inverter |  | INDOOR
SRP03940 | PV POWERED | PVP2000 | 2000 | 2 |  |  | 0.92 | Solar Inverter |  | INDOOR
SRP03968 | PV POWERED | PVP2000 | 2000 | 1 |  |  | 0.92 | Solar Inverter |  | OUTDOOR
SRP04016 | PV POWERED | PVP2000 | 2000 | 1 |  |  | 0.92 | Solar Inverter |  | INDOOR
SRP04045 | PV POWERED | PVP2000 | 2000 | 1 |  |  | 0.92 | Solar Inverter |  | INDOOR
SRP04055 | PV POWERED | PVP2000 | 2000 | 1 |  |  | 0.92 | Solar Inverter |  | INDOOR
SRP04085 | PV POWERED | PVP2000 | 2000 | 1 |  |  | 0.92 | Solar Inverter |  | OUTDOOR
SRP04085 | PV POWERED | PVP2000 | 2000 | 1 |  |  | 0.92 | Solar Inverter
SRP04105 | PV POWERED | PVP2000 | 2000 | 1 |  |  | 0.92 | Solar Inverter |  | INDOOR
SRP04219 | PV POWERED | PVP2000 | 2000 | 1 |  |  | 0.92 | Solar Inverter |  | INDOOR
SRP04223 | SMA AMERICA | SWR2100U | 2000 | 1 |  |  | 0.92 | Solar Inverter |  | INDOOR
SRP04279 | PV POWERED | PVP2000 | 2000 | 1 |  |  | 0.92 | Solar Inverter |  | INDOOR
SRP04285 | PV POWERED | PVP2000 | 2000 | 1 |  |  | 0.92 | Solar Inverter |  | Inside
SRP04285 | PV POWERED | PVP2000 | 2000 | 1 |  |  | 0.92 | Solar Inverter |  | Inside
SRP04317 | PV POWERED | PVP2000 | 2000 | 2 |  |  | 0.92 | Solar Inverter |  | INDOOR
SRP04396 | SMA AMERICA | SB3000US (208V) | 2000 | 1 |  |  | 0.92 | Solar Inverter |  | INDOOR
SRP04474 | PV POWERED | PVP2000 | 2000 | 1 |  |  | 0.92 | Solar Inverter |  | Outside
SRP04481 | PV POWERED | PVP2000 | 2000 | 2 |  |  | 0.92 | Solar Inverter |  | Inside
SRP04486 | PV POWERED | PVP2000 | 2000 | 1 |  |  | 0.92 | Solar Inverter |  | INDOOR
SRP04552 | PV POWERED | PVP2000 | 2000 | 1 |  |  | 0.92 | Solar Inverter |  | INDOOR
SRP04586 | PV POWERED | PVP2000 | 2000 | 2 |  |  | 0.92 | Solar Inverter |  | OUTDOOR
SRP04634 | PV POWERED | PVP2000 | 2000 | 2 |  |  | 0.92 | Solar Inverter |  | Outside
SRP04636 | PV POWERED | PVP2000 | 2000 | 1 |  |  | 0.92 | Solar Inverter |  | Inside
SRP04713 | PV POWERED | PVP2000 | 2000 | 1 |  |  | 0.92 | Solar Inverter |  | INDOOR
SRP04781 | PV POWERED | PVP2000 | 2000 | 3 |  |  | 0.92 | Solar Inverter |  | INDOOR
SRP04836 | PV POWERED | PVP2000 | 2000 | 1 |  |  | 0.92 | Solar Inverter |  | INDOOR
SRP05070 | PV POWERED | PVP2000 | 2000 | 4 |  |  | 0.92 | Solar Inverter |  | OUTDOOR
SRP05110 | PV POWERED | PVP2000 | 2000 | 1 |  |  | 0.92 | Solar Inverter |  | OUTDOOR
SRP05129 | PV POWERED | PVP2000 | 2000 | 1 |  |  | 0.92 | Solar Inverter |  | OUTDOOR
SRP05137 | PV POWERED | PVP2000 | 2000 | 1 |  |  | 0.92 | Solar Inverter |  | Inside
SRP05148 | PV POWERED | PVP2000 | 2000 | 2 |  |  | 0.92 | Solar Inverter |  | Outside
SRP05153 | PV POWERED | PVP2000 | 2000 | 1 |  |  | 0.92 | Solar Inverter |  | INDOOR
SRP05171 | PV POWERED | PVP2000 | 2000 | 1 |  |  | 0.92 | Solar Inverter |  | Inside
SRP05233 | PV POWERED | PVP2000 | 2000 | 1 |  |  | 0.92 | Solar Inverter |  | INDOOR
SRP05236 | PV POWERED | PVP2000 | 2000 | 1 |  |  | 0.92 | Solar Inverter |  | INDOOR
SRP05250 | PV POWERED | PVP2000 | 2000 | 1 |  |  | 0.92 | Solar Inverter |  | INDOOR
SRP05253 | PV POWERED | PVP2000 | 2000 | 1 |  |  | 0.92 | Solar Inverter |  | INDOOR
SRP05259 | PV POWERED | PVP2000 | 2000 | 1 |  |  | 0.92 | Solar Inverter |  | OUTDOOR
SRP05316 | PV POWERED | PVP2000 | 2000 | 1 |  |  | 0.92 | Solar Inverter |  | INDOOR
SRP05322 | PV POWERED | PVP2000 | 2000 | 2 |  |  | 0.92 | Solar Inverter |  | Inside
SRP05384 | PV POWERED | PVP2000 | 2000 | 1 |  |  | 0.92 | Solar Inverter |  | Outside
SRP05422 | PV POWERED | PVP2000 | 2000 | 1 |  |  | 0.92 | Solar Inverter |  | Outside
SRP05426 | PV POWERED | PVP2000 | 2000 | 2 |  |  | 0.92 | Solar Inverter |  | INDOOR
SRP05440 | PV POWERED | PVP2000 | 2000 | 1 |  |  | 0.92 | Solar Inverter |  | Inside
SRP05447 | PV POWERED | PVP2000 | 2000 | 1 |  |  | 0.92 | Solar Inverter |  | INDOOR
SRP05452 | PV POWERED | PVP2000 | 2000 | 1 |  |  | 0.92 | Solar Inverter |  | OUTDOOR
SRP05452 | PV POWERED | PVP2000 | 2000 | 1 |  |  | 0.92 | Solar Inverter |  | OUTDOOR
SRP05454 | SMA AMERICA | SB4000US (208V) | 4000 | 1 |  |  | 0.92 | Solar Inverter |  | Inside
SRP05463 | PV POWERED | PVP2000 | 2000 | 1 |  |  | 0.92 | Solar Inverter |  | INDOOR
SRP05600 | PV POWERED | PVP2000 | 2000 | 1 |  |  | 0.92 | Solar Inverter |  | Inside
SRP05630 | PV POWERED | PVP2000 | 2000 | 2 |  |  | 0.92 | Solar Inverter |  | INDOOR
SRP05669 | PV POWERED | PVP2000 | 2000 | 1 |  |  | 0.92 | Solar Inverter |  | Inside
SRP05672 | PV POWERED | PVP2000 | 2000 | 1 |  |  | 0.92 | Solar Inverter |  | INDOOR
SRP05701 | PV POWERED | PVP2000 | 2000 | 1 |  |  | 0.92 | Solar Inverter |  | INDOOR
SRP05818 | PV POWERED | PVP2000 | 2000 | 1 |  |  | 0.92 | Solar Inverter |  | Inside
SRP05822 | PV POWERED | PVP2000 | 2000 | 1 |  |  | 0.92 | Solar Inverter |  | Outside
SRP05892 | PV POWERED | PVP2000 | 2000 | 1 |  |  | 0.92 | Solar Inverter |  | Inside
SRP05915 | SMA AMERICA | SUNNY BOY CONTROL PLUS | 2000 | 1 |  |  | 0.92 | Solar Inverter |  | OUTDOOR
SRP05967 | PV POWERED | PVP2000 | 2000 | 2 |  |  | 0.92 | Solar Inverter |  | Inside
SRP05969 | PV POWERED | PVP2000 | 2000 | 1 |  |  | 0.92 | Solar Inverter |  | INDOOR
SRP06042 | PV POWERED | PVP2000 | 2000 | 1 |  |  | 0.92 | Solar Inverter |  | Inside
SRP06045 | PV POWERED | PVP2000 | 2000 | 1 |  |  | 0.92 | Solar Inverter |  | INDOOR
SRP06080 | PV POWERED | PVP2000 | 2000 | 1 |  |  | 0.92 | Solar Inverter |  | OUTDOOR
SRP06135 | PV POWERED | PVP2000 | 2000 | 2 |  |  | 0.92 | Solar Inverter |  | OUTDOOR
SRP06156 | PV POWERED | PVP2000 | 2000 | 1 |  |  | 0.92 | Solar Inverter |  | INDOOR
SRP06233 | PV POWERED | PVP2000 | 2000 | 1 |  |  | 0.92 | Solar Inverter |  | Inside
SRP06247 | PV POWERED | PVP2000 | 2000 | 1 |  |  | 0.92 | Solar Inverter |  | Inside
SRP06330 | PV POWERED | PVP2000 | 2000 | 1 |  |  | 0.92 | Solar Inverter |  | OUTDOOR
SRP06386 | PV POWERED | PVP2000 | 2000 | 1 |  |  | 0.92 | Solar Inverter |  | INDOOR
SRP06458 | PV POWERED | PVP2000 | 2000 | 1 |  |  | 0.92 | Solar Inverter |  | Outside
SRP06532 | PV POWERED | PVP3000 | 3000 | 1 |  |  | 0.92 | Solar Inverter |  | INDOOR
SRP06594 | PV POWERED | PVP2000 | 2000 | 1 |  |  | 0.92 | Solar Inverter |  | Outside
SRP06624 | PV POWERED | PVP2000 | 2000 | 1 |  |  | 0.92 | Solar Inverter |  | OUTDOOR
SRP06635 | PV POWERED | PVP2000 | 2000 | 1 |  |  | 0.92 | Solar Inverter |  | INDOOR
SRP06649 | PV POWERED | PVP2000 | 2000 | 1 |  |  | 0.92 | Solar Inverter |  | Inside
SRP06696 | PV POWERED | PVP2000 | 2000 | 1 |  |  | 0.92 | Solar Inverter |  | Inside
SRP06700 | PV POWERED | PVP2000 | 2000 | 1 |  |  | 0.92 | Solar Inverter |  | INDOOR
SRP06765 | PV POWERED | PVP2000 | 2000 | 1 |  |  | 0.92 | Solar Inverter |  | OUTDOOR
SRP06820 | PV POWERED | PVP3000 | 3000 | 1 |  |  | 0.92 | Solar Inverter |  | Outside
SRP06820 | PV POWERED | PVP3000 | 3000 | 1 |  |  | 0.92 | Solar Inverter |  | Outside
SRP06895 | PV POWERED | PVP2500 | 2500 | 1 |  |  | 0.92 | Solar Inverter |  | Inside
SRP06905 | PV POWERED | PVP2000 | 2000 | 1 |  |  | 0.92 | Solar Inverter |  | INDOOR
SRP07032 | PV POWERED | PVP2000 | 2000 | 1 |  |  | 0.92 | Solar Inverter |  | Outside
SRP07070 | PV POWERED | PVP2000 | 2000 | 1 |  |  | 0.92 | Solar Inverter |  | Outside
SRP07150 | PV POWERED | PVP2000 | 2000 | 1 |  |  | 0.92 | Solar Inverter |  | INDOOR
SRP07154 | PV POWERED | PVP2000 | 2000 | 1 |  |  | 0.92 | Solar Inverter |  | INDOOR
SRP07187 | PV POWERED | PVP2000 | 2000 | 1 |  |  | 0.92 | Solar Inverter |  | OUTDOOR
SRP07257 | PV POWERED | PVP2000 | 2000 | 1 |  |  | 0.92 | Solar Inverter |  | INDOOR
SRP07299 | PV POWERED | PVP2000 | 2000 | 1 |  |  | 0.92 | Solar Inverter |  | OUTDOOR
SRP07320 | PV POWERED | PVP2000 | 2000 | 1 |  |  | 0.92 | Solar Inverter |  | Outside
SRP07361 | PV POWERED | PVP2000 | 2000 | 1 |  |  | 0.92 | Solar Inverter |  | INDOOR
SRP07410 | PV POWERED | PVP2000 | 2000 | 1 |  |  | 0.92 | Solar Inverter |  | Inside
SRP07412 | PV POWERED | PVP2000 | 2000 | 2 |  |  | 0.92 | Solar Inverter |  | INDOOR
SRP07433 | PV POWERED | PVP2000 | 2000 | 1 |  |  | 0.92 | Solar Inverter |  | INDOOR
SRP07434 | PV POWERED | PVP2000 | 2000 | 1 |  |  | 0.92 | Solar Inverter |  | OUTDOOR
SRP07435 | PV POWERED | PVP3000 | 3000 | 2 |  |  | 0.92 | Solar Inverter |  | INDOOR
SRP07567 | PV POWERED | PVP2000 | 2000 | 1 |  |  | 0.92 | Solar Inverter |  | OUTDOOR
SRP07583 | PV POWERED | PVP2000 | 2000 | 1 |  |  | 0.92 | Solar Inverter |  | Inside
SRP07707 | PV POWERED | PVP2000 | 2000 | 1 |  |  | 0.92 | Solar Inverter |  | Outside
SRP07721 | PV POWERED | PVP2000 | 2000 | 1 |  |  | 0.92 | Solar Inverter |  | INDOOR
SRP07730 | PV POWERED | PVP2000 | 2000 | 1 |  |  | 0.92 | Solar Inverter |  | INDOOR
SRP07743 | PV POWERED | PVP2000 | 2000 | 1 |  |  | 0.92 | Solar Inverter |  | Outside
SRP07978 | PV POWERED | PVP2000 | 2000 | 1 |  |  | 0.92 | Solar Inverter |  | Outside
SRP07991 | PV POWERED | PVP2000 | 2000 | 1 |  |  | 0.92 | Solar Inverter |  | Outside
SRP08087 | PV POWERED | PVP2000 | 2000 | 1 |  |  | 0.92 | Solar Inverter |  | Outside
SRP08185 | PV POWERED | PVP2000 | 2000 | 1 |  |  | 0.92 | Solar Inverter |  | Outside
SRP08187 | PV POWERED | PVP2000 | 2000 | 2 |  |  | 0.92 | Solar Inverter |  | INDOOR
SRP08234 | PV POWERED | PVP2000 | 2000 | 1 |  |  | 0.92 | Solar Inverter |  | OUTDOOR
SRP08295 | PV POWERED | PVP2000 | 2000 | 1 |  |  | 0.92 | Solar Inverter |  | INDOOR
SRP08449 | PV POWERED | PVP2000 | 2000 | 2 |  |  | 0.92 | Solar Inverter |  | INDOOR
SRP08601 | PV POWERED | PVP2000 | 2000 | 1 |  |  | 0.92 | Solar Inverter |  | Inside
SRP08642 | PV POWERED | PVP2000 | 2000 | 1 |  |  | 0.92 | Solar Inverter |  | INDOOR
SRP08728 | PV POWERED | PVP2000 | 2000 | 1 |  |  | 0.92 | Solar Inverter |  | OUTDOOR
SRP08915 | PV POWERED | PVP2000 | 2000 | 2 |  |  | 0.92 | Solar Inverter |  | INDOOR
SRP09004 | PV POWERED | PVP2000 | 2000 | 1 |  |  | 0.92 | Solar Inverter |  | OUTDOOR
SRP09022 | PV POWERED | PVP2000 | 2000 | 1 |  |  | 0.92 | Solar Inverter |  | OUTDOOR
SRP09024 | PV POWERED | PVP2000 | 2000 | 1 |  |  | 0.92 | Solar Inverter |  | Inside
SRP09039 | PV POWERED | PVP2000 | 2000 | 1 |  |  | 0.92 | Solar Inverter |  | OUTDOOR
SRP09247 | PV POWERED | PVP2000 | 2000 | 1 |  |  | 0.92 | Solar Inverter |  | INDOOR
SRP09255 | PV POWERED | PVP2000 | 2000 | 1 |  |  | 0.92 | Solar Inverter |  | INDOOR
SRP09297 | PV POWERED | PVP2000 | 2000 | 1 |  |  | 0.92 | Solar Inverter |  | INDOOR
SRP09305 | PV POWERED | PVP2000 | 2000 | 1 |  |  | 0.92 | Solar Inverter |  | INDOOR
SRP09443 | PV POWERED | PVP2000 | 2000 | 2 |  |  | 0.92 | Solar Inverter |  | INDOOR
SRP09544 | PV POWERED | PVP2000 | 2000 | 1 |  |  | 0.92 | Solar Inverter |  | INDOOR
SRP09567 | PV POWERED | PVP2000 | 2000 | 1 |  |  | 0.92 | Solar Inverter |  | INDOOR
SRP09568 | PV POWERED | PVP2000 | 2000 | 1 |  |  | 0.92 | Solar Inverter |  | Outside
SRP09676 | PV POWERED | PVP2000 | 2000 | 2 |  |  | 0.92 | Solar Inverter |  | INDOOR
SRP09692 | PV POWERED | PVP2000 | 2000 | 1 |  |  | 0.92 | Solar Inverter |  | OUTDOOR
SRP09741 | PV POWERED | PVP2000 | 2000 | 2 |  |  | 0.92 | Solar Inverter |  | INDOOR
SRP09743 | PV POWERED | PVP2000 | 2000 | 1 |  |  | 0.92 | Solar Inverter |  | INDOOR
SRP09796 | PV POWERED | PVP2000 | 2000 | 2 |  |  | 0.92 | Solar Inverter |  | INDOOR
SRP09815 | PV POWERED | PVP2000 | 2000 | 1 |  |  | 0.92 | Solar Inverter |  | INDOOR
SRP09946 | PV POWERED | PVP2000 | 2000 | 1 |  |  | 0.92 | Solar Inverter |  | OUTDOOR
SRP09981 | PV POWERED | PVP2000 | 2000 | 1 |  |  | 0.92 | Solar Inverter |  | INDOOR
SRP09986 | PV POWERED | PVP2000 | 2000 | 1 |  |  | 0.92 | Solar Inverter |  | INDOOR
SRP09986 | PV POWERED | PVP2000 | 2000 | 2 |  |  | 0.92 | Solar Inverter |  | INDOOR
SRP10049 | PV POWERED | PVP2000 | 2000 | 1 |  |  | 0.92 | Solar Inverter |  | INDOOR
SRP10054 | PV POWERED | PVP2000 | 2000 | 1 |  |  | 0.92 | Solar Inverter |  | INDOOR
SRP10055 | PV POWERED | PVP2000 | 2000 | 1 |  |  | 0.92 | Solar Inverter |  | OUTDOOR
SRP10062 | PV POWERED | PVP2000 | 2000 | 1 |  |  | 0.92 | Solar Inverter |  | OUTDOOR
SRP10062 | PV POWERED | PVP2000 | 2000 | 1 |  |  | 0.92 | Solar Inverter |  | OUTDOOR
SRP10111 | PV POWERED | PVP2000 | 2000 | 1 |  |  | 0.92 | Solar Inverter |  | Inside
SRP10111 | PV POWERED | PVP2000 | 2000 | 1 |  |  | 0.92 | Solar Inverter |  | Inside
SRP10112 | PV POWERED | PVP2000 | 2000 | 1 |  |  | 0.92 | Solar Inverter |  | Outside
SRP10177 | PV POWERED | PVP2000 | 2000 | 1 |  |  | 0.92 | Solar Inverter |  | INDOOR
SRP10200 | PV POWERED | PVP2500 | 2000 | 1 |  |  | 0.92 | Solar Inverter |  | INDOOR
SRP10202 | PV POWERED | PVP2000 | 2000 | 1 |  |  | 0.92 | Solar Inverter |  | INDOOR
SRP10484 | PV POWERED | PVP2000 | 2000 | 1 |  |  | 0.92 | Solar Inverter |  | INDOOR
SRP10514 | PV POWERED | PVP2000 | 2000 | 1 |  |  | 0.92 | Solar Inverter |  | INDOOR
SRP10548 | PV POWERED | PVP2000 | 2000 | 1 |  |  | 0.92 | Solar Inverter |  | INDOOR
SRP10578 | PV POWERED | PVP2000 | 2000 | 1 |  |  | 0.92 | Solar Inverter |  | INDOOR
SRP10643 | PV POWERED | PVP2000 | 2000 | 1 |  |  | 0.92 | Solar Inverter |  | Outside
SRP10814 | PV POWERED | PVP2000 | 2000 | 1 |  |  | 0.92 | Solar Inverter |  | INDOOR
SRP10825 | PV POWERED | PVP2000 | 2000 | 1 |  |  | 0.92 | Solar Inverter |  | INDOOR
SRP10906 | PV POWERED | PVP2000 | 2000 | 1 |  |  | 0.92 | Solar Inverter |  | INDOOR
SRP10906 | PV POWERED | PVP2000 | 2000 | 1 |  |  | 0.92 | Solar Inverter |  | INDOOR
SRP10918 | PV POWERED | PVP2000 | 2000 | 1 |  |  | 0.92 | Solar Inverter |  | INDOOR
SRP10918 | PV POWERED | PVP2000 | 2000 | 1 |  |  | 0.92 | Solar Inverter |  | INDOOR
SRP10982 | PV POWERED | PVP2000 | 2000 | 2 |  |  | 0.92 | Solar Inverter |  | INDOOR
SRP10984 | PV POWERED | PVP2000 | 2000 | 1 |  |  | 0.92 | Solar Inverter |  | Inside
SRP11000 | PV POWERED | PVP2000 | 2000 | 1 |  |  | 0.92 | Solar Inverter |  | INDOOR
SRP11049 | PV POWERED | PVP2000 | 2000 | 1 |  |  | 0.92 | Solar Inverter |  | INDOOR
SRP11056 | PV POWERED | PVP2000 | 2000 | 1 |  |  | 0.92 | Solar Inverter |  | OUTDOOR
SRP11058 | PV POWERED | PVP2000 | 2000 | 1 |  |  | 0.92 | Solar Inverter |  | INDOOR
SRP11117 | PV POWERED | PVP2000 | 2000 | 1 |  |  | 0.92 | Solar Inverter |  | OUTDOOR
SRP11207 | PV POWERED | PVP2000 | 2000 | 1 |  |  | 0.92 | Solar Inverter |  | INDOOR
SRP11207 | PV POWERED | PVP2000 | 2000 | 1 |  |  | 0.92 | Solar Inverter |  | INDOOR
SRP11225 | PV POWERED | PVP2000 | 2000 | 1 |  |  | 0.92 | Solar Inverter |  | INDOOR
SRP11246 | PV POWERED | PVP2000 | 2000 | 1 |  |  | 0.92 | Solar Inverter |  | INDOOR
SRP11246 | PV POWERED | PVP2000 | 2000 | 1 |  |  | 0.92 | Solar Inverter |  | INDOOR
SRP11265 | PV POWERED | PVP2000 | 2000 | 1 |  |  | 0.92 | Solar Inverter |  | INDOOR
SRP11502 | PV POWERED | PVP2000 | 2000 | 1 |  |  | 0.92 | Solar Inverter |  | OUTDOOR
SRP11518 | PV POWERED | PVP2000 | 2000 | 1 |  |  | 0.92 | Solar Inverter |  | Outside
SRP11548 | PV POWERED | PVP2000 | 2000 | 1 |  |  | 0.92 | Solar Inverter |  | INDOOR
SRP11559 | PV POWERED | PVP2000 | 2000 | 1 |  |  | 0.92 | Solar Inverter |  | Inside
SRP11633 | PV POWERED | PVP3000 | 3000 | 2 |  |  | 0.92 | Solar Inverter |  | Inside
SRP11659 | PV POWERED | PVP4600 | 2000 | 1 |  |  | 0.92 | Solar Inverter |  | INDOOR
SRP11661 | SHARP | JH-3500U | 3500 | 2 |  |  | 0.92 | Solar Inverter |  | OUTDOOR
SRP11823 | PV POWERED | PVP2000 | 2000 | 1 |  |  | 0.92 | Solar Inverter |  | OUTDOOR
SRP11852 | PV POWERED | PVP2000 | 2000 | 1 |  |  | 0.92 | Solar Inverter |  | INDOOR
SRP12274 | PV POWERED | PVP2000 | 2000 | 2 |  |  | 0.92 | Solar Inverter |  | INDOOR
SRP12302 | PV POWERED | PVP2000 | 2000 | 2 |  |  | 0.92 | Solar Inverter |  | OUTDOOR
SRP12384 | PV POWERED | PVP2000 | 2000 | 1 |  |  | 0.92 | Solar Inverter |  | Outside
SRP12412 | PV POWERED | PVP2000 | 2000 | 1 |  |  | 0.92 | Solar Inverter |  | Inside
SRP12456 | PV POWERED | PVP2000 | 2000 | 1 |  |  | 0.92 | Solar Inverter |  | INDOOR
SRP12512 | PV POWERED | PVP2000 | 2000 | 1 |  |  | 0.92 | Solar Inverter |  | INDOOR
SRP12512 | PV POWERED | PVP2000 | 2000 | 1 |  |  | 0.92 | Solar Inverter |  | INDOOR
SRP12528 | PV POWERED | PVP2000 | 2000 | 1 |  |  | 0.92 | Solar Inverter |  | INDOOR
SRP12554 | PV POWERED | PVP2000 | 2000 | 1 |  |  | 0.92 | Solar Inverter |  | INDOOR
SRP12582 | PV POWERED | PVP2000 | 2000 | 1 |  |  | 0.92 | Solar Inverter |  | INDOOR
SRP12654 | PV POWERED | PVP2000 | 2000 | 1 |  |  | 0.92 | Solar Inverter |  | OUTDOOR
SRP12655 | PV POWERED | PVP2000 | 2000 | 1 |  |  | 0.92 | Solar Inverter |  | INDOOR
SRP12684 | PV POWERED | PVP2000 | 2000 | 1 |  |  | 0.92 | Solar Inverter |  | OUTDOOR
SRP12684 | PV POWERED | PVP2000 | 2000 | 1 |  |  | 0.92 | Solar Inverter |  | OUTDOOR
SRP12685 | PV POWERED | PVP2000 | 2000 | 2 |  |  | 0.92 | Solar Inverter |  | Outside
SRP12696 | PV POWERED | PVP2000 | 2000 | 1 |  |  | 0.92 | Solar Inverter |  | INDOOR
SRP13026 | PV POWERED | PVP2000 | 2000 | 2 |  |  | 0.92 | Solar Inverter |  | INDOOR
SRP13027 | PV POWERED | PVP2000 | 2000 | 1 |  |  | 0.92 | Solar Inverter |  | INDOOR
SRP13048 | PV POWERED | PVP2000 | 2000 | 1 |  |  | 0.92 | Solar Inverter |  | INDOOR
SRP13112 | PV POWERED | PVP2000 | 2000 | 1 |  |  | 0.92 | Solar Inverter |  | INDOOR
SRP13114 | PV POWERED | PVP2000 | 2000 | 1 |  |  | 0.92 | Solar Inverter |  | Outside
SRP13138 | PV POWERED | PVP2000 | 2000 | 1 |  |  | 0.92 | Solar Inverter |  | INDOOR
SRP13279 | PV POWERED | PVP2000 | 2000 | 1 |  |  | 0.92 | Solar Inverter |  | INDOOR
SRP13281 | PV POWERED | PVP2000 | 2000 | 1 |  |  | 0.92 | Solar Inverter |  | OUTDOOR
SRP13355 | PV POWERED | PVP2000 | 2000 | 1 |  |  | 0.92 | Solar Inverter |  | INDOOR
SRP13355 | PV POWERED | PVP2000 | 2000 | 1 |  |  | 0.92 | Solar Inverter |  | INDOOR
SRP13358 | PV POWERED | PVP2000 | 2000 | 1 |  |  | 0.92 | Solar Inverter |  | OUTDOOR
SRP13412 | PV POWERED | PVP2000 | 2000 | 1 |  |  | 0.92 | Solar Inverter |  | INDOOR
SRP13420 | PV POWERED | PVP2000 | 2000 | 1 |  |  | 0.92 | Solar Inverter |  | OUTDOOR
SRP13454 | PV POWERED | PVP2000 | 2000 | 1 |  |  | 0.92 | Solar Inverter |  | OUTDOOR
SRP13454 | PV POWERED | PVP2000 | 2000 | 1 |  |  | 0.92 | Solar Inverter |  | OUTDOOR
SRP13531 | PV POWERED | PVP2000 | 2000 | 1 |  |  | 0.92 | Solar Inverter |  | OUTDOOR
SRP13564 | PV POWERED | PVP2000 | 2000 | 1 |  |  | 0.92 | Solar Inverter |  | INDOOR
SRP13568 | PV POWERED | PVP2000 | 2000 | 1 |  |  | 0.92 | Solar Inverter |  | Inside
SRP13664 | PV POWERED | PVP2000 | 2000 | 1 |  |  | 0.92 | Solar Inverter |  | OUTDOOR
SRP13664 | PV POWERED | PVP2000 | 2000 | 1 |  |  | 0.92 | Solar Inverter |  | OUTDOOR
SRP13667 | PV POWERED | PVP2000 | 2000 | 1 |  |  | 0.92 | Solar Inverter |  | INDOOR
SRP13682 | OUTBACK POWER SYSTEMS | GVFX 3648 | 3500 | 1 |  |  | 0.92 | Solar Inverter |  | INDOOR
SRP13798 | PV POWERED | PVP2000 | 2000 | 1 |  |  | 0.92 | Solar Inverter |  | Outside
SRP13874 | PV POWERED | PVP2000 | 2000 | 1 |  |  | 0.92 | Solar Inverter |  | OUTDOOR
SRP14057 | PV POWERED | PVP2000 | 2000 | 2 |  |  | 0.92 | Solar Inverter |  | OUTDOOR
SRP14106 | PV POWERED | PVP2000 | 2000 | 1 |  |  | 0.92 | Solar Inverter |  | Outside
SRP14119 | PV POWERED | PVP2000 | 2000 | 1 |  |  | 0.92 | Solar Inverter |  | Outside
SRP14398 | PV POWERED | PVP2000 | 2000 | 1 |  |  | 0.92 | Solar Inverter |  | INDOOR
SRP14439 | PV POWERED | PVP2000 | 2000 | 1 |  |  | 0.92 | Solar Inverter |  | OUTDOOR
SRP14766 | PV POWERED | PVP2000 | 2000 | 1 |  |  | 0.92 | Solar Inverter |  | INDOOR
SRP14768 | PV POWERED | PVP2000 | 2000 | 1 |  |  | 0.92 | Solar Inverter |  | INDOOR
SRP14919 | PV POWERED | PVP2000 | 2000 | 1 |  |  | 0.92 | Solar Inverter |  | Inside
SRP15130 | PV POWERED | PVP2000 | 2000 | 1 |  |  | 0.92 | Solar Inverter |  | Outside
SRP15134 | PV POWERED | PVP2000 | 2000 | 1 |  |  | 0.92 | Solar Inverter |  | INDOOR
SRP15224 | PV POWERED | PVP2000 | 2000 | 1 |  |  | 0.92 | Solar Inverter |  | INDOOR
SRP15224 | PV POWERED | PVP3000 | 3000 | 1 |  |  | 0.92 | Solar Inverter |  | INDOOR
SRP15279 | PV POWERED | PVP2500 | 2000 | 1 |  |  | 0.92 | Solar Inverter |  | INDOOR
SRP15298 | PV POWERED | PVP2000 | 2000 | 1 |  |  | 0.92 | Solar Inverter |  | Outside
SRP15354 | PV POWERED | PVP2000 | 2000 | 1 |  |  | 0.92 | Solar Inverter |  | Outside
SRP15367 | PV POWERED | PVP2000 | 2000 | 1 |  |  | 0.92 | Solar Inverter |  | INDOOR
SRP15393 | PV POWERED | PVP2000 | 2000 | 1 |  |  | 0.92 | Solar Inverter |  | INDOOR
SRP15393 | PV POWERED | PVP2000 | 2000 | 1 |  |  | 0.92 | Solar Inverter |  | INDOOR
SRP15432 | PV POWERED | PVP2000 | 2000 | 1 |  |  | 0.92 | Solar Inverter |  | Inside
SRP18490 | PV POWERED | PVP2000 | 2000 | 1 |  |  | 0.92 | Solar Inverter |  | INDOOR
SRP14738 | PV POWERED | PVP2000 | 2000 | 1 |  |  | 0.922 | Solar Inverter |  | OUTDOOR
SRP04700 | PV POWERED | PVP2000 | 2000 | 1 |  |  | 0.925 | Solar Inverter |  | OUTDOOR
SRP05073 | PV POWERED | PVP2000 | 2000 | 1 |  |  | 0.925 | Solar Inverter |  | Outside
SRP05076 | PV POWERED | PVP2000 | 2000 | 1 |  |  | 0.925 | Solar Inverter |  | INDOOR
SRP05095 | PV POWERED | PVP2000 | 2000 | 1 |  |  | 0.925 | Solar Inverter |  | INDOOR
SRP05139 | PV POWERED | PVP2000 | 2000 | 2 |  |  | 0.925 | Solar Inverter |  | INDOOR
SRP05806 | PV POWERED | PVP2000 | 2000 | 1 |  |  | 0.925 | Solar Inverter |  | OUTDOOR
SRP05815 | PV POWERED | PVP2000 | 2000 | 1 |  |  | 0.925 | Solar Inverter |  | INDOOR
SRP06168 | PV POWERED | PVP2000 | 2000 | 1 |  |  | 0.925 | Solar Inverter |  | Inside
SRP06631 | PV POWERED | PVP2000 | 2000 | 1 |  |  | 0.925 | Solar Inverter |  | INDOOR
SRP06754 | PV POWERED | PVP2000 | 2000 | 1 |  |  | 0.925 | Solar Inverter |  | INDOOR
SRP07151 | PV POWERED | PVP2000 | 2000 | 1 |  |  | 0.925 | Solar Inverter |  | Outside
REIPNR-06619 | PV POWERED | PVP100KW-208 | 100000 | 1 |  |  | 0.93 | Solar Inverter |  | OUTDOOR
REIPNR-06619 | PV POWERED | PVP30KW-LV-480 | 30000 | 2 |  |  | 0.93 | Solar Inverter |  | OUTDOOR
REIPNR-07441 | SATCON TECHNOLOGY | AE-100-60-PV-A | 50000 | 1 |  |  | 0.93 | Solar Inverter |  | INDOOR
REIPNR-07497 | PV POWERED | PVP30KW-LV-208 | 30000 | 1 |  |  | 0.93 | Solar Inverter |  | Outside
REIPNR-08148 | PV POWERED | PVP2000 | 2000 | 1 |  |  | 0.93 | Solar Inverter |  | OUTDOOR
REIPNR-08148 | PV POWERED | PVP2500 | 2500 | 1 |  |  | 0.93 | Solar Inverter |  | OUTDOOR
REIPNR-08576 | SMA AMERICA | SWR2100U | 2100 | 1 |  |  | 0.93 | Solar Inverter |  | INDOOR
REIPNR-08829 | PV POWERED | PVP30KW-208 | 30000 | 1 |  |  | 0.93 | Solar Inverter |  | INDOOR
REIPNR-08837 | CONNECT RENEWABLE ENERGY | CE 4000 | 460 | 99 |  |  | 0.93 | Solar Inverter |  | OUTDOOR
REIPNR-08839 | PV POWERED | PVP30KW-208 | 30000 | 1 |  |  | 0.93 | Solar Inverter |  | INDOOR
REIPNR-09687 | PV POWERED | PVP30KW-208 | 30000 | 1 |  |  | 0.93 | Solar Inverter |  | INDOOR
REIPNR-09687 | PV POWERED | PVP30KW-208 | 30000 | 1 |  |  | 0.93 | Solar Inverter |  | INDOOR
REIPNR-09687 | PV POWERED | PVP30KW-208 | 30000 | 1 |  |  | 0.93 | Solar Inverter |  | INDOOR
REIPNR-10764 | PV POWERED | PVP30KW-208 | 30000 | 1 |  |  | 0.93 | Solar Inverter |  | INDOOR
REIPNR-11088 | PV POWERED | PVP30KW-480 | 30000 | 1 |  |  | 0.93 | Solar Inverter |  | INDOOR
REIPNR-11549 | PV POWERED | PVP30KW-208 | 30000 | 1 |  |  | 0.93 | Solar Inverter |  | OUTDOOR
REIPNR-11550 | SYSGRATION | SOLEIL 2000-120 | 460 | 216 |  |  | 0.93 | Solar Inverter |  | OUTDOOR
REIPNR-12088 | PV POWERED | PVP30KW-LV-480 | 30000 | 1 |  |  | 0.93 | Solar Inverter |  | INDOOR
REIPNR-12207 | PV POWERED | PVP30KW-208 | 30000 | 1 |  |  | 0.93 | Solar Inverter |  | OUTDOOR
SRP01695 | PV POWERED | PVP3000 | 3000 | 1 |  |  | 0.93 | Solar Inverter |  | INDOOR
SRP02746 | PV POWERED | PVP30KW-208 | 30000 | 1 |  |  | 0.93 | Solar Inverter |  | OUTDOOR
SRP02747 | PV POWERED | PVP30KW-208 | 30000 | 1 |  |  | 0.93 | Solar Inverter |  | OUTDOOR
SRP02887 | CONNECT RENEWABLE ENERGY | CNE-35L-BLK-U | 460 | 1134 |  |  | 0.93 | Solar Inverter |  | OUTDOOR
SRP05075 | PV POWERED | PVP30KW-208 | 30000 | 1 |  |  | 0.93 | Solar Inverter |  | INDOOR
SRP05517 | CONNECT RENEWABLE ENERGY | CE 4000 | 460 | 15 |  |  | 0.93 | Solar Inverter |  | OUTDOOR
SRP06335 | PV POWERED | PVP30KW-208 | 30000 | 2 |  |  | 0.93 | Solar Inverter |  | OUTDOOR
SRP06339 | IPOWER | SHO-1.1 | 15000 | 1 |  |  | 0.93 | Solar Inverter |  | Inside
SRP07096 | DIRECT GRID TECHNOLOGIES | DGM-460 | 460 | 15 |  |  | 0.93 | Solar Inverter |  | OUTDOOR
SRP07584 | ENPHASE ENERGY | M200-32-240-S02 | 215 | 20 |  |  | 0.93 | Solar Inverter |  | Inside
SRP07585 | ENPHASE ENERGY | M200-32-240-S02 | 215 | 20 |  |  | 0.93 | Solar Inverter |  | Inside
SRP08079 | OUTBACK POWER SYSTEMS | GVFX 3648 | 3600 | 2 |  |  | 0.93 | Solar Inverter |  | INDOOR
SRP12647 | OUTBACK POWER SYSTEMS | GVFX 3648 | 3600 | 1 |  |  | 0.93 | Solar Inverter |  | Inside
SRP12647 | OUTBACK POWER SYSTEMS | GVFX 3648 | 3600 | 1 |  |  | 0.93 | Solar Inverter |  | Inside
SRP13984 | OUTBACK POWER SYSTEMS | GVFX 3648 | 3648 | 1 |  |  | 0.93 | Solar Inverter |  | INDOOR
SRP14573 | DIRECT GRID TECHNOLOGIES | DGM-S460 | 460 | 459 |  |  | 0.93 | Solar Inverter |  | OUTDOOR
SRP17207 | XANTREX TECHNOLOGY | XW4548-120/240-60 | 4500 | 1 |  |  | 0.93 | Solar Inverter |  | INDOOR
SRP18640 | PV POWERED | PVP30KW-208 | 30000 | 1 |  |  | 0.93 | Solar Inverter |  | OUTDOOR
SRP22220 | OUTBACK POWER SYSTEMS | GS8048 | 8000 | 1 |  |  | 0.93 | Solar Inverter |  | INDOOR
REIPNR-08194 | PV POWERED | PVP3000 | 3000 | 1 |  |  | 0.933 | Solar Inverter |  | OUTDOOR
REIPNR-08448 | PV POWERED | PVP4800 | 4800 | 1 |  |  | 0.933 | Solar Inverter |  | INDOOR
REIPNR-07354 | PV POWERED | PVP3000 | 3000 | 1 |  |  | 0.935 | Solar Inverter |  | INDOOR
REIPNR-07621 | PV POWERED | PVP3000 | 3000 | 1 |  |  | 0.935 | Solar Inverter |  | Inside
REIPNR-07650 | PV POWERED | PVP3000 | 3000 | 1 |  |  | 0.935 | Solar Inverter |  | INDOOR
REIPNR-07655 | PV POWERED | PVP3000 | 3000 | 1 |  |  | 0.935 | Solar Inverter |  | OUTDOOR
REIPNR-07658 | PV POWERED | PVP3000 | 3000 | 2 |  |  | 0.935 | Solar Inverter |  | INDOOR
REIPNR-07661 | PV POWERED | PVP3000 | 3000 | 1 |  |  | 0.935 | Solar Inverter |  | INDOOR
REIPNR-07665 | PV POWERED | PVP3000 | 3000 | 1 |  |  | 0.935 | Solar Inverter |  | INDOOR
REIPNR-07796 | PV POWERED | PVP3000 | 3000 | 1 |  |  | 0.935 | Solar Inverter |  | OUTDOOR
REIPNR-07832 | PV POWERED | PVP3000 | 3000 | 1 |  |  | 0.935 | Solar Inverter |  | INDOOR
REIPNR-07834 | PV POWERED | PVP3000 | 3000 | 1 |  |  | 0.935 | Solar Inverter |  | OUTDOOR
REIPNR-07916 | PV POWERED | PVP3000 | 3000 | 1 |  |  | 0.935 | Solar Inverter |  | OUTDOOR
REIPNR-07919 | PV POWERED | PVP3000 | 3000 | 1 |  |  | 0.935 | Solar Inverter |  | OUTDOOR
REIPNR-07922 | PV POWERED | PVP3000 | 3000 | 1 |  |  | 0.935 | Solar Inverter |  | INDOOR
REIPNR-07929 | PV POWERED | PVP3000 | 3000 | 1 |  |  | 0.935 | Solar Inverter |  | OUTDOOR
REIPNR-07931 | PV POWERED | PVP3000 | 3000 | 2 |  |  | 0.935 | Solar Inverter |  | INDOOR
REIPNR-07949 | PV POWERED | PVP3000 | 3000 | 1 |  |  | 0.935 | Solar Inverter |  | INDOOR
REIPNR-07950 | PV POWERED | PVP3000 | 3000 | 1 |  |  | 0.935 | Solar Inverter |  | OUTDOOR
REIPNR-07957 | PV POWERED | PVP3000 | 3000 | 1 |  |  | 0.935 | Solar Inverter |  | OUTDOOR
REIPNR-07959 | PV POWERED | PVP3000 | 3000 | 1 |  |  | 0.935 | Solar Inverter |  | OUTDOOR
REIPNR-08058 | PV POWERED | PVP3000 | 3000 | 2 |  |  | 0.935 | Solar Inverter |  | OUTDOOR
REIPNR-08060 | PV POWERED | PVP3000 | 3000 | 1 |  |  | 0.935 | Solar Inverter |  | INDOOR
REIPNR-08066 | PV POWERED | PVP3000 | 3000 | 1 |  |  | 0.935 | Solar Inverter |  | INDOOR
REIPNR-08078 | PV POWERED | PVP3000 | 3000 | 1 |  |  | 0.935 | Solar Inverter |  | INDOOR
REIPNR-08105 | PV POWERED | PVP3000 | 3000 | 1 |  |  | 0.935 | Solar Inverter |  | INDOOR
REIPNR-08106 | PV POWERED | PVP3000 | 3000 | 1 |  |  | 0.935 | Solar Inverter |  | INDOOR
REIPNR-08107 | PV POWERED | PVP3000 | 3000 | 1 |  |  | 0.935 | Solar Inverter |  | INDOOR
REIPNR-08109 | PV POWERED | PVP3000 | 3000 | 1 |  |  | 0.935 | Solar Inverter |  | INDOOR
REIPNR-08146 | PV POWERED | PVP3000 | 3000 | 2 |  |  | 0.935 | Solar Inverter |  | INDOOR
REIPNR-08201 | PV POWERED | PVP3000 | 3000 | 1 |  |  | 0.935 | Solar Inverter |  | INDOOR
REIPNR-08239 | PV POWERED | PVP3000 | 3000 | 1 |  |  | 0.935 | Solar Inverter |  | INDOOR
REIPNR-08260 | PV POWERED | PVP3000 | 3000 | 1 |  |  | 0.935 | Solar Inverter |  | OUTDOOR
REIPNR-08261 | PV POWERED | PVP3000 | 3000 | 1 |  |  | 0.935 | Solar Inverter |  | INDOOR
REIPNR-08266 | PV POWERED | PVP3000 | 3000 | 1 |  |  | 0.935 | Solar Inverter |  | INDOOR
REIPNR-08269 | PV POWERED | PVP3000 | 3000 | 1 |  |  | 0.935 | Solar Inverter |  | OUTDOOR
REIPNR-08271 | PV POWERED | PVP3000 | 3000 | 1 |  |  | 0.935 | Solar Inverter |  | INDOOR
REIPNR-08283 | PV POWERED | PVP3000 | 3000 | 1 |  |  | 0.935 | Solar Inverter |  | OUTDOOR
REIPNR-08330 | PV POWERED | PVP3000 | 3000 | 1 |  |  | 0.935 | Solar Inverter |  | INDOOR
REIPNR-08332 | PV POWERED | PVP3000 | 3000 | 1 |  |  | 0.935 | Solar Inverter |  | INDOOR
REIPNR-08338 | PV POWERED | PVP3000 | 3000 | 2 |  |  | 0.935 | Solar Inverter |  | INDOOR
REIPNR-08343 | PV POWERED | PVP3000 | 3000 | 1 |  |  | 0.935 | Solar Inverter |  | OUTDOOR
REIPNR-08353 | PV POWERED | PVP3000 | 3000 | 1 |  |  | 0.935 | Solar Inverter |  | OUTDOOR
REIPNR-08376 | PV POWERED | PVP4800 | 3000 | 1 |  |  | 0.935 | Solar Inverter |  | INDOOR
REIPNR-08390 | PV POWERED | PVP4800 | 4800 | 1 |  |  | 0.935 | Solar Inverter |  | INDOOR
REIPNR-08422 | PV POWERED | PVP3000 | 3000 | 1 |  |  | 0.935 | Solar Inverter |  | OUTDOOR
REIPNR-08440 | PV POWERED | PVP3000 | 3000 | 1 |  |  | 0.935 | Solar Inverter |  | INDOOR
REIPNR-08442 | PV POWERED | PVP3000 | 3000 | 4 |  |  | 0.935 | Solar Inverter |  | INDOOR
REIPNR-08527 | PV POWERED | PVP30KW-208 | 30000 | 1 |  |  | 0.935 | Solar Inverter |  | INDOOR
REIPNR-08528 | PV POWERED | PVP3000 | 3000 | 2 |  |  | 0.935 | Solar Inverter |  | INDOOR
REIPNR-08530 | PV POWERED | PVP3000 | 3000 | 1 |  |  | 0.935 | Solar Inverter |  | INDOOR
REIPNR-08532 | PV POWERED | PVP3000 | 3000 | 1 |  |  | 0.935 | Solar Inverter |  | INDOOR
REIPNR-08563 | PV POWERED | PVP2800 | 3000 | 1 |  |  | 0.935 | Solar Inverter |  | INDOOR
REIPNR-08564 | PV POWERED | PVP3000 | 3000 | 1 |  |  | 0.935 | Solar Inverter |  | OUTDOOR
REIPNR-08568 | PV POWERED | PVP3000 | 3000 | 1 |  |  | 0.935 | Solar Inverter |  | OUTDOOR
REIPNR-08616 | PV POWERED | PVP3000 | 3000 | 1 |  |  | 0.935 | Solar Inverter |  | INDOOR
REIPNR-08617 | PV POWERED | PVP3000 | 3000 | 1 |  |  | 0.935 | Solar Inverter |  | INDOOR
REIPNR-08654 | PV POWERED | PVP2000 | 2000 | 1 |  |  | 0.935 | Solar Inverter |  | OUTDOOR
REIPNR-08654 | PV POWERED | PVP2500 | 2500 | 1 |  |  | 0.935 | Solar Inverter |  | OUTDOOR
REIPNR-08664 | PV POWERED | PVP3000 | 3000 | 1 |  |  | 0.935 | Solar Inverter |  | INDOOR
REIPNR-08790 | PV POWERED | PVP3000 | 3000 | 1 |  |  | 0.935 | Solar Inverter |  | OUTDOOR
REIPNR-08795 | PV POWERED | PVP3000 | 3000 | 1 |  |  | 0.935 | Solar Inverter |  | INDOOR
REIPNR-08799 | PV POWERED | PVP3000 | 3000 | 1 |  |  | 0.935 | Solar Inverter |  | OUTDOOR
REIPNR-08812 | PV POWERED | PVP3000 | 3000 | 1 |  |  | 0.935 | Solar Inverter |  | INDOOR
REIPNR-08816 | PV POWERED | PVP3000 | 3000 | 1 |  |  | 0.935 | Solar Inverter |  | OUTDOOR
REIPNR-08882 | PV POWERED | PVP3000 | 3000 | 1 |  |  | 0.935 | Solar Inverter |  | INDOOR
REIPNR-08884 | PV POWERED | PVP3000 | 3000 | 1 |  |  | 0.935 | Solar Inverter |  | Outside
REIPNR-08915 | PV POWERED | PVP3000 | 3000 | 1 |  |  | 0.935 | Solar Inverter |  | OUTDOOR
REIPNR-08922 | PV POWERED | PVP3000 | 3000 | 1 |  |  | 0.935 | Solar Inverter |  | INDOOR
REIPNR-08925 | PV POWERED | PVP3000 | 3000 | 1 |  |  | 0.935 | Solar Inverter |  | OUTDOOR
REIPNR-08929 | PV POWERED | PVP3000 | 3000 | 1 |  |  | 0.935 | Solar Inverter |  | Outside
REIPNR-08948 | PV POWERED | PVP3000 | 3000 | 2 |  |  | 0.935 | Solar Inverter |  | INDOOR
REIPNR-08968 | PV POWERED | PVP3000 | 3000 | 1 |  |  | 0.935 | Solar Inverter |  | INDOOR
REIPNR-08973 | PV POWERED | PVP3000 | 3000 | 3 |  |  | 0.935 | Solar Inverter |  | INDOOR
REIPNR-08974 | PV POWERED | PVP3000 | 3000 | 1 |  |  | 0.935 | Solar Inverter |  | Inside
REIPNR-08998 | PV POWERED | PVP3000 | 3000 | 1 |  |  | 0.935 | Solar Inverter |  | Inside
REIPNR-09033 | PV POWERED | PVP3000 | 3000 | 1 |  |  | 0.935 | Solar Inverter |  | INDOOR
REIPNR-09045 | PV POWERED | PVP3000 | 3000 | 1 |  |  | 0.935 | Solar Inverter |  | INDOOR
REIPNR-09089 | PV POWERED | PVP3000 | 3000 | 1 |  |  | 0.935 | Solar Inverter |  | OUTDOOR
REIPNR-09138 | PV POWERED | PVP3000 | 3000 | 3 |  |  | 0.935 | Solar Inverter |  | Outside
REIPNR-09336 | PV POWERED | PVP3000 | 3000 | 1 |  |  | 0.935 | Solar Inverter |  | INDOOR
REIPNR-09350 | PV POWERED | PVP3000 | 3000 | 1 |  |  | 0.935 | Solar Inverter |  | INDOOR
REIPNR-09355 | PV POWERED | PVP3500 | 3500 | 1 |  |  | 0.935 | Solar Inverter |  | INDOOR
REIPNR-09356 | PV POWERED | PVP3000 | 3000 | 1 |  |  | 0.935 | Solar Inverter |  | INDOOR
REIPNR-09452 | PV POWERED | PVP3000 | 3000 | 1 |  |  | 0.935 | Solar Inverter |  | INDOOR
REIPNR-09453 | PV POWERED | PVP3000 | 3000 | 1 |  |  | 0.935 | Solar Inverter |  | OUTDOOR
REIPNR-09456 | PV POWERED | PVP3000 | 3000 | 1 |  |  | 0.935 | Solar Inverter |  | INDOOR
REIPNR-09457 | PV POWERED | PVP3000 | 3000 | 1 |  |  | 0.935 | Solar Inverter |  | INDOOR
REIPNR-09460 | PV POWERED | PVP3000 | 3000 | 2 |  |  | 0.935 | Solar Inverter |  | OUTDOOR
REIPNR-09584 | PV POWERED | PVP3000 | 3000 | 2 |  |  | 0.935 | Solar Inverter |  | Inside
REIPNR-09600 | PV POWERED | PVP3000 | 3000 | 1 |  |  | 0.935 | Solar Inverter |  | INDOOR
REIPNR-09606 | PV POWERED | PVP3000 | 3000 | 1 |  |  | 0.935 | Solar Inverter |  | OUTDOOR
REIPNR-09687 | PV POWERED | PVP30KW-208 | 30000 | 1 |  |  | 0.935 | Solar Inverter |  | INDOOR
REIPNR-09705 | PV POWERED | PVP3000 | 3000 | 1 |  |  | 0.935 | Solar Inverter |  | OUTDOOR
REIPNR-09709 | PV POWERED | PVP3000 | 3000 | 1 |  |  | 0.935 | Solar Inverter |  | INDOOR
REIPNR-09894 | PV POWERED | PVP3000 | 3000 | 2 |  |  | 0.935 | Solar Inverter |  | INDOOR
REIPNR-09899 | PV POWERED | PVP3000 | 3000 | 1 |  |  | 0.935 | Solar Inverter |  | INDOOR
REIPNR-09903 | PV POWERED | PVP3000 | 3000 | 1 |  |  | 0.935 | Solar Inverter |  | INDOOR
REIPNR-09906 | PV POWERED | PVP3000 | 3000 | 1 |  |  | 0.935 | Solar Inverter |  | INDOOR
REIPNR-09991 | PV POWERED | PVP3000 | 3000 | 2 |  |  | 0.935 | Solar Inverter |  | INDOOR
REIPNR-10195 | PV POWERED | PVP3000 | 3000 | 1 |  |  | 0.935 | Solar Inverter |  | INDOOR
REIPNR-10213 | PV POWERED | PVP3000 | 3000 | 1 |  |  | 0.935 | Solar Inverter |  | OUTDOOR
REIPNR-10234 | PV POWERED | PVP3000 | 3000 | 1 |  |  | 0.935 | Solar Inverter |  | INDOOR
REIPNR-10259 | PV POWERED | PVP3000 | 3000 | 2 |  |  | 0.935 | Solar Inverter |  | INDOOR
REIPNR-10260 | PV POWERED | PVP3000 | 3000 | 2 |  |  | 0.935 | Solar Inverter |  | INDOOR
REIPNR-10301 | PV POWERED | PVP3000 | 3000 | 2 |  |  | 0.935 | Solar Inverter |  | INDOOR
REIPNR-10306 | PV POWERED | PVP3000 | 3000 | 2 |  |  | 0.935 | Solar Inverter |  | INDOOR
REIPNR-10316 | PV POWERED | PVP3000 | 3000 | 1 |  |  | 0.935 | Solar Inverter |  | OUTDOOR
REIPNR-10319 | PV POWERED | PVP3000 | 3000 | 1 |  |  | 0.935 | Solar Inverter |  | Outside
REIPNR-10346 | PV POWERED | PVP3000 | 3000 | 1 |  |  | 0.935 | Solar Inverter |  | INDOOR
REIPNR-10368 | PV POWERED | PVP3000 | 3000 | 1 |  |  | 0.935 | Solar Inverter |  | OUTDOOR
REIPNR-10384 | PV POWERED | PVP3000 | 3000 | 1 |  |  | 0.935 | Solar Inverter |  | INDOOR
REIPNR-10483 | PV POWERED | PVP3000 | 3000 | 2 |  |  | 0.935 | Solar Inverter |  | OUTDOOR
REIPNR-10501 | PV POWERED | PVP3000 | 3000 | 1 |  |  | 0.935 | Solar Inverter |  | Outside
REIPNR-10567 | PV POWERED | PVP3000 | 3000 | 1 |  |  | 0.935 | Solar Inverter |  | Inside
REIPNR-10571 | PV POWERED | PVP3000 | 3000 | 2 |  |  | 0.935 | Solar Inverter |  | INDOOR
REIPNR-10575 | PV POWERED | PVP3000 | 3000 | 1 |  |  | 0.935 | Solar Inverter
REIPNR-10669 | PV POWERED | PVP3000 | 3000 | 1 |  |  | 0.935 | Solar Inverter |  | Outside
REIPNR-10681 | PV POWERED | PVP3000 | 3000 | 1 |  |  | 0.935 | Solar Inverter |  | INDOOR
REIPNR-10688 | PV POWERED | PVP3000 | 3000 | 1 |  |  | 0.935 | Solar Inverter |  | INDOOR
REIPNR-10689 | PV POWERED | PVP3000 | 3000 | 1 |  |  | 0.935 | Solar Inverter |  | INDOOR
REIPNR-10689 | PV POWERED | PVP3000 | 3000 | 1 |  |  | 0.935 | Solar Inverter |  | INDOOR
REIPNR-10751 | PV POWERED | PVP3000 | 3000 | 2 |  |  | 0.935 | Solar Inverter |  | OUTDOOR
REIPNR-10798 | PV POWERED | PVP30KW-208 | 30000 | 1 |  |  | 0.935 | Solar Inverter |  | INDOOR
REIPNR-10867 | PV POWERED | PVP3000 | 3000 | 1 |  |  | 0.935 | Solar Inverter |  | INDOOR
REIPNR-10877 | PV POWERED | PVP3000 | 3000 | 1 |  |  | 0.935 | Solar Inverter |  | INDOOR
REIPNR-10957 | PV POWERED | PVP3000 | 3000 | 1 |  |  | 0.935 | Solar Inverter |  | INDOOR
REIPNR-10978 | PV POWERED | PVP30KW-480 | 30000 | 1 |  |  | 0.935 | Solar Inverter |  | OUTDOOR
REIPNR-10992 | PV POWERED | PVP3000 | 3000 | 1 |  |  | 0.935 | Solar Inverter |  | OUTDOOR
REIPNR-10998 | PV POWERED | PVP2500 | 2500 | 1 |  |  | 0.935 | Solar Inverter |  | INDOOR
REIPNR-11094 | PV POWERED | PVP3000 | 3000 | 1 |  |  | 0.935 | Solar Inverter |  | INDOOR
REIPNR-11110 | PV POWERED | PVP3000 | 3000 | 1 |  |  | 0.935 | Solar Inverter |  | Inside
REIPNR-11185 | PV POWERED | PVP3000 | 3000 | 1 |  |  | 0.935 | Solar Inverter |  | INDOOR
REIPNR-11192 | PV POWERED | PVP3000 | 3000 | 1 |  |  | 0.935 | Solar Inverter |  | INDOOR
REIPNR-11203 | PV POWERED | PVP3000 | 3000 | 1 |  |  | 0.935 | Solar Inverter |  | INDOOR
REIPNR-11325 | PV POWERED | PVP3500 | 3500 | 1 |  |  | 0.935 | Solar Inverter |  | INDOOR
REIPNR-11326 | PV POWERED | PVP3000 | 3000 | 1 |  |  | 0.935 | Solar Inverter |  | Inside
REIPNR-11409 | PV POWERED | PVP30KW-208 | 28050 | 1 |  |  | 0.935 | Solar Inverter |  | OUTDOOR
REIPNR-11433 | PV POWERED | PVP3000 | 3000 | 1 |  |  | 0.935 | Solar Inverter |  | Outside
REIPNR-11438 | PV POWERED | PVP3000 | 3000 | 1 |  |  | 0.935 | Solar Inverter |  | INDOOR
REIPNR-11491 | PV POWERED | PVP3000 | 3000 | 1 |  |  | 0.935 | Solar Inverter |  | INDOOR
REIPNR-11532 | PV POWERED | PVP3000 | 3000 | 1 |  |  | 0.935 | Solar Inverter |  | Inside
REIPNR-11620 | PV POWERED | PVP3000 | 3000 | 2 |  |  | 0.935 | Solar Inverter |  | INDOOR
REIPNR-11740 | PV POWERED | PVP3000 | 3000 | 1 |  |  | 0.935 | Solar Inverter |  | Outside
REIPNR-11768 | PV POWERED | PVP3000 | 3000 | 1 |  |  | 0.935 | Solar Inverter |  | INDOOR
REIPNR-11768 | PV POWERED | PVP3500 | 3500 | 1 |  |  | 0.935 | Solar Inverter |  | INDOOR
REIPNR-11773 | PV POWERED | PVP3000 | 3000 | 1 |  |  | 0.935 | Solar Inverter |  | INDOOR
REIPNR-11779 | PV POWERED | PVP3000 | 3000 | 1 |  |  | 0.935 | Solar Inverter |  | Inside
REIPNR-11781 | PV POWERED | PVP3000 | 3000 | 1 |  |  | 0.935 | Solar Inverter |  | INDOOR
REIPNR-11803 | PV POWERED | PVP3000 | 3000 | 1 |  |  | 0.935 | Solar Inverter |  | Inside
REIPNR-11834 | PV POWERED | PVP3000 | 3000 | 2 |  |  | 0.935 | Solar Inverter |  | INDOOR
REIPNR-11884 | PV POWERED | PVP3000 | 3000 | 1 |  |  | 0.935 | Solar Inverter |  | INDOOR
REIPNR-11886 | PV POWERED | PVP3000 | 3000 | 1 |  |  | 0.935 | Solar Inverter |  | INDOOR
REIPNR-11893 | PV POWERED | PVP3000 | 3000 | 1 |  |  | 0.935 | Solar Inverter |  | Inside
REIPNR-11918 | PV POWERED | PVP3000 | 3000 | 2 |  |  | 0.935 | Solar Inverter |  | OUTDOOR
REIPNR-11922 | SMA AMERICA | SB3000US (208V) | 3000 | 2 |  |  | 0.935 | Solar Inverter |  | INDOOR
REIPNR-11939 | PV POWERED | PVP3000 | 3000 | 1 |  |  | 0.935 | Solar Inverter |  | INDOOR
REIPNR-11943 | PV POWERED | PVP3000 | 3000 | 1 |  |  | 0.935 | Solar Inverter |  | INDOOR
REIPNR-11987 | PV POWERED | PVP3000 | 3000 | 1 |  |  | 0.935 | Solar Inverter |  | INDOOR
REIPNR-11990 | PV POWERED | PVP3000 | 3000 | 1 |  |  | 0.935 | Solar Inverter |  | Outside
REIPNR-12052 | PV POWERED | PVP3000 | 3000 | 1 |  |  | 0.935 | Solar Inverter |  | INDOOR
REIPNR-12135 | PV POWERED | PVP3000 | 3000 | 1 |  |  | 0.935 | Solar Inverter |  | OUTDOOR
REIPNR-12208 | PV POWERED | PVP30KW-208 | 30000 | 1 |  |  | 0.935 | Solar Inverter |  | OUTDOOR
SRP01003 | PV POWERED | PVP30KW-208 | 30000 | 1 |  |  | 0.935 | Solar Inverter |  | OUTDOOR
SRP01053 | PV POWERED | PVP3000 | 3000 | 1 |  |  | 0.935 | Solar Inverter |  | Inside
SRP01072 | PV POWERED | PVP3000 | 3000 | 1 |  |  | 0.935 | Solar Inverter |  | INDOOR
SRP01124 | PV POWERED | PVP3000 | 3000 | 2 |  |  | 0.935 | Solar Inverter |  | OUTDOOR
SRP01140 | PV POWERED | PVP2000 | 2000 | 1 |  |  | 0.935 | Solar Inverter |  | INDOOR
SRP01144 | PV POWERED | PVP3000 | 3000 | 1 |  |  | 0.935 | Solar Inverter |  | INDOOR
SRP01202 | PV POWERED | PVP3000 | 3000 | 1 |  |  | 0.935 | Solar Inverter |  | Inside
SRP01208 | PV POWERED | PVP3000 | 3000 | 1 |  |  | 0.935 | Solar Inverter |  | INDOOR
SRP01255 | PV POWERED | PVP3000 | 3000 | 2 |  |  | 0.935 | Solar Inverter |  | Outside
SRP01404 | PV POWERED | PVP3000 | 3000 | 2 |  |  | 0.935 | Solar Inverter |  | INDOOR
SRP01424 | PV POWERED | PVP3000 | 3000 | 1 |  |  | 0.935 | Solar Inverter |  | INDOOR
SRP01445 | PV POWERED | PVP3000 | 3000 | 1 |  |  | 0.935 | Solar Inverter |  | INDOOR
SRP01511 | PV POWERED | PVP3000 | 3000 | 1 |  |  | 0.935 | Solar Inverter |  | OUTDOOR
SRP01516 | PV POWERED | PVP3000 | 3000 | 1 |  |  | 0.935 | Solar Inverter |  | INDOOR
SRP01577 | PV POWERED | PVP3000 | 3000 | 1 |  |  | 0.935 | Solar Inverter |  | INDOOR
SRP01592 | PV POWERED | PVP3000 | 3000 | 1 |  |  | 0.935 | Solar Inverter |  | INDOOR
SRP01619 | PV POWERED | PVP3000 | 3000 | 2 |  |  | 0.935 | Solar Inverter |  | INDOOR
SRP01674 | PV POWERED | PVP3000 | 3000 | 2 |  |  | 0.935 | Solar Inverter |  | INDOOR
SRP01699 | PV POWERED | PVP3000 | 3000 | 1 |  |  | 0.935 | Solar Inverter |  | INDOOR
SRP01708 | PV POWERED | PVP3000 | 3000 | 1 |  |  | 0.935 | Solar Inverter |  | INDOOR
SRP01821 | PV POWERED | PVP3000 | 3000 | 1 |  |  | 0.935 | Solar Inverter |  | INDOOR
SRP01844 | PV POWERED | PVP3000 | 3000 | 1 |  |  | 0.935 | Solar Inverter |  | INDOOR
SRP01845 | PV POWERED | PVP3000 | 3000 | 1 |  |  | 0.935 | Solar Inverter |  | Outside
SRP01847 | PV POWERED | PVP3000 | 3000 | 1 |  |  | 0.935 | Solar Inverter |  | Outside
SRP01859 | PV POWERED | PVP30KW-LV-208 | 30000 | 1 |  |  | 0.935 | Solar Inverter |  | Inside
SRP01878 | PV POWERED | PVP30KW-LV-208 | 30000 | 1 |  |  | 0.935 | Solar Inverter |  | INDOOR
SRP01943 | PV POWERED | PVP3000 | 3000 | 1 |  |  | 0.935 | Solar Inverter |  | Inside
SRP02003 | PV POWERED | PVP3000 | 3000 | 1 |  |  | 0.935 | Solar Inverter |  | INDOOR
SRP02038 | PV POWERED | PVP3000 | 3000 | 1 |  |  | 0.935 | Solar Inverter |  | Outside
SRP02039 | PV POWERED | PVP3000 | 3000 | 2 |  |  | 0.935 | Solar Inverter |  | Inside
SRP02048 | PV POWERED | PVP3000 | 3000 | 1 |  |  | 0.935 | Solar Inverter |  | INDOOR
SRP02058 | PV POWERED | PVP3000 | 3000 | 1 |  |  | 0.935 | Solar Inverter |  | INDOOR
SRP02060 | PV POWERED | PVP3000 | 3000 | 2 |  |  | 0.935 | Solar Inverter |  | Outside
SRP02061 | PV POWERED | PVP3000 | 3000 | 1 |  |  | 0.935 | Solar Inverter |  | INDOOR
SRP02094 | PV POWERED | PVP3000 | 3000 | 1 |  |  | 0.935 | Solar Inverter |  | INDOOR
SRP02109 | PV POWERED | PVP3000 | 3000 | 2 |  |  | 0.935 | Solar Inverter |  | INDOOR
SRP02118 | PV POWERED | PVP3000 | 3000 | 2 |  |  | 0.935 | Solar Inverter |  | INDOOR
SRP02119 | PV POWERED | PVP3000 | 3000 | 2 |  |  | 0.935 | Solar Inverter |  | INDOOR
SRP02162 | PV POWERED | PVP3000 | 3000 | 1 |  |  | 0.935 | Solar Inverter |  | INDOOR
SRP02182 | PV POWERED | PVP3000 | 3000 | 2 |  |  | 0.935 | Solar Inverter |  | INDOOR
SRP02187 | PV POWERED | PVP3000 | 3000 | 1 |  |  | 0.935 | Solar Inverter |  | INDOOR
SRP02221 | PV POWERED | PVP3000 | 3000 | 1 |  |  | 0.935 | Solar Inverter |  | INDOOR
SRP02264 | PV POWERED | PVP3000 | 3000 | 1 |  |  | 0.935 | Solar Inverter |  | INDOOR
SRP02415 | PV POWERED | PVP3000 | 3000 | 2 |  |  | 0.935 | Solar Inverter |  | Inside
SRP02417 | PV POWERED | PVP3000 | 3000 | 1 |  |  | 0.935 | Solar Inverter |  | INDOOR
SRP02428 | PV POWERED | PVP3000 | 3000 | 1 |  |  | 0.935 | Solar Inverter |  | INDOOR
SRP02435 | PV POWERED | PVP3000 | 3000 | 1 |  |  | 0.935 | Solar Inverter |  | OUTDOOR
SRP02498 | PV POWERED | PVP3000 | 3000 | 1 |  |  | 0.935 | Solar Inverter |  | INDOOR
SRP02532 | PV POWERED | PVP3000 | 3000 | 1 |  |  | 0.935 | Solar Inverter |  | OUTDOOR
SRP02543 | PV POWERED | PVP3000 | 3000 | 1 |  |  | 0.935 | Solar Inverter |  | INDOOR
SRP02599 | PV POWERED | PVP3000 | 3000 | 1 |  |  | 0.935 | Solar Inverter |  | OUTDOOR
SRP02623 | PV POWERED | PVP3000 | 3000 | 2 |  |  | 0.935 | Solar Inverter |  | INDOOR
SRP02624 | PV POWERED | PVP3000 | 3000 | 1 |  |  | 0.935 | Solar Inverter |  | Inside
SRP02642 | SMA AMERICA | SB3000US (208V) | 3000 | 2 |  |  | 0.935 | Solar Inverter |  | Outside
SRP02683 | PV POWERED | PVP3000 | 3000 | 2 |  |  | 0.935 | Solar Inverter |  | INDOOR
SRP02694 | PV POWERED | PVP3000 | 3000 | 2 |  |  | 0.935 | Solar Inverter |  | Inside
SRP02714 | PV POWERED | PVP3000 | 3000 | 2 |  |  | 0.935 | Solar Inverter |  | Outside
SRP02840 | PV POWERED | PVP3500 | 3500 | 1 |  |  | 0.935 | Solar Inverter |  | INDOOR
SRP02847 | PV POWERED | PVP3000 | 3000 | 1 |  |  | 0.935 | Solar Inverter |  | INDOOR
SRP02870 | PV POWERED | PVP3000 | 3000 | 2 |  |  | 0.935 | Solar Inverter |  | Outside
SRP02913 | PV POWERED | PVP3000 | 3000 | 2 |  |  | 0.935 | Solar Inverter |  | INDOOR
SRP02930 | PV POWERED | PVP3000 | 3000 | 2 |  |  | 0.935 | Solar Inverter |  | Inside
SRP02931 | PV POWERED | PVP3000 | 3000 | 1 |  |  | 0.935 | Solar Inverter |  | INDOOR
SRP02937 | PV POWERED | PVP3000 | 3000 | 1 |  |  | 0.935 | Solar Inverter |  | Inside
SRP02941 | PV POWERED | PVP3000 | 3000 | 1 |  |  | 0.935 | Solar Inverter |  | OUTDOOR
SRP02988 | PV POWERED | PVP3000 | 3000 | 1 |  |  | 0.935 | Solar Inverter |  | OUTDOOR
SRP02989 | PV POWERED | PVP3000 | 3000 | 2 |  |  | 0.935 | Solar Inverter |  | Inside
SRP03152 | PV POWERED | PVP3000 | 3000 | 2 |  |  | 0.935 | Solar Inverter |  | INDOOR
SRP03381 | PV POWERED | PVP3000 | 3000 | 1 |  |  | 0.935 | Solar Inverter |  | Outside
SRP03393 | PV POWERED | PVP3000 | 3000 | 1 |  |  | 0.935 | Solar Inverter |  | Outside
SRP03497 | PV POWERED | PVP3000 | 3000 | 1 |  |  | 0.935 | Solar Inverter |  | OUTDOOR
SRP03524 | PV POWERED | PVP3500 | 3500 | 2 |  |  | 0.935 | Solar Inverter |  | INDOOR
SRP03529 | PV POWERED | PVP3000 | 3000 | 2 |  |  | 0.935 | Solar Inverter |  | Inside
SRP03534 | PV POWERED | PVP3000 | 3000 | 2 |  |  | 0.935 | Solar Inverter |  | INDOOR
SRP03548 | PV POWERED | PVP3000 | 3000 | 1 |  |  | 0.935 | Solar Inverter |  | Outside
SRP03578 | PV POWERED | PVP3000 | 3000 | 1 |  |  | 0.935 | Solar Inverter |  | INDOOR
SRP03648 | PV POWERED | PVP3000 | 3000 | 2 |  |  | 0.935 | Solar Inverter |  | INDOOR
SRP03674 | PV POWERED | PVP3000 | 3000 | 1 |  |  | 0.935 | Solar Inverter |  | Outside
SRP03688 | PV POWERED | PVP3000 | 3000 | 1 |  |  | 0.935 | Solar Inverter |  | OUTDOOR
SRP03688 | PV POWERED | PVP3000 | 3000 | 1 |  |  | 0.935 | Solar Inverter |  | OUTDOOR
SRP03698 | PV POWERED | PVP3000 | 3000 | 1 |  |  | 0.935 | Solar Inverter |  | OUTDOOR
SRP03753 | PV POWERED | PVP3000 | 3000 | 1 |  |  | 0.935 | Solar Inverter |  | INDOOR
SRP03834 | PV POWERED | PVP3000 | 3000 | 1 |  |  | 0.935 | Solar Inverter |  | INDOOR
SRP03885 | FRONIUS USA | IG 2000 NEG | 2000 | 1 |  |  | 0.935 | Solar Inverter |  | INDOOR
SRP03892 | SMA AMERICA | SB3000US (208V) | 3000 | 2 |  |  | 0.935 | Solar Inverter |  | OUTDOOR
SRP03899 | PV POWERED | PVP3000 | 3000 | 1 |  |  | 0.935 | Solar Inverter |  | Outside
SRP03927 | PV POWERED | PVP3000 | 3000 | 2 |  |  | 0.935 | Solar Inverter |  | INDOOR
SRP03941 | PV POWERED | PVP3000 | 3000 | 1 |  |  | 0.935 | Solar Inverter |  | Outside
SRP03941 | PV POWERED | PVP3000 | 3000 | 1 |  |  | 0.935 | Solar Inverter |  | Outside
SRP03951 | PV POWERED | PVP3000 | 3000 | 1 |  |  | 0.935 | Solar Inverter |  | INDOOR
SRP04016 | PV POWERED | PVP3000 | 3000 | 1 |  |  | 0.935 | Solar Inverter |  | INDOOR
SRP04024 | PV POWERED | PVP3000 | 3000 | 2 |  |  | 0.935 | Solar Inverter |  | INDOOR
SRP04045 | PV POWERED | PVP3000 | 3000 | 1 |  |  | 0.935 | Solar Inverter |  | INDOOR
SRP04046 | PV POWERED | PVP3000 | 3000 | 1 |  |  | 0.935 | Solar Inverter |  | INDOOR
SRP04050 | PV POWERED | PVP3000 | 3000 | 1 |  |  | 0.935 | Solar Inverter |  | Outside
SRP04050 | PV POWERED | PVP3000 | 3000 | 1 |  |  | 0.935 | Solar Inverter |  | Outside
SRP04054 | PV POWERED | PVP3000 | 3000 | 2 |  |  | 0.935 | Solar Inverter |  | INDOOR
SRP04055 | PV POWERED | PVP3000 | 3000 | 1 |  |  | 0.935 | Solar Inverter |  | Inside
SRP04055 | PV POWERED | PVP3500 | 3500 | 2 |  |  | 0.935 | Solar Inverter |  | INDOOR
SRP04078 | PV POWERED | PVP3000 | 3000 | 1 |  |  | 0.935 | Solar Inverter |  | Outside
SRP04217 | PV POWERED | PVP3000 | 3000 | 1 |  |  | 0.935 | Solar Inverter |  | INDOOR
SRP04222 | SMA AMERICA | SB3000US (208V) | 3000 | 1 |  |  | 0.935 | Solar Inverter |  | INDOOR
SRP04297 | PV POWERED | PVP3000 | 3000 | 1 |  |  | 0.935 | Solar Inverter |  | INDOOR
SRP04317 | PV POWERED | PVP3000 | 3000 | 2 |  |  | 0.935 | Solar Inverter |  | INDOOR
SRP04478 | PV POWERED | PVP3000 | 3000 | 1 |  |  | 0.935 | Solar Inverter |  | Inside
SRP04540 | PV POWERED | PVP3000 | 3000 | 2 |  |  | 0.935 | Solar Inverter |  | INDOOR
SRP04584 | SMA AMERICA | SB3000US (208V) | 3000 | 1 |  |  | 0.935 | Solar Inverter |  | INDOOR
SRP04584 | SMA AMERICA | SB3000US (208V) | 3000 | 1 |  |  | 0.935 | Solar Inverter |  | INDOOR
SRP04624 | PV POWERED | PVP3000 | 3000 | 1 |  |  | 0.935 | Solar Inverter |  | Inside
SRP04635 | PV POWERED | PVP3000 | 3000 | 1 |  |  | 0.935 | Solar Inverter |  | OUTDOOR
SRP04656 | PV POWERED | PVP3000 | 3000 | 1 |  |  | 0.935 | Solar Inverter |  | INDOOR
SRP04661 | PV POWERED | PVP3000 | 3000 | 1 |  |  | 0.935 | Solar Inverter |  | OUTDOOR
SRP04672 | PV POWERED | PVP3000 | 3000 | 1 |  |  | 0.935 | Solar Inverter |  | INDOOR
SRP04702 | PV POWERED | PVP3000 | 3000 | 2 |  |  | 0.935 | Solar Inverter |  | INDOOR
SRP04704 | PV POWERED | PVP3000 | 3000 | 1 |  |  | 0.935 | Solar Inverter |  | INDOOR
SRP04714 | SMA AMERICA | SB3000US (208V) | 3000 | 1 |  |  | 0.935 | Solar Inverter |  | INDOOR
SRP04769 | PV POWERED | PVP3000 | 3000 | 1 |  |  | 0.935 | Solar Inverter |  | OUTDOOR
SRP04835 | PV POWERED | PVP4800 | 4800 | 1 |  |  | 0.935 | Solar Inverter |  | INDOOR
SRP05074 | PV POWERED | PVP3000 | 3000 | 1 |  |  | 0.935 | Solar Inverter |  | Outside
SRP05090 | PV POWERED | PVP3000 | 3000 | 1 |  |  | 0.935 | Solar Inverter |  | INDOOR
SRP05131 | PV POWERED | PVP3000 | 3000 | 1 |  |  | 0.935 | Solar Inverter |  | OUTDOOR
SRP05134 | PV POWERED | PVP3000 | 3000 | 1 |  |  | 0.935 | Solar Inverter |  | Inside
SRP05135 | PV POWERED | PVP3000 | 3000 | 2 |  |  | 0.935 | Solar Inverter |  | Inside
SRP05136 | PV POWERED | PVP3000 | 3000 | 2 |  |  | 0.935 | Solar Inverter |  | Inside
SRP05156 | PV POWERED | PVP3000 | 3000 | 1 |  |  | 0.935 | Solar Inverter |  | OUTDOOR
SRP05229 | PV POWERED | PVP3000 | 3000 | 1 |  |  | 0.935 | Solar Inverter |  | INDOOR
SRP05241 | PV POWERED | PVP3000 | 3000 | 2 |  |  | 0.935 | Solar Inverter |  | INDOOR
SRP05309 | PV POWERED | PVP3000 | 3000 | 1 |  |  | 0.935 | Solar Inverter |  | INDOOR
SRP05322 | PV POWERED | PVP3000 | 3000 | 1 |  |  | 0.935 | Solar Inverter |  | Inside
SRP05325 | PV POWERED | PVP3000 | 3000 | 1 |  |  | 0.935 | Solar Inverter |  | OUTDOOR
SRP05354 | PV POWERED | PVP3000 | 3000 | 1 |  |  | 0.935 | Solar Inverter |  | INDOOR
SRP05527 | PV POWERED | PVP3000 | 3000 | 1 |  |  | 0.935 | Solar Inverter |  | OUTDOOR
SRP05537 | PV POWERED | PVP3000 | 3000 | 1 |  |  | 0.935 | Solar Inverter |  | INDOOR
SRP05537 | PV POWERED | PVP3000 | 3000 | 1 |  |  | 0.935 | Solar Inverter |  | INDOOR
SRP05574 | PV POWERED | PVP3000 | 3000 | 1 |  |  | 0.935 | Solar Inverter |  | Inside
SRP05575 | PV POWERED | PVP3000 | 3000 | 1 |  |  | 0.935 | Solar Inverter |  | INDOOR
SRP05600 | PV POWERED | PVP3000 | 3000 | 1 |  |  | 0.935 | Solar Inverter |  | INDOOR
SRP05609 | PV POWERED | PVP3000 | 3000 | 2 |  |  | 0.935 | Solar Inverter |  | OUTDOOR
SRP05669 | PV POWERED | PVP3000 | 3000 | 1 |  |  | 0.935 | Solar Inverter |  | INDOOR
SRP05810 | PV POWERED | PVP3000 | 3000 | 1 |  |  | 0.935 | Solar Inverter |  | Outside
SRP05815 | PV POWERED | PVP3000 | 3000 | 1 |  |  | 0.935 | Solar Inverter |  | INDOOR
SRP05892 | PV POWERED | PVP3000 | 3000 | 1 |  |  | 0.935 | Solar Inverter |  | INDOOR
SRP05956 | PV POWERED | PVP3000 | 3000 | 1 |  |  | 0.935 | Solar Inverter |  | INDOOR
SRP05958 | PV POWERED | PVP3000 | 3000 | 1 |  |  | 0.935 | Solar Inverter |  | Inside
SRP06042 | PV POWERED | PVP3000 | 3000 | 1 |  |  | 0.935 | Solar Inverter |  | INDOOR
SRP06135 | PV POWERED | PVP3000 | 3000 | 1 |  |  | 0.935 | Solar Inverter |  | OUTDOOR
SRP06157 | PV POWERED | PVP3000 | 3000 | 1 |  |  | 0.935 | Solar Inverter |  | Outside
SRP06212 | PV POWERED | PVP3000 | 3000 | 1 |  |  | 0.935 | Solar Inverter |  | Outside
SRP06233 | PV POWERED | PVP3000 | 3000 | 1 |  |  | 0.935 | Solar Inverter |  | Inside
SRP06247 | PV POWERED | PVP3000 | 3000 | 1 |  |  | 0.935 | Solar Inverter |  | Inside
SRP06260 | PV POWERED | PVP3000 | 3000 | 1 |  |  | 0.935 | Solar Inverter |  | Inside
SRP06359 | FRONIUS USA | IG 2000 | 2000 | 1 |  |  | 0.935 | Solar Inverter |  | OUTDOOR
SRP06386 | PV POWERED | PVP3000 | 3000 | 1 |  |  | 0.935 | Solar Inverter |  | INDOOR
SRP06389 | PV POWERED | PVP3000 | 3000 | 1 |  |  | 0.935 | Solar Inverter |  | INDOOR
SRP06394 | PV POWERED | PVP3000 | 3000 | 2 |  |  | 0.935 | Solar Inverter |  | Outside
SRP06433 | PV POWERED | PVP3000 | 3000 | 1 |  |  | 0.935 | Solar Inverter |  | INDOOR
SRP06433 | PV POWERED | PVP3000 | 3000 | 2 |  |  | 0.935 | Solar Inverter |  | INDOOR
SRP06490 | PV POWERED | PVP3000 | 3000 | 1 |  |  | 0.935 | Solar Inverter |  | INDOOR
SRP06513 | PV POWERED | PVP3000 | 3000 | 1 |  |  | 0.935 | Solar Inverter |  | INDOOR
SRP06594 | PV POWERED | PVP3000 | 3000 | 1 |  |  | 0.935 | Solar Inverter |  | Outside
SRP06624 | PV POWERED | PVP3000 | 3000 | 1 |  |  | 0.935 | Solar Inverter |  | OUTDOOR
SRP06628 | PV POWERED | PVP3000 | 3000 | 1 |  |  | 0.935 | Solar Inverter |  | INDOOR
SRP06638 | PV POWERED | PVP3000 | 3000 | 2 |  |  | 0.935 | Solar Inverter |  | INDOOR
SRP06664 | PV POWERED | PVP2500 | 2500 | 1 |  |  | 0.935 | Solar Inverter |  | INDOOR
SRP06686 | PV POWERED | PVP3000 | 3000 | 1 |  |  | 0.935 | Solar Inverter |  | INDOOR
SRP06696 | PV POWERED | PVP3000 | 3000 | 1 |  |  | 0.935 | Solar Inverter |  | Inside
SRP06818 | PV POWERED | PVP3000 | 3000 | 1 |  |  | 0.935 | Solar Inverter |  | Outside
SRP06823 | PV POWERED | PVP3000 | 3000 | 1 |  |  | 0.935 | Solar Inverter |  | Inside
SRP06895 | PV POWERED | PVP3500 | 3500 | 1 |  |  | 0.935 | Solar Inverter |  | Inside
SRP06899 | PV POWERED | PVP3000 | 3000 | 1 |  |  | 0.935 | Solar Inverter |  | Outside
SRP06912 | FRONIUS USA | IG 2000 NEG | 2000 | 1 |  |  | 0.935 | Solar Inverter |  | INDOOR
SRP07036 | PV POWERED | PVP3000 | 3000 | 1 |  |  | 0.935 | Solar Inverter |  | Inside
SRP07061 | PV POWERED | PVP3500 | 3500 | 3 |  |  | 0.935 | Solar Inverter |  | INDOOR
SRP07168 | PV POWERED | PVP3000 | 3000 | 2 |  |  | 0.935 | Solar Inverter |  | OUTDOOR
SRP07431 | PV POWERED | PVP3000 | 3000 | 2 |  |  | 0.935 | Solar Inverter |  | Outside
SRP07434 | PV POWERED | PVP3000 | 3000 | 2 |  |  | 0.935 | Solar Inverter |  | OUTDOOR
SRP07454 | PV POWERED | PVP3000 | 3000 | 2 |  |  | 0.935 | Solar Inverter |  | Outside
SRP07498 | PV POWERED | PVP3000 | 3000 | 1 |  |  | 0.935 | Solar Inverter |  | INDOOR
SRP07529 | PV POWERED | PVP3000 | 3000 | 2 |  |  | 0.935 | Solar Inverter |  | INDOOR
SRP07567 | PV POWERED | PVP3000 | 3000 | 1 |  |  | 0.935 | Solar Inverter |  | OUTDOOR
SRP07569 | PV POWERED | PVP3500 | 3500 | 1 |  |  | 0.935 | Solar Inverter |  | INDOOR
SRP07583 | PV POWERED | PVP3000 | 3000 | 1 |  |  | 0.935 | Solar Inverter |  | INDOOR
SRP07728 | PV POWERED | PVP3000 | 3000 | 1 |  |  | 0.935 | Solar Inverter |  | INDOOR
SRP07730 | PV POWERED | PVP3000 | 3000 | 1 |  |  | 0.935 | Solar Inverter |  | INDOOR
SRP07744 | PV POWERED | PVP3000 | 3000 | 4 |  |  | 0.935 | Solar Inverter |  | OUTDOOR
SRP07785 | PV POWERED | PVP3500 | 3500 | 1 |  |  | 0.935 | Solar Inverter |  | OUTDOOR
SRP07864 | PV POWERED | PVP3000 | 3000 | 1 |  |  | 0.935 | Solar Inverter |  | INDOOR
SRP07871 | PV POWERED | PVP3500 | 3500 | 1 |  |  | 0.935 | Solar Inverter |  | INDOOR
SRP07925 | PV POWERED | PVP3000 | 3000 | 1 |  |  | 0.935 | Solar Inverter |  | OUTDOOR
SRP07967 | PV POWERED | PVP3000 | 3000 | 3 |  |  | 0.935 | Solar Inverter |  | INDOOR
SRP07973 | PV POWERED | PVP3000 | 3000 | 1 |  |  | 0.935 | Solar Inverter |  | Outside
SRP07976 | PV POWERED | PVP3000 | 3000 | 1 |  |  | 0.935 | Solar Inverter |  | Outside
SRP08090 | PV POWERED | PVP3000 | 3000 | 1 |  |  | 0.935 | Solar Inverter |  | Outside
SRP08126 | PV POWERED | PVP3000 | 3000 | 2 |  |  | 0.935 | Solar Inverter |  | INDOOR
SRP08187 | PV POWERED | PVP3000 | 3000 | 1 |  |  | 0.935 | Solar Inverter |  | INDOOR
SRP08295 | PV POWERED | PVP3000 | 3000 | 1 |  |  | 0.935 | Solar Inverter |  | INDOOR
SRP08295 | PV POWERED | PVP3000 | 3000 | 1 |  |  | 0.935 | Solar Inverter |  | INDOOR
SRP08310 | SMA AMERICA | SB3000US (208V) | 3000 | 1 |  |  | 0.935 | Solar Inverter |  | Inside
SRP08420 | PV POWERED | PVP3000 | 3000 | 1 |  |  | 0.935 | Solar Inverter |  | INDOOR
SRP08420 | PV POWERED | PVP3000 | 3000 | 1 |  |  | 0.935 | Solar Inverter |  | INDOOR
SRP08457 | PV POWERED | PVP3000 | 3000 | 1 |  |  | 0.935 | Solar Inverter |  | Outside
SRP08458 | PV POWERED | PVP3000 | 3000 | 3 |  |  | 0.935 | Solar Inverter |  | INDOOR
SRP08484 | PV POWERED | PVP3000 | 3000 | 2 |  |  | 0.935 | Solar Inverter |  | INDOOR
SRP08595 | PV POWERED | PVP3000 | 3000 | 1 |  |  | 0.935 | Solar Inverter |  | Outside
SRP08750 | FRONIUS USA | IG 2000 NEG | 2000 | 1 |  |  | 0.935 | Solar Inverter |  | OUTDOOR
SRP08750 | FRONIUS USA |  | 3000 | 1 |  |  | 0.935 | Solar Inverter |  | OUTDOOR
SRP08886 | PV POWERED | PVP3000 | 3000 | 2 |  |  | 0.935 | Solar Inverter |  | INDOOR
SRP08893 | PV POWERED | PVP3000 | 3000 | 1 |  |  | 0.935 | Solar Inverter |  | Outside
SRP08911 | PV POWERED | PVP3000 | 3000 | 1 |  |  | 0.935 | Solar Inverter |  | Outside
SRP08925 | PV POWERED | PVP3000 | 3000 | 2 |  |  | 0.935 | Solar Inverter |  | Inside
SRP08985 | PV POWERED | PVP3000 | 3000 | 1 |  |  | 0.935 | Solar Inverter |  | Outside
SRP09039 | PV POWERED | PVP3000 | 3000 | 1 |  |  | 0.935 | Solar Inverter |  | Outside
SRP09050 | FRONIUS USA | IG 2000 NEG | 2000 | 1 |  |  | 0.935 | Solar Inverter |  | Inside
SRP09101 | FRONIUS USA | IG 2000 | 2000 | 1 |  |  | 0.935 | Solar Inverter |  | OUTDOOR
SRP09173 | FRONIUS USA | IG 2000 | 2000 | 1 |  |  | 0.935 | Solar Inverter |  | INDOOR
SRP09203 | PV POWERED | PVP3000 | 3000 | 1 |  |  | 0.935 | Solar Inverter |  | Inside
SRP09234 | PV POWERED | PVP3000 | 3000 | 1 |  |  | 0.935 | Solar Inverter |  | INDOOR
SRP09250 | PV POWERED | PVP3000 | 3000 | 1 |  |  | 0.935 | Solar Inverter |  | OUTDOOR
SRP09305 | PV POWERED | PVP3000 | 3000 | 2 |  |  | 0.935 | Solar Inverter |  | INDOOR
SRP09370 | PV POWERED | PVP3000 | 3000 | 1 |  |  | 0.935 | Solar Inverter |  | INDOOR
SRP09372 | PV POWERED | PVP3000 | 3000 | 1 |  |  | 0.935 | Solar Inverter |  | INDOOR
SRP09399 | PV POWERED | PVP3000 | 3000 | 1 |  |  | 0.935 | Solar Inverter |  | INDOOR
SRP09451 | PV POWERED | PVP3000 | 3000 | 1 |  |  | 0.935 | Solar Inverter |  | INDOOR
SRP09491 | PV POWERED | PVP3000 | 3000 | 1 |  |  | 0.935 | Solar Inverter |  | INDOOR
SRP09494 | PV POWERED | PVP3000 | 3000 | 1 |  |  | 0.935 | Solar Inverter |  | INDOOR
SRP09495 | PV POWERED | PVP3000 | 3000 | 1 |  |  | 0.935 | Solar Inverter |  | OUTDOOR
SRP09498 | PV POWERED | PVP3000 | 3000 | 1 |  |  | 0.935 | Solar Inverter |  | OUTDOOR
SRP09502 | PV POWERED | PVP3000 | 3000 | 2 |  |  | 0.935 | Solar Inverter |  | OUTDOOR
SRP09534 | PV POWERED | PVP3000 | 3000 | 2 |  |  | 0.935 | Solar Inverter |  | INDOOR
SRP09535 | PV POWERED | PVP3000 | 3000 | 2 |  |  | 0.935 | Solar Inverter |  | Inside
SRP09543 | PV POWERED | PVP3000 | 3000 | 1 |  |  | 0.935 | Solar Inverter |  | INDOOR
SRP09560 | PV POWERED | PVP3000 | 3000 | 1 |  |  | 0.935 | Solar Inverter |  | INDOOR
SRP09560 | PV POWERED | PVP3000 | 3000 | 1 |  |  | 0.935 | Solar Inverter |  | INDOOR
SRP09567 | PV POWERED | PVP3000 | 3000 | 1 |  |  | 0.935 | Solar Inverter |  | INDOOR
SRP09573 | PV POWERED | PVP3000 | 3000 | 1 |  |  | 0.935 | Solar Inverter |  | INDOOR
SRP09595 | PV POWERED | PVP3000 | 3000 | 1 |  |  | 0.935 | Solar Inverter |  | INDOOR
SRP09598 | PV POWERED | PVP3000 | 3000 | 1 |  |  | 0.935 | Solar Inverter |  | INDOOR
SRP09616 | PV POWERED | PVP3000 | 3000 | 1 |  |  | 0.935 | Solar Inverter |  | INDOOR
SRP09668 | PV POWERED | PVP3000 | 3000 | 1 |  |  | 0.935 | Solar Inverter |  | OUTDOOR
SRP09671 | PV POWERED | PVP3000 | 3000 | 1 |  |  | 0.935 | Solar Inverter |  | Outside
SRP09674 | PV POWERED | PVP3000 | 3000 | 2 |  |  | 0.935 | Solar Inverter |  | Outside
SRP09678 | PV POWERED | PVP3000 | 3000 | 2 |  |  | 0.935 | Solar Inverter |  | Outside
SRP09688 | PV POWERED | PVP3000 | 3000 | 1 |  |  | 0.935 | Solar Inverter |  | OUTDOOR
SRP09692 | PV POWERED | PVP3000 | 3000 | 1 |  |  | 0.935 | Solar Inverter |  | OUTDOOR
SRP09702 | PV POWERED | PVP3000 | 3000 | 1 |  |  | 0.935 | Solar Inverter |  | OUTDOOR
SRP09730 | PV POWERED | PVP3000 | 3000 | 1 |  |  | 0.935 | Solar Inverter |  | Outside
SRP09796 | PV POWERED | PVP3000 | 3000 | 1 |  |  | 0.935 | Solar Inverter |  | Inside
SRP09922 | PV POWERED | PVP3000 | 3000 | 1 |  |  | 0.935 | Solar Inverter |  | Outside
SRP09922 | PV POWERED | PVP3000 | 3000 | 1 |  |  | 0.935 | Solar Inverter |  | Outside
SRP09936 | PV POWERED | PVP3000 | 3000 | 1 |  |  | 0.935 | Solar Inverter |  | Outside
SRP09993 | PV POWERED | PVP3000 | 3000 | 2 |  |  | 0.935 | Solar Inverter |  | INDOOR
SRP09998 | PV POWERED | PVP3000 | 3000 | 2 |  |  | 0.935 | Solar Inverter |  | Outside
SRP10009 | PV POWERED | PVP3000 | 3000 | 1 |  |  | 0.935 | Solar Inverter |  | INDOOR
SRP10039 | PV POWERED | PVP3000 | 3000 | 1 |  |  | 0.935 | Solar Inverter |  | OUTDOOR
SRP10044 | PV POWERED | PVP3000 | 3000 | 2 |  |  | 0.935 | Solar Inverter |  | Inside
SRP10047 | PV POWERED | PVP3000 | 3000 | 2 |  |  | 0.935 | Solar Inverter |  | INDOOR
SRP10055 | PV POWERED | PVP3000 | 3000 | 1 |  |  | 0.935 | Solar Inverter |  | OUTDOOR
SRP10057 | PV POWERED | PVP3000 | 3000 | 2 |  |  | 0.935 | Solar Inverter |  | INDOOR
SRP10098 | PV POWERED | PVP3000 | 3000 | 1 |  |  | 0.935 | Solar Inverter |  | INDOOR
SRP10109 | PV POWERED | PVP3000 | 3000 | 2 |  |  | 0.935 | Solar Inverter |  | INDOOR
SRP10200 | PV POWERED | PVP3000 | 3000 | 1 |  |  | 0.935 | Solar Inverter |  | INDOOR
SRP10266 | PV POWERED | PVP3000 | 3000 | 1 |  |  | 0.935 | Solar Inverter |  | Outside
SRP10267 | PV POWERED | PVP3000 | 3000 | 1 |  |  | 0.935 | Solar Inverter |  | INDOOR
SRP10319 | PV POWERED | PVP3000 | 3000 | 2 |  |  | 0.935 | Solar Inverter |  | INDOOR
SRP10321 | PV POWERED | PVP3000 | 3000 | 2 |  |  | 0.935 | Solar Inverter |  | OUTDOOR
SRP10330 | PV POWERED | PVP3000 | 3000 | 2 |  |  | 0.935 | Solar Inverter |  | Inside
SRP10335 | PV POWERED | PVP3000 | 3000 | 1 |  |  | 0.935 | Solar Inverter |  | Outside
SRP10443 | PV POWERED | PVP3000 | 3000 | 1 |  |  | 0.935 | Solar Inverter |  | INDOOR
SRP10483 | PV POWERED | PVP3000 | 3000 | 1 |  |  | 0.935 | Solar Inverter |  | INDOOR
SRP10493 | PV POWERED | PVP3000 | 3000 | 1 |  |  | 0.935 | Solar Inverter |  | Outside
SRP10508 | PV POWERED | PVP3000 | 3000 | 1 |  |  | 0.935 | Solar Inverter |  | INDOOR
SRP10509 | PV POWERED | PVP3000 | 3000 | 1 |  |  | 0.935 | Solar Inverter |  | INDOOR
SRP10548 | PV POWERED | PVP3000 | 3000 | 1 |  |  | 0.935 | Solar Inverter |  | INDOOR
SRP10578 | PV POWERED | PVP3000 | 3000 | 1 |  |  | 0.935 | Solar Inverter |  | INDOOR
SRP10638 | PV POWERED | PVP3000 | 3000 | 1 |  |  | 0.935 | Solar Inverter |  | INDOOR
SRP10640 | PV POWERED | PVP3000 | 3000 | 1 |  |  | 0.935 | Solar Inverter |  | INDOOR
SRP10644 | PV POWERED | PVP3000 | 3000 | 2 |  |  | 0.935 | Solar Inverter |  | INDOOR
SRP10648 | PV POWERED | PVP3000 | 3000 | 1 |  |  | 0.935 | Solar Inverter |  | OUTDOOR
SRP10650 | PV POWERED | PVP3000 | 3000 | 2 |  |  | 0.935 | Solar Inverter |  | Outside
SRP10659 | PV POWERED | PVP3000 | 3000 | 1 |  |  | 0.935 | Solar Inverter |  | OUTDOOR
SRP10797 | PV POWERED | PVP3000 | 3000 | 1 |  |  | 0.935 | Solar Inverter |  | INDOOR
SRP10810 | PV POWERED | PVP3000 | 3000 | 1 |  |  | 0.935 | Solar Inverter |  | INDOOR
SRP10812 | PV POWERED | PVP3000 | 3000 | 1 |  |  | 0.935 | Solar Inverter |  | INDOOR
SRP10819 | PV POWERED | PVP3000 | 3000 | 2 |  |  | 0.935 | Solar Inverter |  | INDOOR
SRP10822 | PV POWERED | PVP3000 | 3000 | 1 |  |  | 0.935 | Solar Inverter |  | OUTDOOR
SRP10850 | PV POWERED | PVP3000 | 3000 | 1 |  |  | 0.935 | Solar Inverter |  | INDOOR
SRP10854 | PV POWERED | PVP3000 | 3000 | 1 |  |  | 0.935 | Solar Inverter |  | OUTDOOR
SRP10855 | PV POWERED | PVP3000 | 3000 | 2 |  |  | 0.935 | Solar Inverter |  | Outside
SRP10908 | PV POWERED | PVP3000 | 3000 | 2 |  |  | 0.935 | Solar Inverter |  | INDOOR
SRP10917 | PV POWERED | PVP3000 | 3000 | 1 |  |  | 0.935 | Solar Inverter |  | INDOOR
SRP10918 | PV POWERED | PVP3000 | 3000 | 1 |  |  | 0.935 | Solar Inverter |  | INDOOR
SRP10999 | PV POWERED | PVP3000 | 3000 | 2 |  |  | 0.935 | Solar Inverter |  | INDOOR
SRP11050 | PV POWERED | PVP3000 | 3000 | 1 |  |  | 0.935 | Solar Inverter |  | Outside
SRP11055 | PV POWERED | PVP3000 | 3000 | 1 |  |  | 0.935 | Solar Inverter |  | Outside
SRP11056 | PV POWERED | PVP3000 | 3000 | 1 |  |  | 0.935 | Solar Inverter |  | OUTDOOR
SRP11058 | PV POWERED | PVP3000 | 3000 | 1 |  |  | 0.935 | Solar Inverter |  | INDOOR
SRP11113 | PV POWERED | PVP3000 | 3000 | 1 |  |  | 0.935 | Solar Inverter |  | INDOOR
SRP11113 | PV POWERED | PVP3000 | 3000 | 1 |  |  | 0.935 | Solar Inverter |  | INDOOR
SRP11113 | PV POWERED | PVP3000 | 3000 | 1 |  |  | 0.935 | Solar Inverter |  | INDOOR
SRP11178 | PV POWERED | PVP3000 | 3000 | 1 |  |  | 0.935 | Solar Inverter |  | Outside
SRP11241 | PV POWERED | PVP3000 | 3000 | 1 |  |  | 0.935 | Solar Inverter |  | INDOOR
SRP11246 | PV POWERED | PVP3000 | 3000 | 1 |  |  | 0.935 | Solar Inverter |  | INDOOR
SRP11261 | PV POWERED | PVP3000 | 3000 | 1 |  |  | 0.935 | Solar Inverter |  | INDOOR
SRP11263 | PV POWERED | PVP3000 | 3000 | 1 |  |  | 0.935 | Solar Inverter |  | INDOOR
SRP11265 | PV POWERED | PVP3000 | 3000 | 1 |  |  | 0.935 | Solar Inverter |  | INDOOR
SRP11367 | PV POWERED | PVP3000 | 3000 | 1 |  |  | 0.935 | Solar Inverter |  | INDOOR
SRP11379 | PV POWERED | PVP3000 | 3000 | 1 |  |  | 0.935 | Solar Inverter |  | INDOOR
SRP11425 | PV POWERED | PVP3000 | 3000 | 1 |  |  | 0.935 | Solar Inverter |  | OUTDOOR
SRP11465 | PV POWERED | PVP3000 | 3000 | 2 |  |  | 0.935 | Solar Inverter |  | INDOOR
SRP11475 | PV POWERED | PVP3000 | 3000 | 1 |  |  | 0.935 | Solar Inverter |  | INDOOR
SRP11481 | PV POWERED | PVP3000 | 3000 | 1 |  |  | 0.935 | Solar Inverter |  | OUTDOOR
SRP11484 | PV POWERED | PVP4800 | 4800 | 1 |  |  | 0.935 | Solar Inverter |  | INDOOR
SRP11534 | PV POWERED | PVP3000 | 3000 | 1 |  |  | 0.935 | Solar Inverter |  | INDOOR
SRP11544 | PV POWERED | PVP3000 | 3000 | 2 |  |  | 0.935 | Solar Inverter |  | INDOOR
SRP11545 | PV POWERED | PVP3000 | 3000 | 1 |  |  | 0.935 | Solar Inverter |  | Outside
SRP11546 | PV POWERED | PVP3000 | 3000 | 1 |  |  | 0.935 | Solar Inverter |  | INDOOR
SRP11546 | PV POWERED | PVP3000 | 3000 | 2 |  |  | 0.935 | Solar Inverter |  | INDOOR
SRP11600 | PV POWERED | PVP3000 | 3000 | 1 |  |  | 0.935 | Solar Inverter |  | Inside
SRP11634 | PV POWERED | PVP3000 | 3000 | 1 |  |  | 0.935 | Solar Inverter |  | OUTDOOR
SRP11635 | PV POWERED | PVP3000 | 3000 | 1 |  |  | 0.935 | Solar Inverter |  | Inside
SRP11662 | PV POWERED | PVP3000 | 3000 | 1 |  |  | 0.935 | Solar Inverter |  | INDOOR
SRP11679 | PV POWERED | PVP3000 | 3000 | 1 |  |  | 0.935 | Solar Inverter |  | Outside
SRP11930 | PV POWERED | PVP3000 | 3000 | 2 |  |  | 0.935 | Solar Inverter |  | INDOOR
SRP11985 | FRONIUS USA | IG 2000 | 2000 | 1 |  |  | 0.935 | Solar Inverter |  | INDOOR
SRP12232 | FRONIUS USA | IG 2000 NEG | 2000 | 1 |  |  | 0.935 | Solar Inverter |  | OUTDOOR
SRP12258 | PV POWERED | PVP3000 | 3000 | 1 |  |  | 0.935 | Solar Inverter |  | INDOOR
SRP12274 | PV POWERED | PVP3000 | 3000 | 1 |  |  | 0.935 | Solar Inverter |  | INDOOR
SRP12305 | FRONIUS USA | IG 2000 | 2000 | 2 |  |  | 0.935 | Solar Inverter |  | Inside
SRP12318 | PV POWERED | PVP3000 | 3000 | 1 |  |  | 0.935 | Solar Inverter |  | Outside
SRP12320 | PV POWERED | PVP3000 | 3000 | 2 |  |  | 0.935 | Solar Inverter |  | INDOOR
SRP12321 | PV POWERED | PVP3000 | 3000 | 1 |  |  | 0.935 | Solar Inverter |  | INDOOR
SRP12324 | PV POWERED | PVP3000 | 3000 | 1 |  |  | 0.935 | Solar Inverter |  | INDOOR
SRP12327 | PV POWERED | PVP3500 | 3000 | 1 |  |  | 0.935 | Solar Inverter |  | Outside
SRP12346 | PV POWERED | PVP3000 | 3000 | 1 |  |  | 0.935 | Solar Inverter |  | INDOOR
SRP12412 | PV POWERED | PVP3000 | 3000 | 1 |  |  | 0.935 | Solar Inverter |  | Inside
SRP12415 | PV POWERED | PVP3000 | 3000 | 2 |  |  | 0.935 | Solar Inverter |  | INDOOR
SRP12417 | PV POWERED | PVP3000 | 3000 | 2 |  |  | 0.935 | Solar Inverter |  | INDOOR
SRP12431 | PV POWERED | PVP3000 | 3000 | 1 |  |  | 0.935 | Solar Inverter |  | Outside
SRP12444 | PV POWERED | PVP3000 | 3000 | 2 |  |  | 0.935 | Solar Inverter |  | INDOOR
SRP12444 | SMA AMERICA | SB3000US (208V) | 3000 | 2 |  |  | 0.935 | Solar Inverter |  | INDOOR
SRP12454 | PV POWERED | PVP3000 | 3000 | 1 |  |  | 0.935 | Solar Inverter |  | INDOOR
SRP12455 | PV POWERED | PVP3000 | 3000 | 1 |  |  | 0.935 | Solar Inverter |  | Outside
SRP12492 | PV POWERED | PVP3000 | 3000 | 2 |  |  | 0.935 | Solar Inverter |  | INDOOR
SRP12577 | PV POWERED | PVP3000 | 3000 | 1 |  |  | 0.935 | Solar Inverter |  | INDOOR
SRP12581 | PV POWERED | PVP3000 | 3000 | 1 |  |  | 0.935 | Solar Inverter |  | INDOOR
SRP12636 | PV POWERED | PVP3000 | 3000 | 2 |  |  | 0.935 | Solar Inverter |  | Inside
SRP13028 | PV POWERED | PVP3000 | 3000 | 1 |  |  | 0.935 | Solar Inverter |  | INDOOR
SRP13036 | PV POWERED | PVP3000 | 3000 | 1 |  |  | 0.935 | Solar Inverter |  | INDOOR
SRP13049 | PV POWERED | PVP3000 | 3000 | 2 |  |  | 0.935 | Solar Inverter |  | OUTDOOR
SRP13095 | PV POWERED | PVP3000 | 3000 | 1 |  |  | 0.935 | Solar Inverter |  | Inside
SRP13100 | PV POWERED | PVP3000 | 3000 | 1 |  |  | 0.935 | Solar Inverter |  | INDOOR
SRP13137 | PV POWERED | PVP3000 | 3000 | 1 |  |  | 0.935 | Solar Inverter |  | OUTDOOR
SRP13294 | PV POWERED | PVP3000 | 3000 | 2 |  |  | 0.935 | Solar Inverter |  | Inside
SRP13328 | PV POWERED | PVP3000 | 3000 | 1 |  |  | 0.935 | Solar Inverter |  | INDOOR
SRP13360 | FRONIUS USA | IG 2000 NEG | 2000 | 1 |  |  | 0.935 | Solar Inverter |  | Inside
SRP13362 | PV POWERED | PVP3000 | 3000 | 1 |  |  | 0.935 | Solar Inverter |  | OUTDOOR
SRP13370 | PV POWERED | PVP3000 | 3000 | 1 |  |  | 0.935 | Solar Inverter |  | INDOOR
SRP13375 | PV POWERED | PVP3000 | 3000 | 1 |  |  | 0.935 | Solar Inverter |  | INDOOR
SRP13402 | PV POWERED | PVP3000 | 3000 | 1 |  |  | 0.935 | Solar Inverter |  | Outside
SRP13419 | PV POWERED | PVP3000 | 3000 | 1 |  |  | 0.935 | Solar Inverter |  | INDOOR
SRP13420 | PV POWERED | PVP3000 | 3000 | 1 |  |  | 0.935 | Solar Inverter |  | OUTDOOR
SRP13426 | PV POWERED | PVP3000 | 3000 | 1 |  |  | 0.935 | Solar Inverter |  | OUTDOOR
SRP13444 | PV POWERED | PVP3000 | 3000 | 1 |  |  | 0.935 | Solar Inverter |  | INDOOR
SRP13445 | PV POWERED | PVP3000 | 3000 | 1 |  |  | 0.935 | Solar Inverter |  | OUTDOOR
SRP13453 | PV POWERED | PVP3000 | 3000 | 1 |  |  | 0.935 | Solar Inverter |  | INDOOR
SRP13505 | PV POWERED | PVP3000 | 3000 | 2 |  |  | 0.935 | Solar Inverter |  | OUTDOOR
SRP13564 | PV POWERED | PVP3000 | 3000 | 1 |  |  | 0.935 | Solar Inverter |  | INDOOR
SRP13590 | PV POWERED | PVP3000 | 3000 | 1 |  |  | 0.935 | Solar Inverter |  | INDOOR
SRP13590 | PV POWERED | PVP3000 | 3000 | 2 |  |  | 0.935 | Solar Inverter |  | INDOOR
SRP13635 | FRONIUS USA | IG 2000 NEG | 2000 | 1 |  |  | 0.935 | Solar Inverter |  | Inside
SRP13689 | PV POWERED | PVP3000 | 3000 | 2 |  |  | 0.935 | Solar Inverter |  | OUTDOOR
SRP13798 | PV POWERED | PVP3000 | 3000 | 2 |  |  | 0.935 | Solar Inverter |  | Outside
SRP13857 | PV POWERED | PVP3000 | 3000 | 2 |  |  | 0.935 | Solar Inverter |  | INDOOR
SRP13859 | PV POWERED | PVP3000 | 3000 | 1 |  |  | 0.935 | Solar Inverter |  | OUTDOOR
SRP14119 | PV POWERED | PVP3000 | 3000 | 2 |  |  | 0.935 | Solar Inverter |  | Outside
SRP14271 | PV POWERED | PVP3000 | 3000 | 1 |  |  | 0.935 | Solar Inverter |  | OUTDOOR
SRP14365 | SMA AMERICA | SB7000TL-US (208V) | 7000 | 1 |  |  | 0.935 | Solar Inverter |  | OUTDOOR
SRP14396 | PV POWERED | PVP3000 | 3000 | 2 |  |  | 0.935 | Solar Inverter |  | INDOOR
SRP14443 | PV POWERED | PVP3000 | 3000 | 2 |  |  | 0.935 | Solar Inverter |  | INDOOR
SRP14447 | PV POWERED | PVP3000 | 3000 | 1 |  |  | 0.935 | Solar Inverter |  | INDOOR
SRP14477 | FRONIUS USA | IG 2000 | 2000 | 1 |  |  | 0.935 | Solar Inverter |  | INDOOR
SRP14482 | PV POWERED | PVP3000 | 3000 | 2 |  |  | 0.935 | Solar Inverter |  | INDOOR
SRP14483 | PV POWERED | PVP3000 | 3000 | 1 |  |  | 0.935 | Solar Inverter |  | Outside
SRP14484 | PV POWERED | PVP3000 | 3000 | 1 |  |  | 0.935 | Solar Inverter |  | INDOOR
SRP14484 | PV POWERED | PVP3000 | 3000 | 1 |  |  | 0.935 | Solar Inverter |  | INDOOR
SRP14495 | FRONIUS USA |  | 7500 | 1 |  |  | 0.935 | Solar Inverter |  | Inside
SRP14583 | PV POWERED | PVP3000 | 3000 | 1 |  |  | 0.935 | Solar Inverter |  | Inside
SRP14613 | PV POWERED | PVP3000 | 3000 | 1 |  |  | 0.935 | Solar Inverter |  | INDOOR
SRP14650 | PV POWERED | PVP3000 | 3000 | 1 |  |  | 0.935 | Solar Inverter |  | OUTDOOR
SRP14762 | PV POWERED | PVP3000 | 3000 | 1 |  |  | 0.935 | Solar Inverter |  | Outside
SRP14827 | PV POWERED | PVP3000 | 3000 | 2 |  |  | 0.935 | Solar Inverter |  | INDOOR
SRP14852 | PV POWERED |  | 3000 | 2 |  |  | 0.935 | Solar Inverter |  | Outside
SRP14955 | PV POWERED | PVP3000 | 3000 | 1 |  |  | 0.935 | Solar Inverter |  | Outside
SRP15028 | PV POWERED | PVP3000 | 3000 | 1 |  |  | 0.935 | Solar Inverter |  | OUTDOOR
SRP15028 | PV POWERED | PVP3000 | 3000 | 2 |  |  | 0.935 | Solar Inverter |  | OUTDOOR
SRP15039 | PV POWERED | PVP3000 | 3000 | 1 |  |  | 0.935 | Solar Inverter |  | Inside
SRP15079 | PV POWERED | PVP3000 | 3000 | 1 |  |  | 0.935 | Solar Inverter |  | INDOOR
SRP15130 | PV POWERED | PVP3000 | 3000 | 2 |  |  | 0.935 | Solar Inverter |  | Outside
SRP15178 | PV POWERED | PVP3000 | 3000 | 1 |  |  | 0.935 | Solar Inverter |  | Outside
SRP15212 | PV POWERED | PVP3000 | 3000 | 1 |  |  | 0.935 | Solar Inverter |  | Inside
SRP15249 | PV POWERED | PVP3000 | 3000 | 2 |  |  | 0.935 | Solar Inverter |  | Inside
SRP15299 | PV POWERED | PVP3000 | 3000 | 2 |  |  | 0.935 | Solar Inverter |  | INDOOR
SRP15302 | PV POWERED | PVP3000 | 3000 | 1 |  |  | 0.935 | Solar Inverter |  | INDOOR
SRP15364 | PV POWERED | PVP3000 | 3000 | 2 |  |  | 0.935 | Solar Inverter |  | INDOOR
SRP15365 | PV POWERED | PVP3000 | 3000 | 1 |  |  | 0.935 | Solar Inverter |  | INDOOR
SRP15603 | PV POWERED | PVP3000 | 3000 | 1 |  |  | 0.935 | Solar Inverter |  | INDOOR
SRP16046 | FRONIUS USA | IG 2000 NEG | 2000 | 1 |  |  | 0.935 | Solar Inverter |  | Inside
SRP16393 | PV POWERED | PVP30KW-480 | 30000 | 1 |  |  | 0.935 | Solar Inverter |  | INDOOR
SRP16666 | SUNPOWER CORP (ORIGINAL MFRSMA) | SPR-3000M (208V) | 2000 | 1 |  |  | 0.935 | Solar Inverter |  | Outside
SRP16728 | PV POWERED | PVP3000 | 3000 | 2 |  |  | 0.935 | Solar Inverter |  | INDOOR
SRP17018 | PV POWERED | PVP3000 | 3000 | 1 |  |  | 0.935 | Solar Inverter |  | OUTDOOR
SRP20472 | DARFON ELECTRONICS | MIG240UL00 | 240 | 39 |  |  | 0.935 | Solar Inverter |  | OUTDOOR
SRP21026 | DARFON ELECTRONICS | MIG240UL00 | 240 | 8 |  |  | 0.935 | Solar Inverter |  | OUTDOOR
REIPNR-12153 | SMA AMERICA | SB7000US (240V) | 7000 | 1 |  |  | 0.936 | Solar Inverter |  | Inside
SRP12390 | SMA AMERICA | SB4000US (208V) | 4000 | 2 |  |  | 0.938 | Solar Inverter |  | Outside
REIPNR-07674 | PETRA SOLAR | 103.10866.500X | 200 | 86 |  |  | 0.94 | Solar Inverter |  | OUTDOOR
REIPNR-07675 | SMA AMERICA | SC250U (480V) | 200 | 80 |  |  | 0.94 | Solar Inverter |  | OUTDOOR
REIPNR-07676 | SATCON TECHNOLOGY | AE-225-60-PV-A | 200 | 1484 |  |  | 0.94 | Solar Inverter |  | OUTDOOR
REIPNR-07677 | SMA AMERICA | SC250U (480V) | 200 | 3503 |  |  | 0.94 | Solar Inverter |  | OUTDOOR
REIPNR-07678 | SMA AMERICA | SC250U (480V) | 200 | 2851 |  |  | 0.94 | Solar Inverter |  | OUTDOOR
REIPNR-07679 | SMA AMERICA | SC250U (480V) | 200 | 2517 |  |  | 0.94 | Solar Inverter |  | OUTDOOR
REIPNR-07680 | PETRA SOLAR | 103.10866.500X | 200 | 3406 |  |  | 0.94 | Solar Inverter |  | OUTDOOR
REIPNR-07681 | PETRA SOLAR | 103.10866.500X | 200 | 7735 |  |  | 0.94 | Solar Inverter |  | OUTDOOR
REIPNR-07682 | PETRA SOLAR | 103.10866.500X | 200 | 6296 |  |  | 0.94 | Solar Inverter |  | OUTDOOR
REIPNR-07683 | PETRA SOLAR | 103.10866.500X | 200 | 7870 |  |  | 0.94 | Solar Inverter |  | OUTDOOR
REIPNR-07684 | PETRA SOLAR | 103.10866.500X | 200 | 285 |  |  | 0.94 | Solar Inverter |  | OUTDOOR
REIPNR-07684 | PETRA SOLAR | 103.10866.500X | 200 | 5258 |  |  | 0.94 | Solar Inverter |  | OUTDOOR
REIPNR-07685 | PETRA SOLAR | 103.10866.500X | 200 | 5959 |  |  | 0.94 | Solar Inverter |  | OUTDOOR
REIPNR-07686 | PETRA SOLAR | 103.10866.500X | 200 | 15 |  |  | 0.94 | Solar Inverter |  | OUTDOOR
REIPNR-07686 | PETRA SOLAR | 103.10866.500X | 200 | 2047 |  |  | 0.94 | Solar Inverter |  | OUTDOOR
REIPNR-07686 | PETRA SOLAR | 103.10866.500X | 200 | 3487 |  |  | 0.94 | Solar Inverter |  | OUTDOOR
REIPNR-07687 | PETRA SOLAR | 103.10866.500X | 200 | 49 |  |  | 0.94 | Solar Inverter |  | OUTDOOR
REIPNR-07687 | PETRA SOLAR | 103.10866.500X | 200 | 863 |  |  | 0.94 | Solar Inverter |  | OUTDOOR
REIPNR-07687 | PETRA SOLAR | 103.10866.500X | 200 | 6725 |  |  | 0.94 | Solar Inverter |  | OUTDOOR
REIPNR-07688 | PETRA SOLAR | 103.10866.500X | 200 | 262 |  |  | 0.94 | Solar Inverter |  | OUTDOOR
REIPNR-07688 | PETRA SOLAR | 103.10866.500X | 200 | 979 |  |  | 0.94 | Solar Inverter |  | OUTDOOR
REIPNR-07688 | PETRA SOLAR | 103.10866.500X | 200 | 5053 |  |  | 0.94 | Solar Inverter |  | OUTDOOR
REIPNR-07689 | PETRA SOLAR | 103.10866.500X | 200 | 10 |  |  | 0.94 | Solar Inverter |  | OUTDOOR
REIPNR-07689 | PETRA SOLAR | 103.10866.500X | 200 | 41 |  |  | 0.94 | Solar Inverter |  | OUTDOOR
REIPNR-07689 | PETRA SOLAR | 103.10866.500X | 200 | 531 |  |  | 0.94 | Solar Inverter |  | OUTDOOR
REIPNR-07689 | PETRA SOLAR | 103.10866.500X | 200 | 694 |  |  | 0.94 | Solar Inverter |  | OUTDOOR
REIPNR-07689 | PETRA SOLAR | 103.10866.500X | 200 | 4108 |  |  | 0.94 | Solar Inverter |  | OUTDOOR
REIPNR-07690 | PETRA SOLAR | 103.10866.500X | 200 | 61 |  |  | 0.94 | Solar Inverter |  | OUTDOOR
REIPNR-07690 | PETRA SOLAR | 103.10866.500X | 200 | 99 |  |  | 0.94 | Solar Inverter |  | OUTDOOR
REIPNR-07690 | PETRA SOLAR | 103.10866.500X | 200 | 887 |  |  | 0.94 | Solar Inverter |  | OUTDOOR
REIPNR-07690 | PETRA SOLAR | 103.10866.500X | 200 | 1646 |  |  | 0.94 | Solar Inverter |  | OUTDOOR
REIPNR-07690 | PETRA SOLAR | 103.10866.500X | 200 | 1845 |  |  | 0.94 | Solar Inverter |  | OUTDOOR
REIPNR-07691 | PETRA SOLAR | 103.10866.500X | 200 | 1 |  |  | 0.94 | Solar Inverter |  | OUTDOOR
REIPNR-07691 | PETRA SOLAR | 103.10866.500X | 200 | 4 |  |  | 0.94 | Solar Inverter |  | OUTDOOR
REIPNR-07691 | PETRA SOLAR | 103.10866.500X | 200 | 5 |  |  | 0.94 | Solar Inverter |  | OUTDOOR
REIPNR-07691 | PETRA SOLAR | 103.10866.500X | 200 | 6 |  |  | 0.94 | Solar Inverter |  | OUTDOOR
REIPNR-07691 | PETRA SOLAR | 103.10866.500X | 200 | 461 |  |  | 0.94 | Solar Inverter |  | OUTDOOR
REIPNR-07691 | PETRA SOLAR | 103.10866.500X | 200 | 5214 |  |  | 0.94 | Solar Inverter |  | OUTDOOR
REIPNR-07692 | PETRA SOLAR | 103.10866.500X | 200 | 18 |  |  | 0.94 | Solar Inverter |  | OUTDOOR
REIPNR-07692 | PETRA SOLAR | 103.10866.500X | 200 | 246 |  |  | 0.94 | Solar Inverter |  | OUTDOOR
REIPNR-07692 | PETRA SOLAR | 103.10866.500X | 200 | 556 |  |  | 0.94 | Solar Inverter |  | OUTDOOR
REIPNR-07692 | PETRA SOLAR | 103.10866.500X | 200 | 955 |  |  | 0.94 | Solar Inverter |  | OUTDOOR
REIPNR-07692 | PETRA SOLAR | 103.10866.500X | 200 | 1160 |  |  | 0.94 | Solar Inverter |  | OUTDOOR
REIPNR-07692 | PETRA SOLAR | 103.10866.500X | 200 | 3261 |  |  | 0.94 | Solar Inverter |  | OUTDOOR
REIPNR-07693 | PETRA SOLAR | 103.10866.500X | 200 | 18 |  |  | 0.94 | Solar Inverter |  | OUTDOOR
REIPNR-07693 | PETRA SOLAR | 103.10866.500X | 200 | 82 |  |  | 0.94 | Solar Inverter |  | OUTDOOR
REIPNR-07693 | PETRA SOLAR | 103.10866.500X | 200 | 85 |  |  | 0.94 | Solar Inverter |  | OUTDOOR
REIPNR-07693 | PETRA SOLAR | 103.10866.500X | 200 | 110 |  |  | 0.94 | Solar Inverter |  | OUTDOOR
REIPNR-07693 | PETRA SOLAR | 103.10866.500X | 200 | 845 |  |  | 0.94 | Solar Inverter |  | OUTDOOR
REIPNR-07693 | PETRA SOLAR | 103.10866.500X | 200 | 2981 |  |  | 0.94 | Solar Inverter |  | OUTDOOR
REIPNR-07694 | PETRA SOLAR | 103.10866.500X | 200 | 3257 |  |  | 0.94 | Solar Inverter |  | OUTDOOR
REIPNR-07695 | PHOENIXTEC POWER | PS240US3R (240V) | 200 | 4065 |  |  | 0.94 | Solar Inverter |  | OUTDOOR
REIPNR-07696 | PETRA SOLAR | 103.10866.500X | 200 | 2915 |  |  | 0.94 | Solar Inverter |  | OUTDOOR
REIPNR-07697 | PETRA SOLAR | 103.10866.500X | 200 | 3115 |  |  | 0.94 | Solar Inverter |  | OUTDOOR
REIPNR-07698 | PETRA SOLAR | 103.10866.500X | 200 | 1870 |  |  | 0.94 | Solar Inverter |  | OUTDOOR
REIPNR-07699 | PETRA SOLAR | 103.10866.500X | 200 | 4946 |  |  | 0.94 | Solar Inverter |  | OUTDOOR
REIPNR-07700 | PETRA SOLAR | 103.10866.500X | 200 | 2228 |  |  | 0.94 | Solar Inverter |  | OUTDOOR
REIPNR-07701 | PETRA SOLAR | 103.10866.500X | 200 | 4171 |  |  | 0.94 | Solar Inverter |  | OUTDOOR
REIPNR-07702 | PHOENIXTEC POWER | PS240US3R (240V) | 200 | 3901 |  |  | 0.94 | Solar Inverter |  | OUTDOOR
REIPNR-07703 | PETRA SOLAR | 103.10866.500X | 200 | 2982 |  |  | 0.94 | Solar Inverter |  | OUTDOOR
REIPNR-07970 | SMA AMERICA | SB3000US (208V) | 3000 | 1 |  |  | 0.94 | Solar Inverter |  | INDOOR
REIPNR-07970 | SMA AMERICA | SB5000US (208V) | 5000 | 1 |  |  | 0.94 | Solar Inverter |  | INDOOR
REIPNR-08521 | PV POWERED | PVP30KW-LV-208 | 30000 | 1 |  |  | 0.94 | Solar Inverter |  | OUTDOOR
REIPNR-08523 | PV POWERED | PVP30KW-208 | 30000 | 1 |  |  | 0.94 | Solar Inverter |  | OUTDOOR
REIPNR-08650 | SMA AMERICA | SB7000US (277V) | 8000 | 1 |  |  | 0.94 | Solar Inverter |  | INDOOR
REIPNR-08653 | PV POWERED | PVP2000 | 2000 | 1 |  |  | 0.94 | Solar Inverter |  | INDOOR
REIPNR-08653 | PV POWERED | PVP3500 | 3500 | 1 |  |  | 0.94 | Solar Inverter |  | INDOOR
REIPNR-08963 | SMA AMERICA | SB5000US | 5000 | 2 |  |  | 0.94 | Solar Inverter |  | INDOOR
REIPNR-09164 | SOLECTRIA RENEWABLES | PVI15KW-208 | 15000 | 3 |  |  | 0.94 | Solar Inverter |  | OUTDOOR
REIPNR-09788 | SOLECTRIA RENEWABLES | PVI15KW-480 | 15000 | 1 |  |  | 0.94 | Solar Inverter |  | OUTDOOR
REIPNR-10778 | SOLECTRIA RENEWABLES | PVI1800-208 | 1800 | 2 |  |  | 0.94 | Solar Inverter |  | INDOOR
REIPNR-10795 | PV POWERED | PVP30KW-208 | 30000 | 3 |  |  | 0.94 | Solar Inverter |  | OUTDOOR
REIPNR-10878 | PV POWERED | PVP2800 | 2800 | 3 |  |  | 0.94 | Solar Inverter |  | INDOOR
REIPNR-10878 | PV POWERED | PVP4600 | 4600 | 3 |  |  | 0.94 | Solar Inverter |  | INDOOR
REIPNR-11633 | FRONIUS USA | FRONIUS DATALOGGER EASY BOX | 4000 | 1 |  |  | 0.94 | Solar Inverter |  | OUTDOOR
SPP313 | XANTREX TECHNOLOGY | GT2.8-NA-240/208 (208V) | 2800 | 1 |  |  | 0.94 | Solar Inverter |  | INDOOR
SRP01136 | PV POWERED | PVP3000 | 3000 | 1 |  |  | 0.94 | Solar Inverter |  | Outside
SRP01136 | PV POWERED | PVP3000 | 3000 | 1 |  |  | 0.94 | Solar Inverter |  | Outside
SRP01138 | PV POWERED | PVP3000 | 3000 | 2 |  |  | 0.94 | Solar Inverter |  | OUTDOOR
SRP01662 | PV POWERED | PVP2500 | 2500 | 2 |  |  | 0.94 | Solar Inverter |  | INDOOR
SRP01695 | PV POWERED | PVP2500 | 2500 | 1 |  |  | 0.94 | Solar Inverter |  | INDOOR
SRP01759 | PV POWERED | PVP4800 | 4800 | 1 |  |  | 0.94 | Solar Inverter |  | Outside
SRP02724 | PV POWERED | PVP30KW-208 | 30000 | 1 |  |  | 0.94 | Solar Inverter |  | OUTDOOR
SRP03121 | SOLECTRIA RENEWABLES | PVI95KW-208 | 95000 | 3 |  |  | 0.94 | Solar Inverter |  | OUTDOOR
SRP03635 | SMA AMERICA | SWR2500U (208V) | 2500 | 2 |  |  | 0.94 | Solar Inverter |  | Inside
SRP03950 | FRONIUS USA | IG 4000 | 4000 | 1 |  |  | 0.94 | Solar Inverter |  | OUTDOOR
SRP05999 | FRONIUS USA | IG 5100 | 5100 | 1 |  |  | 0.94 | Solar Inverter |  | INDOOR
SRP06003 | FRONIUS USA | IG 2000 | 2000 | 1 |  |  | 0.94 | Solar Inverter |  | OUTDOOR
SRP06359 | FRONIUS USA | IG 4000 | 4000 | 1 |  |  | 0.94 | Solar Inverter |  | OUTDOOR
SRP06703 | FRONIUS USA | IG 4000 | 4000 | 1 |  |  | 0.94 | Solar Inverter |  | INDOOR
SRP06912 | FRONIUS USA | IG 4000 NEG | 4000 | 1 |  |  | 0.94 | Solar Inverter |  | INDOOR
SRP07869 | FRONIUS USA | IG 4000 | 4000 | 1 |  |  | 0.94 | Solar Inverter |  | INDOOR
SRP07873 | FRONIUS USA | IG 4000 | 4000 | 2 |  |  | 0.94 | Solar Inverter |  | INDOOR
SRP08234 | PV POWERED | PVP3000 | 3000 | 1 |  |  | 0.94 | Solar Inverter |  | OUTDOOR
SRP08319 | FRONIUS USA | IG 4000 | 4000 | 2 |  |  | 0.94 | Solar Inverter |  | INDOOR
SRP08720 | FRONIUS USA |  | 2700 | 1 |  |  | 0.94 | Solar Inverter |  | INDOOR
SRP10203 | PETRA SOLAR | 103.10866.500X | 200 | 4635 |  |  | 0.94 | Solar Inverter |  | OUTDOOR
SRP10206 | PETRA SOLAR | 103.10866.500X | 200 | 3589 |  |  | 0.94 | Solar Inverter |  | OUTDOOR
SRP10227 | PHOENIXTEC POWER | PS240US3R (240V) | 200 | 2518 |  |  | 0.94 | Solar Inverter |  | OUTDOOR
SRP10228 | PETRA SOLAR | 103.10866.500X | 200 | 4463 |  |  | 0.94 | Solar Inverter |  | OUTDOOR
SRP10233 | PETRA SOLAR | 103.10866.500X | 200 | 3209 |  |  | 0.94 | Solar Inverter |  | OUTDOOR
SRP10238 | PETRA SOLAR | 103.10866.500X | 200 | 4488 |  |  | 0.94 | Solar Inverter |  | OUTDOOR
SRP10241 | PETRA SOLAR | 103.10866.500X | 200 | 3638 |  |  | 0.94 | Solar Inverter |  | OUTDOOR
SRP10242 | PETRA SOLAR | 103.10866.500X | 200 | 4204 |  |  | 0.94 | Solar Inverter |  | OUTDOOR
SRP10243 | PETRA SOLAR | 103.10866.500X | 200 | 694 |  |  | 0.94 | Solar Inverter |  | OUTDOOR
SRP10244 | PETRA SOLAR | 103.10866.500X | 200 | 2484 |  |  | 0.94 | Solar Inverter |  | OUTDOOR
SRP10837 | FRONIUS USA | IG 3000 | 3000 | 1 |  |  | 0.94 | Solar Inverter |  | OUTDOOR
SRP10837 | FRONIUS USA | IG 4000 | 4000 | 1 |  |  | 0.94 | Solar Inverter |  | OUTDOOR
SRP11525 | SOLECTRIA RENEWABLES | PVI60KW-480 | 60000 | 1 |  |  | 0.94 | Solar Inverter |  | OUTDOOR
SRP12631 | FRONIUS USA | IG 4000 | 4000 | 1 |  |  | 0.94 | Solar Inverter |  | OUTDOOR
SRP13103 | FRONIUS USA |  | 3000 | 1 |  |  | 0.94 | Solar Inverter |  | OUTDOOR
SRP13103 | FRONIUS USA |  | 4000 | 1 |  |  | 0.94 | Solar Inverter |  | OUTDOOR
SRP14137 | SMA AMERICA | SB5000US | 5000 | 1 |  |  | 0.94 | Solar Inverter |  | OUTDOOR
SRP16560 | PETRA SOLAR | 103.10866.500X | 200 | 3566 |  |  | 0.94 | Solar Inverter |  | OUTDOOR
SRP16562 | PETRA SOLAR | 103.10866.500X | 200 | 3158 |  |  | 0.94 | Solar Inverter |  | OUTDOOR
SRP16563 | PETRA SOLAR | 103.10866.500X | 200 | 2915 |  |  | 0.94 | Solar Inverter |  | OUTDOOR
SRP16566 | PETRA SOLAR | 103.10866.500X | 200 | 2808 |  |  | 0.94 | Solar Inverter |  | OUTDOOR
SRP16567 | PETRA SOLAR | 103.10866.500X | 200 | 1418 |  |  | 0.94 | Solar Inverter |  | OUTDOOR
SRP16568 | PETRA SOLAR | 103.10866.500X | 200 | 319 |  |  | 0.94 | Solar Inverter |  | OUTDOOR
SRP16708 | PV POWERED | PVP4600 | 4200 | 1 |  |  | 0.94 | Solar Inverter |  | OUTDOOR
SRP19365 | PETRA SOLAR | 103.10866.500X | 200 | 136 |  |  | 0.94 | Solar Inverter |  | OUTDOOR
SRP19367 | PETRA SOLAR | 103.10866.500X | 200 | 223 |  |  | 0.94 | Solar Inverter |  | OUTDOOR
SRP19368 | PETRA SOLAR | 103.10866.500X | 1 | 1 |  |  | 0.94 | Solar Inverter |  | OUTDOOR
SRP19369 | PETRA SOLAR | 103.10866.500X | 1 | 1 |  |  | 0.94 | Solar Inverter |  | OUTDOOR
SRP19371 | PETRA SOLAR | 103.10866.500X | 1 | 1 |  |  | 0.94 | Solar Inverter |  | OUTDOOR
SRP19373 | PETRA SOLAR | 103.10866.500X | 200 | 267 |  |  | 0.94 | Solar Inverter |  | OUTDOOR
SRP19420 | POWER-ONE | PVI-3.0-OUTD-S-US (208 V) | 3000 | 1 |  |  | 0.94 | Solar Inverter |  | OUTDOOR
SRP11421 | SMA AMERICA | SB3000US (208V) | 2500 | 1 |  |  | 0.941 | Solar Inverter |  | Outside
SRP01644 | PV POWERED | PVP3000 | 3000 | 2 |  |  | 0.943 | Solar Inverter |  | INDOOR
SRP02486 | PV POWERED | PVP3000 | 3000 | 2 |  |  | 0.943 | Solar Inverter |  | OUTDOOR
SRP24377 | SMA AMERICA |  | 2500 | 1 |  |  | 0.944 | Solar Inverter |  | INDOOR
REIPNR-04846 | SATCON TECHNOLOGY | AE-135-60-PV-A | 135000 | 1 |  |  | 0.945 | Solar Inverter |  | INDOOR
REIPNR-06341 | SATCON TECHNOLOGY | AE-225-60-PV-A | 225000 | 2 |  |  | 0.945 | Solar Inverter |  | Outside
REIPNR-07441 | SATCON TECHNOLOGY | AE-100-60-PV-A | 100000 | 4 |  |  | 0.945 | Solar Inverter |  | INDOOR
REIPNR-07541 | ENPHASE ENERGY | M200-32-208-S01 | 190 | 20 |  |  | 0.945 | Solar Inverter |  | OUTDOOR
REIPNR-07628 | PV POWERED | PVP2500 | 2500 | 1 |  |  | 0.945 | Solar Inverter |  | OUTDOOR
REIPNR-07634 | PV POWERED | PVP2500 | 2500 | 1 |  |  | 0.945 | Solar Inverter |  | INDOOR
REIPNR-07663 | PV POWERED | PVP2500 | 2500 | 1 |  |  | 0.945 | Solar Inverter |  | OUTDOOR
REIPNR-07668 | PV POWERED | PVP2500 | 2500 | 1 |  |  | 0.945 | Solar Inverter |  | OUTDOOR
REIPNR-07816 | PV POWERED | PVP2500 | 3000 | 1 |  |  | 0.945 | Solar Inverter |  | OUTDOOR
REIPNR-07826 | PV POWERED | PVP2500 | 2500 | 2 |  |  | 0.945 | Solar Inverter |  | INDOOR
REIPNR-07829 | PV POWERED | PVP2500 | 2500 | 1 |  |  | 0.945 | Solar Inverter |  | INDOOR
REIPNR-07836 | PV POWERED | PVP2500 | 2500 | 2 |  |  | 0.945 | Solar Inverter
REIPNR-07908 | PV POWERED | PVP2500 | 2500 | 2 |  |  | 0.945 | Solar Inverter |  | OUTDOOR
REIPNR-07916 | PV POWERED | PVP2500 | 2500 | 1 |  |  | 0.945 | Solar Inverter |  | OUTDOOR
REIPNR-07923 | PV POWERED | PVP2500 | 2500 | 3 |  |  | 0.945 | Solar Inverter |  | OUTDOOR
REIPNR-08074 | PV POWERED | PVP2500 | 2500 | 2 |  |  | 0.945 | Solar Inverter |  | INDOOR
REIPNR-08094 | PV POWERED | PVP2500 | 2500 | 1 |  |  | 0.945 | Solar Inverter |  | INDOOR
REIPNR-08096 | PV POWERED | PVP2500 | 2500 | 2 |  |  | 0.945 | Solar Inverter |  | OUTDOOR
REIPNR-08107 | PV POWERED | PVP2500 | 2500 | 1 |  |  | 0.945 | Solar Inverter |  | INDOOR
REIPNR-08112 | PV POWERED | PVP2500 | 2500 | 1 |  |  | 0.945 | Solar Inverter |  | INDOOR
REIPNR-08141 | PV POWERED | PVP2500 | 2500 | 2 |  |  | 0.945 | Solar Inverter |  | INDOOR
REIPNR-08201 | PV POWERED | PVP2500 | 2500 | 1 |  |  | 0.945 | Solar Inverter |  | INDOOR
REIPNR-08214 | PV POWERED | PVP2500 | 2500 | 1 |  |  | 0.945 | Solar Inverter |  | INDOOR
REIPNR-08226 | PV POWERED | PVP2500 | 2500 | 1 |  |  | 0.945 | Solar Inverter |  | INDOOR
REIPNR-08226 | PV POWERED | PVP3500 | 3500 | 1 |  |  | 0.945 | Solar Inverter |  | INDOOR
REIPNR-08230 | PV POWERED | PVP4800 | 4800 | 1 |  |  | 0.945 | Solar Inverter |  | INDOOR
REIPNR-08231 | PV POWERED | PVP2000 | 2000 | 1 |  |  | 0.945 | Solar Inverter |  | INDOOR
REIPNR-08231 | PV POWERED | PVP3500 | 3500 | 1 |  |  | 0.945 | Solar Inverter |  | INDOOR
REIPNR-08237 | PV POWERED | PVP2500 | 2500 | 1 |  |  | 0.945 | Solar Inverter |  | INDOOR
REIPNR-08244 | PV POWERED | PVP2500 | 2500 | 2 |  |  | 0.945 | Solar Inverter |  | INDOOR
REIPNR-08255 | PV POWERED | PVP4800 | 4800 | 1 |  |  | 0.945 | Solar Inverter |  | INDOOR
REIPNR-08260 | PV POWERED | PVP2500 | 2500 | 1 |  |  | 0.945 | Solar Inverter |  | OUTDOOR
REIPNR-08283 | PV POWERED | PVP2500 | 2500 | 1 |  |  | 0.945 | Solar Inverter |  | OUTDOOR
REIPNR-08300 | PV POWERED | PVP3500 | 3500 | 1 |  |  | 0.945 | Solar Inverter |  | INDOOR
REIPNR-08301 | PV POWERED | PVP2500 | 2500 | 1 |  |  | 0.945 | Solar Inverter |  | OUTDOOR
REIPNR-08302 | PV POWERED | PVP2500 | 2500 | 3 |  |  | 0.945 | Solar Inverter |  | INDOOR
REIPNR-08329 | PV POWERED | PVP2500 | 2500 | 1 |  |  | 0.945 | Solar Inverter |  | INDOOR
REIPNR-08332 | PV POWERED | PVP2500 | 2500 | 1 |  |  | 0.945 | Solar Inverter |  | INDOOR
REIPNR-08343 | PV POWERED | PVP2500 | 2500 | 1 |  |  | 0.945 | Solar Inverter |  | OUTDOOR
REIPNR-08355 | PV POWERED | PVP2500 | 2500 | 1 |  |  | 0.945 | Solar Inverter |  | INDOOR
REIPNR-08412 | PV POWERED | PVP2500 | 2500 | 1 |  |  | 0.945 | Solar Inverter |  | OUTDOOR
REIPNR-08414 | PV POWERED | PVP2500 | 2500 | 1 |  |  | 0.945 | Solar Inverter |  | OUTDOOR
REIPNR-08439 | PV POWERED | PVP2500 | 2500 | 1 |  |  | 0.945 | Solar Inverter |  | INDOOR
REIPNR-08512 | PV POWERED | PVP2500 | 2500 | 2 |  |  | 0.945 | Solar Inverter |  | INDOOR
REIPNR-08528 | PV POWERED | PVP2500 | 2500 | 1 |  |  | 0.945 | Solar Inverter |  | INDOOR
REIPNR-08531 | PV POWERED | PVP2500 | 2500 | 1 |  |  | 0.945 | Solar Inverter |  | INDOOR
REIPNR-08538 | PV POWERED | PVP2500 | 2500 | 2 |  |  | 0.945 | Solar Inverter |  | INDOOR
REIPNR-08553 | PV POWERED | PVP2500 | 2500 | 1 |  |  | 0.945 | Solar Inverter |  | INDOOR
REIPNR-08560 | PV POWERED | PVP2500 | 2500 | 1 |  |  | 0.945 | Solar Inverter |  | INDOOR
REIPNR-08567 | PV POWERED | PVP2500 | 2500 | 1 |  |  | 0.945 | Solar Inverter |  | INDOOR
REIPNR-08568 | PV POWERED | PVP2500 | 2500 | 1 |  |  | 0.945 | Solar Inverter |  | OUTDOOR
REIPNR-08582 | PV POWERED | PVP2500 | 2500 | 1 |  |  | 0.945 | Solar Inverter |  | OUTDOOR
REIPNR-08658 | PV POWERED | PVP2500 | 2500 | 1 |  |  | 0.945 | Solar Inverter |  | INDOOR
REIPNR-08663 | PV POWERED | PVP2500 | 2500 | 1 |  |  | 0.945 | Solar Inverter |  | Outside
REIPNR-08764 | PV POWERED | PVP2500 | 2500 | 1 |  |  | 0.945 | Solar Inverter |  | OUTDOOR
REIPNR-08765 | PV POWERED | PVP2500 | 2500 | 1 |  |  | 0.945 | Solar Inverter |  | INDOOR
REIPNR-08794 | PV POWERED | PVP2500 | 2500 | 2 |  |  | 0.945 | Solar Inverter |  | OUTDOOR
REIPNR-08797 | PV POWERED | PVP2500 | 2500 | 1 |  |  | 0.945 | Solar Inverter |  | INDOOR
REIPNR-08801 | PV POWERED | PVP2500 | 2500 | 4 |  |  | 0.945 | Solar Inverter |  | OUTDOOR
REIPNR-08813 | PV POWERED | PVP2500 | 2500 | 1 |  |  | 0.945 | Solar Inverter |  | OUTDOOR
REIPNR-08818 | PV POWERED | PVP2500 | 2500 | 1 |  |  | 0.945 | Solar Inverter |  | INDOOR
REIPNR-08848 | PV POWERED | PVP2500 | 2500 | 1 |  |  | 0.945 | Solar Inverter |  | OUTDOOR
REIPNR-08881 | PV POWERED | PVP2500 | 2500 | 1 |  |  | 0.945 | Solar Inverter |  | INDOOR
REIPNR-08888 | PV POWERED | PVP2500 | 2500 | 1 |  |  | 0.945 | Solar Inverter |  | INDOOR
REIPNR-08913 | PV POWERED | PVP2500 | 2500 | 2 |  |  | 0.945 | Solar Inverter |  | INDOOR
REIPNR-08929 | PV POWERED | PVP2500 | 2500 | 1 |  |  | 0.945 | Solar Inverter |  | OUTDOOR
REIPNR-09029 | PV POWERED | PVP2500 | 2500 | 2 |  |  | 0.945 | Solar Inverter |  | OUTDOOR
REIPNR-09034 | PV POWERED | PVP2500 | 2500 | 1 |  |  | 0.945 | Solar Inverter |  | Outside
REIPNR-09039 | PV POWERED | PVP2500 | 2500 | 1 |  |  | 0.945 | Solar Inverter |  | OUTDOOR
REIPNR-09089 | PV POWERED | PVP2500 | 2500 | 1 |  |  | 0.945 | Solar Inverter |  | OUTDOOR
REIPNR-09090 | PV POWERED | PVP2500 | 2500 | 2 |  |  | 0.945 | Solar Inverter |  | OUTDOOR
REIPNR-09353 | PV POWERED | PVP2500 | 2500 | 1 |  |  | 0.945 | Solar Inverter |  | INDOOR
REIPNR-09355 | PV POWERED | PVP2500 | 2500 | 1 |  |  | 0.945 | Solar Inverter |  | Inside
REIPNR-09356 | PV POWERED | PVP2500 | 2500 | 1 |  |  | 0.945 | Solar Inverter |  | INDOOR
REIPNR-09419 | PV POWERED | PVP4800 | 4800 | 2 |  |  | 0.945 | Solar Inverter |  | INDOOR
REIPNR-09447 | PV POWERED | PVP2500 | 2500 | 1 |  |  | 0.945 | Solar Inverter |  | INDOOR
REIPNR-09452 | PV POWERED | PVP2500 | 2500 | 1 |  |  | 0.945 | Solar Inverter |  | INDOOR
REIPNR-09453 | PV POWERED | PVP2500 | 2500 | 1 |  |  | 0.945 | Solar Inverter |  | OUTDOOR
REIPNR-09458 | PV POWERED | PVP2500 | 2500 | 1 |  |  | 0.945 | Solar Inverter |  | INDOOR
REIPNR-09459 | PV POWERED | PVP2500 | 2500 | 1 |  |  | 0.945 | Solar Inverter |  | Outside
REIPNR-09479 | PV POWERED | PVP2500 | 2500 | 1 |  |  | 0.945 | Solar Inverter |  | INDOOR
REIPNR-09596 | PV POWERED | PVP2500 | 2500 | 2 |  |  | 0.945 | Solar Inverter |  | INDOOR
REIPNR-09600 | PV POWERED | PVP2500 | 2500 | 1 |  |  | 0.945 | Solar Inverter |  | INDOOR
REIPNR-09709 | PV POWERED | PVP2500 | 2500 | 1 |  |  | 0.945 | Solar Inverter |  | INDOOR
REIPNR-09889 | PV POWERED | PVP2500 | 2500 | 2 |  |  | 0.945 | Solar Inverter |  | OUTDOOR
REIPNR-09892 | PV POWERED | PVP2500 | 2500 | 1 |  |  | 0.945 | Solar Inverter |  | OUTDOOR
REIPNR-09893 | PV POWERED | PVP2500 | 2500 | 1 |  |  | 0.945 | Solar Inverter |  | INDOOR
REIPNR-09900 | PV POWERED | PVP2500 | 2500 | 1 |  |  | 0.945 | Solar Inverter |  | INDOOR
REIPNR-09906 | PV POWERED | PVP2500 | 2500 | 1 |  |  | 0.945 | Solar Inverter |  | INDOOR
REIPNR-10213 | PV POWERED | PVP2500 | 2500 | 1 |  |  | 0.945 | Solar Inverter |  | OUTDOOR
REIPNR-10216 | PV POWERED | PVP2500 | 2500 | 1 |  |  | 0.945 | Solar Inverter |  | OUTDOOR
REIPNR-10223 | PV POWERED | PVP2500 | 2500 | 1 |  |  | 0.945 | Solar Inverter |  | Inside
REIPNR-10260 | PV POWERED | PVP2500 | 2500 | 1 |  |  | 0.945 | Solar Inverter |  | INDOOR
REIPNR-10278 | PV POWERED | PVP2500 | 2500 | 1 |  |  | 0.945 | Solar Inverter |  | INDOOR
REIPNR-10279 | SOLECTRIA RENEWABLES | PVI1800-240 | 1800 | 1 |  |  | 0.945 | Solar Inverter |  | INDOOR
REIPNR-10304 | PV POWERED | PVP2500 | 2500 | 2 |  |  | 0.945 | Solar Inverter |  | INDOOR
REIPNR-10313 | PV POWERED | PVP2500 | 2500 | 1 |  |  | 0.945 | Solar Inverter |  | INDOOR
REIPNR-10316 | PV POWERED | PVP2500 | 2500 | 2 |  |  | 0.945 | Solar Inverter |  | OUTDOOR
REIPNR-10330 | PV POWERED | PVP2500 | 2500 | 1 |  |  | 0.945 | Solar Inverter |  | INDOOR
REIPNR-10344 | PV POWERED | PVP2500 | 2500 | 2 |  |  | 0.945 | Solar Inverter |  | INDOOR
REIPNR-10358 | PV POWERED | PVP2500 | 2500 | 1 |  |  | 0.945 | Solar Inverter |  | INDOOR
REIPNR-10369 | PV POWERED | PVP2500 | 2500 | 2 |  |  | 0.945 | Solar Inverter |  | INDOOR
REIPNR-10371 | PV POWERED | PVP2500 | 2500 | 1 |  |  | 0.945 | Solar Inverter |  | Inside
REIPNR-10376 | PV POWERED | PVP2500 | 2500 | 1 |  |  | 0.945 | Solar Inverter |  | INDOOR
REIPNR-10377 | PV POWERED | PVP2500 | 2500 | 1 |  |  | 0.945 | Solar Inverter |  | Inside
REIPNR-10499 | PV POWERED | PVP2500 | 2500 | 1 |  |  | 0.945 | Solar Inverter |  | INDOOR
REIPNR-10568 | PV POWERED | PVP2500 | 2500 | 2 |  |  | 0.945 | Solar Inverter |  | OUTDOOR
REIPNR-10569 | PV POWERED | PVP2500 | 2500 | 1 |  |  | 0.945 | Solar Inverter |  | INDOOR
REIPNR-10582 | PV POWERED | PVP2500 | 2500 | 1 |  |  | 0.945 | Solar Inverter |  | INDOOR
REIPNR-10584 | PV POWERED | PVP2500 | 2500 | 1 |  |  | 0.945 | Solar Inverter |  | INDOOR
REIPNR-10669 | PV POWERED | PVP2500 | 2500 | 2 |  |  | 0.945 | Solar Inverter |  | Outside
REIPNR-10671 | PV POWERED | PVP2000 | 2000 | 1 |  |  | 0.945 | Solar Inverter |  | INDOOR
REIPNR-10752 | PV POWERED | PVP2500 | 2500 | 1 |  |  | 0.945 | Solar Inverter |  | OUTDOOR
REIPNR-10761 | PV POWERED | PVP2500 | 2500 | 1 |  |  | 0.945 | Solar Inverter |  | Inside
REIPNR-10769 | PV POWERED | PVP2500 | 2500 | 2 |  |  | 0.945 | Solar Inverter |  | Inside
REIPNR-10783 | PV POWERED | PVP2500 | 2500 | 2 |  |  | 0.945 | Solar Inverter |  | INDOOR
REIPNR-10798 | SOLECTRIA RENEWABLES | PVI15KW-208 | 15000 | 1 |  |  | 0.945 | Solar Inverter |  | INDOOR
REIPNR-10862 | PV POWERED | PVP2500 | 2500 | 1 |  |  | 0.945 | Solar Inverter |  | OUTDOOR
REIPNR-10863 | PV POWERED | PVP2500 | 2500 | 1 |  |  | 0.945 | Solar Inverter |  | INDOOR
REIPNR-10867 | PV POWERED | PVP2500 | 2500 | 1 |  |  | 0.945 | Solar Inverter |  | INDOOR
REIPNR-10877 | PV POWERED | PVP2500 | 2500 | 2 |  |  | 0.945 | Solar Inverter |  | INDOOR
REIPNR-10885 | PV POWERED | PVP2500 | 2500 | 1 |  |  | 0.945 | Solar Inverter |  | Outside
REIPNR-10893 | PV POWERED | PVP2500 | 2500 | 1 |  |  | 0.945 | Solar Inverter |  | INDOOR
REIPNR-10957 | PV POWERED | PVP2500 | 2500 | 1 |  |  | 0.945 | Solar Inverter |  | INDOOR
REIPNR-10987 | PV POWERED | PVP2500 | 2500 | 1 |  |  | 0.945 | Solar Inverter |  | Inside
REIPNR-10992 | PV POWERED | PVP2500 | 2500 | 2 |  |  | 0.945 | Solar Inverter |  | OUTDOOR
REIPNR-10997 | PV POWERED | PVP2500 | 2500 | 1 |  |  | 0.945 | Solar Inverter |  | INDOOR
REIPNR-11100 | PV POWERED | PVP2500 | 2500 | 1 |  |  | 0.945 | Solar Inverter |  | Inside
REIPNR-11101 | PV POWERED | PVP2500 | 2500 | 1 |  |  | 0.945 | Solar Inverter |  | INDOOR
REIPNR-11108 | PV POWERED | PVP2500 | 2500 | 1 |  |  | 0.945 | Solar Inverter |  | Inside
REIPNR-11167 | PV POWERED | PVP2500 | 2500 | 1 |  |  | 0.945 | Solar Inverter |  | Inside
REIPNR-11181 | PV POWERED | PVP2500 | 2500 | 1 |  |  | 0.945 | Solar Inverter |  | OUTDOOR
REIPNR-11184 | PV POWERED | PVP2500 | 2500 | 1 |  |  | 0.945 | Solar Inverter |  | Outside
REIPNR-11195 | PV POWERED | PVP2500 | 2500 | 1 |  |  | 0.945 | Solar Inverter |  | OUTDOOR
REIPNR-11209 | PV POWERED | PVP2500 | 2500 | 1 |  |  | 0.945 | Solar Inverter |  | INDOOR
REIPNR-11296 | PV POWERED | PVP2500 | 2500 | 2 |  |  | 0.945 | Solar Inverter |  | INDOOR
REIPNR-11303 | PV POWERED | PVP2500 | 2500 | 1 |  |  | 0.945 | Solar Inverter |  | INDOOR
REIPNR-11304 | PV POWERED | PVP2500 | 2500 | 1 |  |  | 0.945 | Solar Inverter |  | OUTDOOR
REIPNR-11307 | PV POWERED | PVP2500 | 2500 | 2 |  |  | 0.945 | Solar Inverter |  | INDOOR
REIPNR-11309 | PV POWERED | PVP2500 | 2500 | 2 |  |  | 0.945 | Solar Inverter |  | INDOOR
REIPNR-11326 | PV POWERED | PVP2500 | 2500 | 1 |  |  | 0.945 | Solar Inverter |  | Inside
REIPNR-11390 | PV POWERED | PVP2500 | 2500 | 1 |  |  | 0.945 | Solar Inverter |  | INDOOR
REIPNR-11438 | PV POWERED | PVP2500 | 2500 | 1 |  |  | 0.945 | Solar Inverter |  | INDOOR
REIPNR-11532 | PV POWERED | PVP2500 | 2500 | 1 |  |  | 0.945 | Solar Inverter |  | INDOOR
REIPNR-11610 | PV POWERED | PVP2500 | 2500 | 1 |  |  | 0.945 | Solar Inverter |  | INDOOR
REIPNR-11612 | PV POWERED | PVP2500 | 2500 | 1 |  |  | 0.945 | Solar Inverter |  | OUTDOOR
REIPNR-11625 | PV POWERED | PVP2500 | 2500 | 1 |  |  | 0.945 | Solar Inverter |  | INDOOR
REIPNR-11626 | PV POWERED | PVP2500 | 2500 | 1 |  |  | 0.945 | Solar Inverter |  | INDOOR
REIPNR-11736 | PV POWERED | PVP2500 | 2500 | 1 |  |  | 0.945 | Solar Inverter |  | Inside
REIPNR-11739 | PV POWERED | PVP2500 | 2500 | 1 |  |  | 0.945 | Solar Inverter |  | OUTDOOR
REIPNR-11740 | PV POWERED | PVP2500 | 2500 | 1 |  |  | 0.945 | Solar Inverter |  | Outside
REIPNR-11778 | PV POWERED | PVP2500 | 2500 | 1 |  |  | 0.945 | Solar Inverter |  | INDOOR
REIPNR-11779 | PV POWERED | PVP2500 | 2500 | 1 |  |  | 0.945 | Solar Inverter |  | INDOOR
REIPNR-11780 | PV POWERED | PVP2500 | 2500 | 1 |  |  | 0.945 | Solar Inverter |  | Inside
REIPNR-11781 | PV POWERED | PVP2500 | 2500 | 1 |  |  | 0.945 | Solar Inverter |  | Inside
REIPNR-11805 | PV POWERED | PVP2000EVR | 2500 | 1 |  |  | 0.945 | Solar Inverter |  | Inside
REIPNR-11809 | PV POWERED | PVP2500 | 2500 | 1 |  |  | 0.945 | Solar Inverter |  | INDOOR
REIPNR-11879 | PV POWERED | PVP2500 | 2500 | 1 |  |  | 0.945 | Solar Inverter |  | Inside
REIPNR-11913 | PV POWERED | PVP2500 | 2500 | 1 |  |  | 0.945 | Solar Inverter |  | Outside
REIPNR-11923 | PV POWERED | PVP2500 | 2500 | 1 |  |  | 0.945 | Solar Inverter |  | Inside
REIPNR-11938 | PV POWERED | PVP2500 | 2500 | 1 |  |  | 0.945 | Solar Inverter |  | INDOOR
REIPNR-11968 | ENPHASE ENERGY | M200-32-240-S02 | 190 | 22 |  |  | 0.945 | Solar Inverter |  | OUTDOOR
REIPNR-12040 | PV POWERED | PVP2500 | 2500 | 1 |  |  | 0.945 | Solar Inverter |  | INDOOR
REIPNR-12054 | PV POWERED | PVP2500 | 2500 | 1 |  |  | 0.945 | Solar Inverter |  | INDOOR
REIPNR-12135 | PV POWERED | PVP2500 | 2500 | 1 |  |  | 0.945 | Solar Inverter |  | OUTDOOR
REIPNR-12193 | PV POWERED | PVP2500 | 2500 | 1 |  |  | 0.945 | Solar Inverter |  | OUTDOOR
SPP385 | XANTREX TECHNOLOGY | PV225S-480 | 225000 | 5 |  |  | 0.945 | Solar Inverter |  | OUTDOOR
SRP01009 | PV POWERED | PVP2500 | 2500 | 1 |  |  | 0.945 | Solar Inverter |  | Outside
SRP01072 | PV POWERED | PVP2500 | 2500 | 1 |  |  | 0.945 | Solar Inverter |  | Inside
SRP01169 | PV POWERED | PVP2500 | 2500 | 1 |  |  | 0.945 | Solar Inverter |  | INDOOR
SRP01202 | PV POWERED | PVP2500 | 2500 | 1 |  |  | 0.945 | Solar Inverter |  | Inside
SRP01204 | PV POWERED | PVP2500 | 2500 | 2 |  |  | 0.945 | Solar Inverter |  | INDOOR
SRP01207 | PV POWERED | PVP2500 | 2500 | 1 |  |  | 0.945 | Solar Inverter |  | INDOOR
SRP01303 | PV POWERED | PVP2000 | 2500 | 1 |  |  | 0.945 | Solar Inverter |  | OUTDOOR
SRP01305 | PV POWERED |  | 2500 | 2 |  |  | 0.945 | Solar Inverter |  | INDOOR
SRP01308 | PV POWERED | PVP2000 | 2500 | 2 |  |  | 0.945 | Solar Inverter |  | INDOOR
SRP01396 | PV POWERED | PVP2500 | 2500 | 1 |  |  | 0.945 | Solar Inverter |  | Outside
SRP01402 | PV POWERED | PVP2500 | 2500 | 1 |  |  | 0.945 | Solar Inverter |  | OUTDOOR
SRP01441 | PV POWERED | PVP2500 | 2500 | 1 |  |  | 0.945 | Solar Inverter |  | Outside
SRP01497 | PV POWERED | PVP2500 | 2500 | 1 |  |  | 0.945 | Solar Inverter |  | INDOOR
SRP01577 | PV POWERED | PVP2500 | 2500 | 1 |  |  | 0.945 | Solar Inverter |  | INDOOR
SRP01592 | PV POWERED | PVP2500 | 2500 | 1 |  |  | 0.945 | Solar Inverter |  | INDOOR
SRP01595 | PV POWERED | PVP2500 | 2500 | 1 |  |  | 0.945 | Solar Inverter |  | INDOOR
SRP01605 | PV POWERED | PVP2500 | 2500 | 1 |  |  | 0.945 | Solar Inverter |  | INDOOR
SRP01618 | PV POWERED | PVP2500 | 2500 | 1 |  |  | 0.945 | Solar Inverter |  | INDOOR
SRP01623 | PV POWERED | PVP2500 | 2500 | 1 |  |  | 0.945 | Solar Inverter |  | INDOOR
SRP01626 | PV POWERED | PVP2500 | 2500 | 2 |  |  | 0.945 | Solar Inverter |  | OUTDOOR
SRP01636 | PV POWERED | PVP2500 | 2500 | 2 |  |  | 0.945 | Solar Inverter |  | INDOOR
SRP01704 | PV POWERED | PVP2500 | 2500 | 1 |  |  | 0.945 | Solar Inverter |  | OUTDOOR
SRP01706 | PV POWERED | PVP2500 | 2500 | 1 |  |  | 0.945 | Solar Inverter |  | Inside
SRP01708 | PV POWERED | PVP2500 | 2500 | 1 |  |  | 0.945 | Solar Inverter |  | INDOOR
SRP01727 | PV POWERED | PVP2500 | 2500 | 1 |  |  | 0.945 | Solar Inverter |  | INDOOR
SRP01728 | PV POWERED | PVP2500 | 2500 | 1 |  |  | 0.945 | Solar Inverter |  | OUTDOOR
SRP01747 | PV POWERED | PVP2500 | 2500 | 1 |  |  | 0.945 | Solar Inverter |  | Outside
SRP01813 | PV POWERED | PVP2500 | 2500 | 1 |  |  | 0.945 | Solar Inverter |  | Outside
SRP01818 | PV POWERED | PVP2500 | 2500 | 1 |  |  | 0.945 | Solar Inverter |  | INDOOR
SRP01845 | PV POWERED | PVP2500 | 2500 | 1 |  |  | 0.945 | Solar Inverter |  | OUTDOOR
SRP01847 | PV POWERED | PVP2500 | 2500 | 1 |  |  | 0.945 | Solar Inverter |  | OUTDOOR
SRP01959 | ENPHASE ENERGY | M200-32-208-S01 | 190 | 28 |  |  | 0.945 | Solar Inverter |  | Outside
SRP01963 | ENPHASE ENERGY | M200-32-208-S01 | 190 | 36 |  |  | 0.945 | Solar Inverter |  | OUTDOOR
SRP01981 | PV POWERED | PVP2500 | 2500 | 2 |  |  | 0.945 | Solar Inverter |  | INDOOR
SRP02000 | PV POWERED | PVP2500 | 2500 | 1 |  |  | 0.945 | Solar Inverter |  | INDOOR
SRP02002 | ENPHASE ENERGY | M200-32-208-S01 | 190 | 32 |  |  | 0.945 | Solar Inverter |  | Outside
SRP02038 | PV POWERED | PVP2500 | 2500 | 2 |  |  | 0.945 | Solar Inverter |  | Outside
SRP02045 | PV POWERED | PVP2500 | 2500 | 1 |  |  | 0.945 | Solar Inverter |  | INDOOR
SRP02058 | PV POWERED | PVP2500 | 2500 | 2 |  |  | 0.945 | Solar Inverter |  | INDOOR
SRP02065 | PV POWERED | PVP2500 | 2500 | 1 |  |  | 0.945 | Solar Inverter |  | INDOOR
SRP02097 | PV POWERED | PVP2500 | 2500 | 1 |  |  | 0.945 | Solar Inverter |  | INDOOR
SRP02120 | PV POWERED | PVP2500 | 2500 | 1 |  |  | 0.945 | Solar Inverter |  | Inside
SRP02132 | PV POWERED | PVP2500 | 2500 | 1 |  |  | 0.945 | Solar Inverter |  | INDOOR
SRP02138 | PV POWERED | PVP2500 | 2500 | 1 |  |  | 0.945 | Solar Inverter |  | INDOOR
SRP02187 | PV POWERED | PVP2500 | 2500 | 1 |  |  | 0.945 | Solar Inverter |  | INDOOR
SRP02216 | PV POWERED | PVP2500 | 2500 | 2 |  |  | 0.945 | Solar Inverter |  | INDOOR
SRP02263 | PV POWERED | PVP2500 | 2500 | 2 |  |  | 0.945 | Solar Inverter |  | Outside
SRP02269 | PV POWERED | PVP2500 | 2500 | 1 |  |  | 0.945 | Solar Inverter |  | INDOOR
SRP02409 | SMA AMERICA | SB7000US (277V) | 8000 | 1 |  |  | 0.945 | Solar Inverter |  | INDOOR
SRP02419 | PV POWERED | PVP2800 | 2800 | 1 |  |  | 0.945 | Solar Inverter |  | INDOOR
SRP02424 | PV POWERED | PVP2500 | 2500 | 2 |  |  | 0.945 | Solar Inverter |  | Outside
SRP02430 | PV POWERED | PVP2500 | 2500 | 2 |  |  | 0.945 | Solar Inverter |  | INDOOR
SRP02535 | PV POWERED | PVP2500 | 2500 | 1 |  |  | 0.945 | Solar Inverter |  | Outside
SRP02538 | PV POWERED | PVP2500 | 2500 | 1 |  |  | 0.945 | Solar Inverter |  | INDOOR
SRP02539 | PV POWERED | PVP2500 | 2500 | 1 |  |  | 0.945 | Solar Inverter |  | Inside
SRP02540 | PV POWERED | PVP2500 | 2500 | 1 |  |  | 0.945 | Solar Inverter |  | Outside
SRP02543 | PV POWERED | PVP2500 | 2500 | 1 |  |  | 0.945 | Solar Inverter |  | INDOOR
SRP02625 | PV POWERED | PVP2500 | 2500 | 1 |  |  | 0.945 | Solar Inverter |  | INDOOR
SRP02715 | PV POWERED | PVP2500 | 2500 | 1 |  |  | 0.945 | Solar Inverter |  | Outside
SRP02764 | PV POWERED | PVP2500 | 2500 | 1 |  |  | 0.945 | Solar Inverter |  | INDOOR
SRP02819 | PV POWERED | PVP2500 | 2500 | 1 |  |  | 0.945 | Solar Inverter |  | INDOOR
SRP02820 | PV POWERED | PVP2500 | 2500 | 1 |  |  | 0.945 | Solar Inverter |  | INDOOR
SRP02903 | PV POWERED | PVP2500 | 2500 | 1 |  |  | 0.945 | Solar Inverter |  | INDOOR
SRP02904 | PV POWERED | PVP2500 | 2500 | 2 |  |  | 0.945 | Solar Inverter |  | INDOOR
SRP02906 | PV POWERED | PVP2500 | 2500 | 1 |  |  | 0.945 | Solar Inverter |  | INDOOR
SRP02915 | PV POWERED | PVP2500 | 2500 | 1 |  |  | 0.945 | Solar Inverter |  | Outside
SRP02933 | PV POWERED | PVP2500 | 2500 | 1 |  |  | 0.945 | Solar Inverter |  | OUTDOOR
SRP02937 | PV POWERED | PVP2500 | 2500 | 1 |  |  | 0.945 | Solar Inverter |  | INDOOR
SRP03296 | PV POWERED | PVP2500 | 2500 | 1 |  |  | 0.945 | Solar Inverter |  | INDOOR
SRP03303 | PV POWERED | PVP2500 | 2500 | 1 |  |  | 0.945 | Solar Inverter |  | OUTDOOR
SRP03323 | PV POWERED | PVP2500 | 2500 | 1 |  |  | 0.945 | Solar Inverter |  | Outside
SRP03341 | PV POWERED | PVP2500 | 2500 | 1 |  |  | 0.945 | Solar Inverter |  | Inside
SRP03360 | PV POWERED | PVP2500 | 2500 | 1 |  |  | 0.945 | Solar Inverter |  | OUTDOOR
SRP03398 | PV POWERED | PVP2500 | 2500 | 1 |  |  | 0.945 | Solar Inverter |  | INDOOR
SRP03526 | PV POWERED | PVP2500 | 2500 | 1 |  |  | 0.945 | Solar Inverter |  | INDOOR
SRP03530 | PV POWERED | PVP2500 | 2500 | 1 |  |  | 0.945 | Solar Inverter |  | INDOOR
SRP03538 | PV POWERED | PVP2500 | 2500 | 1 |  |  | 0.945 | Solar Inverter |  | INDOOR
SRP03575 | PV POWERED | PVP2500 | 2500 | 1 |  |  | 0.945 | Solar Inverter |  | INDOOR
SRP03575 | PV POWERED | PVP2500 | 2500 | 1 |  |  | 0.945 | Solar Inverter |  | Inside
SRP03606 | PV POWERED | PVP2500 | 2500 | 1 |  |  | 0.945 | Solar Inverter |  | INDOOR
SRP03625 | PV POWERED | PVP2500 | 2500 | 1 |  |  | 0.945 | Solar Inverter |  | INDOOR
SRP03659 | PV POWERED | PVP2500 | 2500 | 1 |  |  | 0.945 | Solar Inverter |  | INDOOR
SRP03687 | PV POWERED | PVP2500 | 2500 | 1 |  |  | 0.945 | Solar Inverter |  | INDOOR
SRP03687 | PV POWERED | PVP2500 | 2500 | 1 |  |  | 0.945 | Solar Inverter |  | INDOOR
SRP03712 | PV POWERED | PVP2500 | 2500 | 1 |  |  | 0.945 | Solar Inverter |  | Outside
SRP03752 | PV POWERED | PVP2500 | 2500 | 1 |  |  | 0.945 | Solar Inverter |  | OUTDOOR
SRP03758 | PV POWERED | PVP2500 | 2500 | 1 |  |  | 0.945 | Solar Inverter |  | INDOOR
SRP03889 | PV POWERED | PVP2500 | 2500 | 1 |  |  | 0.945 | Solar Inverter |  | Outside
SRP03928 | PV POWERED | PVP2500 | 2500 | 1 |  |  | 0.945 | Solar Inverter |  | INDOOR
SRP03951 | PV POWERED | PVP2500 | 2500 | 1 |  |  | 0.945 | Solar Inverter |  | INDOOR
SRP03968 | PV POWERED | PVP2500 | 2500 | 1 |  |  | 0.945 | Solar Inverter |  | OUTDOOR
SRP04011 | PV POWERED | PVP2500 | 2500 | 1 |  |  | 0.945 | Solar Inverter |  | INDOOR
SRP04032 | PV POWERED | PVP2500 | 2500 | 1 |  |  | 0.945 | Solar Inverter |  | INDOOR
SRP04052 | PV POWERED | PVP2500 | 2500 | 1 |  |  | 0.945 | Solar Inverter |  | OUTDOOR
SRP04085 | PV POWERED | PVP2500 | 2500 | 1 |  |  | 0.945 | Solar Inverter |  | OUTDOOR
SRP04102 | PV POWERED | PVP2500 | 2500 | 1 |  |  | 0.945 | Solar Inverter |  | OUTDOOR
SRP04111 | PV POWERED | PVP2500 | 2500 | 1 |  |  | 0.945 | Solar Inverter |  | INDOOR
SRP04133 | PV POWERED | PVP2500 | 2500 | 2 |  |  | 0.945 | Solar Inverter |  | Outside
SRP04213 | PV POWERED | PVP2500 | 2500 | 1 |  |  | 0.945 | Solar Inverter |  | INDOOR
SRP04222 | SMA AMERICA | SB6000U (208V) | 6000 | 1 |  |  | 0.945 | Solar Inverter |  | INDOOR
SRP04296 | PV POWERED | PVP2500 | 2500 | 1 |  |  | 0.945 | Solar Inverter |  | Outside
SRP04367 | PV POWERED | PVP2500 | 2500 | 1 |  |  | 0.945 | Solar Inverter |  | Inside
SRP04401 | PV POWERED | PVP2500 | 2500 | 1 |  |  | 0.945 | Solar Inverter |  | INDOOR
SRP04478 | PV POWERED | PVP2500 | 2500 | 1 |  |  | 0.945 | Solar Inverter |  | INDOOR
SRP04481 | PV POWERED | PVP2500 | 2500 | 1 |  |  | 0.945 | Solar Inverter |  | Inside
SRP04486 | PV POWERED | PVP2500 | 2500 | 1 |  |  | 0.945 | Solar Inverter |  | INDOOR
SRP04552 | PV POWERED | PVP2500 | 2500 | 2 |  |  | 0.945 | Solar Inverter |  | INDOOR
SRP04583 | PV POWERED | PVP2500 | 2500 | 1 |  |  | 0.945 | Solar Inverter |  | INDOOR
SRP04586 | PV POWERED | PVP2500 | 2500 | 1 |  |  | 0.945 | Solar Inverter |  | OUTDOOR
SRP04619 | SMA AMERICA | SB6000U (208V) | 6000 | 1 |  |  | 0.945 | Solar Inverter |  | Inside
SRP04624 | PV POWERED | PVP2500 | 2500 | 1 |  |  | 0.945 | Solar Inverter |  | INDOOR
SRP04628 | PV POWERED | PVP2500 | 2500 | 1 |  |  | 0.945 | Solar Inverter |  | Outside
SRP04634 | PV POWERED | PVP2500 | 2500 | 1 |  |  | 0.945 | Solar Inverter |  | OUTDOOR
SRP04635 | PV POWERED | PVP2500 | 2500 | 1 |  |  | 0.945 | Solar Inverter |  | Outside
SRP04637 | PV POWERED | PVP2500 | 2500 | 1 |  |  | 0.945 | Solar Inverter |  | Inside
SRP04638 | PV POWERED | PVP2500 | 2500 | 1 |  |  | 0.945 | Solar Inverter |  | Inside
SRP04669 | PV POWERED | PVP2500 | 2500 | 1 |  |  | 0.945 | Solar Inverter |  | INDOOR
SRP04709 | PV POWERED | PVP2500 | 2500 | 1 |  |  | 0.945 | Solar Inverter |  | INDOOR
SRP04713 | PV POWERED | PVP2500 | 2500 | 2 |  |  | 0.945 | Solar Inverter |  | INDOOR
SRP04714 | SMA AMERICA | SB6000U (240V) | 6000 | 1 |  |  | 0.945 | Solar Inverter |  | INDOOR
SRP04781 | PV POWERED | PVP2500 | 2500 | 1 |  |  | 0.945 | Solar Inverter |  | INDOOR
SRP04802 | SOLECTRIA RENEWABLES | PVI 3000 (208V) | 2500 | 1 |  |  | 0.945 | Solar Inverter |  | INDOOR
SRP04834 | PV POWERED | PVP2500 | 2500 | 1 |  |  | 0.945 | Solar Inverter |  | INDOOR
SRP05073 | PV POWERED | PVP2500 | 2500 | 1 |  |  | 0.945 | Solar Inverter |  | Outside
SRP05074 | PV POWERED | PVP2500 | 2500 | 1 |  |  | 0.945 | Solar Inverter |  | Outside
SRP05076 | PV POWERED | PVP2500 | 2500 | 1 |  |  | 0.945 | Solar Inverter |  | INDOOR
SRP05085 | PV POWERED | PVP2500 | 2500 | 1 |  |  | 0.945 | Solar Inverter |  | OUTDOOR
SRP05090 | PV POWERED | PVP2500 | 2500 | 1 |  |  | 0.945 | Solar Inverter |  | Inside
SRP05093 | PV POWERED | PVP2500 | 2500 | 1 |  |  | 0.945 | Solar Inverter |  | INDOOR
SRP05106 | PV POWERED | PVP2500 | 2500 | 1 |  |  | 0.945 | Solar Inverter |  | Outside
SRP05137 | PV POWERED | PVP2500 | 2500 | 2 |  |  | 0.945 | Solar Inverter |  | Inside
SRP05139 | PV POWERED | PVP2500 | 2500 | 1 |  |  | 0.945 | Solar Inverter |  | INDOOR
SRP05147 | SMA AMERICA | SB6000U (208V) | 6000 | 1 |  |  | 0.945 | Solar Inverter |  | INDOOR
SRP05148 | PV POWERED | PVP2500 | 2500 | 1 |  |  | 0.945 | Solar Inverter |  | Outside
SRP05166 | PV POWERED | PVP4800 | 4800 | 1 |  |  | 0.945 | Solar Inverter |  | OUTDOOR
SRP05171 | PV POWERED | PVP2500 | 2500 | 1 |  |  | 0.945 | Solar Inverter |  | INDOOR
SRP05238 | PV POWERED | PVP2500 | 2500 | 1 |  |  | 0.945 | Solar Inverter |  | INDOOR
SRP05243 | PV POWERED | PVP2000 | 2500 | 1 |  |  | 0.945 | Solar Inverter |  | INDOOR
SRP05249 | PV POWERED | PVP2500 | 2500 | 1 |  |  | 0.945 | Solar Inverter |  | INDOOR
SRP05250 | PV POWERED | PVP2500 | 2500 | 1 |  |  | 0.945 | Solar Inverter |  | INDOOR
SRP05252 | PV POWERED | PVP2500 | 2500 | 1 |  |  | 0.945 | Solar Inverter |  | INDOOR
SRP05253 | PV POWERED | PVP2500 | 2500 | 2 |  |  | 0.945 | Solar Inverter |  | INDOOR
SRP05259 | PV POWERED | PVP2500 | 2500 | 1 |  |  | 0.945 | Solar Inverter |  | Outside
SRP05279 | PV POWERED | PVP2500 | 2500 | 1 |  |  | 0.945 | Solar Inverter |  | OUTDOOR
SRP05309 | PV POWERED | PVP2500 | 2500 | 1 |  |  | 0.945 | Solar Inverter |  | INDOOR
SRP05316 | PV POWERED | PVP2500 | 2500 | 2 |  |  | 0.945 | Solar Inverter |  | INDOOR
SRP05353 | PV POWERED | PVP2500 | 2500 | 1 |  |  | 0.945 | Solar Inverter |  | Outside
SRP05354 | PV POWERED | PVP2500 | 2500 | 1 |  |  | 0.945 | Solar Inverter |  | Inside
SRP05378 | PV POWERED | PVP2500 | 2500 | 1 |  |  | 0.945 | Solar Inverter |  | INDOOR
SRP05381 | PV POWERED | PVP2500 | 2500 | 1 |  |  | 0.945 | Solar Inverter |  | INDOOR
SRP05384 | PV POWERED | PVP2500 | 2500 | 1 |  |  | 0.945 | Solar Inverter |  | Outside
SRP05422 | PV POWERED | PVP2500 | 2500 | 1 |  |  | 0.945 | Solar Inverter |  | Outside
SRP05426 | PV POWERED | PVP2500 | 2500 | 1 |  |  | 0.945 | Solar Inverter |  | INDOOR
SRP05443 | PV POWERED | PVP2500 | 2500 | 1 |  |  | 0.945 | Solar Inverter |  | OUTDOOR
SRP05452 | PV POWERED | PVP2500 | 2500 | 1 |  |  | 0.945 | Solar Inverter |  | OUTDOOR
SRP05454 | SMA AMERICA | SB3000US (208V) | 3000 | 1 |  |  | 0.945 | Solar Inverter |  | Inside
SRP05454 | SMA AMERICA | SB5000US | 5000 | 1 |  |  | 0.945 | Solar Inverter |  | Inside
SRP05463 | PV POWERED | PVP2500 | 2500 | 1 |  |  | 0.945 | Solar Inverter |  | INDOOR
SRP05530 | PV POWERED | PVP2500 | 2500 | 1 |  |  | 0.945 | Solar Inverter |  | Inside
SRP05534 | PV POWERED | PVP2500 | 2500 | 1 |  |  | 0.945 | Solar Inverter |  | INDOOR
SRP05534 | PV POWERED | PVP2500 | 2500 | 1 |  |  | 0.945 | Solar Inverter |  | INDOOR
SRP05547 | PV POWERED | PVP2000 | 2000 | 1 |  |  | 0.945 | Solar Inverter |  | Inside
SRP05547 | PV POWERED | PVP3500 | 3500 | 1 |  |  | 0.945 | Solar Inverter |  | Inside
SRP05574 | PV POWERED | PVP2500 | 2500 | 1 |  |  | 0.945 | Solar Inverter |  | Inside
SRP05600 | PV POWERED | PVP2500 | 2500 | 1 |  |  | 0.945 | Solar Inverter |  | INDOOR
SRP05633 | PV POWERED | PVP2500 | 2500 | 1 |  |  | 0.945 | Solar Inverter |  | Inside
SRP05680 | PV POWERED | PVP2500 | 2500 | 1 |  |  | 0.945 | Solar Inverter |  | INDOOR
SRP05818 | PV POWERED | PVP2500 | 2500 | 1 |  |  | 0.945 | Solar Inverter |  | INDOOR
SRP05822 | PV POWERED | PVP2500 | 2500 | 1 |  |  | 0.945 | Solar Inverter |  | Outside
SRP05827 | PV POWERED | PVP2500 | 2500 | 1 |  |  | 0.945 | Solar Inverter |  | INDOOR
SRP05892 | PV POWERED | PVP2500 | 2500 | 1 |  |  | 0.945 | Solar Inverter |  | Inside
SRP05937 | PV POWERED | PVP2500 | 2500 | 2 |  |  | 0.945 | Solar Inverter |  | INDOOR
SRP05967 | PV POWERED | PVP2500 | 2500 | 1 |  |  | 0.945 | Solar Inverter |  | INDOOR
SRP06042 | PV POWERED | PVP2500 | 2500 | 1 |  |  | 0.945 | Solar Inverter |  | INDOOR
SRP06080 | PV POWERED | PVP2500 | 2500 | 2 |  |  | 0.945 | Solar Inverter |  | OUTDOOR
SRP06156 | PV POWERED | PVP2500 | 2500 | 3 |  |  | 0.945 | Solar Inverter |  | INDOOR
SRP06207 | PV POWERED | PVP2500 | 2500 | 1 |  |  | 0.945 | Solar Inverter |  | INDOOR
SRP06262 | PV POWERED | PVP2500 | 2500 | 1 |  |  | 0.945 | Solar Inverter |  | OUTDOOR
SRP06330 | PV POWERED | PVP2500 | 2500 | 2 |  |  | 0.945 | Solar Inverter |  | OUTDOOR
SRP06366 | SMA AMERICA | SB6000U (208V) | 6000 | 1 |  |  | 0.945 | Solar Inverter |  | OUTDOOR
SRP06377 | PV POWERED | PVP2500 | 2500 | 2 |  |  | 0.945 | Solar Inverter |  | INDOOR
SRP06386 | PV POWERED | PVP2500 | 2500 | 1 |  |  | 0.945 | Solar Inverter |  | Inside
SRP06432 | PV POWERED | PVP2500 | 2500 | 1 |  |  | 0.945 | Solar Inverter |  | INDOOR
SRP06432 | PV POWERED | PVP2500 | 2500 | 1 |  |  | 0.945 | Solar Inverter |  | INDOOR
SRP06487 | PV POWERED | PVP2500 | 2500 | 2 |  |  | 0.945 | Solar Inverter |  | INDOOR
SRP06631 | PV POWERED | PVP2500 | 2500 | 1 |  |  | 0.945 | Solar Inverter |  | INDOOR
SRP06649 | PV POWERED | PVP2500 | 2500 | 1 |  |  | 0.945 | Solar Inverter |  | Inside
SRP06664 | PV POWERED | PVP3000 | 3000 | 1 |  |  | 0.945 | Solar Inverter |  | INDOOR
SRP06687 | PV POWERED | PVP2500 | 2500 | 1 |  |  | 0.945 | Solar Inverter |  | INDOOR
SRP06688 | PV POWERED | PVP2500 | 2500 | 1 |  |  | 0.945 | Solar Inverter |  | OUTDOOR
SRP06692 | PV POWERED | PVP2500 | 2500 | 1 |  |  | 0.945 | Solar Inverter |  | INDOOR
SRP06692 | PV POWERED | PVP2500 | 2500 | 1 |  |  | 0.945 | Solar Inverter |  | Inside
SRP06692 | PV POWERED | PVP2500 | 2500 | 1 |  |  | 0.945 | Solar Inverter |  | Inside
SRP06704 | FRONIUS USA | IG 5100 | 5100 | 2 |  |  | 0.945 | Solar Inverter |  | INDOOR
SRP06729 | PV POWERED | PVP2500 | 2500 | 1 |  |  | 0.945 | Solar Inverter |  | INDOOR
SRP06742 | PV POWERED | PVP2500 | 2500 | 1 |  |  | 0.945 | Solar Inverter |  | Outside
SRP06748 | PV POWERED | PVP2500 | 2500 | 1 |  |  | 0.945 | Solar Inverter |  | INDOOR
SRP06749 | PV POWERED | PVP2500 | 2500 | 1 |  |  | 0.945 | Solar Inverter |  | INDOOR
SRP06754 | PV POWERED | PVP2000 | 2000 | 1 |  |  | 0.945 | Solar Inverter |  | INDOOR
SRP06867 | PV POWERED | PVP2500 | 2500 | 1 |  |  | 0.945 | Solar Inverter |  | INDOOR
SRP06955 | PV POWERED | PVP2500 | 2500 | 1 |  |  | 0.945 | Solar Inverter |  | OUTDOOR
SRP06962 | PV POWERED | PVP2500 | 2500 | 1 |  |  | 0.945 | Solar Inverter |  | Outside
SRP07024 | PV POWERED | PVP2500 | 2500 | 1 |  |  | 0.945 | Solar Inverter |  | Outside
SRP07032 | PV POWERED | PVP2500 | 2500 | 1 |  |  | 0.945 | Solar Inverter |  | Outside
SRP07061 | PV POWERED | PVP3000 | 3000 | 1 |  |  | 0.945 | Solar Inverter |  | INDOOR
SRP07063 | PV POWERED | PVP2500 | 2500 | 2 |  |  | 0.945 | Solar Inverter |  | OUTDOOR
SRP07070 | PV POWERED | PVP2500 | 2500 | 1 |  |  | 0.945 | Solar Inverter |  | Outside
SRP07074 | PV POWERED | PVP2500 | 2500 | 2 |  |  | 0.945 | Solar Inverter |  | INDOOR
SRP07148 | PV POWERED | PVP2500 | 2500 | 1 |  |  | 0.945 | Solar Inverter |  | OUTDOOR
SRP07150 | PV POWERED | PVP2500 | 2500 | 1 |  |  | 0.945 | Solar Inverter |  | Inside
SRP07151 | PV POWERED | PVP2500 | 2500 | 1 |  |  | 0.945 | Solar Inverter |  | Outside
SRP07257 | PV POWERED | PVP2500 | 2500 | 1 |  |  | 0.945 | Solar Inverter |  | INDOOR
SRP07269 | PV POWERED | PVP2500 | 2500 | 1 |  |  | 0.945 | Solar Inverter |  | OUTDOOR
SRP07298 | PV POWERED | PVP2500 | 2500 | 1 |  |  | 0.945 | Solar Inverter |  | INDOOR
SRP07361 | PV POWERED | PVP2500 | 2500 | 2 |  |  | 0.945 | Solar Inverter |  | Inside
SRP07410 | PV POWERED | PVP2500 | 2500 | 1 |  |  | 0.945 | Solar Inverter |  | INDOOR
SRP07431 | PV POWERED | PVP2500 | 2500 | 1 |  |  | 0.945 | Solar Inverter |  | Outside
SRP07433 | PV POWERED | PVP2500 | 2500 | 1 |  |  | 0.945 | Solar Inverter |  | INDOOR
SRP07528 | PV POWERED | PVP2500 | 2500 | 1 |  |  | 0.945 | Solar Inverter |  | Inside
SRP07567 | PV POWERED | PVP2500 | 2500 | 1 |  |  | 0.945 | Solar Inverter |  | OUTDOOR
SRP07583 | PV POWERED | PVP2500 | 2500 | 1 |  |  | 0.945 | Solar Inverter |  | INDOOR
SRP07709 | PV POWERED | PVP2500 | 2500 | 1 |  |  | 0.945 | Solar Inverter |  | Inside
SRP07721 | PV POWERED | PVP2500 | 2500 | 1 |  |  | 0.945 | Solar Inverter |  | INDOOR
SRP07729 | PV POWERED | PVP2500 | 2500 | 1 |  |  | 0.945 | Solar Inverter |  | INDOOR
SRP07730 | PV POWERED | PVP2500 | 2500 | 1 |  |  | 0.945 | Solar Inverter |  | INDOOR
SRP07738 | PV POWERED | PVP2500 | 2500 | 1 |  |  | 0.945 | Solar Inverter |  | INDOOR
SRP07743 | PV POWERED | PVP2500 | 2500 | 1 |  |  | 0.945 | Solar Inverter |  | Outside
SRP07967 | PV POWERED | PVP2500 | 2500 | 1 |  |  | 0.945 | Solar Inverter |  | INDOOR
SRP08059 | PV POWERED | PVP2500 | 2500 | 1 |  |  | 0.945 | Solar Inverter |  | INDOOR
SRP08061 | PV POWERED | PVP2500 | 2500 | 1 |  |  | 0.945 | Solar Inverter |  | Outside
SRP08061 | PV POWERED | PVP2500 | 2500 | 2 |  |  | 0.945 | Solar Inverter |  | Outside
SRP08062 | PV POWERED | PVP2500 | 2500 | 1 |  |  | 0.945 | Solar Inverter |  | INDOOR
SRP08088 | PV POWERED | PVP2500 | 2500 | 1 |  |  | 0.945 | Solar Inverter |  | Inside
SRP08129 | PV POWERED | PVP2500 | 2500 | 1 |  |  | 0.945 | Solar Inverter |  | Outside
SRP08183 | PV POWERED | PVP2500 | 2500 | 1 |  |  | 0.945 | Solar Inverter |  | INDOOR
SRP08187 | PV POWERED | PVP2500 | 2500 | 1 |  |  | 0.945 | Solar Inverter |  | Inside
SRP08188 | PV POWERED | PVP2500 | 2500 | 1 |  |  | 0.945 | Solar Inverter |  | INDOOR
SRP08188 | PV POWERED | PVP2500 | 2500 | 1 |  |  | 0.945 | Solar Inverter |  | INDOOR
SRP08304 | PV POWERED | PVP2500 | 2500 | 1 |  |  | 0.945 | Solar Inverter |  | INDOOR
SRP08307 | PV POWERED | PVP2500 | 2500 | 2 |  |  | 0.945 | Solar Inverter |  | INDOOR
SRP08457 | PV POWERED | PVP2500 | 2500 | 2 |  |  | 0.945 | Solar Inverter |  | Outside
SRP08459 | PV POWERED | PVP2500 | 2500 | 1 |  |  | 0.945 | Solar Inverter |  | Outside
SRP08473 | PV POWERED | PVP2500 | 2500 | 1 |  |  | 0.945 | Solar Inverter |  | Outside
SRP08474 | PV POWERED | PVP2500 | 2500 | 1 |  |  | 0.945 | Solar Inverter |  | INDOOR
SRP08595 | PV POWERED | PVP2500 | 2500 | 1 |  |  | 0.945 | Solar Inverter |  | Outside
SRP08601 | PV POWERED | PVP2500 | 2500 | 1 |  |  | 0.945 | Solar Inverter |  | Inside
SRP08718 | FRONIUS USA | IG 5100 NEG | 5100 | 1 |  |  | 0.945 | Solar Inverter |  | OUTDOOR
SRP08826 | PV POWERED | PVP2500 | 2500 | 1 |  |  | 0.945 | Solar Inverter |  | INDOOR
SRP08829 | PV POWERED | PVP2500 | 2500 | 1 |  |  | 0.945 | Solar Inverter |  | Outside
SRP08836 | PV POWERED | PVP2500 | 2500 | 1 |  |  | 0.945 | Solar Inverter |  | OUTDOOR
SRP08852 | PV POWERED | PVP2500 | 2500 | 1 |  |  | 0.945 | Solar Inverter |  | Inside
SRP08853 | PV POWERED | PVP2500 | 2500 | 1 |  |  | 0.945 | Solar Inverter |  | Inside
SRP08856 | PV POWERED | PVP2500 | 2500 | 1 |  |  | 0.945 | Solar Inverter |  | Outside
SRP08874 | PV POWERED | PVP2500 | 2500 | 1 |  |  | 0.945 | Solar Inverter |  | Outside
SRP08892 | PV POWERED | PVP2500 | 2500 | 1 |  |  | 0.945 | Solar Inverter |  | Outside
SRP08904 | PV POWERED | PVP2500 | 2500 | 1 |  |  | 0.945 | Solar Inverter |  | OUTDOOR
SRP08906 | PV POWERED | PVP2500 | 2500 | 1 |  |  | 0.945 | Solar Inverter |  | INDOOR
SRP08911 | PV POWERED | PVP2500 | 2500 | 1 |  |  | 0.945 | Solar Inverter |  | Outside
SRP08913 | PV POWERED | PVP2500 | 2500 | 1 |  |  | 0.945 | Solar Inverter |  | INDOOR
SRP08918 | PV POWERED | PVP2500 | 2500 | 1 |  |  | 0.945 | Solar Inverter |  | INDOOR
SRP08948 | PV POWERED | PVP2500 | 2500 | 1 |  |  | 0.945 | Solar Inverter |  | INDOOR
SRP08986 | PV POWERED | PVP2500 | 2500 | 1 |  |  | 0.945 | Solar Inverter |  | INDOOR
SRP08988 | PV POWERED | PVP2500 | 2500 | 1 |  |  | 0.945 | Solar Inverter |  | INDOOR
SRP08991 | PV POWERED | PVP2500 | 2500 | 1 |  |  | 0.945 | Solar Inverter |  | INDOOR
SRP09022 | PV POWERED | PVP2500 | 2500 | 1 |  |  | 0.945 | Solar Inverter |  | OUTDOOR
SRP09024 | PV POWERED | PVP2500 | 2500 | 1 |  |  | 0.945 | Solar Inverter |  | Inside
SRP09037 | PV POWERED | PVP2500 | 2500 | 1 |  |  | 0.945 | Solar Inverter |  | OUTDOOR
SRP09202 | PV POWERED | PVP2500 | 2500 | 1 |  |  | 0.945 | Solar Inverter |  | INDOOR
SRP09202 | PV POWERED | PVP2500 | 2500 | 1 |  |  | 0.945 | Solar Inverter |  | INDOOR
SRP09203 | PV POWERED | PVP2500 | 2500 | 1 |  |  | 0.945 | Solar Inverter |  | Inside
SRP09204 | PV POWERED | PVP2500 | 2500 | 1 |  |  | 0.945 | Solar Inverter |  | OUTDOOR
SRP09220 | PV POWERED | PVP2500 | 2500 | 1 |  |  | 0.945 | Solar Inverter |  | Outside
SRP09221 | PV POWERED | PVP2500 | 2500 | 1 |  |  | 0.945 | Solar Inverter |  | INDOOR
SRP09223 | PV POWERED | PVP2500 | 2500 | 1 |  |  | 0.945 | Solar Inverter |  | INDOOR
SRP09244 | PV POWERED | PVP2500 | 2500 | 1 |  |  | 0.945 | Solar Inverter |  | Outside
SRP09244 | PV POWERED | PVP2500 | 2500 | 1 |  |  | 0.945 | Solar Inverter |  | Outside
SRP09245 | PV POWERED | PVP2500 | 2500 | 1 |  |  | 0.945 | Solar Inverter |  | INDOOR
SRP09246 | PV POWERED | PVP2500 | 2500 | 1 |  |  | 0.945 | Solar Inverter |  | INDOOR
SRP09252 | PV POWERED | PVP2500 | 2500 | 1 |  |  | 0.945 | Solar Inverter |  | Outside
SRP09255 | PV POWERED | PVP2500 | 2500 | 2 |  |  | 0.945 | Solar Inverter |  | INDOOR
SRP09374 | PV POWERED | PVP2500 | 2500 | 1 |  |  | 0.945 | Solar Inverter |  | INDOOR
SRP09443 | PV POWERED | PVP2500 | 2500 | 1 |  |  | 0.945 | Solar Inverter |  | INDOOR
SRP09451 | PV POWERED | PVP2500 | 2500 | 1 |  |  | 0.945 | Solar Inverter |  | INDOOR
SRP09494 | PV POWERED | PVP2500 | 2500 | 1 |  |  | 0.945 | Solar Inverter |  | INDOOR
SRP09534 | PV POWERED | PVP2500 | 2500 | 1 |  |  | 0.945 | Solar Inverter |  | INDOOR
SRP09536 | PV POWERED | PVP2500 | 2500 | 1 |  |  | 0.945 | Solar Inverter |  | INDOOR
SRP09544 | PV POWERED | PVP2500 | 2500 | 2 |  |  | 0.945 | Solar Inverter |  | INDOOR
SRP09556 | PV POWERED | PVP2500 | 2500 | 1 |  |  | 0.945 | Solar Inverter |  | INDOOR
SRP09556 | PV POWERED | PVP2500 | 2500 | 1 |  |  | 0.945 | Solar Inverter |  | INDOOR
SRP09570 | PV POWERED | PVP2500 | 2500 | 1 |  |  | 0.945 | Solar Inverter |  | INDOOR
SRP09571 | PV POWERED | PVP2500 | 2500 | 1 |  |  | 0.945 | Solar Inverter |  | INDOOR
SRP09576 | PV POWERED | PVP2500 | 2500 | 1 |  |  | 0.945 | Solar Inverter |  | OUTDOOR
SRP09582 | PV POWERED | PVP2500 | 2500 | 1 |  |  | 0.945 | Solar Inverter |  | Outside
SRP09595 | PV POWERED | PVP2500 | 2500 | 1 |  |  | 0.945 | Solar Inverter |  | INDOOR
SRP09616 | PV POWERED | PVP2500 | 2500 | 1 |  |  | 0.945 | Solar Inverter |  | INDOOR
SRP09619 | PV POWERED | PVP2500 | 2500 | 1 |  |  | 0.945 | Solar Inverter |  | INDOOR
SRP09670 | PV POWERED | PVP2500 | 2500 | 1 |  |  | 0.945 | Solar Inverter |  | INDOOR
SRP09678 | PV POWERED | PVP2500 | 2500 | 1 |  |  | 0.945 | Solar Inverter |  | Outside
SRP09683 | PV POWERED | PVP2500 | 2500 | 1 |  |  | 0.945 | Solar Inverter |  | Outside
SRP09708 | PV POWERED | PVP2500 | 2500 | 1 |  |  | 0.945 | Solar Inverter |  | OUTDOOR
SRP09726 | PV POWERED | PVP2500 | 2500 | 1 |  |  | 0.945 | Solar Inverter |  | INDOOR
SRP09734 | PV POWERED | PVP2500 | 2500 | 1 |  |  | 0.945 | Solar Inverter |  | OUTDOOR
SRP09745 | PV POWERED | PVP2500 | 2500 | 2 |  |  | 0.945 | Solar Inverter |  | INDOOR
SRP09796 | PV POWERED | PVP2500 | 2500 | 2 |  |  | 0.945 | Solar Inverter |  | INDOOR
SRP09797 | PV POWERED | PVP2500 | 2500 | 1 |  |  | 0.945 | Solar Inverter |  | INDOOR
SRP09811 | PV POWERED | PVP2500 | 2500 | 1 |  |  | 0.945 | Solar Inverter |  | INDOOR
SRP09924 | PV POWERED | PVP2500 | 2500 | 1 |  |  | 0.945 | Solar Inverter |  | OUTDOOR
SRP09952 | PV POWERED | PVP2500 | 2500 | 1 |  |  | 0.945 | Solar Inverter |  | INDOOR
SRP09957 | PV POWERED | PVP2500 | 2500 | 1 |  |  | 0.945 | Solar Inverter |  | INDOOR
SRP09983 | PV POWERED | PVP2500 | 2500 | 1 |  |  | 0.945 | Solar Inverter |  | INDOOR
SRP09983 | PV POWERED | PVP2500 | 2500 | 1 |  |  | 0.945 | Solar Inverter |  | INDOOR
SRP09984 | PV POWERED | PVP2500 | 2500 | 1 |  |  | 0.945 | Solar Inverter |  | OUTDOOR
SRP09986 | PV POWERED | PVP2500 | 2500 | 1 |  |  | 0.945 | Solar Inverter |  | INDOOR
SRP09991 | PV POWERED | PVP2500 | 2500 | 1 |  |  | 0.945 | Solar Inverter |  | OUTDOOR
SRP10051 | PV POWERED | PVP2500 | 2500 | 1 |  |  | 0.945 | Solar Inverter |  | INDOOR
SRP10054 | PV POWERED | PVP2500 | 2500 | 1 |  |  | 0.945 | Solar Inverter |  | INDOOR
SRP10054 | PV POWERED | PVP2500 | 2500 | 1 |  |  | 0.945 | Solar Inverter |  | INDOOR
SRP10056 | PV POWERED | PVP2500 | 2500 | 1 |  |  | 0.945 | Solar Inverter |  | INDOOR
SRP10060 | PV POWERED | PVP2500 | 2500 | 1 |  |  | 0.945 | Solar Inverter |  | OUTDOOR
SRP10087 | PV POWERED | PVP2500 | 2500 | 1 |  |  | 0.945 | Solar Inverter |  | OUTDOOR
SRP10088 | PV POWERED | PVP2500 | 2500 | 1 |  |  | 0.945 | Solar Inverter |  | OUTDOOR
SRP10111 | PV POWERED | PVP2500 | 2500 | 1 |  |  | 0.945 | Solar Inverter |  | Inside
SRP10112 | PV POWERED | PVP2500 | 2500 | 1 |  |  | 0.945 | Solar Inverter |  | Outside
SRP10186 | PV POWERED | PVP2500 | 2500 | 1 |  |  | 0.945 | Solar Inverter |  | OUTDOOR
SRP10200 | PV POWERED | PVP2500 | 2500 | 1 |  |  | 0.945 | Solar Inverter |  | INDOOR
SRP10200 | PV POWERED | PVP2500 | 2500 | 2 |  |  | 0.945 | Solar Inverter |  | INDOOR
SRP10371 | PV POWERED | PVP2500 | 2500 | 1 |  |  | 0.945 | Solar Inverter |  | INDOOR
SRP10485 | PV POWERED | PVP2500 | 2500 | 1 |  |  | 0.945 | Solar Inverter |  | INDOOR
SRP10485 | PV POWERED | PVP2500 | 2500 | 1 |  |  | 0.945 | Solar Inverter |  | INDOOR
SRP10487 | PV POWERED | PVP2500 | 2500 | 1 |  |  | 0.945 | Solar Inverter |  | INDOOR
SRP10508 | PV POWERED | PVP2500 | 2500 | 1 |  |  | 0.945 | Solar Inverter |  | INDOOR
SRP10508 | PV POWERED | PVP2500 | 2500 | 1 |  |  | 0.945 | Solar Inverter |  | INDOOR
SRP10551 | PV POWERED | PVP2500 | 2500 | 2 |  |  | 0.945 | Solar Inverter |  | INDOOR
SRP10553 | PV POWERED | PVP2500 | 2500 | 1 |  |  | 0.945 | Solar Inverter |  | INDOOR
SRP10578 | PV POWERED | PVP2500 | 2500 | 1 |  |  | 0.945 | Solar Inverter |  | INDOOR
SRP10578 | PV POWERED | PVP2500 | 2500 | 1 |  |  | 0.945 | Solar Inverter |  | INDOOR
SRP10640 | PV POWERED | PVP2500 | 2500 | 1 |  |  | 0.945 | Solar Inverter |  | INDOOR
SRP10641 | PV POWERED | PVP2500 | 2500 | 1 |  |  | 0.945 | Solar Inverter |  | OUTDOOR
SRP10642 | PV POWERED | PVP2500 | 2500 | 2 |  |  | 0.945 | Solar Inverter |  | INDOOR
SRP10643 | PV POWERED | PVP2500 | 2500 | 1 |  |  | 0.945 | Solar Inverter |  | Outside
SRP10643 | PV POWERED | PVP2500 | 2500 | 1 |  |  | 0.945 | Solar Inverter |  | Outside
SRP10682 | PV POWERED | PVP2500 | 2500 | 1 |  |  | 0.945 | Solar Inverter |  | Inside
SRP10721 | PV POWERED | PVP2500 | 2500 | 1 |  |  | 0.945 | Solar Inverter |  | INDOOR
SRP10721 | PV POWERED | PVP2500 | 2500 | 1 |  |  | 0.945 | Solar Inverter |  | INDOOR
SRP10810 | PV POWERED | PVP2500 | 2500 | 1 |  |  | 0.945 | Solar Inverter |  | INDOOR
SRP10811 | PV POWERED | PVP2500 | 2500 | 2 |  |  | 0.945 | Solar Inverter |  | INDOOR
SRP10822 | PV POWERED | PVP2500 | 2500 | 1 |  |  | 0.945 | Solar Inverter |  | OUTDOOR
SRP10825 | PV POWERED | PVP2500 | 2500 | 1 |  |  | 0.945 | Solar Inverter |  | INDOOR
SRP10878 | PV POWERED | PVP2500 | 2500 | 1 |  |  | 0.945 | Solar Inverter |  | OUTDOOR
SRP10878 | PV POWERED | PVP2500 | 2500 | 2 |  |  | 0.945 | Solar Inverter |  | OUTDOOR
SRP10905 | PV POWERED | PVP2500 | 2500 | 1 |  |  | 0.945 | Solar Inverter |  | INDOOR
SRP10905 | PV POWERED | PVP2500 | 2500 | 1 |  |  | 0.945 | Solar Inverter |  | INDOOR
SRP10906 | PV POWERED | PVP2500 | 2500 | 2 |  |  | 0.945 | Solar Inverter |  | INDOOR
SRP10949 | PV POWERED | PVP2500 | 2500 | 1 |  |  | 0.945 | Solar Inverter |  | Inside
SRP10980 | PV POWERED | PVP2500 | 2500 | 1 |  |  | 0.945 | Solar Inverter |  | OUTDOOR
SRP10980 | PV POWERED | PVP2500 | 2500 | 2 |  |  | 0.945 | Solar Inverter |  | OUTDOOR
SRP10982 | PV POWERED | PVP2500 | 2500 | 1 |  |  | 0.945 | Solar Inverter |  | INDOOR
SRP10986 | PV POWERED | PVP2500 | 2500 | 1 |  |  | 0.945 | Solar Inverter |  | INDOOR
SRP10993 | PV POWERED | PVP2500 | 2500 | 1 |  |  | 0.945 | Solar Inverter |  | INDOOR
SRP10993 | PV POWERED | PVP2500 | 2500 | 1 |  |  | 0.945 | Solar Inverter |  | INDOOR
SRP10995 | PV POWERED | PVP2500 | 2500 | 1 |  |  | 0.945 | Solar Inverter |  | INDOOR
SRP10996 | PV POWERED | PVP2500 | 2500 | 1 |  |  | 0.945 | Solar Inverter |  | INDOOR
SRP11001 | PV POWERED | PVP2500 | 2500 | 1 |  |  | 0.945 | Solar Inverter |  | INDOOR
SRP11029 | PV POWERED | PVP2500 | 2500 | 1 |  |  | 0.945 | Solar Inverter |  | INDOOR
SRP11029 | PV POWERED | PVP2500 | 2500 | 1 |  |  | 0.945 | Solar Inverter |  | INDOOR
SRP11054 | PV POWERED | PVP2500 | 2500 | 1 |  |  | 0.945 | Solar Inverter |  | INDOOR
SRP11056 | PV POWERED | PVP2500 | 2500 | 1 |  |  | 0.945 | Solar Inverter |  | OUTDOOR
SRP11058 | PV POWERED | PVP2500 | 2500 | 2 |  |  | 0.945 | Solar Inverter |  | INDOOR
SRP11114 | PV POWERED | PVP2500 | 2500 | 1 |  |  | 0.945 | Solar Inverter |  | INDOOR
SRP11160 | PV POWERED | PVP2500 | 2500 | 1 |  |  | 0.945 | Solar Inverter |  | OUTDOOR
SRP11191 | PV POWERED | PVP2500 | 2500 | 1 |  |  | 0.945 | Solar Inverter |  | INDOOR
SRP11191 | PV POWERED | PVP2500 | 2500 | 1 |  |  | 0.945 | Solar Inverter |  | INDOOR
SRP11389 | PV POWERED | PVP2500 | 2500 | 1 |  |  | 0.945 | Solar Inverter |  | INDOOR
SRP11390 | PV POWERED | PVP2500 | 2500 | 1 |  |  | 0.945 | Solar Inverter |  | Outside
SRP11425 | PV POWERED | PVP2500 | 2500 | 1 |  |  | 0.945 | Solar Inverter |  | OUTDOOR
SRP11484 | PV POWERED | PVP2500 | 2500 | 1 |  |  | 0.945 | Solar Inverter |  | INDOOR
SRP11514 | PV POWERED | PVP2500 | 2500 | 1 |  |  | 0.945 | Solar Inverter |  | Outside
SRP11532 | PV POWERED | PVP2500 | 2500 | 1 |  |  | 0.945 | Solar Inverter |  | Inside
SRP11532 | PV POWERED | PVP2500 | 2500 | 1 |  |  | 0.945 | Solar Inverter |  | Inside
SRP11534 | PV POWERED | PVP2500 | 2500 | 1 |  |  | 0.945 | Solar Inverter |  | INDOOR
SRP11538 | PV POWERED | PVP2500 | 2500 | 1 |  |  | 0.945 | Solar Inverter |  | INDOOR
SRP11545 | PV POWERED | PVP2500 | 2500 | 1 |  |  | 0.945 | Solar Inverter |  | Outside
SRP11551 | PV POWERED | PVP2500 | 2500 | 1 |  |  | 0.945 | Solar Inverter |  | Outside
SRP11551 | PV POWERED | PVP2500 | 2500 | 1 |  |  | 0.945 | Solar Inverter |  | Outside
SRP11559 | PV POWERED | PVP2500 | 2500 | 2 |  |  | 0.945 | Solar Inverter |  | INDOOR
SRP11635 | PV POWERED | PVP2500 | 2500 | 1 |  |  | 0.945 | Solar Inverter |  | INDOOR
SRP11644 | PV POWERED | PVP2500 | 2500 | 2 |  |  | 0.945 | Solar Inverter |  | OUTDOOR
SRP11665 | PV POWERED | PVP2500 | 2500 | 1 |  |  | 0.945 | Solar Inverter |  | INDOOR
SRP11669 | PV POWERED | PVP2500 | 2500 | 1 |  |  | 0.945 | Solar Inverter |  | INDOOR
SRP11721 | PV POWERED | PVP2500 | 2500 | 1 |  |  | 0.945 | Solar Inverter |  | INDOOR
SRP11809 | PV POWERED | PVP2500 | 2500 | 1 |  |  | 0.945 | Solar Inverter |  | OUTDOOR
SRP11809 | PV POWERED | PVP2500 | 2500 | 2 |  |  | 0.945 | Solar Inverter |  | OUTDOOR
SRP11812 | PV POWERED | PVP2500 | 2500 | 1 |  |  | 0.945 | Solar Inverter |  | OUTDOOR
SRP11812 | PV POWERED | PVP2500 | 2500 | 1 |  |  | 0.945 | Solar Inverter |  | OUTDOOR
SRP11823 | PV POWERED | PVP2500 | 2500 | 1 |  |  | 0.945 | Solar Inverter |  | OUTDOOR
SRP11869 | PV POWERED | PVP2500 | 2500 | 1 |  |  | 0.945 | Solar Inverter |  | OUTDOOR
SRP11985 | FRONIUS USA | IG 5100 | 5100 | 1 |  |  | 0.945 | Solar Inverter |  | INDOOR
SRP12241 | PV POWERED | PVP2500 | 2500 | 1 |  |  | 0.945 | Solar Inverter |  | INDOOR
SRP12241 | PV POWERED | PVP2500 | 2500 | 1 |  |  | 0.945 | Solar Inverter |  | INDOOR
SRP12255 | PV POWERED | PVP2500 | 2500 | 1 |  |  | 0.945 | Solar Inverter |  | INDOOR
SRP12260 | PV POWERED | PVP2500 | 2500 | 1 |  |  | 0.945 | Solar Inverter |  | INDOOR
SRP12260 | PV POWERED | PVP2500 | 2500 | 1 |  |  | 0.945 | Solar Inverter |  | INDOOR
SRP12260 | PV POWERED | PVP2500 | 2500 | 1 |  |  | 0.945 | Solar Inverter |  | INDOOR
SRP12266 | PV POWERED | PVP2500 | 2500 | 1 |  |  | 0.945 | Solar Inverter |  | INDOOR
SRP12274 | PV POWERED | PVP2500 | 2500 | 1 |  |  | 0.945 | Solar Inverter |  | INDOOR
SRP12277 | PV POWERED | PVP2500 | 2500 | 1 |  |  | 0.945 | Solar Inverter |  | OUTDOOR
SRP12297 | PV POWERED | PVP2500 | 2500 | 1 |  |  | 0.945 | Solar Inverter |  | INDOOR
SRP12320 | PV POWERED | PVP2500 | 2500 | 1 |  |  | 0.945 | Solar Inverter |  | INDOOR
SRP12321 | PV POWERED | PVP2500 | 2500 | 1 |  |  | 0.945 | Solar Inverter |  | INDOOR
SRP12327 | PV POWERED | PVP2500 | 2500 | 1 |  |  | 0.945 | Solar Inverter |  | Outside
SRP12346 | PV POWERED | PVP2500 | 2500 | 1 |  |  | 0.945 | Solar Inverter |  | INDOOR
SRP12381 | PV POWERED | PVP2500 | 2500 | 1 |  |  | 0.945 | Solar Inverter |  | INDOOR
SRP12384 | PV POWERED | PVP2500 | 2500 | 2 |  |  | 0.945 | Solar Inverter |  | Outside
SRP12414 | PV POWERED | PVP2500 | 2500 | 1 |  |  | 0.945 | Solar Inverter |  | OUTDOOR
SRP12419 | PV POWERED | PVP2500 | 2500 | 1 |  |  | 0.945 | Solar Inverter |  | INDOOR
SRP12420 | PV POWERED | PVP2500 | 2500 | 1 |  |  | 0.945 | Solar Inverter |  | INDOOR
SRP12444 | PV POWERED | PVP2500 | 2500 | 1 |  |  | 0.945 | Solar Inverter |  | INDOOR
SRP12447 | PV POWERED | PVP2500 | 2500 | 1 |  |  | 0.945 | Solar Inverter |  | INDOOR
SRP12447 | PV POWERED | PVP2500 | 2500 | 1 |  |  | 0.945 | Solar Inverter |  | INDOOR
SRP12454 | PV POWERED | PVP2500 | 2500 | 1 |  |  | 0.945 | Solar Inverter |  | Inside
SRP12456 | PV POWERED | PVP2500 | 2500 | 1 |  |  | 0.945 | Solar Inverter |  | INDOOR
SRP12512 | PV POWERED | PVP2500 | 2500 | 1 |  |  | 0.945 | Solar Inverter |  | INDOOR
SRP12512 | PV POWERED | PVP2500 | 2500 | 1 |  |  | 0.945 | Solar Inverter |  | INDOOR
SRP12514 | PV POWERED | PVP2500 | 2500 | 1 |  |  | 0.945 | Solar Inverter |  | INDOOR
SRP12521 | SOLECTRIA RENEWABLES | PVI82KW-208 | 82000 | 1 |  |  | 0.945 | Solar Inverter |  | OUTDOOR
SRP12522 | SOLECTRIA RENEWABLES | PVI82KW-208 | 82000 | 1 |  |  | 0.945 | Solar Inverter |  | OUTDOOR
SRP12540 | PV POWERED | PVP2500 | 2500 | 1 |  |  | 0.945 | Solar Inverter |  | Inside
SRP12568 | PV POWERED | PVP2500 | 2500 | 1 |  |  | 0.945 | Solar Inverter |  | OUTDOOR
SRP12569 | PV POWERED | PVP2500 | 2500 | 1 |  |  | 0.945 | Solar Inverter |  | Outside
SRP12581 | PV POWERED | PVP2500 | 2500 | 1 |  |  | 0.945 | Solar Inverter |  | INDOOR
SRP12683 | PV POWERED | PVP2500 | 2500 | 1 |  |  | 0.945 | Solar Inverter |  | INDOOR
SRP12684 | PV POWERED | PVP2500 | 2500 | 1 |  |  | 0.945 | Solar Inverter |  | OUTDOOR
SRP12696 | PV POWERED | PVP2500 | 2500 | 1 |  |  | 0.945 | Solar Inverter |  | INDOOR
SRP12696 | PV POWERED | PVP2500 | 2500 | 1 |  |  | 0.945 | Solar Inverter |  | INDOOR
SRP13026 | PV POWERED | PVP2500 | 2500 | 1 |  |  | 0.945 | Solar Inverter |  | INDOOR
SRP13093 | PV POWERED | PVP2500 | 2500 | 1 |  |  | 0.945 | Solar Inverter |  | INDOOR
SRP13114 | PV POWERED | PVP2500 | 2500 | 1 |  |  | 0.945 | Solar Inverter |  | Outside
SRP13265 | PV POWERED | PVP2500 | 2500 | 2 |  |  | 0.945 | Solar Inverter |  | Outside
SRP13280 | PV POWERED | PVP2500 | 2500 | 2 |  |  | 0.945 | Solar Inverter |  | INDOOR
SRP13281 | PV POWERED | PVP2500 | 2500 | 1 |  |  | 0.945 | Solar Inverter |  | OUTDOOR
SRP13328 | PV POWERED | PVP2500 | 2500 | 1 |  |  | 0.945 | Solar Inverter |  | INDOOR
SRP13358 | PV POWERED | PVP2500 | 2500 | 1 |  |  | 0.945 | Solar Inverter |  | OUTDOOR
SRP13370 | PV POWERED | PVP2500 | 2500 | 1 |  |  | 0.945 | Solar Inverter |  | INDOOR
SRP13374 | PV POWERED | PVP2500 | 2500 | 1 |  |  | 0.945 | Solar Inverter |  | INDOOR
SRP13390 | SCHNEIDER | CONEXT TX 2800 NA (240V) | 2800 | 1 |  |  | 0.945 | Solar Inverter |  | OUTDOOR
SRP13390 | SCHNEIDER | CONEXT TX 2800 NA (240V) | 2800 | 1 |  |  | 0.945 | Solar Inverter |  | OUTDOOR
SRP13390 | SCHNEIDER | CONEXT TX 2800 NA (240V) | 2800 | 1 |  |  | 0.945 | Solar Inverter |  | OUTDOOR
SRP13409 | PV POWERED | PVP2500 | 2500 | 1 |  |  | 0.945 | Solar Inverter |  | INDOOR
SRP13419 | PV POWERED | PVP2500 | 2500 | 1 |  |  | 0.945 | Solar Inverter |  | INDOOR
SRP13429 | PV POWERED | PVP2500 | 2500 | 1 |  |  | 0.945 | Solar Inverter |  | INDOOR
SRP13445 | PV POWERED | PVP2500 | 2500 | 1 |  |  | 0.945 | Solar Inverter |  | OUTDOOR
SRP13581 | PV POWERED | PVP2500 | 2500 | 1 |  |  | 0.945 | Solar Inverter |  | OUTDOOR
SRP13581 | PV POWERED | PVP2500 | 2500 | 1 |  |  | 0.945 | Solar Inverter |  | OUTDOOR
SRP13588 | PV POWERED | PVP2500 | 2500 | 1 |  |  | 0.945 | Solar Inverter |  | INDOOR
SRP13664 | PV POWERED | PVP2500 | 2500 | 1 |  |  | 0.945 | Solar Inverter |  | OUTDOOR
SRP13667 | PV POWERED | PVP2500 | 2500 | 1 |  |  | 0.945 | Solar Inverter |  | INDOOR
SRP13781 | PV POWERED | PVP2500 | 2500 | 2 |  |  | 0.945 | Solar Inverter |  | INDOOR
SRP14104 | PV POWERED | PVP2500 | 2500 | 1 |  |  | 0.945 | Solar Inverter |  | INDOOR
SRP14235 | PV POWERED | PVP2500 | 2500 | 1 |  |  | 0.945 | Solar Inverter |  | OUTDOOR
SRP14235 | PV POWERED | PVP2500 | 2500 | 1 |  |  | 0.945 | Solar Inverter |  | OUTDOOR
SRP14246 | SMA AMERICA | SB5000US | 5000 | 1 |  |  | 0.945 | Solar Inverter |  | OUTDOOR
SRP14397 | PV POWERED | PVP2500 | 2500 | 1 |  |  | 0.945 | Solar Inverter |  | INDOOR
SRP14399 | PV POWERED | PVP2500 | 2500 | 2 |  |  | 0.945 | Solar Inverter |  | Outside
SRP14439 | PV POWERED | PVP2500 | 2500 | 1 |  |  | 0.945 | Solar Inverter |  | OUTDOOR
SRP14439 | PV POWERED | PVP2500 | 2500 | 1 |  |  | 0.945 | Solar Inverter |  | OUTDOOR
SRP14439 | PV POWERED | PVP2500 | 2500 | 1 |  |  | 0.945 | Solar Inverter |  | OUTDOOR
SRP14536 | PV POWERED | PVP2500 | 2500 | 1 |  |  | 0.945 | Solar Inverter |  | OUTDOOR
SRP14536 | PV POWERED | PVP2500 | 2500 | 1 |  |  | 0.945 | Solar Inverter |  | OUTDOOR
SRP14536 | PV POWERED | PVP2500 | 2500 | 1 |  |  | 0.945 | Solar Inverter |  | OUTDOOR
SRP14597 | PV POWERED | PVP2500 | 2500 | 1 |  |  | 0.945 | Solar Inverter |  | Inside
SRP14605 | PV POWERED | PVP2500 | 2500 | 1 |  |  | 0.945 | Solar Inverter |  | INDOOR
SRP14650 | PV POWERED | PVP2500 | 2500 | 1 |  |  | 0.945 | Solar Inverter |  | OUTDOOR
SRP14678 | PV POWERED | PVP2500 | 2500 | 1 |  |  | 0.945 | Solar Inverter |  | INDOOR
SRP14761 | PV POWERED | PVP2500 | 2500 | 1 |  |  | 0.945 | Solar Inverter |  | OUTDOOR
SRP14761 | PV POWERED | PVP2500 | 2500 | 1 |  |  | 0.945 | Solar Inverter |  | OUTDOOR
SRP14766 | PV POWERED | PVP2500 | 2500 | 1 |  |  | 0.945 | Solar Inverter |  | INDOOR
SRP14766 | PV POWERED | PVP2500 | 2500 | 1 |  |  | 0.945 | Solar Inverter |  | INDOOR
SRP14820 | PV POWERED | PVP2500 | 2500 | 1 |  |  | 0.945 | Solar Inverter |  | Inside
SRP14822 | PV POWERED | PVP2500 | 2500 | 1 |  |  | 0.945 | Solar Inverter |  | INDOOR
SRP14826 | SCHUCO USA | SB3000US (208V) | 2800 | 3 |  |  | 0.945 | Solar Inverter |  | OUTDOOR
SRP14831 | PV POWERED | PVP2500 | 2500 | 1 |  |  | 0.945 | Solar Inverter |  | OUTDOOR
SRP14854 | PV POWERED |  | 2500 | 1 |  |  | 0.945 | Solar Inverter |  | INDOOR
SRP14917 | PV POWERED | PVP2500 | 2500 | 1 |  |  | 0.945 | Solar Inverter |  | OUTDOOR
SRP14955 | PV POWERED | PVP2500 | 2500 | 1 |  |  | 0.945 | Solar Inverter |  | Outside
SRP14969 | PV POWERED | PVP2500 | 2500 | 1 |  |  | 0.945 | Solar Inverter |  | Outside
SRP15041 | PV POWERED | PVP2500 | 2500 | 2 |  |  | 0.945 | Solar Inverter |  | Inside
SRP15074 | PV POWERED | PVP2500 | 2500 | 1 |  |  | 0.945 | Solar Inverter |  | Inside
SRP15074 | PV POWERED | PVP2500 | 2500 | 1 |  |  | 0.945 | Solar Inverter |  | Inside
SRP15086 | PV POWERED | PVP2500 | 2500 | 2 |  |  | 0.945 | Solar Inverter |  | INDOOR
SRP15139 | PV POWERED | PVP2500 | 2500 | 2 |  |  | 0.945 | Solar Inverter |  | INDOOR
SRP15151 | PV POWERED | PVP2500 | 2500 | 1 |  |  | 0.945 | Solar Inverter |  | INDOOR
SRP15223 | PV POWERED | PVP2500 | 2500 | 1 |  |  | 0.945 | Solar Inverter |  | INDOOR
SRP15240 | PV POWERED | PVP2500 | 2500 | 1 |  |  | 0.945 | Solar Inverter |  | Inside
SRP15250 | ENPHASE ENERGY | M175-24-208-S | 215 | 20 |  |  | 0.945 | Solar Inverter |  | OUTDOOR
SRP15279 | PV POWERED | PVP2500 | 2500 | 2 |  |  | 0.945 | Solar Inverter |  | INDOOR
SRP15284 | PV POWERED | PVP2500 | 2500 | 1 |  |  | 0.945 | Solar Inverter |  | OUTDOOR
SRP15298 | PV POWERED | PVP2500 | 2500 | 1 |  |  | 0.945 | Solar Inverter |  | Outside
SRP15300 | PV POWERED | PVP2500 | 2500 | 1 |  |  | 0.945 | Solar Inverter |  | OUTDOOR
SRP15302 | PV POWERED | PVP2500 | 2500 | 1 |  |  | 0.945 | Solar Inverter |  | INDOOR
SRP15353 | PV POWERED | PVP2500 | 2500 | 1 |  |  | 0.945 | Solar Inverter |  | Inside
SRP15355 | PV POWERED | PVP2500 | 2500 | 1 |  |  | 0.945 | Solar Inverter |  | INDOOR
SRP15363 | PV POWERED | PVP2500 | 2500 | 1 |  |  | 0.945 | Solar Inverter |  | INDOOR
SRP15368 | PV POWERED | PVP2500 | 2500 | 1 |  |  | 0.945 | Solar Inverter |  | OUTDOOR
SRP15393 | PV POWERED | PVP2500 | 2500 | 1 |  |  | 0.945 | Solar Inverter |  | INDOOR
SRP15432 | PV POWERED | PVP2500 | 2500 | 1 |  |  | 0.945 | Solar Inverter |  | INDOOR
SRP15445 | PV POWERED | PVP2500 | 2500 | 1 |  |  | 0.945 | Solar Inverter |  | Inside
SRP15603 | PV POWERED | PVP2500 | 2500 | 1 |  |  | 0.945 | Solar Inverter |  | INDOOR
SRP15726 | PV POWERED | PVP2500 | 2500 | 1 |  |  | 0.945 | Solar Inverter |  | Outside
SRP17018 | PV POWERED | PVP2500 | 2500 | 1 |  |  | 0.945 | Solar Inverter |  | OUTDOOR
SRP01261 | PV POWERED | PVP2500 | 2500 | 2 |  |  | 0.9455 | Solar Inverter |  | OUTDOOR
SRP19107 | SOLECTRIA | 2500 | 10000 | 1 |  |  | 0.948 | Solar Inverter |  | INDOOR
REIPNR-04338 | SMA AMERICA | SB5000US (208V) | 5000 | 6 |  |  | 0.95 | Solar Inverter |  | INDOOR
REIPNR-04340 | SMA AMERICA | SB6000US (208V) | 6000 | 18 |  |  | 0.95 | Solar Inverter |  | OUTDOOR
REIPNR-04454 | FRONIUS USA | IG 5100 | 5100 | 1 |  |  | 0.95 | Solar Inverter |  | INDOOR
REIPNR-04946 | ENPHASE ENERGY | M175-24-208-S | 190 | 222 |  |  | 0.95 | Solar Inverter |  | OUTDOOR
REIPNR-05110 | SATCON TECHNOLOGY | PVS-375 (480 V) | 375000 | 1 |  |  | 0.95 | Solar Inverter |  | Outside
REIPNR-05487 | PV POWERED | PVP30KW-480 | 30000 | 1 |  |  | 0.95 | Solar Inverter |  | OUTDOOR
REIPNR-05487 | PV POWERED | PVP75KW-480 | 75000 | 1 |  |  | 0.95 | Solar Inverter |  | OUTDOOR
REIPNR-05836 | SATCON TECHNOLOGY | PVS-250 (240 V) | 75000 | 2 |  |  | 0.95 | Solar Inverter |  | OUTDOOR
REIPNR-05846 | SATCON TECHNOLOGY | PVS-30 (208 V) | 30000 | 1 |  |  | 0.95 | Solar Inverter |  | OUTDOOR
REIPNR-05848 | SATCON TECHNOLOGY | PVS-30 (208 V) | 30000 | 1 |  |  | 0.95 | Solar Inverter |  | Outside
REIPNR-05850 | SATCON TECHNOLOGY | PVS-30 (208 V) | 30000 | 1 |  |  | 0.95 | Solar Inverter |  | Outside
REIPNR-06116 | PV POWERED | PVP100KW-208 | 100000 | 1 |  |  | 0.95 | Solar Inverter |  | INDOOR
REIPNR-06116 | PV POWERED | PVP75KW-208 | 75000 | 1 |  |  | 0.95 | Solar Inverter |  | INDOOR
REIPNR-06629 | PV POWERED | PVP100KW-208 | 100000 | 1 |  |  | 0.95 | Solar Inverter |  | OUTDOOR
REIPNR-06629 | PV POWERED | PVP3000 | 30000 | 1 |  |  | 0.95 | Solar Inverter |  | OUTDOOR
REIPNR-06629 | PV POWERED | PVP5200 | 50000 | 1 |  |  | 0.95 | Solar Inverter |  | OUTDOOR
REIPNR-06630 | PV POWERED | PVP100KW-208 | 100000 | 1 |  |  | 0.95 | Solar Inverter |  | OUTDOOR
REIPNR-06630 | PV POWERED | PVP75KW-208 | 75000 | 1 |  |  | 0.95 | Solar Inverter |  | OUTDOOR
REIPNR-06984 | PV POWERED | PVP100KW-208 | 100000 | 1 |  |  | 0.95 | Solar Inverter |  | Inside
REIPNR-06984 | PV POWERED | PVP30KW-208 | 30000 | 2 |  |  | 0.95 | Solar Inverter |  | Inside
REIPNR-07076 | PV POWERED | PVP3500 | 3500 | 1 |  |  | 0.95 | Solar Inverter |  | Inside
REIPNR-07345 | SATCON TECHNOLOGY | PVS-30 (240 V) | 30000 | 4 |  |  | 0.95 | Solar Inverter |  | Outside
REIPNR-07370 | ENPHASE ENERGY | M175-24-240-S02 | 190 | 26 |  |  | 0.95 | Solar Inverter |  | Outside
REIPNR-07371 | SMA AMERICA | SB7000US (208V) | 7000 | 3 |  |  | 0.95 | Solar Inverter |  | INDOOR
REIPNR-07641 | SMA AMERICA | SB5000US (208V) | 5000 | 1 |  |  | 0.95 | Solar Inverter |  | OUTDOOR
REIPNR-07642 | SMA AMERICA | SB7000US (208V) | 7000 | 1 |  |  | 0.95 | Solar Inverter |  | OUTDOOR
REIPNR-07644 | SMA AMERICA | SB6000U (208V) | 6000 | 1 |  |  | 0.95 | Solar Inverter |  | OUTDOOR
REIPNR-07644 | SMA AMERICA | SB7000US (208V) | 7000 | 1 |  |  | 0.95 | Solar Inverter |  | OUTDOOR
REIPNR-07646 | SMA AMERICA | SB7000US (208V) | 7000 | 1 |  |  | 0.95 | Solar Inverter |  | INDOOR
REIPNR-07648 | FRONIUS USA | IG 4000 | 4000 | 2 |  |  | 0.95 | Solar Inverter |  | OUTDOOR
REIPNR-07664 | SATCON TECHNOLOGY | PVS-30 (208 V) | 30000 | 4 |  |  | 0.95 | Solar Inverter |  | OUTDOOR
REIPNR-07664 | SATCON TECHNOLOGY | PVS-50 (208 V) | 50000 | 4 |  |  | 0.95 | Solar Inverter |  | OUTDOOR
REIPNR-07664 | SATCON TECHNOLOGY | PVS-75 (208 V) | 75000 | 1 |  |  | 0.95 | Solar Inverter |  | OUTDOOR
REIPNR-07785 | SUNPOWER CORP (ORIGINAL MFRXANTREX) | SPR-2500X | 100 | 1 |  |  | 0.95 | Solar Inverter |  | INDOOR
REIPNR-07800 | KACO | 2901XI | 2502 | 1 |  |  | 0.95 | Solar Inverter |  | INDOOR
REIPNR-07818 | SMA AMERICA | SB6000U (277V) | 6000 | 1 |  |  | 0.95 | Solar Inverter |  | INDOOR
REIPNR-07941 | FRONIUS USA |  | 11400 | 2 |  |  | 0.95 | Solar Inverter |  | INDOOR
REIPNR-07971 | FRONIUS USA |  | 7500 | 1 |  |  | 0.95 | Solar Inverter |  | OUTDOOR
REIPNR-07971 | FRONIUS USA |  | 10000 | 1 |  |  | 0.95 | Solar Inverter |  | OUTDOOR
REIPNR-07971 | FRONIUS USA |  | 11400 | 4 |  |  | 0.95 | Solar Inverter |  | OUTDOOR
REIPNR-08070 | SMA AMERICA | SB6000U (208V) | 6000 | 2 |  |  | 0.95 | Solar Inverter |  | OUTDOOR
REIPNR-08070 | SMA AMERICA | SB7000US (208V) | 7000 | 1 |  |  | 0.95 | Solar Inverter |  | OUTDOOR
REIPNR-08155 | PV POWERED | PVP2000 | 2000 | 1 |  |  | 0.95 | Solar Inverter |  | INDOOR
REIPNR-08155 | PV POWERED | PVP4800 | 4800 | 1 |  |  | 0.95 | Solar Inverter |  | INDOOR
REIPNR-08221 | KACO | KACO PRO LOG L | 5000 | 3 |  |  | 0.95 | Solar Inverter |  | OUTDOOR
REIPNR-08270 | FRONIUS USA | IG 2000 | 2000 | 2 |  |  | 0.95 | Solar Inverter |  | INDOOR
REIPNR-08272 | ENPHASE ENERGY | M200-32-240-S02 | 380 | 9 |  |  | 0.95 | Solar Inverter |  | OUTDOOR
REIPNR-08273 | FRONIUS USA | IG 4000 | 4000 | 1 |  |  | 0.95 | Solar Inverter |  | INDOOR
REIPNR-08295 | GE ENERGY | GEPVB-3300-NA-208 | 3300 | 1 |  |  | 0.95 | Solar Inverter |  | INDOOR
REIPNR-08319 | FRONIUS USA |  | 7500 | 1 |  |  | 0.95 | Solar Inverter |  | OUTDOOR
REIPNR-08319 | FRONIUS USA |  | 11400 | 2 |  |  | 0.95 | Solar Inverter |  | OUTDOOR
REIPNR-08321 | SATCON SMA | SUNNY6000 | 50000 | 1 |  |  | 0.95 | Solar Inverter |  | OUTDOOR
REIPNR-08323 | SATCON TECHNOLOGY | PVS-30 (208 V) | 30000 | 1 |  |  | 0.95 | Solar Inverter |  | OUTDOOR
REIPNR-08324 | FRONIUS USA | IG 2000 | 2000 | 1 |  |  | 0.95 | Solar Inverter |  | OUTDOOR
REIPNR-08324 | FRONIUS USA | IG 4000 | 4000 | 1 |  |  | 0.95 | Solar Inverter |  | OUTDOOR
REIPNR-08324 | FRONIUS USA | IG 5100 | 5100 | 1 |  |  | 0.95 | Solar Inverter |  | OUTDOOR
REIPNR-08333 | FRONIUS USA | IG 2000 | 2000 | 1 |  |  | 0.95 | Solar Inverter |  | INDOOR
REIPNR-08333 | FRONIUS USA | IG 4000 | 4000 | 1 |  |  | 0.95 | Solar Inverter |  | INDOOR
REIPNR-08346 | FRONIUS USA | IG 4000 | 4000 | 2 |  |  | 0.95 | Solar Inverter |  | INDOOR
REIPNR-08357 | FRONIUS USA | IG 3000 | 3000 | 1 |  |  | 0.95 | Solar Inverter |  | Outside
REIPNR-08357 | FRONIUS USA | IG 5100 | 5100 | 1 |  |  | 0.95 | Solar Inverter |  | OUTDOOR
REIPNR-08371 | FRONIUS USA | IG 3000 | 3000 | 1 |  |  | 0.95 | Solar Inverter |  | INDOOR
REIPNR-08371 | FRONIUS USA | IG 4000 | 4000 | 1 |  |  | 0.95 | Solar Inverter |  | INDOOR
REIPNR-08380 | SUNPOWER CORP (ORIGINAL MFRSMA) | SPR-3000M (208V) | 3000 | 1 |  |  | 0.95 | Solar Inverter |  | INDOOR
REIPNR-08446 | FRONIUS USA | IG 4000 | 4000 | 1 |  |  | 0.95 | Solar Inverter |  | OUTDOOR
REIPNR-08468 | ENPHASE ENERGY | M200-32-208-S01 | 190 | 48 |  |  | 0.95 | Solar Inverter |  | OUTDOOR
REIPNR-08501 | ENPHASE ENERGY | M175-24-240-S01 | 190 | 30 |  |  | 0.95 | Solar Inverter |  | OUTDOOR
REIPNR-08504 | SMA AMERICA | SB7000US (208V) | 8000 | 6 |  |  | 0.95 | Solar Inverter |  | INDOOR
REIPNR-08526 | SUNPOWER CORP (ORIGINAL MFRSMA) | SPR-4000M (208V) | 4000 | 2 |  |  | 0.95 | Solar Inverter |  | INDOOR
REIPNR-08580 | SATCON TECHNOLOGY | PVS-135 (208 V) | 135000 | 1 |  |  | 0.95 | Solar Inverter |  | Outside
REIPNR-08599 | SMA AMERICA | SB4000US (208V) | 4000 | 1 |  |  | 0.95 | Solar Inverter |  | INDOOR
REIPNR-08600 | FRONIUS USA | IG 2000 | 2000 | 1 |  |  | 0.95 | Solar Inverter |  | INDOOR
REIPNR-08600 | FRONIUS USA |  | 6000 | 1 |  |  | 0.95 | Solar Inverter |  | INDOOR
REIPNR-08604 | SMA AMERICA | SB7000US (208V) | 7000 | 1 |  |  | 0.95 | Solar Inverter |  | OUTDOOR
REIPNR-08620 | XANTRAX | VP225S-480 | 4500 | 3 |  |  | 0.95 | Solar Inverter |  | INDOOR
REIPNR-08759 | ENPHASE ENERGY | M200-32-208-S01 | 190 | 37 |  |  | 0.95 | Solar Inverter |  | Outside
REIPNR-08827 | FRONIUS USA | IG 4000 | 4000 | 1 |  |  | 0.95 | Solar Inverter |  | OUTDOOR
REIPNR-08831 | FRONIUS USA |  | 11400 | 1 |  |  | 0.95 | Solar Inverter |  | INDOOR
REIPNR-08832 | PV POWERED | PVP3000 | 3000 | 1 |  |  | 0.95 | Solar Inverter |  | INDOOR
REIPNR-08833 | PV POWERED | PVP3500 | 3500 | 2 |  |  | 0.95 | Solar Inverter |  | OUTDOOR
REIPNR-08905 | FRONIUS USA | IG 5100 | 5100 | 1 |  |  | 0.95 | Solar Inverter |  | INDOOR
REIPNR-08958 | FRONIUS USA |  | 10000 | 1 |  |  | 0.95 | Solar Inverter |  | OUTDOOR
REIPNR-08992 | FRONIUS USA |  | 12000 | 6 |  |  | 0.95 | Solar Inverter |  | OUTDOOR
REIPNR-09251 | FRONIUS USA | IG 3000 | 3000 | 1 |  |  | 0.95 | Solar Inverter |  | INDOOR
REIPNR-09251 | FRONIUS USA | IG 5100 | 5100 | 1 |  |  | 0.95 | Solar Inverter |  | INDOOR
REIPNR-09430 | POWER-ONE | PVI-3000-I-OUTD-US-F (240V) | 3000 | 1 |  |  | 0.95 | Solar Inverter |  | INDOOR
REIPNR-09430 | POWER-ONE | PVI-5000-OUTD-US (240 V) | 5000 | 1 |  |  | 0.95 | Solar Inverter |  | INDOOR
REIPNR-09663 | ENPHASE ENERGY | M175-24-240-S | 190 | 2 |  |  | 0.95 | Solar Inverter |  | INDOOR
REIPNR-09663 | FRONIUS USA | IG 4000 | 4000 | 1 |  |  | 0.95 | Solar Inverter |  | INDOOR
REIPNR-09664 | FRONIUS USA | IG 3000 | 3000 | 3 |  |  | 0.95 | Solar Inverter |  | INDOOR
REIPNR-09693 | SMA AMERICA | SB6000U (208V) | 6000 | 2 |  |  | 0.95 | Solar Inverter |  | INDOOR
REIPNR-09693 | SMA AMERICA | SB7000US (208V) | 7000 | 2 |  |  | 0.95 | Solar Inverter |  | INDOOR
REIPNR-09700 | FRONIUS USA | IG 4000 | 4000 | 1 |  |  | 0.95 | Solar Inverter |  | INDOOR
REIPNR-09701 | FRONIUS USA | IG 4000 | 4000 | 2 |  |  | 0.95 | Solar Inverter |  | INDOOR
REIPNR-09710 | PV POWERED | PVP4800 | 4800 | 2 |  |  | 0.95 | Solar Inverter |  | INDOOR
REIPNR-09771 | FRONIUS USA |  | 7500 | 2 |  |  | 0.95 | Solar Inverter |  | INDOOR
REIPNR-09887 | SMA AMERICA | SB4000US (208V) | 4000 | 1 |  |  | 0.95 | Solar Inverter |  | OUTDOOR
REIPNR-09887 | SMA AMERICA | SB6000U (208V) | 6000 | 1 |  |  | 0.95 | Solar Inverter |  | OUTDOOR
REIPNR-09887 | SMA AMERICA | SB7000US (208V) | 7000 | 2 |  |  | 0.95 | Solar Inverter |  | OUTDOOR
REIPNR-09993 | SMA AMERICA | SB6000U (208V) | 6000 | 2 |  |  | 0.95 | Solar Inverter |  | INDOOR
REIPNR-09996 | SMA AMERICA | SB7000US (208V) | 7000 | 3 |  |  | 0.95 | Solar Inverter |  | INDOOR
REIPNR-10007 | SMA AMERICA | SB7000US (277V) | 8000 | 4 |  |  | 0.95 | Solar Inverter |  | INDOOR
REIPNR-10018 | FRONIUS USA | IG 4000 | 4000 | 1 |  |  | 0.95 | Solar Inverter |  | INDOOR
REIPNR-10221 | SMA AMERICA | SB6000US (208V) | 6000 | 2 |  |  | 0.95 | Solar Inverter |  | INDOOR
REIPNR-10225 | SAT CON | POWERGATE 30 | 30000 | 1 |  |  | 0.95 | Solar Inverter |  | INDOOR
REIPNR-10229 | PV POWERED | PVP100KW-208 | 500000 | 1 |  |  | 0.95 | Solar Inverter |  | INDOOR
REIPNR-10239 | FRONIUS USA | IG 4000 | 4000 | 2 |  |  | 0.95 | Solar Inverter |  | INDOOR
REIPNR-10247 | FRONIUS USA | IG 3000 | 3000 | 1 |  |  | 0.95 | Solar Inverter |  | Inside
REIPNR-10247 | FRONIUS USA | IG 4000 | 4000 | 1 |  |  | 0.95 | Solar Inverter |  | OUTDOOR
REIPNR-10262 | FRONIUS USA |  | 10000 | 1 |  |  | 0.95 | Solar Inverter |  | INDOOR
REIPNR-10272 | ENPHASE ENERGY | M200-32-240-S02 | 380 | 26 |  |  | 0.95 | Solar Inverter |  | OUTDOOR
REIPNR-10280 | ENPHASE ENERGY | M200-32-208-S01 | 190 | 6 |  |  | 0.95 | Solar Inverter |  | INDOOR
REIPNR-10280 | FRONIUS USA | IG 4000 | 4000 | 1 |  |  | 0.95 | Solar Inverter |  | INDOOR
REIPNR-10286 | FRONIUS USA | IG 4000 | 4000 | 1 |  |  | 0.95 | Solar Inverter |  | INDOOR
REIPNR-10381 | ENPHASE ENERGY | M175-24-240-S02 | 190 | 8 |  |  | 0.95 | Solar Inverter |  | INDOOR
REIPNR-10381 | FRONIUS USA | IG 2000 | 2000 | 1 |  |  | 0.95 | Solar Inverter |  | INDOOR
REIPNR-10396 | SMA AMERICA | SB4000US (208V) | 4000 | 1 |  |  | 0.95 | Solar Inverter |  | OUTDOOR
REIPNR-10396 | SMA AMERICA | SB6000U (208V) | 6000 | 1 |  |  | 0.95 | Solar Inverter |  | OUTDOOR
REIPNR-10472 | FRONIUS USA |  | 10000 | 2 |  |  | 0.95 | Solar Inverter |  | Outside
REIPNR-10473 | FRONIUS USA |  | 7500 | 1 |  |  | 0.95 | Solar Inverter |  | Outside
REIPNR-10488 | FRONIUS USA | IG 4000 | 4000 | 1 |  |  | 0.95 | Solar Inverter |  | INDOOR
REIPNR-10488 | FRONIUS USA | IG 5100 | 5100 | 1 |  |  | 0.95 | Solar Inverter |  | INDOOR
REIPNR-10586 | FRONIUS USA | IG 3000 | 3000 | 1 |  |  | 0.95 | Solar Inverter |  | INDOOR
REIPNR-10597 | SMA AMERICA | SB5000US | 5000 | 2 |  |  | 0.95 | Solar Inverter |  | INDOOR
REIPNR-10597 | SMA AMERICA | SB6000U (208V) | 6000 | 1 |  |  | 0.95 | Solar Inverter |  | INDOOR
REIPNR-10599 | SMA AMERICA | SB7000US (208V) | 7000 | 1 |  |  | 0.95 | Solar Inverter |  | INDOOR
REIPNR-10756 | SMA AMERICA | SB6000U (208V) | 6000 | 2 |  |  | 0.95 | Solar Inverter |  | OUTDOOR
REIPNR-10765 | ENPHASE ENERGY | M200-32-240-S02 | 230 | 42 |  |  | 0.95 | Solar Inverter |  | OUTDOOR
REIPNR-10794 | SMA AMERICA | SB6000U (208V) | 6000 | 2 |  |  | 0.95 | Solar Inverter |  | OUTDOOR
REIPNR-10855 | FRONIUS USA |  | 10000 | 2 |  |  | 0.95 | Solar Inverter |  | INDOOR
REIPNR-10870 | FRONIUS USA | IG 2000 | 2000 | 1 |  |  | 0.95 | Solar Inverter |  | INDOOR
REIPNR-10870 | FRONIUS USA | IG 4000 | 4000 | 1 |  |  | 0.95 | Solar Inverter |  | INDOOR
REIPNR-10870 | FRONIUS USA | IG 5100 | 5100 | 2 |  |  | 0.95 | Solar Inverter |  | INDOOR
REIPNR-10881 | FRONIUS USA |  | 6000 | 1 |  |  | 0.95 | Solar Inverter |  | INDOOR
REIPNR-10892 | FRONIUS USA | IG 2000 | 2000 | 1 |  |  | 0.95 | Solar Inverter |  | INDOOR
REIPNR-10892 | FRONIUS USA | IG 5100 | 5100 | 1 |  |  | 0.95 | Solar Inverter |  | INDOOR
REIPNR-10894 | ENPHASE ENERGY | M200-32-240-S02 | 380 | 14 |  |  | 0.95 | Solar Inverter |  | OUTDOOR
REIPNR-11001 | PV POWERED | PVP1100 | 1100 | 1 |  |  | 0.95 | Solar Inverter |  | INDOOR
REIPNR-11076 | SMA AMERICA | SB3000US (240V) | 3000 | 1 |  |  | 0.95 | Solar Inverter |  | INDOOR
REIPNR-11076 | SMA AMERICA | SB5000US | 5000 | 1 |  |  | 0.95 | Solar Inverter |  | INDOOR
REIPNR-11087 | FRONIUS USA |  | 11400 | 1 |  |  | 0.95 | Solar Inverter |  | INDOOR
REIPNR-11194 | SMA AMERICA | SB6000U (208V) | 6000 | 1 |  |  | 0.95 | Solar Inverter |  | Outside
REIPNR-11194 | SMA AMERICA | SB7000US (240V) | 7000 | 2 |  |  | 0.95 | Solar Inverter |  | OUTDOOR
REIPNR-11200 | FRONIUS USA | IG 5100 | 5100 | 2 |  |  | 0.95 | Solar Inverter |  | INDOOR
REIPNR-11278 | ENPHASE ENERGY | M175-24-208-S | 190 | 24 |  |  | 0.95 | Solar Inverter |  | OUTDOOR
REIPNR-11280 | ENPHASE ENERGY | M175-24-208-S | 190 | 16 |  |  | 0.95 | Solar Inverter |  | Outside
REIPNR-11287 | ENPHASE ENERGY | M175-24-208-S | 190 | 42 |  |  | 0.95 | Solar Inverter |  | Outside
REIPNR-11292 | PV POWERED | PVP100KW-208 | 100000 | 1 |  |  | 0.95 | Solar Inverter |  | INDOOR
REIPNR-11293 | PV POWERED | PVP4600 | 4600 | 2 |  |  | 0.95 | Solar Inverter |  | INDOOR
REIPNR-11308 | SMA AMERICA | SB7000US (240V) | 7000 | 4 |  |  | 0.95 | Solar Inverter |  | OUTDOOR
REIPNR-11363 | SATCON TECHNOLOGY | PVS-50 (208 V) | 50000 | 1 |  |  | 0.95 | Solar Inverter |  | OUTDOOR
REIPNR-11365 | FRONIUS USA | IG 2000 | 2000 | 1 |  |  | 0.95 | Solar Inverter |  | OUTDOOR
REIPNR-11365 | FRONIUS USA | IG 4000 | 4000 | 1 |  |  | 0.95 | Solar Inverter |  | Outside
REIPNR-11437 | SMA AMERICA | SB7000US (277V) | 8000 | 4 |  |  | 0.95 | Solar Inverter |  | Outside
REIPNR-11445 | FRONIUS USA | IG 5100 | 5100 | 1 |  |  | 0.95 | Solar Inverter |  | OUTDOOR
REIPNR-11445 | SMA AMERICA | SB5000US | 5000 | 1 |  |  | 0.95 | Solar Inverter |  | OUTDOOR
REIPNR-11464 | SUNPOWER CORP (ORIGINAL MFRSMA) | SPR-3000M (208V) | 3000 | 4 |  |  | 0.95 | Solar Inverter |  | INDOOR
REIPNR-11469 | SMA AMERICA | SB6000U (208V) | 6000 | 2 |  |  | 0.95 | Solar Inverter |  | INDOOR
REIPNR-11470 | ENPHASE ENERGY | M200-32-208-S01 | 380 | 27 |  |  | 0.95 | Solar Inverter |  | OUTDOOR
REIPNR-11479 | SMA AMERICA | SB5000US | 5000 | 1 |  |  | 0.95 | Solar Inverter |  | INDOOR
REIPNR-11479 | SMA AMERICA | SB7000US (208V) | 7000 | 1 |  |  | 0.95 | Solar Inverter |  | INDOOR
REIPNR-11519 | PV POWERED | PVP75KW-208 | 75000 | 1 |  |  | 0.95 | Solar Inverter |  | OUTDOOR
REIPNR-11528 | PV POWERED | PVP2500 | 2500 | 2 |  |  | 0.95 | Solar Inverter |  | INDOOR
REIPNR-11544 | FRONIUS USA | IG 5100 | 5100 | 1 |  |  | 0.95 | Solar Inverter |  | OUTDOOR
REIPNR-11579 | PV POWERED | PVP30KW-480 | 35000 | 1 |  |  | 0.95 | Solar Inverter |  | INDOOR
REIPNR-11585 | SMA AMERICA | SB6000U (277V) | 6000 | 1 |  |  | 0.95 | Solar Inverter |  | OUTDOOR
REIPNR-11585 | SMA AMERICA | SB7000US (208V) | 7000 | 1 |  |  | 0.95 | Solar Inverter |  | OUTDOOR
REIPNR-11589 | SMA AMERICA | SB5000US | 5000 | 1 |  |  | 0.95 | Solar Inverter |  | OUTDOOR
REIPNR-11589 | SMA AMERICA | SB7000US (277V) | 8000 | 16 |  |  | 0.95 | Solar Inverter |  | OUTDOOR
REIPNR-11593 | FRONIUS USA | IG 5100 | 5100 | 2 |  |  | 0.95 | Solar Inverter |  | OUTDOOR
REIPNR-11603 | ENPHASE ENERGY | M200-32-240-S02 | 380 | 5 |  |  | 0.95 | Solar Inverter |  | OUTDOOR
REIPNR-11606 | ENPHASE ENERGY | M200-32-240-S02 | 380 | 5 |  |  | 0.95 | Solar Inverter |  | OUTDOOR
REIPNR-11611 | FRONIUS USA | IG 4000 | 4000 | 1 |  |  | 0.95 | Solar Inverter |  | INDOOR
REIPNR-11636 | FRONIUS USA | IG 5100 | 5100 | 1 |  |  | 0.95 | Solar Inverter |  | OUTDOOR
REIPNR-11637 | FRONIUS USA | IG 4000 | 4000 | 1 |  |  | 0.95 | Solar Inverter |  | OUTDOOR
REIPNR-11646 | FRONIUS USA | IG 3000 | 3000 | 1 |  |  | 0.95 | Solar Inverter |  | INDOOR
REIPNR-11649 | ENPHASE ENERGY | M200-32-208-S01 | 190 | 12 |  |  | 0.95 | Solar Inverter |  | Outside
REIPNR-11649 | FRONIUS USA |  | 5000 | 1 |  |  | 0.95 | Solar Inverter |  | OUTDOOR
REIPNR-11655 | ENPHASE ENERGY | M175-24-208-S | 190 | 52 |  |  | 0.95 | Solar Inverter |  | OUTDOOR
REIPNR-11678 | PV POWERED | PVP75KW-208 | 75000 | 1 |  |  | 0.95 | Solar Inverter |  | OUTDOOR
REIPNR-11765 | FRONIUS USA | IG 5100 | 5000 | 2 |  |  | 0.95 | Solar Inverter |  | OUTDOOR
REIPNR-11766 | SMA AMERICA | SB3000US (208V) | 3000 | 1 |  |  | 0.95 | Solar Inverter |  | OUTDOOR
REIPNR-11766 | SMA AMERICA | SB5000US (277V) | 5000 | 2 |  |  | 0.95 | Solar Inverter |  | OUTDOOR
REIPNR-11789 | SMA AMERICA | SB4000US (208V) | 4000 | 1 |  |  | 0.95 | Solar Inverter |  | OUTDOOR
REIPNR-11790 | ENPHASE ENERGY | M175-24-240-S02 | 79 | 20 |  |  | 0.95 | Solar Inverter |  | OUTDOOR
REIPNR-11791 | SMA AMERICA | SB3000US (208V) | 3000 | 1 |  |  | 0.95 | Solar Inverter |  | OUTDOOR
REIPNR-11813 | FRONIUS USA | IG 2000 | 2000 | 2 |  |  | 0.95 | Solar Inverter |  | INDOOR
REIPNR-11830 | FRONIUS USA | IG 2000 | 2000 | 1 |  |  | 0.95 | Solar Inverter |  | OUTDOOR
REIPNR-11830 | FRONIUS USA | IG 4000 | 4000 | 1 |  |  | 0.95 | Solar Inverter |  | Outside
REIPNR-11832 | FRONIUS USA | IG 4000 | 4000 | 1 |  |  | 0.95 | Solar Inverter |  | OUTDOOR
REIPNR-11850 | SMA AMERICA | SB5000US | 5000 | 1 |  |  | 0.95 | Solar Inverter |  | INDOOR
REIPNR-11875 | SMA AMERICA | SB5000US | 5000 | 1 |  |  | 0.95 | Solar Inverter |  | OUTDOOR
REIPNR-11877 | SMA AMERICA | SB5000US | 5000 | 1 |  |  | 0.95 | Solar Inverter |  | OUTDOOR
REIPNR-11962 | PV POWERED | PVP3000 | 3000 | 1 |  |  | 0.95 | Solar Inverter |  | INDOOR
REIPNR-11962 | PV POWERED | PVP3500 | 3500 | 1 |  |  | 0.95 | Solar Inverter |  | INDOOR
REIPNR-11975 | PV POWERED | PVP2500 | 2500 | 1 |  |  | 0.95 | Solar Inverter |  | INDOOR
REIPNR-11997 | ENPHASE ENERGY | M200-32-208-S01 | 190 | 33 |  |  | 0.95 | Solar Inverter |  | OUTDOOR
REIPNR-12022 | FRONIUS USA |  | 7500 | 1 |  |  | 0.95 | Solar Inverter |  | OUTDOOR
REIPNR-12026 | FRONIUS USA | IG 4000 | 4000 | 2 |  |  | 0.95 | Solar Inverter |  | OUTDOOR
REIPNR-12029 | FRONIUS USA | IG 4000 | 4000 | 1 |  |  | 0.95 | Solar Inverter |  | INDOOR
REIPNR-12029 | FRONIUS USA | IG 5100 | 5100 | 3 |  |  | 0.95 | Solar Inverter |  | INDOOR
REIPNR-12044 | SOLECTRIA RENEWABLES | PVI82KW-480 | 82000 | 3 |  |  | 0.95 | Solar Inverter |  | Outside
REIPNR-12046 | ENPHASE ENERGY | M200-32-240-S02 | 175 | 38 |  |  | 0.95 | Solar Inverter |  | Outside
REIPNR-12060 | ENPHASE ENERGY | M175-24-208-S | 190 | 40 |  |  | 0.95 | Solar Inverter |  | OUTDOOR
REIPNR-12066 | SMA AMERICA | SB6000US (208V) | 6000 | 1 |  |  | 0.95 | Solar Inverter |  | OUTDOOR
REIPNR-12079 | FRONIUS USA |  | 10000 | 1 |  |  | 0.95 | Solar Inverter |  | OUTDOOR
REIPNR-12101 | SMA AMERICA | SB3000US (208V) | 3000 | 1 |  |  | 0.95 | Solar Inverter |  | OUTDOOR
REIPNR-12101 | SMA AMERICA | SB6000U (208V) | 6000 | 1 |  |  | 0.95 | Solar Inverter |  | OUTDOOR
REIPNR-12125 | SMA AMERICA | SB5000US | 5000 | 1 |  |  | 0.95 | Solar Inverter |  | INDOOR
REIPNR-12137 | FRONIUS USA | IG 3000 | 3000 | 1 |  |  | 0.95 | Solar Inverter |  | OUTDOOR
REIPNR-12143 | SMA AMERICA | SB5000US | 5000 | 1 |  |  | 0.95 | Solar Inverter |  | INDOOR
REIPNR-12164 | FRONIUS USA |  | 3800 | 1 |  |  | 0.95 | Solar Inverter |  | OUTDOOR
REIPNR-12164 | FRONIUS USA |  | 7500 | 1 |  |  | 0.95 | Solar Inverter |  | OUTDOOR
REIPNR-12178 | FRONIUS USA | IG 4000 | 4000 | 2 |  |  | 0.95 | Solar Inverter |  | INDOOR
SPP240 | XANTREX TECHNOLOGY | GT250-480 | 250000 | 1 |  |  | 0.95 | Solar Inverter |  | OUTDOOR
SPP306 | SUNPOWER CORP (ORIGINAL MFRSMA) | SPR-5000M (240V) | 5000 | 1 |  |  | 0.95 | Solar Inverter |  | INDOOR
SPP306 | SUNPOWER CORP (ORIGINAL MFRSMA) | SPR-7000M (208V) | 7000 | 2 |  |  | 0.95 | Solar Inverter |  | INDOOR
SPP344 | SATCON TECHNOLOGY | AE-100-60-PV-A | 100000 | 2 |  |  | 0.95 | Solar Inverter |  | INDOOR
SPP344 | SATCON TECHNOLOGY | AE-135-60-PV-D | 135000 | 3 |  |  | 0.95 | Solar Inverter |  | INDOOR
SPP344 | SATCON TECHNOLOGY | AE-225-60-PV-A | 225000 | 2 |  |  | 0.95 | Solar Inverter |  | INDOOR
SPP344 | SATCON TECHNOLOGY | AE-50-60-PV-D | 50000 | 1 |  |  | 0.95 | Solar Inverter |  | INDOOR
SPP344 | XANTREX TECHNOLOGY | GT250-480 | 250000 | 2 |  |  | 0.95 | Solar Inverter |  | INDOOR
SPP354 | SATCON TECHNOLOGY | PVS-30 (480 V) | 30000 | 2 |  |  | 0.95 | Solar Inverter |  | OUTDOOR
SRP01020 | SMA AMERICA | SB4000US (208V) | 4000 | 1 |  |  | 0.95 | Solar Inverter |  | INDOOR
SRP01020 | SMA AMERICA | SB7000US (208V) | 7000 | 1 |  |  | 0.95 | Solar Inverter |  | INDOOR
SRP01044 | SATCON TECHNOLOGY | AE-30-60-PV-A | 30000 | 1 |  |  | 0.95 | Solar Inverter |  | OUTDOOR
SRP01052 | SMA AMERICA | SB7000US (208V) | 7000 | 3 |  |  | 0.95 | Solar Inverter |  | INDOOR
SRP01052 | SMA AMERICA | SB7000US (208V) | 7000 | 4 |  |  | 0.95 | Solar Inverter |  | INDOOR
SRP01057 | PV POWERED | PVP4800 | 4800 | 1 |  |  | 0.95 | Solar Inverter |  | INDOOR
SRP01087 | PV POWERED | PVP5200 | 4800 | 2 |  |  | 0.95 | Solar Inverter |  | INDOOR
SRP01094 | FRONIUS USA | IG 5100 | 5100 | 3 |  |  | 0.95 | Solar Inverter |  | INDOOR
SRP01098 | ENPHASE ENERGY | M200-32-240-S02 | 380 | 11 |  |  | 0.95 | Solar Inverter |  | Outside
SRP01110 | PV POWERED | PVP2000 | 2000 | 1 |  |  | 0.95 | Solar Inverter |  | INDOOR
SRP01110 | PV POWERED | PVP3000 | 3000 | 2 |  |  | 0.95 | Solar Inverter |  | INDOOR
SRP01146 | FRONIUS USA | IG 2000 | 2000 | 1 |  |  | 0.95 | Solar Inverter |  | INDOOR
SRP01146 | FRONIUS USA | IG 4000 | 4000 | 1 |  |  | 0.95 | Solar Inverter |  | INDOOR
SRP01159 | FRONIUS USA | IG 4000 | 4000 | 2 |  |  | 0.95 | Solar Inverter |  | OUTDOOR
SRP01177 | SMA AMERICA | SB700U | 7000 | 7 |  |  | 0.95 | Solar Inverter |  | OUTDOOR
SRP01182 | ENPHASE ENERGY | M200-32-240-S02 | 380 | 10 |  |  | 0.95 | Solar Inverter |  | OUTDOOR
SRP01264 | ENPHASE ENERGY | M175-24-208-S | 380 | 41 |  |  | 0.95 | Solar Inverter |  | OUTDOOR
SRP01319 | ENPHASE ENERGY | M200-32-208-S01 | 210 | 95 |  |  | 0.95 | Solar Inverter |  | OUTDOOR
SRP01320 | ENPHASE ENERGY | M200-32-208-S01 | 380 | 29 |  |  | 0.95 | Solar Inverter |  | OUTDOOR
SRP01329 | ENPHASE ENERGY | M200-32-208-S01 | 190 | 60 |  |  | 0.95 | Solar Inverter |  | OUTDOOR
SRP01330 | FRONIUS USA | IG 4000 | 4000 | 1 |  |  | 0.95 | Solar Inverter |  | OUTDOOR
SRP01330 | FRONIUS USA | IG 5100 | 5100 | 2 |  |  | 0.95 | Solar Inverter |  | OUTDOOR
SRP01339 | PV POWERED | PVP2500 | 2500 | 1 |  |  | 0.95 | Solar Inverter |  | INDOOR
SRP01339 | PV POWERED | PVP3500 | 3500 | 1 |  |  | 0.95 | Solar Inverter |  | INDOOR
SRP01347 | ENPHASE ENERGY | M175-24-208-S | 215 | 7 |  |  | 0.95 | Solar Inverter |  | Outside
SRP01347 | ENPHASE ENERGY | M200-32-208-S01 | 190 | 36 |  |  | 0.95 | Solar Inverter |  | Outside
SRP01348 | SMA AMERICA | SB5000US | 5000 | 1 |  |  | 0.95 | Solar Inverter |  | INDOOR
SRP01353 | FRONIUS USA |  | 7500 | 1 |  |  | 0.95 | Solar Inverter |  | OTHER
SRP01386 | ENPHASE ENERGY | M200-32-208-S01 | 190 | 15 |  |  | 0.95 | Solar Inverter |  | OUTDOOR
SRP01386 | ENPHASE ENERGY | M200-32-240-S02 | 380 | 20 |  |  | 0.95 | Solar Inverter |  | Outside
SRP01438 | SMA AMERICA | SB7000US (208V) | 7000 | 1 |  |  | 0.95 | Solar Inverter |  | OUTDOOR
SRP01459 | SUNSET | SUNSTRING 5000 | 5000 | 2 |  |  | 0.95 | Solar Inverter |  | Inside
SRP01479 | SMA AMERICA | SB3000US (208V) | 3000 | 1 |  |  | 0.95 | Solar Inverter |  | INDOOR
SRP01524 | ENPHASE ENERGY | M175-24-240-S02 | 190 | 25 |  |  | 0.95 | Solar Inverter |  | OUTDOOR
SRP01524 | FRONIUS USA | IG 4000 | 4000 | 1 |  |  | 0.95 | Solar Inverter |  | Outside
SRP01525 | SMA AMERICA | SB6000U (208V) | 6000 | 3 |  |  | 0.95 | Solar Inverter |  | INDOOR
SRP01527 | FRONIUS USA |  | 7500 | 1 |  |  | 0.95 | Solar Inverter |  | OUTDOOR
SRP01528 | ENPHASE ENERGY | M175-24-240-S02 | 190 | 55 |  |  | 0.95 | Solar Inverter |  | OUTDOOR
SRP01529 | ENPHASE ENERGY | M175-24-240-S02 | 190 | 75 |  |  | 0.95 | Solar Inverter |  | OUTDOOR
SRP01531 | ENPHASE ENERGY | M200-32-208-S01 | 190 | 12 |  |  | 0.95 | Solar Inverter |  | OUTDOOR
SRP01531 | FRONIUS USA |  | 7500 | 2 |  |  | 0.95 | Solar Inverter |  | OUTDOOR
SRP01533 | PV POWERED | PVP75KW-208 | 50000 | 1 |  |  | 0.95 | Solar Inverter |  | OUTDOOR
SRP01534 | PV POWERED | PVP75KW-208 | 50000 | 2 |  |  | 0.95 | Solar Inverter |  | OUTDOOR
SRP01565 | FRONIUS USA |  | 7500 | 1 |  |  | 0.95 | Solar Inverter |  | OUTDOOR
SRP01581 | FRONIUS USA | IG 2000 | 2000 | 1 |  |  | 0.95 | Solar Inverter |  | OUTDOOR
SRP01581 | FRONIUS USA | IG 4000 | 4000 | 1 |  |  | 0.95 | Solar Inverter |  | OUTDOOR
SRP01584 | FRONIUS USA | IG 4000 | 4000 | 1 |  |  | 0.95 | Solar Inverter |  | OUTDOOR
SRP01584 | FRONIUS USA | IG 5100 | 5100 | 1 |  |  | 0.95 | Solar Inverter |  | OUTDOOR
SRP01652 | SMA AMERICA | SB7000US (208V) | 7000 | 1 |  |  | 0.95 | Solar Inverter |  | OUTDOOR
SRP01655 | FRONIUS USA | IG 5100 | 5100 | 1 |  |  | 0.95 | Solar Inverter |  | OUTDOOR
SRP01702 | FRONIUS USA | IG 4000 | 4000 | 1 |  |  | 0.95 | Solar Inverter |  | INDOOR
SRP01702 | FRONIUS USA | IG 5100 | 5100 | 1 |  |  | 0.95 | Solar Inverter |  | INDOOR
SRP01710 | ENPHASE ENERGY | M200-32-208-S01 | 190 | 42 |  |  | 0.95 | Solar Inverter |  | Roof
SRP01779 | FRONIUS USA | IG 3000 | 3000 | 1 |  |  | 0.95 | Solar Inverter |  | OUTDOOR
SRP01782 | SMA AMERICA | SB6000U (208V) | 6000 | 3 |  |  | 0.95 | Solar Inverter |  | INDOOR
SRP01783 | ENPHASE ENERGY | M200-32-240-S02 | 380 | 19 |  |  | 0.95 | Solar Inverter |  | OUTDOOR
SRP01794 | SMA AMERICA | SB5000US | 5000 | 1 |  |  | 0.95 | Solar Inverter |  | Outside
SRP01833 | ENPHASE ENERGY | M200-32-240-S02 | 380 | 11 |  |  | 0.95 | Solar Inverter |  | OUTDOOR
SRP01857 | ENPHASE ENERGY | M200-32-240-S02 | 380 | 28 |  |  | 0.95 | Solar Inverter |  | OUTDOOR
SRP01934 | SMA AMERICA | SB6000U (208V) | 6000 | 1 |  |  | 0.95 | Solar Inverter |  | INDOOR
SRP01939 | ENPHASE ENERGY | M175-24-240-S | 190 | 44 |  |  | 0.95 | Solar Inverter |  | OUTDOOR
SRP01948 | SMA AMERICA | SB7000US (277V) | 7000 | 4 |  |  | 0.95 | Solar Inverter |  | INDOOR
SRP01964 | FRONIUS USA | IG 2000 NEG | 2000 | 1 |  |  | 0.95 | Solar Inverter |  | OUTDOOR
SRP01964 | FRONIUS USA | IG 4000 NEG | 4000 | 1 |  |  | 0.95 | Solar Inverter |  | OUTDOOR
SRP01991 | FRONIUS USA | IG 2000 | 2000 | 1 |  |  | 0.95 | Solar Inverter |  | INDOOR
SRP01991 | FRONIUS USA | IG 4000 | 4000 | 1 |  |  | 0.95 | Solar Inverter |  | INDOOR
SRP01992 | FRONIUS USA | IG 2000 | 2000 | 1 |  |  | 0.95 | Solar Inverter |  | INDOOR
SRP01996 | ENPHASE ENERGY | M200-32-208-S01 | 190 | 43 |  |  | 0.95 | Solar Inverter |  | Outside
SRP01997 | ENPHASE ENERGY | M200-32-208-S01 | 190 | 65 |  |  | 0.95 | Solar Inverter |  | INDOOR
SRP01998 | ENPHASE ENERGY | M200-32-208-S01 | 190 | 48 |  |  | 0.95 | Solar Inverter |  | Outside
SRP02016 | FRONIUS USA | IG 4000 | 4000 | 1 |  |  | 0.95 | Solar Inverter |  | INDOOR
SRP02085 | FRONIUS USA |  | 6000 | 1 |  |  | 0.95 | Solar Inverter |  | INDOOR
SRP02093 | ENPHASE ENERGY | M200-32-208-S01 | 190 | 50 |  |  | 0.95 | Solar Inverter |  | Inside
SRP02102 | SMA AMERICA | SB6000U (208V) | 6000 | 1 |  |  | 0.95 | Solar Inverter |  | INDOOR
SRP02102 | SMA AMERICA | SB7000US (208V) | 7000 | 2 |  |  | 0.95 | Solar Inverter |  | INDOOR
SRP02108 | ENPHASE ENERGY | M200-32-208-S01 | 190 | 13 |  |  | 0.95 | Solar Inverter |  | OUTDOOR
SRP02122 | SMA AMERICA | SB7000US (208V) | 7000 | 1 |  |  | 0.95 | Solar Inverter |  | OUTDOOR
SRP02125 | ENPHASE ENERGY | M200-32-208-S01 | 190 | 3 |  |  | 0.95 | Solar Inverter |  | OUTDOOR
SRP02125 | ENPHASE ENERGY | M200-32-208-S01 | 380 | 43 |  |  | 0.95 | Solar Inverter |  | Outside
SRP02171 | ENPHASE ENERGY | M200-32-240-S01 | 190 | 10 |  |  | 0.95 | Solar Inverter |  | Outside
SRP02171 | FRONIUS USA | IG 3000 NEG | 3000 | 1 |  |  | 0.95 | Solar Inverter |  | INDOOR
SRP02202 | SMA AMERICA | SB5000US | 5000 | 1 |  |  | 0.95 | Solar Inverter |  | OUTDOOR
SRP02205 | SMA AMERICA | SB6000U (208V) | 6000 | 1 |  |  | 0.95 | Solar Inverter |  | INDOOR
SRP02229 | FRONIUS USA | IG 4000 | 3800 | 1 |  |  | 0.95 | Solar Inverter |  | INDOOR
SRP02273 | PV POWERED | PVP100KW-208 | 100000 | 1 |  |  | 0.95 | Solar Inverter |  | Outside
SRP02273 | PV POWERED | PVP30KW-208 | 50000 | 1 |  |  | 0.95 | Solar Inverter |  | Outside
SRP02359 | FRONIUS USA | IG 3000 | 3000 | 1 |  |  | 0.95 | Solar Inverter |  | OUTDOOR
SRP02379 | PHOENIXTEC POWER | PS240US3R (208V) | 100000 | 2 |  |  | 0.95 | Solar Inverter |  | INDOOR
SRP02399 | FRONIUS USA | IG 4000 | 4000 | 3 |  |  | 0.95 | Solar Inverter |  | INDOOR
SRP02442 | FRONIUS USA | IG 4000 | 4000 | 2 |  |  | 0.95 | Solar Inverter |  | OUTDOOR
SRP02442 | FRONIUS USA | IG 5100 | 5100 | 1 |  |  | 0.95 | Solar Inverter |  | OUTDOOR
SRP02504 | ENPHASE ENERGY | M200-32-208-S01 | 190 | 11 |  |  | 0.95 | Solar Inverter |  | OUTDOOR
SRP02504 | SMA AMERICA | SB5000US | 5000 | 1 |  |  | 0.95 | Solar Inverter |  | OUTDOOR
SRP02509 | ENPHASE ENERGY | M200-32-208-S01 | 190 | 35 |  |  | 0.95 | Solar Inverter |  | OUTDOOR
SRP02510 | SMA AMERICA | SB3000US (208V) | 3000 | 1 |  |  | 0.95 | Solar Inverter |  | Outside
SRP02528 | SMA AMERICA | SB5000US (208V) | 5000 | 1 |  |  | 0.95 | Solar Inverter |  | INDOOR
SRP02528 | SMA AMERICA | SB6000U (208V) | 6000 | 2 |  |  | 0.95 | Solar Inverter |  | INDOOR
SRP02528 | SMA AMERICA | SB7000US (208V) | 7000 | 3 |  |  | 0.95 | Solar Inverter |  | INDOOR
SRP02590 | SUNPOWER CORP (ORIGINAL MFRSMA) | SPR-5000M (208V) | 5000 | 2 |  |  | 0.95 | Solar Inverter |  | OUTDOOR
SRP02590 | SUNPOWER CORP (ORIGINAL MFRSMA) | SPR-6000M (208V) | 6000 | 1 |  |  | 0.95 | Solar Inverter |  | OUTDOOR
SRP02672 | ENPHASE ENERGY | M200-32-208-S01 | 190 | 32 |  |  | 0.95 | Solar Inverter |  | OUTDOOR
SRP02674 | ENPHASE ENERGY | M200-32-208-S01 | 190 | 38 |  |  | 0.95 | Solar Inverter |  | OUTDOOR
SRP02681 | ENPHASE ENERGY | M200-32-208-S01 | 190 | 32 |  |  | 0.95 | Solar Inverter |  | OUTDOOR
SRP02734 | FRONIUS USA | IG 4000 | 4000 | 1 |  |  | 0.95 | Solar Inverter |  | Inside
SRP02744 | SMA AMERICA | SB5000US | 5000 | 1 |  |  | 0.95 | Solar Inverter |  | Outside
SRP02759 | FRONIUS USA | IG 4000 | 4000 | 1 |  |  | 0.95 | Solar Inverter |  | OUTDOOR
SRP02785 | ENPHASE ENERGY | M175-24-240-S02 | 190 | 42 |  |  | 0.95 | Solar Inverter |  | OUTDOOR
SRP02815 | ENPHASE ENERGY | M175-24-240-S02 | 190 | 45 |  |  | 0.95 | Solar Inverter |  | OUTDOOR
SRP02849 | FRONIUS USA | IG 4000 NEG | 4000 | 2 |  |  | 0.95 | Solar Inverter |  | INDOOR
SRP02927 | FRONIUS USA | IG 3000 | 3000 | 1 |  |  | 0.95 | Solar Inverter |  | OUTDOOR
SRP02927 | FRONIUS USA | IG 4000 | 4000 | 1 |  |  | 0.95 | Solar Inverter |  | OUTDOOR
SRP02929 | SMA AMERICA | SB4000US (240V) | 4000 | 1 |  |  | 0.95 | Solar Inverter |  | Outside
SRP02929 | SMA AMERICA | SB6000U (208V) | 6000 | 1 |  |  | 0.95 | Solar Inverter |  | Outside
SRP02969 | FRONIUS USA | IG 4000 | 4000 | 1 |  |  | 0.95 | Solar Inverter |  | INDOOR
SRP03001 | FRONIUS USA |  | 11400 | 1 |  |  | 0.95 | Solar Inverter |  | OUTDOOR
SRP03002 | FRONIUS USA |  | 10000 | 1 |  |  | 0.95 | Solar Inverter |  | OUTDOOR
SRP03038 | ENPHASE ENERGY | M200-32-208-S01 | 190 | 45 |  |  | 0.95 | Solar Inverter |  | OUTDOOR
SRP03082 | PV POWERED | PVP75KW-208 | 75000 | 1 |  |  | 0.95 | Solar Inverter |  | Outside
SRP03211 | PHOENIXTEC POWER | PS240US3R (240V) | 100000 | 2 |  |  | 0.95 | Solar Inverter |  | INDOOR
SRP03214 | ENPHASE ENERGY | M200-32-240-S01 | 190 | 14 |  |  | 0.95 | Solar Inverter |  | OUTDOOR
SRP03250 | FRONIUS USA | IG 3000 | 3000 | 1 |  |  | 0.95 | Solar Inverter |  | Inside
SRP03250 | FRONIUS USA | IG 5100 | 5100 | 1 |  |  | 0.95 | Solar Inverter |  | INDOOR
SRP03266 | SATCON TECHNOLOGY | PVS-250 (208 V) | 250000 | 1 |  |  | 0.95 | Solar Inverter |  | OUTDOOR
SRP03266 | SATCON TECHNOLOGY | PVS-250 (240 V) | 250000 | 1 |  |  | 0.95 | Solar Inverter |  | OUTDOOR
SRP03274 | ENPHASE ENERGY | M200-32-208-S01 | 215 | 42 |  |  | 0.95 | Solar Inverter |  | OUTDOOR
SRP03292 | KACO | 3601XI | 5002 | 2 |  |  | 0.95 | Solar Inverter |  | OUTDOOR
SRP03300 | SMA AMERICA | SB5000US | 5000 | 2 |  |  | 0.95 | Solar Inverter |  | OUTDOOR
SRP03365 | SUNPOWER CORP (ORIGINAL MFRSMA) | SPR-5000M (240V) | 5000 | 1 |  |  | 0.95 | Solar Inverter |  | INDOOR
SRP03378 | ENPHASE ENERGY | M200-32-240-S01 | 380 | 32 |  |  | 0.95 | Solar Inverter |  | OUTDOOR
SRP03402 | ENPHASE ENERGY | M200-32-208-S01 | 190 | 33 |  |  | 0.95 | Solar Inverter |  | OUTDOOR
SRP03413 | ENPHASE ENERGY | M200-32-208-S01 | 190 | 48 |  |  | 0.95 | Solar Inverter |  | OUTDOOR
SRP03434 | FRONIUS USA | IG 5100 | 5100 | 2 |  |  | 0.95 | Solar Inverter |  | OUTDOOR
SRP03435 | FRONIUS USA | IG 4000 | 4000 | 1 |  |  | 0.95 | Solar Inverter |  | INDOOR
SRP03435 | FRONIUS USA | IG 5100 | 5100 | 1 |  |  | 0.95 | Solar Inverter |  | INDOOR
SRP03440 | SMA AMERICA | SB7000US (208V) | 7000 | 1 |  |  | 0.95 | Solar Inverter |  | INDOOR
SRP03504 | SMA AMERICA | SB6000U (208V) | 6000 | 2 |  |  | 0.95 | Solar Inverter |  | OUTDOOR
SRP03504 | SMA AMERICA | SB7000US (208V) | 7000 | 1 |  |  | 0.95 | Solar Inverter |  | OUTDOOR
SRP03519 | KACO | 2901XI | 2500 | 1 |  |  | 0.95 | Solar Inverter |  | OUTDOOR
SRP03590 | FRONIUS USA | IG 2000 | 2000 | 1 |  |  | 0.95 | Solar Inverter |  | INDOOR
SRP03590 | FRONIUS USA | IG 5100 | 5100 | 1 |  |  | 0.95 | Solar Inverter |  | INDOOR
SRP03595 | FRONIUS USA | IG 5100 | 5100 | 1 |  |  | 0.95 | Solar Inverter |  | INDOOR
SRP03621 | SMA AMERICA | SB5000US | 5000 | 1 |  |  | 0.95 | Solar Inverter |  | OUTDOOR
SRP03621 | SMA AMERICA | SB7000US (208V) | 7000 | 1 |  |  | 0.95 | Solar Inverter |  | OUTDOOR
SRP03722 | ENPHASE ENERGY | M200-32-240-S02 | 380 | 14 |  |  | 0.95 | Solar Inverter |  | OUTDOOR
SRP03741 | SUNPOWER CORP (ORIGINAL MFRSMA) | SPR-6000M (208V) | 6500 | 1 |  |  | 0.95 | Solar Inverter |  | INDOOR
SRP03771 | SUNPOWER CORP (ORIGINAL MFRSMA) | SPR-4000M (208V) | 4000 | 2 |  |  | 0.95 | Solar Inverter |  | INDOOR
SRP03801 | ENPHASE ENERGY | M200-32-208-S01 | 190 | 46 |  |  | 0.95 | Solar Inverter |  | OUTDOOR
SRP03814 | SMA AMERICA | SB3000US (208V) | 3000 | 1 |  |  | 0.95 | Solar Inverter |  | Outside
SRP03829 | FRONIUS USA | IG 4000 | 4000 | 1 |  |  | 0.95 | Solar Inverter |  | OUTDOOR
SRP03873 | ENPHASE ENERGY | M200-32-208-S01 | 215 | 35 |  |  | 0.95 | Solar Inverter |  | OUTDOOR
SRP03884 | SMA AMERICA | SB5000US | 5000 | 2 |  |  | 0.95 | Solar Inverter |  | OUTDOOR
SRP03902 | FRONIUS USA | IG 2000 | 2000 | 2 |  |  | 0.95 | Solar Inverter |  | INDOOR
SRP03902 | FRONIUS USA | IG 4000 | 4000 | 1 |  |  | 0.95 | Solar Inverter |  | INDOOR
SRP03905 | ENPHASE ENERGY | M200-32-208-S01 | 190 | 34 |  |  | 0.95 | Solar Inverter |  | OUTDOOR
SRP03907 | ENPHASE ENERGY | M200-32-208-S01 | 190 | 42 |  |  | 0.95 | Solar Inverter |  | OUTDOOR
SRP03914 | SMA AMERICA | SB5000US | 5000 | 2 |  |  | 0.95 | Solar Inverter |  | OUTDOOR
SRP03914 | SMA AMERICA | SB6000U (208V) | 8000 | 1 |  |  | 0.95 | Solar Inverter |  | OUTDOOR
SRP03914 | SMA AMERICA | SB7000US (208V) | 7000 | 1 |  |  | 0.95 | Solar Inverter |  | OUTDOOR
SRP03916 | ENPHASE ENERGY | M200-32-208-S01 | 190 | 49 |  |  | 0.95 | Solar Inverter |  | OUTDOOR
SRP03918 | ENPHASE ENERGY | M200-32-208-S01 | 190 | 27 |  |  | 0.95 | Solar Inverter |  | Outside
SRP03918 | ENPHASE ENERGY | M200-32-208-S01 | 380 | 9 |  |  | 0.95 | Solar Inverter |  | OUTDOOR
SRP03919 | SMA AMERICA | SB3000US (208V) | 3000 | 1 |  |  | 0.95 | Solar Inverter |  | Inside
SRP03920 | ENPHASE ENERGY | M200-32-208-S01 | 190 | 51 |  |  | 0.95 | Solar Inverter |  | OUTDOOR
SRP03963 | ENPHASE ENERGY | M200-32-208-S01 | 190 | 32 |  |  | 0.95 | Solar Inverter |  | OUTDOOR
SRP03977 | FRONIUS USA | IG 3000 | 3000 | 2 |  |  | 0.95 | Solar Inverter |  | INDOOR
SRP03994 | FRONIUS USA | IG 4000 | 4000 | 2 |  |  | 0.95 | Solar Inverter |  | INDOOR
SRP03994 | FRONIUS USA | IG 5100 | 5100 | 1 |  |  | 0.95 | Solar Inverter |  | Inside
SRP03995 | FRONIUS USA |  | 6000 | 1 |  |  | 0.95 | Solar Inverter |  | OUTDOOR
SRP04003 | FRONIUS USA |  | 10100 | 12 |  |  | 0.95 | Solar Inverter |  | OUTDOOR
SRP04029 | SIEMENS INDUSTRY | SMIINV215R60XX (208V) | 215 | 30 |  |  | 0.95 | Solar Inverter |  | OUTDOOR
SRP04041 | SMA AMERICA | SB5000US | 5000 | 2 |  |  | 0.95 | Solar Inverter |  | OUTDOOR
SRP04060 | KACO | 1501XI | 1500 | 1 |  |  | 0.95 | Solar Inverter |  | OUTDOOR
SRP04060 | KACO | 2901XI | 2500 | 1 |  |  | 0.95 | Solar Inverter |  | OUTDOOR
SRP04088 | KACO | 3601XI | 5000 | 3 |  |  | 0.95 | Solar Inverter |  | INDOOR
SRP04093 | ENPHASE ENERGY | M200-32-208-S01 | 190 | 47 |  |  | 0.95 | Solar Inverter |  | OUTDOOR
SRP04094 | ENPHASE ENERGY | M200-32-208-S01 | 190 | 5 |  |  | 0.95 | Solar Inverter |  | OUTDOOR
SRP04094 | ENPHASE ENERGY | M200-32-240-S02 | 380 | 20 |  |  | 0.95 | Solar Inverter |  | Outside
SRP04126 | FRONIUS USA |  | 10000 | 1 |  |  | 0.95 | Solar Inverter |  | Inside
SRP04151 | ENPHASE ENERGY | M200-32-208-S01 | 215 | 24 |  |  | 0.95 | Solar Inverter |  | OUTDOOR
SRP04153 | ENPHASE ENERGY | M200-32-208-S01 | 190 | 17 |  |  | 0.95 | Solar Inverter |  | OUTDOOR
SRP04157 | ENPHASE ENERGY | M200-32-208-S01 | 215 | 30 |  |  | 0.95 | Solar Inverter |  | OUTDOOR
SRP04159 | ENPHASE ENERGY | M200-32-208-S01 | 215 | 39 |  |  | 0.95 | Solar Inverter |  | OUTDOOR
SRP04181 | ENPHASE ENERGY | M200-32-208-S01 | 215 | 20 |  |  | 0.95 | Solar Inverter |  | OUTDOOR
SRP04189 | ENPHASE ENERGY | M200-32-208-S01 | 190 | 18 |  |  | 0.95 | Solar Inverter |  | OUTDOOR
SRP04266 | ENPHASE ENERGY | M200-32-240-S02 | 215 | 19 |  |  | 0.95 | Solar Inverter |  | OUTDOOR
SRP04284 | ENPHASE ENERGY | M200-32-240-S02 | 210 | 19 |  |  | 0.95 | Solar Inverter |  | OUTDOOR
SRP04307 | SMA AMERICA | SB5000US | 5000 | 1 |  |  | 0.95 | Solar Inverter |  | OUTDOOR
SRP04307 | SMA AMERICA | SB7000US (208V) | 7000 | 3 |  |  | 0.95 | Solar Inverter |  | OUTDOOR
SRP04326 | FRONIUS USA |  | 7500 | 1 |  |  | 0.95 | Solar Inverter |  | Outside
SRP04326 | FRONIUS USA |  | 10000 | 1 |  |  | 0.95 | Solar Inverter |  | Outside
SRP04352 | SMA AMERICA | SB5000US (208V) | 5000 | 2 |  |  | 0.95 | Solar Inverter |  | Outside
SRP04352 | SMA AMERICA | SB7000US (208V) | 8000 | 2 |  |  | 0.95 | Solar Inverter |  | Outside
SRP04492 | SMA AMERICA | SUNNY BOY CONTROL PLUS | 2000 | 1 |  |  | 0.95 | Solar Inverter |  | Outside
SRP04496 | ENPHASE ENERGY | M200-32-208-S01 | 190 | 21 |  |  | 0.95 | Solar Inverter |  | OUTDOOR
SRP04497 | ENPHASE ENERGY | M200-32-208-S01 | 190 | 15 |  |  | 0.95 | Solar Inverter |  | OUTDOOR
SRP04500 | ENPHASE ENERGY | M200-32-208-S01 | 190 | 20 |  |  | 0.95 | Solar Inverter |  | OUTDOOR
SRP04557 | SMA AMERICA | SB5000US | 5000 | 1 |  |  | 0.95 | Solar Inverter |  | OUTDOOR
SRP04601 | SMA AMERICA | SB6000U (208V) | 6000 | 2 |  |  | 0.95 | Solar Inverter |  | OUTDOOR
SRP04733 | PV POWERED | PVP75KW-208 | 75000 | 1 |  |  | 0.95 | Solar Inverter |  | OUTDOOR
SRP04736 | PV POWERED | PVP100KW-208 | 100000 | 1 |  |  | 0.95 | Solar Inverter |  | OUTDOOR
SRP04736 | PV POWERED | PVP75KW-480 | 75000 | 2 |  |  | 0.95 | Solar Inverter |  | OUTDOOR
SRP04742 | FRONIUS USA | IG 2000 NEG | 2000 | 2 |  |  | 0.95 | Solar Inverter |  | OUTDOOR
SRP04816 | ENPHASE ENERGY | M200-32-240-S02 | 215 | 34 |  |  | 0.95 | Solar Inverter |  | OUTDOOR
SRP04890 | SATCON TECHNOLOGY | AE-100-60-PV-A | 100000 | 1 |  |  | 0.95 | Solar Inverter |  | OUTDOOR
SRP04890 | SATCON TECHNOLOGY | PVS-50 (208 V) | 50000 | 2 |  |  | 0.95 | Solar Inverter |  | Outside
SRP04893 | FRONIUS USA |  | 11400 | 1 |  |  | 0.95 | Solar Inverter |  | OUTDOOR
SRP04893 | SAT CON | PV-75 | 50000 | 1 |  |  | 0.95 | Solar Inverter |  | Outside
SRP05033 | ENPHASE ENERGY | M200-32-208-S01 | 215 | 52 |  |  | 0.95 | Solar Inverter |  | OUTDOOR
SRP05043 | ENPHASE ENERGY | M200-32-240-S02 | 215 | 50 |  |  | 0.95 | Solar Inverter |  | OUTDOOR
SRP05045 | ENPHASE ENERGY | M200-32-208-S01 | 190 | 13 |  |  | 0.95 | Solar Inverter |  | OUTDOOR
SRP05054 | ENPHASE ENERGY | M200-32-208-S01 | 190 | 18 |  |  | 0.95 | Solar Inverter |  | OUTDOOR
SRP05066 | FRONIUS USA | IG 4000 | 4000 | 1 |  |  | 0.95 | Solar Inverter |  | OUTDOOR
SRP05067 | SMA AMERICA | SB5000US | 5000 | 2 |  |  | 0.95 | Solar Inverter |  | OUTDOOR
SRP05067 | SMA AMERICA | SB7000US (208V) | 7000 | 2 |  |  | 0.95 | Solar Inverter |  | OUTDOOR
SRP05196 | SMA AMERICA | SB4000US (208V) | 4000 | 2 |  |  | 0.95 | Solar Inverter |  | INDOOR
SRP05198 | PV POWERED | PVP3500 | 3500 | 2 |  |  | 0.95 | Solar Inverter |  | OUTDOOR
SRP05315 | SOLECTRIA RENEWABLES | PVI82KW-208 | 82000 | 2 |  |  | 0.95 | Solar Inverter |  | OUTDOOR
SRP05317 | ENPHASE ENERGY | M200-32-208-S01 | 215 | 38 |  |  | 0.95 | Solar Inverter |  | OUTDOOR
SRP05360 | ENPHASE ENERGY | M200-32-208-S01 | 190 | 21 |  |  | 0.95 | Solar Inverter |  | OUTDOOR
SRP05369 | ENPHASE ENERGY | M200-32-208-S01 | 190 | 15 |  |  | 0.95 | Solar Inverter |  | OUTDOOR
SRP05390 | FRONIUS USA | IG 4000 | 4000 | 1 |  |  | 0.95 | Solar Inverter |  | OUTDOOR
SRP05402 | ENPHASE ENERGY | M200-32-240-S02 | 215 | 34 |  |  | 0.95 | Solar Inverter |  | Outside
SRP05416 | ENPHASE ENERGY | M200-32-208-S01 | 190 | 12 |  |  | 0.95 | Solar Inverter |  | OUTDOOR
SRP05461 | SMA AMERICA | SB7000US (208V) | 7000 | 2 |  |  | 0.95 | Solar Inverter |  | OUTDOOR
SRP05464 | FRONIUS USA | IG 4000 | 4000 | 1 |  |  | 0.95 | Solar Inverter |  | INDOOR
SRP05464 | FRONIUS USA |  | 7500 | 1 |  |  | 0.95 | Solar Inverter |  | INDOOR
SRP05497 | PV POWERED | PVP75KW-208 | 75000 | 1 |  |  | 0.95 | Solar Inverter |  | OUTDOOR
SRP05509 | FRONIUS USA |  | 7500 | 1 |  |  | 0.95 | Solar Inverter |  | INDOOR
SRP05598 | PV POWERED | PVP100KW-208 | 100000 | 2 |  |  | 0.95 | Solar Inverter |  | OUTDOOR
SRP05618 | FRONIUS USA | IG 4000 | 4000 | 1 |  |  | 0.95 | Solar Inverter |  | OUTDOOR
SRP05656 | ENPHASE ENERGY | M200-32-208-S01 | 190 | 14 |  |  | 0.95 | Solar Inverter |  | OUTDOOR
SRP05681 | SATCON TECHNOLOGY | PVS-375 (480 V) | 375000 | 1 |  |  | 0.95 | Solar Inverter |  | OUTDOOR
SRP05705 | FRONIUS USA | IG 4000 | 4000 | 1 |  |  | 0.95 | Solar Inverter |  | OUTDOOR
SRP05721 | FRONIUS USA |  | 11400 | 2 |  |  | 0.95 | Solar Inverter |  | OUTDOOR
SRP05760 | FRONIUS USA |  | 6000 | 1 |  |  | 0.95 | Solar Inverter |  | INDOOR
SRP05765 | ENPHASE ENERGY | M200-32-208-S01 | 215 | 48 |  |  | 0.95 | Solar Inverter |  | OUTDOOR
SRP05766 | ENPHASE ENERGY | M200-32-208-S01 | 215 | 29 |  |  | 0.95 | Solar Inverter |  | OUTDOOR
SRP05816 | ENPHASE ENERGY | M190-72-208-SXX (-NA) | 190 | 12 |  |  | 0.95 | Solar Inverter |  | OUTDOOR
SRP05816 | ENPHASE ENERGY | M215-60-2LL-S2X | 215 | 18 |  |  | 0.95 | Solar Inverter |  | OUTDOOR
SRP05831 | ENPHASE ENERGY | M200-32-240-S02 | 215 | 25 |  |  | 0.95 | Solar Inverter |  | OUTDOOR
SRP05833 | SATCON TECHNOLOGY | PVS-30 (240 V) | 30000 | 1 |  |  | 0.95 | Solar Inverter |  | INDOOR
SRP05839 | FRONIUS USA | IG 4000 | 4000 | 1 |  |  | 0.95 | Solar Inverter |  | INDOOR
SRP05905 | FRONIUS USA | IG 3000 | 3000 | 1 |  |  | 0.95 | Solar Inverter |  | OUTDOOR
SRP05906 | FRONIUS USA | IG 2000 | 2000 | 1 |  |  | 0.95 | Solar Inverter |  | OUTDOOR
SRP05906 | FRONIUS USA | IG 4000 | 4000 | 1 |  |  | 0.95 | Solar Inverter |  | OUTDOOR
SRP05959 | SMA AMERICA | SB5000US (208V) | 5000 | 2 |  |  | 0.95 | Solar Inverter |  | Inside
SRP05985 | FRONIUS USA | FRONIUS DATALOGGER EASY BOX | 1 | 1 |  |  | 0.95 | Solar Inverter |  | INDOOR
SRP06007 | ENPHASE ENERGY | M200-32-240-S02 | 215 | 41 |  |  | 0.95 | Solar Inverter |  | OUTDOOR
SRP06010 | SMA AMERICA | SB6000U (208V) | 6000 | 1 |  |  | 0.95 | Solar Inverter |  | OUTDOOR
SRP06010 | SMA AMERICA | SB7000US (208V) | 7000 | 2 |  |  | 0.95 | Solar Inverter |  | OUTDOOR
SRP06056 | ENPHASE ENERGY | M200-32-208-S01 | 190 | 14 |  |  | 0.95 | Solar Inverter |  | OUTDOOR
SRP06058 | ENPHASE ENERGY | M200-32-240-S02 | 190 | 13 |  |  | 0.95 | Solar Inverter |  | OUTDOOR
SRP06061 | ENPHASE ENERGY | M200-32-240-S02 | 190 | 12 |  |  | 0.95 | Solar Inverter |  | OUTDOOR
SRP06064 | ENPHASE ENERGY | M175-24-240-S02 | 190 | 26 |  |  | 0.95 | Solar Inverter |  | OUTDOOR
SRP06066 | ENPHASE ENERGY | M200-32-240-S02 | 190 | 24 |  |  | 0.95 | Solar Inverter |  | OUTDOOR
SRP06072 | ENPHASE ENERGY | M200-32-208-S01 | 215 | 17 |  |  | 0.95 | Solar Inverter |  | OUTDOOR
SRP06083 | ENPHASE ENERGY | M200-32-208-S01 | 190 | 14 |  |  | 0.95 | Solar Inverter |  | OUTDOOR
SRP06087 | ENPHASE ENERGY | M200-32-240-S02 | 215 | 43 |  |  | 0.95 | Solar Inverter |  | OUTDOOR
SRP06091 | SMA AMERICA | SB4000US (208V) | 4000 | 1 |  |  | 0.95 | Solar Inverter |  | OUTDOOR
SRP06091 | SMA AMERICA | SB5000US (208V) | 5000 | 2 |  |  | 0.95 | Solar Inverter |  | OUTDOOR
SRP06163 | PV POWERED | PVP30KW-208 | 35000 | 1 |  |  | 0.95 | Solar Inverter |  | INDOOR
SRP06182 | FRONIUS USA |  | 11400 | 4 |  |  | 0.95 | Solar Inverter |  | Outside
SRP06259 | FRONIUS USA |  | 11400 | 3 |  |  | 0.95 | Solar Inverter |  | OUTDOOR
SRP06437 | KACO | 1501XI | 5000 | 1 |  |  | 0.95 | Solar Inverter |  | Inside
SRP06437 | KACO | KACO DISPLAY | 35000 | 1 |  |  | 0.95 | Solar Inverter |  | Inside
SRP06453 | FRONIUS USA | IG 4000 | 4000 | 1 |  |  | 0.95 | Solar Inverter |  | OUTDOOR
SRP06473 | PV POWERED | PVP100KW-208 | 100000 | 2 |  |  | 0.95 | Solar Inverter |  | INDOOR
SRP06489 | FRONIUS USA | IG 3000 | 3000 | 1 |  |  | 0.95 | Solar Inverter |  | INDOOR
SRP06489 | FRONIUS USA | IG 4000 | 4000 | 1 |  |  | 0.95 | Solar Inverter |  | INDOOR
SRP06523 | FRONIUS USA | IG 3000 | 3000 | 1 |  |  | 0.95 | Solar Inverter |  | OUTDOOR
SRP06541 | SMA AMERICA | SB7000US (208V) | 7000 | 1 |  |  | 0.95 | Solar Inverter |  | OUTDOOR
SRP06547 | FRONIUS USA | IG 3000 | 3000 | 1 |  |  | 0.95 | Solar Inverter |  | INDOOR
SRP06547 | FRONIUS USA |  | 10000 | 1 |  |  | 0.95 | Solar Inverter |  | INDOOR
SRP06570 | FRONIUS USA |  | 10000 | 1 |  |  | 0.95 | Solar Inverter |  | INDOOR
SRP06571 | ENPHASE ENERGY | M200-32-240-S02 | 190 | 24 |  |  | 0.95 | Solar Inverter |  | OUTDOOR
SRP06577 | FRONIUS USA | IG 5100 | 5100 | 1 |  |  | 0.95 | Solar Inverter |  | Outside
SRP06587 | ENPHASE ENERGY | M200-32-208-S01 | 190 | 18 |  |  | 0.95 | Solar Inverter |  | OUTDOOR
SRP06591 | ENPHASE ENERGY | M200-32-240-S02 | 215 | 12 |  |  | 0.95 | Solar Inverter |  | OUTDOOR
SRP06592 | ENPHASE ENERGY | M200-32-240-S02 | 190 | 14 |  |  | 0.95 | Solar Inverter |  | OUTDOOR
SRP06607 | FRONIUS USA | FRONIUS DATALOGGER EASY CARD | 5100 | 1 |  |  | 0.95 | Solar Inverter |  | OUTDOOR
SRP06616 | FRONIUS USA | FRONIUS DATALOGGER EASY BOX | 5100 | 1 |  |  | 0.95 | Solar Inverter |  | INDOOR
SRP06672 | ENPHASE ENERGY | M175-24-240-S | 210 | 39 |  |  | 0.95 | Solar Inverter |  | Outside
SRP06705 | FRONIUS USA |  | 7500 | 1 |  |  | 0.95 | Solar Inverter |  | INDOOR
SRP06709 | FRONIUS USA | IG 4000 | 4000 | 2 |  |  | 0.95 | Solar Inverter |  | INDOOR
SRP06712 | ENPHASE ENERGY | M200-32-240-S02 | 210 | 18 |  |  | 0.95 | Solar Inverter |  | OUTDOOR
SRP06720 | ADVANCED ENERGY INDUSTRIES | 3159000-104 | 215 | 45 |  |  | 0.95 | Solar Inverter |  | OUTDOOR
SRP06732 | FRONIUS USA | IG 2000 | 2000 | 1 |  |  | 0.95 | Solar Inverter |  | Inside
SRP06732 | FRONIUS USA | IG 4000 | 4000 | 1 |  |  | 0.95 | Solar Inverter |  | Inside
SRP06800 | FRONIUS USA |  | 3800 | 1 |  |  | 0.95 | Solar Inverter |  | INDOOR
SRP06801 | ENPHASE ENERGY | M200-32-208-S01 | 215 | 13 |  |  | 0.95 | Solar Inverter |  | OUTDOOR
SRP06801 | ENPHASE ENERGY | M200-32-240-S02 | 215 | 28 |  |  | 0.95 | Solar Inverter |  | Outside
SRP06842 | SMA AMERICA | SB7000US (277V) | 8000 | 1 |  |  | 0.95 | Solar Inverter |  | INDOOR
SRP06845 | FRONIUS USA | FRONIUS DATALOGGER EASY BOX | 55500 | 2 |  |  | 0.95 | Solar Inverter |  | Outside
SRP06853 | ENPHASE ENERGY | M200-32-240-S02 | 215 | 48 |  |  | 0.95 | Solar Inverter |  | OUTDOOR
SRP06857 | ENPHASE ENERGY | M175-24-240-S02 | 190 | 18 |  |  | 0.95 | Solar Inverter |  | OUTDOOR
SRP06871 | ENPHASE ENERGY | M200-32-240-S02 | 190 | 24 |  |  | 0.95 | Solar Inverter |  | OUTDOOR
SRP06880 | SATCON TECHNOLOGY | PVS-30 (208 V) | 30000 | 1 |  |  | 0.95 | Solar Inverter |  | OUTDOOR
SRP06893 | SATCON TECHNOLOGY | PVS-30 (208 V) | 30000 | 1 |  |  | 0.95 | Solar Inverter |  | OUTDOOR
SRP06923 | FRONIUS USA |  | 3800 | 1 |  |  | 0.95 | Solar Inverter |  | INDOOR
SRP06946 | FRONIUS USA | IG 2000 | 2000 | 1 |  |  | 0.95 | Solar Inverter |  | OUTDOOR
SRP06946 | FRONIUS USA | IG 5100 | 5100 | 1 |  |  | 0.95 | Solar Inverter |  | OUTDOOR
SRP06947 | FRONIUS USA | IG 2000 | 2000 | 1 |  |  | 0.95 | Solar Inverter |  | OUTDOOR
SRP06947 | FRONIUS USA | IG 4000 | 4000 | 1 |  |  | 0.95 | Solar Inverter |  | OUTDOOR
SRP06951 | SMA AMERICA | SB3000US (208V) | 2000 | 1 |  |  | 0.95 | Solar Inverter |  | Inside
SRP06951 | SMA AMERICA | SB3000US (208V) | 2500 | 1 |  |  | 0.95 | Solar Inverter |  | Inside
SRP06954 | FRONIUS USA | IG 3000 | 3000 | 1 |  |  | 0.95 | Solar Inverter |  | INDOOR
SRP06954 | FRONIUS USA |  | 10000 | 1 |  |  | 0.95 | Solar Inverter |  | INDOOR
SRP06995 | PV POWERED | PVP75KW-208 | 75000 | 1 |  |  | 0.95 | Solar Inverter |  | OUTDOOR
SRP07027 | SMA AMERICA | SB7000US (240V) | 8000 | 1 |  |  | 0.95 | Solar Inverter |  | INDOOR
SRP07034 | SUNPOWER CORP (ORIGINAL MFRSMA) | SPR-7000M (208V) | 7000 | 1 |  |  | 0.95 | Solar Inverter |  | INDOOR
SRP07034 | SUNPOWER CORP (ORIGINAL MFRSMA) | SPR-7000M (240V) | 7000 | 1 |  |  | 0.95 | Solar Inverter |  | INDOOR
SRP07038 | SATCON TECHNOLOGY | PVS-30 (208 V) | 30000 | 1 |  |  | 0.95 | Solar Inverter |  | OUTDOOR
SRP07048 | KACO | 3601XI | 3500 | 2 |  |  | 0.95 | Solar Inverter |  | INDOOR
SRP07049 | KACO | 3601XI | 1500 | 1 |  |  | 0.95 | Solar Inverter |  | Inside
SRP07049 | KACO | 3601XI | 5000 | 1 |  |  | 0.95 | Solar Inverter |  | INDOOR
SRP07085 | KACO | 1501XI | 5000 | 1 |  |  | 0.95 | Solar Inverter |  | Inside
SRP07085 | KACO | 1501XI | 5000 | 1 |  |  | 0.95 | Solar Inverter |  | Inside
SRP07109 | ENPHASE ENERGY | M200-32-240-S01 | 215 | 10 |  |  | 0.95 | Solar Inverter |  | OUTDOOR
SRP07109 | FRONIUS USA | IG 4000 | 4000 | 1 |  |  | 0.95 | Solar Inverter |  | OUTDOOR
SRP07134 | FRONIUS USA | IG 5100 | 5100 | 1 |  |  | 0.95 | Solar Inverter |  | INDOOR
SRP07201 | FRONIUS USA |  | 6000 | 1 |  |  | 0.95 | Solar Inverter |  | OUTDOOR
SRP07207 | KACO | 1501XI | 5000 | 1 |  |  | 0.95 | Solar Inverter |  | OUTDOOR
SRP07210 | KACO | 2901XI | 3500 | 1 |  |  | 0.95 | Solar Inverter |  | OUTDOOR
SRP07225 | SATCON TECHNOLOGY | PVS-135 (208 V) | 135000 | 1 |  |  | 0.95 | Solar Inverter |  | OUTDOOR
SRP07230 | FRONIUS USA | IG 4000 | 4000 | 1 |  |  | 0.95 | Solar Inverter |  | Inside
SRP07235 | KACO | 3601XI | 5000 | 1 |  |  | 0.95 | Solar Inverter |  | INDOOR
SRP07240 | SMA AMERICA | SB3000US (240V) | 3000 | 1 |  |  | 0.95 | Solar Inverter |  | INDOOR
SRP07240 | SMA AMERICA | SB3800U (240V) | 3800 | 1 |  |  | 0.95 | Solar Inverter |  | INDOOR
SRP07304 | FRONIUS USA |  | 11400 | 1 |  |  | 0.95 | Solar Inverter |  | INDOOR
SRP07334 | FRONIUS USA |  | 11400 | 3 |  |  | 0.95 | Solar Inverter |  | OUTDOOR
SRP07335 | SMA AMERICA | SB4000US (208V) | 4000 | 1 |  |  | 0.95 | Solar Inverter |  | OUTDOOR
SRP07335 | SMA AMERICA | SB7000US (240V) | 7000 | 1 |  |  | 0.95 | Solar Inverter |  | OUTDOOR
SRP07337 | FRONIUS USA | IG 2000 | 2000 | 1 |  |  | 0.95 | Solar Inverter |  | INDOOR
SRP07337 | FRONIUS USA |  | 3000 | 1 |  |  | 0.95 | Solar Inverter |  | INDOOR
SRP07423 | SCHUCO USA | SB4000US (208V) | 6000 | 1 |  |  | 0.95 | Solar Inverter |  | INDOOR
SRP07426 | SMA AMERICA | SB7000US (240V) | 7000 | 1 |  |  | 0.95 | Solar Inverter |  | Inside
SRP07587 | KACO | 2901XI | 2500 | 1 |  |  | 0.95 | Solar Inverter |  | OUTDOOR
SRP07588 | KACO | 2901XI | 3500 | 1 |  |  | 0.95 | Solar Inverter |  | OUTDOOR
SRP07595 | ENPHASE ENERGY | M200-32-208-S01 | 190 | 15 |  |  | 0.95 | Solar Inverter |  | OUTDOOR
SRP07612 | ENPHASE ENERGY | M200-32-208-S01 | 190 | 17 |  |  | 0.95 | Solar Inverter |  | OUTDOOR
SRP07630 | ENPHASE ENERGY | M200-32-208-S01 | 190 | 20 |  |  | 0.95 | Solar Inverter |  | OUTDOOR
SRP07652 | ENPHASE ENERGY | M200-32-208-S01 | 190 | 15 |  |  | 0.95 | Solar Inverter |  | OUTDOOR
SRP07682 | KACO | 3601XI | 3500 | 1 |  |  | 0.95 | Solar Inverter |  | OUTDOOR
SRP07682 | KACO | 3601XI | 3500 | 1 |  |  | 0.95 | Solar Inverter |  | OUTDOOR
SRP07683 | SMA AMERICA | SB6000U (240V) | 6000 | 1 |  |  | 0.95 | Solar Inverter |  | Inside
SRP07688 | KACO | 3601XI | 3500 | 1 |  |  | 0.95 | Solar Inverter |  | Inside
SRP07842 | SMA AMERICA | SB7000US (277V) | 7000 | 1 |  |  | 0.95 | Solar Inverter |  | INDOOR
SRP07845 | ENPHASE ENERGY | M200-32-240-S02 | 215 | 36 |  |  | 0.95 | Solar Inverter |  | OUTDOOR
SRP07853 | FRONIUS USA |  | 7500 | 1 |  |  | 0.95 | Solar Inverter |  | OUTDOOR
SRP07872 | FRONIUS USA | IG 3000 | 3000 | 1 |  |  | 0.95 | Solar Inverter |  | INDOOR
SRP07880 | KACO | KACO DISPLAY | 2500 | 1 |  |  | 0.95 | Solar Inverter |  | Outside
SRP07880 | KACO | KACO DISPLAY | 5000 | 1 |  |  | 0.95 | Solar Inverter |  | Outside
SRP07981 | SOLECTRIA RENEWABLES | PVI60KW-208 | 60000 | 1 |  |  | 0.95 | Solar Inverter |  | OUTDOOR
SRP08013 | POWER-ONE | PVI-3000-I-OUTD-US | 3000 | 1 |  |  | 0.95 | Solar Inverter |  | Outside
SRP08033 | FRONIUS USA |  | 11400 | 3 |  |  | 0.95 | Solar Inverter |  | INDOOR
SRP08052 | FRONIUS USA | IG 3000 | 3000 | 1 |  |  | 0.95 | Solar Inverter |  | OUTDOOR
SRP08053 | FRONIUS USA | IG 4000 | 4000 | 1 |  |  | 0.95 | Solar Inverter |  | INDOOR
SRP08066 | ENPHASE ENERGY | M200-32-208-S01 | 190 | 18 |  |  | 0.95 | Solar Inverter |  | OUTDOOR
SRP08069 | ENPHASE ENERGY | M175-24-240-S02 | 190 | 28 |  |  | 0.95 | Solar Inverter |  | OUTDOOR
SRP08070 | ENPHASE ENERGY | M200-32-208-S01 | 190 | 28 |  |  | 0.95 | Solar Inverter |  | OUTDOOR
SRP08072 | FRONIUS USA | IG 4000 | 4000 | 1 |  |  | 0.95 | Solar Inverter |  | Outside
SRP08104 | FRONIUS USA |  | 10000 | 3 |  |  | 0.95 | Solar Inverter |  | OUTDOOR
SRP08111 | ENPHASE ENERGY | M200-32-240-S02 | 215 | 40 |  |  | 0.95 | Solar Inverter |  | OUTDOOR
SRP08131 | FRONIUS USA | IG 3000 | 3000 | 1 |  |  | 0.95 | Solar Inverter |  | Outside
SRP08131 | FRONIUS USA | IG 4000 | 4000 | 1 |  |  | 0.95 | Solar Inverter |  | Outside
SRP08160 | FRONIUS USA | IG 4000 | 4000 | 1 |  |  | 0.95 | Solar Inverter |  | OUTDOOR
SRP08165 | SMA AMERICA | SB6000US (240V) | 6000 | 1 |  |  | 0.95 | Solar Inverter |  | INDOOR
SRP08168 | FRONIUS USA | IG 3000 | 3000 | 1 |  |  | 0.95 | Solar Inverter |  | INDOOR
SRP08207 | ENPHASE ENERGY | M200-32-240-S02 | 190 | 28 |  |  | 0.95 | Solar Inverter |  | OUTDOOR
SRP08220 | ENPHASE ENERGY | M200-32-208-S01 | 190 | 21 |  |  | 0.95 | Solar Inverter |  | OUTDOOR
SRP08234 | PV POWERED | PVP2500 | 2500 | 1 |  |  | 0.95 | Solar Inverter |  | OUTDOOR
SRP08242 | ENPHASE ENERGY | M200-32-208-S01 | 190 | 10 |  |  | 0.95 | Solar Inverter |  | OUTDOOR
SRP08250 | ENPHASE ENERGY | M200-32-240-S02 | 190 | 14 |  |  | 0.95 | Solar Inverter |  | OUTDOOR
SRP08252 | ENPHASE ENERGY | M200-32-208-S01 | 190 | 14 |  |  | 0.95 | Solar Inverter |  | OUTDOOR
SRP08257 | FRONIUS USA | IG 4000 | 4000 | 1 |  |  | 0.95 | Solar Inverter |  | INDOOR
SRP08258 | ENPHASE ENERGY | M200-32-240-S02 | 190 | 19 |  |  | 0.95 | Solar Inverter |  | OUTDOOR
SRP08278 | ENPHASE ENERGY | M200-32-240-S02 | 215 | 21 |  |  | 0.95 | Solar Inverter |  | OUTDOOR
SRP08283 | SMA AMERICA | SB5000US (208V) | 5000 | 2 |  |  | 0.95 | Solar Inverter |  | OUTDOOR
SRP08324 | FRONIUS USA |  | 7500 | 1 |  |  | 0.95 | Solar Inverter |  | OUTDOOR
SRP08390 | SMA AMERICA | SB7000US (208V) | 8000 | 1 |  |  | 0.95 | Solar Inverter |  | OUTDOOR
SRP08429 | ENPHASE ENERGY | M200-32-208-S01 | 215 | 31 |  |  | 0.95 | Solar Inverter |  | OUTDOOR
SRP08443 | FRONIUS USA | IG 4000 | 4000 | 3 |  |  | 0.95 | Solar Inverter |  | Outside
SRP08460 | FRONIUS USA |  | 10000 | 1 |  |  | 0.95 | Solar Inverter |  | INDOOR
SRP08488 | ENPHASE ENERGY | M200-32-208-S01 | 190 | 7 |  |  | 0.95 | Solar Inverter |  | OUTDOOR
SRP08488 | ENPHASE ENERGY | M200-32-208-S01 | 190 | 8 |  |  | 0.95 | Solar Inverter |  | OUTDOOR
SRP08496 | ENPHASE ENERGY | M200-32-208-S01 | 190 | 27 |  |  | 0.95 | Solar Inverter |  | OUTDOOR
SRP08499 | ENPHASE ENERGY | M200-32-208-S01 | 190 | 15 |  |  | 0.95 | Solar Inverter |  | OUTDOOR
SRP08500 | ENPHASE ENERGY | M200-32-208-S01 | 215 | 33 |  |  | 0.95 | Solar Inverter |  | OUTDOOR
SRP08501 | ENPHASE ENERGY | M200-32-208-S01 | 190 | 11 |  |  | 0.95 | Solar Inverter |  | OUTDOOR
SRP08507 | SMA AMERICA | SB6000US (240V) | 6000 | 1 |  |  | 0.95 | Solar Inverter |  | OUTDOOR
SRP08510 | ENPHASE ENERGY | M200-32-208-S01 | 190 | 6 |  |  | 0.95 | Solar Inverter |  | OUTDOOR
SRP08510 | ENPHASE ENERGY | M200-32-208-S01 | 190 | 18 |  |  | 0.95 | Solar Inverter |  | OUTDOOR
SRP08512 | ENPHASE ENERGY | M200-32-208-S01 | 215 | 24 |  |  | 0.95 | Solar Inverter |  | OUTDOOR
SRP08514 | ENPHASE ENERGY | M200-32-208-S01 | 190 | 2 |  |  | 0.95 | Solar Inverter |  | OUTDOOR
SRP08514 | ENPHASE ENERGY | M200-32-208-S01 | 190 | 2 |  |  | 0.95 | Solar Inverter |  | OUTDOOR
SRP08514 | ENPHASE ENERGY | M200-32-208-S01 | 190 | 9 |  |  | 0.95 | Solar Inverter |  | OUTDOOR
SRP08527 | FRONIUS USA | IG 4000 NEG | 4000 | 1 |  |  | 0.95 | Solar Inverter |  | OUTDOOR
SRP08571 | FRONIUS USA |  | 5000 | 1 |  |  | 0.95 | Solar Inverter |  | OUTDOOR
SRP08571 | FRONIUS USA |  | 6000 | 1 |  |  | 0.95 | Solar Inverter |  | OUTDOOR
SRP08585 | FRONIUS USA |  | 7500 | 1 |  |  | 0.95 | Solar Inverter |  | INDOOR
SRP08612 | SMA AMERICA | SB4000US (240V) | 4000 | 1 |  |  | 0.95 | Solar Inverter |  | OUTDOOR
SRP08612 | SMA AMERICA | SB6000U (240V) | 6000 | 1 |  |  | 0.95 | Solar Inverter |  | Outside
SRP08654 | SMA AMERICA | SB6000U (240V) | 6000 | 1 |  |  | 0.95 | Solar Inverter |  | OUTDOOR
SRP08654 | SMA AMERICA | SB7000US (240V) | 7000 | 1 |  |  | 0.95 | Solar Inverter |  | OUTDOOR
SRP08720 | FRONIUS USA |  | 7500 | 1 |  |  | 0.95 | Solar Inverter |  | INDOOR
SRP08736 | KACO | 1501XI | 5000 | 1 |  |  | 0.95 | Solar Inverter |  | OUTDOOR
SRP08878 | ENPHASE ENERGY | M200-32-240-S02 | 215 | 54 |  |  | 0.95 | Solar Inverter |  | Outside
SRP08919 | IPOWER | SHO-5.2 | 10000 | 7 |  |  | 0.95 | Solar Inverter |  | Outside
SRP08923 | ENPHASE ENERGY | M200-32-208-S01 | 190 | 10 |  |  | 0.95 | Solar Inverter |  | OUTDOOR
SRP08946 | SMA AMERICA | SB3000US (208V) | 2500 | 1 |  |  | 0.95 | Solar Inverter |  | INDOOR
SRP08946 | SMA AMERICA | SB3000US (240V) | 3000 | 1 |  |  | 0.95 | Solar Inverter |  | INDOOR
SRP08947 | SMA AMERICA | SB6000U (208V) | 6000 | 1 |  |  | 0.95 | Solar Inverter |  | OUTDOOR
SRP08956 | SCHUCO USA | SB6000U (208V) | 6000 | 1 |  |  | 0.95 | Solar Inverter |  | OUTDOOR
SRP09034 | ENPHASE ENERGY | M200-32-208-S01 | 190 | 10 |  |  | 0.95 | Solar Inverter |  | OUTDOOR
SRP09050 | FRONIUS USA |  | 10000 | 1 |  |  | 0.95 | Solar Inverter |  | INDOOR
SRP09056 | ENPHASE ENERGY | M175-24-240-S | 215 | 23 |  |  | 0.95 | Solar Inverter |  | OUTDOOR
SRP09069 | POWER-ONE | PVI-6000-OUTD-US-W (208 V) | 6000 | 1 |  |  | 0.95 | Solar Inverter |  | OUTDOOR
SRP09101 | FRONIUS USA |  | 10000 | 1 |  |  | 0.95 | Solar Inverter |  | OUTDOOR
SRP09102 | SMA AMERICA | SB5000US (240V) | 5000 | 1 |  |  | 0.95 | Solar Inverter |  | OUTDOOR
SRP09103 | POWER-ONE | PVI-6000-OUTD-US-W (208 V) | 6000 | 1 |  |  | 0.95 | Solar Inverter |  | Outside
SRP09109 | ENPHASE ENERGY | M200-32-240-S02 | 190 | 15 |  |  | 0.95 | Solar Inverter |  | OUTDOOR
SRP09155 | ENPHASE ENERGY | M200-32-240-S02 | 215 | 16 |  |  | 0.95 | Solar Inverter |  | OUTDOOR
SRP09173 | FRONIUS USA |  | 10000 | 1 |  |  | 0.95 | Solar Inverter |  | INDOOR
SRP09190 | SMA AMERICA | SB5000US (208V) | 5000 | 1 |  |  | 0.95 | Solar Inverter |  | INDOOR
SRP09214 | FRONIUS USA | IG 3000 | 3000 | 1 |  |  | 0.95 | Solar Inverter |  | INDOOR
SRP09228 | ENPHASE ENERGY | M200-32-240-S02 | 190 | 11 |  |  | 0.95 | Solar Inverter |  | OUTDOOR
SRP09231 | ENPHASE ENERGY | M200-32-240-S02 | 190 | 15 |  |  | 0.95 | Solar Inverter |  | OUTDOOR
SRP09232 | ENPHASE ENERGY | M200-32-240-S02 | 190 | 17 |  |  | 0.95 | Solar Inverter |  | OUTDOOR
SRP09248 | SMA AMERICA | SB5000US | 5000 | 1 |  |  | 0.95 | Solar Inverter |  | OUTDOOR
SRP09258 | PV POWERED | PVP75KW-208 | 50000 | 1 |  |  | 0.95 | Solar Inverter |  | OUTDOOR
SRP09267 | ENPHASE ENERGY | M175-24-240-S | 190 | 12 |  |  | 0.95 | Solar Inverter |  | OUTDOOR
SRP09277 | ENPHASE ENERGY | M175-24-208-S01 | 190 | 28 |  |  | 0.95 | Solar Inverter |  | OUTDOOR
SRP09288 | POWER-ONE | PVI-4.2-OUTD-S-US (208 V) | 4200 | 1 |  |  | 0.95 | Solar Inverter |  | Inside
SRP09288 | POWER-ONE | PVI-5000-OUTD-US (208 V) | 5000 | 1 |  |  | 0.95 | Solar Inverter |  | Inside
SRP09290 | SMA AMERICA | SB6000US (240V) | 6000 | 1 |  |  | 0.95 | Solar Inverter |  | INDOOR
SRP09335 | FRONIUS USA |  | 11400 | 4 |  |  | 0.95 | Solar Inverter |  | Inside
SRP09344 | FRONIUS USA |  | 11400 | 2 |  |  | 0.95 | Solar Inverter |  | OUTDOOR
SRP09358 | FRONIUS USA |  | 11400 | 5 |  |  | 0.95 | Solar Inverter |  | OUTDOOR
SRP09378 | ENPHASE ENERGY | M200-32-240-S02 | 190 | 3 |  |  | 0.95 | Solar Inverter |  | OUTDOOR
SRP09382 | KACO | 3601XI | 5000 | 1 |  |  | 0.95 | Solar Inverter |  | OUTDOOR
SRP09384 | FRONIUS USA |  | 11400 | 2 |  |  | 0.95 | Solar Inverter |  | INDOOR
SRP09403 | FRONIUS USA |  | 10000 | 1 |  |  | 0.95 | Solar Inverter |  | INDOOR
SRP09436 | FRONIUS USA |  | 7500 | 1 |  |  | 0.95 | Solar Inverter |  | OUTDOOR
SRP09458 | FRONIUS USA |  | 7500 | 1 |  |  | 0.95 | Solar Inverter |  | OUTDOOR
SRP09467 | SAT CON | SATCON 50KWAC | 50000 | 1 |  |  | 0.95 | Solar Inverter |  | Outside
SRP09474 | ENPHASE ENERGY | M200-32-208-S01 | 190 | 14 |  |  | 0.95 | Solar Inverter |  | OUTDOOR
SRP09489 | FRONIUS USA | IG 3000 | 3000 | 2 |  |  | 0.95 | Solar Inverter |  | INDOOR
SRP09655 | ENPHASE ENERGY | M200-32-240-S02 | 190 | 15 |  |  | 0.95 | Solar Inverter |  | OUTDOOR
SRP09686 | SMA AMERICA | SB7000US (240V) | 7000 | 1 |  |  | 0.95 | Solar Inverter |  | OUTDOOR
SRP09699 | SUNPOWER CORP (ORIGINAL MFRSMA) | SPR-3000M (208V) | 3000 | 1 |  |  | 0.95 | Solar Inverter |  | Inside
SRP09699 | SUNPOWER CORP (ORIGINAL MFRSMA) | SPR-7000M (240V) | 8000 | 2 |  |  | 0.95 | Solar Inverter |  | INDOOR
SRP09722 | FRONIUS USA |  | 10000 | 5 |  |  | 0.95 | Solar Inverter |  | Outside
SRP09824 | FRONIUS USA |  | 11400 | 1 |  |  | 0.95 | Solar Inverter |  | OUTDOOR
SRP09824 | FRONIUS USA |  | 11400 | 1 |  |  | 0.95 | Solar Inverter |  | OUTDOOR
SRP09824 | FRONIUS USA |  | 11400 | 1 |  |  | 0.95 | Solar Inverter |  | OUTDOOR
SRP09844 | ENPHASE ENERGY | M200-32-240-S02 | 190 | 26 |  |  | 0.95 | Solar Inverter |  | OUTDOOR
SRP09902 | POWER-ONE | PVI-3000-I-OUTD-US-F (240V) | 5000 | 1 |  |  | 0.95 | Solar Inverter |  | OUTDOOR
SRP09969 | SMA AMERICA | SB8000US-12 (240V) | 8000 | 1 |  |  | 0.95 | Solar Inverter |  | INDOOR
SRP10135 | SMA AMERICA | SB3000US (208V) | 3000 | 1 |  |  | 0.95 | Solar Inverter |  | Inside
SRP10135 | SMA AMERICA | SB5000US (208V) | 5000 | 1 |  |  | 0.95 | Solar Inverter |  | Inside
SRP10155 | SMA AMERICA | SB4000US (208V) | 4000 | 1 |  |  | 0.95 | Solar Inverter |  | Inside
SRP10173 | FRONIUS USA | IG 4000 | 4000 | 1 |  |  | 0.95 | Solar Inverter |  | INDOOR
SRP10188 | SUNPOWER CORP (ORIGINAL MFRSMA) | SPR-3000M (208V) | 3000 | 1 |  |  | 0.95 | Solar Inverter |  | INDOOR
SRP10188 | SUNPOWER CORP (ORIGINAL MFRSMA) | SPR-5000M (208V) | 5000 | 1 |  |  | 0.95 | Solar Inverter |  | INDOOR
SRP10225 | FRONIUS USA |  | 11400 | 1 |  |  | 0.95 | Solar Inverter |  | OUTDOOR
SRP10225 | FRONIUS USA |  | 11400 | 2 |  |  | 0.95 | Solar Inverter |  | OUTDOOR
SRP10298 | PV POWERED | PVP75KW-480 | 75000 | 1 |  |  | 0.95 | Solar Inverter |  | OUTDOOR
SRP10325 | SMA AMERICA | SB7000US (240V) | 7000 | 1 |  |  | 0.95 | Solar Inverter |  | OUTDOOR
SRP10340 | FRONIUS USA |  | 10000 | 1 |  |  | 0.95 | Solar Inverter |  | OUTDOOR
SRP10359 | XANTREX TECHNOLOGY | GT3.8-NA-240/208 UL-05 (208VAC) | 3800 | 1 |  |  | 0.95 | Solar Inverter |  | OUTDOOR
SRP10382 | FRONIUS USA |  | 3000 | 1 |  |  | 0.95 | Solar Inverter |  | OUTDOOR
SRP10382 | FRONIUS USA |  | 5000 | 1 |  |  | 0.95 | Solar Inverter |  | OUTDOOR
SRP10387 | SMA AMERICA | SB4000US (240V) | 4000 | 1 |  |  | 0.95 | Solar Inverter |  | OUTDOOR
SRP10387 | SMA AMERICA | SB6000US (240V) | 6000 | 1 |  |  | 0.95 | Solar Inverter |  | OUTDOOR
SRP10421 | FRONIUS USA | IG 4000 | 4000 | 1 |  |  | 0.95 | Solar Inverter |  | INDOOR
SRP10520 | FRONIUS USA |  | 10000 | 1 |  |  | 0.95 | Solar Inverter |  | Inside
SRP10521 | SMA AMERICA | SB5000US (240V) | 5000 | 1 |  |  | 0.95 | Solar Inverter |  | OUTDOOR
SRP10530 | SMA AMERICA | SB4000US (240V) | 4000 | 1 |  |  | 0.95 | Solar Inverter |  | OUTDOOR
SRP10530 | SMA AMERICA | SB6000U (240V) | 6000 | 1 |  |  | 0.95 | Solar Inverter |  | OUTDOOR
SRP10572 | SUNPOWER CORP (ORIGINAL MFRSMA) | SPR-4000M (240V) | 4000 | 1 |  |  | 0.95 | Solar Inverter |  | INDOOR
SRP10572 | SUNPOWER CORP (ORIGINAL MFRSMA) | SPR-7000M (240V) | 8000 | 1 |  |  | 0.95 | Solar Inverter |  | INDOOR
SRP10574 | SMA AMERICA | SB5000US (240V) | 5000 | 1 |  |  | 0.95 | Solar Inverter |  | OUTDOOR
SRP10574 | SMA AMERICA | SB6000U (240V) | 6000 | 1 |  |  | 0.95 | Solar Inverter |  | OUTDOOR
SRP10579 | FRONIUS USA |  | 10000 | 1 |  |  | 0.95 | Solar Inverter |  | OUTDOOR
SRP10581 | SMA AMERICA | SB3000US (240V) | 3000 | 1 |  |  | 0.95 | Solar Inverter |  | INDOOR
SRP10581 | SMA AMERICA | SB7000US (240V) | 7000 | 1 |  |  | 0.95 | Solar Inverter |  | INDOOR
SRP10582 | SMA AMERICA | SB5000US (240V) | 5000 | 1 |  |  | 0.95 | Solar Inverter |  | OUTDOOR
SRP10582 | SMA AMERICA | SB6000US (240V) | 6000 | 3 |  |  | 0.95 | Solar Inverter |  | OUTDOOR
SRP10611 | FRONIUS USA |  | 10000 | 1 |  |  | 0.95 | Solar Inverter |  | INDOOR
SRP10632 | SMA AMERICA | SB5000US (240V) | 5000 | 1 |  |  | 0.95 | Solar Inverter |  | INDOOR
SRP10632 | SMA AMERICA | SB6000U (240V) | 6000 | 1 |  |  | 0.95 | Solar Inverter |  | INDOOR
SRP10633 | SMA AMERICA | SB4000US (240V) | 4000 | 1 |  |  | 0.95 | Solar Inverter |  | OUTDOOR
SRP10633 | SMA AMERICA | SB6000US (240V) | 6000 | 1 |  |  | 0.95 | Solar Inverter |  | OUTDOOR
SRP10655 | SUNPOWER CORP (ORIGINAL MFRSMA) | SPR-5000M (240V) | 5000 | 1 |  |  | 0.95 | Solar Inverter |  | INDOOR
SRP10778 | SUNPOWER CORP (ORIGINAL MFRSMA) | SPR-3000M (240V) | 3000 | 1 |  |  | 0.95 | Solar Inverter |  | OUTDOOR
SRP10778 | SUNPOWER CORP (ORIGINAL MFRSMA) | SPR-4000M (240V) | 4000 | 1 |  |  | 0.95 | Solar Inverter |  | OUTDOOR
SRP10779 | SUNPOWER CORP (ORIGINAL MFRSMA) | SPR-3000M (208V) | 3800 | 1 |  |  | 0.95 | Solar Inverter |  | OUTDOOR
SRP10779 | SUNPOWER CORP (ORIGINAL MFRSMA) | SPR-3000M (208V) | 3800 | 1 |  |  | 0.95 | Solar Inverter |  | OUTDOOR
SRP10856 | SMA AMERICA | SB3000US (240V) | 3000 | 2 |  |  | 0.95 | Solar Inverter |  | OUTDOOR
SRP10858 | SMA AMERICA | SB3000US (240V) | 3000 | 1 |  |  | 0.95 | Solar Inverter |  | OUTDOOR
SRP10887 | SUNPOWER CORP (ORIGINAL MFRSMA) | SPR-7000M (277V) | 7500 | 1 |  |  | 0.95 | Solar Inverter |  | Inside
SRP10910 | XANTREX TECHNOLOGY | XW4548-120/240-60 | 6000 | 2 |  |  | 0.95 | Solar Inverter |  | INDOOR
SRP10927 | SUNPOWER CORP (ORIGINAL MFR - PV POWERED LLC) | SPR-5200 | 6000 | 2 |  |  | 0.95 | Solar Inverter |  | INDOOR
SRP10930 | SUNPOWER CORP (ORIGINAL MFR - PV POWERED LLC) | SPR-3500 | 3800 | 1 |  |  | 0.95 | Solar Inverter |  | OUTDOOR
SRP10930 | SUNPOWER CORP (ORIGINAL MFR - PV POWERED LLC) | SPR-3500 | 3800 | 1 |  |  | 0.95 | Solar Inverter |  | OUTDOOR
SRP10971 | SMA AMERICA | SB4000US (208V) | 4000 | 1 |  |  | 0.95 | Solar Inverter |  | Inside
SRP10971 | SMA AMERICA | SB6000U (208V) | 6000 | 1 |  |  | 0.95 | Solar Inverter |  | Inside
SRP11012 | SMA AMERICA | SB3000US (240V) | 3000 | 1 |  |  | 0.95 | Solar Inverter |  | OUTDOOR
SRP11012 | SMA AMERICA | SB6000US (240V) | 6000 | 1 |  |  | 0.95 | Solar Inverter |  | OUTDOOR
SRP11040 | SMA AMERICA | SB4000US (208V) | 4000 | 1 |  |  | 0.95 | Solar Inverter |  | OUTDOOR
SRP11040 | SMA AMERICA | SB6000U (208V) | 6000 | 1 |  |  | 0.95 | Solar Inverter |  | OUTDOOR
SRP11061 | ENPHASE ENERGY | M190-72-240-SXX (-NA) | 190 | 11 |  |  | 0.95 | Solar Inverter |  | OUTDOOR
SRP11061 | ENPHASE ENERGY | M190-72-240-SXX (-NA) | 190 | 13 |  |  | 0.95 | Solar Inverter |  | OUTDOOR
SRP11061 | ENPHASE ENERGY | M200-32-208-S01 | 190 | 6 |  |  | 0.95 | Solar Inverter |  | OUTDOOR
SRP11123 | SUNPOWER CORP (ORIGINAL MFRSMA) | SPR-3000M (240V) | 3000 | 1 |  |  | 0.95 | Solar Inverter |  | Outside
SRP11123 | SUNPOWER CORP (ORIGINAL MFRSMA) | SPR-6000M (240V) | 6000 | 1 |  |  | 0.95 | Solar Inverter |  | Outside
SRP11229 | FRONIUS USA |  | 7500 | 1 |  |  | 0.95 | Solar Inverter |  | INDOOR
SRP11229 | FRONIUS USA |  | 7500 | 2 |  |  | 0.95 | Solar Inverter |  | INDOOR
SRP11230 | FRONIUS USA |  | 7500 | 1 |  |  | 0.95 | Solar Inverter |  | INDOOR
SRP11230 | FRONIUS USA |  | 7500 | 2 |  |  | 0.95 | Solar Inverter |  | INDOOR
SRP11236 | SMA AMERICA | SB6000U (208V) | 6000 | 1 |  |  | 0.95 | Solar Inverter |  | OUTDOOR
SRP11260 | PV POWERED | PVP75KW-480 | 75000 | 1 |  |  | 0.95 | Solar Inverter |  | INDOOR
SRP11282 | FRONIUS USA |  | 11400 | 1 |  |  | 0.95 | Solar Inverter |  | INDOOR
SRP11303 | SMA AMERICA | SB7000US (208V) | 7000 | 1 |  |  | 0.95 | Solar Inverter |  | OUTDOOR
SRP11306 | SMA AMERICA | SB5000US (208V) | 5000 | 1 |  |  | 0.95 | Solar Inverter |  | OUTDOOR
SRP11402 | ENPHASE ENERGY | M200-32-208-S01 | 190 | 68 |  |  | 0.95 | Solar Inverter |  | OUTDOOR
SRP11440 | FRONIUS USA |  | 11400 | 1 |  |  | 0.95 | Solar Inverter |  | INDOOR
SRP11456 | FRONIUS USA |  | 7500 | 1 |  |  | 0.95 | Solar Inverter |  | Inside
SRP11588 | FRONIUS USA |  | 6000 | 1 |  |  | 0.95 | Solar Inverter |  | OUTDOOR
SRP11588 | FRONIUS USA |  | 7500 | 2 |  |  | 0.95 | Solar Inverter |  | OUTDOOR
SRP11588 | FRONIUS USA |  | 9995 | 4 |  |  | 0.95 | Solar Inverter |  | OUTDOOR
SRP11603 | FRONIUS USA |  | 7500 | 1 |  |  | 0.95 | Solar Inverter |  | OUTDOOR
SRP11603 | FRONIUS USA |  | 10000 | 1 |  |  | 0.95 | Solar Inverter |  | OUTDOOR
SRP11646 | FRONIUS USA |  | 7500 | 1 |  |  | 0.95 | Solar Inverter |  | Inside
SRP11714 | FRONIUS USA |  | 7500 | 1 |  |  | 0.95 | Solar Inverter |  | INDOOR
SRP11747 | EXELTECH | AC2-1-*-6-5-XX | 216 | 384 |  |  | 0.95 | Solar Inverter |  | OUTDOOR
SRP11842 | FRONIUS USA |  | 10000 | 1 |  |  | 0.95 | Solar Inverter |  | INDOOR
SRP11904 | FRONIUS USA |  | 10000 | 1 |  |  | 0.95 | Solar Inverter |  | INDOOR
SRP11943 | PV POWERED | PVP75KW-480 | 50000 | 1 |  |  | 0.95 | Solar Inverter |  | OUTDOOR
SRP11949 | ENPHASE ENERGY | M190-72-208-SXX (-NA) | 190 | 30 |  |  | 0.95 | Solar Inverter |  | OUTDOOR
SRP11989 | SIEMENS INDUSTRY | SMIINV215R60XX (240V) | 215 | 18 |  |  | 0.95 | Solar Inverter |  | OUTDOOR
SRP12042 | SOLECTRIA RENEWABLES | PVI82KW-208 | 82000 | 2 |  |  | 0.95 | Solar Inverter |  | INDOOR
SRP12163 | FRONIUS USA | IG PLUS V 3.0-240 | 3000 | 1 |  |  | 0.95 | Solar Inverter |  | OUTDOOR
SRP12287 | ENPHASE ENERGY | M175-24-208-S | 215 | 10 |  |  | 0.95 | Solar Inverter |  | OUTDOOR
SRP12287 | ENPHASE ENERGY | M175-24-208-S | 215 | 28 |  |  | 0.95 | Solar Inverter |  | OUTDOOR
SRP12393 | SUNPOWER CORP (ORIGINAL MFRFRONIUS) | SPR-4000F-277 | 5000 | 1 |  |  | 0.95 | Solar Inverter |  | Outside
SRP12397 | FRONIUS USA |  | 10000 | 1 |  |  | 0.95 | Solar Inverter |  | INDOOR
SRP12437 | ENPHASE ENERGY | M200-32-208-S01 | 190 | 30 |  |  | 0.95 | Solar Inverter |  | OUTDOOR
SRP12545 | SOLECTRIA RENEWABLES | PVI82KW-480 | 82000 | 1 |  |  | 0.95 | Solar Inverter |  | OUTDOOR
SRP12585 | SMA AMERICA | SB6000US (240V) | 6000 | 1 |  |  | 0.95 | Solar Inverter |  | OUTDOOR
SRP12585 | SUNPOWER CORP (ORIGINAL MFRSMA) | SPR-5000M (208V) | 5000 | 1 |  |  | 0.95 | Solar Inverter |  | OUTDOOR
SRP12631 | FRONIUS USA |  | 10000 | 1 |  |  | 0.95 | Solar Inverter |  | OUTDOOR
SRP12966 | SMA AMERICA | SB6000U (240V) | 6000 | 1 |  |  | 0.95 | Solar Inverter |  | OUTDOOR
SRP13465 | FRONIUS USA |  | 10000 | 1 |  |  | 0.95 | Solar Inverter |  | OUTDOOR
SRP13471 | FRONIUS USA |  | 7500 | 1 |  |  | 0.95 | Solar Inverter |  | Inside
SRP13489 | SUNPOWER | SPR-7501F-208 | 7500 | 2 |  |  | 0.95 | Solar Inverter |  | OUTDOOR
SRP13529 | FRONIUS USA |  | 7500 | 1 |  |  | 0.95 | Solar Inverter |  | OUTDOOR
SRP13544 | FRONIUS USA | IG PLUS V 11.4-208 | 11400 | 3 |  |  | 0.95 | Solar Inverter |  | Inside
SRP13551 | FRONIUS USA |  | 10000 | 1 |  |  | 0.95 | Solar Inverter |  | INDOOR
SRP13552 | ENPHASE ENERGY | M200-32-240-S02 | 190 | 45 |  |  | 0.95 | Solar Inverter |  | OUTDOOR
SRP13584 | SOLECTRIA RENEWABLES | PVI60KW-480 | 60000 | 2 |  |  | 0.95 | Solar Inverter |  | INDOOR
SRP13617 | FRONIUS USA |  | 10000 | 1 |  |  | 0.95 | Solar Inverter |  | INDOOR
SRP13617 | FRONIUS USA |  | 11400 | 4 |  |  | 0.95 | Solar Inverter |  | INDOOR
SRP13620 | SOLECTRIA RENEWABLES | PVI60KW-208 | 60000 | 2 |  |  | 0.95 | Solar Inverter |  | INDOOR
SRP13621 | FRONIUS USA |  | 10000 | 1 |  |  | 0.95 | Solar Inverter |  | Inside
SRP13622 | FRONIUS USA |  | 7500 | 1 |  |  | 0.95 | Solar Inverter |  | Inside
SRP13626 | FRONIUS USA |  | 10000 | 1 |  |  | 0.95 | Solar Inverter |  | Inside
SRP13632 | FRONIUS USA |  | 7500 | 1 |  |  | 0.95 | Solar Inverter |  | OUTDOOR
SRP13651 | FRONIUS USA |  | 7500 | 1 |  |  | 0.95 | Solar Inverter |  | OUTDOOR
SRP13681 | FRONIUS USA | FRONIUS CL 33.3 DELTA (208V) | 33000 | 1 |  |  | 0.95 | Solar Inverter |  | INDOOR
SRP13681 | FRONIUS USA | FRONIUS CL 55.5 DELTA (208V) | 55000 | 2 |  |  | 0.95 | Solar Inverter |  | INDOOR
SRP13691 | ENPHASE ENERGY | M215-60-2LL-S2X | 215 | 28 |  |  | 0.95 | Solar Inverter |  | OUTDOOR
SRP13692 | SIEMENS INDUSTRY | SMIINV215R60XX (208V) | 215 | 20 |  |  | 0.95 | Solar Inverter |  | OUTDOOR
SRP13693 | ENPHASE ENERGY | M190-72-208-SXX (-NA) | 190 | 10 |  |  | 0.95 | Solar Inverter |  | OUTDOOR
SRP13706 | FRONIUS USA |  | 10000 | 2 |  |  | 0.95 | Solar Inverter |  | Inside
SRP13812 | FRONIUS USA |  | 3000 | 1 |  |  | 0.95 | Solar Inverter |  | INDOOR
SRP13891 | FRONIUS USA | IG PLUS V 10.0-208 | 10000 | 1 |  |  | 0.95 | Solar Inverter |  | OUTDOOR
SRP13892 | FRONIUS USA |  | 10000 | 1 |  |  | 0.95 | Solar Inverter |  | Inside
SRP13893 | FRONIUS USA |  | 7500 | 1 |  |  | 0.95 | Solar Inverter |  | Inside
SRP14188 | PV POWERED | PVP2500 | 2500 | 1 |  |  | 0.95 | Solar Inverter |  | OUTDOOR
SRP14199 | XANTREX TECHNOLOGY | GT100-208 | 100000 | 1 |  |  | 0.95 | Solar Inverter |  | OUTDOOR
SRP14204 | FRONIUS USA |  | 10000 | 1 |  |  | 0.95 | Solar Inverter |  | INDOOR
SRP14377 | SMA AMERICA | SB3000US-12 (240V) | 3000 | 1 |  |  | 0.95 | Solar Inverter |  | OUTDOOR
SRP14394 | SMA AMERICA | SB8000TL-US (208V) | 8000 | 1 |  |  | 0.95 | Solar Inverter |  | OUTDOOR
SRP14474 | SMA AMERICA | SB3000US (240V) | 3000 | 1 |  |  | 0.95 | Solar Inverter |  | OUTDOOR
SRP14474 | SMA AMERICA | SB4000US (240V) | 4000 | 1 |  |  | 0.95 | Solar Inverter |  | OUTDOOR
SRP14485 | FRONIUS USA |  | 7500 | 1 |  |  | 0.95 | Solar Inverter |  | OUTDOOR
SRP14580 | ENPHASE ENERGY | M215-60-2LL-S2X | 215 | 25 |  |  | 0.95 | Solar Inverter |  | OUTDOOR
SRP14601 | SMA AMERICA | SB3300U | 3000 | 1 |  |  | 0.95 | Solar Inverter |  | OUTDOOR
SRP14602 | FRONIUS USA | IG 5100 | 5100 | 1 |  |  | 0.95 | Solar Inverter |  | INDOOR
SRP14653 | SOLECTRIA RENEWABLES | PVI60KW-480 | 60000 | 1 |  |  | 0.95 | Solar Inverter |  | INDOOR
SRP14653 | SOLECTRIA RENEWABLES | PVI82KW-480 | 82000 | 1 |  |  | 0.95 | Solar Inverter |  | INDOOR
SRP14660 | SATCON TECHNOLOGY | PVS-30 (240 V) | 30000 | 2 |  |  | 0.95 | Solar Inverter |  | OUTDOOR
SRP14983 | FRONIUS USA |  | 3800 | 1 |  |  | 0.95 | Solar Inverter |  | Inside
SRP14983 | FRONIUS USA |  | 3800 | 1 |  |  | 0.95 | Solar Inverter |  | Inside
SRP15382 | FRONIUS USA |  | 7500 | 1 |  |  | 0.95 | Solar Inverter |  | INDOOR
SRP15382 | FRONIUS USA |  | 7500 | 2 |  |  | 0.95 | Solar Inverter |  | INDOOR
SRP15384 | FRONIUS USA |  | 3000 | 1 |  |  | 0.95 | Solar Inverter |  | Inside
SRP15439 | PV POWERED | PVP75KW-480 | 75000 | 1 |  |  | 0.95 | Solar Inverter |  | OUTDOOR
SRP15439 | PV POWERED | PVP75KW-480 | 100000 | 1 |  |  | 0.95 | Solar Inverter |  | OUTDOOR
SRP15508 | FRONIUS USA | IG PLUS V 10.0-240 | 10000 | 1 |  |  | 0.95 | Solar Inverter |  | Outside
SRP15508 | FRONIUS USA |  | 11400 | 3 |  |  | 0.95 | Solar Inverter |  | OUTDOOR
SRP15578 | ENPHASE ENERGY | M215-60-2LL-S2X | 215 | 45 |  |  | 0.95 | Solar Inverter |  | OUTDOOR
SRP15601 | SIEMENS INDUSTRY | SMIINV215R60XX (208V) | 215 | 17 |  |  | 0.95 | Solar Inverter |  | OUTDOOR
SRP15602 | SIEMENS INDUSTRY | SMIINV215R60XX (208V) | 215 | 20 |  |  | 0.95 | Solar Inverter |  | Inside
SRP15735 | SIEMENS INDUSTRY | SMIINV215R60XX (208V) | 215 | 20 |  |  | 0.95 | Solar Inverter |  | OUTDOOR
SRP15737 | SIEMENS INDUSTRY | SMIINV215R60XX (208V) | 215 | 33 |  |  | 0.95 | Solar Inverter |  | OUTDOOR
SRP15967 | FRONIUS USA |  | 3000 | 1 |  |  | 0.95 | Solar Inverter |  | INDOOR
SRP16146 | ENPHASE ENERGY | M215-60-2LL-S2X | 215 | 87 |  |  | 0.95 | Solar Inverter |  | OUTDOOR
SRP16160 | PV POWERED | PVP35KW-208 | 35000 | 1 |  |  | 0.95 | Solar Inverter |  | OUTDOOR
SRP16169 | SIEMENS INDUSTRY | SMIINV215R60XX (208V) | 215 | 20 |  |  | 0.95 | Solar Inverter |  | Inside
SRP16173 | SIEMENS INDUSTRY | SMIINV215R60XX (208V) | 215 | 15 |  |  | 0.95 | Solar Inverter |  | OUTDOOR
SRP16179 | ENPHASE ENERGY | M215-60-2LL-S2X-IG-ZC | 215 | 20 |  |  | 0.95 | Solar Inverter |  | OUTDOOR
SRP16181 | SIEMENS INDUSTRY | SMIINV215R60XX (208V) | 215 | 20 |  |  | 0.95 | Solar Inverter |  | OUTDOOR
SRP16243 | FRONIUS USA |  | 7500 | 1 |  |  | 0.95 | Solar Inverter |  | Inside
SRP16331 | ENPHASE ENERGY | M215-60-2LL-S2X | 215 | 19 |  |  | 0.95 | Solar Inverter |  | OUTDOOR
SRP16461 | ENPHASE ENERGY | M215-60-2LL-S2X | 215 | 16 |  |  | 0.95 | Solar Inverter |  | OUTDOOR
SRP16462 | ENPHASE ENERGY | M175-24-208-S | 215 | 20 |  |  | 0.95 | Solar Inverter |  | OUTDOOR
SRP16463 | ENPHASE ENERGY | M175-24-208-S | 215 | 22 |  |  | 0.95 | Solar Inverter |  | OUTDOOR
SRP16464 | ENPHASE ENERGY | M215-60-2LL-S2X | 215 | 48 |  |  | 0.95 | Solar Inverter |  | OUTDOOR
SRP16465 | ENPHASE ENERGY | M215-60-2LL-S2X | 215 | 20 |  |  | 0.95 | Solar Inverter |  | OUTDOOR
SRP16466 | ENPHASE ENERGY | M175-24-208-S | 215 | 18 |  |  | 0.95 | Solar Inverter |  | OUTDOOR
SRP16467 | SIEMENS INDUSTRY | SMIINV215R60XX (240V) | 215 | 28 |  |  | 0.95 | Solar Inverter |  | OUTDOOR
SRP16477 | SIEMENS INDUSTRY | SMIINV215R60XX (208V) | 215 | 16 |  |  | 0.95 | Solar Inverter |  | OUTDOOR
SRP16576 | ENPHASE ENERGY | M175-24-208-S | 190 | 73 |  |  | 0.95 | Solar Inverter |  | OUTDOOR
SRP16608 | FRONIUS USA | IG 3000 | 3000 | 1 |  |  | 0.95 | Solar Inverter |  | Inside
SRP16732 | ENPHASE ENERGY | M200-32-208-S01 | 190 | 34 |  |  | 0.95 | Solar Inverter |  | OUTDOOR
SRP16741 | SIEMENS INDUSTRY | SMIINV215R60XX (208V) | 215 | 16 |  |  | 0.95 | Solar Inverter |  | OUTDOOR
SRP16742 | ENPHASE ENERGY | M215-60-2LL-S2X-IG-ZC | 215 | 18 |  |  | 0.95 | Solar Inverter |  | Roof
SRP16876 | POWER-ONE | PVI-3.6-OUTD-S-US (208 V) | 3600 | 1 |  |  | 0.95 | Solar Inverter |  | OUTDOOR
SRP17038 | FRONIUS USA |  | 10000 | 1 |  |  | 0.95 | Solar Inverter |  | OUTDOOR
SRP17167 | SUNPOWER CORP (ORIGINAL MFRFRONIUS) | SPR-3300F-240 | 3300 | 1 |  |  | 0.95 | Solar Inverter |  | INDOOR
SRP17167 | SUNPOWER CORP (ORIGINAL MFRFRONIUS) | SPR-8000F-240 | 11401 | 1 |  |  | 0.95 | Solar Inverter |  | INDOOR
SRP17348 | ADVANCED ENERGY INDUSTRIES | AE 75TX-480 | 75000 | 3 |  |  | 0.95 | Solar Inverter |  | OUTDOOR
SRP17662 | ENPHASE ENERGY | M215-60-2LL-S2X | 215 | 21 |  |  | 0.95 | Solar Inverter |  | OUTDOOR
SRP17764 | FRONIUS USA |  | 3000 | 1 |  |  | 0.95 | Solar Inverter |  | OUTDOOR
SRP17764 | FRONIUS USA |  | 3800 | 1 |  |  | 0.95 | Solar Inverter |  | OUTDOOR
SRP17821 | FRONIUS USA |  | 9995 | 1 |  |  | 0.95 | Solar Inverter |  | OUTDOOR
SRP18038 | ENPHASE ENERGY | M215-60-2LL-S2X-IG-ZC | 215 | 20 |  |  | 0.95 | Solar Inverter |  | OUTDOOR
SRP18065 | ENPHASE ENERGY | M215-60-2LL-S2X | 215 | 21 |  |  | 0.95 | Solar Inverter |  | OUTDOOR
SRP18152 | ENPHASE ENERGY | M215-60-2LL-S2X | 215 | 15 |  |  | 0.95 | Solar Inverter |  | OUTDOOR
SRP18160 | ENPHASE ENERGY | M215-60-2LL-S2X | 215 | 44 |  |  | 0.95 | Solar Inverter |  | OUTDOOR
SRP18162 | ENPHASE ENERGY | M215-60-2LL-S2X | 215 | 20 |  |  | 0.95 | Solar Inverter |  | OUTDOOR
SRP18163 | ENPHASE ENERGY | M215-60-2LL-S2X | 215 | 10 |  |  | 0.95 | Solar Inverter |  | OUTDOOR
SRP18178 | ENPHASE ENERGY | M215-60-2LL-S2X | 215 | 17 |  |  | 0.95 | Solar Inverter |  | OUTDOOR
SRP18221 | AERO-SHARP | X01-050L2E1 | 5000 | 1 |  |  | 0.95 | Solar Inverter |  | OUTDOOR
SRP18221 | AERO-SHARP | X01-050L2E1 | 5000 | 1 |  |  | 0.95 | Solar Inverter |  | OUTDOOR
SRP18224 | ENPHASE ENERGY | M215-60-2LL-S2X | 215 | 16 |  |  | 0.95 | Solar Inverter |  | OUTDOOR
SRP18231 | AERO-SHARP | X01-050L2E1 | 5000 | 3 |  |  | 0.95 | Solar Inverter |  | OUTDOOR
SRP18298 | FRONIUS USA |  | 10000 | 1 |  |  | 0.95 | Solar Inverter |  | Inside
SRP18303 | FRONIUS USA | IG PLUS V 7.5-240 | 7500 | 1 |  |  | 0.95 | Solar Inverter |  | Inside
SRP18360 | ENPHASE ENERGY | M215-60-2LL-S2X | 215 | 24 |  |  | 0.95 | Solar Inverter |  | OUTDOOR
SRP18499 | AERO-SHARP | X01-030L2E1 | 3000 | 1 |  |  | 0.95 | Solar Inverter |  | OUTDOOR
SRP18499 | AERO-SHARP | X01-040L2E1 | 4000 | 1 |  |  | 0.95 | Solar Inverter |  | Outside
SRP18549 | FRONIUS USA | IG PLUS V 10.0-208 | 10000 | 1 |  |  | 0.95 | Solar Inverter |  | OUTDOOR
SRP18549 | FRONIUS USA | IG PLUS V 3.8-208 | 3800 | 1 |  |  | 0.95 | Solar Inverter |  | OUTDOOR
SRP18551 | FRONIUS USA |  | 10000 | 1 |  |  | 0.95 | Solar Inverter |  | INDOOR
SRP18581 | ENPHASE ENERGY | M215-60-2LL-S2X | 215 | 16 |  |  | 0.95 | Solar Inverter |  | OUTDOOR
SRP18582 | ENPHASE ENERGY | M215-60-2LL-S2X | 215 | 14 |  |  | 0.95 | Solar Inverter |  | OUTDOOR
SRP18632 | PV POWERED | PVP35KW-208 | 35000 | 1 |  |  | 0.95 | Solar Inverter |  | OUTDOOR
SRP18679 | FRONIUS USA |  | 3000 | 1 |  |  | 0.95 | Solar Inverter |  | INDOOR
SRP18733 | ENPHASE ENERGY | M215-60-2LL-S2X | 215 | 17 |  |  | 0.95 | Solar Inverter |  | OUTDOOR
SRP18734 | ENPHASE ENERGY | M215-60-2LL-S2X | 215 | 28 |  |  | 0.95 | Solar Inverter |  | OUTDOOR
SRP18748 | ENPHASE ENERGY | M215-60-2LL-S2X | 215 | 20 |  |  | 0.95 | Solar Inverter |  | OUTDOOR
SRP18750 | AERO-SHARP | X01-050L2E1 | 5000 | 1 |  |  | 0.95 | Solar Inverter |  | Outside
SRP18750 | AERO-SHARP | X01-050L2E1 | 5000 | 1 |  |  | 0.95 | Solar Inverter |  | Outside
SRP18751 | AERO-SHARP | X01-030L2E1 | 3000 | 1 |  |  | 0.95 | Solar Inverter |  | Outside
SRP18751 | AERO-SHARP | X01-050L2E1 | 5000 | 1 |  |  | 0.95 | Solar Inverter |  | Outside
SRP18785 | AERO-SHARP | X01-050L2E1 | 5000 | 2 |  |  | 0.95 | Solar Inverter |  | INDOOR
SRP18927 | FRONIUS USA | IG PLUS V 10.0-240 | 9995 | 1 |  |  | 0.95 | Solar Inverter |  | OUTDOOR
SRP18954 | SIEMENS INDUSTRY | SMIINV215R60XX (208V) | 215 | 20 |  |  | 0.95 | Solar Inverter |  | OUTDOOR
SRP18957 | FRONIUS USA | IG PLUS V 10.0-208 | 10000 | 1 |  |  | 0.95 | Solar Inverter |  | INDOOR
SRP19013 | FRONIUS USA | IG PLUS V 10.0-208 | 10000 | 1 |  |  | 0.95 | Solar Inverter |  | OUTDOOR
SRP19031 | FRONIUS USA |  | 11400 | 2 |  |  | 0.95 | Solar Inverter |  | OUTDOOR
SRP19038 | FRONIUS USA |  | 11400 | 3 |  |  | 0.95 | Solar Inverter |  | OUTDOOR
SRP19065 | FRONIUS USA | IG PLUS V 10.0-3-240 DELTA | 10000 | 1 |  |  | 0.95 | Solar Inverter |  | INDOOR
SRP19065 | FRONIUS USA | IG PLUS V 10.0-3-240 DELTA | 10000 | 2 |  |  | 0.95 | Solar Inverter |  | INDOOR
SRP19065 | FRONIUS USA | IG PLUS V 10.0-3-240 DELTA | 10000 | 2 |  |  | 0.95 | Solar Inverter |  | INDOOR
SRP19133 | ENPHASE ENERGY | M215-60-2LL-S2X | 215 | 22 |  |  | 0.95 | Solar Inverter |  | Roof
SRP19134 | ENPHASE ENERGY | M215-60-2LL-S2X | 215 | 12 |  |  | 0.95 | Solar Inverter |  | OUTDOOR
SRP19137 | ENPHASE ENERGY | M215-60-2LL-S2X | 215 | 16 |  |  | 0.95 | Solar Inverter |  | OUTDOOR
SRP19139 | ENPHASE ENERGY | M215-60-2LL-S2X | 215 | 12 |  |  | 0.95 | Solar Inverter |  | OUTDOOR
SRP19276 | ENPHASE ENERGY | M215-60-2LL-S2X | 215 | 16 |  |  | 0.95 | Solar Inverter |  | OUTDOOR
SRP19277 | SIEMENS INDUSTRY | SMIINV215R60XX (240V) | 215 | 17 |  |  | 0.95 | Solar Inverter |  | OUTDOOR
SRP19278 | SIEMENS INDUSTRY | SMIINV215R60XX (208V) | 215 | 20 |  |  | 0.95 | Solar Inverter |  | OUTDOOR
SRP19395 | SIEMENS INDUSTRY | SMIINV215R60XX (240V) | 215 | 12 |  |  | 0.95 | Solar Inverter |  | OUTDOOR
SRP19396 | ENPHASE ENERGY | M215-60-2LL-S2X | 215 | 24 |  |  | 0.95 | Solar Inverter |  | OUTDOOR
SRP19397 | SIEMENS INDUSTRY | SMIINV215R60XX (208V) | 215 | 20 |  |  | 0.95 | Solar Inverter |  | OUTDOOR
SRP19420 | POWER-ONE | PVI-4.2-OUTD-S-US (240 V) | 4200 | 1 |  |  | 0.95 | Solar Inverter |  | OUTDOOR
SRP19504 | SIEMENS INDUSTRY | SMIINV215R60XX (240V) | 215 | 24 |  |  | 0.95 | Solar Inverter |  | OUTDOOR
SRP19543 | ENPHASE ENERGY | M215-60-2LL-S2X | 215 | 22 |  |  | 0.95 | Solar Inverter |  | OUTDOOR
SRP19627 | ENPHASE ENERGY | M215-60-2LL-S2X | 215 | 20 |  |  | 0.95 | Solar Inverter |  | OUTDOOR
SRP19654 | ENPHASE ENERGY | M215-60-2LL-S2X | 215 | 45 |  |  | 0.95 | Solar Inverter |  | OUTDOOR
SRP19654 | ENPHASE ENERGY | M215-60-2LL-S2X-IG | 215 | 45 |  |  | 0.95 | Solar Inverter |  | Outside
SRP19655 | ENPHASE ENERGY | M215-60-2LL-S2X | 215 | 20 |  |  | 0.95 | Solar Inverter |  | OUTDOOR
SRP19913 | ENPHASE ENERGY | M215-60-2LL-S2X | 215 | 12 |  |  | 0.95 | Solar Inverter |  | OUTDOOR
SRP19914 | ENPHASE ENERGY | M215-60-2LL-S2X | 215 | 24 |  |  | 0.95 | Solar Inverter |  | OUTDOOR
SRP19916 | ENPHASE ENERGY | M215-60-2LL-S2X | 215 | 20 |  |  | 0.95 | Solar Inverter |  | OUTDOOR
SRP20037 | FRONIUS USA | IG PLUS V 10.0-208 | 10000 | 1 |  |  | 0.95 | Solar Inverter |  | INDOOR
SRP20080 | ENPHASE ENERGY | M215-60-2LL-S2X-ZC | 215 | 18 |  |  | 0.95 | Solar Inverter |  | OUTDOOR
SRP20081 | ENPHASE ENERGY | M215-60-2LL-S2X | 215 | 16 |  |  | 0.95 | Solar Inverter |  | OUTDOOR
SRP20170 | ENPHASE ENERGY | M215-60-2LL-S2X | 215 | 20 |  |  | 0.95 | Solar Inverter |  | OUTDOOR
SRP20247 | ENPHASE ENERGY | M215-60-2LL-S2X | 215 | 14 |  |  | 0.95 | Solar Inverter |  | OUTDOOR
SRP20252 | FRONIUS USA |  | 7500 | 1 |  |  | 0.95 | Solar Inverter |  | Inside
SRP20279 | ENPHASE ENERGY | M215-60-2LL-S2X | 215 | 14 |  |  | 0.95 | Solar Inverter |  | OUTDOOR
SRP20280 | ENPHASE ENERGY | M215-60-2LL-S2X | 215 | 16 |  |  | 0.95 | Solar Inverter |  | OUTDOOR
SRP20351 | FRONIUS USA |  | 7500 | 1 |  |  | 0.95 | Solar Inverter |  | OUTDOOR
SRP20401 | SOLECTRIA RENEWABLES | PVI60KW-480 | 60000 | 1 |  |  | 0.95 | Solar Inverter |  | OUTDOOR
SRP20415 | FRONIUS USA |  | 9995 | 1 |  |  | 0.95 | Solar Inverter |  | INDOOR
SRP20417 | ENPHASE ENERGY | M215-60-2LL-S2X | 215 | 17 |  |  | 0.95 | Solar Inverter |  | OUTDOOR
SRP20436 | ENPHASE ENERGY | M215-60-2LL-S2X | 215 | 14 |  |  | 0.95 | Solar Inverter |  | OUTDOOR
SRP20440 | ENPHASE ENERGY | M215-60-2LL-S2X | 215 | 14 |  |  | 0.95 | Solar Inverter |  | OUTDOOR
SRP20461 | FRONIUS USA | IG PLUS V 10.0-208 | 10000 | 1 |  |  | 0.95 | Solar Inverter |  | INDOOR
SRP20464 | ENPHASE ENERGY | M215-60-2LL-S2X | 215 | 18 |  |  | 0.95 | Solar Inverter |  | OUTDOOR
SRP20526 | FRONIUS USA | IG PLUS V 10.0-208 | 10000 | 1 |  |  | 0.95 | Solar Inverter |  | INDOOR
SRP20579 | ENPHASE ENERGY | M215-60-2LL-S2X | 215 | 18 |  |  | 0.95 | Solar Inverter |  | OUTDOOR
SRP20580 | ENPHASE ENERGY | M215-60-2LL-S2X | 215 | 20 |  |  | 0.95 | Solar Inverter |  | OUTDOOR
SRP20882 | FRONIUS USA |  | 7500 | 1 |  |  | 0.95 | Solar Inverter |  | INDOOR
SRP20916 | FRONIUS USA |  | 10000 | 1 |  |  | 0.95 | Solar Inverter |  | INDOOR
SRP20925 | FRONIUS USA |  | 7500 | 1 |  |  | 0.95 | Solar Inverter |  | OUTDOOR
SRP20940 | FRONIUS USA |  | 9995 | 1 |  |  | 0.95 | Solar Inverter |  | OUTDOOR
SRP20941 | FRONIUS USA |  | 10000 | 1 |  |  | 0.95 | Solar Inverter |  | OUTDOOR
SRP20991 | FRONIUS USA |  | 11400 | 1 |  |  | 0.95 | Solar Inverter |  | OUTDOOR
SRP20995 | FRONIUS USA |  | 9995 | 1 |  |  | 0.95 | Solar Inverter |  | INDOOR
SRP21029 | DARFON ELECTRONICS | MIG240UL00 | 240 | 4 |  |  | 0.95 | Solar Inverter |  | Roof
SRP21106 | FRONIUS USA |  | 7500 | 1 |  |  | 0.95 | Solar Inverter |  | Inside
SRP21106 | FRONIUS USA |  | 9995 | 1 |  |  | 0.95 | Solar Inverter |  | Inside
SRP21135 | FRONIUS USA | IG PLUS V 10.0-208 | 10000 | 1 |  |  | 0.95 | Solar Inverter |  | Outside
SRP21141 | FRONIUS USA | IG PLUS V 7.5-208 | 7500 | 1 |  |  | 0.95 | Solar Inverter |  | INDOOR
SRP21142 | FRONIUS USA | IG PLUS V 7.5-208 | 7500 | 1 |  |  | 0.95 | Solar Inverter |  | INDOOR
SRP21144 | FRONIUS USA | IG PLUS V 7.5-208 | 7500 | 1 |  |  | 0.95 | Solar Inverter |  | INDOOR
SRP21159 | FRONIUS USA |  | 7500 | 1 |  |  | 0.95 | Solar Inverter |  | OUTDOOR
SRP21177 | ENPHASE ENERGY | M215-60-2LL-S2X | 215 | 16 |  |  | 0.95 | Solar Inverter |  | OUTDOOR
SRP21178 | ENPHASE ENERGY | M215-60-2LL-S2X | 215 | 20 |  |  | 0.95 | Solar Inverter |  | OUTDOOR
SRP21187 | FRONIUS USA |  | 7500 | 1 |  |  | 0.95 | Solar Inverter |  | OUTDOOR
SRP21208 | FRONIUS USA |  | 10000 | 1 |  |  | 0.95 | Solar Inverter |  | Inside
SRP21209 | FRONIUS USA | IG PLUS V 7.5-240 | 7500 | 1 |  |  | 0.95 | Solar Inverter |  | Outside
SRP21379 | FRONIUS USA | IG PLUS V 7.5-240 | 7500 | 1 |  |  | 0.95 | Solar Inverter |  | OUTDOOR
SRP21467 | KACO | BLUEPLANET 2502 WITH X OR XI (208V) | 2500 | 2 |  |  | 0.95 | Solar Inverter |  | OUTDOOR
SRP21477 | FRONIUS USA |  | 7500 | 1 |  |  | 0.95 | Solar Inverter |  | Inside
SRP21484 | FRONIUS USA |  | 7500 | 1 |  |  | 0.95 | Solar Inverter |  | INDOOR
SRP21505 | FRONIUS USA |  | 9995 | 1 |  |  | 0.95 | Solar Inverter |  | INDOOR
SRP21586 | FRONIUS USA | IG PLUS V 10.0-208 | 9995 | 1 |  |  | 0.95 | Solar Inverter |  | OUTDOOR
SRP21599 | FRONIUS USA | IG PLUS V 7.5-208 | 7500 | 1 |  |  | 0.95 | Solar Inverter |  | Inside
SRP21601 | FRONIUS USA | IG PLUS V 7.5-208 | 7500 | 2 |  |  | 0.95 | Solar Inverter |  | INDOOR
SRP21658 | ENPHASE ENERGY | M215-60-2LL-S2X | 215 | 9 |  |  | 0.95 | Solar Inverter |  | OUTDOOR
SRP21658 | ENPHASE ENERGY | M215-60-SIE-S2X-ZC-NA | 215 | 4 |  |  | 0.95 | Solar Inverter |  | OUTDOOR
SRP21672 | ENPHASE ENERGY | M215-60-2LL-S2X | 215 | 16 |  |  | 0.95 | Solar Inverter |  | OUTDOOR
SRP21849 | FRONIUS USA | IG PLUS V 10.0-208 | 10000 | 1 |  |  | 0.95 | Solar Inverter |  | INDOOR
SRP21909 | FRONIUS USA |  | 7500 | 1 |  |  | 0.95 | Solar Inverter |  | Inside
SRP21915 | FRONIUS USA |  | 7500 | 1 |  |  | 0.95 | Solar Inverter |  | OUTDOOR
SRP21915 | FRONIUS USA |  | 10000 | 1 |  |  | 0.95 | Solar Inverter |  | OUTDOOR
SRP21923 | ENPHASE ENERGY | M215-60-2LL-S2X | 215 | 17 |  |  | 0.95 | Solar Inverter |  | OUTDOOR
SRP21924 | ENPHASE ENERGY | M215-60-2LL-S2X | 215 | 17 |  |  | 0.95 | Solar Inverter |  | OUTDOOR
SRP22051 | FRONIUS USA |  | 10000 | 1 |  |  | 0.95 | Solar Inverter |  | OUTDOOR
SRP22126 | FRONIUS USA |  | 7500 | 1 |  |  | 0.95 | Solar Inverter |  | Inside
SRP22155 | SMA AMERICA | SB4000US (208V) | 4000 | 1 |  |  | 0.95 | Solar Inverter |  | Outside
SRP22342 | FRONIUS USA |  | 7500 | 1 |  |  | 0.95 | Solar Inverter |  | OUTDOOR
SRP22378 | FRONIUS USA | IG PLUS V 10.0-208 | 10000 | 1 |  |  | 0.95 | Solar Inverter |  | OUTDOOR
SRP22445 | FRONIUS USA | IG PLUS V 10.0-240 | 9995 | 1 |  |  | 0.95 | Solar Inverter |  | OUTDOOR
SRP22885 | ENPHASE ENERGY | M215-60-2LL-S2X | 215 | 12 |  |  | 0.95 | Solar Inverter |  | OUTDOOR
SRP23070 | ENPHASE ENERGY | M215-60-2LL-S2X | 215 | 16 |  |  | 0.95 | Solar Inverter |  | OUTDOOR
SRP23072 | ENPHASE ENERGY | M215-60-2LL-S2X | 215 | 28 |  |  | 0.95 | Solar Inverter |  | OUTDOOR
SRP23097 | ENPHASE ENERGY | M215-60-2LL-S2X | 215 | 4 |  |  | 0.95 | Solar Inverter |  | OUTDOOR
SRP23098 | ENPHASE ENERGY | M215-60-2LL-S2X | 215 | 4 |  |  | 0.95 | Solar Inverter |  | OUTDOOR
SRP23107 | ENPHASE ENERGY | M215-60-2LL-S2X | 215 | 4 |  |  | 0.95 | Solar Inverter |  | OUTDOOR
SRP23158 | FRONIUS USA |  | 7500 | 1 |  |  | 0.95 | Solar Inverter |  | INDOOR
SRP23515 | ENPHASE ENERGY | M215-60-2LL-S2X | 215 | 14 |  |  | 0.95 | Solar Inverter |  | OUTDOOR
SRP23758 | ENPHASE ENERGY | M215-60-2LL-S2X | 215 | 3 |  |  | 0.95 | Solar Inverter |  | OUTDOOR
SRP23758 | ENPHASE ENERGY | M215-60-2LL-S2X | 215 | 19 |  |  | 0.95 | Solar Inverter |  | OUTDOOR
SRP23761 | FRONIUS USA |  | 11400 | 1 |  |  | 0.95 | Solar Inverter |  | OUTDOOR
SRP23984 | ENPHASE ENERGY | M210-84-208-SXX (-NA) | 215 | 46 |  |  | 0.95 | Solar Inverter |  | OUTDOOR
SRP24119 | ENPHASE ENERGY | M215-60-2LL-S2X | 215 | 16 |  |  | 0.95 | Solar Inverter |  | OUTDOOR
SRP24348 | ENPHASE ENERGY | M215-60-2LL-S2X | 215 | 13 |  |  | 0.95 | Solar Inverter |  | OUTDOOR
SRP24692 | ENPHASE ENERGY | M215-60-2LL-S2X | 215 | 27 |  |  | 0.95 | Solar Inverter |  | OUTDOOR
SRP24700 | FRONIUS USA | IG 2000 | 2000 | 1 |  |  | 0.95 | Solar Inverter |  | INDOOR
SRP24700 | FRONIUS USA | IG 3000 | 3000 | 1 |  |  | 0.95 | Solar Inverter |  | INDOOR
SRP24784 | ENPHASE ENERGY | M215-60-2LL-S2X | 215 | 20 |  |  | 0.95 | Solar Inverter |  | OUTDOOR
SRP25935 | SMA AMERICA | SB7000TL-US (208V) | 7000 | 1 |  |  | 0.95 | Solar Inverter |  | OUTDOOR
SRP26710 | ENPHASE ENERGY | M215-60-2LL-S2X | 215 | 104 |  |  | 0.95 | Solar Inverter |  | Outside
REIPNR-08502 | PV POWERED | PVP4800 | 4800 | 1 |  |  | 0.951 | Solar Inverter |  | INDOOR
REIPNR-08875 | PV POWERED | PVP4800 | 4800 | 1 |  |  | 0.951 | Solar Inverter |  | INDOOR
REIPNR-09598 | PV POWERED | PVP3000 | 3000 | 1 |  |  | 0.951 | Solar Inverter |  | INDOOR
REIPNR-09598 | PV POWERED | PVP3500 | 3500 | 1 |  |  | 0.951 | Solar Inverter |  | INDOOR
REIPNR-11188 | PV POWERED | PVP4800 | 4800 | 2 |  |  | 0.951 | Solar Inverter |  | INDOOR
SRP02713 | SMA AMERICA | SB1100U-SBD | 2500 | 1 |  |  | 0.951 | Solar Inverter |  | OUTDOOR
SRP16555 | INGETEAM | INGECON SUN 5TL U 208V | 5000 | 2 |  |  | 0.951 | Solar Inverter |  | Inside
REIPNR-05372 | FRONIUS USA | IG 2000 | 2000 | 1 |  |  | 0.952 | Solar Inverter |  | Inside
REIPNR-05373 | SMA AMERICA | SWR1800U | 1800 | 1 |  |  | 0.952 | Solar Inverter |  | Inside
REIPNR-05374 | FRONIUS USA | IG 2000 | 2000 | 1 |  |  | 0.952 | Solar Inverter |  | Inside
REIPNR-05375 | FRONIUS USA | IG 2000 | 2000 | 1 |  |  | 0.952 | Solar Inverter |  | Inside
REIPNR-05376 | FRONIUS USA | IG 2000 | 2000 | 1 |  |  | 0.952 | Solar Inverter |  | Inside
REIPNR-05377 | FRONIUS USA | IG 2000 | 2000 | 1 |  |  | 0.952 | Solar Inverter |  | Outside
REIPNR-05378 | FRONIUS USA | IG 2000 | 2000 | 1 |  |  | 0.952 | Solar Inverter |  | Inside
REIPNR-05379 | FRONIUS USA | IG 2000 | 2000 | 1 |  |  | 0.952 | Solar Inverter |  | Inside
REIPNR-05380 | FRONIUS USA | IG 2000 | 2000 | 1 |  |  | 0.952 | Solar Inverter |  | Inside
REIPNR-05387 | FRONIUS USA | IG 2000 | 2000 | 1 |  |  | 0.952 | Solar Inverter |  | Inside
REIPNR-05388 | FRONIUS USA | IG 2000 | 2000 | 1 |  |  | 0.952 | Solar Inverter |  | Inside
REIPNR-05389 | FRONIUS USA | IG 2000 | 2000 | 1 |  |  | 0.952 | Solar Inverter |  | Inside
REIPNR-05390 | FRONIUS USA | IG 2000 | 2000 | 1 |  |  | 0.952 | Solar Inverter |  | Inside
REIPNR-05398 | FRONIUS USA | IG 2000 | 2000 | 1 |  |  | 0.952 | Solar Inverter |  | Outside
REIPNR-05399 | FRONIUS USA | IG 2000 | 2000 | 1 |  |  | 0.952 | Solar Inverter |  | Outside
REIPNR-05400 | FRONIUS USA | IG 2000 | 2000 | 1 |  |  | 0.952 | Solar Inverter |  | Outside
REIPNR-05401 | FRONIUS USA | IG 2000 | 2000 | 1 |  |  | 0.952 | Solar Inverter |  | Outside
REIPNR-06253 | FRONIUS USA | IG 3000 | 3000 | 1 |  |  | 0.952 | Solar Inverter |  | Inside
REIPNR-07083 | FRONIUS USA | IG 3000 | 3000 | 2 |  |  | 0.952 | Solar Inverter |  | OUTDOOR
REIPNR-07640 | FRONIUS USA | IG 5100 | 5100 | 1 |  |  | 0.952 | Solar Inverter |  | INDOOR
REIPNR-07667 | FRONIUS USA | IG 5100 | 5100 | 1 |  |  | 0.952 | Solar Inverter |  | INDOOR
REIPNR-07915 | SUNPOWER CORP (ORIGINAL MFRSMA) | SPR-7000M (208V) | 7000 | 1 |  |  | 0.952 | Solar Inverter |  | OUTDOOR
REIPNR-08073 | FRONIUS USA | IG 3000 | 3000 | 2 |  |  | 0.952 | Solar Inverter |  | INDOOR
REIPNR-08091 | FRONIUS USA | IG 5100 | 5100 | 1 |  |  | 0.952 | Solar Inverter |  | INDOOR
REIPNR-08092 | FRONIUS USA | IG 4000 | 4000 | 2 |  |  | 0.952 | Solar Inverter |  | INDOOR
REIPNR-08199 | FRONIUS USA | IG 5100 | 5100 | 2 |  |  | 0.952 | Solar Inverter |  | INDOOR
REIPNR-08211 | FRONIUS USA | IG 3000 | 3000 | 1 |  |  | 0.952 | Solar Inverter |  | INDOOR
REIPNR-08215 | FRONIUS USA | IG 4000 | 4000 | 1 |  |  | 0.952 | Solar Inverter |  | INDOOR
REIPNR-08250 | FRONIUS USA | IG 2000 | 2000 | 2 |  |  | 0.952 | Solar Inverter |  | INDOOR
REIPNR-08277 | FRONIUS USA | IG 3000 | 3000 | 1 |  |  | 0.952 | Solar Inverter |  | INDOOR
REIPNR-08277 | FRONIUS USA | IG 4000 | 4000 | 1 |  |  | 0.952 | Solar Inverter |  | INDOOR
REIPNR-08306 | POWER-ONE | PVI-3600-OUTD-US-F (208V) | 3600 | 1 |  |  | 0.952 | Solar Inverter |  | INDOOR
REIPNR-08416 | FRONIUS USA | IG 2000 | 2000 | 1 |  |  | 0.952 | Solar Inverter |  | INDOOR
REIPNR-08416 | FRONIUS USA | IG 5100 | 5100 | 1 |  |  | 0.952 | Solar Inverter |  | INDOOR
REIPNR-08417 | FRONIUS USA | IG 3000 | 3000 | 1 |  |  | 0.952 | Solar Inverter |  | INDOOR
REIPNR-08417 | FRONIUS USA |  | 4000 | 1 |  |  | 0.952 | Solar Inverter |  | INDOOR
REIPNR-08419 | FRONIUS USA | IG 4000 | 4000 | 1 |  |  | 0.952 | Solar Inverter |  | INDOOR
REIPNR-08594 | FRONIUS USA | IG 5100 | 5100 | 1 |  |  | 0.952 | Solar Inverter |  | INDOOR
REIPNR-08628 | FRONIUS USA | IG 4000 | 4000 | 1 |  |  | 0.952 | Solar Inverter |  | INDOOR
REIPNR-08735 | FRONIUS USA | IG 4000 | 4000 | 1 |  |  | 0.952 | Solar Inverter |  | INDOOR
REIPNR-08735 | SMA AMERICA | SB5000US | 5000 | 1 |  |  | 0.952 | Solar Inverter |  | Inside
REIPNR-08756 | FRONIUS USA | IG 3000 | 3000 | 2 |  |  | 0.952 | Solar Inverter |  | INDOOR
REIPNR-08767 | FRONIUS USA | IG 2000 | 2000 | 1 |  |  | 0.952 | Solar Inverter |  | INDOOR
REIPNR-08767 | FRONIUS USA | IG 4000 | 4000 | 1 |  |  | 0.952 | Solar Inverter |  | INDOOR
REIPNR-08786 | FRONIUS USA | IG 2000 | 2000 | 2 |  |  | 0.952 | Solar Inverter |  | INDOOR
REIPNR-08786 | FRONIUS USA | IG 4000 | 4000 | 2 |  |  | 0.952 | Solar Inverter |  | INDOOR
REIPNR-08823 | FRONIUS USA | IG 4000 | 4000 | 1 |  |  | 0.952 | Solar Inverter |  | Outside
REIPNR-08902 | FRONIUS USA | IG 4000 | 4000 | 1 |  |  | 0.952 | Solar Inverter |  | INDOOR
REIPNR-08902 | FRONIUS USA | IG 5100 | 5100 | 1 |  |  | 0.952 | Solar Inverter |  | INDOOR
REIPNR-08907 | FRONIUS USA | IG 3000 | 3000 | 1 |  |  | 0.952 | Solar Inverter |  | INDOOR
REIPNR-08907 | POWER-ONE | PVI-6000-OUTD-US (208 V) | 6000 | 1 |  |  | 0.952 | Solar Inverter |  | INDOOR
REIPNR-09021 | FRONIUS USA | IG 4000 | 4000 | 2 |  |  | 0.952 | Solar Inverter |  | INDOOR
REIPNR-09161 | POWER-ONE | PVI-3000-I-OUTD-US-F (240V) | 3000 | 1 |  |  | 0.952 | Solar Inverter |  | Outside
REIPNR-09162 | POWER-ONE | PVI-3600-US (240V) | 3600 | 1 |  |  | 0.952 | Solar Inverter |  | Outside
REIPNR-09342 | FRONIUS USA | IG 5100 | 5100 | 1 |  |  | 0.952 | Solar Inverter |  | INDOOR
REIPNR-09435 | FRONIUS USA | IG 4000 | 4000 | 1 |  |  | 0.952 | Solar Inverter |  | INDOOR
REIPNR-09495 | FRONIUS USA | IG 4000 | 4000 | 1 |  |  | 0.952 | Solar Inverter |  | INDOOR
REIPNR-09611 | POWER-ONE | PVI-3000-I-OUTD-US | 3000 | 1 |  |  | 0.952 | Solar Inverter |  | INDOOR
REIPNR-09611 | POWER-ONE | PVI-3600-OUTD-US-F (240V) | 3600 | 1 |  |  | 0.952 | Solar Inverter |  | Inside
REIPNR-09886 | FRONIUS USA | IG 5100 | 5100 | 1 |  |  | 0.952 | Solar Inverter |  | INDOOR
REIPNR-10498 | FRONIUS USA | IG 4000 | 4000 | 2 |  |  | 0.952 | Solar Inverter |  | INDOOR
REIPNR-10677 | FRONIUS USA | IG 2000 | 2000 | 1 |  |  | 0.952 | Solar Inverter |  | INDOOR
REIPNR-10677 | FRONIUS USA | IG 4000 | 4000 | 1 |  |  | 0.952 | Solar Inverter |  | INDOOR
REIPNR-10900 | FRONIUS USA | IG 4000 | 4000 | 1 |  |  | 0.952 | Solar Inverter |  | OUTDOOR
REIPNR-10966 | FRONIUS USA | IG 2000 | 2000 | 1 |  |  | 0.952 | Solar Inverter |  | INDOOR
REIPNR-10966 | FRONIUS USA | IG 4000 | 4000 | 1 |  |  | 0.952 | Solar Inverter |  | INDOOR
REIPNR-10967 | FRONIUS USA | IG 4000 | 4000 | 2 |  |  | 0.952 | Solar Inverter |  | INDOOR
REIPNR-11078 | SUNPOWER CORP (ORIGINAL MFRSMA) | SPR-4000M (208V) | 4000 | 1 |  |  | 0.952 | Solar Inverter |  | INDOOR
REIPNR-11078 | SUNPOWER CORP (ORIGINAL MFRSMA) | SPR-4000M (208V) | 4000 | 1 |  |  | 0.952 | Solar Inverter |  | INDOOR
REIPNR-11187 | FRONIUS USA | IG 4000 | 4000 | 1 |  |  | 0.952 | Solar Inverter |  | Inside
REIPNR-11310 | FRONIUS USA | IG 4000 | 4000 | 1 |  |  | 0.952 | Solar Inverter |  | INDOOR
REIPNR-11312 | FRONIUS USA | IG 5100 | 5100 | 1 |  |  | 0.952 | Solar Inverter |  | INDOOR
REIPNR-11314 | FRONIUS USA | IG 3000 | 3000 | 1 |  |  | 0.952 | Solar Inverter |  | INDOOR
REIPNR-11314 | FRONIUS USA | IG 4000 | 4000 | 1 |  |  | 0.952 | Solar Inverter |  | INDOOR
REIPNR-11477 | FRONIUS USA | IG 4000 | 4000 | 1 |  |  | 0.952 | Solar Inverter |  | INDOOR
REIPNR-11477 | FRONIUS USA | IG 5100 | 5100 | 1 |  |  | 0.952 | Solar Inverter |  | INDOOR
REIPNR-11554 | FRONIUS USA | IG 2000 | 2000 | 1 |  |  | 0.952 | Solar Inverter |  | INDOOR
REIPNR-11554 | FRONIUS USA | IG 4000 | 4000 | 1 |  |  | 0.952 | Solar Inverter |  | INDOOR
REIPNR-11554 | FRONIUS USA | IG 4000 | 4000 | 1 |  |  | 0.952 | Solar Inverter |  | INDOOR
REIPNR-11597 | FRONIUS USA | IG 2000 | 2000 | 1 |  |  | 0.952 | Solar Inverter |  | OUTDOOR
REIPNR-11602 | FRONIUS USA | IG 2000 | 2000 | 2 |  |  | 0.952 | Solar Inverter |  | INDOOR
REIPNR-11710 | FRONIUS USA | IG 4000 | 4000 | 1 |  |  | 0.952 | Solar Inverter |  | INDOOR
REIPNR-11710 | FRONIUS USA | IG 5100 | 5100 | 1 |  |  | 0.952 | Solar Inverter |  | INDOOR
REIPNR-11817 | FRONIUS USA | IG 4000 | 4000 | 1 |  |  | 0.952 | Solar Inverter |  | INDOOR
REIPNR-11817 | FRONIUS USA | IG 5100 | 5100 | 1 |  |  | 0.952 | Solar Inverter |  | INDOOR
REIPNR-12065 | FRONIUS USA | IG 2000 | 2000 | 1 |  |  | 0.952 | Solar Inverter |  | INDOOR
REIPNR-12114 | FRONIUS USA | IG 5100 | 5100 | 1 |  |  | 0.952 | Solar Inverter |  | INDOOR
REIPNR-12139 | FRONIUS USA | IG 4000 | 4000 | 2 |  |  | 0.952 | Solar Inverter |  | OUTDOOR
SRP01051 | FRONIUS USA | IG 4000 | 4000 | 2 |  |  | 0.952 | Solar Inverter |  | INDOOR
SRP01083 | FRONIUS USA |  | 3000 | 1 |  |  | 0.952 | Solar Inverter |  | INDOOR
SRP01185 | FRONIUS USA | IG 2000 | 2000 | 1 |  |  | 0.952 | Solar Inverter |  | INDOOR
SRP01185 | FRONIUS USA | IG 5100 | 5100 | 1 |  |  | 0.952 | Solar Inverter |  | INDOOR
SRP01281 | FRONIUS USA | IG 2000 | 2000 | 1 |  |  | 0.952 | Solar Inverter |  | INDOOR
SRP01332 | SMA AMERICA | SB4000US (208V) | 4000 | 2 |  |  | 0.952 | Solar Inverter |  | OUTDOOR
SRP01374 | FRONIUS USA | IG 4000 | 4000 | 2 |  |  | 0.952 | Solar Inverter |  | INDOOR
SRP01385 | FRONIUS USA | IG 4000 | 4000 | 1 |  |  | 0.952 | Solar Inverter |  | INDOOR
SRP01493 | FRONIUS USA | IG 4000 | 4000 | 1 |  |  | 0.952 | Solar Inverter |  | OUTDOOR
SRP01553 | FRONIUS USA | IG 4000 | 4000 | 2 |  |  | 0.952 | Solar Inverter |  | OUTDOOR
SRP01567 | FRONIUS USA | IG 2000 | 2000 | 2 |  |  | 0.952 | Solar Inverter |  | INDOOR
SRP01791 | FRONIUS USA | IG 2000 | 2000 | 2 |  |  | 0.952 | Solar Inverter |  | Inside
SRP01827 | FRONIUS USA | IG 3000 | 3000 | 1 |  |  | 0.952 | Solar Inverter |  | OUTDOOR
SRP01827 | FRONIUS USA | IG 5100 | 5100 | 2 |  |  | 0.952 | Solar Inverter |  | OUTDOOR
SRP01835 | FRONIUS USA | IG 2000 | 2000 | 1 |  |  | 0.952 | Solar Inverter |  | INDOOR
SRP01835 | FRONIUS USA | IG 4000 | 4000 | 2 |  |  | 0.952 | Solar Inverter |  | INDOOR
SRP01835 | FRONIUS USA | IG 5100 | 5100 | 1 |  |  | 0.952 | Solar Inverter |  | INDOOR
SRP01838 | FRONIUS USA | IG 2000 | 2000 | 4 |  |  | 0.952 | Solar Inverter |  | INDOOR
SRP02023 | ENPHASE ENERGY | M200-32-208-S01 | 190 | 1 |  |  | 0.952 | Solar Inverter |  | Outside
SRP02023 | SMA AMERICA | SB4000US (208V) | 4000 | 3 |  |  | 0.952 | Solar Inverter |  | INDOOR
SRP02103 | FRONIUS USA | IG 4000 | 4000 | 1 |  |  | 0.952 | Solar Inverter |  | OUTDOOR
SRP02149 | FRONIUS USA | IG 2000 | 2000 | 1 |  |  | 0.952 | Solar Inverter |  | INDOOR
SRP02149 | FRONIUS USA | IG 3000 | 3000 | 1 |  |  | 0.952 | Solar Inverter |  | INDOOR
SRP02333 | FRONIUS USA | IG 2000 | 2000 | 1 |  |  | 0.952 | Solar Inverter |  | INDOOR
SRP02333 | FRONIUS USA | IG 4000 | 4000 | 1 |  |  | 0.952 | Solar Inverter |  | INDOOR
SRP02345 | FRONIUS USA | IG 2000 | 2000 | 1 |  |  | 0.952 | Solar Inverter |  | INDOOR
SRP02345 | FRONIUS USA | IG 4000 | 4000 | 1 |  |  | 0.952 | Solar Inverter |  | INDOOR
SRP02514 | FRONIUS USA | IG 4000 | 4000 | 1 |  |  | 0.952 | Solar Inverter |  | INDOOR
SRP02548 | FRONIUS USA | IG 5100 | 5100 | 1 |  |  | 0.952 | Solar Inverter |  | INDOOR
SRP02549 | FRONIUS USA | IG 2000 | 2000 | 1 |  |  | 0.952 | Solar Inverter |  | INDOOR
SRP02549 | FRONIUS USA | IG 5100 | 5100 | 1 |  |  | 0.952 | Solar Inverter |  | INDOOR
SRP02654 | FRONIUS USA | IG 2000 | 2000 | 3 |  |  | 0.952 | Solar Inverter |  | INDOOR
SRP02654 | FRONIUS USA | IG 3000 | 3000 | 2 |  |  | 0.952 | Solar Inverter |  | INDOOR
SRP02666 | FRONIUS USA | FRONIUS DATALOGGER EASY BOX | 1 | 1 |  |  | 0.952 | Solar Inverter |  | INDOOR
SRP02763 | FRONIUS USA | IG 5100 | 5100 | 1 |  |  | 0.952 | Solar Inverter |  | Inside
SRP02926 | FRONIUS USA | IG 3000 | 3000 | 1 |  |  | 0.952 | Solar Inverter |  | INDOOR
SRP02926 | FRONIUS USA | IG 5100 | 5100 | 1 |  |  | 0.952 | Solar Inverter |  | INDOOR
SRP02961 | FRONIUS USA | IG 3000 | 3000 | 1 |  |  | 0.952 | Solar Inverter |  | Outside
SRP02961 | FRONIUS USA | IG 5100 | 5100 | 1 |  |  | 0.952 | Solar Inverter |  | Outside
SRP03077 | FRONIUS USA | IG 2000 | 2000 | 1 |  |  | 0.952 | Solar Inverter |  | INDOOR
SRP03077 | FRONIUS USA | IG 3000 NEG | 3000 | 2 |  |  | 0.952 | Solar Inverter |  | INDOOR
SRP03118 | FRONIUS USA | IG 3000 | 2700 | 1 |  |  | 0.952 | Solar Inverter |  | OUTDOOR
SRP03218 | FRONIUS USA | IG 2000 | 2000 | 1 |  |  | 0.952 | Solar Inverter |  | INDOOR
SRP03580 | FRONIUS USA | IG 4000 | 4000 | 1 |  |  | 0.952 | Solar Inverter |  | OUTDOOR
SRP03596 | FRONIUS USA | IG 2000 | 2000 | 1 |  |  | 0.952 | Solar Inverter |  | OUTDOOR
SRP03596 | FRONIUS USA | IG 4000 | 4000 | 1 |  |  | 0.952 | Solar Inverter |  | OUTDOOR
SRP03715 | FRONIUS USA | IG 2000 | 2000 | 1 |  |  | 0.952 | Solar Inverter |  | OUTDOOR
SRP03800 | FRONIUS USA | IG 2000 | 2000 | 1 |  |  | 0.952 | Solar Inverter |  | INDOOR
SRP03906 | FRONIUS USA | IG 2000 | 2000 | 2 |  |  | 0.952 | Solar Inverter |  | INDOOR
SRP03978 | FRONIUS USA | IG 4000 NEG | 4000 | 1 |  |  | 0.952 | Solar Inverter |  | INDOOR
SRP03979 | FRONIUS USA | IG 4000 | 4000 | 1 |  |  | 0.952 | Solar Inverter |  | INDOOR
SRP04079 | FRONIUS USA | IG 2000 | 2000 | 1 |  |  | 0.952 | Solar Inverter |  | INDOOR
SRP04079 | FRONIUS USA | IG 5100 | 5100 | 1 |  |  | 0.952 | Solar Inverter |  | INDOOR
SRP04095 | FRONIUS USA | IG 5100 | 5100 | 1 |  |  | 0.952 | Solar Inverter |  | INDOOR
SRP04124 | FRONIUS USA | IG 5100 | 5100 | 1 |  |  | 0.952 | Solar Inverter |  | INDOOR
SRP04347 | FRONIUS USA | IG 2000 | 2000 | 2 |  |  | 0.952 | Solar Inverter |  | INDOOR
SRP04348 | FRONIUS USA | IG 2000 | 2000 | 1 |  |  | 0.952 | Solar Inverter |  | INDOOR
SRP04348 | FRONIUS USA | IG 4000 | 4000 | 1 |  |  | 0.952 | Solar Inverter |  | INDOOR
SRP04349 | FRONIUS USA | IG 3000 | 3000 | 2 |  |  | 0.952 | Solar Inverter |  | INDOOR
SRP04350 | FRONIUS USA | IG 2000 | 2000 | 2 |  |  | 0.952 | Solar Inverter |  | INDOOR
SRP04466 | FRONIUS USA | IG 3000 | 3000 | 1 |  |  | 0.952 | Solar Inverter |  | INDOOR
SRP04466 | FRONIUS USA | IG 5100 | 5100 | 1 |  |  | 0.952 | Solar Inverter |  | INDOOR
SRP04468 | FRONIUS USA | IG 2000 | 2000 | 1 |  |  | 0.952 | Solar Inverter |  | OUTDOOR
SRP04531 | FRONIUS USA | IG 3000 | 3000 | 1 |  |  | 0.952 | Solar Inverter |  | INDOOR
SRP04685 | FRONIUS USA | IG 4000 | 4000 | 1 |  |  | 0.952 | Solar Inverter |  | OUTDOOR
SRP04744 | FRONIUS USA | IG 2000 | 2000 | 2 |  |  | 0.952 | Solar Inverter |  | OUTDOOR
SRP04857 | FRONIUS USA | IG 2000 | 2000 | 3 |  |  | 0.952 | Solar Inverter |  | INDOOR
SRP04857 | FRONIUS USA | IG 4000 | 4000 | 1 |  |  | 0.952 | Solar Inverter |  | INDOOR
SRP05069 | PV POWERED | PVP2000 | 2000 | 1 |  |  | 0.952 | Solar Inverter |  | Outside
SRP05273 | ENPHASE ENERGY | M200-32-208-S01 | 190 | 4 |  |  | 0.952 | Solar Inverter |  | OUTDOOR
SRP05273 | FRONIUS USA | IG 3000 | 3000 | 1 |  |  | 0.952 | Solar Inverter |  | INDOOR
SRP05275 | FRONIUS USA | IG 4000 | 4000 | 1 |  |  | 0.952 | Solar Inverter |  | INDOOR
SRP05617 | FRONIUS USA | IG 2000 | 2000 | 1 |  |  | 0.952 | Solar Inverter |  | INDOOR
SRP05723 | SMA AMERICA | SB4000US (208V) | 4000 | 2 |  |  | 0.952 | Solar Inverter |  | OUTDOOR
SRP05751 | FRONIUS USA | IG 4000 | 4000 | 1 |  |  | 0.952 | Solar Inverter |  | Inside
SRP05751 | FRONIUS USA | IG 5100 | 5100 | 1 |  |  | 0.952 | Solar Inverter |  | Inside
SRP05787 | FRONIUS USA | IG 5100 | 5100 | 2 |  |  | 0.952 | Solar Inverter |  | INDOOR
SRP05914 | FRONIUS USA | IG 4000 | 4000 | 1 |  |  | 0.952 | Solar Inverter |  | OUTDOOR
SRP05935 | FRONIUS USA | IG 3000 | 3000 | 1 |  |  | 0.952 | Solar Inverter |  | OUTDOOR
SRP05994 | FRONIUS USA | IG 4000 | 4000 | 1 |  |  | 0.952 | Solar Inverter |  | Outside
SRP06230 | FRONIUS USA |  | 5000 | 1 |  |  | 0.952 | Solar Inverter |  | INDOOR
SRP06331 | FRONIUS USA | IG 3000 | 3000 | 1 |  |  | 0.952 | Solar Inverter |  | OUTDOOR
SRP06331 | FRONIUS USA | IG 4000 | 4000 | 1 |  |  | 0.952 | Solar Inverter |  | OUTDOOR
SRP06401 | SMA AMERICA | SB5000US | 5000 | 1 |  |  | 0.952 | Solar Inverter |  | INDOOR
SRP06401 | SMA AMERICA | SB5000US | 5000 | 1 |  |  | 0.952 | Solar Inverter |  | INDOOR
SRP06565 | SMA AMERICA | SB3300U | 3000 | 1 |  |  | 0.952 | Solar Inverter |  | Outside
SRP06597 | FRONIUS USA | IG 4000 | 4000 | 2 |  |  | 0.952 | Solar Inverter |  | Inside
SRP06623 | FRONIUS USA | IG 4000 | 4000 | 1 |  |  | 0.952 | Solar Inverter |  | INDOOR
SRP06735 | FRONIUS USA | IG 4000 | 4000 | 1 |  |  | 0.952 | Solar Inverter |  | OUTDOOR
SRP06756 | FRONIUS USA | IG 4000 | 4000 | 1 |  |  | 0.952 | Solar Inverter |  | OUTDOOR
SRP06785 | FRONIUS USA | IG 2000 | 2000 | 1 |  |  | 0.952 | Solar Inverter |  | Outside
SRP06798 | FRONIUS USA | IG 4000 NEG | 4000 | 1 |  |  | 0.952 | Solar Inverter |  | Inside
SRP06931 | FRONIUS USA | IG 2000 | 2000 | 1 |  |  | 0.952 | Solar Inverter |  | INDOOR
SRP06931 | FRONIUS USA | IG 5100 | 5100 | 1 |  |  | 0.952 | Solar Inverter |  | INDOOR
SRP06936 | FRONIUS USA | IG 3000 | 3000 | 1 |  |  | 0.952 | Solar Inverter |  | OUTDOOR
SRP07009 | FRONIUS USA | IG 2000 NEG | 2000 | 1 |  |  | 0.952 | Solar Inverter |  | Inside
SRP07009 | FRONIUS USA | IG 4000 NEG | 4000 | 1 |  |  | 0.952 | Solar Inverter |  | Inside
SRP07610 | SMA AMERICA | SB6000US (240V) | 6000 | 1 |  |  | 0.952 | Solar Inverter |  | OUTDOOR
SRP07841 | FRONIUS USA | IG 4000 | 4000 | 1 |  |  | 0.952 | Solar Inverter |  | INDOOR
SRP07927 | FRONIUS USA | IG 3000 | 3000 | 1 |  |  | 0.952 | Solar Inverter |  | OUTDOOR
SRP08075 | FRONIUS USA | IG 4000 | 4000 | 1 |  |  | 0.952 | Solar Inverter |  | INDOOR
SRP08075 | FRONIUS USA | IG 5100 | 5100 | 1 |  |  | 0.952 | Solar Inverter |  | INDOOR
SRP08191 | FRONIUS USA | IG 2000 | 2000 | 1 |  |  | 0.952 | Solar Inverter |  | INDOOR
SRP08210 | FRONIUS USA | IG 4000 | 4000 | 1 |  |  | 0.952 | Solar Inverter |  | Inside
SRP08226 | FRONIUS USA | IG 2000 | 2000 | 1 |  |  | 0.952 | Solar Inverter |  | INDOOR
SRP08232 | FRONIUS USA | IG 2000 NEG | 2000 | 1 |  |  | 0.952 | Solar Inverter |  | OUTDOOR
SRP08347 | FRONIUS USA | IG 4000 NEG | 4000 | 1 |  |  | 0.952 | Solar Inverter |  | OUTDOOR
SRP08410 | FRONIUS USA | IG 5100 | 5100 | 2 |  |  | 0.952 | Solar Inverter |  | OUTDOOR
SRP08419 | FRONIUS USA |  | 5000 | 1 |  |  | 0.952 | Solar Inverter |  | OUTDOOR
SRP08518 | FRONIUS USA | IG 2000 | 2000 | 1 |  |  | 0.952 | Solar Inverter |  | INDOOR
SRP08581 | FRONIUS USA | IG 4000 | 4000 | 1 |  |  | 0.952 | Solar Inverter |  | INDOOR
SRP08636 | FRONIUS USA | IG 2000 | 2000 | 1 |  |  | 0.952 | Solar Inverter |  | INDOOR
SRP08759 | FRONIUS USA | IG 4000 | 4000 | 1 |  |  | 0.952 | Solar Inverter |  | INDOOR
SRP08959 | FRONIUS USA |  | 4000 | 2 |  |  | 0.952 | Solar Inverter |  | OUTDOOR
SRP09129 | FRONIUS USA | IG 4000 | 4000 | 1 |  |  | 0.952 | Solar Inverter |  | OUTDOOR
SRP09168 | FRONIUS USA | IG 3000 | 3000 | 1 |  |  | 0.952 | Solar Inverter |  | INDOOR
SRP09168 | FRONIUS USA | IG 4000 | 4000 | 1 |  |  | 0.952 | Solar Inverter |  | INDOOR
SRP09240 | FRONIUS USA | IG 5100 | 5100 | 1 |  |  | 0.952 | Solar Inverter |  | Inside
SRP09459 | FRONIUS USA | IG 2000 | 2000 | 1 |  |  | 0.952 | Solar Inverter |  | INDOOR
SRP09459 | FRONIUS USA | IG 5100 | 5100 | 1 |  |  | 0.952 | Solar Inverter |  | INDOOR
SRP09783 | FRONIUS USA | IG 4000 | 4000 | 1 |  |  | 0.952 | Solar Inverter |  | INDOOR
SRP10711 | FRONIUS USA | IG 2000 | 2000 | 1 |  |  | 0.952 | Solar Inverter |  | OUTDOOR
SRP10711 | FRONIUS USA | IG 4000 | 4000 | 1 |  |  | 0.952 | Solar Inverter |  | OUTDOOR
SRP11318 | FRONIUS USA | IG 2000 | 2000 | 1 |  |  | 0.952 | Solar Inverter |  | OUTDOOR
SRP11318 | FRONIUS USA | IG 4000 | 4000 | 1 |  |  | 0.952 | Solar Inverter |  | OUTDOOR
SRP11833 | FRONIUS USA | IG 4000 | 4000 | 1 |  |  | 0.952 | Solar Inverter |  | INDOOR
SRP13455 | FRONIUS USA |  | 5000 | 1 |  |  | 0.952 | Solar Inverter |  | OUTDOOR
SRP16788 | FRONIUS USA | IG 5100 | 5100 | 1 |  |  | 0.952 | Solar Inverter |  | INDOOR
SRP20601 | FRONIUS USA | IG 2000 | 2000 | 1 |  |  | 0.952 | Solar Inverter |  | Inside
SRP26102 | FRONIUS USA | IG 4000 | 4000 | 1 |  |  | 0.952 | Solar Inverter |  | INDOOR
REIPNR-06342 | SUNPOWER CORP (ORIGINAL MFRXANTREX) | SPR-3300X (208V) | 3300 | 1 |  |  | 0.953 | Solar Inverter |  | Inside
REIPNR-09745 | PV POWERED | PVP3000 | 3000 | 1 |  |  | 0.953 | Solar Inverter |  | Inside
SRP05009 | SOLECTRIA RENEWABLES | PVI95KW-208 | 95000 | 1 |  |  | 0.953 | Solar Inverter |  | OUTDOOR
SRP09388 | SOLECTRIA RENEWABLES | PVI95KW-480 | 95000 | 1 |  |  | 0.953 | Solar Inverter |  | INDOOR
SRP20730 | XANTREX TECHNOLOGY | GT3.3-NA-DS-240 | 3300 | 1 |  |  | 0.953 | Solar Inverter |  | INDOOR
REIPNR-04842 | SATCON TECHNOLOGY | PVS-375 (480 V) | 375000 | 1 |  |  | 0.955 | Solar Inverter |  | Inside
REIPNR-04929 | PV POWERED | PVP3500 | 3500 | 1 |  |  | 0.955 | Solar Inverter |  | Outside
REIPNR-04947 | SMA AMERICA | SB5000US (208V) | 5000 | 3 |  |  | 0.955 | Solar Inverter |  | Outside
REIPNR-04947 | SMA AMERICA | SB6000U (208V) | 6000 | 3 |  |  | 0.955 | Solar Inverter |  | Outside
REIPNR-04948 | SMA AMERICA | SB6000US (208V) | 6000 | 5 |  |  | 0.955 | Solar Inverter |  | Outside
REIPNR-04949 | SMA AMERICA | SB5000US (208V) | 5000 | 2 |  |  | 0.955 | Solar Inverter |  | Outside
REIPNR-04949 | SMA AMERICA | SB7000US (208V) | 7000 | 4 |  |  | 0.955 | Solar Inverter |  | Outside
REIPNR-04950 | SMA AMERICA | SB5000US (208V) | 5000 | 1 |  |  | 0.955 | Solar Inverter |  | Outside
REIPNR-04950 | SMA AMERICA | SB7000US (208V) | 7000 | 5 |  |  | 0.955 | Solar Inverter |  | Outside
REIPNR-04951 | SMA AMERICA | SB7000US (208V) | 7000 | 5 |  |  | 0.955 | Solar Inverter |  | OUTDOOR
REIPNR-04952 | SMA AMERICA | SB7000US (208V) | 7000 | 5 |  |  | 0.955 | Solar Inverter |  | Outside
REIPNR-04953 | SMA AMERICA | SB5000US (208V) | 5000 | 1 |  |  | 0.955 | Solar Inverter |  | Outside
REIPNR-04953 | SMA AMERICA | SB7000US (208V) | 7000 | 5 |  |  | 0.955 | Solar Inverter |  | Outside
REIPNR-04959 | PV POWERED | PVP75KW-208 | 75000 | 1 |  |  | 0.955 | Solar Inverter |  | Outside
REIPNR-05049 | SATCON TECHNOLOGY | PVS-375 (480 V) | 375000 | 1 |  |  | 0.955 | Solar Inverter |  | OUTDOOR
REIPNR-05353 | SATCON TECHNOLOGY | PVS-50 (208 V) | 50000 | 1 |  |  | 0.955 | Solar Inverter |  | Outside
REIPNR-05491 | SATCON TECHNOLOGY | PVS-250 (208 V) | 250000 | 1 |  |  | 0.955 | Solar Inverter |  | INDOOR
REIPNR-05494 | PV POWERED | PVP75KW-208 | 75000 | 1 |  |  | 0.955 | Solar Inverter |  | Outside
REIPNR-05853 | PV POWERED | PVP75KW-208 | 75000 | 1 |  |  | 0.955 | Solar Inverter |  | Outside
REIPNR-05854 | PV POWERED | PVP75KW-208 | 75000 | 1 |  |  | 0.955 | Solar Inverter |  | Outside
REIPNR-05857 | SATCON TECHNOLOGY | PVS-375 (480 V) | 375 | 1 |  |  | 0.955 | Solar Inverter |  | Outside
REIPNR-05871 | PV POWERED | PVP100KW-480 | 100000 | 1 |  |  | 0.955 | Solar Inverter |  | OUTDOOR
REIPNR-05874 | SATCON TECHNOLOGY | PVS-50 (208 V) | 50000 | 2 |  |  | 0.955 | Solar Inverter |  | Outside
REIPNR-06007 | PV POWERED | PVP75KW-480 | 75000 | 1 |  |  | 0.955 | Solar Inverter |  | Outside
REIPNR-06182 | PV POWERED | PVP100KW-208 | 100000 | 1 |  |  | 0.955 | Solar Inverter |  | INDOOR
REIPNR-06182 | SMA AMERICA | SB5000US (240V) | 5000 | 2 |  |  | 0.955 | Solar Inverter |  | INDOOR
REIPNR-06182 | SMA AMERICA | SB7000US (208V) | 7000 | 6 |  |  | 0.955 | Solar Inverter |  | INDOOR
REIPNR-06612 | PV POWERED | PVP4600 | 4600 | 2 |  |  | 0.955 | Solar Inverter |  | OUTDOOR
REIPNR-06811 | SMA AMERICA | SB3000US (208V) | 3000 | 1 |  |  | 0.955 | Solar Inverter |  | INDOOR
REIPNR-07436 | PV POWERED | PVP75KW-208 | 75000 | 1 |  |  | 0.955 | Solar Inverter |  | Outside
REIPNR-07497 | PV POWERED | PVP100KW-208 | 100000 | 1 |  |  | 0.955 | Solar Inverter |  | Outside
REIPNR-07505 | PV POWERED | PVP1100 | 1100 | 1 |  |  | 0.955 | Solar Inverter |  | Outside
REIPNR-07523 | PV POWERED | PVP100KW-208 | 100000 | 1 |  |  | 0.955 | Solar Inverter |  | OUTDOOR
REIPNR-07528 | ENPHASE ENERGY | M200-32-208-S01 | 190 | 23 |  |  | 0.955 | Solar Inverter |  | OUTDOOR
REIPNR-07618 | SATCON TECHNOLOGY | AE-50-60-PV-A | 50000 | 1 |  |  | 0.955 | Solar Inverter |  | OUTDOOR
REIPNR-07621 | FRONIUS USA |  | 7500 | 1 |  |  | 0.955 | Solar Inverter |  | Inside
REIPNR-07628 | PV POWERED | PVP3500 | 3500 | 2 |  |  | 0.955 | Solar Inverter |  | OUTDOOR
REIPNR-07632 | PV POWERED | PVP3500 | 3500 | 2 |  |  | 0.955 | Solar Inverter |  | INDOOR
REIPNR-07638 | PV POWERED | PVP3500 | 3500 | 1 |  |  | 0.955 | Solar Inverter |  | OUTDOOR
REIPNR-07643 | ENPHASE ENERGY | M200-32-208-S01 | 190 | 5 |  |  | 0.955 | Solar Inverter |  | INDOOR
REIPNR-07645 | FRONIUS USA |  | 3800 | 1 |  |  | 0.955 | Solar Inverter |  | INDOOR
REIPNR-07645 | FRONIUS USA |  | 6000 | 1 |  |  | 0.955 | Solar Inverter |  | INDOOR
REIPNR-07647 | FRONIUS USA |  | 10000 | 1 |  |  | 0.955 | Solar Inverter |  | OUTDOOR
REIPNR-07655 | PV POWERED | PVP3500 | 3500 | 1 |  |  | 0.955 | Solar Inverter |  | OUTDOOR
REIPNR-07656 | PV POWERED | PVP3500 | 3500 | 1 |  |  | 0.955 | Solar Inverter |  | OUTDOOR
REIPNR-07793 | SATCON TECHNOLOGY | PVS-50 (208 V) | 50000 | 1 |  |  | 0.955 | Solar Inverter |  | INDOOR
REIPNR-07813 | FRONIUS USA | IG 5100 | 5100 | 1 |  |  | 0.955 | Solar Inverter |  | OUTDOOR
REIPNR-07816 | PV POWERED | PVP3500 | 3500 | 1 |  |  | 0.955 | Solar Inverter |  | OUTDOOR
REIPNR-07908 | PV POWERED | PVP3500 | 3500 | 1 |  |  | 0.955 | Solar Inverter |  | OUTDOOR
REIPNR-07918 | PV POWERED | PVP3500 | 3500 | 1 |  |  | 0.955 | Solar Inverter |  | INDOOR
REIPNR-07926 | PV POWERED | PVP3500 | 3500 | 1 |  |  | 0.955 | Solar Inverter |  | INDOOR
REIPNR-07932 | PV POWERED | PVP3500 | 3500 | 1 |  |  | 0.955 | Solar Inverter |  | INDOOR
REIPNR-07975 | FRONIUS USA |  | 3000 | 1 |  |  | 0.955 | Solar Inverter |  | INDOOR
REIPNR-07975 | FRONIUS USA |  | 7500 | 1 |  |  | 0.955 | Solar Inverter |  | INDOOR
REIPNR-08058 | PV POWERED | PVP3500 | 3500 | 1 |  |  | 0.955 | Solar Inverter |  | OUTDOOR
REIPNR-08060 | PV POWERED | PVP3500 | 3500 | 1 |  |  | 0.955 | Solar Inverter |  | INDOOR
REIPNR-08066 | PV POWERED | PVP3500 | 3500 | 1 |  |  | 0.955 | Solar Inverter |  | INDOOR
REIPNR-08071 | PV POWERED | PVP3500 | 3500 | 5 |  |  | 0.955 | Solar Inverter |  | OUTDOOR
REIPNR-08072 | ENPHASE ENERGY | M200-32-208-S01 | 190 | 22 |  |  | 0.955 | Solar Inverter |  | OUTDOOR
REIPNR-08073 | ENPHASE ENERGY | M200-32-208-S01 | 190 | 4 |  |  | 0.955 | Solar Inverter |  | INDOOR
REIPNR-08088 | FRONIUS USA | IG 5100 | 5100 | 1 |  |  | 0.955 | Solar Inverter |  | INDOOR
REIPNR-08103 | PV POWERED | PVP3500 | 3500 | 1 |  |  | 0.955 | Solar Inverter |  | INDOOR
REIPNR-08104 | PV POWERED | PVP3500 | 3500 | 2 |  |  | 0.955 | Solar Inverter |  | INDOOR
REIPNR-08106 | PV POWERED | PVP3500 | 3500 | 1 |  |  | 0.955 | Solar Inverter |  | INDOOR
REIPNR-08112 | PV POWERED | PVP3500 | 3500 | 1 |  |  | 0.955 | Solar Inverter |  | INDOOR
REIPNR-08131 | FRONIUS USA |  | 5000 | 1 |  |  | 0.955 | Solar Inverter |  | OUTDOOR
REIPNR-08132 | FRONIUS USA |  | 10000 | 1 |  |  | 0.955 | Solar Inverter |  | OUTDOOR
REIPNR-08140 | SATCON TECHNOLOGY | PVS-375 (480 V) | 375 | 1 |  |  | 0.955 | Solar Inverter |  | OUTDOOR
REIPNR-08142 | SATCON TECHNOLOGY | PVS-375 (480 V) | 375 | 1 |  |  | 0.955 | Solar Inverter |  | OUTDOOR
REIPNR-08197 | PV POWERED | PVP3500 | 3500 | 2 |  |  | 0.955 | Solar Inverter |  | INDOOR
REIPNR-08198 | PV POWERED | PVP3500 | 3500 | 2 |  |  | 0.955 | Solar Inverter |  | INDOOR
REIPNR-08203 | PV POWERED | PVP3500 | 3500 | 1 |  |  | 0.955 | Solar Inverter |  | OUTDOOR
REIPNR-08209 | ENTEGRITY WIND SYSTEMS | EW15 | 190 | 41 |  |  | 0.955 | Solar Inverter |  | OUTDOOR
REIPNR-08232 | FRONIUS USA | IG 3000 | 3000 | 1 |  |  | 0.955 | Solar Inverter |  | OUTDOOR
REIPNR-08232 | FRONIUS USA | IG 4000 | 4000 | 1 |  |  | 0.955 | Solar Inverter |  | OUTDOOR
REIPNR-08251 | FRONIUS USA |  | 5000 | 2 |  |  | 0.955 | Solar Inverter |  | INDOOR
REIPNR-08254 | ENPHASE ENERGY | M200-32-208-S01 | 190 | 66 |  |  | 0.955 | Solar Inverter |  | OUTDOOR
REIPNR-08255 | PV POWERED | PVP3000 | 3000 | 1 |  |  | 0.955 | Solar Inverter |  | INDOOR
REIPNR-08261 | PV POWERED | PVP3500 | 3500 | 1 |  |  | 0.955 | Solar Inverter |  | INDOOR
REIPNR-08265 | PV POWERED | PVP3500 | 3500 | 1 |  |  | 0.955 | Solar Inverter |  | OUTDOOR
REIPNR-08267 | PV POWERED | PVP3500 | 3500 | 1 |  |  | 0.955 | Solar Inverter |  | INDOOR
REIPNR-08300 | PV POWERED | PVP2500 | 2500 | 1 |  |  | 0.955 | Solar Inverter |  | INDOOR
REIPNR-08318 | FRONIUS USA | IG 2000 | 2000 | 1 |  |  | 0.955 | Solar Inverter |  | INDOOR
REIPNR-08318 | FRONIUS USA | IG 4000 | 4000 | 1 |  |  | 0.955 | Solar Inverter |  | INDOOR
REIPNR-08320 | SMA AMERICA | SB5000US (208V) | 5000 | 1 |  |  | 0.955 | Solar Inverter |  | INDOOR
REIPNR-08332 | PV POWERED | PVP3500 | 3500 | 1 |  |  | 0.955 | Solar Inverter |  | INDOOR
REIPNR-08343 | PV POWERED | PVP3500 | 3500 | 1 |  |  | 0.955 | Solar Inverter |  | OUTDOOR
REIPNR-08347 | ENPHASE ENERGY | M175-24-240-S | 190 | 1 |  |  | 0.955 | Solar Inverter |  | Outside
REIPNR-08353 | PV POWERED | PVP3500 | 3500 | 1 |  |  | 0.955 | Solar Inverter |  | OUTDOOR
REIPNR-08364 | SATCON TECHNOLOGY | PVS-50 (480 V) | 50000 | 1 |  |  | 0.955 | Solar Inverter |  | OUTDOOR
REIPNR-08390 | PV POWERED | PVP2000 | 2000 | 1 |  |  | 0.955 | Solar Inverter |  | INDOOR
REIPNR-08406 | ENPHASE ENERGY | M175-24-240-S02 | 190 | 1512 |  |  | 0.955 | Solar Inverter |  | OUTDOOR
REIPNR-08440 | PV POWERED | PVP3500 | 3500 | 1 |  |  | 0.955 | Solar Inverter |  | INDOOR
REIPNR-08467 | FRONIUS USA | IG 5100 | 5100 | 1 |  |  | 0.955 | Solar Inverter |  | Outside
REIPNR-08479 | FRONIUS USA |  | 5000 | 1 |  |  | 0.955 | Solar Inverter |  | OUTDOOR
REIPNR-08479 | FRONIUS USA |  | 10000 | 1 |  |  | 0.955 | Solar Inverter |  | OUTDOOR
REIPNR-08512 | PV POWERED | PVP3500 | 3500 | 1 |  |  | 0.955 | Solar Inverter |  | INDOOR
REIPNR-08514 | PV POWERED | PVP2800 | 2800 | 2 |  |  | 0.955 | Solar Inverter |  | INDOOR
REIPNR-08514 | PV POWERED | PVP4600 | 4600 | 1 |  |  | 0.955 | Solar Inverter |  | INDOOR
REIPNR-08523 | PV POWERED | PVP75KW-208 | 75000 | 1 |  |  | 0.955 | Solar Inverter |  | OUTDOOR
REIPNR-08524 | ENPHASE ENERGY | M175-24-208-S | 190 | 67 |  |  | 0.955 | Solar Inverter |  | OUTDOOR
REIPNR-08529 | FRONIUS USA | IG 3000 | 3000 | 1 |  |  | 0.955 | Solar Inverter |  | OUTDOOR
REIPNR-08529 | FRONIUS USA | IG 4000 | 4000 | 1 |  |  | 0.955 | Solar Inverter |  | OUTDOOR
REIPNR-08533 | ENPHASE ENERGY | M200-32-240-S02 | 190 | 4 |  |  | 0.955 | Solar Inverter |  | Inside
REIPNR-08535 | PV POWERED | PVP3500 | 3500 | 1 |  |  | 0.955 | Solar Inverter |  | OUTDOOR
REIPNR-08536 | SMA AMERICA | SB7000US (208V) | 7000 | 1 |  |  | 0.955 | Solar Inverter |  | INDOOR
REIPNR-08537 | PV POWERED | PVP3500 | 3500 | 1 |  |  | 0.955 | Solar Inverter |  | OUTDOOR
REIPNR-08539 | ENPHASE ENERGY | M190-72-208-SXX (-NA) | 190 | 44 |  |  | 0.955 | Solar Inverter |  | OUTDOOR
REIPNR-08560 | PV POWERED | PVP3500 | 3500 | 2 |  |  | 0.955 | Solar Inverter |  | INDOOR
REIPNR-08577 | SMA AMERICA | SB6000U (240V) | 6000 | 1 |  |  | 0.955 | Solar Inverter |  | INDOOR
REIPNR-08582 | PV POWERED | PVP3500 | 3500 | 1 |  |  | 0.955 | Solar Inverter |  | OUTDOOR
REIPNR-08591 | PV POWERED | PVP3500 | 3500 | 1 |  |  | 0.955 | Solar Inverter |  | INDOOR
REIPNR-08609 | ENPHASE ENERGY | M175-24-208-S | 190 | 30 |  |  | 0.955 | Solar Inverter |  | OUTDOOR
REIPNR-08610 | PV POWERED | PVP3500 | 3500 | 1 |  |  | 0.955 | Solar Inverter |  | INDOOR
REIPNR-08617 | PV POWERED | PVP3500 | 3500 | 1 |  |  | 0.955 | Solar Inverter |  | INDOOR
REIPNR-08619 | SMA AMERICA | SB3000US (240V) | 3000 | 1 |  |  | 0.955 | Solar Inverter |  | INDOOR
REIPNR-08619 | SMA AMERICA | SB5000US (208V) | 5000 | 2 |  |  | 0.955 | Solar Inverter |  | INDOOR
REIPNR-08626 | ENPHASE ENERGY | M175-24-240-S | 380 | 21 |  |  | 0.955 | Solar Inverter |  | OUTDOOR
REIPNR-08629 | PV POWERED | PVP3500 | 3500 | 1 |  |  | 0.955 | Solar Inverter |  | INDOOR
REIPNR-08639 | PV POWERED | PVP3500 | 3500 | 1 |  |  | 0.955 | Solar Inverter |  | OUTDOOR
REIPNR-08640 | SMA AMERICA | SB3000US (208V) | 3000 | 1 |  |  | 0.955 | Solar Inverter |  | INDOOR
REIPNR-08640 | SUNPOWER CORP (ORIGINAL MFRSMA) | SPR-4000M (208V) | 4000 | 1 |  |  | 0.955 | Solar Inverter |  | INDOOR
REIPNR-08646 | ENPHASE ENERGY | M175-24-208-S | 190 | 6 |  |  | 0.955 | Solar Inverter |  | INDOOR
REIPNR-08649 | SMA AMERICA | SB6000U (240V) | 6000 | 1 |  |  | 0.955 | Solar Inverter |  | INDOOR
REIPNR-08650 | SMA AMERICA | SB3000US (208V) | 3000 | 1 |  |  | 0.955 | Solar Inverter |  | INDOOR
REIPNR-08650 | SMA AMERICA | SB6000U (208V) | 6000 | 1 |  |  | 0.955 | Solar Inverter |  | INDOOR
REIPNR-08661 | PV POWERED | PVP3500 | 3500 | 1 |  |  | 0.955 | Solar Inverter |  | INDOOR
REIPNR-08663 | PV POWERED | PVP3500 | 3500 | 2 |  |  | 0.955 | Solar Inverter |  | OUTDOOR
REIPNR-08740 | FRONIUS USA | IG 2000 | 2000 | 1 |  |  | 0.955 | Solar Inverter |  | OUTDOOR
REIPNR-08740 | FRONIUS USA | IG 4000 | 4000 | 1 |  |  | 0.955 | Solar Inverter |  | OUTDOOR
REIPNR-08755 | FRONIUS USA | IG 5100 | 5100 | 2 |  |  | 0.955 | Solar Inverter |  | OUTDOOR
REIPNR-08756 | ENPHASE ENERGY | M175-24-240-S01 | 190 | 3 |  |  | 0.955 | Solar Inverter |  | Outside
REIPNR-08774 | SUNPOWER CORP (ORIGINAL MFRSMA) | SPR-3000M (240V) | 3000 | 1 |  |  | 0.955 | Solar Inverter |  | INDOOR
REIPNR-08783 | SMA AMERICA | SB3000US (240V) | 3000 | 1 |  |  | 0.955 | Solar Inverter |  | INDOOR
REIPNR-08789 | SMA AMERICA | SB3000US (208V) | 3000 | 2 |  |  | 0.955 | Solar Inverter |  | INDOOR
REIPNR-08790 | PV POWERED | PVP3500 | 3500 | 1 |  |  | 0.955 | Solar Inverter |  | OUTDOOR
REIPNR-08795 | PV POWERED | PVP3500 | 3500 | 1 |  |  | 0.955 | Solar Inverter |  | INDOOR
REIPNR-08798 | PV POWERED | PVP3500 | 3500 | 2 |  |  | 0.955 | Solar Inverter |  | INDOOR
REIPNR-08799 | PV POWERED | PVP3500 | 3500 | 1 |  |  | 0.955 | Solar Inverter |  | OUTDOOR
REIPNR-08810 | PV POWERED | PVP3500 | 3500 | 1 |  |  | 0.955 | Solar Inverter |  | INDOOR
REIPNR-08812 | PV POWERED | PVP3500 | 3500 | 1 |  |  | 0.955 | Solar Inverter |  | INDOOR
REIPNR-08813 | PV POWERED | PVP3500 | 3500 | 1 |  |  | 0.955 | Solar Inverter |  | OUTDOOR
REIPNR-08814 | PV POWERED | PVP3500 | 3500 | 3 |  |  | 0.955 | Solar Inverter |  | INDOOR
REIPNR-08817 | PV POWERED | PVP3500 | 3500 | 1 |  |  | 0.955 | Solar Inverter |  | INDOOR
REIPNR-08818 | PV POWERED | PVP3500 | 3500 | 1 |  |  | 0.955 | Solar Inverter |  | INDOOR
REIPNR-08820 | PV POWERED | PVP75KW-208 | 75000 | 1 |  |  | 0.955 | Solar Inverter |  | INDOOR
REIPNR-08834 | PV POWERED | PVP4800 | 4800 | 1 |  |  | 0.955 | Solar Inverter |  | INDOOR
REIPNR-08838 | FRONIUS USA | IG 2000 | 2000 | 1 |  |  | 0.955 | Solar Inverter |  | OUTDOOR
REIPNR-08838 | FRONIUS USA | IG 3000 | 3000 | 2 |  |  | 0.955 | Solar Inverter |  | OUTDOOR
REIPNR-08843 | FRONIUS USA | IG 2000 NEG | 2000 | 1 |  |  | 0.955 | Solar Inverter |  | INDOOR
REIPNR-08843 | FRONIUS USA | IG 5100 | 5000 | 1 |  |  | 0.955 | Solar Inverter |  | INDOOR
REIPNR-08882 | PV POWERED | PVP3500 | 3500 | 1 |  |  | 0.955 | Solar Inverter |  | INDOOR
REIPNR-08888 | PV POWERED | PVP3500 | 3500 | 1 |  |  | 0.955 | Solar Inverter |  | INDOOR
REIPNR-08891 | ENPHASE ENERGY | M200-32-240-S02 | 380 | 14 |  |  | 0.955 | Solar Inverter |  | INDOOR
REIPNR-08903 | SMA AMERICA | SB4000US (208V) | 4000 | 2 |  |  | 0.955 | Solar Inverter |  | INDOOR
REIPNR-08910 | PV POWERED | PVP3500 | 3000 | 2 |  |  | 0.955 | Solar Inverter |  | OUTDOOR
REIPNR-08915 | PV POWERED | PVP3500 | 3500 | 1 |  |  | 0.955 | Solar Inverter |  | OUTDOOR
REIPNR-08917 | PV POWERED | PVP3500 | 3500 | 1 |  |  | 0.955 | Solar Inverter |  | OUTDOOR
REIPNR-08919 | PV POWERED | PVP3500 | 3500 | 1 |  |  | 0.955 | Solar Inverter |  | INDOOR
REIPNR-08921 | PV POWERED | PVP3500 | 3500 | 1 |  |  | 0.955 | Solar Inverter |  | INDOOR
REIPNR-08927 | PV POWERED | PVP3500 | 3500 | 1 |  |  | 0.955 | Solar Inverter |  | OUTDOOR
REIPNR-08939 | PV POWERED | PVP3500 | 3500 | 3 |  |  | 0.955 | Solar Inverter |  | INDOOR
REIPNR-08966 | PV POWERED | PVP3500 | 3500 | 1 |  |  | 0.955 | Solar Inverter |  | INDOOR
REIPNR-08970 | PV POWERED | PVP3500 | 3500 | 2 |  |  | 0.955 | Solar Inverter |  | INDOOR
REIPNR-08971 | PV POWERED | PVP3500 | 3500 | 1 |  |  | 0.955 | Solar Inverter |  | OUTDOOR
REIPNR-08988 | PV POWERED | PVP3500 | 3500 | 1 |  |  | 0.955 | Solar Inverter |  | Inside
REIPNR-08997 | ENPHASE ENERGY | M175-24-240-S02 | 190 | 54 |  |  | 0.955 | Solar Inverter |  | OUTDOOR
REIPNR-09034 | PV POWERED | PVP3500 | 3500 | 1 |  |  | 0.955 | Solar Inverter |  | Outside
REIPNR-09045 | PV POWERED | PVP3500 | 3500 | 2 |  |  | 0.955 | Solar Inverter |  | INDOOR
REIPNR-09049 | ENPHASE ENERGY | M175-24-208-S | 190 | 5 |  |  | 0.955 | Solar Inverter |  | INDOOR
REIPNR-09136 | PV POWERED | PVP3500 | 3500 | 1 |  |  | 0.955 | Solar Inverter |  | INDOOR
REIPNR-09147 | ENPHASE ENERGY | M175-24-208-S | 240 | 216 |  |  | 0.955 | Solar Inverter |  | OUTDOOR
REIPNR-09176 | ENPHASE ENERGY | M175-24-240-S02 | 190 | 72 |  |  | 0.955 | Solar Inverter |  | OUTDOOR
REIPNR-09185 | SATCON TECHNOLOGY | AE-225-60-PV-D | 375000 | 1 |  |  | 0.955 | Solar Inverter |  | OUTDOOR
REIPNR-09209 | PV POWERED | PVP3500 | 3500 | 1 |  |  | 0.955 | Solar Inverter |  | INDOOR
REIPNR-09210 | ENPHASE ENERGY | M200-32-240-S02 | 380 | 78 |  |  | 0.955 | Solar Inverter |  | OUTDOOR
REIPNR-09229 | PV POWERED | PVP3500 | 3500 | 1 |  |  | 0.955 | Solar Inverter |  | OUTDOOR
REIPNR-09259 | ENPHASE ENERGY | M175-24-240-S02 | 190 | 30 |  |  | 0.955 | Solar Inverter |  | INDOOR
REIPNR-09266 | ENPHASE ENERGY |  | 760 | 9 |  |  | 0.955 | Solar Inverter |  | OUTDOOR
REIPNR-09336 | PV POWERED | PVP3500 | 3500 | 1 |  |  | 0.955 | Solar Inverter |  | INDOOR
REIPNR-09343 | FRONIUS USA |  | 3800 | 1 |  |  | 0.955 | Solar Inverter |  | INDOOR
REIPNR-09343 | FRONIUS USA |  | 6000 | 1 |  |  | 0.955 | Solar Inverter |  | INDOOR
REIPNR-09353 | PV POWERED | PVP3500 | 3500 | 1 |  |  | 0.955 | Solar Inverter |  | INDOOR
REIPNR-09360 | PV POWERED | PVP3500 | 3500 | 1 |  |  | 0.955 | Solar Inverter |  | INDOOR
REIPNR-09405 | ENPHASE ENERGY | M175-24-240-S02 | 190 | 27 |  |  | 0.955 | Solar Inverter |  | OUTDOOR
REIPNR-09419 | PV POWERED | PVP3500 | 3500 | 2 |  |  | 0.955 | Solar Inverter |  | INDOOR
REIPNR-09420 | ENPHASE ENERGY | M200-32-240-S01 | 380 | 11 |  |  | 0.955 | Solar Inverter |  | OUTDOOR
REIPNR-09421 | ENPHASE ENERGY | M200-32-208-S01 | 190 | 13 |  |  | 0.955 | Solar Inverter |  | OUTDOOR
REIPNR-09425 | SOLECTRIA RENEWABLES | PVI 4000 (208V) | 4000 | 1 |  |  | 0.955 | Solar Inverter |  | Inside
REIPNR-09425 | SOLECTRIA RENEWABLES | PVI 5300 (208V) | 5300 | 1 |  |  | 0.955 | Solar Inverter |  | INDOOR
REIPNR-09428 | SMA AMERICA | SB4000US (208V) | 4000 | 1 |  |  | 0.955 | Solar Inverter |  | INDOOR
REIPNR-09428 | SMA AMERICA | SB6000U (240V) | 6000 | 1 |  |  | 0.955 | Solar Inverter |  | INDOOR
REIPNR-09433 | PV POWERED | PVP3500 | 3500 | 1 |  |  | 0.955 | Solar Inverter |  | OUTDOOR
REIPNR-09435 | ENPHASE ENERGY | M175-24-240-S02 | 190 | 3 |  |  | 0.955 | Solar Inverter |  | INDOOR
REIPNR-09450 | PV POWERED | PVP3500 | 3500 | 1 |  |  | 0.955 | Solar Inverter |  | INDOOR
REIPNR-09459 | PV POWERED | PVP3500 | 3500 | 1 |  |  | 0.955 | Solar Inverter |  | OUTDOOR
REIPNR-09585 | PV POWERED | PVP3500 | 3500 | 1 |  |  | 0.955 | Solar Inverter |  | INDOOR
REIPNR-09587 | PV POWERED | PVP3500 | 3500 | 2 |  |  | 0.955 | Solar Inverter |  | INDOOR
REIPNR-09600 | PV POWERED | PVP3500 | 3500 | 1 |  |  | 0.955 | Solar Inverter |  | INDOOR
REIPNR-09604 | PV POWERED | PVP3500 | 3500 | 1 |  |  | 0.955 | Solar Inverter |  | Outside
REIPNR-09604 | PV POWERED | PVP4800 | 4800 | 1 |  |  | 0.955 | Solar Inverter |  | Outside
REIPNR-09699 | SATCON TECHNOLOGY | AE-225-60-PV-A | 375000 | 1 |  |  | 0.955 | Solar Inverter |  | INDOOR
REIPNR-09705 | PV POWERED | PVP3500 | 3500 | 1 |  |  | 0.955 | Solar Inverter |  | Outside
REIPNR-09711 | PV POWERED | PVP3500 | 3500 | 1 |  |  | 0.955 | Solar Inverter |  | INDOOR
REIPNR-09749 | PV POWERED | PVP3500 | 3500 | 1 |  |  | 0.955 | Solar Inverter |  | Outside
REIPNR-09750 | PV POWERED | PVP3500 | 3500 | 2 |  |  | 0.955 | Solar Inverter |  | Outside
REIPNR-09813 | SMA AMERICA | SB4000US (208V) | 4000 | 2 |  |  | 0.955 | Solar Inverter |  | INDOOR
REIPNR-09813 | SMA AMERICA | SB5000US | 5000 | 1 |  |  | 0.955 | Solar Inverter |  | INDOOR
REIPNR-09815 | SUNPOWER CORP (ORIGINAL MFRSMA) | SPR-3000M (208V) | 3000 | 1 |  |  | 0.955 | Solar Inverter |  | INDOOR
REIPNR-09815 | SUNPOWER CORP (ORIGINAL MFRSMA) | SPR-4000M (208V) | 4000 | 1 |  |  | 0.955 | Solar Inverter |  | INDOOR
REIPNR-09899 | PV POWERED | PVP3500 | 3500 | 1 |  |  | 0.955 | Solar Inverter |  | INDOOR
REIPNR-09902 | PV POWERED | PVP3500 | 3500 | 1 |  |  | 0.955 | Solar Inverter |  | OUTDOOR
REIPNR-09907 | PV POWERED | PVP3500 | 3500 | 2 |  |  | 0.955 | Solar Inverter |  | INDOOR
REIPNR-09989 | SMA AMERICA | SB4000US (208V) | 4000 | 2 |  |  | 0.955 | Solar Inverter |  | OUTDOOR
REIPNR-09990 | FRONIUS USA | IG 4000 | 4000 | 2 |  |  | 0.955 | Solar Inverter |  | OUTDOOR
REIPNR-10190 | PV POWERED | PVP2500 | 2500 | 1 |  |  | 0.955 | Solar Inverter |  | INDOOR
REIPNR-10200 | PV POWERED | PVP3500 | 3500 | 1 |  |  | 0.955 | Solar Inverter |  | INDOOR
REIPNR-10220 | PV POWERED | PVP100KW-208 | 100000 | 1 |  |  | 0.955 | Solar Inverter |  | OUTDOOR
REIPNR-10248 | PV POWERED | PVP3500 | 3500 | 2 |  |  | 0.955 | Solar Inverter |  | INDOOR
REIPNR-10256 | ENPHASE ENERGY | M200-32-240-S02 | 190 | 33 |  |  | 0.955 | Solar Inverter |  | OUTDOOR
REIPNR-10265 | KACO | 2901XI | 5000 | 2 |  |  | 0.955 | Solar Inverter |  | INDOOR
REIPNR-10267 | PV POWERED | PVP75KW-208 | 75000 | 2 |  |  | 0.955 | Solar Inverter |  | OUTDOOR
REIPNR-10269 | FRONIUS USA | IG 2000 | 2000 | 1 |  |  | 0.955 | Solar Inverter |  | OUTDOOR
REIPNR-10269 | FRONIUS USA | IG 4000 | 4000 | 1 |  |  | 0.955 | Solar Inverter |  | OUTDOOR
REIPNR-10270 | ENPHASE ENERGY | M200-32-208-S01 | 380 | 27 |  |  | 0.955 | Solar Inverter |  | OUTDOOR
REIPNR-10271 | PV POWERED | PVP100KW-208 | 100000 | 3 |  |  | 0.955 | Solar Inverter |  | OUTDOOR
REIPNR-10275 | ENPHASE ENERGY | M200-32-240-S02 | 760 | 16 |  |  | 0.955 | Solar Inverter |  | OUTDOOR
REIPNR-10277 | FRONIUS USA |  | 6000 | 1 |  |  | 0.955 | Solar Inverter |  | INDOOR
REIPNR-10281 | PV POWERED | PVP3500 | 3500 | 1 |  |  | 0.955 | Solar Inverter |  | INDOOR
REIPNR-10311 | PV POWERED | PVP3500 | 3500 | 1 |  |  | 0.955 | Solar Inverter |  | INDOOR
REIPNR-10320 | PV POWERED | PVP3500 | 3500 | 1 |  |  | 0.955 | Solar Inverter |  | INDOOR
REIPNR-10321 | PV POWERED | PVP3500 | 3500 | 1 |  |  | 0.955 | Solar Inverter |  | OUTDOOR
REIPNR-10329 | PV POWERED | PVP3500 | 3500 | 1 |  |  | 0.955 | Solar Inverter |  | INDOOR
REIPNR-10346 | PV POWERED | PVP3500 | 3500 | 1 |  |  | 0.955 | Solar Inverter |  | INDOOR
REIPNR-10352 | SMA AMERICA | SB3000US (208V) | 3000 | 1 |  |  | 0.955 | Solar Inverter |  | INDOOR
REIPNR-10352 | SMA AMERICA | SB7000US (208V) | 7000 | 1 |  |  | 0.955 | Solar Inverter |  | INDOOR
REIPNR-10361 | PV POWERED | PVP3500 | 3500 | 1 |  |  | 0.955 | Solar Inverter |  | OUTDOOR
REIPNR-10376 | PV POWERED | PVP3500 | 3500 | 2 |  |  | 0.955 | Solar Inverter |  | INDOOR
REIPNR-10389 | ENPHASE ENERGY | M175-24-240-S02 | 190 | 1 |  |  | 0.955 | Solar Inverter |  | INDOOR
REIPNR-10389 | ENPHASE ENERGY | M175-24-240-S02 | 190 | 5 |  |  | 0.955 | Solar Inverter |  | INDOOR
REIPNR-10391 | FRONIUS USA | IG 2000 | 2000 | 1 |  |  | 0.955 | Solar Inverter |  | OUTDOOR
REIPNR-10471 | FRONIUS USA |  | 11400 | 1 |  |  | 0.955 | Solar Inverter |  | INDOOR
REIPNR-10487 | PV POWERED | PVP2500 | 2500 | 1 |  |  | 0.955 | Solar Inverter |  | OUTDOOR
REIPNR-10489 | PV POWERED | PVP3500 | 3500 | 1 |  |  | 0.955 | Solar Inverter |  | INDOOR
REIPNR-10491 | SMA AMERICA | SB5000US | 5000 | 1 |  |  | 0.955 | Solar Inverter |  | INDOOR
REIPNR-10501 | PV POWERED | PVP3500 | 3500 | 1 |  |  | 0.955 | Solar Inverter |  | OUTDOOR
REIPNR-10567 | PV POWERED | PVP3500 | 3500 | 1 |  |  | 0.955 | Solar Inverter |  | INDOOR
REIPNR-10570 | PV POWERED | PVP3500 | 3500 | 2 |  |  | 0.955 | Solar Inverter |  | INDOOR
REIPNR-10575 | PV POWERED | PVP3500 | 3500 | 1 |  |  | 0.955 | Solar Inverter |  | INDOOR
REIPNR-10587 | PV POWERED | PVP3500 | 3500 | 1 |  |  | 0.955 | Solar Inverter |  | INDOOR
REIPNR-10661 | ENPHASE ENERGY | M200-32-240-S02 | 190 | 41 |  |  | 0.955 | Solar Inverter |  | OUTDOOR
REIPNR-10666 | PV POWERED | PVP3500 | 3500 | 1 |  |  | 0.955 | Solar Inverter |  | INDOOR
REIPNR-10678 | PV POWERED | PVP3500 | 3500 | 2 |  |  | 0.955 | Solar Inverter |  | INDOOR
REIPNR-10682 | SMA AMERICA | SB7000US (208V) | 7000 | 2 |  |  | 0.955 | Solar Inverter |  | Outside
REIPNR-10682 | SMA AMERICA | SB7000US (240V) | 8000 | 1 |  |  | 0.955 | Solar Inverter |  | OUTDOOR
REIPNR-10694 | PV POWERED | PVP75KW-208 | 75000 | 2 |  |  | 0.955 | Solar Inverter |  | OUTDOOR
REIPNR-10750 | PV POWERED | PVP3500 | 3500 | 1 |  |  | 0.955 | Solar Inverter |  | INDOOR
REIPNR-10750 | PV POWERED | PVP3500 | 3500 | 1 |  |  | 0.955 | Solar Inverter |  | INDOOR
REIPNR-10751 | PV POWERED | PVP3500 | 3500 | 1 |  |  | 0.955 | Solar Inverter |  | OUTDOOR
REIPNR-10759 | ENPHASE ENERGY | M175-24-240-S02 | 190 | 4 |  |  | 0.955 | Solar Inverter |  | INDOOR
REIPNR-10761 | PV POWERED | PVP3500 | 3500 | 1 |  |  | 0.955 | Solar Inverter |  | INDOOR
REIPNR-10763 | PV POWERED | PVP2500 | 2500 | 1 |  |  | 0.955 | Solar Inverter |  | INDOOR
REIPNR-10770 | PV POWERED | PVP3500 | 3500 | 2 |  |  | 0.955 | Solar Inverter |  | INDOOR
REIPNR-10774 | PV POWERED | PVP4800 | 4800 | 2 |  |  | 0.955 | Solar Inverter |  | INDOOR
REIPNR-10775 | PV POWERED | PVP3500 | 3500 | 1 |  |  | 0.955 | Solar Inverter |  | INDOOR
REIPNR-10779 | SMA AMERICA | SB4000US (208V) | 4000 | 3 |  |  | 0.955 | Solar Inverter |  | INDOOR
REIPNR-10782 | PV POWERED | PVP3500 | 3500 | 1 |  |  | 0.955 | Solar Inverter |  | INDOOR
REIPNR-10784 | PV POWERED | PVP3500 | 3500 | 1 |  |  | 0.955 | Solar Inverter |  | INDOOR
REIPNR-10792 | ENPHASE ENERGY | EMU | 380 | 7 |  |  | 0.955 | Solar Inverter |  | INDOOR
REIPNR-10792 | ENPHASE ENERGY | M175-24-208-S | 380 | 6 |  |  | 0.955 | Solar Inverter |  | INDOOR
REIPNR-10851 | PV POWERED | PVP3500 | 3500 | 1 |  |  | 0.955 | Solar Inverter |  | INDOOR
REIPNR-10853 | FRONIUS USA |  | 11400 | 1 |  |  | 0.955 | Solar Inverter |  | INDOOR
REIPNR-10859 | ENPHASE ENERGY | M175-24-208-S01 | 380 | 3 |  |  | 0.955 | Solar Inverter |  | INDOOR
REIPNR-10862 | PV POWERED | PVP3500 | 3500 | 1 |  |  | 0.955 | Solar Inverter |  | OUTDOOR
REIPNR-10866 | PV POWERED | PVP3000 | 3000 | 1 |  |  | 0.955 | Solar Inverter |  | INDOOR
REIPNR-10867 | PV POWERED | PVP3500 | 3500 | 1 |  |  | 0.955 | Solar Inverter |  | INDOOR
REIPNR-10869 | PV POWERED | PVP3500 | 3500 | 2 |  |  | 0.955 | Solar Inverter |  | INDOOR
REIPNR-10891 | PV POWERED | PVP3500 | 3500 | 1 |  |  | 0.955 | Solar Inverter |  | INDOOR
REIPNR-10893 | PV POWERED | PVP3500 | 3500 | 1 |  |  | 0.955 | Solar Inverter |  | INDOOR
REIPNR-10958 | PV POWERED | PVP3500 | 3500 | 1 |  |  | 0.955 | Solar Inverter |  | INDOOR
REIPNR-10960 | ENPHASE ENERGY | M175-24-240-S01 | 190 | 8 |  |  | 0.955 | Solar Inverter |  | INDOOR
REIPNR-10960 | FRONIUS USA | IG 5100 | 5000 | 1 |  |  | 0.955 | Solar Inverter |  | INDOOR
REIPNR-10961 | ENPHASE ENERGY | M175-24-208-S | 380 | 18 |  |  | 0.955 | Solar Inverter |  | INDOOR
REIPNR-10971 | PV POWERED | PVP3500 | 3500 | 1 |  |  | 0.955 | Solar Inverter |  | OUTDOOR
REIPNR-10972 | PV POWERED | PVP3500 | 3500 | 1 |  |  | 0.955 | Solar Inverter |  | INDOOR
REIPNR-10976 | PV POWERED | PVP3500 | 3500 | 1 |  |  | 0.955 | Solar Inverter |  | OUTDOOR
REIPNR-10981 | FRONIUS USA | IG 4000 | 4000 | 1 |  |  | 0.955 | Solar Inverter |  | OUTDOOR
REIPNR-10986 | ENPHASE ENERGY | M200-32-240-S02 | 380 | 3 |  |  | 0.955 | Solar Inverter |  | OUTDOOR
REIPNR-10987 | PV POWERED | PVP3500 | 3500 | 1 |  |  | 0.955 | Solar Inverter |  | INDOOR
REIPNR-10988 | ENPHASE ENERGY | M175-24-208-S | 190 | 38 |  |  | 0.955 | Solar Inverter |  | OUTDOOR
REIPNR-10990 | PV POWERED | PVP3500 | 3500 | 3 |  |  | 0.955 | Solar Inverter |  | Inside
REIPNR-11074 | ENPHASE ENERGY | M200-32-240-S02 | 380 | 33 |  |  | 0.955 | Solar Inverter |  | OUTDOOR
REIPNR-11074 | ENPHASE ENERGY | M200-32-240-S02 | 380 | 47 |  |  | 0.955 | Solar Inverter |  | OUTDOOR
REIPNR-11086 | ENPHASE ENERGY | M200-32-240-S02 | 380 | 16 |  |  | 0.955 | Solar Inverter |  | INDOOR
REIPNR-11094 | PV POWERED | PVP3500 | 3500 | 1 |  |  | 0.955 | Solar Inverter |  | INDOOR
REIPNR-11109 | PV POWERED | PVP2500 | 2500 | 1 |  |  | 0.955 | Solar Inverter |  | INDOOR
REIPNR-11110 | PV POWERED | PVP3500 | 3500 | 1 |  |  | 0.955 | Solar Inverter |  | INDOOR
REIPNR-11170 | ENPHASE ENERGY | M175-24-240-S02 | 190 | 36 |  |  | 0.955 | Solar Inverter |  | OUTDOOR
REIPNR-11178 | PV POWERED | PVP3500 | 3500 | 1 |  |  | 0.955 | Solar Inverter |  | Inside
REIPNR-11187 | ENPHASE ENERGY | M175-24-240-S | 190 | 10 |  |  | 0.955 | Solar Inverter |  | Inside
REIPNR-11187 | FRONIUS USA | IG 2000 | 2000 | 1 |  |  | 0.955 | Solar Inverter |  | Inside
REIPNR-11192 | PV POWERED | PVP3500 | 3500 | 2 |  |  | 0.955 | Solar Inverter |  | INDOOR
REIPNR-11213 | PV POWERED | PVP3500 | 3500 | 1 |  |  | 0.955 | Solar Inverter |  | INDOOR
REIPNR-11219 | ENPHASE ENERGY | M200-32-240-S02 | 380 | 18 |  |  | 0.955 | Solar Inverter |  | OUTDOOR
REIPNR-11299 | PV POWERED | PVP3500 | 3500 | 2 |  |  | 0.955 | Solar Inverter |  | Outside
REIPNR-11302 | PV POWERED | PVP3000 | 3000 | 1 |  |  | 0.955 | Solar Inverter |  | Inside
REIPNR-11310 | ENPHASE ENERGY | M175-24-240-S02 | 190 | 1 |  |  | 0.955 | Solar Inverter |  | Outside
REIPNR-11312 | ENPHASE ENERGY | M200-32-240-S02 | 190 | 2 |  |  | 0.955 | Solar Inverter |  | Inside
REIPNR-11318 | PV POWERED | PVP3500 | 3500 | 2 |  |  | 0.955 | Solar Inverter |  | INDOOR
REIPNR-11322 | ENPHASE ENERGY | M175-24-208-S | 190 | 25 |  |  | 0.955 | Solar Inverter |  | OUTDOOR
REIPNR-11326 | PV POWERED | PVP3500 | 3500 | 1 |  |  | 0.955 | Solar Inverter |  | INDOOR
REIPNR-11343 | PV POWERED | PVP75KW-208 | 75000 | 1 |  |  | 0.955 | Solar Inverter |  | OUTDOOR
REIPNR-11343 | PV POWERED | PVP75KW-480 | 75000 | 1 |  |  | 0.955 | Solar Inverter |  | OUTDOOR
REIPNR-11346 | ENPHASE ENERGY | M200-32-240-S01 | 230 | 45 |  |  | 0.955 | Solar Inverter |  | OUTDOOR
REIPNR-11353 | PV POWERED | PVP100KW-208 | 100000 | 1 |  |  | 0.955 | Solar Inverter |  | OUTDOOR
REIPNR-11388 | FRONIUS USA |  | 7500 | 1 |  |  | 0.955 | Solar Inverter |  | INDOOR
REIPNR-11390 | PV POWERED | PVP3500 | 3500 | 1 |  |  | 0.955 | Solar Inverter |  | INDOOR
REIPNR-11409 | PV POWERED | PVP75KW-208 | 716200 | 1 |  |  | 0.955 | Solar Inverter |  | OUTDOOR
REIPNR-11434 | PV POWERED | PVP3500 | 3500 | 1 |  |  | 0.955 | Solar Inverter |  | INDOOR
REIPNR-11435 | PV POWERED | PVP3500 | 3500 | 1 |  |  | 0.955 | Solar Inverter |  | INDOOR
REIPNR-11444 | SMA AMERICA | SB6000U (277V) | 6000 | 2 |  |  | 0.955 | Solar Inverter |  | OUTDOOR
REIPNR-11456 | FRONIUS USA | IG 4000 | 4000 | 1 |  |  | 0.955 | Solar Inverter |  | INDOOR
REIPNR-11456 | FRONIUS USA | IG 5100 | 5100 | 1 |  |  | 0.955 | Solar Inverter |  | INDOOR
REIPNR-11466 | ENPHASE ENERGY | M200-32-208-S01 | 380 | 30 |  |  | 0.955 | Solar Inverter |  | OUTDOOR
REIPNR-11471 | ENPHASE ENERGY | M175-24-208-S | 190 | 6 |  |  | 0.955 | Solar Inverter |  | OUTDOOR
REIPNR-11472 | ENPHASE ENERGY | M175-24-208-S | 190 | 2 |  |  | 0.955 | Solar Inverter |  | OUTDOOR
REIPNR-11478 | ENPHASE ENERGY | M175-24-240-S02 | 380 | 8 |  |  | 0.955 | Solar Inverter |  | INDOOR
REIPNR-11478 | FRONIUS USA | IG 3000 | 3000 | 1 |  |  | 0.955 | Solar Inverter |  | INDOOR
REIPNR-11486 | PV POWERED | PVP3500 | 3500 | 1 |  |  | 0.955 | Solar Inverter |  | INDOOR
REIPNR-11489 | PV POWERED | PVP3500 | 3500 | 1 |  |  | 0.955 | Solar Inverter |  | INDOOR
REIPNR-11493 | PV POWERED | PVP3500 | 3500 | 1 |  |  | 0.955 | Solar Inverter |  | INDOOR
REIPNR-11493 | PV POWERED | PVP3500 | 3500 | 1 |  |  | 0.955 | Solar Inverter |  | INDOOR
REIPNR-11516 | SATCON TECHNOLOGY | AE-225-60-PV-A | 210000 | 1 |  |  | 0.955 | Solar Inverter |  | OUTDOOR
REIPNR-11517 | SATCON TECHNOLOGY | PVS-50 (208 V) | 50000 | 1 |  |  | 0.955 | Solar Inverter |  | OUTDOOR
REIPNR-11518 | PV POWERED | PVP5200 | 75000 | 1 |  |  | 0.955 | Solar Inverter |  | OUTDOOR
REIPNR-11521 | PV POWERED | PVP30KW-480 | 50000 | 1 |  |  | 0.955 | Solar Inverter |  | OUTDOOR
REIPNR-11524 | PV POWERED | PVP75KW-208 | 75000 | 1 |  |  | 0.955 | Solar Inverter |  | Outside
REIPNR-11531 | PV POWERED | PVP3500 | 3500 | 1 |  |  | 0.955 | Solar Inverter |  | INDOOR
REIPNR-11540 | PV POWERED | PVP100KW-208 | 75000 | 2 |  |  | 0.955 | Solar Inverter |  | OUTDOOR
REIPNR-11547 | PV POWERED | PVP75KW-208 | 75000 | 2 |  |  | 0.955 | Solar Inverter |  | OUTDOOR
REIPNR-11548 | PV POWERED | PVP75KW-208 | 75000 | 1 |  |  | 0.955 | Solar Inverter |  | OUTDOOR
REIPNR-11581 | PV POWERED | PVP3500 | 3800 | 5 |  |  | 0.955 | Solar Inverter |  | OUTDOOR
REIPNR-11590 | ENPHASE ENERGY | M175-24-208-S | 190 | 60 |  |  | 0.955 | Solar Inverter |  | OUTDOOR
REIPNR-11591 | ENPHASE ENERGY | M200-32-208-S01 | 190 | 52 |  |  | 0.955 | Solar Inverter |  | OUTDOOR
REIPNR-11592 | SMA AMERICA | SB7000US (208V) | 7000 | 49 |  |  | 0.955 | Solar Inverter |  | OUTDOOR
REIPNR-11595 | SUNPOWER CORP (ORIGINAL MFR - PV POWERED LLC) | SPR-4600 | 4000 | 2 |  |  | 0.955 | Solar Inverter |  | OUTDOOR
REIPNR-11610 | PV POWERED | PVP3500 | 3500 | 1 |  |  | 0.955 | Solar Inverter |  | INDOOR
REIPNR-11612 | PV POWERED | PVP3500 | 3500 | 1 |  |  | 0.955 | Solar Inverter |  | Outside
REIPNR-11623 | PV POWERED | PVP3500 | 3500 | 1 |  |  | 0.955 | Solar Inverter |  | Outside
REIPNR-11628 | FRONIUS USA | IG 2000 | 2000 | 1 |  |  | 0.955 | Solar Inverter |  | INDOOR
REIPNR-11628 | FRONIUS USA | IG 4000 | 4000 | 1 |  |  | 0.955 | Solar Inverter |  | INDOOR
REIPNR-11628 | FRONIUS USA | IG 5100 | 5100 | 1 |  |  | 0.955 | Solar Inverter |  | INDOOR
REIPNR-11632 | FRONIUS USA | IG 3000 | 3000 | 1 |  |  | 0.955 | Solar Inverter |  | INDOOR
REIPNR-11639 | SATCON TECHNOLOGY | PVS-500 (480 V) | 50000 | 1 |  |  | 0.955 | Solar Inverter |  | OUTDOOR
REIPNR-11710 | ENPHASE ENERGY | M200-32-208-S01 | 190 | 1 |  |  | 0.955 | Solar Inverter |  | Inside
REIPNR-11712 | ENPHASE ENERGY | M200-32-208-S01 | 190 | 27 |  |  | 0.955 | Solar Inverter |  | OUTDOOR
REIPNR-11740 | PV POWERED | PVP3500 | 3500 | 1 |  |  | 0.955 | Solar Inverter |  | Outside
REIPNR-11763 | FRONIUS USA | IG 2000 | 2000 | 1 |  |  | 0.955 | Solar Inverter |  | INDOOR
REIPNR-11763 | FRONIUS USA | IG 5100 | 5000 | 1 |  |  | 0.955 | Solar Inverter |  | INDOOR
REIPNR-11764 | ENPHASE ENERGY | M200-32-208-S01 | 190 | 6 |  |  | 0.955 | Solar Inverter |  | INDOOR
REIPNR-11771 | PV POWERED | PVP3500 | 3500 | 1 |  |  | 0.955 | Solar Inverter |  | INDOOR
REIPNR-11773 | PV POWERED | PVP3500 | 3500 | 1 |  |  | 0.955 | Solar Inverter |  | Inside
REIPNR-11806 | PV POWERED | PVP3500 | 3500 | 2 |  |  | 0.955 | Solar Inverter |  | INDOOR
REIPNR-11833 | PV POWERED | PVP3500 | 3500 | 1 |  |  | 0.955 | Solar Inverter |  | INDOOR
REIPNR-11835 | PV POWERED | PVP3500 | 3500 | 1 |  |  | 0.955 | Solar Inverter |  | INDOOR
REIPNR-11840 | ENPHASE ENERGY | M175-24-240-S02 | 190 | 62 |  |  | 0.955 | Solar Inverter |  | OUTDOOR
REIPNR-11851 | ENPHASE ENERGY | M175-24-208-S | 190 | 29 |  |  | 0.955 | Solar Inverter |  | OUTDOOR
REIPNR-11853 | PV POWERED | PVP3500 | 3500 | 2 |  |  | 0.955 | Solar Inverter |  | INDOOR
REIPNR-11854 | PV POWERED | PVP3500 | 3500 | 1 |  |  | 0.955 | Solar Inverter |  | INDOOR
REIPNR-11858 | ENPHASE ENERGY | EMU | 380 | 19 |  |  | 0.955 | Solar Inverter |  | OUTDOOR
REIPNR-11859 | ENPHASE ENERGY | M175-24-208-S | 190 | 63 |  |  | 0.955 | Solar Inverter |  | OUTDOOR
REIPNR-11880 | SUNPOWER CORP (ORIGINAL MFRSMA) | SPR-7000M (240V) | 7000 | 1 |  |  | 0.955 | Solar Inverter |  | Outside
REIPNR-11880 | SUNPOWER CORP (ORIGINAL MFRSMA) | SPR-7000M (240V) | 7000 | 14 |  |  | 0.955 | Solar Inverter |  | Outside
REIPNR-11883 | PV POWERED | PVP2500 | 2500 | 1 |  |  | 0.955 | Solar Inverter |  | INDOOR
REIPNR-11884 | PV POWERED | PVP3500 | 3500 | 1 |  |  | 0.955 | Solar Inverter |  | INDOOR
REIPNR-11891 | PV POWERED | PVP3500 | 3500 | 1 |  |  | 0.955 | Solar Inverter |  | INDOOR
REIPNR-11892 | PV POWERED | PVP3500 | 3500 | 1 |  |  | 0.955 | Solar Inverter |  | Inside
REIPNR-11893 | PV POWERED | PVP3500 | 3500 | 1 |  |  | 0.955 | Solar Inverter |  | Inside
REIPNR-11923 | PV POWERED | PVP3500 | 3500 | 1 |  |  | 0.955 | Solar Inverter |  | INDOOR
REIPNR-11925 | PV POWERED | PVP3500 | 3500 | 1 |  |  | 0.955 | Solar Inverter |  | INDOOR
REIPNR-11927 | PV POWERED | PVP3500 | 3500 | 2 |  |  | 0.955 | Solar Inverter |  | OUTDOOR
REIPNR-11938 | PV POWERED | PVP3500 | 3500 | 1 |  |  | 0.955 | Solar Inverter |  | INDOOR
REIPNR-11939 | PV POWERED | PVP3500 | 3500 | 1 |  |  | 0.955 | Solar Inverter |  | INDOOR
REIPNR-11964 | SATCON TECHNOLOGY | AE-50-60-PV-A | 50000 | 1 |  |  | 0.955 | Solar Inverter |  | OUTDOOR
REIPNR-11991 | ENPHASE ENERGY | M175-24-240-S02 | 190 | 25 |  |  | 0.955 | Solar Inverter |  | OUTDOOR
REIPNR-12000 | PV POWERED | PVP75KW-208 | 75000 | 1 |  |  | 0.955 | Solar Inverter |  | Inside
REIPNR-12005 | PV POWERED | PVP75KW-208 | 75000 | 1 |  |  | 0.955 | Solar Inverter |  | OUTDOOR
REIPNR-12007 | PV POWERED | PVP100KW-208 | 100000 | 1 |  |  | 0.955 | Solar Inverter |  | OUTDOOR
REIPNR-12010 | PV POWERED | PVP100KW-208 | 100000 | 1 |  |  | 0.955 | Solar Inverter |  | OUTDOOR
REIPNR-12012 | PV POWERED | PVP75KW-208 | 75000 | 1 |  |  | 0.955 | Solar Inverter |  | OUTDOOR
REIPNR-12017 | ENPHASE ENERGY | M200-32-240-S02 | 190 | 32 |  |  | 0.955 | Solar Inverter |  | OUTDOOR
REIPNR-12019 | ENPHASE ENERGY | M200-32-240-S02 | 190 | 130 |  |  | 0.955 | Solar Inverter |  | OUTDOOR
REIPNR-12020 | PV POWERED | PVP75KW-208 | 75000 | 1 |  |  | 0.955 | Solar Inverter |  | OUTDOOR
REIPNR-12021 | ENPHASE ENERGY | M200-32-240-S02 | 190 | 22 |  |  | 0.955 | Solar Inverter |  | OUTDOOR
REIPNR-12040 | PV POWERED | PVP3500 | 3500 | 1 |  |  | 0.955 | Solar Inverter |  | INDOOR
REIPNR-12048 | PV POWERED | PVP75KW-208 | 75000 | 2 |  |  | 0.955 | Solar Inverter |  | OUTDOOR
REIPNR-12049 | PV POWERED | PVP100KW-208 | 100000 | 1 |  |  | 0.955 | Solar Inverter |  | OUTDOOR
REIPNR-12050 | PV POWERED | PVP75KW-208 | 75000 | 1 |  |  | 0.955 | Solar Inverter |  | OUTDOOR
REIPNR-12052 | PV POWERED | PVP3500 | 3500 | 1 |  |  | 0.955 | Solar Inverter |  | INDOOR
REIPNR-12053 | PV POWERED | PVP3500 | 3500 | 1 |  |  | 0.955 | Solar Inverter |  | INDOOR
REIPNR-12056 | PV POWERED | PVP4600 | 4800 | 1 |  |  | 0.955 | Solar Inverter |  | INDOOR
REIPNR-12058 | PV POWERED | PVP3500 | 3500 | 1 |  |  | 0.955 | Solar Inverter |  | INDOOR
REIPNR-12065 | ENPHASE ENERGY | M175-24-208-S | 190 | 4 |  |  | 0.955 | Solar Inverter |  | INDOOR
REIPNR-12070 | SATCON TECHNOLOGY | AE-50-60-PV-D | 50000 | 1 |  |  | 0.955 | Solar Inverter |  | INDOOR
REIPNR-12073 | ENPHASE ENERGY | M175-24-240-S02 | 190 | 22 |  |  | 0.955 | Solar Inverter |  | OUTDOOR
REIPNR-12084 | ENPHASE ENERGY | M200-32-240-S02 | 380 | 25 |  |  | 0.955 | Solar Inverter |  | OUTDOOR
REIPNR-12089 | SOLECTRIA RENEWABLES | PVI60KW-208 | 60000 | 2 |  |  | 0.955 | Solar Inverter |  | OUTDOOR
REIPNR-12090 | SOLECTRIA RENEWABLES | PVI60KW-208 | 60000 | 2 |  |  | 0.955 | Solar Inverter |  | OUTDOOR
REIPNR-12091 | SOLECTRIA RENEWABLES | PVI82KW-208 | 82000 | 1 |  |  | 0.955 | Solar Inverter |  | OUTDOOR
REIPNR-12092 | SOLECTRIA RENEWABLES | PVI60KW-480 | 60000 | 1 |  |  | 0.955 | Solar Inverter |  | OUTDOOR
REIPNR-12093 | SOLECTRIA RENEWABLES | PVI60KW-208 | 60000 | 2 |  |  | 0.955 | Solar Inverter |  | OUTDOOR
REIPNR-12094 | SOLECTRIA RENEWABLES | PVI95KW-208 | 10000 | 1 |  |  | 0.955 | Solar Inverter |  | OUTDOOR
REIPNR-12094 | SOLECTRIA RENEWABLES | PVI95KW-480 | 95000 | 2 |  |  | 0.955 | Solar Inverter |  | OUTDOOR
REIPNR-12095 | SOLECTRIA RENEWABLES | PVI95KW-480 | 95000 | 2 |  |  | 0.955 | Solar Inverter |  | OUTDOOR
REIPNR-12108 | FRONIUS USA |  | 11400 | 3 |  |  | 0.955 | Solar Inverter |  | INDOOR
REIPNR-12109 | PV POWERED | PVP75KW-208 | 75000 | 1 |  |  | 0.955 | Solar Inverter |  | OUTDOOR
REIPNR-12110 | ENPHASE ENERGY | M190-72-208-SXX (-NA) | 190 | 21 |  |  | 0.955 | Solar Inverter |  | OUTDOOR
REIPNR-12126 | PV POWERED | PVP3500 | 3500 | 1 |  |  | 0.955 | Solar Inverter |  | INDOOR
REIPNR-12162 | SMA AMERICA | SB6000U (208V) | 6000 | 3 |  |  | 0.955 | Solar Inverter |  | OUTDOOR
REIPNR-12176 | ENPHASE ENERGY | M200-32-208-S01 | 190 | 40 |  |  | 0.955 | Solar Inverter |  | OUTDOOR
REIPNR-12183 | SMA AMERICA | SB3000US (208V) | 3000 | 1 |  |  | 0.955 | Solar Inverter |  | INDOOR
REIPNR-12184 | ENPHASE ENERGY | M200-32-240-S02 | 190 | 40 |  |  | 0.955 | Solar Inverter |  | OUTDOOR
REIPNR-12193 | PV POWERED | PVP3500 | 3500 | 1 |  |  | 0.955 | Solar Inverter |  | OUTDOOR
REIPNR-12198 | ENPHASE ENERGY | M175-24-240-S02 | 380 | 43 |  |  | 0.955 | Solar Inverter |  | OUTDOOR
REIPNR-12200 | PV POWERED | PVP75KW-208 | 75000 | 1 |  |  | 0.955 | Solar Inverter |  | OUTDOOR
REIPNR-12204 | PV POWERED | PVP75KW-480 | 75000 | 1 |  |  | 0.955 | Solar Inverter |  | Outside
SPP318 | SATCON TECHNOLOGY | PVS-135 (208 V) | 135000 | 1 |  |  | 0.955 | Solar Inverter |  | OUTDOOR
SPP333 | SMA AMERICA | SB4000US (208V) | 4000 | 1 |  |  | 0.955 | Solar Inverter |  | INDOOR
SPP337 | XANTREX TECHNOLOGY | GT250-480 | 250000 | 1 |  |  | 0.955 | Solar Inverter |  | OUTDOOR
SPP349 | SATCON TECHNOLOGY | PVS-100 (240 V) | 100000 | 1 |  |  | 0.955 | Solar Inverter |  | OUTDOOR
SPP349 | SATCON TECHNOLOGY | PVS-50 (208 V) | 50000 | 1 |  |  | 0.955 | Solar Inverter |  | OUTDOOR
SPP349 | SATCON TECHNOLOGY | PVS-75 (240 V) | 75000 | 1 |  |  | 0.955 | Solar Inverter |  | OUTDOOR
SPP356 | SATCON TECHNOLOGY | PVS-100 (240 V) | 100000 | 1 |  |  | 0.955 | Solar Inverter |  | INDOOR
SPP356 | SATCON TECHNOLOGY | PVS-75 (208 V) | 75000 | 1 |  |  | 0.955 | Solar Inverter |  | INDOOR
SPP357 | SATCON TECHNOLOGY | PVS-75 (240 V) | 750000 | 1 |  |  | 0.955 | Solar Inverter |  | OUTDOOR
SRP01015 | FRONIUS USA |  | 10000 | 1 |  |  | 0.955 | Solar Inverter |  | OUTDOOR
SRP01016 | FRONIUS USA |  | 10000 | 1 |  |  | 0.955 | Solar Inverter |  | OUTDOOR
SRP01027 | FRONIUS USA |  | 10000 | 1 |  |  | 0.955 | Solar Inverter |  | OUTDOOR
SRP01031 | FRONIUS USA |  | 11400 | 1 |  |  | 0.955 | Solar Inverter |  | OUTDOOR
SRP01033 | FRONIUS USA |  | 5000 | 1 |  |  | 0.955 | Solar Inverter |  | OUTDOOR
SRP01036 | ENPHASE ENERGY | M200-32-208-S01 | 190 | 3 |  |  | 0.955 | Solar Inverter |  | INDOOR
SRP01042 | FRONIUS USA |  | 10000 | 1 |  |  | 0.955 | Solar Inverter |  | OUTDOOR
SRP01043 | ENPHASE ENERGY | M175-24-208-S | 190 | 44 |  |  | 0.955 | Solar Inverter |  | OUTDOOR
SRP01046 | FRONIUS USA | IG 5100 | 5000 | 1 |  |  | 0.955 | Solar Inverter
SRP01054 | ENPHASE ENERGY | M175-24-240-S02 | 190 | 23 |  |  | 0.955 | Solar Inverter |  | OUTDOOR
SRP01059 | PV POWERED | PVP3500 | 3500 | 1 |  |  | 0.955 | Solar Inverter |  | INDOOR
SRP01075 | PV POWERED | PVP3500 | 3500 | 1 |  |  | 0.955 | Solar Inverter |  | INDOOR
SRP01077 | ENPHASE ENERGY | M200-32-240-S01 | 215 | 55 |  |  | 0.955 | Solar Inverter |  | OUTDOOR
SRP01095 | ENPHASE ENERGY | M200-32-208-S01 | 190 | 72 |  |  | 0.955 | Solar Inverter |  | OUTDOOR
SRP01102 | ENPHASE ENERGY | M200-32-240-S02 | 210 | 33 |  |  | 0.955 | Solar Inverter |  | OUTDOOR
SRP01124 | PV POWERED | PVP3500 | 3500 | 1 |  |  | 0.955 | Solar Inverter |  | OUTDOOR
SRP01134 | PV POWERED | PVP100KW-208 | 100000 | 2 |  |  | 0.955 | Solar Inverter |  | OUTDOOR
SRP01150 | ENPHASE ENERGY | M175-24-240-S01 | 235 | 38 |  |  | 0.955 | Solar Inverter |  | OUTDOOR
SRP01163 | PV POWERED | PVP75KW-208 | 75000 | 1 |  |  | 0.955 | Solar Inverter |  | INDOOR
SRP01164 | FRONIUS USA | IG 2000 | 2000 | 3 |  |  | 0.955 | Solar Inverter |  | OUTDOOR
SRP01194 | PV POWERED | PVP75KW-208 | 75000 | 1 |  |  | 0.955 | Solar Inverter |  | OUTDOOR
SRP01198 | PV POWERED | PVP75KW-208 | 50000 | 2 |  |  | 0.955 | Solar Inverter |  | OUTDOOR
SRP01200 | SATCON TECHNOLOGY | PVS-375 (480 V) | 375000 | 1 |  |  | 0.955 | Solar Inverter |  | OUTDOOR
SRP01201 | PV POWERED | PVP3000 | 3500 | 1 |  |  | 0.955 | Solar Inverter |  | Outside
SRP01207 | PV POWERED | PVP2800 | 3500 | 1 |  |  | 0.955 | Solar Inverter |  | INDOOR
SRP01247 | FRONIUS USA | IG 2000 | 2000 | 1 |  |  | 0.955 | Solar Inverter |  | OUTDOOR
SRP01259 | PV POWERED | PVP3500 | 3500 | 1 |  |  | 0.955 | Solar Inverter |  | Inside
SRP01261 | PV POWERED | PVP3500 | 3500 | 1 |  |  | 0.955 | Solar Inverter |  | OUTDOOR
SRP01263 | ENPHASE ENERGY | M200-32-240-S02 | 190 | 1 |  |  | 0.955 | Solar Inverter |  | Outside
SRP01274 | FRONIUS USA | IG 3000 | 3000 | 1 |  |  | 0.955 | Solar Inverter |  | OUTDOOR
SRP01274 | FRONIUS USA | IG 3000 | 3000 | 1 |  |  | 0.955 | Solar Inverter |  | OUTDOOR
SRP01276 | FRONIUS USA | IG 5100 | 5000 | 3 |  |  | 0.955 | Solar Inverter |  | INDOOR
SRP01277 | FRONIUS USA | IG 2000 | 2000 | 1 |  |  | 0.955 | Solar Inverter |  | INDOOR
SRP01277 | FRONIUS USA | IG 3000 | 3000 | 1 |  |  | 0.955 | Solar Inverter |  | INDOOR
SRP01277 | FRONIUS USA | IG 4000 | 4000 | 1 |  |  | 0.955 | Solar Inverter |  | INDOOR
SRP01288 | SATCON TECHNOLOGY | PVS-135 (208 V) | 135000 | 1 |  |  | 0.955 | Solar Inverter |  | OUTDOOR
SRP01289 | ENPHASE ENERGY | M190-72-208-SXX (-NA) | 190 | 46 |  |  | 0.955 | Solar Inverter |  | OUTDOOR
SRP01303 | PV POWERED | PVP3000 | 3500 | 1 |  |  | 0.955 | Solar Inverter |  | OUTDOOR
SRP01328 | SMA AMERICA | SB6000US (240V) | 6000 | 6 |  |  | 0.955 | Solar Inverter |  | OUTDOOR
SRP01337 | ENPHASE ENERGY | M200-32-208-S01 | 190 | 28 |  |  | 0.955 | Solar Inverter |  | OUTDOOR
SRP01359 | PV POWERED | PVP75KW-480 | 75000 | 1 |  |  | 0.955 | Solar Inverter |  | OUTDOOR
SRP01369 | ENPHASE ENERGY | M200-32-240-S02 | 190 | 24 |  |  | 0.955 | Solar Inverter |  | OUTDOOR
SRP01371 | ENPHASE ENERGY | M200-32-240-S02 | 190 | 31 |  |  | 0.955 | Solar Inverter |  | OUTDOOR
SRP01379 | ENPHASE ENERGY | M200-32-208-S01 | 190 | 37 |  |  | 0.955 | Solar Inverter |  | OUTDOOR
SRP01380 | ENPHASE ENERGY | M200-32-240-S02 | 190 | 21 |  |  | 0.955 | Solar Inverter |  | OUTDOOR
SRP01380 | ENPHASE ENERGY | M200-32-240-S02 | 380 | 14 |  |  | 0.955 | Solar Inverter |  | OUTDOOR
SRP01384 | ENPHASE ENERGY | M200-32-208-S01 | 190 | 9 |  |  | 0.955 | Solar Inverter |  | Outside
SRP01384 | ENPHASE ENERGY | M200-32-240-S02 | 190 | 7 |  |  | 0.955 | Solar Inverter |  | Outside
SRP01385 | ENPHASE ENERGY | EMU | 380 | 3 |  |  | 0.955 | Solar Inverter |  | INDOOR
SRP01385 | ENPHASE ENERGY | EMU | 380 | 4 |  |  | 0.955 | Solar Inverter |  | INDOOR
SRP01402 | PV POWERED | PVP3500 | 3500 | 1 |  |  | 0.955 | Solar Inverter |  | OUTDOOR
SRP01406 | PV POWERED | PVP3000 | 3000 | 1 |  |  | 0.955 | Solar Inverter |  | INDOOR
SRP01409 | PV POWERED | PVP3500 | 3500 | 1 |  |  | 0.955 | Solar Inverter |  | OUTDOOR
SRP01414 | ENPHASE ENERGY | M200-32-240-S02 | 380 | 31 |  |  | 0.955 | Solar Inverter |  | OUTDOOR
SRP01421 | PV POWERED | PVP75KW-208 | 75000 | 1 |  |  | 0.955 | Solar Inverter |  | INDOOR
SRP01422 | PV POWERED | PVP100KW-208 | 100000 | 1 |  |  | 0.955 | Solar Inverter |  | INDOOR
SRP01424 | PV POWERED | PVP3500 | 3500 | 1 |  |  | 0.955 | Solar Inverter |  | INDOOR
SRP01427 | PV POWERED | PVP3500 | 3500 | 1 |  |  | 0.955 | Solar Inverter |  | INDOOR
SRP01436 | PV POWERED | PVP100KW-208 | 100000 | 1 |  |  | 0.955 | Solar Inverter |  | OUTDOOR
SRP01441 | PV POWERED | PVP3500 | 3500 | 1 |  |  | 0.955 | Solar Inverter |  | Outside
SRP01441 | PV POWERED | PVP3500 | 3500 | 1 |  |  | 0.955 | Solar Inverter |  | Outside
SRP01443 | PV POWERED | PVP3500 | 3500 | 1 |  |  | 0.955 | Solar Inverter |  | INDOOR
SRP01446 | PV POWERED | PVP3500 | 3500 | 1 |  |  | 0.955 | Solar Inverter |  | INDOOR
SRP01449 | ENPHASE ENERGY | M175-24-240-S02 | 190 | 40 |  |  | 0.955 | Solar Inverter |  | OUTDOOR
SRP01476 | PV POWERED | PVP75KW-208 | 75000 | 2 |  |  | 0.955 | Solar Inverter |  | INDOOR
SRP01512 | PV POWERED | PVP3500 | 3500 | 2 |  |  | 0.955 | Solar Inverter |  | INDOOR
SRP01547 | ENPHASE ENERGY | M175-24-240-S02 | 190 | 28 |  |  | 0.955 | Solar Inverter |  | OUTDOOR
SRP01551 | SMA AMERICA | SB6000U (208V) | 6000 | 1 |  |  | 0.955 | Solar Inverter |  | INDOOR
SRP01558 | FRONIUS USA |  | 10000 | 1 |  |  | 0.955 | Solar Inverter |  | INDOOR
SRP01576 | PV POWERED | PVP3500 | 3500 | 2 |  |  | 0.955 | Solar Inverter |  | OUTDOOR
SRP01588 | ENPHASE ENERGY | M175-24-240-S02 | 190 | 96 |  |  | 0.955 | Solar Inverter |  | OUTDOOR
SRP01589 | SMA AMERICA | SB6000US (208V) | 6000 | 1 |  |  | 0.955 | Solar Inverter |  | INDOOR
SRP01593 | FRONIUS USA |  | 3800 | 1 |  |  | 0.955 | Solar Inverter |  | Inside
SRP01599 | FRONIUS USA |  | 10000 | 1 |  |  | 0.955 | Solar Inverter |  | INDOOR
SRP01607 | PV POWERED | PVP2500 | 2500 | 1 |  |  | 0.955 | Solar Inverter |  | INDOOR
SRP01632 | SMA AMERICA | SB5000US | 5000 | 1 |  |  | 0.955 | Solar Inverter |  | OUTDOOR
SRP01636 | PV POWERED | PVP3500 | 3500 | 1 |  |  | 0.955 | Solar Inverter |  | INDOOR
SRP01639 | ENPHASE ENERGY | M200-32-208-S01 | 190 | 28 |  |  | 0.955 | Solar Inverter |  | OUTDOOR
SRP01653 | PV POWERED | PVP75KW-208 | 75000 | 1 |  |  | 0.955 | Solar Inverter |  | OUTDOOR
SRP01664 | PV POWERED | PVP100KW-208 | 100000 | 1 |  |  | 0.955 | Solar Inverter |  | INDOOR
SRP01676 | ENPHASE ENERGY | M200-32-208-S01 | 190 | 4 |  |  | 0.955 | Solar Inverter |  | OUTDOOR
SRP01677 | PV POWERED | PVP3500 | 3500 | 3 |  |  | 0.955 | Solar Inverter |  | INDOOR
SRP01688 | PV POWERED | PVP3500 | 3500 | 1 |  |  | 0.955 | Solar Inverter |  | INDOOR
SRP01690 | PV POWERED | PVP3500 | 3500 | 1 |  |  | 0.955 | Solar Inverter |  | INDOOR
SRP01698 | ENPHASE ENERGY | M175-24-240-S02 | 190 | 101 |  |  | 0.955 | Solar Inverter |  | OUTDOOR
SRP01699 | PV POWERED | PVP3500 | 3500 | 1 |  |  | 0.955 | Solar Inverter |  | INDOOR
SRP01704 | PV POWERED | PVP3500 | 3500 | 1 |  |  | 0.955 | Solar Inverter |  | OUTDOOR
SRP01709 | ENPHASE ENERGY | M200-32-240-S02 | 380 | 15 |  |  | 0.955 | Solar Inverter |  | OUTDOOR
SRP01711 | FRONIUS USA | IG 5100 | 5100 | 1 |  |  | 0.955 | Solar Inverter |  | OUTDOOR
SRP01715 | FRONIUS USA | IG 2000 | 2000 | 2 |  |  | 0.955 | Solar Inverter |  | OUTDOOR
SRP01716 | FRONIUS USA | IG 5100 | 5100 | 1 |  |  | 0.955 | Solar Inverter |  | OUTDOOR
SRP01717 | FRONIUS USA | IG 2000 | 2000 | 1 |  |  | 0.955 | Solar Inverter |  | OUTDOOR
SRP01717 | FRONIUS USA | IG 3000 | 3000 | 1 |  |  | 0.955 | Solar Inverter |  | OUTDOOR
SRP01717 | FRONIUS USA | IG 5100 | 5100 | 1 |  |  | 0.955 | Solar Inverter |  | OUTDOOR
SRP01718 | SMA AMERICA | SB5000US | 5000 | 1 |  |  | 0.955 | Solar Inverter |  | INDOOR
SRP01733 | SUNPOWER CORP (ORIGINAL MFRSMA) | SPR-5000M (208V) | 5000 | 1 |  |  | 0.955 | Solar Inverter |  | INDOOR
SRP01733 | SUNPOWER CORP (ORIGINAL MFRSMA) | SPR-7000M (208V) | 7000 | 1 |  |  | 0.955 | Solar Inverter |  | INDOOR
SRP01733 | SUNPOWER CORP (ORIGINAL MFRSMA) | SPR-7000M (277V) | 8000 | 1 |  |  | 0.955 | Solar Inverter |  | INDOOR
SRP01747 | PV POWERED | PVP3500 | 3500 | 1 |  |  | 0.955 | Solar Inverter |  | Outside
SRP01752 | PV POWERED | PVP3500 | 3500 | 1 |  |  | 0.955 | Solar Inverter |  | INDOOR
SRP01752 | PV POWERED | PVP3500 | 3500 | 1 |  |  | 0.955 | Solar Inverter |  | INDOOR
SRP01757 | ENPHASE ENERGY | M175-24-240-S02 | 190 | 23 |  |  | 0.955 | Solar Inverter |  | OUTDOOR
SRP01763 | SMA AMERICA | SB5000US (208V) | 5000 | 1 |  |  | 0.955 | Solar Inverter |  | OUTDOOR
SRP01764 | PV POWERED | PVP75KW-480 | 75000 | 1 |  |  | 0.955 | Solar Inverter |  | OUTDOOR
SRP01765 | PV POWERED | PVP75KW-480 | 75000 | 1 |  |  | 0.955 | Solar Inverter |  | OUTDOOR
SRP01765 | SMA AMERICA | SB5000US | 5000 | 1 |  |  | 0.955 | Solar Inverter |  | OUTDOOR
SRP01768 | ENPHASE ENERGY | M200-32-240-S02 | 190 | 62 |  |  | 0.955 | Solar Inverter |  | OUTDOOR
SRP01772 | ENPHASE ENERGY | M200-32-240-S02 | 190 | 42 |  |  | 0.955 | Solar Inverter |  | OUTDOOR
SRP01774 | ENPHASE ENERGY | M200-32-240-S02 | 190 | 38 |  |  | 0.955 | Solar Inverter |  | OUTDOOR
SRP01780 | ENPHASE ENERGY | M200-32-240-S02 | 190 | 42 |  |  | 0.955 | Solar Inverter |  | OUTDOOR
SRP01805 | PV POWERED | PVP3500 | 3500 | 1 |  |  | 0.955 | Solar Inverter |  | Inside
SRP01806 | PV POWERED | PVP3500 | 3500 | 1 |  |  | 0.955 | Solar Inverter |  | OUTDOOR
SRP01820 | PV POWERED | PVP3500 | 3500 | 2 |  |  | 0.955 | Solar Inverter |  | INDOOR
SRP01824 | PV POWERED | PVP3500 | 3500 | 1 |  |  | 0.955 | Solar Inverter |  | INDOOR
SRP01830 | ENPHASE ENERGY | M175-24-240-S02 | 210 | 39 |  |  | 0.955 | Solar Inverter |  | OUTDOOR
SRP01834 | ENPHASE ENERGY | M175-24-240-S02 | 190 | 18 |  |  | 0.955 | Solar Inverter |  | INDOOR
SRP01844 | PV POWERED | PVP3500 | 3500 | 1 |  |  | 0.955 | Solar Inverter |  | INDOOR
SRP01845 | PV POWERED | PVP3500 | 3500 | 1 |  |  | 0.955 | Solar Inverter |  | OUTDOOR
SRP01847 | PV POWERED | PVP3500 | 3500 | 1 |  |  | 0.955 | Solar Inverter |  | Outside
SRP01864 | SATCON TECHNOLOGY | PVS-375 (480 V) | 375000 | 1 |  |  | 0.955 | Solar Inverter |  | OUTDOOR
SRP01868 | PV POWERED | PVP3500 | 3500 | 1 |  |  | 0.955 | Solar Inverter |  | INDOOR
SRP01892 | FRONIUS USA |  | 10000 | 1 |  |  | 0.955 | Solar Inverter |  | INDOOR
SRP01942 | PV POWERED | PVP3500 | 3500 | 2 |  |  | 0.955 | Solar Inverter |  | INDOOR
SRP01947 | PV POWERED | PVP3500 | 3500 | 2 |  |  | 0.955 | Solar Inverter |  | INDOOR
SRP01952 | ENPHASE ENERGY | M200-32-208-S01 | 190 | 32 |  |  | 0.955 | Solar Inverter |  | OUTDOOR
SRP01960 | ENPHASE ENERGY | M200-32-208-S01 | 190 | 27 |  |  | 0.955 | Solar Inverter |  | OUTDOOR
SRP01961 | ENPHASE ENERGY | M200-32-208-S01 | 190 | 33 |  |  | 0.955 | Solar Inverter |  | OUTDOOR
SRP01962 | ENPHASE ENERGY | M200-32-208-S01 | 190 | 33 |  |  | 0.955 | Solar Inverter |  | OUTDOOR
SRP01979 | ENPHASE ENERGY | M200-32-240-S01 | 190 | 15 |  |  | 0.955 | Solar Inverter |  | OUTDOOR
SRP01979 | ENPHASE ENERGY | M200-32-240-S02 | 380 | 90 |  |  | 0.955 | Solar Inverter |  | OUTDOOR
SRP02003 | PV POWERED | PVP3500 | 3500 | 1 |  |  | 0.955 | Solar Inverter |  | INDOOR
SRP02006 | PV POWERED | PVP3500 | 3500 | 1 |  |  | 0.955 | Solar Inverter |  | INDOOR
SRP02011 | ENPHASE ENERGY | M175-24-240-S02 | 190 | 30 |  |  | 0.955 | Solar Inverter |  | OUTDOOR
SRP02025 | ENPHASE ENERGY | M200-32-208-S01 | 380 | 8 |  |  | 0.955 | Solar Inverter |  | INDOOR
SRP02030 | FRONIUS USA |  | 10000 | 2 |  |  | 0.955 | Solar Inverter |  | OUTDOOR
SRP02031 | FRONIUS USA |  | 10000 | 1 |  |  | 0.955 | Solar Inverter |  | INDOOR
SRP02032 | SMA AMERICA | SB6000U (208V) | 6000 | 1 |  |  | 0.955 | Solar Inverter |  | INDOOR
SRP02033 | FRONIUS USA |  | 10000 | 2 |  |  | 0.955 | Solar Inverter |  | INDOOR
SRP02035 | FRONIUS USA |  | 10000 | 1 |  |  | 0.955 | Solar Inverter |  | INDOOR
SRP02041 | SMA AMERICA | SB6000US (208V) | 6000 | 1 |  |  | 0.955 | Solar Inverter |  | INDOOR
SRP02068 | PV POWERED | PVP3500 | 3500 | 1 |  |  | 0.955 | Solar Inverter |  | INDOOR
SRP02070 | ENPHASE ENERGY | M200-32-240-S02 | 190 | 50 |  |  | 0.955 | Solar Inverter |  | OUTDOOR
SRP02089 | KACO | 1501XI | 1502 | 1 |  |  | 0.955 | Solar Inverter |  | INDOOR
SRP02089 | KACO | 1501XI | 1502 | 1 |  |  | 0.955 | Solar Inverter |  | Inside
SRP02091 | ENPHASE ENERGY | M200-32-240-S02 | 230 | 38 |  |  | 0.955 | Solar Inverter |  | OUTDOOR
SRP02116 | PV POWERED | PVP3500 | 3500 | 1 |  |  | 0.955 | Solar Inverter |  | Outside
SRP02117 | PV POWERED | PVP3500 | 3500 | 2 |  |  | 0.955 | Solar Inverter |  | INDOOR
SRP02137 | SMA AMERICA | SB5000US (208V) | 5000 | 4 |  |  | 0.955 | Solar Inverter |  | OUTDOOR
SRP02143 | ENPHASE ENERGY | M200-32-208-S01 | 190 | 15 |  |  | 0.955 | Solar Inverter |  | INDOOR
SRP02146 | ENPHASE ENERGY | M200-32-208-S01 | 190 | 146 |  |  | 0.955 | Solar Inverter |  | OUTDOOR
SRP02149 | ENPHASE ENERGY | M200-32-208-S01 | 190 | 4 |  |  | 0.955 | Solar Inverter |  | INDOOR
SRP02161 | ENPHASE ENERGY | M175-24-208-S | 190 | 34 |  |  | 0.955 | Solar Inverter |  | OUTDOOR
SRP02201 | ENPHASE ENERGY | M200-32-240-S02 | 380 | 13 |  |  | 0.955 | Solar Inverter |  | OUTDOOR
SRP02226 | ENPHASE ENERGY | M175-24-208-S | 190 | 30 |  |  | 0.955 | Solar Inverter |  | OUTDOOR
SRP02230 | SMA AMERICA | SB5000US | 5000 | 1 |  |  | 0.955 | Solar Inverter |  | OUTDOOR
SRP02244 | PV POWERED | PVP3500 | 3500 | 1 |  |  | 0.955 | Solar Inverter |  | INDOOR
SRP02262 | PV POWERED | PVP3500 | 3500 | 2 |  |  | 0.955 | Solar Inverter |  | Outside
SRP02274 | ENPHASE ENERGY | M200-32-240-S02 | 380 | 22 |  |  | 0.955 | Solar Inverter |  | OUTDOOR
SRP02276 | PV POWERED | PVP75KW-208 | 75000 | 1 |  |  | 0.955 | Solar Inverter |  | OUTDOOR
SRP02335 | ENPHASE ENERGY | M200-32-208-S01 | 190 | 4 |  |  | 0.955 | Solar Inverter |  | Outside
SRP02335 | ENPHASE ENERGY | M200-32-208-S01 | 190 | 14 |  |  | 0.955 | Solar Inverter |  | Outside
SRP02381 | ENPHASE ENERGY | M200-32-208-S01 | 190 | 51 |  |  | 0.955 | Solar Inverter |  | OUTDOOR
SRP02390 | SMA AMERICA | SB5000US (240V) | 5000 | 1 |  |  | 0.955 | Solar Inverter |  | INDOOR
SRP02426 | PV POWERED | PVP3500 | 3500 | 2 |  |  | 0.955 | Solar Inverter |  | OUTDOOR
SRP02428 | PV POWERED | PVP3500 | 3500 | 1 |  |  | 0.955 | Solar Inverter |  | INDOOR
SRP02429 | PV POWERED | PVP3500 | 3500 | 2 |  |  | 0.955 | Solar Inverter |  | INDOOR
SRP02434 | PV POWERED | PVP3500 | 3500 | 2 |  |  | 0.955 | Solar Inverter |  | INDOOR
SRP02437 | PV POWERED | PVP3500 | 3500 | 2 |  |  | 0.955 | Solar Inverter |  | Inside
SRP02443 | SUNPOWER CORP (ORIGINAL MFRSMA) | SPR-5000M (208V) | 5000 | 1 |  |  | 0.955 | Solar Inverter |  | INDOOR
SRP02447 | ENPHASE ENERGY | M200-32-240-S02 | 380 | 18 |  |  | 0.955 | Solar Inverter |  | OUTDOOR
SRP02477 | ENPHASE ENERGY | M200-32-208-S01 | 190 | 20 |  |  | 0.955 | Solar Inverter |  | OUTDOOR
SRP02491 | ENPHASE ENERGY | M200-32-208-S01 | 190 | 29 |  |  | 0.955 | Solar Inverter |  | OUTDOOR
SRP02503 | ENPHASE ENERGY | M200-32-240-S02 | 380 | 51 |  |  | 0.955 | Solar Inverter |  | OUTDOOR
SRP02513 | SMA AMERICA | SB3000US (208V) | 3000 | 1 |  |  | 0.955 | Solar Inverter |  | Outside
SRP02518 | FRONIUS USA |  | 3800 | 1 |  |  | 0.955 | Solar Inverter |  | Inside
SRP02520 | ENPHASE ENERGY | M200-32-208-S01 | 190 | 100 |  |  | 0.955 | Solar Inverter |  | OUTDOOR
SRP02529 | ENPHASE ENERGY | M200-32-208-S01 | 190 | 20 |  |  | 0.955 | Solar Inverter |  | OUTDOOR
SRP02538 | PV POWERED | PVP3500 | 3500 | 1 |  |  | 0.955 | Solar Inverter |  | INDOOR
SRP02546 | ENPHASE ENERGY | M200-32-208-S01 | 190 | 12 |  |  | 0.955 | Solar Inverter |  | OUTDOOR
SRP02569 | ENPHASE ENERGY | M200-32-208-S01 | 190 | 34 |  |  | 0.955 | Solar Inverter |  | OUTDOOR
SRP02575 | SUNPOWER CORP (ORIGINAL MFRSMA) | SPR-7000M (208V) | 7000 | 1 |  |  | 0.955 | Solar Inverter |  | OUTDOOR
SRP02601 | FRONIUS USA | IG 2000 NEG | 2000 | 1 |  |  | 0.955 | Solar Inverter |  | INDOOR
SRP02601 | FRONIUS USA | IG 3000 NEG | 3000 | 1 |  |  | 0.955 | Solar Inverter |  | INDOOR
SRP02629 | PV POWERED | PVP3500 | 3500 | 2 |  |  | 0.955 | Solar Inverter |  | OUTDOOR
SRP02634 | PV POWERED | PVP75KW-208 | 75000 | 2 |  |  | 0.955 | Solar Inverter |  | OUTDOOR
SRP02635 | PV POWERED | PVP75KW-208 | 75000 | 3 |  |  | 0.955 | Solar Inverter |  | OUTDOOR
SRP02636 | PV POWERED | PVP3500 | 3500 | 1 |  |  | 0.955 | Solar Inverter |  | INDOOR
SRP02638 | PV POWERED | PVP4600 | 4600 | 1 |  |  | 0.955 | Solar Inverter |  | INDOOR
SRP02642 | SMA AMERICA | SB3300U | 3500 | 1 |  |  | 0.955 | Solar Inverter |  | Outside
SRP02656 | PV POWERED | PVP75KW-480 | 75000 | 1 |  |  | 0.955 | Solar Inverter |  | OUTDOOR
SRP02662 | ENPHASE ENERGY | M200-32-208-S01 | 190 | 12 |  |  | 0.955 | Solar Inverter |  | Outside
SRP02662 | ENPHASE ENERGY | M200-32-208-S02 | 190 | 10 |  |  | 0.955 | Solar Inverter |  | Outside
SRP02664 | PV POWERED | PVP75KW-208 | 75000 | 2 |  |  | 0.955 | Solar Inverter |  | OUTDOOR
SRP02665 | SOLECTRIA RENEWABLES | PVI 5300 (208V) | 6000 | 1 |  |  | 0.955 | Solar Inverter |  | OUTDOOR
SRP02685 | ENPHASE ENERGY | M200-32-208-S01 | 380 | 21 |  |  | 0.955 | Solar Inverter |  | OUTDOOR
SRP02726 | SMA AMERICA | SB7000TL-US (208V) | 7000 | 8 |  |  | 0.955 | Solar Inverter |  | Outside
SRP02764 | PV POWERED | PVP3500 | 3500 | 1 |  |  | 0.955 | Solar Inverter |  | INDOOR
SRP02820 | PV POWERED | PVP3500 | 3500 | 1 |  |  | 0.955 | Solar Inverter |  | INDOOR
SRP02822 | PV POWERED | PVP3500 | 3500 | 1 |  |  | 0.955 | Solar Inverter |  | INDOOR
SRP02846 | ENPHASE ENERGY | M200-32-240-S02 | 190 | 26 |  |  | 0.955 | Solar Inverter |  | OUTDOOR
SRP02866 | ENPHASE ENERGY | M200-32-208-S01 | 190 | 25 |  |  | 0.955 | Solar Inverter |  | OUTDOOR
SRP02909 | PV POWERED | PVP3500 | 3500 | 1 |  |  | 0.955 | Solar Inverter |  | INDOOR
SRP02920 | SMA AMERICA | SB5000US | 5000 | 1 |  |  | 0.955 | Solar Inverter |  | Outside
SRP02921 | SMA AMERICA | SB5000US | 5000 | 1 |  |  | 0.955 | Solar Inverter |  | INDOOR
SRP02942 | PV POWERED | PVP3500 | 3500 | 1 |  |  | 0.955 | Solar Inverter |  | Outside
SRP02952 | SOLECTRIA RENEWABLES | PVI82KW-208 | 82000 | 1 |  |  | 0.955 | Solar Inverter |  | INDOOR
SRP02953 | ENPHASE ENERGY | M175-24-240-S02 | 190 | 44 |  |  | 0.955 | Solar Inverter |  | OUTDOOR
SRP02957 | FRONIUS USA |  | 7500 | 1 |  |  | 0.955 | Solar Inverter |  | Inside
SRP02957 | FRONIUS USA |  | 10000 | 1 |  |  | 0.955 | Solar Inverter |  | INDOOR
SRP02962 | ENPHASE ENERGY | M200-32-208-S01 | 190 | 22 |  |  | 0.955 | Solar Inverter |  | OUTDOOR
SRP02971 | SUNPOWER CORP (ORIGINAL MFRSMA) | SPR-6000M (208V) | 6000 | 1 |  |  | 0.955 | Solar Inverter |  | Inside
SRP02972 | PV POWERED | PVP75KW-480 | 75000 | 1 |  |  | 0.955 | Solar Inverter |  | OUTDOOR
SRP02973 | PV POWERED | PVP30KW-208 | 35000 | 1 |  |  | 0.955 | Solar Inverter |  | OUTDOOR
SRP02979 | ENPHASE ENERGY | M200-32-208-S01 | 210 | 30 |  |  | 0.955 | Solar Inverter |  | OUTDOOR
SRP02988 | PV POWERED | PVP3500 | 3500 | 1 |  |  | 0.955 | Solar Inverter |  | OUTDOOR
SRP03022 | ADVANCED ENERGY INDUSTRIES | 3159000-104 | 75000 | 1 |  |  | 0.955 | Solar Inverter |  | OUTDOOR
SRP03086 | SMA AMERICA | SB3800U (208V) | 3800 | 1 |  |  | 0.955 | Solar Inverter |  | Inside
SRP03130 | ADVANCED ENERGY INDUSTRIES | 3159000-110 | 100000 | 1 |  |  | 0.955 | Solar Inverter |  | Outside
SRP03133 | ADVANCED ENERGY INDUSTRIES | 3159000-104 | 50000 | 1 |  |  | 0.955 | Solar Inverter |  | Outside
SRP03133 | ADVANCED ENERGY INDUSTRIES | 3159000-110 | 100000 | 1 |  |  | 0.955 | Solar Inverter |  | OUTDOOR
SRP03147 | PV POWERED | PVP3500 | 3500 | 1 |  |  | 0.955 | Solar Inverter |  | INDOOR
SRP03154 | SMA AMERICA | SB5000US | 5000 | 1 |  |  | 0.955 | Solar Inverter |  | INDOOR
SRP03155 | PV POWERED | PVP3500 | 3500 | 1 |  |  | 0.955 | Solar Inverter |  | Outside
SRP03193 | PV POWERED | PVP75KW-208 | 75000 | 1 |  |  | 0.955 | Solar Inverter |  | OUTDOOR
SRP03212 | ENPHASE ENERGY | M200-32-240-S02 | 190 | 20 |  |  | 0.955 | Solar Inverter |  | OUTDOOR
SRP03231 | ENPHASE ENERGY | M200-32-208-S01 | 190 | 10 |  |  | 0.955 | Solar Inverter |  | OUTDOOR
SRP03236 | PV POWERED | PVP75KW-480 | 75000 | 1 |  |  | 0.955 | Solar Inverter |  | Inside
SRP03247 | SMA AMERICA | SB3000US (208V) | 3000 | 1 |  |  | 0.955 | Solar Inverter |  | Inside
SRP03247 | SMA AMERICA | SB5000US | 5000 | 1 |  |  | 0.955 | Solar Inverter |  | Inside
SRP03267 | ADVANCED ENERGY INDUSTRIES | 3159000-110 | 75000 | 1 |  |  | 0.955 | Solar Inverter |  | Outside
SRP03268 | ADVANCED ENERGY INDUSTRIES | 3159000-110 | 75000 | 1 |  |  | 0.955 | Solar Inverter |  | OUTDOOR
SRP03275 | FRONIUS USA |  | 2500 | 1 |  |  | 0.955 | Solar Inverter |  | Inside
SRP03280 | SMA AMERICA | SB7000US (277V) | 7000 | 1 |  |  | 0.955 | Solar Inverter |  | Outside
SRP03281 | SCHUCO USA | SB4000US (208V) | 4000 | 1 |  |  | 0.955 | Solar Inverter |  | INDOOR
SRP03323 | PV POWERED | PVP3500 | 3500 | 2 |  |  | 0.955 | Solar Inverter |  | Outside
SRP03331 | PV POWERED | PVP3500 | 3500 | 1 |  |  | 0.955 | Solar Inverter |  | OUTDOOR
SRP03341 | PV POWERED | PVP4800 | 4800 | 1 |  |  | 0.955 | Solar Inverter |  | Inside
SRP03369 | FRONIUS USA | IG 4000 | 4000 | 1 |  |  | 0.955 | Solar Inverter |  | OUTDOOR
SRP03374 | ENPHASE ENERGY | M200-32-208-S01 | 190 | 34 |  |  | 0.955 | Solar Inverter |  | OUTDOOR
SRP03390 | PV POWERED | PVP3500 | 3500 | 1 |  |  | 0.955 | Solar Inverter |  | OUTDOOR
SRP03392 | PV POWERED | PVP3500 | 3500 | 2 |  |  | 0.955 | Solar Inverter |  | Inside
SRP03400 | PV POWERED | PVP2500 | 2500 | 1 |  |  | 0.955 | Solar Inverter |  | INDOOR
SRP03404 | SUNPOWER CORP (ORIGINAL MFRSMA) | SPR-6000M (277V) | 6500 | 4 |  |  | 0.955 | Solar Inverter |  | OUTDOOR
SRP03427 | PV POWERED | PVP3500 | 3500 | 2 |  |  | 0.955 | Solar Inverter |  | INDOOR
SRP03431 | ENPHASE ENERGY | M200-32-240-S02 | 380 | 15 |  |  | 0.955 | Solar Inverter |  | OUTDOOR
SRP03470 | SMA AMERICA | SB6000U (208V) | 6000 | 1 |  |  | 0.955 | Solar Inverter |  | OUTDOOR
SRP03480 | SMA AMERICA | SB6000U (208V) | 6000 | 1 |  |  | 0.955 | Solar Inverter |  | Outside
SRP03481 | FRONIUS USA |  | 5000 | 1 |  |  | 0.955 | Solar Inverter |  | INDOOR
SRP03493 | ENPHASE ENERGY | M200-32-208-S01 | 215 | 28 |  |  | 0.955 | Solar Inverter |  | OUTDOOR
SRP03507 | ENPHASE ENERGY | M200-32-208-S01 | 190 | 23 |  |  | 0.955 | Solar Inverter |  | INDOOR
SRP03508 | FRONIUS USA |  | 3800 | 1 |  |  | 0.955 | Solar Inverter |  | Inside
SRP03509 | FRONIUS USA | IG 3000 | 3000 | 2 |  |  | 0.955 | Solar Inverter |  | OUTDOOR
SRP03511 | FRONIUS USA |  | 10000 | 1 |  |  | 0.955 | Solar Inverter |  | OUTDOOR
SRP03533 | PV POWERED | PVP3500 | 3500 | 2 |  |  | 0.955 | Solar Inverter |  | INDOOR
SRP03536 | PV POWERED | PVP3500 | 3500 | 1 |  |  | 0.955 | Solar Inverter |  | INDOOR
SRP03539 | SUNPOWER CORP (ORIGINAL MFRFRONIUS) | SPR-6500F-208 | 6500 | 1 |  |  | 0.955 | Solar Inverter |  | INDOOR
SRP03555 | ENPHASE ENERGY | M200-32-208-S01 | 228 | 12 |  |  | 0.955 | Solar Inverter |  | OUTDOOR
SRP03561 | PV POWERED | PVP3500 | 3500 | 3 |  |  | 0.955 | Solar Inverter |  | INDOOR
SRP03571 | PV POWERED | PVP3500 | 3500 | 1 |  |  | 0.955 | Solar Inverter |  | INDOOR
SRP03599 | PV POWERED | PVP3500 | 3500 | 1 |  |  | 0.955 | Solar Inverter |  | INDOOR
SRP03603 | PV POWERED | PVP3500 | 3500 | 1 |  |  | 0.955 | Solar Inverter |  | INDOOR
SRP03604 | ENPHASE ENERGY | M200-32-240-S02 | 380 | 19 |  |  | 0.955 | Solar Inverter |  | Outside
SRP03627 | PV POWERED | PVP3500 | 3500 | 1 |  |  | 0.955 | Solar Inverter |  | OUTDOOR
SRP03631 | SMA AMERICA | SB5000US | 5000 | 1 |  |  | 0.955 | Solar Inverter |  | INDOOR
SRP03640 | ENPHASE ENERGY | M200-32-208-S01 | 190 | 27 |  |  | 0.955 | Solar Inverter |  | OUTDOOR
SRP03647 | PV POWERED | PVP3500 | 3500 | 2 |  |  | 0.955 | Solar Inverter |  | INDOOR
SRP03656 | PV POWERED | PVP4600 | 4600 | 2 |  |  | 0.955 | Solar Inverter |  | Outside
SRP03659 | PV POWERED | PVP3500 | 3500 | 2 |  |  | 0.955 | Solar Inverter |  | INDOOR
SRP03673 | FRONIUS USA | IG 2000 | 2000 | 2 |  |  | 0.955 | Solar Inverter |  | OUTDOOR
SRP03680 | PV POWERED | PVP3500 | 3500 | 2 |  |  | 0.955 | Solar Inverter |  | INDOOR
SRP03682 | ENPHASE ENERGY | M200-32-208-S01 | 190 | 6 |  |  | 0.955 | Solar Inverter |  | Outside
SRP03702 | PV POWERED | PVP3500 | 3500 | 1 |  |  | 0.955 | Solar Inverter |  | Inside
SRP03711 | ENPHASE ENERGY | M200-32-240-S02 | 210 | 24 |  |  | 0.955 | Solar Inverter |  | OUTDOOR
SRP03714 | ENPHASE ENERGY | M200-32-208-S01 | 190 | 18 |  |  | 0.955 | Solar Inverter |  | OUTDOOR
SRP03735 | ENPHASE ENERGY | M200-32-208-S01 | 190 | 36 |  |  | 0.955 | Solar Inverter |  | INDOOR
SRP03740 | FRONIUS USA |  | 6000 | 2 |  |  | 0.955 | Solar Inverter |  | OUTDOOR
SRP03753 | PV POWERED | PVP3500 | 3500 | 1 |  |  | 0.955 | Solar Inverter |  | INDOOR
SRP03769 | PV POWERED | PVP3500 | 3500 | 1 |  |  | 0.955 | Solar Inverter |  | INDOOR
SRP03770 | ENPHASE ENERGY | M200-32-208-S01 | 190 | 53 |  |  | 0.955 | Solar Inverter |  | OUTDOOR
SRP03774 | ENPHASE ENERGY | M200-32-208-S01 | 200 | 26 |  |  | 0.955 | Solar Inverter |  | OUTDOOR
SRP03782 | ENPHASE ENERGY | M200-32-208-S01 | 200 | 44 |  |  | 0.955 | Solar Inverter |  | OUTDOOR
SRP03787 | ENPHASE ENERGY | M200-32-208-S01 | 200 | 28 |  |  | 0.955 | Solar Inverter |  | OUTDOOR
SRP03815 | FRONIUS USA | IG 2000 | 2000 | 1 |  |  | 0.955 | Solar Inverter |  | OUTDOOR
SRP03816 | FRONIUS USA | IG 3000 | 3000 | 1 |  |  | 0.955 | Solar Inverter |  | Outside
SRP03828 | SMA AMERICA | SB5000US (240V) | 5000 | 1 |  |  | 0.955 | Solar Inverter |  | OUTDOOR
SRP03834 | PV POWERED | PVP3500 | 3500 | 1 |  |  | 0.955 | Solar Inverter |  | INDOOR
SRP03855 | ENPHASE ENERGY | M200-32-208-S01 | 215 | 33 |  |  | 0.955 | Solar Inverter |  | OUTDOOR
SRP03858 | FRONIUS USA | IG 4000 NEG | 4000 | 2 |  |  | 0.955 | Solar Inverter |  | OUTDOOR
SRP03860 | FRONIUS USA | IG 4000 | 4000 | 1 |  |  | 0.955 | Solar Inverter |  | OUTDOOR
SRP03867 | ADVANCED ENERGY INDUSTRIES | 3159000-110 | 75000 | 1 |  |  | 0.955 | Solar Inverter |  | INDOOR
SRP03883 | FRONIUS USA |  | 5000 | 2 |  |  | 0.955 | Solar Inverter |  | INDOOR
SRP03885 | FRONIUS USA |  | 10000 | 1 |  |  | 0.955 | Solar Inverter |  | INDOOR
SRP03889 | ENPHASE ENERGY | M175-24-208-S | 190 | 14 |  |  | 0.955 | Solar Inverter |  | Outside
SRP03899 | PV POWERED | PVP3500 | 3500 | 1 |  |  | 0.955 | Solar Inverter |  | Outside
SRP03904 | PV POWERED | PVP4800 | 4800 | 1 |  |  | 0.955 | Solar Inverter |  | OUTDOOR
SRP03928 | PV POWERED | PVP3500 | 3500 | 1 |  |  | 0.955 | Solar Inverter |  | INDOOR
SRP03934 | PV POWERED | PVP3500 | 3500 | 1 |  |  | 0.955 | Solar Inverter |  | INDOOR
SRP03971 | ENPHASE ENERGY | M200-32-208-S01 | 190 | 10 |  |  | 0.955 | Solar Inverter |  | OUTDOOR
SRP03989 | FRONIUS USA |  | 11400 | 2 |  |  | 0.955 | Solar Inverter |  | OUTDOOR
SRP03998 | ENPHASE ENERGY | M200-32-208-S01 | 215 | 25 |  |  | 0.955 | Solar Inverter |  | OUTDOOR
SRP04006 | KACO | 1501XI | 10000 | 2 |  |  | 0.955 | Solar Inverter |  | OUTDOOR
SRP04009 | PV POWERED | PVP100KW-208 | 100000 | 1 |  |  | 0.955 | Solar Inverter |  | Inside
SRP04019 | PV POWERED | PVP75KW-208 | 75000 | 1 |  |  | 0.955 | Solar Inverter |  | INDOOR
SRP04032 | PV POWERED | PVP3500 | 3500 | 1 |  |  | 0.955 | Solar Inverter |  | INDOOR
SRP04036 | ENPHASE ENERGY | M200-32-240-S02 | 215 | 42 |  |  | 0.955 | Solar Inverter |  | OUTDOOR
SRP04039 | ENPHASE ENERGY | M200-32-208-S01 | 190 | 23 |  |  | 0.955 | Solar Inverter |  | OUTDOOR
SRP04046 | PV POWERED | PVP3500 | 3500 | 1 |  |  | 0.955 | Solar Inverter |  | INDOOR
SRP04052 | PV POWERED | PVP3500 | 3500 | 1 |  |  | 0.955 | Solar Inverter |  | OUTDOOR
SRP04057 | PV POWERED | PVP3500 | 3500 | 1 |  |  | 0.955 | Solar Inverter |  | OUTDOOR
SRP04059 | KACO | 2901XI | 2500 | 1 |  |  | 0.955 | Solar Inverter |  | OUTDOOR
SRP04062 | KACO | 3601XI | 5000 | 1 |  |  | 0.955 | Solar Inverter |  | OUTDOOR
SRP04071 | SMA AMERICA | SB3000US (208V) | 2000 | 1 |  |  | 0.955 | Solar Inverter |  | INDOOR
SRP04071 | SMA AMERICA | SB3000US (208V) | 2000 | 1 |  |  | 0.955 | Solar Inverter |  | INDOOR
SRP04073 | ENPHASE ENERGY | M200-32-208-S01 | 190 | 39 |  |  | 0.955 | Solar Inverter |  | OUTDOOR
SRP04074 | FRONIUS USA |  | 3000 | 1 |  |  | 0.955 | Solar Inverter |  | Inside
SRP04074 | FRONIUS USA |  | 3800 | 1 |  |  | 0.955 | Solar Inverter |  | Inside
SRP04074 | FRONIUS USA |  | 7500 | 1 |  |  | 0.955 | Solar Inverter |  | Inside
SRP04102 | PV POWERED | PVP3500 | 3500 | 1 |  |  | 0.955 | Solar Inverter |  | OUTDOOR
SRP04104 | PV POWERED | PVP3500 | 3500 | 1 |  |  | 0.955 | Solar Inverter |  | OUTDOOR
SRP04105 | PV POWERED | PVP3500 | 3500 | 1 |  |  | 0.955 | Solar Inverter |  | INDOOR
SRP04107 | PV POWERED | PVP3500 | 3500 | 1 |  |  | 0.955 | Solar Inverter |  | Inside
SRP04125 | ENPHASE ENERGY | M200-32-240-S02 | 380 | 36 |  |  | 0.955 | Solar Inverter |  | OUTDOOR
SRP04152 | ENPHASE ENERGY | M200-32-208-S01 | 215 | 31 |  |  | 0.955 | Solar Inverter |  | OUTDOOR
SRP04165 | ENPHASE ENERGY | M200-32-208-S01 | 215 | 36 |  |  | 0.955 | Solar Inverter |  | OUTDOOR
SRP04186 | PV POWERED | PVP3500 | 3500 | 1 |  |  | 0.955 | Solar Inverter |  | Inside
SRP04191 | FRONIUS USA | IG 4000 NEG | 4000 | 1 |  |  | 0.955 | Solar Inverter |  | OUTDOOR
SRP04199 | ENPHASE ENERGY | M200-32-208-S01 | 215 | 38 |  |  | 0.955 | Solar Inverter |  | OUTDOOR
SRP04203 | PV POWERED | PVP75KW-208 | 75000 | 1 |  |  | 0.955 | Solar Inverter |  | OUTDOOR
SRP04203 | SMA AMERICA | SB7000US (277V) | 7000 | 3 |  |  | 0.955 | Solar Inverter |  | Outside
SRP04217 | PV POWERED | PVP3500 | 3500 | 1 |  |  | 0.955 | Solar Inverter |  | INDOOR
SRP04257 | ENPHASE ENERGY | M200-32-208-S01 | 210 | 32 |  |  | 0.955 | Solar Inverter |  | OUTDOOR
SRP04260 | SMA AMERICA | SB5000US (208V) | 5000 | 1 |  |  | 0.955 | Solar Inverter |  | OUTDOOR
SRP04263 | SUNPOWER CORP (ORIGINAL MFRSMA) | SPR-3000M (208V) | 3000 | 1 |  |  | 0.955 | Solar Inverter |  | INDOOR
SRP04263 | SUNPOWER CORP (ORIGINAL MFRSMA) | SPR-7000M (277V) | 8000 | 1 |  |  | 0.955 | Solar Inverter |  | INDOOR
SRP04271 | ENPHASE ENERGY | M200-32-208-S01 | 190 | 7 |  |  | 0.955 | Solar Inverter |  | INDOOR
SRP04271 | ENPHASE ENERGY | M200-32-208-S01 | 380 | 2 |  |  | 0.955 | Solar Inverter |  | INDOOR
SRP04309 | FRONIUS USA |  | 7500 | 1 |  |  | 0.955 | Solar Inverter |  | OUTDOOR
SRP04310 | FRONIUS USA |  | 7500 | 2 |  |  | 0.955 | Solar Inverter |  | OUTDOOR
SRP04311 | SMA AMERICA | SB5000US (208V) | 5000 | 3 |  |  | 0.955 | Solar Inverter |  | OUTDOOR
SRP04312 | FRONIUS USA |  | 7500 | 1 |  |  | 0.955 | Solar Inverter |  | OUTDOOR
SRP04313 | FRONIUS USA |  | 10000 | 1 |  |  | 0.955 | Solar Inverter |  | OUTDOOR
SRP04314 | FRONIUS USA |  | 10000 | 1 |  |  | 0.955 | Solar Inverter |  | OUTDOOR
SRP04318 | PV POWERED | PVP3500 | 3500 | 1 |  |  | 0.955 | Solar Inverter |  | OUTDOOR
SRP04335 | SMA AMERICA | SB6000US (240V) | 6000 | 1 |  |  | 0.955 | Solar Inverter |  | Inside
SRP04354 | ENPHASE ENERGY | M200-32-240-S02 | 210 | 25 |  |  | 0.955 | Solar Inverter |  | INDOOR
SRP04362 | PV POWERED | PVP3500 | 3500 | 1 |  |  | 0.955 | Solar Inverter |  | Inside
SRP04362 | PV POWERED | PVP3500 | 3500 | 1 |  |  | 0.955 | Solar Inverter |  | Inside
SRP04367 | PV POWERED | PVP3500 | 3500 | 1 |  |  | 0.955 | Solar Inverter |  | Inside
SRP04384 | ENPHASE ENERGY | M200-32-208-S01 | 190 | 20 |  |  | 0.955 | Solar Inverter |  | INDOOR
SRP04389 | FRONIUS USA | IG 2000 | 2000 | 3 |  |  | 0.955 | Solar Inverter |  | OUTDOOR
SRP04390 | PV POWERED | PVP3500 | 3500 | 1 |  |  | 0.955 | Solar Inverter |  | OUTDOOR
SRP04406 | PV POWERED | PVP3500 | 3500 | 1 |  |  | 0.955 | Solar Inverter |  | INDOOR
SRP04408 | PV POWERED | PVP3500 | 3500 | 1 |  |  | 0.955 | Solar Inverter |  | Outside
SRP04428 | ENPHASE ENERGY | M200-32-240-S02 | 190 | 20 |  |  | 0.955 | Solar Inverter |  | OUTDOOR
SRP04453 | ENPHASE ENERGY | M200-32-208-S01 | 190 | 14 |  |  | 0.955 | Solar Inverter |  | Inside
SRP04481 | PV POWERED | PVP3500 | 3500 | 1 |  |  | 0.955 | Solar Inverter |  | Inside
SRP04486 | PV POWERED | PVP3500 | 3500 | 1 |  |  | 0.955 | Solar Inverter |  | INDOOR
SRP04493 | ENPHASE ENERGY | M200-32-208-S01 | 190 | 26 |  |  | 0.955 | Solar Inverter |  | OUTDOOR
SRP04525 | PV POWERED | PVP75KW-208 | 75000 | 2 |  |  | 0.955 | Solar Inverter |  | OUTDOOR
SRP04539 | PV POWERED | PVP3500 | 3500 | 1 |  |  | 0.955 | Solar Inverter |  | INDOOR
SRP04556 | ENPHASE ENERGY | M200-32-208-S01 | 190 | 24 |  |  | 0.955 | Solar Inverter |  | Inside
SRP04560 | ENPHASE ENERGY | M200-32-208-S01 | 190 | 12 |  |  | 0.955 | Solar Inverter |  | OUTDOOR
SRP04561 | PV POWERED | PVP30KW-208 | 50000 | 1 |  |  | 0.955 | Solar Inverter |  | INDOOR
SRP04587 | PV POWERED | PVP3500 | 3500 | 2 |  |  | 0.955 | Solar Inverter |  | OUTDOOR
SRP04614 | PV POWERED | PVP3500 | 3500 | 1 |  |  | 0.955 | Solar Inverter |  | OUTDOOR
SRP04628 | PV POWERED | PVP3500 | 3500 | 1 |  |  | 0.955 | Solar Inverter |  | Outside
SRP04651 | PV POWERED | PVP3500 | 3500 | 1 |  |  | 0.955 | Solar Inverter |  | INDOOR
SRP04657 | ENPHASE ENERGY | M200-32-208-S01 | 190 | 21 |  |  | 0.955 | Solar Inverter |  | OUTDOOR
SRP04658 | PV POWERED | PVP3500 | 3500 | 1 |  |  | 0.955 | Solar Inverter |  | OUTDOOR
SRP04659 | PV POWERED | PVP3500 | 3500 | 1 |  |  | 0.955 | Solar Inverter |  | Inside
SRP04660 | ENPHASE ENERGY | M200-32-208-S01 | 190 | 18 |  |  | 0.955 | Solar Inverter |  | OUTDOOR
SRP04667 | ENPHASE ENERGY | M200-32-208-S01 | 190 | 21 |  |  | 0.955 | Solar Inverter |  | OUTDOOR
SRP04670 | PV POWERED | PVP3500 | 3500 | 1 |  |  | 0.955 | Solar Inverter |  | OUTDOOR
SRP04675 | ENPHASE ENERGY | M200-32-208-S01 | 190 | 15 |  |  | 0.955 | Solar Inverter |  | OUTDOOR
SRP04678 | ENPHASE ENERGY | M200-32-208-S01 | 190 | 24 |  |  | 0.955 | Solar Inverter |  | OUTDOOR
SRP04689 | ENPHASE ENERGY | M200-32-208-S01 | 190 | 15 |  |  | 0.955 | Solar Inverter |  | OUTDOOR
SRP04707 | PV POWERED | PVP3500 | 3500 | 1 |  |  | 0.955 | Solar Inverter |  | OUTDOOR
SRP04710 | PV POWERED | PVP3500 | 3500 | 1 |  |  | 0.955 | Solar Inverter |  | OUTDOOR
SRP04711 | PV POWERED | PVP4800 | 4800 | 1 |  |  | 0.955 | Solar Inverter |  | INDOOR
SRP04723 | PV POWERED | PVP30KW-208 | 35000 | 1 |  |  | 0.955 | Solar Inverter |  | OUTDOOR
SRP04723 | PV POWERED | PVP75KW-208 | 100000 | 1 |  |  | 0.955 | Solar Inverter |  | OUTDOOR
SRP04724 | SMA AMERICA | SB5000US | 5000 | 1 |  |  | 0.955 | Solar Inverter |  | INDOOR
SRP04725 | SMA AMERICA | SB6000U (208V) | 6000 | 1 |  |  | 0.955 | Solar Inverter |  | OUTDOOR
SRP04726 | SMA AMERICA | SB5000US | 5000 | 1 |  |  | 0.955 | Solar Inverter |  | Outside
SRP04728 | PV POWERED | PVP100KW-208 | 100000 | 2 |  |  | 0.955 | Solar Inverter |  | OUTDOOR
SRP04730 | PV POWERED | PVP100KW-208 | 100000 | 1 |  |  | 0.955 | Solar Inverter |  | OUTDOOR
SRP04747 | SMA AMERICA | SB3000US (208V) | 3000 | 1 |  |  | 0.955 | Solar Inverter |  | Outside
SRP04767 | PV POWERED | PVP3500 | 3500 | 1 |  |  | 0.955 | Solar Inverter |  | INDOOR
SRP04773 | PV POWERED | PVP3500 | 3500 | 1 |  |  | 0.955 | Solar Inverter |  | INDOOR
SRP04774 | PV POWERED | PVP4800 | 4800 | 2 |  |  | 0.955 | Solar Inverter |  | INDOOR
SRP04794 | FRONIUS USA | IG 2000 | 2000 | 1 |  |  | 0.955 | Solar Inverter |  | Outside
SRP04794 | FRONIUS USA | IG 4000 | 4000 | 1 |  |  | 0.955 | Solar Inverter |  | Outside
SRP04821 | PV POWERED | PVP3500 | 3500 | 1 |  |  | 0.955 | Solar Inverter |  | INDOOR
SRP04824 | PV POWERED | PVP3500 | 3500 | 1 |  |  | 0.955 | Solar Inverter |  | Outside
SRP04832 | PV POWERED | PVP75KW-480 | 75000 | 1 |  |  | 0.955 | Solar Inverter |  | INDOOR
SRP04834 | PV POWERED | PVP3500 | 3500 | 1 |  |  | 0.955 | Solar Inverter |  | INDOOR
SRP04846 | ENPHASE ENERGY | M200-32-208-S01 | 190 | 17 |  |  | 0.955 | Solar Inverter |  | OUTDOOR
SRP04846 | ENPHASE ENERGY | M200-32-208-S01 | 190 | 23 |  |  | 0.955 | Solar Inverter |  | OUTDOOR
SRP04847 | ENPHASE ENERGY | M200-32-208-S01 | 190 | 10 |  |  | 0.955 | Solar Inverter |  | OUTDOOR
SRP04847 | ENPHASE ENERGY | M200-32-208-S01 | 190 | 28 |  |  | 0.955 | Solar Inverter |  | OUTDOOR
SRP04850 | ENPHASE ENERGY | M200-32-208-S01 | 190 | 5 |  |  | 0.955 | Solar Inverter |  | OUTDOOR
SRP04857 | ENPHASE ENERGY | M175-24-208-S | 190 | 1 |  |  | 0.955 | Solar Inverter |  | Outside
SRP04867 | ENPHASE ENERGY | M200-32-208-S01 | 190 | 18 |  |  | 0.955 | Solar Inverter |  | Inside
SRP04867 | ENPHASE ENERGY | M200-32-240-S02 | 190 | 9 |  |  | 0.955 | Solar Inverter |  | Inside
SRP04874 | ENPHASE ENERGY | M200-32-208-S01 | 215 | 33 |  |  | 0.955 | Solar Inverter |  | OUTDOOR
SRP04973 | PV POWERED | PVP35KW-600 | 35000 | 1 |  |  | 0.955 | Solar Inverter |  | OUTDOOR
SRP04976 | SATCON TECHNOLOGY | PVS-375 (480 V) | 375000 | 1 |  |  | 0.955 | Solar Inverter |  | INDOOR
SRP05028 | PV POWERED | PVP3500 | 3500 | 1 |  |  | 0.955 | Solar Inverter |  | OUTDOOR
SRP05042 | ENPHASE ENERGY | M200-32-208-S01 | 190 | 28 |  |  | 0.955 | Solar Inverter |  | OUTDOOR
SRP05044 | ENPHASE ENERGY | M200-32-208-S01 | 190 | 10 |  |  | 0.955 | Solar Inverter |  | OUTDOOR
SRP05049 | ENPHASE ENERGY | M200-32-208-S01 | 190 | 20 |  |  | 0.955 | Solar Inverter |  | OUTDOOR
SRP05051 | ENPHASE ENERGY | M200-32-208-S01 | 190 | 24 |  |  | 0.955 | Solar Inverter |  | OUTDOOR
SRP05053 | ENPHASE ENERGY | M200-32-208-S01 | 190 | 30 |  |  | 0.955 | Solar Inverter |  | OUTDOOR
SRP05069 | PV POWERED | PVP4800 | 4800 | 1 |  |  | 0.955 | Solar Inverter |  | Outside
SRP05084 | PV POWERED | PVP3500 | 3500 | 1 |  |  | 0.955 | Solar Inverter |  | Outside
SRP05085 | PV POWERED | PVP3500 | 3500 | 1 |  |  | 0.955 | Solar Inverter |  | OUTDOOR
SRP05087 | FRONIUS USA | IG 4000 | 3800 | 1 |  |  | 0.955 | Solar Inverter |  | INDOOR
SRP05089 | PV POWERED | PVP3500 | 3500 | 1 |  |  | 0.955 | Solar Inverter |  | INDOOR
SRP05089 | SMA AMERICA | SB6000U (208V) | 6000 | 1 |  |  | 0.955 | Solar Inverter |  | INDOOR
SRP05101 | PV POWERED | PVP3500 | 3500 | 1 |  |  | 0.955 | Solar Inverter |  | OUTDOOR
SRP05129 | PV POWERED | PVP3500 | 3500 | 2 |  |  | 0.955 | Solar Inverter |  | OUTDOOR
SRP05134 | PV POWERED | PVP3500 | 3500 | 1 |  |  | 0.955 | Solar Inverter |  | Inside
SRP05141 | PV POWERED | PVP3500 | 3500 | 1 |  |  | 0.955 | Solar Inverter |  | OUTDOOR
SRP05154 | PV POWERED | PVP3000 | 3000 | 2 |  |  | 0.955 | Solar Inverter |  | Inside
SRP05161 | PV POWERED | PVP3500 | 3500 | 1 |  |  | 0.955 | Solar Inverter |  | INDOOR
SRP05165 | FRONIUS USA |  | 5000 | 1 |  |  | 0.955 | Solar Inverter |  | Outside
SRP05165 | FRONIUS USA |  | 7500 | 1 |  |  | 0.955 | Solar Inverter |  | Outside
SRP05166 | PV POWERED | PVP2500 | 2500 | 1 |  |  | 0.955 | Solar Inverter |  | OUTDOOR
SRP05166 | PV POWERED | PVP3500 | 3500 | 1 |  |  | 0.955 | Solar Inverter |  | OUTDOOR
SRP05177 | PV POWERED | PVP3500 | 3500 | 1 |  |  | 0.955 | Solar Inverter |  | INDOOR
SRP05191 | PV POWERED | PVP3500 | 3500 | 1 |  |  | 0.955 | Solar Inverter |  | INDOOR
SRP05205 | FRONIUS USA |  | 5000 | 2 |  |  | 0.955 | Solar Inverter |  | OUTDOOR
SRP05225 | SMA AMERICA | SB3000US (208V) | 3000 | 1 |  |  | 0.955 | Solar Inverter |  | Inside
SRP05225 | SMA AMERICA | SB6000U (208V) | 6000 | 1 |  |  | 0.955 | Solar Inverter |  | Inside
SRP05233 | PV POWERED | PVP3500 | 3500 | 2 |  |  | 0.955 | Solar Inverter |  | INDOOR
SRP05238 | PV POWERED | PVP3500 | 3500 | 1 |  |  | 0.955 | Solar Inverter |  | Inside
SRP05264 | SOLECTRIA RENEWABLES | PVI 3000 (208V) | 235 | 38 |  |  | 0.955 | Solar Inverter |  | Outside
SRP05290 | PV POWERED | PVP3000 | 3000 | 1 |  |  | 0.955 | Solar Inverter |  | INDOOR
SRP05323 | SMA AMERICA | SB6000US (208V) | 6000 | 1 |  |  | 0.955 | Solar Inverter |  | INDOOR
SRP05331 | PV POWERED | PVP3500 | 3500 | 1 |  |  | 0.955 | Solar Inverter |  | INDOOR
SRP05354 | PV POWERED | PVP3500 | 3500 | 1 |  |  | 0.955 | Solar Inverter |  | INDOOR
SRP05357 | ENPHASE ENERGY | M200-32-208-S01 | 190 | 20 |  |  | 0.955 | Solar Inverter |  | OUTDOOR
SRP05363 | ENPHASE ENERGY | M200-32-208-S01 | 190 | 15 |  |  | 0.955 | Solar Inverter |  | OUTDOOR
SRP05366 | ENPHASE ENERGY | M200-32-208-S01 | 190 | 19 |  |  | 0.955 | Solar Inverter |  | OUTDOOR
SRP05367 | ENPHASE ENERGY | M200-32-208-S01 | 190 | 15 |  |  | 0.955 | Solar Inverter |  | OUTDOOR
SRP05370 | ENPHASE ENERGY | M200-32-208-S01 | 190 | 27 |  |  | 0.955 | Solar Inverter |  | OUTDOOR
SRP05373 | FRONIUS USA | IG 2000 | 2000 | 1 |  |  | 0.955 | Solar Inverter |  | INDOOR
SRP05373 | FRONIUS USA | IG 4000 | 4000 | 1 |  |  | 0.955 | Solar Inverter |  | INDOOR
SRP05375 | FRONIUS USA | IG 2000 | 2000 | 1 |  |  | 0.955 | Solar Inverter |  | OUTDOOR
SRP05375 | FRONIUS USA | IG 4000 | 4000 | 1 |  |  | 0.955 | Solar Inverter |  | OUTDOOR
SRP05387 | FRONIUS USA | IG 2000 | 2000 | 1 |  |  | 0.955 | Solar Inverter |  | INDOOR
SRP05387 | FRONIUS USA | IG 4000 | 4000 | 2 |  |  | 0.955 | Solar Inverter |  | INDOOR
SRP05404 | SMA AMERICA | SB5000US (208V) | 5000 | 1 |  |  | 0.955 | Solar Inverter |  | INDOOR
SRP05406 | SMA AMERICA | SB3800U (240V) | 3800 | 1 |  |  | 0.955 | Solar Inverter |  | INDOOR
SRP05418 | ENPHASE ENERGY | M200-32-208-S01 | 215 | 49 |  |  | 0.955 | Solar Inverter |  | OUTDOOR
SRP05419 | ENPHASE ENERGY | M200-32-208-S01 | 190 | 28 |  |  | 0.955 | Solar Inverter |  | OUTDOOR
SRP05420 | ENPHASE ENERGY | M200-32-208-S01 | 190 | 18 |  |  | 0.955 | Solar Inverter |  | OUTDOOR
SRP05422 | PV POWERED | PVP3500 | 3500 | 1 |  |  | 0.955 | Solar Inverter |  | OUTDOOR
SRP05423 | PV POWERED | PVP3500 | 3500 | 1 |  |  | 0.955 | Solar Inverter |  | Inside
SRP05438 | SUNPOWER CORP (ORIGINAL MFRSMA) | SPR-7000M (277V) | 10000 | 1 |  |  | 0.955 | Solar Inverter |  | INDOOR
SRP05442 | PV POWERED | PVP3500 | 3500 | 2 |  |  | 0.955 | Solar Inverter |  | INDOOR
SRP05471 | ENPHASE ENERGY | M200-32-240-S02 | 215 | 54 |  |  | 0.955 | Solar Inverter |  | OUTDOOR
SRP05473 | PV POWERED | PVP3500 | 3500 | 1 |  |  | 0.955 | Solar Inverter |  | Outside
SRP05475 | PV POWERED | PVP3500 | 3500 | 1 |  |  | 0.955 | Solar Inverter |  | INDOOR
SRP05493 | SMA AMERICA | SB5000US (208V) | 5000 | 1 |  |  | 0.955 | Solar Inverter |  | OUTDOOR
SRP05493 | SMA AMERICA | SB7000US (240V) | 8000 | 2 |  |  | 0.955 | Solar Inverter |  | Outside
SRP05519 | ENPHASE ENERGY | M175-24-240-S02 | 190 | 22 |  |  | 0.955 | Solar Inverter |  | OUTDOOR
SRP05530 | PV POWERED | PVP3500 | 3500 | 1 |  |  | 0.955 | Solar Inverter |  | INDOOR
SRP05534 | PV POWERED | PVP3500 | 3500 | 1 |  |  | 0.955 | Solar Inverter |  | INDOOR
SRP05586 | SATCON TECHNOLOGY | PVS-100 (208 V) | 100000 | 1 |  |  | 0.955 | Solar Inverter |  | OUTDOOR
SRP05586 | SATCON TECHNOLOGY | PVS-75 (208 V) | 75000 | 1 |  |  | 0.955 | Solar Inverter |  | OUTDOOR
SRP05604 | KACO | 1501XI | 5000 | 1 |  |  | 0.955 | Solar Inverter |  | INDOOR
SRP05611 | ENPHASE ENERGY | M200-32-240-S02 | 215 | 21 |  |  | 0.955 | Solar Inverter |  | OUTDOOR
SRP05639 | FRONIUS USA |  | 7500 | 1 |  |  | 0.955 | Solar Inverter |  | Inside
SRP05644 | ENPHASE ENERGY | M200-32-208-S01 | 190 | 15 |  |  | 0.955 | Solar Inverter |  | OUTDOOR
SRP05645 | ENPHASE ENERGY | M200-32-208-S01 | 190 | 12 |  |  | 0.955 | Solar Inverter |  | OUTDOOR
SRP05647 | ENPHASE ENERGY | M200-32-208-S01 | 190 | 16 |  |  | 0.955 | Solar Inverter |  | OUTDOOR
SRP05662 | ENPHASE ENERGY | M200-32-208-S01 | 190 | 15 |  |  | 0.955 | Solar Inverter |  | OUTDOOR
SRP05666 | ENPHASE ENERGY | M200-32-208-S01 | 190 | 25 |  |  | 0.955 | Solar Inverter |  | OUTDOOR
SRP05673 | ENPHASE ENERGY | M200-32-208-S01 | 190 | 15 |  |  | 0.955 | Solar Inverter |  | OUTDOOR
SRP05707 | SUNPOWER CORP (ORIGINAL MFRSMA) | SPR-3000M (208V) | 3000 | 1 |  |  | 0.955 | Solar Inverter |  | INDOOR
SRP05712 | SMA AMERICA | SB5000US | 5000 | 1 |  |  | 0.955 | Solar Inverter |  | OUTDOOR
SRP05740 | FRONIUS USA | IG 4000 | 4000 | 1 |  |  | 0.955 | Solar Inverter |  | Inside
SRP05740 | FRONIUS USA |  | 3000 | 1 |  |  | 0.955 | Solar Inverter |  | Inside
SRP05784 | FRONIUS USA | IG 5100 | 5000 | 2 |  |  | 0.955 | Solar Inverter |  | INDOOR
SRP05784 | FRONIUS USA |  | 7500 | 1 |  |  | 0.955 | Solar Inverter |  | INDOOR
SRP05795 | PV POWERED | PVP3500 | 3500 | 2 |  |  | 0.955 | Solar Inverter |  | INDOOR
SRP05806 | PV POWERED | PVP4800 | 5000 | 1 |  |  | 0.955 | Solar Inverter |  | OUTDOOR
SRP05818 | PV POWERED | PVP3500 | 3500 | 1 |  |  | 0.955 | Solar Inverter |  | INDOOR
SRP05826 | PV POWERED | PVP3500 | 3500 | 1 |  |  | 0.955 | Solar Inverter |  | INDOOR
SRP05827 | PV POWERED | PVP4800 | 4800 | 1 |  |  | 0.955 | Solar Inverter |  | INDOOR
SRP05832 | PV POWERED | PVP100KW-208 | 100000 | 2 |  |  | 0.955 | Solar Inverter |  | OUTDOOR
SRP05866 | FRONIUS USA | IG 2000 | 2000 | 1 |  |  | 0.955 | Solar Inverter |  | OUTDOOR
SRP05866 | FRONIUS USA | IG 5100 | 5100 | 1 |  |  | 0.955 | Solar Inverter |  | OUTDOOR
SRP05869 | FRONIUS USA |  | 7500 | 1 |  |  | 0.955 | Solar Inverter |  | OUTDOOR
SRP05881 | PV POWERED | PVP100KW-208 | 100000 | 2 |  |  | 0.955 | Solar Inverter |  | OUTDOOR
SRP05881 | PV POWERED | PVP100KW-208 | 100000 | 2 |  |  | 0.955 | Solar Inverter |  | OUTDOOR
SRP05921 | PV POWERED | PVP3500 | 3500 | 2 |  |  | 0.955 | Solar Inverter |  | INDOOR
SRP05930 | ENPHASE ENERGY | M200-32-240-S02 | 380 | 15 |  |  | 0.955 | Solar Inverter |  | OUTDOOR
SRP05958 | PV POWERED | PVP3500 | 3500 | 1 |  |  | 0.955 | Solar Inverter |  | Inside
SRP05965 | FRONIUS USA | IG 4000 | 4000 | 1 |  |  | 0.955 | Solar Inverter |  | Inside
SRP05965 | SMA AMERICA | SWR2500U-SBD (208V) | 2500 | 2 |  |  | 0.955 | Solar Inverter |  | Inside
SRP05971 | FRONIUS USA |  | 60000 | 2 |  |  | 0.955 | Solar Inverter |  | OUTDOOR
SRP05977 | ENPHASE ENERGY | M175-24-240-S02 | 190 | 43 |  |  | 0.955 | Solar Inverter |  | OUTDOOR
SRP05977 | ENPHASE ENERGY | M200-32-208-S01 | 190 | 7 |  |  | 0.955 | Solar Inverter |  | OUTDOOR
SRP05983 | ENPHASE ENERGY | M175-24-240-S02 | 190 | 14 |  |  | 0.955 | Solar Inverter |  | OUTDOOR
SRP05984 | ENPHASE ENERGY | M175-24-240-S02 | 190 | 44 |  |  | 0.955 | Solar Inverter |  | OUTDOOR
SRP05984 | ENPHASE ENERGY | M200-32-240-S02 | 190 | 6 |  |  | 0.955 | Solar Inverter |  | OUTDOOR
SRP05984 | ENPHASE ENERGY | M200-32-240-S02 | 190 | 9 |  |  | 0.955 | Solar Inverter |  | OUTDOOR
SRP05993 | PV POWERED | PVP30KW-LV-480 | 75000 | 3 |  |  | 0.955 | Solar Inverter |  | Outside
SRP06020 | ENPHASE ENERGY | M200-32-208-S01 | 210 | 12 |  |  | 0.955 | Solar Inverter |  | INDOOR
SRP06022 | ENPHASE ENERGY | M175-24-240-S02 | 215 | 12 |  |  | 0.955 | Solar Inverter |  | OUTDOOR
SRP06022 | ENPHASE ENERGY | M175-24-240-S02 | 215 | 18 |  |  | 0.955 | Solar Inverter |  | OUTDOOR
SRP06026 | FRONIUS USA |  | 9995 | 1 |  |  | 0.955 | Solar Inverter |  | Inside
SRP06037 | FRONIUS USA |  | 11400 | 1 |  |  | 0.955 | Solar Inverter |  | Inside
SRP06037 | FRONIUS USA |  | 11400 | 2 |  |  | 0.955 | Solar Inverter |  | INDOOR
SRP06040 | PV POWERED | PVP3500 | 3500 | 1 |  |  | 0.955 | Solar Inverter |  | INDOOR
SRP06046 | PV POWERED | PVP3500 | 3500 | 1 |  |  | 0.955 | Solar Inverter |  | Inside
SRP06047 | KACO | 3601XI | 5000 | 2 |  |  | 0.955 | Solar Inverter |  | INDOOR
SRP06048 | PV POWERED | PVP100KW-208 | 100000 | 1 |  |  | 0.955 | Solar Inverter |  | OUTDOOR
SRP06065 | ENPHASE ENERGY | M200-32-208-S01 | 190 | 26 |  |  | 0.955 | Solar Inverter |  | OUTDOOR
SRP06073 | ENPHASE ENERGY | M200-32-208-S01 | 190 | 17 |  |  | 0.955 | Solar Inverter |  | OUTDOOR
SRP06074 | ENPHASE ENERGY | M200-32-208-S01 | 190 | 9 |  |  | 0.955 | Solar Inverter |  | OUTDOOR
SRP06082 | PV POWERED | PVP3500 | 3500 | 1 |  |  | 0.955 | Solar Inverter |  | INDOOR
SRP06093 | ENPHASE ENERGY | M175-24-240-S02 | 190 | 32 |  |  | 0.955 | Solar Inverter |  | OUTDOOR
SRP06124 | ENPHASE ENERGY | M200-32-240-S02 | 215 | 3 |  |  | 0.955 | Solar Inverter |  | Outside
SRP06128 | ENPHASE ENERGY | M200-32-240-S02 | 190 | 6 |  |  | 0.955 | Solar Inverter |  | Outside
SRP06128 | FRONIUS USA | IG 4000 NEG | 4000 | 1 |  |  | 0.955 | Solar Inverter |  | OUTDOOR
SRP06129 | FRONIUS USA | IG 2000 | 2000 | 1 |  |  | 0.955 | Solar Inverter |  | OUTDOOR
SRP06129 | FRONIUS USA | IG 3000 | 3000 | 1 |  |  | 0.955 | Solar Inverter |  | OUTDOOR
SRP06130 | FRONIUS USA | IG 2000 | 2000 | 1 |  |  | 0.955 | Solar Inverter |  | OUTDOOR
SRP06132 | FRONIUS USA | IG 4000 | 4000 | 1 |  |  | 0.955 | Solar Inverter |  | OUTDOOR
SRP06145 | ENPHASE ENERGY | M200-32-240-S02 | 215 | 4 |  |  | 0.955 | Solar Inverter |  | Outside
SRP06145 | SMA AMERICA | SB1100U | 2000 | 2 |  |  | 0.955 | Solar Inverter |  | INDOOR
SRP06145 | SMA AMERICA | SWR2500U (208V) | 2500 | 1 |  |  | 0.955 | Solar Inverter |  | INDOOR
SRP06146 | SMA AMERICA | SB1100U | 2500 | 3 |  |  | 0.955 | Solar Inverter |  | INDOOR
SRP06148 | PV POWERED | PVP3500 | 3500 | 1 |  |  | 0.955 | Solar Inverter |  | Outside
SRP06152 | SMA AMERICA | SB6000US-12 (240V) | 6000 | 1 |  |  | 0.955 | Solar Inverter |  | INDOOR
SRP06155 | PV POWERED | PVP3500 | 3500 | 1 |  |  | 0.955 | Solar Inverter |  | INDOOR
SRP06191 | ADVANCED ENERGY INDUSTRIES | 3159000-104 | 75000 | 1 |  |  | 0.955 | Solar Inverter |  | Inside
SRP06197 | PV POWERED | PVP3500 | 3500 | 3 |  |  | 0.955 | Solar Inverter |  | OUTDOOR
SRP06198 | SUNPOWER CORP (ORIGINAL MFRSMA) | SPR-7000M (277V) | 10000 | 1 |  |  | 0.955 | Solar Inverter |  | INDOOR
SRP06212 | PV POWERED | PVP3500 | 3500 | 1 |  |  | 0.955 | Solar Inverter |  | Outside
SRP06213 | ENPHASE ENERGY | M200-32-240-S02 | 215 | 77 |  |  | 0.955 | Solar Inverter |  | OUTDOOR
SRP06222 | SMA AMERICA | SB3000US (208V) | 3000 | 2 |  |  | 0.955 | Solar Inverter |  | INDOOR
SRP06247 | PV POWERED | PVP3500 | 3500 | 1 |  |  | 0.955 | Solar Inverter |  | Inside
SRP06253 | SMA AMERICA | SB5000US (240V) | 5000 | 1 |  |  | 0.955 | Solar Inverter |  | Outside
SRP06268 | ENPHASE ENERGY | M200-32-240-S02 | 210 | 40 |  |  | 0.955 | Solar Inverter |  | OUTDOOR
SRP06271 | PV POWERED | PVP75KW-480 | 75000 | 1 |  |  | 0.955 | Solar Inverter |  | INDOOR
SRP06273 | PV POWERED | PVP75KW-480 | 75000 | 1 |  |  | 0.955 | Solar Inverter |  | INDOOR
SRP06299 | FRONIUS USA |  | 7500 | 1 |  |  | 0.955 | Solar Inverter |  | INDOOR
SRP06300 | ADVANCED ENERGY INDUSTRIES | 3159000-104 | 4600 | 3 |  |  | 0.955 | Solar Inverter |  | OUTDOOR
SRP06331 | ENPHASE ENERGY | M200-32-240-S02 | 190 | 6 |  |  | 0.955 | Solar Inverter |  | OUTDOOR
SRP06332 | ENPHASE ENERGY | M200-32-240-S01 | 190 | 20 |  |  | 0.955 | Solar Inverter |  | OUTDOOR
SRP06350 | FRONIUS USA |  | 7500 | 1 |  |  | 0.955 | Solar Inverter |  | INDOOR
SRP06363 | ENPHASE ENERGY | M175-24-208-S02 | 215 | 28 |  |  | 0.955 | Solar Inverter |  | OUTDOOR
SRP06367 | ENPHASE ENERGY | M200-32-240-S01 | 210 | 40 |  |  | 0.955 | Solar Inverter |  | OUTDOOR
SRP06369 | FRONIUS USA | IG 4000 | 4000 | 1 |  |  | 0.955 | Solar Inverter |  | OUTDOOR
SRP06377 | PV POWERED | PVP3500 | 3500 | 1 |  |  | 0.955 | Solar Inverter |  | INDOOR
SRP06381 | FRONIUS USA |  | 2500 | 1 |  |  | 0.955 | Solar Inverter |  | Inside
SRP06389 | PV POWERED | PVP3500 | 3500 | 1 |  |  | 0.955 | Solar Inverter |  | INDOOR
SRP06399 | FRONIUS USA | IG 4000 | 4000 | 1 |  |  | 0.955 | Solar Inverter |  | OUTDOOR
SRP06400 | FRONIUS USA | IG 2000 | 2000 | 1 |  |  | 0.955 | Solar Inverter |  | OUTDOOR
SRP06423 | PV POWERED | PVP4800 | 4800 | 2 |  |  | 0.955 | Solar Inverter |  | OUTDOOR
SRP06426 | ADVANCED ENERGY INDUSTRIES | 3159000-104 | 75000 | 1 |  |  | 0.955 | Solar Inverter |  | Inside
SRP06439 | SMA AMERICA | SB6000U (240V) | 6000 | 1 |  |  | 0.955 | Solar Inverter |  | INDOOR
SRP06450 | SMA AMERICA | SB5000US (208V) | 5000 | 1 |  |  | 0.955 | Solar Inverter |  | INDOOR
SRP06451 | SMA AMERICA | SB5000US (208V) | 5000 | 1 |  |  | 0.955 | Solar Inverter |  | INDOOR
SRP06454 | ENPHASE ENERGY | M200-32-240-S02 | 215 | 30 |  |  | 0.955 | Solar Inverter |  | OUTDOOR
SRP06506 | ADVANCED ENERGY INDUSTRIES | 3159000-104 | 75000 | 2 |  |  | 0.955 | Solar Inverter |  | Outside
SRP06511 | ADVANCED ENERGY INDUSTRIES | 3159000-104 | 100000 | 1 |  |  | 0.955 | Solar Inverter |  | OUTDOOR
SRP06532 | PV POWERED | PVP3500 | 3500 | 1 |  |  | 0.955 | Solar Inverter |  | INDOOR
SRP06545 | PV POWERED | PVP3500 | 3500 | 1 |  |  | 0.955 | Solar Inverter |  | OUTDOOR
SRP06551 | ENPHASE ENERGY | M200-32-208-S01 | 215 | 50 |  |  | 0.955 | Solar Inverter |  | OUTDOOR
SRP06578 | ENPHASE ENERGY | M200-32-208-S01 | 190 | 19 |  |  | 0.955 | Solar Inverter |  | OUTDOOR
SRP06594 | PV POWERED | PVP3500 | 3500 | 1 |  |  | 0.955 | Solar Inverter |  | Outside
SRP06606 | FRONIUS USA |  | 7500 | 1 |  |  | 0.955 | Solar Inverter |  | Inside
SRP06617 | FRONIUS USA | IG 2000 | 2000 | 2 |  |  | 0.955 | Solar Inverter |  | OUTDOOR
SRP06617 | FRONIUS USA | IG 5100 | 5100 | 1 |  |  | 0.955 | Solar Inverter |  | OUTDOOR
SRP06618 | ENPHASE ENERGY | M200-32-208-S01 | 215 | 15 |  |  | 0.955 | Solar Inverter |  | OUTDOOR
SRP06627 | PV POWERED | PVP3500 | 3500 | 1 |  |  | 0.955 | Solar Inverter |  | Inside
SRP06628 | PV POWERED | PVP3500 | 3500 | 1 |  |  | 0.955 | Solar Inverter |  | INDOOR
SRP06629 | PV POWERED | PVP3500 | 3500 | 1 |  |  | 0.955 | Solar Inverter |  | INDOOR
SRP06631 | PV POWERED | PVP3500 | 3500 | 1 |  |  | 0.955 | Solar Inverter |  | INDOOR
SRP06636 | PV POWERED | PVP3500 | 3500 | 1 |  |  | 0.955 | Solar Inverter |  | Inside
SRP06637 | PV POWERED | PVP3500 | 3500 | 1 |  |  | 0.955 | Solar Inverter |  | OUTDOOR
SRP06650 | SMA AMERICA | SB6000U (240V) | 6000 | 1 |  |  | 0.955 | Solar Inverter |  | INDOOR
SRP06657 | FRONIUS USA |  | 5000 | 1 |  |  | 0.955 | Solar Inverter |  | OUTDOOR
SRP06657 | FRONIUS USA |  | 10000 | 1 |  |  | 0.955 | Solar Inverter |  | OUTDOOR
SRP06687 | PV POWERED | PVP3500 | 3500 | 1 |  |  | 0.955 | Solar Inverter |  | INDOOR
SRP06696 | PV POWERED | PVP3500 | 3500 | 1 |  |  | 0.955 | Solar Inverter |  | Inside
SRP06700 | PV POWERED | PVP3500 | 3500 | 1 |  |  | 0.955 | Solar Inverter |  | Inside
SRP06703 | FRONIUS USA |  | 5000 | 1 |  |  | 0.955 | Solar Inverter |  | INDOOR
SRP06707 | FRONIUS USA | IG 5100 | 5100 | 1 |  |  | 0.955 | Solar Inverter |  | OUTDOOR
SRP06734 | PV POWERED | PVP30KW-208 | 35000 | 1 |  |  | 0.955 | Solar Inverter |  | OUTDOOR
SRP06743 | PV POWERED | PVP4800 | 4800 | 1 |  |  | 0.955 | Solar Inverter |  | OUTDOOR
SRP06747 | PV POWERED | PVP3500 | 3500 | 2 |  |  | 0.955 | Solar Inverter |  | OUTDOOR
SRP06749 | PV POWERED | PVP3500 | 3500 | 1 |  |  | 0.955 | Solar Inverter |  | INDOOR
SRP06753 | SMA AMERICA | SB5000US (240V) | 5000 | 1 |  |  | 0.955 | Solar Inverter |  | INDOOR
SRP06754 | SMA AMERICA | SB7000US (208V) | 7000 | 1 |  |  | 0.955 | Solar Inverter |  | INDOOR
SRP06774 | ENPHASE ENERGY | M200-32-240-S02 | 230 | 27 |  |  | 0.955 | Solar Inverter |  | OUTDOOR
SRP06815 | KACO | 3601XI | 5000 | 1 |  |  | 0.955 | Solar Inverter |  | OUTDOOR
SRP06837 | KACO | 1501XI | 3500 | 1 |  |  | 0.955 | Solar Inverter |  | Inside
SRP06837 | KACO | 1501XI | 5000 | 1 |  |  | 0.955 | Solar Inverter |  | INDOOR
SRP06860 | SMA AMERICA | SB5000US (208V) | 5000 | 1 |  |  | 0.955 | Solar Inverter |  | INDOOR
SRP06872 | ENPHASE ENERGY | M200-32-240-S02 | 190 | 13 |  |  | 0.955 | Solar Inverter |  | OUTDOOR
SRP06877 | ENPHASE ENERGY | M200-32-240-S02 | 190 | 15 |  |  | 0.955 | Solar Inverter |  | OUTDOOR
SRP06878 | ENPHASE ENERGY | M190-72-240-SXX (-NA) | 190 | 12 |  |  | 0.955 | Solar Inverter |  | OUTDOOR
SRP06879 | ENPHASE ENERGY | M200-32-240-S02 | 190 | 4 |  |  | 0.955 | Solar Inverter |  | OUTDOOR
SRP06879 | ENPHASE ENERGY | M200-32-240-S02 | 190 | 9 |  |  | 0.955 | Solar Inverter |  | OUTDOOR
SRP06882 | ENPHASE ENERGY | M200-32-240-S02 | 190 | 10 |  |  | 0.955 | Solar Inverter |  | OUTDOOR
SRP06900 | PV POWERED | PVP3500 | 3500 | 1 |  |  | 0.955 | Solar Inverter |  | OUTDOOR
SRP06911 | SMA AMERICA | SB5000US (208V) | 5000 | 1 |  |  | 0.955 | Solar Inverter |  | INDOOR
SRP06958 | PV POWERED | PVP3500 | 3500 | 1 |  |  | 0.955 | Solar Inverter |  | INDOOR
SRP06962 | PV POWERED | PVP3500 | 3500 | 1 |  |  | 0.955 | Solar Inverter |  | OUTDOOR
SRP06998 | KACO | 3601XI | 5000 | 1 |  |  | 0.955 | Solar Inverter |  | OUTDOOR
SRP07011 | FRONIUS USA |  | 7500 | 1 |  |  | 0.955 | Solar Inverter |  | Inside
SRP07033 | PV POWERED | PVP3500 | 3500 | 2 |  |  | 0.955 | Solar Inverter |  | OUTDOOR
SRP07050 | SMA AMERICA | SB5000US (240V) | 5000 | 1 |  |  | 0.955 | Solar Inverter |  | INDOOR
SRP07055 | KACO | 1501XI | 3500 | 1 |  |  | 0.955 | Solar Inverter |  | INDOOR
SRP07055 | KACO | 1501XI | 5000 | 1 |  |  | 0.955 | Solar Inverter |  | INDOOR
SRP07091 | SMA AMERICA | SB3000US (240V) | 3000 | 1 |  |  | 0.955 | Solar Inverter |  | INDOOR
SRP07098 | KACO | 1501XI | 5000 | 1 |  |  | 0.955 | Solar Inverter |  | OUTDOOR
SRP07124 | FRONIUS USA | LCD FRONIUS IG PLUS SERIES | 5000 | 1 |  |  | 0.955 | Solar Inverter |  | INDOOR
SRP07126 | PV POWERED | PVP4800 | 4800 | 1 |  |  | 0.955 | Solar Inverter |  | INDOOR
SRP07130 | SMA AMERICA | SB5000US (240V) | 5000 | 1 |  |  | 0.955 | Solar Inverter |  | INDOOR
SRP07133 | SMA AMERICA | SB6000US (240V) | 6000 | 1 |  |  | 0.955 | Solar Inverter |  | INDOOR
SRP07148 | PV POWERED | PVP3500 | 3500 | 1 |  |  | 0.955 | Solar Inverter |  | OUTDOOR
SRP07206 | PV POWERED | PVP75KW-208 | 75000 | 3 |  |  | 0.955 | Solar Inverter |  | OUTDOOR
SRP07211 | SMA AMERICA | SB6000U (277V) | 6000 | 2 |  |  | 0.955 | Solar Inverter |  | Inside
SRP07215 | KACO | 1501XI | 3500 | 1 |  |  | 0.955 | Solar Inverter |  | Inside
SRP07215 | KACO | 1501XI | 3500 | 1 |  |  | 0.955 | Solar Inverter |  | Inside
SRP07219 | PV POWERED | PVP3500 | 3500 | 1 |  |  | 0.955 | Solar Inverter |  | OUTDOOR
SRP07244 | KACO | BLUEPLANET 3502 WITH X OR XI (208V) | 3500 | 1 |  |  | 0.955 | Solar Inverter |  | OUTDOOR
SRP07255 | FRONIUS USA |  | 9995 | 1 |  |  | 0.955 | Solar Inverter |  | Outside
SRP07257 | PV POWERED | PVP3000 | 3000 | 2 |  |  | 0.955 | Solar Inverter |  | INDOOR
SRP07257 | PV POWERED | PVP3500 | 3500 | 1 |  |  | 0.955 | Solar Inverter |  | INDOOR
SRP07266 | PV POWERED | PVP3500 | 3500 | 2 |  |  | 0.955 | Solar Inverter |  | Inside
SRP07267 | PV POWERED | PVP3500 | 3500 | 1 |  |  | 0.955 | Solar Inverter |  | INDOOR
SRP07271 | PV POWERED | PVP3500 | 3500 | 1 |  |  | 0.955 | Solar Inverter |  | INDOOR
SRP07284 | SMA AMERICA | SB5000US | 5000 | 1 |  |  | 0.955 | Solar Inverter |  | INDOOR
SRP07323 | FRONIUS USA | IG 3000 | 3000 | 2 |  |  | 0.955 | Solar Inverter |  | Inside
SRP07323 | FRONIUS USA | IG 4000 | 4000 | 1 |  |  | 0.955 | Solar Inverter |  | Inside
SRP07328 | FRONIUS USA |  | 10000 | 2 |  |  | 0.955 | Solar Inverter |  | Outside
SRP07405 | SMA AMERICA | SB5000US (240V) | 5000 | 1 |  |  | 0.955 | Solar Inverter |  | Outside
SRP07421 | SMA AMERICA | SB5000US (208V) | 5000 | 1 |  |  | 0.955 | Solar Inverter |  | Inside
SRP07421 | SMA AMERICA | SB6000US (240V) | 6000 | 1 |  |  | 0.955 | Solar Inverter |  | Inside
SRP07429 | KACO | 1501XI | 5000 | 1 |  |  | 0.955 | Solar Inverter |  | OUTDOOR
SRP07429 | KACO | 1501XI | 5000 | 1 |  |  | 0.955 | Solar Inverter |  | OUTDOOR
SRP07433 | PV POWERED | PVP3500 | 3500 | 1 |  |  | 0.955 | Solar Inverter |  | INDOOR
SRP07446 | FRONIUS USA |  | 9995 | 1 |  |  | 0.955 | Solar Inverter |  | OUTDOOR
SRP07493 | PV POWERED | PVP3500 | 3500 | 2 |  |  | 0.955 | Solar Inverter |  | Inside
SRP07570 | PV POWERED | PVP3500 | 3500 | 1 |  |  | 0.955 | Solar Inverter |  | INDOOR
SRP07570 | PV POWERED | PVP3500 | 3500 | 2 |  |  | 0.955 | Solar Inverter |  | INDOOR
SRP07580 | KACO | 3601XI | 1500 | 1 |  |  | 0.955 | Solar Inverter |  | OUTDOOR
SRP07580 | KACO | 3601XI | 5000 | 1 |  |  | 0.955 | Solar Inverter |  | OUTDOOR
SRP07586 | SMA AMERICA | SB6000U (240V) | 6000 | 1 |  |  | 0.955 | Solar Inverter |  | OUTDOOR
SRP07589 | ENPHASE ENERGY | M200-32-240-S01 | 215 | 3 |  |  | 0.955 | Solar Inverter |  | OUTDOOR
SRP07589 | ENPHASE ENERGY | M200-32-240-S02 | 215 | 3 |  |  | 0.955 | Solar Inverter |  | OUTDOOR
SRP07589 | ENPHASE ENERGY | M200-32-240-S02 | 215 | 9 |  |  | 0.955 | Solar Inverter |  | OUTDOOR
SRP07592 | ENPHASE ENERGY | M200-32-208-S01 | 215 | 7 |  |  | 0.955 | Solar Inverter |  | OUTDOOR
SRP07592 | ENPHASE ENERGY | M200-32-208-S01 | 215 | 10 |  |  | 0.955 | Solar Inverter |  | OUTDOOR
SRP07593 | ENPHASE ENERGY | M200-32-208-S01 | 190 | 17 |  |  | 0.955 | Solar Inverter |  | OUTDOOR
SRP07603 | ENPHASE ENERGY | M200-32-240-S02 | 190 | 6 |  |  | 0.955 | Solar Inverter |  | OUTDOOR
SRP07603 | ENPHASE ENERGY | M200-32-240-S02 | 190 | 9 |  |  | 0.955 | Solar Inverter |  | OUTDOOR
SRP07603 | ENPHASE ENERGY | M200-32-240-S02 | 190 | 9 |  |  | 0.955 | Solar Inverter |  | OUTDOOR
SRP07604 | ENPHASE ENERGY | M200-32-208-S01 | 190 | 34 |  |  | 0.955 | Solar Inverter |  | OUTDOOR
SRP07635 | KACO | 1501XI | 5000 | 1 |  |  | 0.955 | Solar Inverter |  | Inside
SRP07638 | KACO | 3601XI | 5000 | 1 |  |  | 0.955 | Solar Inverter |  | OUTDOOR
SRP07638 | KACO | 3601XI | 5000 | 1 |  |  | 0.955 | Solar Inverter |  | OUTDOOR
SRP07640 | KACO | BLUEPLANET 2502 WITH X OR XI (208V) | 2500 | 1 |  |  | 0.955 | Solar Inverter |  | OUTDOOR
SRP07642 | KACO | 3601XI | 5000 | 1 |  |  | 0.955 | Solar Inverter |  | Inside
SRP07649 | ENPHASE ENERGY | M200-32-208-S01 | 190 | 11 |  |  | 0.955 | Solar Inverter |  | OUTDOOR
SRP07654 | KACO | 1501XI | 3500 | 1 |  |  | 0.955 | Solar Inverter |  | Inside
SRP07654 | KACO | 1501XI | 5000 | 1 |  |  | 0.955 | Solar Inverter |  | Inside
SRP07657 | KACO | 1501XI | 5000 | 2 |  |  | 0.955 | Solar Inverter |  | INDOOR
SRP07659 | POWER-ONE | PVI-3000-I-OUTD-US | 3000 | 1 |  |  | 0.955 | Solar Inverter |  | OUTDOOR
SRP07659 | POWER-ONE | PVI-5000-OUTD-US (208 V) | 5000 | 1 |  |  | 0.955 | Solar Inverter |  | OUTDOOR
SRP07667 | FRONIUS USA | IG 4000 | 4000 | 1 |  |  | 0.955 | Solar Inverter |  | OUTDOOR
SRP07668 | KACO | 1501XI | 1500 | 1 |  |  | 0.955 | Solar Inverter |  | Inside
SRP07668 | KACO | 3601XI | 5000 | 1 |  |  | 0.955 | Solar Inverter |  | Inside
SRP07684 | SATCON TECHNOLOGY | PVS-100 (240 V) | 100000 | 1 |  |  | 0.955 | Solar Inverter |  | OUTDOOR
SRP07723 | KACO | 1501XI | 3500 | 1 |  |  | 0.955 | Solar Inverter |  | Inside
SRP07728 | PV POWERED | PVP3500 | 3500 | 1 |  |  | 0.955 | Solar Inverter |  | INDOOR
SRP07738 | PV POWERED | PVP3500 | 3500 | 1 |  |  | 0.955 | Solar Inverter |  | INDOOR
SRP07743 | PV POWERED | PVP3500 | 3500 | 1 |  |  | 0.955 | Solar Inverter |  | Outside
SRP07752 | SATCON TECHNOLOGY | PVS-50 (480 V) | 50000 | 1 |  |  | 0.955 | Solar Inverter |  | Inside
SRP07763 | ADVANCED ENERGY INDUSTRIES | 3159000-110 | 75000 | 1 |  |  | 0.955 | Solar Inverter |  | OUTDOOR
SRP07764 | ADVANCED ENERGY INDUSTRIES | 3159000-104 | 4600 | 3 |  |  | 0.955 | Solar Inverter |  | Outside
SRP07776 | SMA AMERICA | SB6000US (208V) | 6000 | 1 |  |  | 0.955 | Solar Inverter |  | Inside
SRP07779 | KACO | 1501XI | 5000 | 2 |  |  | 0.955 | Solar Inverter |  | OUTDOOR
SRP07784 | FRONIUS USA |  | 10000 | 2 |  |  | 0.955 | Solar Inverter |  | OUTDOOR
SRP07806 | ADVANCED ENERGY INDUSTRIES | AE 75TX-480 | 75000 | 1 |  |  | 0.955 | Solar Inverter |  | OUTDOOR
SRP07819 | PV POWERED | PVP3500 | 3500 | 1 |  |  | 0.955 | Solar Inverter |  | INDOOR
SRP07830 | PV POWERED | PVP3500 | 3500 | 2 |  |  | 0.955 | Solar Inverter |  | Inside
SRP07850 | PV POWERED | PVP3500 | 3500 | 2 |  |  | 0.955 | Solar Inverter |  | OUTDOOR
SRP07861 | FRONIUS USA | IG 2000 | 2000 | 1 |  |  | 0.955 | Solar Inverter |  | Outside
SRP07861 | FRONIUS USA | IG 4000 | 4000 | 1 |  |  | 0.955 | Solar Inverter |  | Outside
SRP07872 | FRONIUS USA | IG 5100 | 5000 | 1 |  |  | 0.955 | Solar Inverter |  | INDOOR
SRP07872 | FRONIUS USA |  | 6000 | 1 |  |  | 0.955 | Solar Inverter |  | Inside
SRP07874 | FRONIUS USA |  | 11400 | 1 |  |  | 0.955 | Solar Inverter |  | INDOOR
SRP07886 | KACO | 2901XI | 5000 | 1 |  |  | 0.955 | Solar Inverter |  | Outside
SRP07928 | FRONIUS USA |  | 5000 | 1 |  |  | 0.955 | Solar Inverter |  | INDOOR
SRP07943 | SMA AMERICA | SB6000US (277V) | 6000 | 1 |  |  | 0.955 | Solar Inverter |  | OUTDOOR
SRP07973 | PV POWERED | PVP3500 | 3500 | 1 |  |  | 0.955 | Solar Inverter |  | Outside
SRP07987 | PV POWERED | PVP3500 | 3500 | 1 |  |  | 0.955 | Solar Inverter |  | OUTDOOR
SRP07991 | PV POWERED | PVP3500 | 3500 | 2 |  |  | 0.955 | Solar Inverter |  | Outside
SRP07997 | KACO | 1501XI | 5000 | 1 |  |  | 0.955 | Solar Inverter |  | OUTDOOR
SRP08001 | SMA AMERICA | SB6000U (240V) | 6000 | 1 |  |  | 0.955 | Solar Inverter |  | Outside
SRP08009 | SMA AMERICA | SB6000U (240V) | 6000 | 1 |  |  | 0.955 | Solar Inverter |  | Roof
SRP08012 | SMA AMERICA | SB3000US (208V) | 3000 | 1 |  |  | 0.955 | Solar Inverter |  | Outside
SRP08012 | SMA AMERICA | SB5000US (208V) | 5000 | 1 |  |  | 0.955 | Solar Inverter |  | Outside
SRP08024 | SMA AMERICA | SB5000US | 5000 | 1 |  |  | 0.955 | Solar Inverter |  | Outside
SRP08027 | ADVANCED ENERGY INDUSTRIES | 3159000-110 | 75000 | 1 |  |  | 0.955 | Solar Inverter |  | OUTDOOR
SRP08047 | ENPHASE ENERGY | M175-24-240-S02 | 230 | 20 |  |  | 0.955 | Solar Inverter |  | OUTDOOR
SRP08050 | SMA AMERICA | SB6000U (208V) | 6000 | 1 |  |  | 0.955 | Solar Inverter |  | Inside
SRP08057 | PV POWERED | PVP3500 | 3500 | 2 |  |  | 0.955 | Solar Inverter |  | Outside
SRP08058 | KACO | 1501XI | 5000 | 1 |  |  | 0.955 | Solar Inverter |  | Inside
SRP08059 | PV POWERED | PVP3500 | 3500 | 1 |  |  | 0.955 | Solar Inverter |  | INDOOR
SRP08063 | ENPHASE ENERGY | M175-24-240-S02 | 190 | 18 |  |  | 0.955 | Solar Inverter |  | OUTDOOR
SRP08077 | ENPHASE ENERGY | M200-32-240-S02 | 190 | 4 |  |  | 0.955 | Solar Inverter |  | Outside
SRP08088 | PV POWERED | PVP3500 | 3500 | 1 |  |  | 0.955 | Solar Inverter |  | INDOOR
SRP08090 | PV POWERED | PVP3500 | 3500 | 1 |  |  | 0.955 | Solar Inverter |  | Outside
SRP08106 | KACO | 1501XI | 3500 | 1 |  |  | 0.955 | Solar Inverter |  | Inside
SRP08106 | KACO | 1501XI | 5000 | 1 |  |  | 0.955 | Solar Inverter |  | Inside
SRP08114 | PV POWERED | PVP3500 | 3500 | 1 |  |  | 0.955 | Solar Inverter |  | INDOOR
SRP08126 | PV POWERED | PVP3500 | 3500 | 2 |  |  | 0.955 | Solar Inverter |  | INDOOR
SRP08141 | FRONIUS USA | IG 2000 | 2000 | 1 |  |  | 0.955 | Solar Inverter |  | OUTDOOR
SRP08141 | FRONIUS USA | IG 4000 | 4000 | 1 |  |  | 0.955 | Solar Inverter |  | OUTDOOR
SRP08151 | FRONIUS USA | IG 5100 | 5100 | 1 |  |  | 0.955 | Solar Inverter |  | OUTDOOR
SRP08152 | FRONIUS USA | IG 3000 NEG | 3000 | 1 |  |  | 0.955 | Solar Inverter |  | OUTDOOR
SRP08155 | FRONIUS USA |  | 3000 | 1 |  |  | 0.955 | Solar Inverter |  | OUTDOOR
SRP08183 | PV POWERED | PVP3500 | 3500 | 1 |  |  | 0.955 | Solar Inverter |  | INDOOR
SRP08185 | PV POWERED | PVP3500 | 3500 | 1 |  |  | 0.955 | Solar Inverter |  | Outside
SRP08205 | PV POWERED | PVP3500 | 3500 | 2 |  |  | 0.955 | Solar Inverter |  | INDOOR
SRP08214 | ENPHASE ENERGY | EMU | 225 | 44 |  |  | 0.955 | Solar Inverter |  | Outside
SRP08215 | PV POWERED | PVP75KW-480 | 75000 | 1 |  |  | 0.955 | Solar Inverter |  | OUTDOOR
SRP08230 | SMA AMERICA | SB6000US (208V) | 6000 | 1 |  |  | 0.955 | Solar Inverter |  | Outside
SRP08233 | PV POWERED | PVP75KW-208 | 75000 | 2 |  |  | 0.955 | Solar Inverter |  | OUTDOOR
SRP08238 | SMA AMERICA | SB5000US (240V) | 5000 | 1 |  |  | 0.955 | Solar Inverter |  | OUTDOOR
SRP08304 | PV POWERED | PVP3500 | 3500 | 2 |  |  | 0.955 | Solar Inverter |  | INDOOR
SRP08310 | SMA AMERICA | SB3000US (208V) | 3500 | 1 |  |  | 0.955 | Solar Inverter |  | INDOOR
SRP08311 | PV POWERED | PVP3500 | 3500 | 1 |  |  | 0.955 | Solar Inverter |  | INDOOR
SRP08318 | FRONIUS USA |  | 6000 | 1 |  |  | 0.955 | Solar Inverter |  | INDOOR
SRP08325 | PV POWERED | PVP75KW-480 | 75000 | 1 |  |  | 0.955 | Solar Inverter |  | Inside
SRP08338 | PV POWERED | PVP3500 | 3500 | 2 |  |  | 0.955 | Solar Inverter |  | INDOOR
SRP08355 | PV POWERED | PVP3500 | 3500 | 1 |  |  | 0.955 | Solar Inverter |  | INDOOR
SRP08357 | PV POWERED | PVP3500 | 3500 | 1 |  |  | 0.955 | Solar Inverter |  | INDOOR
SRP08376 | KACO | BLUEPLANET 5002 WITH X OR XI (208V) | 5000 | 1 |  |  | 0.955 | Solar Inverter |  | OUTDOOR
SRP08427 | PV POWERED | PVP3500 | 3500 | 2 |  |  | 0.955 | Solar Inverter |  | Outside
SRP08449 | PV POWERED | PVP3500 | 3500 | 1 |  |  | 0.955 | Solar Inverter |  | INDOOR
SRP08457 | PV POWERED | PVP3500 | 3500 | 1 |  |  | 0.955 | Solar Inverter |  | Outside
SRP08459 | PV POWERED | PVP3500 | 3500 | 1 |  |  | 0.955 | Solar Inverter |  | Outside
SRP08474 | PV POWERED | PVP3500 | 3500 | 1 |  |  | 0.955 | Solar Inverter |  | INDOOR
SRP08477 | PV POWERED | PVP3500 | 3500 | 1 |  |  | 0.955 | Solar Inverter |  | Inside
SRP08483 | ADVANCED ENERGY INDUSTRIES | 3159000-104 | 75000 | 1 |  |  | 0.955 | Solar Inverter |  | Inside
SRP08489 | PV POWERED | PVP75KW-480 | 75000 | 2 |  |  | 0.955 | Solar Inverter |  | OUTDOOR
SRP08504 | ENPHASE ENERGY | M200-32-208-S01 | 190 | 16 |  |  | 0.955 | Solar Inverter |  | OUTDOOR
SRP08511 | KACO | 1501XI | 1500 | 1 |  |  | 0.955 | Solar Inverter |  | OUTDOOR
SRP08517 | KACO | 2901XI | 2500 | 1 |  |  | 0.955 | Solar Inverter |  | OUTDOOR
SRP08548 | ADVANCED ENERGY INDUSTRIES | AE 100TX-208 | 100000 | 1 |  |  | 0.955 | Solar Inverter |  | OUTDOOR
SRP08553 | SMA AMERICA | SB7000US (208V) | 8000 | 3 |  |  | 0.955 | Solar Inverter |  | OUTDOOR
SRP08559 | SMA AMERICA | SB4000US (208V) | 4000 | 1 |  |  | 0.955 | Solar Inverter |  | OUTDOOR
SRP08559 | SMA AMERICA | SB6000US (208V) | 6000 | 2 |  |  | 0.955 | Solar Inverter |  | OUTDOOR
SRP08560 | SATCON TECHNOLOGY | PVS-135 (240 V) | 135000 | 1 |  |  | 0.955 | Solar Inverter |  | OUTDOOR
SRP08565 | ENPHASE ENERGY | M175-24-240-S | 215 | 75 |  |  | 0.955 | Solar Inverter |  | OUTDOOR
SRP08591 | ADVANCED ENERGY INDUSTRIES | 3159000-104 | 75000 | 1 |  |  | 0.955 | Solar Inverter |  | OUTDOOR
SRP08591 | ADVANCED ENERGY INDUSTRIES | 3159000-104 | 100000 | 1 |  |  | 0.955 | Solar Inverter |  | OUTDOOR
SRP08603 | ADVANCED ENERGY INDUSTRIES | 3159000-104 | 500000 | 1 |  |  | 0.955 | Solar Inverter |  | OUTDOOR
SRP08604 | FRONIUS USA | IG 4000 | 4000 | 1 |  |  | 0.955 | Solar Inverter |  | OUTDOOR
SRP08607 | FRONIUS USA | IG 5100 | 5100 | 1 |  |  | 0.955 | Solar Inverter |  | OUTDOOR
SRP08609 | FRONIUS USA | IG 4000 | 4000 | 2 |  |  | 0.955 | Solar Inverter |  | OUTDOOR
SRP08635 | FRONIUS USA |  | 3000 | 1 |  |  | 0.955 | Solar Inverter |  | OUTDOOR
SRP08643 | POWER-ONE | PVI-3600-OUTD-US-F (208V) | 3500 | 1 |  |  | 0.955 | Solar Inverter |  | OUTDOOR
SRP08643 | POWER-ONE | PVI-5000-OUTD-US (240 V) | 5000 | 1 |  |  | 0.955 | Solar Inverter |  | OUTDOOR
SRP08695 | ADVANCED ENERGY INDUSTRIES | 3159000-104 | 35000 | 1 |  |  | 0.955 | Solar Inverter |  | OUTDOOR
SRP08714 | FRONIUS USA |  | 6000 | 1 |  |  | 0.955 | Solar Inverter |  | OUTDOOR
SRP08722 | FRONIUS USA |  | 6000 | 1 |  |  | 0.955 | Solar Inverter |  | INDOOR
SRP08732 | PV POWERED | PVP3500 | 3500 | 2 |  |  | 0.955 | Solar Inverter |  | INDOOR
SRP08827 | PV POWERED | PVP3500 | 3500 | 1 |  |  | 0.955 | Solar Inverter |  | OUTDOOR
SRP08852 | PV POWERED | PVP3500 | 3500 | 1 |  |  | 0.955 | Solar Inverter |  | INDOOR
SRP08853 | PV POWERED | PVP3500 | 3500 | 1 |  |  | 0.955 | Solar Inverter |  | INDOOR
SRP08857 | SMA AMERICA | SB6000U (240V) | 6000 | 1 |  |  | 0.955 | Solar Inverter |  | INDOOR
SRP08862 | FRONIUS USA | IG 5100 | 5000 | 1 |  |  | 0.955 | Solar Inverter |  | Outside
SRP08862 | FRONIUS USA |  | 10000 | 1 |  |  | 0.955 | Solar Inverter |  | Outside
SRP08874 | PV POWERED | PVP3500 | 3500 | 1 |  |  | 0.955 | Solar Inverter |  | Outside
SRP08904 | PV POWERED | PVP2500 | 2500 | 1 |  |  | 0.955 | Solar Inverter |  | OUTDOOR
SRP08906 | PV POWERED | PVP3500 | 3500 | 1 |  |  | 0.955 | Solar Inverter |  | INDOOR
SRP08907 | PV POWERED | PVP3500 | 3500 | 1 |  |  | 0.955 | Solar Inverter |  | Outside
SRP08911 | PV POWERED | PVP3500 | 3500 | 1 |  |  | 0.955 | Solar Inverter |  | Outside
SRP08929 | PV POWERED | PVP3500 | 3500 | 2 |  |  | 0.955 | Solar Inverter |  | INDOOR
SRP08934 | FRONIUS USA |  | 7500 | 1 |  |  | 0.955 | Solar Inverter |  | Inside
SRP08964 | KACO | 1501XI | 2500 | 1 |  |  | 0.955 | Solar Inverter |  | Inside
SRP08984 | FRONIUS USA |  | 10000 | 1 |  |  | 0.955 | Solar Inverter |  | INDOOR
SRP08985 | PV POWERED | PVP3500 | 3500 | 1 |  |  | 0.955 | Solar Inverter |  | Outside
SRP09007 | ADVANCED ENERGY INDUSTRIES | 3159000-110 | 75000 | 1 |  |  | 0.955 | Solar Inverter |  | Inside
SRP09049 | FRONIUS USA |  | 5000 | 1 |  |  | 0.955 | Solar Inverter |  | OUTDOOR
SRP09066 | SMA AMERICA | SB6000U (277V) | 6000 | 1 |  |  | 0.955 | Solar Inverter |  | OUTDOOR
SRP09067 | SMA AMERICA | SB6000US (208V) | 6000 | 1 |  |  | 0.955 | Solar Inverter |  | INDOOR
SRP09076 | PV POWERED | PVP3500 | 3500 | 1 |  |  | 0.955 | Solar Inverter |  | OUTDOOR
SRP09076 | PV POWERED | PVP3500 | 3500 | 1 |  |  | 0.955 | Solar Inverter |  | OUTDOOR
SRP09081 | PV POWERED | PVP3500 | 3500 | 1 |  |  | 0.955 | Solar Inverter |  | INDOOR
SRP09099 | SMA AMERICA | SB6000U (208V) | 6000 | 1 |  |  | 0.955 | Solar Inverter |  | Outside
SRP09099 | SMA AMERICA | SB7000US (208V) | 7000 | 1 |  |  | 0.955 | Solar Inverter |  | Outside
SRP09100 | SMA AMERICA | SB3000US (208V) | 3000 | 1 |  |  | 0.955 | Solar Inverter |  | Outside
SRP09101 | FRONIUS USA |  | 11400 | 1 |  |  | 0.955 | Solar Inverter |  | OUTDOOR
SRP09139 | PV POWERED | PVP3500 | 3500 | 1 |  |  | 0.955 | Solar Inverter |  | INDOOR
SRP09142 | SMA AMERICA | SB5000US (208V) | 5000 | 4 |  |  | 0.955 | Solar Inverter |  | INDOOR
SRP09169 | PV POWERED | PVP3500 | 3500 | 1 |  |  | 0.955 | Solar Inverter |  | OUTDOOR
SRP09199 | PV POWERED | PVP75KW-208 | 75000 | 2 |  |  | 0.955 | Solar Inverter |  | OUTDOOR
SRP09202 | PV POWERED | PVP3500 | 3500 | 1 |  |  | 0.955 | Solar Inverter |  | INDOOR
SRP09215 | SMA AMERICA | SB6000U (240V) | 6000 | 1 |  |  | 0.955 | Solar Inverter |  | OUTDOOR
SRP09219 | PV POWERED | PVP3500 | 3500 | 1 |  |  | 0.955 | Solar Inverter |  | INDOOR
SRP09247 | PV POWERED | PVP3500 | 3500 | 2 |  |  | 0.955 | Solar Inverter |  | INDOOR
SRP09249 | PV POWERED | PVP3500 | 3500 | 1 |  |  | 0.955 | Solar Inverter |  | INDOOR
SRP09262 | PV POWERED | PVP3500 | 3500 | 1 |  |  | 0.955 | Solar Inverter |  | OUTDOOR
SRP09279 | PV POWERED | PVP3500 | 3500 | 1 |  |  | 0.955 | Solar Inverter |  | INDOOR
SRP09281 | PV POWERED | PVP3500 | 3500 | 2 |  |  | 0.955 | Solar Inverter |  | OUTDOOR
SRP09287 | SMA AMERICA | SB6000US (240V) | 6000 | 1 |  |  | 0.955 | Solar Inverter |  | OUTDOOR
SRP09306 | PV POWERED | PVP3500 | 3500 | 1 |  |  | 0.955 | Solar Inverter |  | Outside
SRP09310 | FRONIUS USA |  | 7500 | 1 |  |  | 0.955 | Solar Inverter |  | INDOOR
SRP09311 | FRONIUS USA |  | 7500 | 1 |  |  | 0.955 | Solar Inverter |  | OUTDOOR
SRP09332 | PV POWERED | PVP3500 | 3500 | 1 |  |  | 0.955 | Solar Inverter |  | INDOOR
SRP09363 | FRONIUS USA |  | 7500 | 1 |  |  | 0.955 | Solar Inverter |  | Inside
SRP09367 | PV POWERED | PVP3500 | 3500 | 1 |  |  | 0.955 | Solar Inverter |  | INDOOR
SRP09370 | PV POWERED | PVP3500 | 3500 | 1 |  |  | 0.955 | Solar Inverter |  | INDOOR
SRP09372 | PV POWERED | PVP3500 | 3500 | 1 |  |  | 0.955 | Solar Inverter |  | INDOOR
SRP09376 | FRONIUS USA | IG 4000 | 4000 | 1 |  |  | 0.955 | Solar Inverter |  | OUTDOOR
SRP09392 | SMA AMERICA | SB5000US | 5000 | 4 |  |  | 0.955 | Solar Inverter |  | Outside
SRP09399 | PV POWERED | PVP3500 | 3500 | 1 |  |  | 0.955 | Solar Inverter |  | INDOOR
SRP09402 | SMA AMERICA | SB5000US (240V) | 5000 | 1 |  |  | 0.955 | Solar Inverter |  | OUTDOOR
SRP09402 | SMA AMERICA | SB5000US (240V) | 5000 | 2 |  |  | 0.955 | Solar Inverter |  | OUTDOOR
SRP09412 | SMA AMERICA | SB3800U (240V) | 3800 | 1 |  |  | 0.955 | Solar Inverter |  | Inside
SRP09412 | SMA AMERICA | SB6000US (277V) | 6000 | 2 |  |  | 0.955 | Solar Inverter |  | Inside
SRP09414 | SMA AMERICA | SB3000US (208V) | 3000 | 1 |  |  | 0.955 | Solar Inverter |  | Inside
SRP09414 | SMA AMERICA | SB4000US (208V) | 4000 | 1 |  |  | 0.955 | Solar Inverter |  | INDOOR
SRP09415 | POWER-ONE | PVI-3.8-1-OUTD-X-US-Y (208 V) | 3800 | 1 |  |  | 0.955 | Solar Inverter |  | OUTDOOR
SRP09417 | SMA AMERICA | SB6000U (240V) | 6000 | 1 |  |  | 0.955 | Solar Inverter |  | OUTDOOR
SRP09420 | KACO | VISO | 3500 | 1 |  |  | 0.955 | Solar Inverter |  | INDOOR
SRP09424 | SMA AMERICA | SB5000US (240V) | 5000 | 1 |  |  | 0.955 | Solar Inverter |  | OUTDOOR
SRP09431 | PV POWERED | PVP75KW-208 | 75000 | 3 |  |  | 0.955 | Solar Inverter |  | OUTDOOR
SRP09442 | PV POWERED | PVP75KW-208 | 75000 | 1 |  |  | 0.955 | Solar Inverter |  | OUTDOOR
SRP09445 | PV POWERED | PVP3500 | 3500 | 2 |  |  | 0.955 | Solar Inverter |  | OUTDOOR
SRP09449 | PV POWERED | PVP3500 | 3500 | 2 |  |  | 0.955 | Solar Inverter |  | INDOOR
SRP09466 | FRONIUS USA | IG 2000 | 2000 | 1 |  |  | 0.955 | Solar Inverter |  | OUTDOOR
SRP09466 | FRONIUS USA | IG 4000 | 4000 | 1 |  |  | 0.955 | Solar Inverter |  | OUTDOOR
SRP09522 | KACO | BLUEPLANET 5002 WITH X OR XI (208V) | 5002 | 1 |  |  | 0.955 | Solar Inverter |  | Inside
SRP09540 | SMA AMERICA | SB5000US (208V) | 5000 | 2 |  |  | 0.955 | Solar Inverter |  | INDOOR
SRP09542 | FRONIUS USA |  | 5000 | 1 |  |  | 0.955 | Solar Inverter |  | INDOOR
SRP09546 | SMA AMERICA | SB6000U (208V) | 6000 | 1 |  |  | 0.955 | Solar Inverter |  | INDOOR
SRP09560 | PV POWERED | PVP3500 | 3500 | 1 |  |  | 0.955 | Solar Inverter |  | INDOOR
SRP09560 | PV POWERED | PVP3500 | 3500 | 1 |  |  | 0.955 | Solar Inverter |  | INDOOR
SRP09565 | PV POWERED | PVP3500 | 3500 | 2 |  |  | 0.955 | Solar Inverter |  | Inside
SRP09567 | PV POWERED | PVP3500 | 3500 | 1 |  |  | 0.955 | Solar Inverter |  | INDOOR
SRP09572 | PV POWERED | PVP3500 | 3500 | 2 |  |  | 0.955 | Solar Inverter |  | INDOOR
SRP09575 | PV POWERED | PVP3500 | 3500 | 1 |  |  | 0.955 | Solar Inverter |  | OUTDOOR
SRP09582 | PV POWERED | PVP3500 | 3500 | 1 |  |  | 0.955 | Solar Inverter |  | Outside
SRP09594 | PV POWERED | PVP3500 | 3500 | 2 |  |  | 0.955 | Solar Inverter |  | OUTDOOR
SRP09598 | PV POWERED | PVP3500 | 3500 | 1 |  |  | 0.955 | Solar Inverter |  | INDOOR
SRP09609 | FRONIUS USA |  | 10000 | 1 |  |  | 0.955 | Solar Inverter |  | INDOOR
SRP09621 | PV POWERED | PVP3500 | 3500 | 1 |  |  | 0.955 | Solar Inverter |  | INDOOR
SRP09653 | PV POWERED | PVP100KW-208 | 260000 | 2 |  |  | 0.955 | Solar Inverter |  | OUTDOOR
SRP09653 | PV POWERED | PVP75KW-208 | 75000 | 1 |  |  | 0.955 | Solar Inverter |  | OUTDOOR
SRP09668 | PV POWERED | PVP3500 | 3500 | 1 |  |  | 0.955 | Solar Inverter |  | OUTDOOR
SRP09671 | PV POWERED | PVP3500 | 3500 | 1 |  |  | 0.955 | Solar Inverter |  | Outside
SRP09675 | PV POWERED | PVP3500 | 3500 | 1 |  |  | 0.955 | Solar Inverter |  | INDOOR
SRP09681 | PV POWERED | PVP3500 | 3500 | 2 |  |  | 0.955 | Solar Inverter |  | INDOOR
SRP09688 | PV POWERED | PVP3500 | 3500 | 1 |  |  | 0.955 | Solar Inverter |  | OUTDOOR
SRP09692 | PV POWERED | PVP3500 | 3500 | 1 |  |  | 0.955 | Solar Inverter |  | OUTDOOR
SRP09726 | PV POWERED | PVP3500 | 3500 | 1 |  |  | 0.955 | Solar Inverter |  | INDOOR
SRP09730 | PV POWERED | PVP3500 | 3500 | 1 |  |  | 0.955 | Solar Inverter |  | Outside
SRP09743 | PV POWERED | PVP3500 | 3500 | 1 |  |  | 0.955 | Solar Inverter |  | INDOOR
SRP09746 | PV POWERED | PVP3500 | 3500 | 1 |  |  | 0.955 | Solar Inverter |  | INDOOR
SRP09767 | FRONIUS USA | IG 4000 | 4000 | 1 |  |  | 0.955 | Solar Inverter |  | OUTDOOR
SRP09813 | PV POWERED | PVP4800 | 3500 | 1 |  |  | 0.955 | Solar Inverter |  | INDOOR
SRP09849 | FRONIUS USA |  | 10000 | 1 |  |  | 0.955 | Solar Inverter |  | INDOOR
SRP09853 | ENPHASE ENERGY | M200-32-208-S01 | 190 | 50 |  |  | 0.955 | Solar Inverter |  | OUTDOOR
SRP09928 | SMA AMERICA | SB3800U (240V) | 3000 | 1 |  |  | 0.955 | Solar Inverter |  | INDOOR
SRP09938 | PV POWERED | PVP3500 | 3500 | 2 |  |  | 0.955 | Solar Inverter |  | INDOOR
SRP09951 | FRONIUS USA |  | 10000 | 1 |  |  | 0.955 | Solar Inverter |  | OUTDOOR
SRP09954 | PV POWERED | PVP3500 | 3500 | 2 |  |  | 0.955 | Solar Inverter |  | OUTDOOR
SRP09967 | FRONIUS USA |  | 6000 | 1 |  |  | 0.955 | Solar Inverter |  | INDOOR
SRP09967 | FRONIUS USA |  | 7500 | 1 |  |  | 0.955 | Solar Inverter |  | INDOOR
SRP09970 | PV POWERED | PVP3500 | 3500 | 2 |  |  | 0.955 | Solar Inverter |  | INDOOR
SRP09984 | PV POWERED | PVP3500 | 3500 | 2 |  |  | 0.955 | Solar Inverter |  | OUTDOOR
SRP09988 | PV POWERED | PVP3500 | 3500 | 1 |  |  | 0.955 | Solar Inverter |  | INDOOR
SRP10000 | PV POWERED | PVP3500 | 3500 | 2 |  |  | 0.955 | Solar Inverter |  | INDOOR
SRP10040 | PV POWERED | PVP3500 | 3500 | 2 |  |  | 0.955 | Solar Inverter |  | INDOOR
SRP10041 | PV POWERED | PVP3500 | 3500 | 2 |  |  | 0.955 | Solar Inverter |  | INDOOR
SRP10044 | PV POWERED | PVP3500 | 3500 | 1 |  |  | 0.955 | Solar Inverter |  | Inside
SRP10062 | PV POWERED | PVP3500 | 3500 | 1 |  |  | 0.955 | Solar Inverter |  | OUTDOOR
SRP10090 | POWER-ONE | PVI-3000-I-OUTD-US-F (240V) | 3000 | 1 |  |  | 0.955 | Solar Inverter |  | INDOOR
SRP10091 | SMA AMERICA | SB6000U (240V) | 6000 | 1 |  |  | 0.955 | Solar Inverter |  | OUTDOOR
SRP10094 | FRONIUS USA |  | 10000 | 1 |  |  | 0.955 | Solar Inverter |  | INDOOR
SRP10096 | SMA AMERICA | SB3000US (240V) | 3000 | 1 |  |  | 0.955 | Solar Inverter |  | Inside
SRP10096 | SMA AMERICA | SB7000US (240V) | 7000 | 1 |  |  | 0.955 | Solar Inverter |  | Inside
SRP10098 | PV POWERED | PVP3500 | 3500 | 1 |  |  | 0.955 | Solar Inverter |  | INDOOR
SRP10101 | PV POWERED | PVP3500 | 3500 | 1 |  |  | 0.955 | Solar Inverter |  | OUTDOOR
SRP10101 | PV POWERED | PVP3500 | 3500 | 1 |  |  | 0.955 | Solar Inverter |  | OUTDOOR
SRP10175 | PV POWERED | PVP3500 | 3500 | 1 |  |  | 0.955 | Solar Inverter |  | Inside
SRP10199 | PV POWERED | PVP3500 | 3500 | 1 |  |  | 0.955 | Solar Inverter |  | INDOOR
SRP10201 | PV POWERED | PVP3500 | 3500 | 1 |  |  | 0.955 | Solar Inverter |  | INDOOR
SRP10204 | PV POWERED | PVP3500 | 3500 | 1 |  |  | 0.955 | Solar Inverter |  | INDOOR
SRP10239 | PV POWERED | PVP3500 | 3500 | 1 |  |  | 0.955 | Solar Inverter |  | INDOOR
SRP10246 | SMA AMERICA | SB5000US (240V) | 5000 | 1 |  |  | 0.955 | Solar Inverter |  | INDOOR
SRP10266 | PV POWERED | PVP3500 | 3500 | 1 |  |  | 0.955 | Solar Inverter |  | Outside
SRP10317 | SMA AMERICA | SB6000US (240V) | 6000 | 1 |  |  | 0.955 | Solar Inverter |  | OUTDOOR
SRP10334 | FRONIUS USA |  | 10000 | 1 |  |  | 0.955 | Solar Inverter |  | INDOOR
SRP10367 | FRONIUS USA |  | 3800 | 1 |  |  | 0.955 | Solar Inverter |  | INDOOR
SRP10367 | FRONIUS USA |  | 5000 | 1 |  |  | 0.955 | Solar Inverter |  | INDOOR
SRP10389 | SMA AMERICA | SB5000US (240V) | 5000 | 1 |  |  | 0.955 | Solar Inverter |  | OUTDOOR
SRP10402 | SOUTHWEST WINDPOWER | WHISPER 200 | 235 | 22 |  |  | 0.955 | Solar Inverter |  | INDOOR
SRP10406 | SMA AMERICA | SB5000US (240V) | 5000 | 2 |  |  | 0.955 | Solar Inverter |  | OUTDOOR
SRP10443 | PV POWERED | PVP3500 | 3500 | 1 |  |  | 0.955 | Solar Inverter |  | INDOOR
SRP10474 | SOLECTRIA RENEWABLES | PVI 3000 (208V) | 235 | 35 |  |  | 0.955 | Solar Inverter |  | Outside
SRP10484 | PV POWERED | PVP3500 | 3500 | 2 |  |  | 0.955 | Solar Inverter |  | INDOOR
SRP10485 | PV POWERED | PVP3500 | 3500 | 1 |  |  | 0.955 | Solar Inverter |  | INDOOR
SRP10493 | PV POWERED | PVP3500 | 3500 | 1 |  |  | 0.955 | Solar Inverter |  | Outside
SRP10494 | PV POWERED | PVP3500 | 3500 | 2 |  |  | 0.955 | Solar Inverter |  | INDOOR
SRP10500 | KACO | 1501XI | 1502 | 1 |  |  | 0.955 | Solar Inverter |  | INDOOR
SRP10500 | KACO | 2901XI | 2502 | 1 |  |  | 0.955 | Solar Inverter |  | INDOOR
SRP10507 | PV POWERED | PVP3500 | 3500 | 1 |  |  | 0.955 | Solar Inverter |  | INDOOR
SRP10507 | PV POWERED | PVP3500 | 3500 | 1 |  |  | 0.955 | Solar Inverter |  | INDOOR
SRP10507 | PV POWERED | PVP3500 | 3500 | 1 |  |  | 0.955 | Solar Inverter |  | INDOOR
SRP10509 | PV POWERED | PVP3500 | 3500 | 1 |  |  | 0.955 | Solar Inverter |  | INDOOR
SRP10512 | PV POWERED | PVP3500 | 3500 | 1 |  |  | 0.955 | Solar Inverter |  | Outside
SRP10532 | SUNPOWER CORP (ORIGINAL MFRSMA) | SPR-5000M (240V) | 5000 | 1 |  |  | 0.955 | Solar Inverter |  | INDOOR
SRP10543 | FRONIUS USA |  | 10000 | 1 |  |  | 0.955 | Solar Inverter |  | Outside
SRP10548 | PV POWERED | PVP3500 | 3500 | 1 |  |  | 0.955 | Solar Inverter |  | INDOOR
SRP10552 | PV POWERED | PVP3500 | 3500 | 2 |  |  | 0.955 | Solar Inverter |  | INDOOR
SRP10607 | SMA AMERICA | SB5000US (240V) | 5000 | 1 |  |  | 0.955 | Solar Inverter |  | OUTDOOR
SRP10637 | SUNPOWER CORP (ORIGINAL MFRFRONIUS) | SPR-6500F-208 | 6500 | 1 |  |  | 0.955 | Solar Inverter |  | Inside
SRP10638 | PV POWERED | PVP3500 | 3500 | 1 |  |  | 0.955 | Solar Inverter |  | INDOOR
SRP10677 | FRONIUS USA | IG 2000 | 2000 | 1 |  |  | 0.955 | Solar Inverter |  | OUTDOOR
SRP10677 | FRONIUS USA | IG 4000 | 4000 | 1 |  |  | 0.955 | Solar Inverter |  | OUTDOOR
SRP10693 | SHARP | ND-224U2 | 235 | 40 |  |  | 0.955 | Solar Inverter |  | Outside
SRP10696 | SMA AMERICA | SB3000US (240V) | 3000 | 1 |  |  | 0.955 | Solar Inverter |  | OUTDOOR
SRP10708 | PV POWERED | PVP3500 | 3500 | 1 |  |  | 0.955 | Solar Inverter |  | Outside
SRP10732 | ADVANCED ENERGY INDUSTRIES | 3159000-104 | 100000 | 3 |  |  | 0.955 | Solar Inverter |  | OUTDOOR
SRP10749 | SMA AMERICA | SB3000US (240V) | 3000 | 1 |  |  | 0.955 | Solar Inverter |  | INDOOR
SRP10759 | SMA AMERICA | SB5000US (240V) | 5000 | 1 |  |  | 0.955 | Solar Inverter |  | INDOOR
SRP10789 | SMA AMERICA | SB3000US (240V) | 3000 | 1 |  |  | 0.955 | Solar Inverter |  | Inside
SRP10789 | SMA AMERICA | SB5000US (240V) | 5000 | 1 |  |  | 0.955 | Solar Inverter |  | Inside
SRP10797 | PV POWERED | PVP3500 | 3500 | 2 |  |  | 0.955 | Solar Inverter |  | INDOOR
SRP10813 | PV POWERED | PVP3500 | 3500 | 1 |  |  | 0.955 | Solar Inverter |  | OUTDOOR
SRP10823 | PV POWERED | PVP3500 | 3500 | 1 |  |  | 0.955 | Solar Inverter |  | OUTDOOR
SRP10872 | PV POWERED | PVP3500 | 3500 | 2 |  |  | 0.955 | Solar Inverter |  | Inside
SRP10874 | PV POWERED | PVP3500 | 3500 | 1 |  |  | 0.955 | Solar Inverter |  | INDOOR
SRP10880 | SUNPOWER CORP (ORIGINAL MFRSMA) | SPR-6000M (240V) | 6000 | 1 |  |  | 0.955 | Solar Inverter |  | INDOOR
SRP10886 | ADVANCED ENERGY INDUSTRIES | AE 35TX-480 | 35000 | 1 |  |  | 0.955 | Solar Inverter |  | OUTDOOR
SRP10896 | PV POWERED | PVP3500 | 3500 | 2 |  |  | 0.955 | Solar Inverter |  | INDOOR
SRP10903 | PV POWERED | PVP3500 | 3500 | 1 |  |  | 0.955 | Solar Inverter |  | INDOOR
SRP10917 | PV POWERED | PVP3500 | 3500 | 1 |  |  | 0.955 | Solar Inverter |  | INDOOR
SRP10919 | PV POWERED | PVP3500 | 3500 | 2 |  |  | 0.955 | Solar Inverter |  | OUTDOOR
SRP10922 | SMA AMERICA | SB4000US (208V) | 4000 | 3 |  |  | 0.955 | Solar Inverter |  | OUTDOOR
SRP10922 | SMA AMERICA | SB7000US (208V) | 7000 | 6 |  |  | 0.955 | Solar Inverter |  | OUTDOOR
SRP10939 | SMA AMERICA | SB5000US (208V) | 5000 | 1 |  |  | 0.955 | Solar Inverter |  | INDOOR
SRP10951 | PV POWERED | PVP3500 | 3500 | 2 |  |  | 0.955 | Solar Inverter |  | OUTDOOR
SRP10983 | PV POWERED | PVP3500 | 3500 | 1 |  |  | 0.955 | Solar Inverter |  | Inside
SRP10985 | PV POWERED | PVP3500 | 3500 | 1 |  |  | 0.955 | Solar Inverter |  | INDOOR
SRP10999 | PV POWERED | PVP3500 | 3500 | 1 |  |  | 0.955 | Solar Inverter |  | INDOOR
SRP11000 | PV POWERED | PVP3500 | 3500 | 2 |  |  | 0.955 | Solar Inverter |  | INDOOR
SRP11002 | PV POWERED | PVP3500 | 3500 | 2 |  |  | 0.955 | Solar Inverter |  | INDOOR
SRP11003 | PV POWERED | PVP3500 | 3500 | 1 |  |  | 0.955 | Solar Inverter |  | OUTDOOR
SRP11029 | PV POWERED | PVP3500 | 3500 | 1 |  |  | 0.955 | Solar Inverter |  | INDOOR
SRP11035 | KACO | BLUEPLANET 2502 WITH X OR XI (208V) | 2500 | 1 |  |  | 0.955 | Solar Inverter |  | OUTDOOR
SRP11035 | KACO | BLUEPLANET 5002 WITH X OR XI (208V) | 5000 | 1 |  |  | 0.955 | Solar Inverter |  | OUTDOOR
SRP11037 | KACO | BLUEPLANET 2502 WITH X OR XI (240V) | 2500 | 1 |  |  | 0.955 | Solar Inverter |  | OUTDOOR
SRP11037 | KACO | BLUEPLANET 3502 WITH X OR XI (208V) | 3500 | 1 |  |  | 0.955 | Solar Inverter |  | OUTDOOR
SRP11055 | PV POWERED | PVP3500 | 3500 | 1 |  |  | 0.955 | Solar Inverter |  | Outside
SRP11079 | ADVANCED ENERGY INDUSTRIES | AE 100TX-208 | 100000 | 1 |  |  | 0.955 | Solar Inverter |  | OUTDOOR
SRP11101 | SMA AMERICA | SB5000US (240V) | 5000 | 1 |  |  | 0.955 | Solar Inverter |  | Outside
SRP11101 | SMA AMERICA | SB5000US (240V) | 5000 | 1 |  |  | 0.955 | Solar Inverter |  | Outside
SRP11106 | FRONIUS USA |  | 10000 | 1 |  |  | 0.955 | Solar Inverter |  | Outside
SRP11141 | KACO | 3601XI | 5000 | 2 |  |  | 0.955 | Solar Inverter |  | OUTDOOR
SRP11144 | KACO | 1501XI | 1500 | 1 |  |  | 0.955 | Solar Inverter |  | OUTDOOR
SRP11147 | KACO | 1501XI | 5000 | 1 |  |  | 0.955 | Solar Inverter |  | INDOOR
SRP11147 | KACO | 3601XI | 3500 | 1 |  |  | 0.955 | Solar Inverter |  | INDOOR
SRP11149 | SMA AMERICA | SB6000U (240V) | 6000 | 1 |  |  | 0.955 | Solar Inverter |  | OUTDOOR
SRP11153 | KACO | BLUEPLANET 5002 WITH X OR XI (208V) | 5000 | 1 |  |  | 0.955 | Solar Inverter |  | OUTDOOR
SRP11188 | PV POWERED | PVP3500 | 3500 | 2 |  |  | 0.955 | Solar Inverter |  | INDOOR
SRP11192 | PV POWERED | PVP3500 | 3500 | 1 |  |  | 0.955 | Solar Inverter |  | Inside
SRP11193 | PV POWERED | PVP3500 | 3500 | 1 |  |  | 0.955 | Solar Inverter |  | Outside
SRP11193 | PV POWERED | PVP3500 | 3500 | 1 |  |  | 0.955 | Solar Inverter |  | Outside
SRP11207 | PV POWERED | PVP3500 | 3500 | 1 |  |  | 0.955 | Solar Inverter |  | INDOOR
SRP11213 | ADVANCED ENERGY INDUSTRIES | 3159000-104 | 75000 | 1 |  |  | 0.955 | Solar Inverter |  | OUTDOOR
SRP11241 | PV POWERED | PVP3500 | 3500 | 1 |  |  | 0.955 | Solar Inverter |  | INDOOR
SRP11245 | PV POWERED | PVP3500 | 3500 | 1 |  |  | 0.955 | Solar Inverter |  | Inside
SRP11246 | ENPHASE ENERGY | M200-32-208-S01 | 190 | 10 |  |  | 0.955 | Solar Inverter |  | INDOOR
SRP11249 | SMA AMERICA | SB3000US (240V) | 3000 | 1 |  |  | 0.955 | Solar Inverter |  | OUTDOOR
SRP11261 | PV POWERED | PVP3500 | 3500 | 1 |  |  | 0.955 | Solar Inverter |  | INDOOR
SRP11263 | PV POWERED | PVP3500 | 3500 | 1 |  |  | 0.955 | Solar Inverter |  | INDOOR
SRP11265 | PV POWERED | PVP3500 | 3500 | 1 |  |  | 0.955 | Solar Inverter |  | INDOOR
SRP11267 | ENPHASE ENERGY | M200-32-208-S01 | 190 | 39 |  |  | 0.955 | Solar Inverter |  | OUTDOOR
SRP11322 | PV POWERED | PVP3500 | 3500 | 2 |  |  | 0.955 | Solar Inverter |  | OUTDOOR
SRP11333 | KACO | 2901XI | 2500 | 2 |  |  | 0.955 | Solar Inverter |  | INDOOR
SRP11335 | KACO | 2901XI | 2500 | 1 |  |  | 0.955 | Solar Inverter |  | OUTDOOR
SRP11359 | PV POWERED | PVP3500 | 3500 | 1 |  |  | 0.955 | Solar Inverter |  | OUTDOOR
SRP11368 | FRONIUS USA |  | 10000 | 1 |  |  | 0.955 | Solar Inverter |  | INDOOR
SRP11370 | PV POWERED | PVP100KW-208 | 100000 | 1 |  |  | 0.955 | Solar Inverter |  | Outside
SRP11372 | SMA AMERICA | SB5000US | 5000 | 1 |  |  | 0.955 | Solar Inverter |  | INDOOR
SRP11377 | PV POWERED | PVP3500 | 3500 | 2 |  |  | 0.955 | Solar Inverter |  | INDOOR
SRP11378 | SMA AMERICA | SB6000U (208V) | 6000 | 1 |  |  | 0.955 | Solar Inverter |  | INDOOR
SRP11390 | PV POWERED | PVP3500 | 3500 | 1 |  |  | 0.955 | Solar Inverter |  | Outside
SRP11392 | PV POWERED | PVP3500 | 3500 | 1 |  |  | 0.955 | Solar Inverter |  | INDOOR
SRP11443 | ENPHASE ENERGY | M175-24-208-S01 | 215 | 36 |  |  | 0.955 | Solar Inverter |  | OUTDOOR
SRP11468 | PV POWERED | PVP3500 | 3500 | 1 |  |  | 0.955 | Solar Inverter |  | OUTDOOR
SRP11481 | PV POWERED | PVP3500 | 3500 | 1 |  |  | 0.955 | Solar Inverter |  | OUTDOOR
SRP11485 | SOLECTRIA RENEWABLES | PVI60KW-480 | 60000 | 1 |  |  | 0.955 | Solar Inverter |  | OUTDOOR
SRP11485 | SOLECTRIA RENEWABLES | PVI82KW-480 | 82000 | 1 |  |  | 0.955 | Solar Inverter |  | Outside
SRP11489 | SOLECTRIA RENEWABLES | PVI82KW-480 | 82000 | 1 |  |  | 0.955 | Solar Inverter |  | OUTDOOR
SRP11491 | SOLECTRIA RENEWABLES | PVI60KW-208 | 60000 | 1 |  |  | 0.955 | Solar Inverter |  | OUTDOOR
SRP11491 | SOLECTRIA RENEWABLES | PVI60KW-208 | 60000 | 1 |  |  | 0.955 | Solar Inverter |  | OUTDOOR
SRP11492 | ADVANCED ENERGY INDUSTRIES | AE 35TX-480 | 35000 | 1 |  |  | 0.955 | Solar Inverter |  | OUTDOOR
SRP11493 | ADVANCED ENERGY INDUSTRIES | AE 75TX-480 | 75000 | 1 |  |  | 0.955 | Solar Inverter |  | OUTDOOR
SRP11500 | SOLECTRIA RENEWABLES | PVI82KW-208 | 82000 | 1 |  |  | 0.955 | Solar Inverter |  | OUTDOOR
SRP11500 | SOLECTRIA RENEWABLES | PVI95KW-208 | 95000 | 2 |  |  | 0.955 | Solar Inverter |  | OUTDOOR
SRP11507 | KACO | 2901XI | 2500 | 1 |  |  | 0.955 | Solar Inverter |  | INDOOR
SRP11524 | ADVANCED ENERGY INDUSTRIES | 3159000-104 | 75000 | 1 |  |  | 0.955 | Solar Inverter |  | OUTDOOR
SRP11528 | ENPHASE ENERGY | M200-32-208-S01 | 240 | 22 |  |  | 0.955 | Solar Inverter |  | OUTDOOR
SRP11531 | PV POWERED | PVP3500 | 3500 | 1 |  |  | 0.955 | Solar Inverter |  | INDOOR
SRP11547 | PV POWERED | PVP3500 | 3500 | 1 |  |  | 0.955 | Solar Inverter |  | INDOOR
SRP11550 | PV POWERED | PVP3500 | 3500 | 1 |  |  | 0.955 | Solar Inverter |  | INDOOR
SRP11559 | PV POWERED | PVP3500 | 3500 | 1 |  |  | 0.955 | Solar Inverter |  | INDOOR
SRP11563 | ADVANCED ENERGY INDUSTRIES | 3159000-104 | 75000 | 1 |  |  | 0.955 | Solar Inverter |  | OUTDOOR
SRP11563 | ADVANCED ENERGY INDUSTRIES | 3159000-104 | 100000 | 1 |  |  | 0.955 | Solar Inverter |  | OUTDOOR
SRP11565 | ADVANCED ENERGY INDUSTRIES | 3159000-104 | 75000 | 1 |  |  | 0.955 | Solar Inverter |  | OUTDOOR
SRP11600 | PV POWERED | PVP3500 | 3500 | 1 |  |  | 0.955 | Solar Inverter |  | INDOOR
SRP11609 | SMA AMERICA | SB5000US (240V) | 5000 | 1 |  |  | 0.955 | Solar Inverter |  | OUTDOOR
SRP11633 | ENPHASE ENERGY | M175-24-208-S | 190 | 5 |  |  | 0.955 | Solar Inverter |  | Outside
SRP11638 | SMA AMERICA | SB3000US (240V) | 3000 | 1 |  |  | 0.955 | Solar Inverter |  | OUTDOOR
SRP11638 | SMA AMERICA | SB6000U (240V) | 6000 | 1 |  |  | 0.955 | Solar Inverter |  | OUTDOOR
SRP11643 | PV POWERED | PVP3500 | 3500 | 1 |  |  | 0.955 | Solar Inverter |  | INDOOR
SRP11663 | PV POWERED | PVP3500 | 3500 | 1 |  |  | 0.955 | Solar Inverter |  | INDOOR
SRP11669 | PV POWERED | PVP3500 | 3500 | 1 |  |  | 0.955 | Solar Inverter |  | INDOOR
SRP11673 | SMA AMERICA | SB6000US (208V) | 6000 | 1 |  |  | 0.955 | Solar Inverter |  | OUTDOOR
SRP11705 | KACO | BLUEPLANET 3502 WITH X OR XI (208V) | 3500 | 1 |  |  | 0.955 | Solar Inverter |  | OUTDOOR
SRP11724 | FRONIUS USA |  | 3800 | 1 |  |  | 0.955 | Solar Inverter |  | Outside
SRP11776 | ENPHASE ENERGY | M190-72-208-SXX (-NA) | 190 | 6 |  |  | 0.955 | Solar Inverter |  | OUTDOOR
SRP11778 | SMA AMERICA | SB3800U (240V) | 3800 | 1 |  |  | 0.955 | Solar Inverter |  | Inside
SRP11800 | SUNPOWER CORP (ORIGINAL MFRSMA) | SPR-3000M (240V) | 3800 | 1 |  |  | 0.955 | Solar Inverter |  | INDOOR
SRP11809 | PV POWERED | PVP3500 | 3500 | 1 |  |  | 0.955 | Solar Inverter |  | OUTDOOR
SRP11813 | ENPHASE ENERGY | M190-72-208-SXX (-NA) | 190 | 30 |  |  | 0.955 | Solar Inverter |  | OUTDOOR
SRP11815 | ENPHASE ENERGY | M190-72-208-SXX (-NA) | 190 | 3 |  |  | 0.955 | Solar Inverter |  | OUTDOOR
SRP11847 | ADVANCED ENERGY INDUSTRIES | AE 100TX-480 | 100000 | 1 |  |  | 0.955 | Solar Inverter |  | OUTDOOR
SRP11875 | SMA AMERICA | SB5000US | 5000 | 1 |  |  | 0.955 | Solar Inverter |  | Outside
SRP11883 | ADVANCED ENERGY INDUSTRIES | 3159000-104 | 225 | 12 |  |  | 0.955 | Solar Inverter |  | OUTDOOR
SRP11883 | ADVANCED ENERGY INDUSTRIES | 3159000-104 | 225 | 18 |  |  | 0.955 | Solar Inverter |  | OUTDOOR
SRP11897 | SMA AMERICA | SB5000US (240V) | 5000 | 1 |  |  | 0.955 | Solar Inverter |  | INDOOR
SRP11903 | SMA AMERICA | SB3000US (240V) | 3000 | 1 |  |  | 0.955 | Solar Inverter |  | INDOOR
SRP11920 | SMA AMERICA | SB3800U (240V) | 3800 | 1 |  |  | 0.955 | Solar Inverter |  | INDOOR
SRP11920 | SMA AMERICA | SB6000U (240V) | 6000 | 1 |  |  | 0.955 | Solar Inverter |  | INDOOR
SRP11984 | FRONIUS USA |  | 10000 | 1 |  |  | 0.955 | Solar Inverter |  | INDOOR
SRP11996 | SOLARBRIDGE TECHNOLOGIES | P235HV-240 | 235 | 31 |  |  | 0.955 | Solar Inverter |  | OUTDOOR
SRP12058 | KACO | 3601XI | 5000 | 1 |  |  | 0.955 | Solar Inverter |  | OUTDOOR
SRP12062 | KACO | 2901XI | 2500 | 1 |  |  | 0.955 | Solar Inverter |  | OUTDOOR
SRP12062 | KACO | 3601XI | 5000 | 1 |  |  | 0.955 | Solar Inverter |  | OUTDOOR
SRP12087 | KACO | BLUEPLANET 3502 WITH X OR XI (208V) | 3500 | 1 |  |  | 0.955 | Solar Inverter |  | OUTDOOR
SRP12090 | KACO | BLUEPLANET 3502 WITH X OR XI (208V) | 3500 | 1 |  |  | 0.955 | Solar Inverter |  | OUTDOOR
SRP12180 | FRONIUS USA | IG 5100 NEG | 5100 | 1 |  |  | 0.955 | Solar Inverter |  | Inside
SRP12180 | FRONIUS USA |  | 10000 | 1 |  |  | 0.955 | Solar Inverter |  | Inside
SRP12194 | FRONIUS USA |  | 11400 | 1 |  |  | 0.955 | Solar Inverter |  | INDOOR
SRP12228 | SMA AMERICA | SB5000US (240V) | 5000 | 1 |  |  | 0.955 | Solar Inverter |  | OUTDOOR
SRP12228 | SMA AMERICA | SB5000US (240V) | 5000 | 1 |  |  | 0.955 | Solar Inverter |  | OUTDOOR
SRP12233 | FRONIUS USA | IG PLUS V 10.0-240 | 10000 | 1 |  |  | 0.955 | Solar Inverter |  | OUTDOOR
SRP12235 | SMA AMERICA | SB5000US-12 (240V) | 5000 | 1 |  |  | 0.955 | Solar Inverter |  | OUTDOOR
SRP12278 | PV POWERED | PVP3500 | 3500 | 1 |  |  | 0.955 | Solar Inverter |  | INDOOR
SRP12290 | PV POWERED | PVP3500 | 3500 | 1 |  |  | 0.955 | Solar Inverter |  | OUTDOOR
SRP12297 | PV POWERED | PVP3500 | 3500 | 1 |  |  | 0.955 | Solar Inverter |  | INDOOR
SRP12312 | SMA AMERICA | SB5000US (208V) | 5000 | 1 |  |  | 0.955 | Solar Inverter |  | OUTDOOR
SRP12326 | PV POWERED | PVP3500 | 3500 | 2 |  |  | 0.955 | Solar Inverter |  | INDOOR
SRP12354 | SMA AMERICA | SB5000US | 5000 | 1 |  |  | 0.955 | Solar Inverter |  | INDOOR
SRP12381 | PV POWERED | PVP3500 | 3500 | 1 |  |  | 0.955 | Solar Inverter |  | INDOOR
SRP12383 | PV POWERED | PVP3500 | 3500 | 1 |  |  | 0.955 | Solar Inverter |  | Outside
SRP12412 | PV POWERED | PVP3500 | 3500 | 1 |  |  | 0.955 | Solar Inverter |  | Inside
SRP12413 | SMA | SB60000 | 6000 | 1 |  |  | 0.955 | Solar Inverter |  | Inside
SRP12421 | PV POWERED | PVP3500 | 3500 | 1 |  |  | 0.955 | Solar Inverter |  | Outside
SRP12422 | PV POWERED | PVP3500 | 3500 | 1 |  |  | 0.955 | Solar Inverter |  | OUTDOOR
SRP12426 | KACO | 1501XI | 2500 | 1 |  |  | 0.955 | Solar Inverter |  | INDOOR
SRP12426 | KACO | 1501XI | 5000 | 1 |  |  | 0.955 | Solar Inverter |  | INDOOR
SRP12431 | PV POWERED | PVP3500 | 3500 | 1 |  |  | 0.955 | Solar Inverter |  | Outside
SRP12454 | PV POWERED | PVP3500 | 3500 | 1 |  |  | 0.955 | Solar Inverter |  | INDOOR
SRP12479 | POWER-ONE | PVI-5000-OUTD-US (240 V) | 5000 | 1 |  |  | 0.955 | Solar Inverter |  | Inside
SRP12504 | ADVANCED ENERGY INDUSTRIES | AE 35TX-208 | 35000 | 1 |  |  | 0.955 | Solar Inverter |  | OUTDOOR
SRP12524 | SOLECTRIA RENEWABLES | PVI60KW-208 | 60000 | 1 |  |  | 0.955 | Solar Inverter |  | OUTDOOR
SRP12524 | SOLECTRIA RENEWABLES | PVI60KW-480 | 60000 | 1 |  |  | 0.955 | Solar Inverter |  | OUTDOOR
SRP12526 | PV POWERED | PVP3500 | 3500 | 1 |  |  | 0.955 | Solar Inverter |  | INDOOR
SRP12528 | PV POWERED | PVP3500 | 3500 | 2 |  |  | 0.955 | Solar Inverter |  | INDOOR
SRP12533 | POWER-ONE | PVI-5000-OUTD-US (208 V) | 5000 | 1 |  |  | 0.955 | Solar Inverter |  | Inside
SRP12539 | PV POWERED | PVP3500 | 3500 | 1 |  |  | 0.955 | Solar Inverter |  | INDOOR
SRP12539 | PV POWERED | PVP3500 | 3500 | 1 |  |  | 0.955 | Solar Inverter |  | INDOOR
SRP12540 | PV POWERED | PVP3500 | 3500 | 1 |  |  | 0.955 | Solar Inverter |  | Inside
SRP12554 | PV POWERED | PVP3500 | 3500 | 2 |  |  | 0.955 | Solar Inverter |  | INDOOR
SRP12564 | SMA AMERICA | SB5000US-11 (240V) | 5000 | 1 |  |  | 0.955 | Solar Inverter |  | Outside
SRP12564 | SMA AMERICA | SB6000TL-US-12 (240V) | 6000 | 1 |  |  | 0.955 | Solar Inverter |  | Outside
SRP12569 | PV POWERED | PVP3500 | 3500 | 1 |  |  | 0.955 | Solar Inverter |  | Outside
SRP12577 | PV POWERED | PVP3500 | 3500 | 1 |  |  | 0.955 | Solar Inverter |  | INDOOR
SRP12602 | ENPHASE ENERGY | M200-32-208-S01 | 190 | 10 |  |  | 0.955 | Solar Inverter |  | OUTDOOR
SRP12603 | ENPHASE ENERGY | M200-32-240-S02 | 190 | 10 |  |  | 0.955 | Solar Inverter |  | OUTDOOR
SRP12604 | ENPHASE ENERGY | M175-24-240-S02 | 190 | 10 |  |  | 0.955 | Solar Inverter |  | OUTDOOR
SRP12605 | ENPHASE ENERGY | M200-32-208-S01 | 190 | 10 |  |  | 0.955 | Solar Inverter |  | OUTDOOR
SRP12606 | ENPHASE ENERGY | M175-24-240-S02 | 190 | 10 |  |  | 0.955 | Solar Inverter |  | OUTDOOR
SRP12607 | ENPHASE ENERGY | M200-32-208-S01 | 190 | 10 |  |  | 0.955 | Solar Inverter |  | OUTDOOR
SRP12608 | ENPHASE ENERGY | M200-32-208-S01 | 190 | 10 |  |  | 0.955 | Solar Inverter |  | OUTDOOR
SRP12609 | ENPHASE ENERGY | M200-32-240-S02 | 190 | 10 |  |  | 0.955 | Solar Inverter |  | OUTDOOR
SRP12610 | ENPHASE ENERGY | M200-32-208-S01 | 190 | 10 |  |  | 0.955 | Solar Inverter |  | OUTDOOR
SRP12611 | ENPHASE ENERGY | M200-32-208-S01 | 190 | 10 |  |  | 0.955 | Solar Inverter |  | OUTDOOR
SRP12612 | ENPHASE ENERGY | M200-32-240-S02 | 190 | 10 |  |  | 0.955 | Solar Inverter |  | OUTDOOR
SRP12613 | ENPHASE ENERGY | M200-32-208-S01 | 190 | 10 |  |  | 0.955 | Solar Inverter |  | Outside
SRP12614 | ENPHASE ENERGY | M200-32-208-S01 | 190 | 10 |  |  | 0.955 | Solar Inverter |  | OUTDOOR
SRP12615 | ENPHASE ENERGY | M200-32-240-S02 | 190 | 10 |  |  | 0.955 | Solar Inverter |  | OUTDOOR
SRP12616 | ENPHASE ENERGY | M200-32-240-S02 | 190 | 10 |  |  | 0.955 | Solar Inverter |  | OUTDOOR
SRP12617 | ENPHASE ENERGY | M200-32-240-S02 | 190 | 10 |  |  | 0.955 | Solar Inverter |  | OUTDOOR
SRP12654 | PV POWERED | PVP3500 | 3500 | 1 |  |  | 0.955 | Solar Inverter |  | OUTDOOR
SRP12683 | PV POWERED | PVP3500 | 3500 | 1 |  |  | 0.955 | Solar Inverter |  | INDOOR
SRP12735 | SMA AMERICA | SB5000US (208V) | 5000 | 1 |  |  | 0.955 | Solar Inverter |  | OUTDOOR
SRP12736 | SMA AMERICA | SB5000US (240V) | 5000 | 1 |  |  | 0.955 | Solar Inverter |  | Outside
SRP12766 | SMA AMERICA | SB3000US (208V) | 3000 | 1 |  |  | 0.955 | Solar Inverter |  | OUTDOOR
SRP12766 | SMA AMERICA | SB5000US (208V) | 5000 | 1 |  |  | 0.955 | Solar Inverter |  | OUTDOOR
SRP12938 | FRONIUS USA |  | 10000 | 1 |  |  | 0.955 | Solar Inverter |  | Inside
SRP13000 | FRONIUS USA |  | 6500 | 1 |  |  | 0.955 | Solar Inverter |  | Inside
SRP13000 | FRONIUS USA |  | 9995 | 1 |  |  | 0.955 | Solar Inverter |  | Inside
SRP13002 | PV POWERED | PVP3500 | 3500 | 1 |  |  | 0.955 | Solar Inverter |  | INDOOR
SRP13013 | SOLECTRIA RENEWABLES | PVI82KW-480 | 82000 | 1 |  |  | 0.955 | Solar Inverter |  | OUTDOOR
SRP13024 | PV POWERED | PVP3500 | 3500 | 2 |  |  | 0.955 | Solar Inverter |  | OUTDOOR
SRP13038 | PV POWERED | PVP3500 | 3500 | 1 |  |  | 0.955 | Solar Inverter |  | INDOOR
SRP13086 | PV POWERED | PVP3500 | 3500 | 1 |  |  | 0.955 | Solar Inverter |  | INDOOR
SRP13086 | PV POWERED | PVP3500 | 3500 | 1 |  |  | 0.955 | Solar Inverter |  | INDOOR
SRP13087 | PV POWERED | PVP3500 | 3500 | 1 |  |  | 0.955 | Solar Inverter |  | INDOOR
SRP13100 | PV POWERED | PVP3500 | 3500 | 1 |  |  | 0.955 | Solar Inverter |  | INDOOR
SRP13102 | PV POWERED | PVP3500 | 3500 | 2 |  |  | 0.955 | Solar Inverter |  | Outside
SRP13114 | PV POWERED | PVP3500 | 3500 | 1 |  |  | 0.955 | Solar Inverter |  | Outside
SRP13184 | SMA AMERICA | SB6000U (208V) | 6000 | 1 |  |  | 0.955 | Solar Inverter |  | INDOOR
SRP13197 | SMA AMERICA | SB5000US (240V) | 5000 | 1 |  |  | 0.955 | Solar Inverter |  | Outside
SRP13198 | SMA AMERICA | SB3000US (208V) | 3000 | 1 |  |  | 0.955 | Solar Inverter |  | Inside
SRP13222 | SMA AMERICA | SB6000U (240V) | 6000 | 1 |  |  | 0.955 | Solar Inverter |  | INDOOR
SRP13227 | SMA AMERICA | SB3800U (240V) | 3800 | 1 |  |  | 0.955 | Solar Inverter |  | INDOOR
SRP13230 | SMA AMERICA | SB6000U (240V) | 6000 | 1 |  |  | 0.955 | Solar Inverter |  | OUTDOOR
SRP13279 | PV POWERED | PVP3500 | 3500 | 1 |  |  | 0.955 | Solar Inverter |  | INDOOR
SRP13305 | SMA AMERICA | SB5000US (208V) | 5000 | 1 |  |  | 0.955 | Solar Inverter |  | OUTDOOR
SRP13309 | SMA AMERICA | SB6000US (240V) | 6000 | 1 |  |  | 0.955 | Solar Inverter |  | Inside
SRP13310 | SMA AMERICA | SB6000TL-US-12 (240V) | 6000 | 1 |  |  | 0.955 | Solar Inverter |  | Inside
SRP13349 | SMA AMERICA | SB5000US (240V) | 5000 | 1 |  |  | 0.955 | Solar Inverter |  | Inside
SRP13355 | PV POWERED | PVP3500 | 3500 | 1 |  |  | 0.955 | Solar Inverter |  | INDOOR
SRP13418 | PV POWERED | PVP3500 | 3500 | 1 |  |  | 0.955 | Solar Inverter |  | OUTDOOR
SRP13420 | PV POWERED | PVP3500 | 3500 | 1 |  |  | 0.955 | Solar Inverter |  | OUTDOOR
SRP13425 | PV POWERED | PVP3500 | 3500 | 2 |  |  | 0.955 | Solar Inverter |  | OUTDOOR
SRP13441 | PV POWERED | PVP4600 | 4600 | 1 |  |  | 0.955 | Solar Inverter |  | Outside
SRP13444 | PV POWERED | PVP3500 | 3500 | 1 |  |  | 0.955 | Solar Inverter |  | INDOOR
SRP13454 | PV POWERED | PVP3500 | 3500 | 1 |  |  | 0.955 | Solar Inverter |  | OUTDOOR
SRP13458 | SMA AMERICA | SB5000US (240V) | 5000 | 1 |  |  | 0.955 | Solar Inverter |  | Inside
SRP13464 | POWER-ONE | PVI-5000-OUTD-US (240 V) | 5000 | 1 |  |  | 0.955 | Solar Inverter |  | Outside
SRP13467 | FRONIUS USA |  | 10000 | 1 |  |  | 0.955 | Solar Inverter |  | OUTDOOR
SRP13469 | SMA AMERICA | SB6000U (240V) | 6000 | 1 |  |  | 0.955 | Solar Inverter |  | Inside
SRP13495 | SMA AMERICA | SB6000US (208V) | 6000 | 1 |  |  | 0.955 | Solar Inverter |  | Inside
SRP13525 | SMA AMERICA | SB5000US | 5000 | 2 |  |  | 0.955 | Solar Inverter |  | INDOOR
SRP13540 | SMA AMERICA | SB5000US (240V) | 5000 | 1 |  |  | 0.955 | Solar Inverter |  | Inside
SRP13557 | SMA AMERICA | SB3000US (240V) | 3000 | 1 |  |  | 0.955 | Solar Inverter |  | Inside
SRP13557 | SMA AMERICA | SB5000US (240V) | 5000 | 1 |  |  | 0.955 | Solar Inverter |  | Inside
SRP13559 | SMA AMERICA | SB3000US (240V) | 3000 | 1 |  |  | 0.955 | Solar Inverter |  | OUTDOOR
SRP13563 | SMA AMERICA | SB5000US (240V) | 5000 | 1 |  |  | 0.955 | Solar Inverter |  | INDOOR
SRP13564 | PV POWERED | PVP3500 | 3500 | 1 |  |  | 0.955 | Solar Inverter |  | INDOOR
SRP13577 | FRONIUS USA |  | 10000 | 1 |  |  | 0.955 | Solar Inverter |  | Inside
SRP13582 | SMA AMERICA | SB5000US (240V) | 5000 | 1 |  |  | 0.955 | Solar Inverter |  | INDOOR
SRP13583 | FRONIUS USA |  | 10000 | 1 |  |  | 0.955 | Solar Inverter |  | Outside
SRP13589 | SMA AMERICA | SB6000US-11 (240V) | 6000 | 2 |  |  | 0.955 | Solar Inverter |  | Outside
SRP13604 | SUNPOWER CORP (ORIGINAL MFRSMA) | SPR-3000M (208V) | 3000 | 1 |  |  | 0.955 | Solar Inverter |  | INDOOR
SRP13636 | FRONIUS USA |  | 10000 | 5 |  |  | 0.955 | Solar Inverter |  | OUTDOOR
SRP13690 | PV POWERED | PVP3500 | 3500 | 2 |  |  | 0.955 | Solar Inverter |  | INDOOR
SRP13729 | SMA AMERICA | SB5000US (240V) | 5000 | 1 |  |  | 0.955 | Solar Inverter |  | OUTDOOR
SRP13734 | FRONIUS USA |  | 9995 | 1 |  |  | 0.955 | Solar Inverter |  | OUTDOOR
SRP13734 | FRONIUS USA |  | 9995 | 2 |  |  | 0.955 | Solar Inverter |  | OUTDOOR
SRP13739 | SMA AMERICA | SB6000U (240V) | 6000 | 1 |  |  | 0.955 | Solar Inverter |  | OUTDOOR
SRP13869 | SMA AMERICA | SB5000US (240V) | 5000 | 1 |  |  | 0.955 | Solar Inverter |  | OUTDOOR
SRP13876 | PV POWERED | PVP3500 | 3500 | 1 |  |  | 0.955 | Solar Inverter |  | INDOOR
SRP13880 | POWER-ONE | PVI-5000-OUTD-US (208 V) | 5000 | 1 |  |  | 0.955 | Solar Inverter |  | OUTDOOR
SRP13901 | FRONIUS USA |  | 7500 | 1 |  |  | 0.955 | Solar Inverter |  | Inside
SRP13969 | FRONIUS USA | IG PLUS V 10.0-240 | 10000 | 1 |  |  | 0.955 | Solar Inverter |  | Inside
SRP14058 | PV POWERED | PVP3500 | 3500 | 2 |  |  | 0.955 | Solar Inverter |  | Outside
SRP14073 | FRONIUS USA |  | 7500 | 1 |  |  | 0.955 | Solar Inverter |  | OUTDOOR
SRP14073 | FRONIUS USA |  | 10000 | 1 |  |  | 0.955 | Solar Inverter |  | OUTDOOR
SRP14091 | PV POWERED | PVP3500 | 3500 | 1 |  |  | 0.955 | Solar Inverter |  | INDOOR
SRP14116 | SMA AMERICA | SB6000US (240V) | 6000 | 1 |  |  | 0.955 | Solar Inverter |  | OUTDOOR
SRP14134 | SMA AMERICA | SB3000US (208V) | 3000 | 1 |  |  | 0.955 | Solar Inverter |  | Inside
SRP14216 | SMA AMERICA | SB5000US (240V) | 5000 | 1 |  |  | 0.955 | Solar Inverter |  | OUTDOOR
SRP14217 | POWER-ONE | PVI-5000-OUTD-US (240 V) | 5000 | 1 |  |  | 0.955 | Solar Inverter |  | OUTDOOR
SRP14222 | KACO | BLUEPLANET 3502 WITH X OR XI (208V) | 3500 | 1 |  |  | 0.955 | Solar Inverter |  | Outside
SRP14295 | SUNPOWER | SPR-6000M (208V) | 6000 | 4 |  |  | 0.955 | Solar Inverter |  | OUTDOOR
SRP14447 | PV POWERED | PVP3500 | 3500 | 1 |  |  | 0.955 | Solar Inverter |  | INDOOR
SRP14481 | PV POWERED | PVP3500 | 3500 | 1 |  |  | 0.955 | Solar Inverter |  | INDOOR
SRP14489 | POWER-ONE | PVI-3.0-OUTD-S-US (208 V) | 3000 | 1 |  |  | 0.955 | Solar Inverter |  | Outside
SRP14489 | POWER-ONE | PVI-3.8-1-OUTD-X-US-Y (240 V) | 3800 | 1 |  |  | 0.955 | Solar Inverter |  | Outside
SRP14494 | FRONIUS USA |  | 5000 | 1 |  |  | 0.955 | Solar Inverter |  | OUTDOOR
SRP14495 | FRONIUS USA |  | 5000 | 1 |  |  | 0.955 | Solar Inverter |  | Inside
SRP14497 | SMA AMERICA | SB5000US (240V) | 5000 | 1 |  |  | 0.955 | Solar Inverter |  | Inside
SRP14525 | SMA AMERICA | SB5000US (240V) | 5000 | 1 |  |  | 0.955 | Solar Inverter |  | OUTDOOR
SRP14539 | SMA AMERICA | SB3000US (240V) | 3000 | 1 |  |  | 0.955 | Solar Inverter |  | Inside
SRP14546 | SMA AMERICA | SB5000US (240V) | 5000 | 3 |  |  | 0.955 | Solar Inverter |  | INDOOR
SRP14552 | SMA AMERICA | SB5000US | 5000 | 1 |  |  | 0.955 | Solar Inverter |  | INDOOR
SRP14576 | SUNPOWER CORP (ORIGINAL MFR - PV POWERED LLC) | SPR-2500 | 235 | 34 |  |  | 0.955 | Solar Inverter |  | OTHER
SRP14594 | PV POWERED | PVP3500 | 3500 | 2 |  |  | 0.955 | Solar Inverter |  | INDOOR
SRP14634 | SMA AMERICA |  | 6000 | 1 |  |  | 0.955 | Solar Inverter |  | INDOOR
SRP14678 | PV POWERED | PVP3500 | 3500 | 1 |  |  | 0.955 | Solar Inverter |  | INDOOR
SRP14701 | SMA AMERICA | SB5000US-12 (240V) | 5000 | 1 |  |  | 0.955 | Solar Inverter |  | OUTDOOR
SRP14717 | ADVANCED ENERGY | MM5 | 75000 | 1 |  |  | 0.955 | Solar Inverter |  | OUTDOOR
SRP14723 | SMA AMERICA | SB5000US-12 (240V) | 5000 | 1 |  |  | 0.955 | Solar Inverter |  | Inside
SRP14725 | SMA AMERICA | SB6000US (240V) | 6000 | 1 |  |  | 0.955 | Solar Inverter |  | OUTDOOR
SRP14726 | SMA AMERICA | SB5000US-11 (240V) | 5000 | 1 |  |  | 0.955 | Solar Inverter |  | Inside
SRP14728 | SMA AMERICA | SB5000US-11 (240V) | 5000 | 1 |  |  | 0.955 | Solar Inverter |  | OUTDOOR
SRP14738 | PV POWERED | PVP3500 | 3500 | 1 |  |  | 0.955 | Solar Inverter |  | OUTDOOR
SRP14744 | FRONIUS USA |  | 7500 | 1 |  |  | 0.955 | Solar Inverter |  | INDOOR
SRP14798 | SMA AMERICA | SB6000U (240V) | 6000 | 1 |  |  | 0.955 | Solar Inverter |  | OUTDOOR
SRP14839 | POWER-ONE | PVI-5000-OUTD-US (240 V) | 5000 | 1 |  |  | 0.955 | Solar Inverter |  | OUTDOOR
SRP14846 | SMA AMERICA | SB6000U (240V) | 6000 | 1 |  |  | 0.955 | Solar Inverter |  | OUTDOOR
SRP14855 | PV POWERED | PVP3500 | 3500 | 2 |  |  | 0.955 | Solar Inverter |  | INDOOR
SRP14900 | SMA AMERICA | SB6000U (240V) | 6000 | 1 |  |  | 0.955 | Solar Inverter |  | OUTDOOR
SRP14926 | SMA AMERICA | SB5000US (240V) | 5000 | 1 |  |  | 0.955 | Solar Inverter |  | INDOOR
SRP14949 | PV POWERED | PVP3500 | 3500 | 2 |  |  | 0.955 | Solar Inverter |  | INDOOR
SRP14953 | PV POWERED | PVP3500 | 3500 | 1 |  |  | 0.955 | Solar Inverter |  | INDOOR
SRP14967 | SMA AMERICA | SB3000US (240V) | 3000 | 1 |  |  | 0.955 | Solar Inverter |  | Inside
SRP14974 | PV POWERED | PVP3500 | 3500 | 1 |  |  | 0.955 | Solar Inverter |  | INDOOR
SRP15061 | ENPHASE ENERGY | D380-72-208-S1X | 380 | 5 |  |  | 0.955 | Solar Inverter |  | OUTDOOR
SRP15061 | ENPHASE ENERGY | M190-72-208-SXX (-NA) | 190 | 13 |  |  | 0.955 | Solar Inverter |  | OUTDOOR
SRP15063 | FRONIUS USA |  | 7500 | 1 |  |  | 0.955 | Solar Inverter |  | Inside
SRP15070 | FRONIUS USA |  | 9995 | 1 |  |  | 0.955 | Solar Inverter |  | Inside
SRP15070 | FRONIUS USA |  | 9995 | 1 |  |  | 0.955 | Solar Inverter |  | Inside
SRP15077 | PV POWERED | PVP3500 | 3500 | 1 |  |  | 0.955 | Solar Inverter |  | Outside
SRP15115 | SMA AMERICA | SB6000U (240V) | 6000 | 1 |  |  | 0.955 | Solar Inverter |  | INDOOR
SRP15142 | SMA AMERICA | SB3000US (240V) | 3000 | 1 |  |  | 0.955 | Solar Inverter |  | OUTDOOR
SRP15155 | SMA AMERICA | SB3000US (240V) | 3000 | 1 |  |  | 0.955 | Solar Inverter |  | OUTDOOR
SRP15155 | SMA AMERICA | SB3000US (240V) | 3000 | 1 |  |  | 0.955 | Solar Inverter |  | OUTDOOR
SRP15155 | SMA AMERICA | SB3000US (240V) | 3000 | 1 |  |  | 0.955 | Solar Inverter |  | OUTDOOR
SRP15155 | SMA AMERICA | SB3000US (240V) | 3000 | 1 |  |  | 0.955 | Solar Inverter |  | OUTDOOR
SRP15171 | SMA AMERICA | SB5000US (208V) | 5000 | 1 |  |  | 0.955 | Solar Inverter |  | OUTDOOR
SRP15178 | PV POWERED | PVP3500 | 3500 | 1 |  |  | 0.955 | Solar Inverter |  | Outside
SRP15211 | PV POWERED | PVP3500 | 3500 | 1 |  |  | 0.955 | Solar Inverter |  | Inside
SRP15215 | SMA AMERICA | SB3000US (240V) | 3000 | 1 |  |  | 0.955 | Solar Inverter |  | OUTDOOR
SRP15215 | SMA AMERICA | SB6000U (240V) | 6000 | 1 |  |  | 0.955 | Solar Inverter |  | OUTDOOR
SRP15224 | PV POWERED | PVP3500 | 3500 | 1 |  |  | 0.955 | Solar Inverter |  | INDOOR
SRP15300 | PV POWERED | PVP3500 | 3500 | 1 |  |  | 0.955 | Solar Inverter |  | OUTDOOR
SRP15338 | PV POWERED | PVP3500 | 3500 | 1 |  |  | 0.955 | Solar Inverter |  | INDOOR
SRP15353 | PV POWERED | PVP3500 | 3500 | 1 |  |  | 0.955 | Solar Inverter |  | INDOOR
SRP15357 | PV POWERED | PVP3500 | 3500 | 1 |  |  | 0.955 | Solar Inverter |  | INDOOR
SRP15360 | PV POWERED | PVP3500 | 3500 | 1 |  |  | 0.955 | Solar Inverter |  | OUTDOOR
SRP15363 | PV POWERED | PVP3500 | 3500 | 2 |  |  | 0.955 | Solar Inverter |  | INDOOR
SRP15389 | SMA AMERICA | SB6000US-12 (240V) | 6000 | 1 |  |  | 0.955 | Solar Inverter |  | Inside
SRP15393 | PV POWERED | PVP3500 | 3500 | 1 |  |  | 0.955 | Solar Inverter |  | INDOOR
SRP15434 | FRONIUS USA |  | 7500 | 1 |  |  | 0.955 | Solar Inverter |  | Inside
SRP15445 | PV POWERED | PVP3500 | 3500 | 1 |  |  | 0.955 | Solar Inverter |  | Inside
SRP15495 | SMA AMERICA | SB6000U (240V) | 6000 | 1 |  |  | 0.955 | Solar Inverter |  | OUTDOOR
SRP15548 | SMA AMERICA | SB5000US (240V) | 5000 | 1 |  |  | 0.955 | Solar Inverter |  | OUTDOOR
SRP15558 | SMA AMERICA | SB5000US (240V) | 5000 | 1 |  |  | 0.955 | Solar Inverter |  | OUTDOOR
SRP15561 | SMA AMERICA | SB5000US (240V) | 5000 | 1 |  |  | 0.955 | Solar Inverter |  | OUTDOOR
SRP15603 | PV POWERED | PVP3500 | 3500 | 1 |  |  | 0.955 | Solar Inverter |  | INDOOR
SRP15613 | SMA AMERICA | SB6000U (240V) | 6000 | 1 |  |  | 0.955 | Solar Inverter |  | Inside
SRP15615 | SMA AMERICA | SB6000U (240V) | 6000 | 1 |  |  | 0.955 | Solar Inverter |  | Inside
SRP15809 | FRONIUS USA |  | 10000 | 1 |  |  | 0.955 | Solar Inverter |  | OUTDOOR
SRP15848 | KACO | 3601XI | 3500 | 2 |  |  | 0.955 | Solar Inverter |  | OUTDOOR
SRP15869 | SMA AMERICA | SB4000US (240V) | 4000 | 1 |  |  | 0.955 | Solar Inverter |  | OUTDOOR
SRP15896 | SMA AMERICA | SB3000US (240V) | 3000 | 1 |  |  | 0.955 | Solar Inverter |  | OUTDOOR
SRP15896 | SMA AMERICA | SB5000US (240V) | 5000 | 1 |  |  | 0.955 | Solar Inverter |  | OUTDOOR
SRP15898 | KACO | 1501XI | 2500 | 1 |  |  | 0.955 | Solar Inverter |  | INDOOR
SRP15898 | KACO | 1501XI | 5000 | 1 |  |  | 0.955 | Solar Inverter |  | INDOOR
SRP15905 | SMA AMERICA | SB5000US-11 (240V) | 5000 | 1 |  |  | 0.955 | Solar Inverter |  | Inside
SRP15911 | SMA AMERICA | SB5000US (240V) | 5000 | 1 |  |  | 0.955 | Solar Inverter |  | OUTDOOR
SRP15942 | SMA AMERICA | SB5000US-12 (240V) | 5000 | 1 |  |  | 0.955 | Solar Inverter |  | Inside
SRP15949 | SMA AMERICA | SB1100U-SBD | 2500 | 1 |  |  | 0.955 | Solar Inverter |  | INDOOR
SRP15968 | FRONIUS USA |  | 7500 | 1 |  |  | 0.955 | Solar Inverter |  | Inside
SRP15976 | SMA AMERICA | SB3000US (240V) | 3000 | 1 |  |  | 0.955 | Solar Inverter |  | OUTDOOR
SRP15976 | SMA AMERICA | SB6000US (240V) | 6000 | 1 |  |  | 0.955 | Solar Inverter |  | OUTDOOR
SRP15976 | SMA AMERICA | SB6000US (240V) | 6000 | 1 |  |  | 0.955 | Solar Inverter |  | OUTDOOR
SRP16014 | PV POWERED | PVP2000 | 2000 | 1 |  |  | 0.955 | Solar Inverter |  | Inside
SRP16014 | PV POWERED | PVP4800 | 4800 | 1 |  |  | 0.955 | Solar Inverter |  | Inside
SRP16121 | ENPHASE ENERGY | M215-60-2LL-S2X | 215 | 30 |  |  | 0.955 | Solar Inverter |  | OUTDOOR
SRP16159 | PV POWERED | PVP100KW-480 | 100000 | 1 |  |  | 0.955 | Solar Inverter |  | OUTDOOR
SRP16191 | SMA AMERICA | SB6000US (240V) | 6000 | 1 |  |  | 0.955 | Solar Inverter |  | Inside
SRP16191 | SMA AMERICA | SB6000US (240V) | 6000 | 1 |  |  | 0.955 | Solar Inverter |  | Inside
SRP16281 | PV POWERED | PVP100KW-480 | 100000 | 1 |  |  | 0.955 | Solar Inverter |  | OUTDOOR
SRP16304 | SMA AMERICA | SB3000US-12 (240V) | 3000 | 1 |  |  | 0.955 | Solar Inverter |  | Inside
SRP16304 | SMA AMERICA | SB5000US-12 (240V) | 5000 | 1 |  |  | 0.955 | Solar Inverter |  | Inside
SRP16317 | SMA AMERICA | SB5000US (240V) | 5000 | 1 |  |  | 0.955 | Solar Inverter |  | Inside
SRP16351 | FRONIUS USA |  | 10000 | 1 |  |  | 0.955 | Solar Inverter |  | INDOOR
SRP16352 | FRONIUS USA |  | 5000 | 1 |  |  | 0.955 | Solar Inverter |  | INDOOR
SRP16354 | FRONIUS USA |  | 7500 | 1 |  |  | 0.955 | Solar Inverter |  | Inside
SRP16403 | SMA AMERICA | SB5000US (240V) | 5000 | 1 |  |  | 0.955 | Solar Inverter |  | OUTDOOR
SRP16410 | POWER-ONE | UNO-2.0-I-OUTD-US (240 V) | 2000 | 1 |  |  | 0.955 | Solar Inverter |  | OUTDOOR
SRP16483 | FRONIUS USA |  | 7500 | 1 |  |  | 0.955 | Solar Inverter |  | Inside
SRP16485 | SMA AMERICA | SB6000US (240V) | 6000 | 1 |  |  | 0.955 | Solar Inverter |  | Inside
SRP16488 | SMA AMERICA | SB6000US (240V) | 6000 | 1 |  |  | 0.955 | Solar Inverter |  | OUTDOOR
SRP16514 | SMA AMERICA | SB6000US (240V) | 6000 | 2 |  |  | 0.955 | Solar Inverter |  | OUTDOOR
SRP16528 | FRONIUS USA | IG PLUS V 10.0-240 | 10000 | 1 |  |  | 0.955 | Solar Inverter |  | Inside
SRP16530 | FRONIUS USA |  | 5000 | 1 |  |  | 0.955 | Solar Inverter |  | OUTDOOR
SRP16575 | FRONIUS USA |  | 5000 | 1 |  |  | 0.955 | Solar Inverter |  | OUTDOOR
SRP16642 | FRONIUS USA | IG PLUS V 5.0-208 | 5000 | 1 |  |  | 0.955 | Solar Inverter |  | Inside
SRP16666 | SUNPOWER CORP (ORIGINAL MFRSMA) | SPR-5000M (240V) | 5000 | 1 |  |  | 0.955 | Solar Inverter |  | OUTDOOR
SRP16788 | FRONIUS USA | IG 3000 | 3000 | 1 |  |  | 0.955 | Solar Inverter |  | INDOOR
SRP16815 | SMA AMERICA | SB6000U (240V) | 5000 | 1 |  |  | 0.955 | Solar Inverter |  | OUTDOOR
SRP16815 | SMA AMERICA | SB6000U (240V) | 6000 | 1 |  |  | 0.955 | Solar Inverter |  | OUTDOOR
SRP16843 | FRONIUS USA |  | 5000 | 1 |  |  | 0.955 | Solar Inverter |  | Inside
SRP16845 | SMA AMERICA | SB6000TL-US (240V) | 6000 | 1 |  |  | 0.955 | Solar Inverter |  | OUTDOOR
SRP16959 | SOLECTRIA RENEWABLES | PVI60KW-208 | 60000 | 1 |  |  | 0.955 | Solar Inverter |  | INDOOR
SRP16959 | SOLECTRIA RENEWABLES | PVI95KW-208 | 95000 | 1 |  |  | 0.955 | Solar Inverter |  | INDOOR
SRP16970 | SMA AMERICA | SB6000U (240V) | 6000 | 1 |  |  | 0.955 | Solar Inverter |  | OUTDOOR
SRP17030 | SMA AMERICA | SB5000US (240V) | 5000 | 1 |  |  | 0.955 | Solar Inverter |  | Inside
SRP17030 | SMA AMERICA | SB5000US (240V) | 5000 | 1 |  |  | 0.955 | Solar Inverter |  | Inside
SRP17031 | FRONIUS USA |  | 7500 | 1 |  |  | 0.955 | Solar Inverter |  | Inside
SRP17031 | FRONIUS USA |  | 7500 | 1 |  |  | 0.955 | Solar Inverter |  | Inside
SRP17034 | SMA AMERICA | SB6000US (240V) | 6000 | 1 |  |  | 0.955 | Solar Inverter |  | Inside
SRP17170 | SMA AMERICA | SB3000US (240V) | 3000 | 1 |  |  | 0.955 | Solar Inverter |  | Inside
SRP17191 | SMA AMERICA | SB5000US (240V) | 5000 | 1 |  |  | 0.955 | Solar Inverter |  | OUTDOOR
SRP17432 | FRONIUS USA |  | 6000 | 1 |  |  | 0.955 | Solar Inverter |  | Inside
SRP17454 | SMA AMERICA | SB7000US (208V) | 7000 | 1 |  |  | 0.955 | Solar Inverter |  | Inside
SRP17486 | SMA AMERICA | SB3000US (240V) | 3000 | 1 |  |  | 0.955 | Solar Inverter |  | Inside
SRP17486 | SMA AMERICA | SB6000U (240V) | 6000 | 1 |  |  | 0.955 | Solar Inverter |  | Inside
SRP17511 | SCHNEIDER | CONEXT TX 5000 NA (240V) | 5000 | 2 |  |  | 0.955 | Solar Inverter |  | Inside
SRP17653 | SUNPOWER | SPR-240E-WHT-U-ACPV | 235 | 40 |  |  | 0.955 | Solar Inverter |  | OUTDOOR
SRP17684 | SMA AMERICA | SB5000US (240V) | 5000 | 1 |  |  | 0.955 | Solar Inverter |  | INDOOR
SRP17761 | FRONIUS USA |  | 7500 | 1 |  |  | 0.955 | Solar Inverter |  | INDOOR
SRP17790 | FRONIUS USA |  | 6000 | 1 |  |  | 0.955 | Solar Inverter |  | Inside
SRP17872 | SUNPOWER CORP (ORIGINAL MFRFRONIUS) | SPR-6500F-240 | 7500 | 1 |  |  | 0.955 | Solar Inverter |  | Inside
SRP17877 | FRONIUS USA |  | 6000 | 1 |  |  | 0.955 | Solar Inverter |  | OUTDOOR
SRP17975 | FRONIUS USA |  | 6000 | 1 |  |  | 0.955 | Solar Inverter |  | Inside
SRP17996 | SUNPOWER CORP (ORIGINAL MFRFRONIUS) | SPR 11401F-277 | 11400 | 1 |  |  | 0.955 | Solar Inverter |  | OUTDOOR
SRP18057 | SMA AMERICA | SB6000US (240V) | 6000 | 1 |  |  | 0.955 | Solar Inverter |  | INDOOR
SRP18150 | FRONIUS USA |  | 7500 | 1 |  |  | 0.955 | Solar Inverter |  | Inside
SRP18179 | FRONIUS USA |  | 7500 | 1 |  |  | 0.955 | Solar Inverter |  | OUTDOOR
SRP18185 | FRONIUS USA |  | 10000 | 1 |  |  | 0.955 | Solar Inverter |  | Inside
SRP18245 | FRONIUS USA |  | 10000 | 1 |  |  | 0.955 | Solar Inverter |  | Inside
SRP18272 | POWER-ONE | PVI-6000-OUTD-US (240 V) | 6000 | 1 |  |  | 0.955 | Solar Inverter |  | OUTDOOR
SRP18272 | POWER-ONE | PVI-6000-OUTD-US (240 V) | 6000 | 1 |  |  | 0.955 | Solar Inverter |  | OUTDOOR
SRP18303 | FRONIUS USA |  | 6000 | 1 |  |  | 0.955 | Solar Inverter |  | Inside
SRP18348 | SCHNEIDER | CONEXT TX 5000 NA (208V) | 5000 | 1 |  |  | 0.955 | Solar Inverter |  | Inside
SRP18349 | SUNPOWER CORP (ORIGINAL MFRSMA) | SPR-7000M (277V) | 9995 | 1 |  |  | 0.955 | Solar Inverter |  | OUTDOOR
SRP18351 | SUNPOWER | SPR-10001F-240 | 9995 | 1 |  |  | 0.955 | Solar Inverter |  | OUTDOOR
SRP18392 | SUNPOWER | SPR-6501F-240 | 6500 | 2 |  |  | 0.955 | Solar Inverter |  | OUTDOOR
SRP18495 | SCHNEIDER | CONEXT TX 5000 NA (240V) | 5000 | 1 |  |  | 0.955 | Solar Inverter |  | OUTDOOR
SRP18513 | FRONIUS USA |  | 7500 | 1 |  |  | 0.955 | Solar Inverter |  | OUTDOOR
SRP18536 | SMA AMERICA | SB5000US (240V) | 5000 | 1 |  |  | 0.955 | Solar Inverter |  | INDOOR
SRP18547 | FRONIUS USA |  | 7500 | 1 |  |  | 0.955 | Solar Inverter |  | INDOOR
SRP18558 | POWER-ONE | PVI-5000-OUTD-US (240 V) | 5000 | 1 |  |  | 0.955 | Solar Inverter |  | OUTDOOR
SRP18609 | POWER-ONE | PVI-6000-OUTD-US (240 V) | 6000 | 1 |  |  | 0.955 | Solar Inverter |  | OUTDOOR
SRP18610 | FRONIUS USA |  | 7500 | 1 |  |  | 0.955 | Solar Inverter |  | Inside
SRP18627 | PV POWERED | PVP75KW-208 | 75000 | 1 |  |  | 0.955 | Solar Inverter |  | OUTDOOR
SRP18628 | PV POWERED | PVP75KW-208 | 75000 | 1 |  |  | 0.955 | Solar Inverter |  | OUTDOOR
SRP18629 | SOLECTRIA RENEWABLES | SGI 225-480 | 225000 | 1 |  |  | 0.955 | Solar Inverter |  | OUTDOOR
SRP18630 | PV POWERED | PVP75KW-208 | 75000 | 2 |  |  | 0.955 | Solar Inverter |  | Inside
SRP18645 | PV POWERED | PVP75KW-480 | 75000 | 2 |  |  | 0.955 | Solar Inverter |  | OUTDOOR
SRP18650 | FRONIUS USA |  | 5000 | 1 |  |  | 0.955 | Solar Inverter |  | INDOOR
SRP18683 | SMA AMERICA | SB5000US (240V) | 5000 | 1 |  |  | 0.955 | Solar Inverter |  | INDOOR
SRP18683 | SMA AMERICA | SB5000US (240V) | 5000 | 1 |  |  | 0.955 | Solar Inverter |  | INDOOR
SRP18686 | FRONIUS USA |  | 7500 | 1 |  |  | 0.955 | Solar Inverter |  | Inside
SRP18783 | FRONIUS USA |  | 7500 | 1 |  |  | 0.955 | Solar Inverter |  | INDOOR
SRP18783 | FRONIUS USA |  | 7500 | 1 |  |  | 0.955 | Solar Inverter |  | INDOOR
SRP18843 | SMA AMERICA | SB5000US (240V) | 5000 | 2 |  |  | 0.955 | Solar Inverter |  | INDOOR
SRP18922 | POWER-ONE | UNO-2.0-I-OUTD-US (240 V) | 2000 | 1 |  |  | 0.955 | Solar Inverter |  | INDOOR
SRP18981 | FRONIUS USA | IG PLUS V 7.5-277 | 10000 | 1 |  |  | 0.955 | Solar Inverter |  | INDOOR
SRP19073 | SUNPOWER | SPR-5000M (240V) | 5000 | 1 |  |  | 0.955 | Solar Inverter |  | OUTDOOR
SRP19153 | SMA AMERICA | SB5000US (240V) | 5000 | 1 |  |  | 0.955 | Solar Inverter |  | OUTDOOR
SRP19242 | SMA AMERICA | SB6000US (240V) | 6000 | 1 |  |  | 0.955 | Solar Inverter |  | OUTDOOR
SRP19243 | SMA AMERICA | SB5000US | 5000 | 1 |  |  | 0.955 | Solar Inverter |  | OUTDOOR
SRP19322 | PV POWERED | PVP100KW-208 | 100000 | 1 |  |  | 0.955 | Solar Inverter |  | OUTDOOR
SRP19384 | FRONIUS USA | IG PLUS V 7.5-240 | 7500 | 1 |  |  | 0.955 | Solar Inverter |  | INDOOR
SRP19441 | SMA AMERICA | SB6000US (208V) | 6000 | 1 |  |  | 0.955 | Solar Inverter |  | OUTDOOR
SRP19441 | SMA AMERICA | SB6000US (208V) | 6000 | 1 |  |  | 0.955 | Solar Inverter |  | OUTDOOR
SRP19463 | SMA AMERICA | SB5000US | 5000 | 1 |  |  | 0.955 | Solar Inverter |  | OUTDOOR
SRP19567 | FRONIUS USA | IG PLUS V 7.5-240 | 7500 | 1 |  |  | 0.955 | Solar Inverter |  | Inside
SRP19626 | SUNPOWER | SPR-6501F-240 | 6500 | 1 |  |  | 0.955 | Solar Inverter |  | INDOOR
SRP19796 | FRONIUS USA |  | 10000 | 1 |  |  | 0.955 | Solar Inverter |  | OUTDOOR
SRP19797 | FRONIUS USA |  | 10000 | 1 |  |  | 0.955 | Solar Inverter |  | Inside
SRP19983 | SMA AMERICA | SB3000US (240V) | 3000 | 1 |  |  | 0.955 | Solar Inverter |  | OUTDOOR
SRP20062 | FRONIUS USA | IG PLUS V 7.5-240 | 7500 | 1 |  |  | 0.955 | Solar Inverter |  | Inside
SRP20171 | FRONIUS USA |  | 11400 | 1 |  |  | 0.955 | Solar Inverter |  | INDOOR
SRP20270 | FRONIUS USA |  | 7500 | 1 |  |  | 0.955 | Solar Inverter |  | INDOOR
SRP20293 | FRONIUS USA |  | 7500 | 2 |  |  | 0.955 | Solar Inverter |  | OUTDOOR
SRP20407 | FRONIUS USA |  | 5000 | 1 |  |  | 0.955 | Solar Inverter |  | INDOOR
SRP20407 | FRONIUS USA |  | 7500 | 1 |  |  | 0.955 | Solar Inverter |  | INDOOR
SRP20556 | FRONIUS USA |  | 7500 | 1 |  |  | 0.955 | Solar Inverter |  | INDOOR
SRP20562 | FRONIUS USA |  | 7500 | 1 |  |  | 0.955 | Solar Inverter |  | OUTDOOR
SRP20605 | ENPHASE ENERGY | M190-72-240-SXX (-NA) | 190 | 660 |  |  | 0.955 | Solar Inverter |  | OUTDOOR
SRP20612 | SMA AMERICA | SB5000US | 5000 | 1 |  |  | 0.955 | Solar Inverter |  | INDOOR
SRP20638 | FRONIUS USA |  | 9995 | 1 |  |  | 0.955 | Solar Inverter |  | INDOOR
SRP20655 | AERO-SHARP | X01-030L2E1 | 3000 | 1 |  |  | 0.955 | Solar Inverter |  | INDOOR
SRP20655 | AERO-SHARP | X01-050L2E1 | 5000 | 1 |  |  | 0.955 | Solar Inverter |  | INDOOR
SRP20708 | FRONIUS USA | IG PLUS V 7.5-240 | 7500 | 1 |  |  | 0.955 | Solar Inverter |  | INDOOR
SRP20720 | ENPHASE ENERGY | D380-72-208-S1X | 380 | 33 |  |  | 0.955 | Solar Inverter |  | OUTDOOR
SRP20846 | FRONIUS USA |  | 7500 | 1 |  |  | 0.955 | Solar Inverter |  | INDOOR
SRP20971 | KACO | BLUEPLANET 5002 WITH X OR XI (240V) | 5000 | 2 |  |  | 0.955 | Solar Inverter |  | OUTDOOR
SRP20974 | KACO | BLUEPLANET 5002 WITH X OR XI (240V) | 2500 | 1 |  |  | 0.955 | Solar Inverter |  | INDOOR
SRP20974 | KACO | BLUEPLANET 5002 WITH X OR XI (240V) | 5000 | 2 |  |  | 0.955 | Solar Inverter |  | INDOOR
SRP21015 | KACO | BLUEPLANET 2502 WITH X OR XI (208V) | 2500 | 1 |  |  | 0.955 | Solar Inverter |  | INDOOR
SRP21015 | KACO | BLUEPLANET 5002 WITH X OR XI (208V) | 5000 | 2 |  |  | 0.955 | Solar Inverter |  | INDOOR
SRP21017 | FRONIUS USA |  | 9995 | 1 |  |  | 0.955 | Solar Inverter |  | OUTDOOR
SRP21107 | FRONIUS USA |  | 7500 | 1 |  |  | 0.955 | Solar Inverter |  | OUTDOOR
SRP21112 | FRONIUS USA |  | 7500 | 1 |  |  | 0.955 | Solar Inverter |  | OUTDOOR
SRP21227 | SMA AMERICA | SB7000US-12 (240V) | 7000 | 1 |  |  | 0.955 | Solar Inverter |  | INDOOR
SRP21281 | FRONIUS USA | IG PLUS V 7.5-240 | 7500 | 1 |  |  | 0.955 | Solar Inverter |  | INDOOR
SRP21363 | FRONIUS USA |  | 7500 | 1 |  |  | 0.955 | Solar Inverter |  | Inside
SRP21374 | FRONIUS USA |  | 7500 | 1 |  |  | 0.955 | Solar Inverter |  | Inside
SRP21393 | SMA AMERICA | SB6000US (240V) | 6000 | 1 |  |  | 0.955 | Solar Inverter |  | Inside
SRP21467 | KACO | BLUEPLANET 5002 WITH X OR XI (240V) | 5000 | 1 |  |  | 0.955 | Solar Inverter |  | OUTDOOR
SRP21576 | FRONIUS USA | IG PLUS V 7.5-208 | 7500 | 1 |  |  | 0.955 | Solar Inverter |  | OUTDOOR
SRP21580 | FRONIUS USA | IG PLUS V 7.5-240 | 7500 | 1 |  |  | 0.955 | Solar Inverter |  | OUTDOOR
SRP21608 | KACO | BLUEPLANET 1502 WITH X OR XI (208V) | 1500 | 1 |  |  | 0.955 | Solar Inverter |  | INDOOR
SRP21608 | KACO | BLUEPLANET 5002 WITH X OR XI (240V) | 5000 | 1 |  |  | 0.955 | Solar Inverter |  | INDOOR
SRP21616 | SMA AMERICA | SB5000US (240V) | 5000 | 1 |  |  | 0.955 | Solar Inverter |  | OUTDOOR
SRP21637 | SMA AMERICA | SB5000US (240V) | 5000 | 1 |  |  | 0.955 | Solar Inverter |  | Inside
SRP21637 | SMA AMERICA | SB5000US (240V) | 5000 | 1 |  |  | 0.955 | Solar Inverter |  | Inside
SRP21639 | FRONIUS USA |  | 7500 | 1 |  |  | 0.955 | Solar Inverter |  | OUTDOOR
SRP21645 | FRONIUS USA |  | 7500 | 1 |  |  | 0.955 | Solar Inverter |  | INDOOR
SRP21692 | FRONIUS USA |  | 7500 | 1 |  |  | 0.955 | Solar Inverter |  | Inside
SRP21717 | SMA AMERICA | SB5000US (240V) | 5000 | 1 |  |  | 0.955 | Solar Inverter |  | OUTDOOR
SRP21867 | FRONIUS USA |  | 7500 | 1 |  |  | 0.955 | Solar Inverter |  | INDOOR
SRP21871 | FRONIUS USA | IG PLUS V 11.4-208 | 11400 | 1 |  |  | 0.955 | Solar Inverter |  | OUTDOOR
SRP21898 | KACO | BLUEPLANET 5002 WITH X OR XI (240V) | 5000 | 2 |  |  | 0.955 | Solar Inverter |  | OUTDOOR
SRP21941 | KACO | BLUEPLANET 5002 WITH X OR XI (240V) | 5000 | 1 |  |  | 0.955 | Solar Inverter |  | INDOOR
SRP22064 | SUNPOWER | SPR-4000M (240V) | 4000 | 1 |  |  | 0.955 | Solar Inverter |  | Outside
SRP22064 | SUNPOWER | SPR-6000M (240V) | 6000 | 1 |  |  | 0.955 | Solar Inverter |  | Outside
SRP22069 | SMA AMERICA | SB3000US (208V) | 3000 | 1 |  |  | 0.955 | Solar Inverter |  | OUTDOOR
SRP22130 | SMA AMERICA | SB5000US (208V) | 5000 | 1 |  |  | 0.955 | Solar Inverter |  | Inside
SRP22153 | KACO | BLUEPLANET 5002 WITH X OR XI (240V) | 5000 | 2 |  |  | 0.955 | Solar Inverter |  | OUTDOOR
SRP22165 | FRONIUS USA | IG PLUS V 10.0-208 | 7500 | 1 |  |  | 0.955 | Solar Inverter |  | OUTDOOR
SRP22165 | FRONIUS USA | IG PLUS V 10.0-208 | 9995 | 1 |  |  | 0.955 | Solar Inverter |  | OUTDOOR
SRP22227 | SMA AMERICA | SB6000US-12 (240V) | 6000 | 1 |  |  | 0.955 | Solar Inverter |  | INDOOR
SRP22242 | SMA AMERICA | SB6000US (240V) | 6000 | 1 |  |  | 0.955 | Solar Inverter |  | OUTDOOR
SRP22246 | FRONIUS USA |  | 7500 | 1 |  |  | 0.955 | Solar Inverter |  | Inside
SRP22337 | SMA AMERICA | SB5000US (240V) | 5000 | 1 |  |  | 0.955 | Solar Inverter |  | Inside
SRP22338 | SMA AMERICA | SB5000US | 5000 | 1 |  |  | 0.955 | Solar Inverter |  | OUTDOOR
SRP22368 | KACO | BLUEPLANET 5002 WITH X OR XI (240V) | 5000 | 2 |  |  | 0.955 | Solar Inverter |  | OUTDOOR
SRP22408 | FRONIUS USA |  | 11400 | 1 |  |  | 0.955 | Solar Inverter |  | Inside
SRP22435 | SMA AMERICA | SB5000US (208V) | 5000 | 1 |  |  | 0.955 | Solar Inverter |  | INDOOR
SRP22453 | FRONIUS USA |  | 3800 | 1 |  |  | 0.955 | Solar Inverter |  | INDOOR
SRP22498 | POWER-ONE | PVI-6000-OUTD-US-W (277 V) | 9555 | 1 |  |  | 0.955 | Solar Inverter |  | OUTDOOR
SRP22563 | SMA AMERICA | SB5000US | 5000 | 1 |  |  | 0.955 | Solar Inverter |  | Inside
SRP22566 | FRONIUS USA | IG PLUS V 7.5-240 | 7500 | 1 |  |  | 0.955 | Solar Inverter |  | INDOOR
SRP22567 | FRONIUS USA |  | 10000 | 1 |  |  | 0.955 | Solar Inverter |  | INDOOR
SRP22693 | SMA AMERICA | SB6000US (240V) | 6000 | 1 |  |  | 0.955 | Solar Inverter |  | OUTDOOR
SRP22743 | FRONIUS USA |  | 7500 | 1 |  |  | 0.955 | Solar Inverter |  | OUTDOOR
SRP22743 | FRONIUS USA |  | 7500 | 1 |  |  | 0.955 | Solar Inverter |  | OUTDOOR
SRP22762 | SMA AMERICA | SB5000US (240V) | 5000 | 1 |  |  | 0.955 | Solar Inverter |  | OUTDOOR
SRP22765 | FRONIUS USA |  | 10000 | 1 |  |  | 0.955 | Solar Inverter |  | INDOOR
SRP22771 | SMA AMERICA | SB5000US (240V) | 5000 | 1 |  |  | 0.955 | Solar Inverter |  | Inside
SRP22778 | SMA AMERICA | SB5000US (240V) | 5000 | 1 |  |  | 0.955 | Solar Inverter |  | OUTDOOR
SRP22809 | SMA AMERICA | SB4000US (240V) | 4000 | 1 |  |  | 0.955 | Solar Inverter |  | OUTDOOR
SRP22809 | SMA AMERICA | SB5000US (208V) | 5000 | 1 |  |  | 0.955 | Solar Inverter |  | OUTDOOR
SRP22841 | FRONIUS USA | IG PLUS V 10.0-240 | 9995 | 1 |  |  | 0.955 | Solar Inverter |  | Inside
SRP22859 | SMA AMERICA | SB3000US (240V) | 3000 | 1 |  |  | 0.955 | Solar Inverter |  | INDOOR
SRP22859 | SMA AMERICA | SB3000US (240V) | 3000 | 1 |  |  | 0.955 | Solar Inverter |  | INDOOR
SRP22863 | FRONIUS USA |  | 7500 | 1 |  |  | 0.955 | Solar Inverter |  | OUTDOOR
SRP22863 | FRONIUS USA |  | 7500 | 1 |  |  | 0.955 | Solar Inverter |  | OUTDOOR
SRP22865 | FRONIUS USA |  | 10000 | 1 |  |  | 0.955 | Solar Inverter |  | INDOOR
SRP22867 | FRONIUS USA |  | 10000 | 1 |  |  | 0.955 | Solar Inverter |  | INDOOR
SRP22914 | FRONIUS USA |  | 7500 | 1 |  |  | 0.955 | Solar Inverter |  | OUTDOOR
SRP22964 | FRONIUS USA |  | 7500 | 1 |  |  | 0.955 | Solar Inverter |  | OUTDOOR
SRP22964 | FRONIUS USA |  | 7500 | 1 |  |  | 0.955 | Solar Inverter |  | OUTDOOR
SRP22991 | FRONIUS USA |  | 9995 | 1 |  |  | 0.955 | Solar Inverter |  | OUTDOOR
SRP23063 | SMA AMERICA | SB5000US (240V) | 5000 | 1 |  |  | 0.955 | Solar Inverter |  | OUTDOOR
SRP23079 | SMA AMERICA | SB5000US (240V) | 5000 | 1 |  |  | 0.955 | Solar Inverter |  | OUTDOOR
SRP23082 | POWER-ONE | PVI-6000-OUTD-US (240 V) | 6000 | 1 |  |  | 0.955 | Solar Inverter |  | OUTDOOR
SRP23118 | KACO | BLUEPLANET 3502 WITH X OR XI (240V) | 3500 | 1 |  |  | 0.955 | Solar Inverter |  | OUTDOOR
SRP23155 | SMA AMERICA | SB3000US (240V) | 3000 | 1 |  |  | 0.955 | Solar Inverter |  | OUTDOOR
SRP23165 | SMA AMERICA | SB5000US (240V) | 5000 | 1 |  |  | 0.955 | Solar Inverter |  | OUTDOOR
SRP23231 | FRONIUS USA | IG PLUS V 7.5-240 | 7500 | 1 |  |  | 0.955 | Solar Inverter |  | INDOOR
SRP23320 | SMA AMERICA | SB3000US (240V) | 3000 | 1 |  |  | 0.955 | Solar Inverter |  | OUTDOOR
SRP23333 | FRONIUS USA |  | 7500 | 1 |  |  | 0.955 | Solar Inverter |  | OUTDOOR
SRP23333 | FRONIUS USA |  | 7500 | 1 |  |  | 0.955 | Solar Inverter |  | OUTDOOR
SRP23358 | SMA AMERICA | SB5000US (240V) | 5000 | 1 |  |  | 0.955 | Solar Inverter |  | OUTDOOR
SRP23359 | FRONIUS USA |  | 7500 | 1 |  |  | 0.955 | Solar Inverter |  | INDOOR
SRP23359 | FRONIUS USA |  | 10000 | 1 |  |  | 0.955 | Solar Inverter |  | INDOOR
SRP23443 | FRONIUS USA |  | 7500 | 1 |  |  | 0.955 | Solar Inverter |  | Inside
SRP23451 | SMA AMERICA | SB3000US (240V) | 3000 | 1 |  |  | 0.955 | Solar Inverter |  | Inside
SRP23506 | FRONIUS USA | FRONIUS CL 36.0 WYE (277V) | 7500 | 1 |  |  | 0.955 | Solar Inverter |  | INDOOR
SRP23510 | FRONIUS USA | IG PLUS V 10.0-240 | 9995 | 1 |  |  | 0.955 | Solar Inverter |  | INDOOR
SRP23538 | FRONIUS USA |  | 7500 | 1 |  |  | 0.955 | Solar Inverter |  | Outside
SRP23541 | FRONIUS USA | IG PLUS V 7.5-240 | 7500 | 1 |  |  | 0.955 | Solar Inverter |  | OUTDOOR
SRP23541 | FRONIUS USA |  | 7500 | 1 |  |  | 0.955 | Solar Inverter |  | OUTDOOR
SRP23550 | SMA AMERICA | SB5000US (240V) | 5000 | 1 |  |  | 0.955 | Solar Inverter |  | OUTDOOR
SRP23553 | SMA AMERICA | SB6000US (240V) | 6000 | 1 |  |  | 0.955 | Solar Inverter |  | OUTDOOR
SRP23559 | FRONIUS USA |  | 5000 | 1 |  |  | 0.955 | Solar Inverter |  | OUTDOOR
SRP23560 | FRONIUS USA |  | 10000 | 1 |  |  | 0.955 | Solar Inverter |  | OUTDOOR
SRP23570 | FRONIUS USA |  | 7500 | 1 |  |  | 0.955 | Solar Inverter |  | OUTDOOR
SRP23571 | FRONIUS USA |  | 9555 | 1 |  |  | 0.955 | Solar Inverter |  | OUTDOOR
SRP23591 | SMA AMERICA | SB3000US (240V) | 3000 | 1 |  |  | 0.955 | Solar Inverter |  | Inside
SRP23598 | FRONIUS USA | IG PLUS V 7.5-240 | 7500 | 1 |  |  | 0.955 | Solar Inverter |  | OUTDOOR
SRP23603 | FRONIUS USA | IG PLUS V 10.0-240 | 10000 | 1 |  |  | 0.955 | Solar Inverter |  | OUTDOOR
SRP23641 | FRONIUS USA |  | 7500 | 1 |  |  | 0.955 | Solar Inverter |  | Inside
SRP23710 | FRONIUS USA | IG PLUS V 7.5-240 | 7500 | 1 |  |  | 0.955 | Solar Inverter |  | OUTDOOR
SRP23710 | FRONIUS USA | IG PLUS V 7.5-240 | 7500 | 1 |  |  | 0.955 | Solar Inverter |  | OUTDOOR
SRP23711 | SMA AMERICA | SB6000US (240V) | 6000 | 1 |  |  | 0.955 | Solar Inverter |  | OUTDOOR
SRP23853 | FRONIUS USA |  | 7500 | 1 |  |  | 0.955 | Solar Inverter |  | Inside
SRP23912 | FRONIUS USA | IG PLUS V 7.5-240 | 7500 | 1 |  |  | 0.955 | Solar Inverter |  | OUTDOOR
SRP23912 | FRONIUS USA | IG PLUS V 7.5-240 | 7500 | 1 |  |  | 0.955 | Solar Inverter |  | OUTDOOR
SRP23970 | FRONIUS USA |  | 9995 | 1 |  |  | 0.955 | Solar Inverter |  | Inside
SRP24012 | FRONIUS USA | IG 4000 | 4000 | 1 |  |  | 0.955 | Solar Inverter |  | INDOOR
SRP24029 | SMA AMERICA | SB5000US (240V) | 5000 | 1 |  |  | 0.955 | Solar Inverter |  | OUTDOOR
SRP24030 | SMA AMERICA | SB6000US (240V) | 6000 | 1 |  |  | 0.955 | Solar Inverter |  | OUTDOOR
SRP24041 | FRONIUS USA |  | 7500 | 1 |  |  | 0.955 | Solar Inverter |  | OUTDOOR
SRP24044 | FRONIUS USA |  | 7500 | 1 |  |  | 0.955 | Solar Inverter |  | Inside
SRP24228 | FRONIUS USA | IG PLUS V 7.5-240 | 7500 | 1 |  |  | 0.955 | Solar Inverter |  | Inside
SRP24265 | FRONIUS USA | IG PLUS V 10.0-240 | 10000 | 1 |  |  | 0.955 | Solar Inverter |  | INDOOR
SRP24267 | FRONIUS USA | IG PLUS V 7.5-240 | 7500 | 1 |  |  | 0.955 | Solar Inverter |  | OUTDOOR
SRP24297 | FRONIUS USA |  | 7500 | 1 |  |  | 0.955 | Solar Inverter |  | Inside
SRP24357 | FRONIUS USA | IG PLUS V 10.0-240 | 10000 | 1 |  |  | 0.955 | Solar Inverter |  | Inside
SRP24520 | FRONIUS USA |  | 7500 | 1 |  |  | 0.955 | Solar Inverter |  | Inside
SRP24579 | FRONIUS USA |  | 10000 | 1 |  |  | 0.955 | Solar Inverter |  | Inside
SRP24593 | FRONIUS USA | IG PLUS V 5.0-208 | 7500 | 1 |  |  | 0.955 | Solar Inverter |  | OUTDOOR
SRP24738 | SMA AMERICA | SB5000US (240V) | 5000 | 1 |  |  | 0.955 | Solar Inverter |  | OUTDOOR
SRP24970 | FRONIUS USA |  | 10000 | 1 |  |  | 0.955 | Solar Inverter |  | OUTDOOR
SRP24981 | FRONIUS USA |  | 7500 | 1 |  |  | 0.955 | Solar Inverter |  | OUTDOOR
SRP25015 | FRONIUS USA | IG PLUS V 7.5-240 | 7500 | 1 |  |  | 0.955 | Solar Inverter |  | OUTDOOR
SRP25155 | FRONIUS USA | IG PLUS V 7.5-240 | 7500 | 1 |  |  | 0.955 | Solar Inverter |  | Inside
SRP25161 | SMA AMERICA | SB3000US (240V) | 3000 | 1 |  |  | 0.955 | Solar Inverter |  | OUTDOOR
SRP25165 | FRONIUS USA |  | 7500 | 1 |  |  | 0.955 | Solar Inverter |  | OUTDOOR
SRP25191 | FRONIUS USA |  | 7500 | 1 |  |  | 0.955 | Solar Inverter |  | Inside
SRP25533 | FRONIUS USA | IG PLUS V 7.5-240 | 7500 | 1 |  |  | 0.955 | Solar Inverter |  | OUTDOOR
SRP25636 | FRONIUS USA | IG PLUS V 10.0-240 | 9995 | 1 |  |  | 0.955 | Solar Inverter |  | OUTDOOR
SRP25717 | FRONIUS USA | IG PLUS V 7.5-240 | 7500 | 1 |  |  | 0.955 | Solar Inverter |  | OUTDOOR
SRP26105 | FRONIUS USA | IG PLUS V 10.0-208 | 9995 | 1 |  |  | 0.955 | Solar Inverter |  | Inside
SRP26494 | FRONIUS USA | IG PLUS V 11.4-208 | 11400 | 1 |  |  | 0.955 | Solar Inverter |  | Inside
SRP26610 | FRONIUS USA | IG PLUS V 7.5-208 | 7500 | 1 |  |  | 0.955 | Solar Inverter |  | OUTDOOR
SRP26668 | FRONIUS USA |  | 7500 | 1 |  |  | 0.955 | Solar Inverter |  | OUTDOOR
SRP27198 | FRONIUS USA | IG PLUS V 7.5-208 | 7500 | 1 |  |  | 0.955 | Solar Inverter |  | Inside
SRP27207 | FRONIUS USA |  | 7500 | 1 |  |  | 0.955 | Solar Inverter |  | Inside
SRP27250 | FRONIUS USA |  | 7500 | 1 |  |  | 0.955 | Solar Inverter |  | OUTDOOR
REIPNR-08384 | FRONIUS USA | IG 2000 | 2000 | 2 |  |  | 0.956 | Solar Inverter |  | INDOOR
REIPNR-09898 | SMA AMERICA | SB3000US (208V) | 3000 | 1 |  |  | 0.956 | Solar Inverter |  | INDOOR
REIPNR-09898 | SMA AMERICA | SB7000US (240V) | 8000 | 1 |  |  | 0.956 | Solar Inverter |  | INDOOR
REIPNR-10014 | ADVANCED ENERGY INDUSTRIES | 3159000-104 | 100000 | 1 |  |  | 0.956 | Solar Inverter |  | INDOOR
REIPNR-11691 | SOLECTRIA RENEWABLES | PVI13KW-208 | 10000 | 2 |  |  | 0.956 | Solar Inverter |  | OUTDOOR
REIPNR-11749 | POWER-ONE | PVI-CENTRAL-100-US (208 V) | 100000 | 1 |  |  | 0.956 | Solar Inverter |  | INDOOR
REIPNR-11749 | POWER-ONE | PVI-CENTRAL-100-US (208 V) | 100000 | 1 |  |  | 0.956 | Solar Inverter |  | INDOOR
REIPNR-11752 | PV POWERED | PVP100KW-208 | 100000 | 1 |  |  | 0.956 | Solar Inverter |  | INDOOR
REIPNR-11754 | POWER-ONE | PVI-CENTRAL-100-US (208 V) | 100000 | 2 |  |  | 0.956 | Solar Inverter |  | Outside
SRP01970 | SUNPOWER CORP (ORIGINAL MFR - PV POWERED LLC) | SPR-5200 | 100000 | 1 |  |  | 0.956 | Solar Inverter |  | Inside
SRP02245 | SOLECTRIA RENEWABLES | PVI60KW-208 | 60000 | 1 |  |  | 0.956 | Solar Inverter |  | INDOOR
SRP02246 | ADVANCED ENERGY INDUSTRIES | 3159000-110 | 100000 | 2 |  |  | 0.956 | Solar Inverter |  | INDOOR
SRP02253 | POWER-ONE | PVI-CENTRAL-100-US (208 V) | 100000 | 1 |  |  | 0.956 | Solar Inverter |  | INDOOR
SRP02675 | SOLECTRIA RENEWABLES | PVI60KW-208 | 60000 | 2 |  |  | 0.956 | Solar Inverter |  | INDOOR
SRP02881 | FRONIUS USA |  | 10000 | 1 |  |  | 0.956 | Solar Inverter |  | OUTDOOR
SRP03411 | SMA AMERICA | SB3800U (208V) | 3800 | 1 |  |  | 0.956 | Solar Inverter |  | INDOOR
SRP06011 | SOLECTRIA RENEWABLES | SOLRENVIEW 3PH 800A REV | 82000 | 1 |  |  | 0.956 | Solar Inverter |  | INDOOR
SRP06416 | POWER-ONE | PVI-CENTRAL-100-US (208 V) | 100000 | 1 |  |  | 0.956 | Solar Inverter |  | INDOOR
SRP06506 | SOLECTRIA RENEWABLES | PVI95KW-208 | 95000 | 4 |  |  | 0.956 | Solar Inverter |  | OUTDOOR
SRP06901 | SMA AMERICA | SB7000US (208V) | 7000 | 2 |  |  | 0.956 | Solar Inverter |  | INDOOR
SRP07095 | FRONIUS USA | FRONIUS CL 60.0 WYE (277V) | 60000 | 1 |  |  | 0.956 | Solar Inverter |  | OUTDOOR
SRP07399 | SMA AMERICA | SB4000US (208V) | 4000 | 1 |  |  | 0.956 | Solar Inverter |  | INDOOR
SRP07464 | POWER-ONE | PVI-CENTRAL-100-US (208 V) | 100000 | 1 |  |  | 0.956 | Solar Inverter |  | Inside
SRP07465 | POWER-ONE | PVI-CENTRAL-100-US (208 V) | 100000 | 1 |  |  | 0.956 | Solar Inverter |  | Inside
SRP08067 | ENPHASE ENERGY | M200-32-240-S01 | 190 | 28 |  |  | 0.956 | Solar Inverter |  | OUTDOOR
SRP09293 | SOLECTRIA RENEWABLES | PVI13KW-208 | 10000 | 1 |  |  | 0.956 | Solar Inverter |  | Outside
SRP09293 | SOLECTRIA RENEWABLES | PVI13KW-208 | 10000 | 1 |  |  | 0.956 | Solar Inverter |  | Outside
SRP09926 | SOLECTRIA RENEWABLES | PVI15KW-208 | 15000 | 3 |  |  | 0.956 | Solar Inverter |  | OUTDOOR
SRP12395 | SOLECTRIA RENEWABLES | PVI 4000-P (208V) | 10000 | 1 |  |  | 0.956 | Solar Inverter |  | OUTDOOR
SRP14102 | SATCON TECHNOLOGY | PVS-75 (208 V) | 75000 | 2 |  |  | 0.956 | Solar Inverter |  | OUTDOOR
SRP16887 | SOLECTRIA RENEWABLES | SGI 500PE | 500000 | 1 |  |  | 0.956 | Solar Inverter |  | INDOOR
SRP17184 | POWER-ONE | PVI-CENTRAL-50-US (208 V) | 50000 | 1 |  |  | 0.956 | Solar Inverter |  | OUTDOOR
SRP24377 | SMA AMERICA |  | 3800 | 2 |  |  | 0.956 | Solar Inverter |  | INDOOR
SRP26325 | SONNETEK | SONNETEK 2000 | 5000 | 1 |  |  | 0.956 | Solar Inverter |  | OUTDOOR
SRP26325 | SONNETEK | SONNETEK 4000 | 5000 | 1 |  |  | 0.956 | Solar Inverter |  | OUTDOOR
SRP26325 | SONNETEK | SONNETEK 4000 | 5000 | 1 |  |  | 0.956 | Solar Inverter |  | OUTDOOR
SRP07069 | SATCON TECHNOLOGY | PVS-135 (208 V) | 13500 | 1 |  |  | 0.9563 | Solar Inverter |  | OUTDOOR
SRP07071 | SATCON TECHNOLOGY | PVS-75 (208 V) | 75000 | 1 |  |  | 0.9563 | Solar Inverter |  | OUTDOOR
SRP07073 | SATCON TECHNOLOGY | PVS-100 (240 V) | 100000 | 1 |  |  | 0.9563 | Solar Inverter |  | OUTDOOR
REIPNR-05498 | FRONIUS USA | IG 3000 | 3000 | 1 |  |  | 0.957 | Solar Inverter |  | Inside
REIPNR-08453 | SOLECTRIA RENEWABLES | PVI13KW-480 | 13200 | 3 |  |  | 0.957 | Solar Inverter |  | OUTDOOR
REIPNR-11351 | SATCON TECHNOLOGY | PVS-30 (208 V) | 30000 | 1 |  |  | 0.957 | Solar Inverter |  | INDOOR
REIPNR-11351 | SATCON TECHNOLOGY | PVS-50 (480 V) | 50000 | 1 |  |  | 0.957 | Solar Inverter |  | INDOOR
REIPNR-11695 | SOLECTRIA RENEWABLES | PVI95KW-480 | 60000 | 2 |  |  | 0.957 | Solar Inverter |  | OUTDOOR
SRP04956 | SATCON TECHNOLOGY | PVS-135 (208 V) | 135000 | 1 |  |  | 0.957 | Solar Inverter |  | INDOOR
SRP06619 | SOLECTRIA RENEWABLES | PVI60KW-208 | 60000 | 1 |  |  | 0.957 | Solar Inverter |  | Outside
SRP07972 | SATCON TECHNOLOGY | PVS-50 (208 V) | 50000 | 1 |  |  | 0.957 | Solar Inverter |  | OUTDOOR
SRP07975 | SATCON TECHNOLOGY | PVS-135 (208 V) | 135000 | 1 |  |  | 0.957 | Solar Inverter |  | OUTDOOR
SRP07979 | SATCON TECHNOLOGY | PVS-75 (480 V) | 75000 | 1 |  |  | 0.957 | Solar Inverter |  | OUTDOOR
SRP08840 | SATCON TECHNOLOGY | PVS-135 (208 V) | 135000 | 1 |  |  | 0.957 | Solar Inverter |  | OUTDOOR
SRP08840 | SATCON TECHNOLOGY | PVS-500 (480 V) | 500000 | 2 |  |  | 0.957 | Solar Inverter |  | OUTDOOR
SRP09111 | SOLECTRIA RENEWABLES | PVI60KW-208 | 60000 | 1 |  |  | 0.957 | Solar Inverter |  | Inside
SRP09388 | SOLECTRIA RENEWABLES | PVI60KW-480 | 60000 | 1 |  |  | 0.957 | Solar Inverter |  | INDOOR
SRP21025 | DARFON ELECTRONICS | MIG240UL00 | 240 | 27 |  |  | 0.957 | Solar Inverter |  | OUTDOOR
REIPNR-05070 | SATCON TECHNOLOGY | PVS-375 (480 V) | 375000 | 1 |  |  | 0.958 | Solar Inverter |  | Outside
REIPNR-05353 | SOLECTRIA RENEWABLES | PVI15KW-208 | 15000 | 2 |  |  | 0.958 | Solar Inverter |  | Outside
REIPNR-05353 | SOLECTRIA RENEWABLES | PVI95KW-208 | 95000 | 1 |  |  | 0.958 | Solar Inverter |  | Outside
REIPNR-07081 | POWER-ONE | PVI-CENTRAL-100-US (208 V) | 100000 | 1 |  |  | 0.958 | Solar Inverter |  | INDOOR
REIPNR-07122 | SATCON TECHNOLOGY | PVS-375 (480 V) | 375000 | 1 |  |  | 0.958 | Solar Inverter |  | OUTDOOR
REIPNR-07335 | SOLECTRIA RENEWABLES | PVI60KW-208 | 60000 | 2 |  |  | 0.958 | Solar Inverter |  | OUTDOOR
REIPNR-07347 | SATCON TECHNOLOGY | PVS-375 (480 V) | 359200 | 1 |  |  | 0.958 | Solar Inverter |  | OUTDOOR
REIPNR-07790 | POWER-ONE | PVI-CENTRAL-100-US (208 V) | 100000 | 1 |  |  | 0.958 | Solar Inverter |  | INDOOR
REIPNR-08388 | SATCON TECHNOLOGY | AE-30-60-PV-A | 30000 | 1 |  |  | 0.958 | Solar Inverter |  | Outside
REIPNR-08463 | SOLECTRIA RENEWABLES | PVI13KW-480 | 13000 | 4 |  |  | 0.958 | Solar Inverter |  | INDOOR
REIPNR-08552 | SMA AMERICA | SB5000US (208V) | 5000 | 1 |  |  | 0.958 | Solar Inverter |  | OUTDOOR
REIPNR-08898 | SAT CON | SAT-CON AE 30-60PV-D | 375000 | 1 |  |  | 0.958 | Solar Inverter |  | INDOOR
REIPNR-09466 | FRONIUS USA | IG 4000 | 4000 | 2 |  |  | 0.958 | Solar Inverter |  | INDOOR
REIPNR-09817 | FRONIUS USA |  | 5000 | 2 |  |  | 0.958 | Solar Inverter |  | OUTDOOR
REIPNR-09817 | FRONIUS USA |  | 6000 | 1 |  |  | 0.958 | Solar Inverter |  | OUTDOOR
REIPNR-10596 | POWER-ONE | PVI-CENTRAL-100-US (480 V) | 100000 | 1 |  |  | 0.958 | Solar Inverter |  | INDOOR
REIPNR-10596 | POWER-ONE | PVI-CENTRAL-50-US (208 V) | 50000 | 1 |  |  | 0.958 | Solar Inverter |  | INDOOR
REIPNR-11439 | POWER-ONE | PVI-CENTRAL-100-US (208 V) | 100000 | 1 |  |  | 0.958 | Solar Inverter |  | INDOOR
REIPNR-11868 | SOLECTRIA RENEWABLES | PVI13KW-208 | 13000 | 2 |  |  | 0.958 | Solar Inverter |  | Outside
SRP01530 | SOLECTRIA RENEWABLES | PVI13KW-480 | 13000 | 1 |  |  | 0.958 | Solar Inverter |  | OUTDOOR
SRP01530 | SOLECTRIA RENEWABLES | PVI15KW-208 | 15000 | 2 |  |  | 0.958 | Solar Inverter |  | OUTDOOR
SRP01532 | SOLECTRIA RENEWABLES | PVI13KW-208 | 13000 | 1 |  |  | 0.958 | Solar Inverter |  | OUTDOOR
SRP01532 | SOLECTRIA RENEWABLES | PVI15KW-208 | 15000 | 2 |  |  | 0.958 | Solar Inverter |  | OUTDOOR
SRP03660 | SOLECTRIA RENEWABLES | PVI13KW-208 | 13000 | 1 |  |  | 0.958 | Solar Inverter |  | Inside
SRP03660 | SOLECTRIA RENEWABLES | PVI15KW-480 | 15000 | 1 |  |  | 0.958 | Solar Inverter |  | INDOOR
SRP03726 | SOLECTRIA RENEWABLES | PVI15KW-208 | 15000 | 1 |  |  | 0.958 | Solar Inverter |  | INDOOR
SRP03726 | SOLECTRIA RENEWABLES | PVI15KW-208 | 15000 | 1 |  |  | 0.958 | Solar Inverter |  | Inside
SRP03869 | SOLECTRIA RENEWABLES | PVI13KW-208 | 13000 | 1 |  |  | 0.958 | Solar Inverter |  | OUTDOOR
SRP03990 | SATCON TECHNOLOGY | PVS-250 (208 V) | 375000 | 1 |  |  | 0.958 | Solar Inverter |  | OUTDOOR
SRP06004 | SOLECTRIA RENEWABLES | PVI13KW-480 | 13000 | 2 |  |  | 0.958 | Solar Inverter |  | OUTDOOR
SRP09787 | SATCON TECHNOLOGY | PVS-375 (480 V) | 375000 | 2 |  |  | 0.958 | Solar Inverter |  | OUTDOOR
SRP17647 | POWER-ONE | PVI-CENTRAL-100-US (480 V) | 100000 | 2 |  |  | 0.958 | Solar Inverter |  | INDOOR
REIPNR-07532 | XANTREX TECHNOLOGY | GT3.3-NA-DS-208 | 3000 | 3 |  |  | 0.959 | Solar Inverter |  | INDOOR
REIPNR-07704 | XANTREX TECHNOLOGY | GT5.0-NA-DS-240 | 5000 | 1 |  |  | 0.959 | Solar Inverter |  | INDOOR
REIPNR-10871 | SATCON TECHNOLOGY | AE-50-60-PV-A | 50000 | 1 |  |  | 0.959 | Solar Inverter |  | Outside
SRP02885 | FRONIUS USA | FRONIUS DATALOGGER EASY BOX | 33300 | 1 |  |  | 0.959 | Solar Inverter |  | OUTDOOR
SRP03114 | FRONIUS USA |  | 55500 | 1 |  |  | 0.959 | Solar Inverter |  | OUTDOOR
SRP03115 | FRONIUS USA |  | 55500 | 1 |  |  | 0.959 | Solar Inverter |  | OUTDOOR
SRP05195 | PV POWERED | PVP3500 | 3500 | 2 |  |  | 0.959 | Solar Inverter |  | OUTDOOR
SRP05277 | FRONIUS USA |  | 11400 | 14 |  |  | 0.959 | Solar Inverter |  | INDOOR
SRP05805 | SATCON TECHNOLOGY | PVS-50 (208 V) | 50000 | 1 |  |  | 0.959 | Solar Inverter |  | Inside
SRP05970 | FRONIUS USA |  | 60000 | 2 |  |  | 0.959 | Solar Inverter |  | OUTDOOR
SRP06279 | FRONIUS USA | FRONIUS CL 60.0 WYE (277V) | 60000 | 6 |  |  | 0.959 | Solar Inverter |  | OUTDOOR
SRP06354 | FRONIUS USA | IG 4000 | 44400 | 1 |  |  | 0.959 | Solar Inverter |  | INDOOR
SRP06443 | FRONIUS USA |  | 48000 | 1 |  |  | 0.959 | Solar Inverter |  | OUTDOOR
SRP06443 | FRONIUS USA |  | 48000 | 1 |  |  | 0.959 | Solar Inverter |  | OUTDOOR
SRP06474 | FRONIUS USA |  | 60000 | 1 |  |  | 0.959 | Solar Inverter |  | OUTDOOR
SRP07083 | FRONIUS USA |  | 12000 | 2 |  |  | 0.959 | Solar Inverter |  | OUTDOOR
SRP07113 | FRONIUS USA | FRONIUS CL 60.0 WYE (277V) | 60000 | 2 |  |  | 0.959 | Solar Inverter |  | OUTDOOR
SRP08921 | FRONIUS USA |  | 55500 | 1 |  |  | 0.959 | Solar Inverter |  | OUTDOOR
SRP09254 | FRONIUS USA |  | 48000 | 1 |  |  | 0.959 | Solar Inverter |  | OUTDOOR
SRP14903 | SATCON TECHNOLOGY | PVS-100 (208 V) | 50000 | 1 |  |  | 0.959 | Solar Inverter |  | OUTDOOR
REIPNR-04180 | PV POWERED | PVP100KW-208 | 100 | 1 |  |  | 0.96 | Solar Inverter |  | INDOOR
REIPNR-04336 | SMA AMERICA | SB6000U (208V) | 6000 | 18 |  |  | 0.96 | Solar Inverter |  | INDOOR
REIPNR-04409 | SMA AMERICA | SB6000U (208V) | 6000 | 1 |  |  | 0.96 | Solar Inverter |  | INDOOR
REIPNR-04409 | SMA AMERICA | SB6000U (208V) | 6000 | 1 |  |  | 0.96 | Solar Inverter |  | Inside
REIPNR-04655 | SAT CON | PV-75 | 75000 | 2 |  |  | 0.96 | Solar Inverter |  | INDOOR
REIPNR-04842 | SATCON TECHNOLOGY | PVS-250 (208 V) | 250000 | 1 |  |  | 0.96 | Solar Inverter |  | Inside
REIPNR-04846 | SATCON TECHNOLOGY | AE-225-60-PV-A | 225000 | 1 |  |  | 0.96 | Solar Inverter |  | INDOOR
REIPNR-04862 | SATCON TECHNOLOGY | PVS-375 (480 V) | 375000 | 1 |  |  | 0.96 | Solar Inverter |  | Inside
REIPNR-04863 | SATCON TECHNOLOGY | PVS-375 (480 V) | 375000 | 1 |  |  | 0.96 | Solar Inverter |  | INDOOR
REIPNR-04864 | SATCON TECHNOLOGY | PVS-250 (208 V) | 250000 | 1 |  |  | 0.96 | Solar Inverter |  | Inside
REIPNR-04935 | PV POWERED | PVP100KW-208 | 100000 | 2 |  |  | 0.96 | Solar Inverter |  | Outside
REIPNR-04935 | SMA AMERICA | SB5000US (208V) | 5000 | 6 |  |  | 0.96 | Solar Inverter |  | Outside
REIPNR-04935 | SMA AMERICA | SB6000U (208V) | 6000 | 8 |  |  | 0.96 | Solar Inverter |  | Outside
REIPNR-04935 | SMA AMERICA | SB7000US (208V) | 7000 | 14 |  |  | 0.96 | Solar Inverter |  | Outside
REIPNR-04944 | PV POWERED | PVP100KW-208 | 100000 | 1 |  |  | 0.96 | Solar Inverter |  | Outside
REIPNR-04945 | PV POWERED | PVP30KW-208 | 30000 | 1 |  |  | 0.96 | Solar Inverter |  | Outside
REIPNR-04954 | SMA AMERICA | SB5000US (208V) | 5000 | 4 |  |  | 0.96 | Solar Inverter |  | OUTDOOR
REIPNR-04954 | SMA AMERICA | SB7000US (208V) | 7000 | 5 |  |  | 0.96 | Solar Inverter |  | OUTDOOR
REIPNR-04955 | PV POWERED | PVP100KW-208 | 100000 | 1 |  |  | 0.96 | Solar Inverter |  | Outside
REIPNR-04955 | PV POWERED | PVP75KW-208 | 75000 | 2 |  |  | 0.96 | Solar Inverter |  | Outside
REIPNR-04957 | PV POWERED | PVP100KW-208 | 100000 | 2 |  |  | 0.96 | Solar Inverter |  | Outside
REIPNR-04958 | PV POWERED | PVP75KW-208 | 75000 | 1 |  |  | 0.96 | Solar Inverter |  | OUTDOOR
REIPNR-04960 | PV POWERED | PVP75KW-208 | 75000 | 1 |  |  | 0.96 | Solar Inverter |  | OUTDOOR
REIPNR-04961 | PV POWERED | PVP75KW-208 | 75000 | 2 |  |  | 0.96 | Solar Inverter |  | OUTDOOR
REIPNR-04962 | PV POWERED | PVP100KW-208 | 100000 | 2 |  |  | 0.96 | Solar Inverter |  | OUTDOOR
REIPNR-05009 | SATCON TECHNOLOGY | AE-225-60-PV-A | 225000 | 1 |  |  | 0.96 | Solar Inverter |  | Outside
REIPNR-05009 | SATCON TECHNOLOGY | PVS-250 (208 V) | 250000 | 1 |  |  | 0.96 | Solar Inverter |  | Outside
REIPNR-05044 | SATCON TECHNOLOGY | AE-75-60-PV-A | 75000 | 1 |  |  | 0.96 | Solar Inverter |  | Inside
REIPNR-05046 | PV POWERED | PVP100KW-208 | 100000 | 2 |  |  | 0.96 | Solar Inverter |  | INDOOR
REIPNR-05047 | PV POWERED | PVP100KW-208 | 100000 | 1 |  |  | 0.96 | Solar Inverter |  | OUTDOOR
REIPNR-05048 | SAT CON | POWERGATE 225 | 250000 | 2 |  |  | 0.96 | Solar Inverter |  | OUTDOOR
REIPNR-05069 | SATCON TECHNOLOGY | PVS-500 (480 V) | 500000 | 1 |  |  | 0.96 | Solar Inverter |  | OUTDOOR
REIPNR-05098 | SATCON TECHNOLOGY | PVS-75 (208 V) | 75000 | 1 |  |  | 0.96 | Solar Inverter |  | Outside
REIPNR-05099 | SMA AMERICA | SB7000US (208V) | 7000 | 7 |  |  | 0.96 | Solar Inverter |  | Outside
REIPNR-05101 | SATCON TECHNOLOGY | PVS-50 (208 V) | 50000 | 1 |  |  | 0.96 | Solar Inverter |  | Outside
REIPNR-05108 | SATCON TECHNOLOGY | PVS-100 (208 V) | 100000 | 1 |  |  | 0.96 | Solar Inverter |  | Outside
REIPNR-05108 | SATCON TECHNOLOGY | PVS-75 (208 V) | 75000 | 1 |  |  | 0.96 | Solar Inverter |  | Outside
REIPNR-05109 | SATCON TECHNOLOGY | PVS-500 (480 V) | 500 | 4 |  |  | 0.96 | Solar Inverter |  | OUTDOOR
REIPNR-05154 | SATCON TECHNOLOGY | AE-135-60-PV-D | 135000 | 3 |  |  | 0.96 | Solar Inverter |  | Inside
REIPNR-05277 | SOLECTRIA RENEWABLES | PVI95KW-208 | 95000 | 8 |  |  | 0.96 | Solar Inverter |  | OUTDOOR
REIPNR-05278 | SOLECTRIA RENEWABLES | PVI95KW-208 | 95000 | 5 |  |  | 0.96 | Solar Inverter |  | OUTDOOR
REIPNR-05279 | SOLECTRIA RENEWABLES | PVI95KW-208 | 95000 | 3 |  |  | 0.96 | Solar Inverter |  | Outside
REIPNR-05281 | SATCON TECHNOLOGY | PVS-250 (208 V) | 250000 | 2 |  |  | 0.96 | Solar Inverter |  | Outside
REIPNR-05284 | SATCON TECHNOLOGY | PVS-135 (208 V) | 135000 | 1 |  |  | 0.96 | Solar Inverter |  | OUTDOOR
REIPNR-05286 | SATCON TECHNOLOGY | PVS-375 (480 V) | 375000 | 1 |  |  | 0.96 | Solar Inverter |  | OUTDOOR
REIPNR-05286 | SATCON TECHNOLOGY | PVS-500 (480 V) | 500000 | 1 |  |  | 0.96 | Solar Inverter |  | OUTDOOR
REIPNR-05396 | SMA AMERICA | SB3000US (208V) | 3000 | 1 |  |  | 0.96 | Solar Inverter |  | Outside
REIPNR-05490 | SATCON TECHNOLOGY | PVS-135 (240 V) | 135000 | 1 |  |  | 0.96 | Solar Inverter |  | OUTDOOR
REIPNR-05491 | SATCON TECHNOLOGY | PVS-50 (208 V) | 50000 | 1 |  |  | 0.96 | Solar Inverter |  | INDOOR
REIPNR-05495 | PV POWERED | PVP100KW-208 | 100000 | 1 |  |  | 0.96 | Solar Inverter |  | Inside
REIPNR-05497 | PV POWERED | PVP100KW-208 | 100000 | 1 |  |  | 0.96 | Solar Inverter |  | Outside
REIPNR-05497 | PV POWERED | PVP75KW-208 | 75000 | 1 |  |  | 0.96 | Solar Inverter |  | Outside
REIPNR-05499 | SOLECTRIA RENEWABLES | PVI95KW-208 | 95000 | 2 |  |  | 0.96 | Solar Inverter |  | Inside
REIPNR-05500 | SMA AMERICA | SB5000US (208V) | 5000 | 9 |  |  | 0.96 | Solar Inverter |  | Inside
REIPNR-05501 | PV POWERED | PVP2800 | 260000 | 3 |  |  | 0.96 | Solar Inverter |  | Outside
REIPNR-05502 | PV POWERED | PVP30KW-208 | 30000 | 1 |  |  | 0.96 | Solar Inverter |  | Outside
REIPNR-05503 | SATCON TECHNOLOGY | PVS-135 (208 V) | 135 | 1 |  |  | 0.96 | Solar Inverter |  | OUTDOOR
REIPNR-05504 | XANTREX TECHNOLOGY | GT250-480 | 250000 | 1 |  |  | 0.96 | Solar Inverter |  | OUTDOOR
REIPNR-05505 | XANTREX TECHNOLOGY | GT250-480 | 250000 | 1 |  |  | 0.96 | Solar Inverter |  | Outside
REIPNR-05506 | SATCON TECHNOLOGY | PVS-100 (208 V) | 100000 | 1 |  |  | 0.96 | Solar Inverter |  | Outside
REIPNR-05507 | SATCON TECHNOLOGY | PVS-135 (208 V) | 135000 | 1 |  |  | 0.96 | Solar Inverter |  | Inside
REIPNR-05508 | SATCON TECHNOLOGY | AE-100-60-PV-A | 100000 | 1 |  |  | 0.96 | Solar Inverter |  | INDOOR
REIPNR-05509 | PV POWERED | PVP75KW-208 | 75000 | 1 |  |  | 0.96 | Solar Inverter |  | Outside
REIPNR-05509 | PV POWERED | PVP75KW-208 | 75000 | 1 |  |  | 0.96 | Solar Inverter |  | Outside
REIPNR-05510 | PV POWERED | PVP100KW-208 | 100000 | 2 |  |  | 0.96 | Solar Inverter |  | Outside
REIPNR-05511 | XANTREX TECHNOLOGY | GT250-480 | 250000 | 1 |  |  | 0.96 | Solar Inverter |  | OUTDOOR
REIPNR-05512 | PV POWERED | PVP75KW-208 | 75000 | 2 |  |  | 0.96 | Solar Inverter |  | Outside
REIPNR-05513 | PV POWERED | PVP75KW-208 | 75000 | 2 |  |  | 0.96 | Solar Inverter |  | Outside
REIPNR-05587 | SATCON TECHNOLOGY | PVS-135 (208 V) | 135 | 1 |  |  | 0.96 | Solar Inverter |  | OUTDOOR
REIPNR-05588 | SATCON TECHNOLOGY | PVS-100 (208 V) | 100000 | 1 |  |  | 0.96 | Solar Inverter |  | Outside
REIPNR-05589 | SATCON TECHNOLOGY | AE-50-60-PV-A | 50000 | 1 |  |  | 0.96 | Solar Inverter |  | Outside
REIPNR-05590 | SATCON TECHNOLOGY | PVS-135 (240 V) | 135000 | 1 |  |  | 0.96 | Solar Inverter |  | Outside
REIPNR-05591 | XANTREX TECHNOLOGY | PV225S-480-P | 225000 | 1 |  |  | 0.96 | Solar Inverter |  | Outside
REIPNR-05591 | XANTREX TECHNOLOGY | PV225S-480-P | 225000 | 1 |  |  | 0.96 | Solar Inverter |  | Outside
REIPNR-05595 | PV POWERED | PVP100KW-480 | 100000 | 1 |  |  | 0.96 | Solar Inverter |  | Outside
REIPNR-05595 | PV POWERED | PVP30KW-480 | 30000 | 4 |  |  | 0.96 | Solar Inverter |  | OUTDOOR
REIPNR-05595 | PV POWERED | PVP75KW-480 | 75000 | 1 |  |  | 0.96 | Solar Inverter |  | Outside
REIPNR-05596 | PV POWERED | PVP2500 | 260000 | 1 |  |  | 0.96 | Solar Inverter |  | Outside
REIPNR-05693 | SMA AMERICA | SB5000US (208V) | 5000 | 1 |  |  | 0.96 | Solar Inverter |  | Outside
REIPNR-05693 | SMA AMERICA | SB5000US (208V) | 5000 | 1 |  |  | 0.96 | Solar Inverter |  | Outside
REIPNR-05693 | SMA AMERICA | SB6000U (208V) | 6000 | 1 |  |  | 0.96 | Solar Inverter |  | Outside
REIPNR-05693 | SMA AMERICA | SB6000U (208V) | 6000 | 1 |  |  | 0.96 | Solar Inverter |  | Outside
REIPNR-05693 | SMA AMERICA | SB6000U (208V) | 6000 | 1 |  |  | 0.96 | Solar Inverter |  | Outside
REIPNR-05693 | SMA AMERICA | SB6000U (208V) | 6000 | 1 |  |  | 0.96 | Solar Inverter |  | Outside
REIPNR-05693 | SMA AMERICA | SB6000U (208V) | 6000 | 1 |  |  | 0.96 | Solar Inverter |  | Outside
REIPNR-05693 | SMA AMERICA | SB6000U (208V) | 6000 | 1 |  |  | 0.96 | Solar Inverter |  | Outside
REIPNR-05695 | SATCON TECHNOLOGY | AE-135-60-PV-A | 135000 | 1 |  |  | 0.96 | Solar Inverter |  | OUTDOOR
REIPNR-05696 | SATCON TECHNOLOGY | AE-135-60-PV-A | 135000 | 1 |  |  | 0.96 | Solar Inverter |  | OUTDOOR
REIPNR-05698 | FRONIUS USA |  | 12000 | 1 |  |  | 0.96 | Solar Inverter |  | OUTDOOR
REIPNR-05698 | SATCON TECHNOLOGY | PVS-135 (208 V) | 135000 | 1 |  |  | 0.96 | Solar Inverter |  | OUTDOOR
REIPNR-05704 | SMA AMERICA | SB5000US (208V) | 5000 | 3 |  |  | 0.96 | Solar Inverter |  | OUTDOOR
REIPNR-05705 | PV POWERED | PVP100KW-208 | 100000 | 1 |  |  | 0.96 | Solar Inverter |  | Outside
REIPNR-05709 | SATCON TECHNOLOGY | PVS-100 (480 V) | 75000 | 1 |  |  | 0.96 | Solar Inverter |  | INDOOR
REIPNR-05709 | SATCON TECHNOLOGY | PVS-100 (480 V) | 100000 | 1 |  |  | 0.96 | Solar Inverter |  | INDOOR
REIPNR-05837 | PV POWERED | PVP100KW-208 | 100000 | 1 |  |  | 0.96 | Solar Inverter |  | OUTDOOR
REIPNR-05839 | SMA AMERICA | SB6000U (208V) | 6000 | 24 |  |  | 0.96 | Solar Inverter |  | Outside
REIPNR-05841 | PV POWERED | PVP75KW-208 | 75000 | 1 |  |  | 0.96 | Solar Inverter |  | Outside
REIPNR-05841 | SMA AMERICA | SB7000US (208V) | 7000 | 8 |  |  | 0.96 | Solar Inverter |  | OUTDOOR
REIPNR-05846 | SATCON TECHNOLOGY | AE-75-60-PV-A | 75000 | 1 |  |  | 0.96 | Solar Inverter |  | OUTDOOR
REIPNR-05853 | PV POWERED | PVP100KW-208 | 100000 | 1 |  |  | 0.96 | Solar Inverter |  | Outside
REIPNR-05856 | XANTREX TECHNOLOGY | GT250-480 | 250000 | 1 |  |  | 0.96 | Solar Inverter |  | OUTDOOR
REIPNR-05860 | ADVANCED ENERGY INDUSTRIES | 3159000-104 | 333000 | 1 |  |  | 0.96 | Solar Inverter |  | Outside
REIPNR-05870 | PV POWERED | PVP100KW-208 | 100000 | 1 |  |  | 0.96 | Solar Inverter |  | OUTDOOR
REIPNR-05873 | SATCON TECHNOLOGY | PVS-50 (208 V) | 50000 | 2 |  |  | 0.96 | Solar Inverter |  | INDOOR
REIPNR-05888 | ADVANCED ENERGY INDUSTRIES | 3159000-110 | 333000 | 1 |  |  | 0.96 | Solar Inverter |  | Outside
REIPNR-05889 | SATCON TECHNOLOGY | AE-135-60-PV-A | 135000 | 2 |  |  | 0.96 | Solar Inverter |  | OUTDOOR
REIPNR-05892 | PV POWERED | PVP100KW-208 | 100000 | 1 |  |  | 0.96 | Solar Inverter |  | OUTDOOR
REIPNR-05895 | SATCON TECHNOLOGY | PVS-375 (480 V) | 375000 | 1 |  |  | 0.96 | Solar Inverter |  | Outside
REIPNR-05897 | SATCON TECHNOLOGY | PVS-135 (208 V) | 135000 | 1 |  |  | 0.96 | Solar Inverter |  | Outside
REIPNR-05897 | SATCON TECHNOLOGY | PVS-135 (240 V) | 135000 | 1 |  |  | 0.96 | Solar Inverter |  | Outside
REIPNR-05991 | SATCON TECHNOLOGY | PVS-250 (240 V) | 250000 | 1 |  |  | 0.96 | Solar Inverter |  | Inside
REIPNR-05992 | SOLECTRIA RENEWABLES | PVI95KW-208 | 95000 | 1 |  |  | 0.96 | Solar Inverter |  | INDOOR
REIPNR-05992 | SOLECTRIA RENEWABLES | PVI95KW-480 | 95000 | 1 |  |  | 0.96 | Solar Inverter |  | INDOOR
REIPNR-05994 | SOLECTRIA RENEWABLES | PVI82KW-480 | 82000 | 1 |  |  | 0.96 | Solar Inverter |  | OUTDOOR
REIPNR-05994 | SOLECTRIA RENEWABLES | PVI95KW-480 | 95000 | 1 |  |  | 0.96 | Solar Inverter |  | OUTDOOR
REIPNR-06000 | PV POWERED | PVP75KW-208 | 75000 | 2 |  |  | 0.96 | Solar Inverter |  | Outside
REIPNR-06001 | PV POWERED | PVP75KW-208 | 75000 | 2 |  |  | 0.96 | Solar Inverter |  | Outside
REIPNR-06003 | PV POWERED | PVP100KW-208 | 100000 | 1 |  |  | 0.96 | Solar Inverter |  | OUTDOOR
REIPNR-06003 | PV POWERED | PVP30KW-208 | 30000 | 1 |  |  | 0.96 | Solar Inverter |  | OUTDOOR
REIPNR-06012 | SOLECTRIA RENEWABLES | PVI60KW-208 | 60000 | 1 |  |  | 0.96 | Solar Inverter |  | Inside
REIPNR-06012 | SOLECTRIA RENEWABLES | PVI82KW-208 | 82000 | 1 |  |  | 0.96 | Solar Inverter |  | Inside
REIPNR-06014 | SOLECTRIA RENEWABLES | PVI82KW-480 | 82000 | 1 |  |  | 0.96 | Solar Inverter |  | OUTDOOR
REIPNR-06014 | SOLECTRIA RENEWABLES | PVI95KW-480 | 95000 | 1 |  |  | 0.96 | Solar Inverter |  | OUTDOOR
REIPNR-06015 | SATCON TECHNOLOGY | PVS-500 (480 V) | 500000 | 3 |  |  | 0.96 | Solar Inverter |  | Outside
REIPNR-06114 | SUNPOWER CORP (ORIGINAL MFRSMA) | SPR-3000M (208V) | 3000 | 1 |  |  | 0.96 | Solar Inverter |  | INDOOR
REIPNR-06117 | PV POWERED | PVP100KW-208 | 100000 | 1 |  |  | 0.96 | Solar Inverter |  | OUTDOOR
REIPNR-06117 | PV POWERED | PVP100KW-208 | 260000 | 1 |  |  | 0.96 | Solar Inverter |  | OUTDOOR
REIPNR-06123 | SATCON TECHNOLOGY | AE-135-60-PV-A | 135000 | 1 |  |  | 0.96 | Solar Inverter |  | OUTDOOR
REIPNR-06179 | SATCON TECHNOLOGY | AE-135-60-PV-A | 135000 | 1 |  |  | 0.96 | Solar Inverter |  | OUTDOOR
REIPNR-06179 | SATCON TECHNOLOGY | PVS-100 (208 V) | 100000 | 1 |  |  | 0.96 | Solar Inverter |  | OUTDOOR
REIPNR-06344 | PV POWERED | PVP75KW-480 | 75000 | 1 |  |  | 0.96 | Solar Inverter |  | Outside
REIPNR-06345 | PV POWERED | PVP100KW-208 | 100000 | 1 |  |  | 0.96 | Solar Inverter |  | OUTDOOR
REIPNR-06346 | PV POWERED | PVP75KW-208 | 75000 | 1 |  |  | 0.96 | Solar Inverter |  | Outside
REIPNR-06348 | PV POWERED | PVP100KW-480 | 100000 | 2 |  |  | 0.96 | Solar Inverter |  | Outside
REIPNR-06348 | PV POWERED | PVP30KW-208 | 260000 | 1 |  |  | 0.96 | Solar Inverter |  | Outside
REIPNR-06348 | PV POWERED | PVP4600 | 4600 | 3 |  |  | 0.96 | Solar Inverter |  | Outside
REIPNR-06350 | PV POWERED | PVP2500 | 260000 | 6 |  |  | 0.96 | Solar Inverter |  | Outside
REIPNR-06350 | PV POWERED | PVP75KW-480 | 75000 | 2 |  |  | 0.96 | Solar Inverter |  | Outside
REIPNR-06351 | PV POWERED | PVP30KW-LV-480 | 30000 | 5 |  |  | 0.96 | Solar Inverter |  | Outside
REIPNR-06351 | XANTREX TECHNOLOGY | GT2.8-NA-240/208 (208V) | 2800 | 4 |  |  | 0.96 | Solar Inverter |  | Outside
REIPNR-06352 | PV POWERED | PVP100KW-480 | 260000 | 1 |  |  | 0.96 | Solar Inverter |  | Inside
REIPNR-06468 | SATCON TECHNOLOGY | AE-100-60-PV-A | 100000 | 1 |  |  | 0.96 | Solar Inverter |  | INDOOR
REIPNR-06529 | PV POWERED | PVP100KW-480 | 100000 | 1 |  |  | 0.96 | Solar Inverter |  | INDOOR
REIPNR-06529 | PV POWERED | PVP2500 | 260000 | 1 |  |  | 0.96 | Solar Inverter |  | INDOOR
REIPNR-06530 | PV POWERED | PVP75KW-480 | 75000 | 1 |  |  | 0.96 | Solar Inverter |  | Outside
REIPNR-06531 | PV POWERED | PVP100KW-480 | 100000 | 1 |  |  | 0.96 | Solar Inverter |  | INDOOR
REIPNR-06531 | PV POWERED | PVP30KW-LV-480 | 30000 | 1 |  |  | 0.96 | Solar Inverter |  | INDOOR
REIPNR-06532 | PV POWERED | PVP100KW-480 | 100000 | 2 |  |  | 0.96 | Solar Inverter |  | Outside
REIPNR-06533 | PV POWERED | PVP100KW-480 | 100000 | 1 |  |  | 0.96 | Solar Inverter |  | Outside
REIPNR-06598 | SATCON TECHNOLOGY | PVS-135 (208 V) | 135000 | 1 |  |  | 0.96 | Solar Inverter |  | OUTDOOR
REIPNR-06598 | SATCON TECHNOLOGY | PVS-30 (480 V) | 30 | 1 |  |  | 0.96 | Solar Inverter |  | OUTDOOR
REIPNR-06598 | SATCON TECHNOLOGY | PVS-50 (480 V) | 50000 | 1 |  |  | 0.96 | Solar Inverter |  | OUTDOOR
REIPNR-06603 | PV POWERED | PVP100KW-208 | 260000 | 1 |  |  | 0.96 | Solar Inverter |  | OUTDOOR
REIPNR-06604 | PV POWERED | PVP100KW-208 | 100000 | 1 |  |  | 0.96 | Solar Inverter |  | OUTDOOR
REIPNR-06604 | PV POWERED | PVP30KW-208 | 50000 | 1 |  |  | 0.96 | Solar Inverter |  | OUTDOOR
REIPNR-06605 | PV POWERED | PVP100KW-480 | 100000 | 1 |  |  | 0.96 | Solar Inverter |  | OUTDOOR
REIPNR-06607 | SOLECTRIA RENEWABLES | SOLRENVIEW 1PH REV | 333000 | 1 |  |  | 0.96 | Solar Inverter |  | OUTDOOR
REIPNR-06608 | PV POWERED | PVP30KW-LV-480 | 50000 | 1 |  |  | 0.96 | Solar Inverter |  | OUTDOOR
REIPNR-06610 | PV POWERED | PVP100KW-208 | 100000 | 1 |  |  | 0.96 | Solar Inverter |  | OUTDOOR
REIPNR-06614 | PV POWERED | PVP75KW-208 | 100000 | 1 |  |  | 0.96 | Solar Inverter |  | OUTDOOR
REIPNR-06616 | PV POWERED | PVP3000 | 30000 | 1 |  |  | 0.96 | Solar Inverter |  | Outside
REIPNR-06616 | PV POWERED | PVP5200 | 50000 | 1 |  |  | 0.96 | Solar Inverter |  | OUTDOOR
REIPNR-06617 | PV POWERED | PVP100KW-208 | 100000 | 1 |  |  | 0.96 | Solar Inverter |  | OUTDOOR
REIPNR-06617 | PV POWERED | PVP5200 | 50000 | 1 |  |  | 0.96 | Solar Inverter |  | OUTDOOR
REIPNR-06617 | PV POWERED | PVP75KW-208 | 75000 | 1 |  |  | 0.96 | Solar Inverter |  | OUTDOOR
REIPNR-06618 | PV POWERED | PVP75KW-208 | 75000 | 1 |  |  | 0.96 | Solar Inverter |  | OUTDOOR
REIPNR-06624 | ADVANCED ENERGY INDUSTRIES | 3159000-110 | 333000 | 1 |  |  | 0.96 | Solar Inverter |  | OUTDOOR
REIPNR-06625 | PV POWERED | PVP30KW-208 | 260000 | 1 |  |  | 0.96 | Solar Inverter |  | Inside
REIPNR-06626 | PV POWERED | PVP100KW-208 | 100000 | 1 |  |  | 0.96 | Solar Inverter |  | OUTDOOR
REIPNR-06626 | PV POWERED | PVP75KW-208 | 75000 | 1 |  |  | 0.96 | Solar Inverter |  | OUTDOOR
REIPNR-06628 | PV POWERED | PVP100KW-208 | 100000 | 1 |  |  | 0.96 | Solar Inverter |  | OUTDOOR
REIPNR-06735 | SATCON TECHNOLOGY | PVS-100 (208 V) | 100000 | 1 |  |  | 0.96 | Solar Inverter |  | Inside
REIPNR-06739 | PV POWERED | PVP100KW-208 | 100000 | 2 |  |  | 0.96 | Solar Inverter |  | OUTDOOR
REIPNR-06742 | PV POWERED | PVP2500 | 260000 | 2 |  |  | 0.96 | Solar Inverter |  | Inside
REIPNR-06892 | SUNPOWER CORP (ORIGINAL MFRSMA) | SPR-4000M (208V) | 4000 | 1 |  |  | 0.96 | Solar Inverter |  | Inside
REIPNR-06893 | SATCON TECHNOLOGY | PVS-250 (208 V) | 250000 | 1 |  |  | 0.96 | Solar Inverter |  | Outside
REIPNR-06979 | PV POWERED | PVP100KW-208 | 100000 | 3 |  |  | 0.96 | Solar Inverter |  | Outside
REIPNR-06982 | SMA AMERICA | SC250U (480V) | 500000 | 1 |  |  | 0.96 | Solar Inverter |  | OUTDOOR
REIPNR-07077 | SATCON TECHNOLOGY | PVS-100 (208 V) | 100000 | 1 |  |  | 0.96 | Solar Inverter |  | INDOOR
REIPNR-07077 | SATCON TECHNOLOGY | PVS-250 (208 V) | 250000 | 1 |  |  | 0.96 | Solar Inverter |  | INDOOR
REIPNR-07077 | SATCON TECHNOLOGY | PVS-500 (480 V) | 500000 | 1 |  |  | 0.96 | Solar Inverter |  | INDOOR
REIPNR-07337 | SATCON TECHNOLOGY | PVS-250 (208 V) | 250000 | 1 |  |  | 0.96 | Solar Inverter |  | Inside
REIPNR-07349 | PV POWERED | PVP100KW-208 | 100000 | 1 |  |  | 0.96 | Solar Inverter |  | INDOOR
REIPNR-07351 | PV POWERED | PVP4800 | 4800 | 1 |  |  | 0.96 | Solar Inverter |  | INDOOR
REIPNR-07354 | PV POWERED | PVP4800 | 4800 | 1 |  |  | 0.96 | Solar Inverter |  | INDOOR
REIPNR-07357 | PV POWERED | PVP4800 | 4800 | 1 |  |  | 0.96 | Solar Inverter |  | INDOOR
REIPNR-07359 | PV POWERED | PVP100KW-208 | 10000 | 2 |  |  | 0.96 | Solar Inverter |  | OUTDOOR
REIPNR-07359 | PV POWERED | PVP2500 | 260000 | 4 |  |  | 0.96 | Solar Inverter |  | OUTDOOR
REIPNR-07359 | PV POWERED | PVP75KW-208 | 75000 | 1 |  |  | 0.96 | Solar Inverter |  | OUTDOOR
REIPNR-07360 | PV POWERED | PVP4800 | 4800 | 1 |  |  | 0.96 | Solar Inverter |  | INDOOR
REIPNR-07361 | PV POWERED | PVP4800 | 4800 | 2 |  |  | 0.96 | Solar Inverter |  | INDOOR
REIPNR-07377 | SMA AMERICA | SB7000US (277V) | 8000 | 6 |  |  | 0.96 | Solar Inverter |  | Outside
REIPNR-07435 | PV POWERED | PVP100KW-208 | 100000 | 1 |  |  | 0.96 | Solar Inverter |  | OUTDOOR
REIPNR-07437 | SMA AMERICA | SB5000US (208V) | 5000 | 13 |  |  | 0.96 | Solar Inverter |  | OUTDOOR
REIPNR-07456 | SATCON TECHNOLOGY | PVS-500 (480 V) | 500000 | 2 |  |  | 0.96 | Solar Inverter |  | Inside
REIPNR-07501 | PV POWERED | PVP4800 | 4800 | 1 |  |  | 0.96 | Solar Inverter |  | INDOOR
REIPNR-07503 | PV POWERED | PVP4800 | 4800 | 1 |  |  | 0.96 | Solar Inverter |  | OUTDOOR
REIPNR-07506 | PV POWERED | PVP4800 | 4800 | 2 |  |  | 0.96 | Solar Inverter |  | INDOOR
REIPNR-07511 | PV POWERED |  | 75000 | 1 |  |  | 0.96 | Solar Inverter |  | INDOOR
REIPNR-07521 | PV POWERED | PVP100KW-208 | 100000 | 1 |  |  | 0.96 | Solar Inverter |  | OUTDOOR
REIPNR-07521 | PV POWERED | PVP4600 | 4600 | 2 |  |  | 0.96 | Solar Inverter |  | OUTDOOR
REIPNR-07529 | SATCON TECHNOLOGY | AE-100-60-PV-A | 100000 | 2 |  |  | 0.96 | Solar Inverter |  | OUTDOOR
REIPNR-07536 | PV POWERED | PVP100KW-208 | 100000 | 1 |  |  | 0.96 | Solar Inverter |  | INDOOR
REIPNR-07627 | SMA AMERICA | SB4000US (208V) | 4000 | 1 |  |  | 0.96 | Solar Inverter |  | OUTDOOR
REIPNR-07633 | SMA AMERICA | SB4000US (208V) | 4000 | 1 |  |  | 0.96 | Solar Inverter |  | INDOOR
REIPNR-07633 | SMA AMERICA | SB5000US (208V) | 5000 | 1 |  |  | 0.96 | Solar Inverter |  | INDOOR
REIPNR-07636 | SMA AMERICA | SB3000US (208V) | 3000 | 1 |  |  | 0.96 | Solar Inverter |  | OUTDOOR
REIPNR-07636 | SMA AMERICA | SB5000US (208V) | 5000 | 1 |  |  | 0.96 | Solar Inverter |  | OUTDOOR
REIPNR-07649 | SMA AMERICA | SB3000US (208V) | 3000 | 2 |  |  | 0.96 | Solar Inverter |  | INDOOR
REIPNR-07652 | SMA AMERICA | SB5000US (208V) | 5000 | 1 |  |  | 0.96 | Solar Inverter |  | INDOOR
REIPNR-07653 | PV POWERED | PVP4800 | 4800 | 1 |  |  | 0.96 | Solar Inverter |  | INDOOR
REIPNR-07657 | PV POWERED | PVP4800 | 4800 | 1 |  |  | 0.96 | Solar Inverter |  | OUTDOOR
REIPNR-07662 | SMA AMERICA | SB5000US | 5000 | 6 |  |  | 0.96 | Solar Inverter |  | OUTDOOR
REIPNR-07666 | XANTREX TECHNOLOGY | PV30-208 | 30000 | 1 |  |  | 0.96 | Solar Inverter |  | OUTDOOR
REIPNR-07668 | PV POWERED | PVP4800 | 4800 | 1 |  |  | 0.96 | Solar Inverter |  | OUTDOOR
REIPNR-07794 | SUNPOWER CORP (ORIGINAL MFRSMA) | SPR-3000M (208V) | 3000 | 1 |  |  | 0.96 | Solar Inverter |  | OUTDOOR
REIPNR-07796 | PV POWERED | PVP4800 | 4800 | 1 |  |  | 0.96 | Solar Inverter |  | OUTDOOR
REIPNR-07806 | SMA AMERICA | SWR2500U (208V) | 250000 | 1 |  |  | 0.96 | Solar Inverter |  | OUTDOOR
REIPNR-07815 | SATCON TECHNOLOGY | AE-100-60-PV-A | 110000 | 2 |  |  | 0.96 | Solar Inverter |  | OUTDOOR
REIPNR-07819 | SMA AMERICA | SB5000US (208V) | 5000 | 3 |  |  | 0.96 | Solar Inverter |  | OUTDOOR
REIPNR-07820 | SMA AMERICA | SB5000US (277V) | 5000 | 2 |  |  | 0.96 | Solar Inverter |  | OUTDOOR
REIPNR-07821 | PV POWERED | PVP100KW-480 | 100000 | 1 |  |  | 0.96 | Solar Inverter |  | INDOOR
REIPNR-07822 | SMA AMERICA | SB5000US (208V) | 5000 | 2 |  |  | 0.96 | Solar Inverter |  | OUTDOOR
REIPNR-07823 | SMA AMERICA | SB5000US (240V) | 5000 | 2 |  |  | 0.96 | Solar Inverter |  | OUTDOOR
REIPNR-07824 | SMA AMERICA | SB3000US (208V) | 3000 | 1 |  |  | 0.96 | Solar Inverter |  | OUTDOOR
REIPNR-07824 | SMA AMERICA | SB6000U (208V) | 6000 | 1 |  |  | 0.96 | Solar Inverter |  | OUTDOOR
REIPNR-07824 | SMA AMERICA | SB7000US (277V) | 7000 | 6 |  |  | 0.96 | Solar Inverter |  | OUTDOOR
REIPNR-07826 | PV POWERED | PVP4800 | 4800 | 1 |  |  | 0.96 | Solar Inverter |  | INDOOR
REIPNR-07835 | SMA AMERICA | SB4000US (208V) | 4000 | 1 |  |  | 0.96 | Solar Inverter |  | INDOOR
REIPNR-07835 | SMA AMERICA | SB5000US (208V) | 5000 | 1 |  |  | 0.96 | Solar Inverter |  | INDOOR
REIPNR-07836 | PV POWERED | PVP4800 | 4800 | 1 |  |  | 0.96 | Solar Inverter |  | INDOOR
REIPNR-07838 | SMA AMERICA | SB5000US | 5000 | 1 |  |  | 0.96 | Solar Inverter |  | INDOOR
REIPNR-07907 | SMA AMERICA | SB3000US (208V) | 3000 | 1 |  |  | 0.96 | Solar Inverter |  | INDOOR
REIPNR-07907 | SMA AMERICA | SB5000US | 5000 | 1 |  |  | 0.96 | Solar Inverter |  | INDOOR
REIPNR-07912 | SMA AMERICA | SB3000US (208V) | 3000 | 1 |  |  | 0.96 | Solar Inverter |  | INDOOR
REIPNR-07912 | SMA AMERICA | SB4000US (208V) | 4000 | 1 |  |  | 0.96 | Solar Inverter |  | INDOOR
REIPNR-07913 | SMA AMERICA | SB7000US (240V) | 7000 | 1 |  |  | 0.96 | Solar Inverter |  | OUTDOOR
REIPNR-07918 | PV POWERED | PVP4800 | 4800 | 1 |  |  | 0.96 | Solar Inverter |  | INDOOR
REIPNR-07919 | PV POWERED | PVP4800 | 4800 | 1 |  |  | 0.96 | Solar Inverter |  | OUTDOOR
REIPNR-07922 | PV POWERED | PVP4800 | 4800 | 1 |  |  | 0.96 | Solar Inverter |  | INDOOR
REIPNR-07924 | PV POWERED | PVP4800 | 4800 | 2 |  |  | 0.96 | Solar Inverter |  | OUTDOOR
REIPNR-07926 | PV POWERED | PVP4800 | 4800 | 1 |  |  | 0.96 | Solar Inverter |  | INDOOR
REIPNR-07927 | SUNPOWER CORP (ORIGINAL MFRSMA) | SPR-4000M (208V) | 4000 | 1 |  |  | 0.96 | Solar Inverter |  | INDOOR
REIPNR-07928 | PV POWERED | PVP4800 | 4800 | 2 |  |  | 0.96 | Solar Inverter |  | INDOOR
REIPNR-07929 | PV POWERED | PVP4800 | 4800 | 1 |  |  | 0.96 | Solar Inverter |  | OUTDOOR
REIPNR-07933 | PV POWERED | PVP4800 | 4800 | 2 |  |  | 0.96 | Solar Inverter |  | INDOOR
REIPNR-07948 | SMA AMERICA | SB5000US | 5000 | 2 |  |  | 0.96 | Solar Inverter |  | INDOOR
REIPNR-07950 | PV POWERED | PVP4800 | 4800 | 1 |  |  | 0.96 | Solar Inverter |  | OUTDOOR
REIPNR-07951 | SMA AMERICA | SB4000US (208V) | 4000 | 1 |  |  | 0.96 | Solar Inverter |  | INDOOR
REIPNR-07952 | PV POWERED | PVP4800 | 4800 | 2 |  |  | 0.96 | Solar Inverter |  | INDOOR
REIPNR-07953 | FRONIUS USA | IG 5100 | 5100 | 1 |  |  | 0.96 | Solar Inverter |  | Inside
REIPNR-07956 | SATCON TECHNOLOGY | PVS-100 (208 V) | 100000 | 1 |  |  | 0.96 | Solar Inverter |  | Outside
REIPNR-07956 | SATCON TECHNOLOGY | PVS-75 (208 V) | 75000 | 1 |  |  | 0.96 | Solar Inverter |  | Outside
REIPNR-07957 | PV POWERED | PVP4800 | 4800 | 1 |  |  | 0.96 | Solar Inverter |  | OUTDOOR
REIPNR-07958 | ENPHASE ENERGY | M200-32-240-S02 | 190 | 22 |  |  | 0.96 | Solar Inverter |  | INDOOR
REIPNR-07959 | PV POWERED | PVP4800 | 4800 | 1 |  |  | 0.96 | Solar Inverter |  | OUTDOOR
REIPNR-07960 | SMA AMERICA | SB5000US | 5000 | 2 |  |  | 0.96 | Solar Inverter |  | INDOOR
REIPNR-07963 | SMA AMERICA | SB3000US (208V) | 3000 | 1 |  |  | 0.96 | Solar Inverter |  | INDOOR
REIPNR-07963 | SMA AMERICA | SB5000US (208V) | 5000 | 1 |  |  | 0.96 | Solar Inverter |  | INDOOR
REIPNR-07964 | PV POWERED | PVP4800 | 4800 | 1 |  |  | 0.96 | Solar Inverter |  | INDOOR
REIPNR-07965 | SATCON TECHNOLOGY | AE-135-60-PV-A | 135000 | 1 |  |  | 0.96 | Solar Inverter |  | INDOOR
REIPNR-07967 | ENPHASE ENERGY | M200-32-208-S01 | 210 | 14 |  |  | 0.96 | Solar Inverter |  | Outside
REIPNR-07968 | SMA AMERICA | SB5000US (208V) | 5000 | 2 |  |  | 0.96 | Solar Inverter |  | INDOOR
REIPNR-07969 | SMA AMERICA | SB5000US (208V) | 5000 | 3 |  |  | 0.96 | Solar Inverter |  | INDOOR
REIPNR-07972 | SMA AMERICA | SB4000US (208V) | 4000 | 1 |  |  | 0.96 | Solar Inverter |  | INDOOR
REIPNR-07977 | SOLECTRIA RENEWABLES | PVI 5300 (208V) | 5300 | 1 |  |  | 0.96 | Solar Inverter |  | INDOOR
REIPNR-07978 | SOLECTRIA RENEWABLES | PVI 3000 (208V) | 3000 | 1 |  |  | 0.96 | Solar Inverter |  | INDOOR
REIPNR-07978 | SOLECTRIA RENEWABLES | PVI 4000 (208V) | 4000 | 1 |  |  | 0.96 | Solar Inverter |  | INDOOR
REIPNR-07979 | SOLECTRIA RENEWABLES | PVI 3000 (208V) | 3000 | 2 |  |  | 0.96 | Solar Inverter |  | Inside
REIPNR-07979 | SOLECTRIA RENEWABLES | PVI 4000 (208V) | 4000 | 1 |  |  | 0.96 | Solar Inverter |  | INDOOR
REIPNR-07980 | SOLECTRIA RENEWABLES | PVI 4000 (208V) | 4000 | 2 |  |  | 0.96 | Solar Inverter |  | INDOOR
REIPNR-08053 | PV POWERED | PVP4800 | 4800 | 2 |  |  | 0.96 | Solar Inverter |  | INDOOR
REIPNR-08055 | SMA AMERICA | SB5000US | 5000 | 1 |  |  | 0.96 | Solar Inverter |  | OUTDOOR
REIPNR-08065 | XANTREX TECHNOLOGY | GT2.5-NA-DS-240 | 250000 | 3 |  |  | 0.96 | Solar Inverter |  | OUTDOOR
REIPNR-08066 | PV POWERED | PVP4800 | 4800 | 1 |  |  | 0.96 | Solar Inverter |  | INDOOR
REIPNR-08069 | SMA AMERICA | SB5000US (208V) | 5000 | 2 |  |  | 0.96 | Solar Inverter |  | Inside
REIPNR-08077 | PV POWERED | PVP4800 | 4800 | 1 |  |  | 0.96 | Solar Inverter |  | INDOOR
REIPNR-08085 | SATCON TECHNOLOGY | PVS-100 (480 V) | 100000 | 1 |  |  | 0.96 | Solar Inverter |  | OUTDOOR
REIPNR-08085 | SATCON TECHNOLOGY | PVS-500 (480 V) | 500000 | 1 |  |  | 0.96 | Solar Inverter |  | OUTDOOR
REIPNR-08085 | SATCON TECHNOLOGY | PVS-500 (480 V) | 500000 | 1 |  |  | 0.96 | Solar Inverter |  | Outside
REIPNR-08085 | SATCON TECHNOLOGY | PVS-500 (480 V) | 500000 | 1 |  |  | 0.96 | Solar Inverter |  | Outside
REIPNR-08085 | SATCON TECHNOLOGY | PVS-500 (480 V) | 500000 | 1 |  |  | 0.96 | Solar Inverter |  | Outside
REIPNR-08089 | SUNPOWER CORP (ORIGINAL MFRSMA) | SPR-4000M (208V) | 4000 | 1 |  |  | 0.96 | Solar Inverter |  | INDOOR
REIPNR-08094 | PV POWERED | PVP4800 | 4800 | 1 |  |  | 0.96 | Solar Inverter |  | INDOOR
REIPNR-08097 | PV POWERED | PVP4800 | 4800 | 2 |  |  | 0.96 | Solar Inverter |  | INDOOR
REIPNR-08100 | PV POWERED | PVP4800 | 4800 | 2 |  |  | 0.96 | Solar Inverter |  | INDOOR
REIPNR-08101 | PV POWERED | PVP4800 | 4800 | 2 |  |  | 0.96 | Solar Inverter |  | OUTDOOR
REIPNR-08102 | PV POWERED | PVP4800 | 4800 | 2 |  |  | 0.96 | Solar Inverter |  | OUTDOOR
REIPNR-08105 | PV POWERED | PVP4800 | 4800 | 1 |  |  | 0.96 | Solar Inverter |  | INDOOR
REIPNR-08108 | SMA AMERICA | SB4000US (208V) | 4000 | 1 |  |  | 0.96 | Solar Inverter |  | INDOOR
REIPNR-08110 | PV POWERED | PVP4800 | 4800 | 2 |  |  | 0.96 | Solar Inverter |  | INDOOR
REIPNR-08115 | SMA AMERICA | SB5000US (208V) | 5000 | 1 |  |  | 0.96 | Solar Inverter |  | INDOOR
REIPNR-08118 | PV POWERED | PVP2000 | 2000 | 1 |  |  | 0.96 | Solar Inverter |  | Outside
REIPNR-08118 | PV POWERED | PVP3500 | 3500 | 1 |  |  | 0.96 | Solar Inverter |  | Outside
REIPNR-08119 | PV POWERED | PVP2000 | 2000 | 1 |  |  | 0.96 | Solar Inverter |  | INDOOR
REIPNR-08119 | PV POWERED | PVP3500 | 3500 | 1 |  |  | 0.96 | Solar Inverter |  | INDOOR
REIPNR-08120 | PV POWERED | PVP4800 | 4800 | 1 |  |  | 0.96 | Solar Inverter |  | INDOOR
REIPNR-08121 | PV POWERED | PVP2000 | 2000 | 1 |  |  | 0.96 | Solar Inverter |  | INDOOR
REIPNR-08121 | PV POWERED | PVP3500 | 3500 | 1 |  |  | 0.96 | Solar Inverter |  | INDOOR
REIPNR-08122 | PV POWERED | PVP4800 | 4800 | 1 |  |  | 0.96 | Solar Inverter |  | INDOOR
REIPNR-08123 | PV POWERED | PVP4800 | 4800 | 1 |  |  | 0.96 | Solar Inverter |  | INDOOR
REIPNR-08124 | PV POWERED | PVP3000 | 3000 | 1 |  |  | 0.96 | Solar Inverter |  | INDOOR
REIPNR-08125 | PV POWERED | PVP2500 | 2500 | 1 |  |  | 0.96 | Solar Inverter |  | INDOOR
REIPNR-08125 | PV POWERED | PVP3500 | 3500 | 1 |  |  | 0.96 | Solar Inverter |  | Outside
REIPNR-08126 | PV POWERED | PVP2000 | 2000 | 1 |  |  | 0.96 | Solar Inverter |  | INDOOR
REIPNR-08126 | PV POWERED | PVP2500 | 2500 | 1 |  |  | 0.96 | Solar Inverter |  | INDOOR
REIPNR-08126 | PV POWERED | PVP5200 | 5200 | 1 |  |  | 0.96 | Solar Inverter |  | INDOOR
REIPNR-08127 | PV POWERED | PVP2000 | 2000 | 1 |  |  | 0.96 | Solar Inverter |  | Outside
REIPNR-08127 | PV POWERED | PVP3500 | 3500 | 1 |  |  | 0.96 | Solar Inverter |  | Outside
REIPNR-08129 | FRONIUS USA |  | 5000 | 1 |  |  | 0.96 | Solar Inverter |  | OUTDOOR
REIPNR-08129 | FRONIUS USA |  | 7500 | 1 |  |  | 0.96 | Solar Inverter |  | OUTDOOR
REIPNR-08130 | FRONIUS USA |  | 10000 | 4 |  |  | 0.96 | Solar Inverter |  | OUTDOOR
REIPNR-08135 | SMA AMERICA | SB3000US (208V) | 3000 | 1 |  |  | 0.96 | Solar Inverter |  | INDOOR
REIPNR-08136 | SUNPOWER CORP (ORIGINAL MFRSMA) | SPR-3000M (208V) | 3000 | 1 |  |  | 0.96 | Solar Inverter |  | INDOOR
REIPNR-08136 | SUNPOWER CORP (ORIGINAL MFRSMA) | SPR-4000M (208V) | 4000 | 1 |  |  | 0.96 | Solar Inverter |  | INDOOR
REIPNR-08137 | SCHUCO USA | SB6000U (208V) | 6000 | 1 |  |  | 0.96 | Solar Inverter |  | INDOOR
REIPNR-08138 | SUNPOWER CORP (ORIGINAL MFRSMA) | SPR-3000M (208V) | 3000 | 1 |  |  | 0.96 | Solar Inverter |  | INDOOR
REIPNR-08139 | SCHUCO USA | SB4000US (240V) | 4000 | 1 |  |  | 0.96 | Solar Inverter |  | INDOOR
REIPNR-08144 | SMA AMERICA | SB3000US (208V) | 3000 | 1 |  |  | 0.96 | Solar Inverter |  | INDOOR
REIPNR-08144 | SMA AMERICA | SB5000US (208V) | 5000 | 1 |  |  | 0.96 | Solar Inverter |  | INDOOR
REIPNR-08145 | SCHUCO USA | SB4000US (208V) | 4000 | 1 |  |  | 0.96 | Solar Inverter |  | INDOOR
REIPNR-08145 | SCHUCO USA | SB6000U (277V) | 6000 | 1 |  |  | 0.96 | Solar Inverter |  | INDOOR
REIPNR-08147 | PV POWERED | PVP2000 | 2000 | 1 |  |  | 0.96 | Solar Inverter |  | INDOOR
REIPNR-08147 | PV POWERED | PVP4800 | 4800 | 1 |  |  | 0.96 | Solar Inverter |  | INDOOR
REIPNR-08149 | PV POWERED | PVP3500 | 3500 | 1 |  |  | 0.96 | Solar Inverter |  | INDOOR
REIPNR-08150 | PV POWERED | PVP3000 | 3000 | 1 |  |  | 0.96 | Solar Inverter |  | Inside
REIPNR-08151 | PV POWERED | PVP2000 | 2000 | 1 |  |  | 0.96 | Solar Inverter |  | INDOOR
REIPNR-08151 | PV POWERED | PVP4800 | 4800 | 1 |  |  | 0.96 | Solar Inverter |  | INDOOR
REIPNR-08152 | PV POWERED | PVP4800 | 4800 | 1 |  |  | 0.96 | Solar Inverter |  | INDOOR
REIPNR-08153 | PV POWERED | PVP4800 | 4800 | 1 |  |  | 0.96 | Solar Inverter |  | Outside
REIPNR-08154 | PV POWERED | PVP4800 | 4800 | 1 |  |  | 0.96 | Solar Inverter |  | INDOOR
REIPNR-08156 | PV POWERED | PVP2000 | 2000 | 1 |  |  | 0.96 | Solar Inverter |  | Outside
REIPNR-08156 | PV POWERED | PVP4800 | 4800 | 1 |  |  | 0.96 | Solar Inverter |  | Outside
REIPNR-08193 | PV POWERED | PVP2000 | 2000 | 1 |  |  | 0.96 | Solar Inverter |  | INDOOR
REIPNR-08193 | PV POWERED | PVP3500 | 3500 | 1 |  |  | 0.96 | Solar Inverter |  | INDOOR
REIPNR-08195 | PV POWERED | PVP4800 | 4800 | 1 |  |  | 0.96 | Solar Inverter |  | Outside
REIPNR-08202 | SMA AMERICA | SB5000US (208V) | 5000 | 1 |  |  | 0.96 | Solar Inverter |  | OUTDOOR
REIPNR-08204 | SUNPOWER CORP (ORIGINAL MFRSMA) | SPR-6000M (208V) | 6000 | 2 |  |  | 0.96 | Solar Inverter |  | INDOOR
REIPNR-08206 | SMA AMERICA | SB5000US | 5000 | 1 |  |  | 0.96 | Solar Inverter |  | Outside
REIPNR-08206 | SMA AMERICA | SB7000US (208V) | 7000 | 1 |  |  | 0.96 | Solar Inverter |  | Outside
REIPNR-08207 | PV POWERED | PVP100KW-208 | 100000 | 3 |  |  | 0.96 | Solar Inverter |  | OUTDOOR
REIPNR-08207 | PV POWERED | PVP100KW-480 | 260000 | 4 |  |  | 0.96 | Solar Inverter |  | OUTDOOR
REIPNR-08207 | PV POWERED | PVP75KW-208 | 75000 | 2 |  |  | 0.96 | Solar Inverter |  | OUTDOOR
REIPNR-08212 | FRONIUS USA |  | 9995 | 1 |  |  | 0.96 | Solar Inverter |  | INDOOR
REIPNR-08222 | SMA AMERICA | SB5000US | 5000 | 1 |  |  | 0.96 | Solar Inverter |  | OUTDOOR
REIPNR-08223 | ENPHASE ENERGY | M200-32-208-S01 | 190 | 31 |  |  | 0.96 | Solar Inverter |  | OUTDOOR
REIPNR-08223 | SMA AMERICA | SB7000US (208V) | 7000 | 3 |  |  | 0.96 | Solar Inverter |  | INDOOR
REIPNR-08224 | PV POWERED | PVP4800 | 4800 | 1 |  |  | 0.96 | Solar Inverter |  | INDOOR
REIPNR-08227 | PV POWERED | PVP4800 | 4800 | 1 |  |  | 0.96 | Solar Inverter |  | OUTDOOR
REIPNR-08228 | PV POWERED | PVP4800 | 4800 | 1 |  |  | 0.96 | Solar Inverter |  | INDOOR
REIPNR-08233 | PV POWERED | PVP2000 | 2000 | 1 |  |  | 0.96 | Solar Inverter |  | INDOOR
REIPNR-08233 | PV POWERED | PVP4800 | 4800 | 1 |  |  | 0.96 | Solar Inverter |  | INDOOR
REIPNR-08236 | SMA AMERICA | SB5000US | 5000 | 1 |  |  | 0.96 | Solar Inverter |  | INDOOR
REIPNR-08237 | PV POWERED | PVP4800 | 4800 | 1 |  |  | 0.96 | Solar Inverter |  | INDOOR
REIPNR-08238 | PV POWERED | PVP4800 | 4800 | 2 |  |  | 0.96 | Solar Inverter |  | INDOOR
REIPNR-08239 | PV POWERED | PVP4800 | 4800 | 2 |  |  | 0.96 | Solar Inverter |  | INDOOR
REIPNR-08241 | PV POWERED | PVP4800 | 4800 | 2 |  |  | 0.96 | Solar Inverter |  | OUTDOOR
REIPNR-08242 | PV POWERED | PVP4800 | 4800 | 1 |  |  | 0.96 | Solar Inverter |  | OUTDOOR
REIPNR-08243 | SMA AMERICA | SB4000US (208V) | 4000 | 1 |  |  | 0.96 | Solar Inverter |  | INDOOR
REIPNR-08248 | SCHUCO USA | SB4000US (208V) | 4000 | 1 |  |  | 0.96 | Solar Inverter |  | INDOOR
REIPNR-08249 | SCHUCO USA | SB3000US (208V) | 3000 | 1 |  |  | 0.96 | Solar Inverter |  | INDOOR
REIPNR-08249 | SCHUCO USA | SB6000U (208V) | 6000 | 1 |  |  | 0.96 | Solar Inverter |  | INDOOR
REIPNR-08253 | PV POWERED | PVP5200 | 5200 | 1 |  |  | 0.96 | Solar Inverter |  | Outside
REIPNR-08255 | PV POWERED | PVP2500 | 2500 | 1 |  |  | 0.96 | Solar Inverter |  | INDOOR
REIPNR-08256 | PV POWERED | PVP4800 | 4800 | 1 |  |  | 0.96 | Solar Inverter |  | OUTDOOR
REIPNR-08257 | SUNPOWER CORP (ORIGINAL MFRSMA) | SPR-4000M (208V) | 4000 | 1 |  |  | 0.96 | Solar Inverter |  | INDOOR
REIPNR-08257 | SUNPOWER CORP (ORIGINAL MFRSMA) | SPR-5000M (208V) | 5000 | 1 |  |  | 0.96 | Solar Inverter |  | INDOOR
REIPNR-08259 | PV POWERED | PVP4800 | 4800 | 1 |  |  | 0.96 | Solar Inverter |  | INDOOR
REIPNR-08262 | PV POWERED | PVP4800 | 4800 | 2 |  |  | 0.96 | Solar Inverter |  | OUTDOOR
REIPNR-08271 | PV POWERED | PVP4800 | 4800 | 1 |  |  | 0.96 | Solar Inverter |  | INDOOR
REIPNR-08274 | SUNPOWER CORP (ORIGINAL MFRSMA) | SPR-4000M (208V) | 4000 | 2 |  |  | 0.96 | Solar Inverter |  | OUTDOOR
REIPNR-08275 | SUNPOWER CORP (ORIGINAL MFRSMA) | SPR-6000M (208V) | 6000 | 1 |  |  | 0.96 | Solar Inverter |  | INDOOR
REIPNR-08276 | PV POWERED | PVP4800 | 4800 | 1 |  |  | 0.96 | Solar Inverter |  | INDOOR
REIPNR-08281 | SUNPOWER CORP (ORIGINAL MFRSMA) | SPR-3000M (208V) | 3000 | 1 |  |  | 0.96 | Solar Inverter |  | INDOOR
REIPNR-08298 | SATCON TECHNOLOGY | PVS-135 (480 V) | 135000 | 1 |  |  | 0.96 | Solar Inverter |  | OUTDOOR
REIPNR-08298 | SATCON TECHNOLOGY | PVS-250 (208 V) | 250000 | 2 |  |  | 0.96 | Solar Inverter |  | OUTDOOR
REIPNR-08299 | SCHUCO USA | SB4000US (208V) | 4000 | 1 |  |  | 0.96 | Solar Inverter |  | INDOOR
REIPNR-08304 | SUNPOWER CORP (ORIGINAL MFRSMA) | SPR-3000M (208V) | 3000 | 2 |  |  | 0.96 | Solar Inverter |  | INDOOR
REIPNR-08304 | SUNPOWER CORP (ORIGINAL MFRSMA) | SPR-5000M (208V) | 5000 | 2 |  |  | 0.96 | Solar Inverter |  | INDOOR
REIPNR-08317 | FRONIUS USA |  | 11400 | 2 |  |  | 0.96 | Solar Inverter |  | OUTDOOR
REIPNR-08328 | SMA AMERICA | SB5000US | 5000 | 1 |  |  | 0.96 | Solar Inverter |  | INDOOR
REIPNR-08337 | SMA AMERICA | SB3000US (208V) | 3000 | 1 |  |  | 0.96 | Solar Inverter |  | INDOOR
REIPNR-08337 | SMA AMERICA | SB5000US | 5000 | 1 |  |  | 0.96 | Solar Inverter |  | INDOOR
REIPNR-08339 | PV POWERED | PVP4800 | 4800 | 1 |  |  | 0.96 | Solar Inverter |  | OUTDOOR
REIPNR-08340 | PV POWERED | PVP3500 | 3500 | 2 |  |  | 0.96 | Solar Inverter |  | OUTDOOR
REIPNR-08341 | SMA AMERICA | SB3000US (240V) | 3000 | 1 |  |  | 0.96 | Solar Inverter |  | INDOOR
REIPNR-08350 | PV POWERED | PVP2500 | 2500 | 1 |  |  | 0.96 | Solar Inverter |  | INDOOR
REIPNR-08352 | PV POWERED | PVP4800 | 4800 | 2 |  |  | 0.96 | Solar Inverter |  | OUTDOOR
REIPNR-08354 | PV POWERED | PVP4800 | 4800 | 2 |  |  | 0.96 | Solar Inverter |  | OUTDOOR
REIPNR-08355 | PV POWERED | PVP4800 | 4800 | 1 |  |  | 0.96 | Solar Inverter |  | INDOOR
REIPNR-08360 | PV POWERED | PVP100KW-208 | 100000 | 3 |  |  | 0.96 | Solar Inverter |  | OUTDOOR
REIPNR-08362 | SMA AMERICA | SB7000US (277V) | 8000 | 1 |  |  | 0.96 | Solar Inverter |  | OUTDOOR
REIPNR-08368 | SCHUCO USA | SB3000US (208V) | 3000 | 1 |  |  | 0.96 | Solar Inverter |  | INDOOR
REIPNR-08368 | SMA AMERICA | SB5000US (208V) | 5000 | 1 |  |  | 0.96 | Solar Inverter |  | INDOOR
REIPNR-08370 | SMA AMERICA | SB5000US (208V) | 5000 | 1 |  |  | 0.96 | Solar Inverter |  | INDOOR
REIPNR-08376 | PV POWERED | PVP4800 | 4800 | 1 |  |  | 0.96 | Solar Inverter |  | INDOOR
REIPNR-08387 | FRONIUS USA | IG 3000 | 3000 | 2 |  |  | 0.96 | Solar Inverter |  | OUTDOOR
REIPNR-08389 | SMA AMERICA | SB3000US (208V) | 3000 | 1 |  |  | 0.96 | Solar Inverter |  | INDOOR
REIPNR-08396 | SUNPOWER CORP (ORIGINAL MFRSMA) | SPR-4000M (208V) | 4000 | 1 |  |  | 0.96 | Solar Inverter |  | INDOOR
REIPNR-08396 | SUNPOWER CORP (ORIGINAL MFRSMA) | SPR-5000M (208V) | 5000 | 1 |  |  | 0.96 | Solar Inverter |  | INDOOR
REIPNR-08399 | PV POWERED | PVP4800 | 4800 | 1 |  |  | 0.96 | Solar Inverter |  | INDOOR
REIPNR-08411 | SMA AMERICA | SB5000US | 5000 | 2 |  |  | 0.96 | Solar Inverter |  | OUTDOOR
REIPNR-08413 | PV POWERED | PVP4800 | 4800 | 1 |  |  | 0.96 | Solar Inverter |  | OUTDOOR
REIPNR-08420 | SMA AMERICA | SB3000US (208V) | 3000 | 1 |  |  | 0.96 | Solar Inverter |  | OUTDOOR
REIPNR-08421 | PV POWERED | PVP4800 | 4800 | 2 |  |  | 0.96 | Solar Inverter |  | OUTDOOR
REIPNR-08422 | PV POWERED | PVP4800 | 4800 | 1 |  |  | 0.96 | Solar Inverter |  | OUTDOOR
REIPNR-08432 | SMA AMERICA | SB5000US (208V) | 5000 | 1 |  |  | 0.96 | Solar Inverter |  | INDOOR
REIPNR-08439 | PV POWERED | PVP4800 | 4800 | 1 |  |  | 0.96 | Solar Inverter |  | INDOOR
REIPNR-08441 | SAT CON | SATCON 225 KWAC | 500000 | 2 |  |  | 0.96 | Solar Inverter |  | OUTDOOR
REIPNR-08444 | SUNPOWER CORP (ORIGINAL MFRSMA) | SPR-4000M (240V) | 4000 | 1 |  |  | 0.96 | Solar Inverter |  | OUTDOOR
REIPNR-08444 | SUNPOWER CORP (ORIGINAL MFRSMA) | SPR-6000M (208V) | 6000 | 1 |  |  | 0.96 | Solar Inverter |  | OUTDOOR
REIPNR-08445 | FRONIUS USA | IG 3000 | 3000 | 1 |  |  | 0.96 | Solar Inverter |  | OUTDOOR
REIPNR-08445 | FRONIUS USA |  | 10000 | 1 |  |  | 0.96 | Solar Inverter |  | OUTDOOR
REIPNR-08448 | PV POWERED | PVP3000 | 3000 | 1 |  |  | 0.96 | Solar Inverter |  | INDOOR
REIPNR-08450 | ENPHASE ENERGY | M200-32-240-S02 | 210 | 45 |  |  | 0.96 | Solar Inverter |  | INDOOR
REIPNR-08454 | SATCON TECHNOLOGY | PVS-50 (208 V) | 50000 | 1 |  |  | 0.96 | Solar Inverter |  | OUTDOOR
REIPNR-08466 | SMA AMERICA | SB6000U (240V) | 6000 | 1 |  |  | 0.96 | Solar Inverter |  | OUTDOOR
REIPNR-08466 | SMA AMERICA | SB7000US (277V) | 8000 | 3 |  |  | 0.96 | Solar Inverter |  | OUTDOOR
REIPNR-08470 | FRONIUS USA | IG 2000 | 2000 | 1 |  |  | 0.96 | Solar Inverter |  | INDOOR
REIPNR-08470 | FRONIUS USA | IG 4000 | 4000 | 1 |  |  | 0.96 | Solar Inverter |  | INDOOR
REIPNR-08472 | SAT CON | SATCON 50KWAC | 50000 | 1 |  |  | 0.96 | Solar Inverter |  | Outside
REIPNR-08475 | SMA AMERICA | SB4000US (208V) | 4000 | 1 |  |  | 0.96 | Solar Inverter |  | OUTDOOR
REIPNR-08476 | SMA AMERICA | SB4000US (208V) | 4000 | 1 |  |  | 0.96 | Solar Inverter |  | OUTDOOR
REIPNR-08478 | SUNPOWER CORP (ORIGINAL MFRFRONIUS) | SPR-8000F-240 | 8000 | 1 |  |  | 0.96 | Solar Inverter |  | INDOOR
REIPNR-08478 | SUNPOWER CORP (ORIGINAL MFRSMA) | SPR-3000M (208V) | 3000 | 1 |  |  | 0.96 | Solar Inverter |  | INDOOR
REIPNR-08482 | PV POWERED | PVP2000 | 2000 | 1 |  |  | 0.96 | Solar Inverter |  | INDOOR
REIPNR-08482 | PV POWERED | PVP3500 | 3500 | 1 |  |  | 0.96 | Solar Inverter |  | INDOOR
REIPNR-08484 | SUNPOWER CORP (ORIGINAL MFRSMA) | SPR-4000M (208V) | 4000 | 2 |  |  | 0.96 | Solar Inverter |  | INDOOR
REIPNR-08492 | PV POWERED | PVP4800 | 4800 | 1 |  |  | 0.96 | Solar Inverter |  | INDOOR
REIPNR-08494 | SMA AMERICA | SB5000US (208V) | 5000 | 1 |  |  | 0.96 | Solar Inverter |  | OUTDOOR
REIPNR-08496 | SUNPOWER CORP (ORIGINAL MFRSMA) | SPR-4000M (208V) | 4000 | 1 |  |  | 0.96 | Solar Inverter |  | INDOOR
REIPNR-08503 | SMA AMERICA | SB4000US (208V) | 4000 | 6 |  |  | 0.96 | Solar Inverter |  | OUTDOOR
REIPNR-08506 | ENPHASE ENERGY | M200-32-240-S02 | 190 | 74 |  |  | 0.96 | Solar Inverter |  | OUTDOOR
REIPNR-08508 | FRONIUS USA |  | 7000 | 3 |  |  | 0.96 | Solar Inverter |  | INDOOR
REIPNR-08510 | SAT CON | PV-75 | 75000 | 2 |  |  | 0.96 | Solar Inverter |  | OUTDOOR
REIPNR-08520 | PV POWERED | PVP100KW-208 | 100000 | 1 |  |  | 0.96 | Solar Inverter |  | OUTDOOR
REIPNR-08521 | PV POWERED | PVP100KW-480 | 100000 | 1 |  |  | 0.96 | Solar Inverter |  | OUTDOOR
REIPNR-08530 | PV POWERED | PVP4800 | 4800 | 1 |  |  | 0.96 | Solar Inverter |  | INDOOR
REIPNR-08532 | PV POWERED | PVP4800 | 4800 | 1 |  |  | 0.96 | Solar Inverter |  | INDOOR
REIPNR-08534 | PV POWERED | PVP4800 | 4800 | 1 |  |  | 0.96 | Solar Inverter |  | INDOOR
REIPNR-08542 | SMA AMERICA | SB4000US (208V) | 4000 | 1 |  |  | 0.96 | Solar Inverter |  | OUTDOOR
REIPNR-08544 | FRONIUS USA | IG 2000 | 2000 | 1 |  |  | 0.96 | Solar Inverter |  | OUTDOOR
REIPNR-08544 | FRONIUS USA | IG 4000 | 4000 | 1 |  |  | 0.96 | Solar Inverter |  | OUTDOOR
REIPNR-08544 | FRONIUS USA | IG 5100 | 5100 | 1 |  |  | 0.96 | Solar Inverter |  | OUTDOOR
REIPNR-08545 | SMA AMERICA | SB4000US (240V) | 4000 | 1 |  |  | 0.96 | Solar Inverter |  | INDOOR
REIPNR-08553 | PV POWERED | PVP4800 | 4800 | 1 |  |  | 0.96 | Solar Inverter |  | INDOOR
REIPNR-08554 | SMA AMERICA | SB7000US (208V) | 7000 | 1 |  |  | 0.96 | Solar Inverter |  | INDOOR
REIPNR-08557 | PV POWERED | PVP4800 | 4800 | 1 |  |  | 0.96 | Solar Inverter |  | OUTDOOR
REIPNR-08561 | SMA AMERICA | SB5000US | 5000 | 1 |  |  | 0.96 | Solar Inverter |  | INDOOR
REIPNR-08564 | PV POWERED | PVP4800 | 4800 | 1 |  |  | 0.96 | Solar Inverter |  | OUTDOOR
REIPNR-08565 | SMA AMERICA | SB5000US | 5000 | 1 |  |  | 0.96 | Solar Inverter |  | Outside
REIPNR-08567 | PV POWERED | PVP4800 | 4800 | 1 |  |  | 0.96 | Solar Inverter |  | INDOOR
REIPNR-08568 | PV POWERED | PVP4800 | 4800 | 1 |  |  | 0.96 | Solar Inverter |  | OUTDOOR
REIPNR-08569 | PV POWERED | PVP4800 | 4800 | 1 |  |  | 0.96 | Solar Inverter |  | OUTDOOR
REIPNR-08570 | FRONIUS USA | IG 2000 | 2000 | 1 |  |  | 0.96 | Solar Inverter |  | OUTDOOR
REIPNR-08570 | FRONIUS USA | IG 3000 | 3000 | 1 |  |  | 0.96 | Solar Inverter |  | OUTDOOR
REIPNR-08570 | FRONIUS USA |  | 5000 | 1 |  |  | 0.96 | Solar Inverter |  | OUTDOOR
REIPNR-08571 | SATCON TECHNOLOGY | PVS-135 (240 V) | 135000 | 1 |  |  | 0.96 | Solar Inverter |  | OUTDOOR
REIPNR-08573 | PV POWERED | PVP100KW-208 | 100000 | 1 |  |  | 0.96 | Solar Inverter |  | Outside
REIPNR-08576 | SMA AMERICA | SB7000US (208V) | 7000 | 1 |  |  | 0.96 | Solar Inverter |  | INDOOR
REIPNR-08578 | SATCON TECHNOLOGY | PVS-100 (208 V) | 96000 | 1 |  |  | 0.96 | Solar Inverter |  | OUTDOOR
REIPNR-08578 | SATCON TECHNOLOGY | PVS-75 (480 V) | 72000 | 1 |  |  | 0.96 | Solar Inverter |  | OUTDOOR
REIPNR-08580 | SATCON TECHNOLOGY | PVS-250 (208 V) | 250000 | 1 |  |  | 0.96 | Solar Inverter |  | Outside
REIPNR-08580 | SATCON TECHNOLOGY | PVS-375 (480 V) | 375000 | 1 |  |  | 0.96 | Solar Inverter |  | Outside
REIPNR-08581 | PV POWERED | PVP4800 | 4800 | 2 |  |  | 0.96 | Solar Inverter |  | INDOOR
REIPNR-08584 | PV POWERED | PVP4800 | 4800 | 1 |  |  | 0.96 | Solar Inverter |  | INDOOR
REIPNR-08596 | PV POWERED | PVP2000 | 2000 | 1 |  |  | 0.96 | Solar Inverter |  | Inside
REIPNR-08596 | PV POWERED | PVP3500 | 3500 | 1 |  |  | 0.96 | Solar Inverter |  | Inside
REIPNR-08597 | SATCON TECHNOLOGY | PVS-135 (208 V) | 135000 | 2 |  |  | 0.96 | Solar Inverter |  | OUTDOOR
REIPNR-08598 | SMA AMERICA | SB5000US (240V) | 5000 | 1 |  |  | 0.96 | Solar Inverter |  | Outside
REIPNR-08598 | SMA AMERICA | SB6000U (240V) | 6000 | 3 |  |  | 0.96 | Solar Inverter |  | OUTDOOR
REIPNR-08602 | XANTRAX | 225 | 500000 | 2 |  |  | 0.96 | Solar Inverter |  | OUTDOOR
REIPNR-08605 | SMA AMERICA | SB7000US (208V) | 7000 | 2 |  |  | 0.96 | Solar Inverter |  | INDOOR
REIPNR-08608 | SATCON TECHNOLOGY | PVS-135 (208 V) | 135000 | 1 |  |  | 0.96 | Solar Inverter |  | OUTDOOR
REIPNR-08608 | SATCON TECHNOLOGY | PVS-500 (480 V) | 500000 | 2 |  |  | 0.96 | Solar Inverter |  | OUTDOOR
REIPNR-08611 | SMA AMERICA | SB3000US (208V) | 3000 | 1 |  |  | 0.96 | Solar Inverter |  | INDOOR
REIPNR-08611 | SMA AMERICA | SB5000US | 5000 | 1 |  |  | 0.96 | Solar Inverter |  | INDOOR
REIPNR-08616 | PV POWERED | PVP4800 | 4800 | 1 |  |  | 0.96 | Solar Inverter |  | INDOOR
REIPNR-08618 | PV POWERED | PVP3000 | 3000 | 1 |  |  | 0.96 | Solar Inverter |  | INDOOR
REIPNR-08618 | PV POWERED | PVP4800 | 4800 | 1 |  |  | 0.96 | Solar Inverter |  | INDOOR
REIPNR-08621 | SMA AMERICA | SB7000US (208V) | 7000 | 54 |  |  | 0.96 | Solar Inverter |  | OUTDOOR
REIPNR-08630 | SMA AMERICA | SB5000US | 5000 | 6 |  |  | 0.96 | Solar Inverter |  | Outside
REIPNR-08634 | PV POWERED | PVP4800 | 4800 | 2 |  |  | 0.96 | Solar Inverter |  | INDOOR
REIPNR-08635 | SMA AMERICA | SB3000US (208V) | 3000 | 1 |  |  | 0.96 | Solar Inverter |  | Inside
REIPNR-08635 | SMA AMERICA | SB5000US | 5000 | 1 |  |  | 0.96 | Solar Inverter |  | INDOOR
REIPNR-08637 | PV POWERED | PVP4800 | 4800 | 2 |  |  | 0.96 | Solar Inverter |  | INDOOR
REIPNR-08638 | SMA AMERICA | SB3000US (208V) | 3000 | 3 |  |  | 0.96 | Solar Inverter |  | INDOOR
REIPNR-08639 | PV POWERED | PVP4800 | 4800 | 1 |  |  | 0.96 | Solar Inverter |  | OUTDOOR
REIPNR-08647 | SUNPOWER CORP (ORIGINAL MFRSMA) | SPR-4000M (208V) | 4000 | 1 |  |  | 0.96 | Solar Inverter |  | INDOOR
REIPNR-08648 | SUNPOWER CORP (ORIGINAL MFRSMA) | SPR-4000M (208V) | 4000 | 1 |  |  | 0.96 | Solar Inverter |  | INDOOR
REIPNR-08648 | SUNPOWER CORP (ORIGINAL MFRSMA) | SPR-7000M (208V) | 7000 | 1 |  |  | 0.96 | Solar Inverter |  | INDOOR
REIPNR-08657 | SATCON TECHNOLOGY | PVS-100 (480 V) | 100000 | 2 |  |  | 0.96 | Solar Inverter |  | OUTDOOR
REIPNR-08657 | SOLEC INTERNATIONAL | S-100D | 100000 | 3 |  |  | 0.96 | Solar Inverter |  | OUTDOOR
REIPNR-08660 | PV POWERED | PVP4800 | 4800 | 2 |  |  | 0.96 | Solar Inverter |  | INDOOR
REIPNR-08664 | PV POWERED | PVP5200 | 5200 | 1 |  |  | 0.96 | Solar Inverter |  | INDOOR
REIPNR-08733 | PV POWERED | PVP2000 | 2000 | 1 |  |  | 0.96 | Solar Inverter |  | INDOOR
REIPNR-08733 | PV POWERED | PVP4800 | 4800 | 1 |  |  | 0.96 | Solar Inverter |  | INDOOR
REIPNR-08737 | SMA AMERICA | SB5000US (208V) | 5000 | 4 |  |  | 0.96 | Solar Inverter |  | OUTDOOR
REIPNR-08743 | SMA AMERICA | SB3000US (208V) | 3000 | 1 |  |  | 0.96 | Solar Inverter |  | Outside
REIPNR-08744 | FRONIUS USA |  | 6000 | 1 |  |  | 0.96 | Solar Inverter |  | OUTDOOR
REIPNR-08747 | SUNPOWER CORP (ORIGINAL MFRSMA) | SPR-6000M (208V) | 6000 | 1 |  |  | 0.96 | Solar Inverter |  | INDOOR
REIPNR-08764 | PV POWERED | PVP4800 | 4800 | 2 |  |  | 0.96 | Solar Inverter |  | OUTDOOR
REIPNR-08769 | SMA AMERICA | SB4000US (240V) | 4000 | 1 |  |  | 0.96 | Solar Inverter |  | OUTDOOR
REIPNR-08769 | SMA AMERICA | SB7000US (277V) | 8000 | 1 |  |  | 0.96 | Solar Inverter |  | OUTDOOR
REIPNR-08773 | SOLECTRIA RENEWABLES | PVI 3000 (208V) | 3000 | 1 |  |  | 0.96 | Solar Inverter |  | INDOOR
REIPNR-08773 | SOLECTRIA RENEWABLES | PVI 4000 (208V) | 4000 | 1 |  |  | 0.96 | Solar Inverter |  | INDOOR
REIPNR-08775 | SUNPOWER CORP (ORIGINAL MFRSMA) | SPR-4000M (208V) | 4000 | 2 |  |  | 0.96 | Solar Inverter |  | INDOOR
REIPNR-08776 | SUNPOWER CORP (ORIGINAL MFRSMA) | SPR-3000M (208V) | 3000 | 1 |  |  | 0.96 | Solar Inverter |  | INDOOR
REIPNR-08776 | SUNPOWER CORP (ORIGINAL MFRXANTREX) | SPR-4000X | 4000 | 1 |  |  | 0.96 | Solar Inverter |  | INDOOR
REIPNR-08784 | SUNPOWER CORP (ORIGINAL MFRSMA) | SPR-4000M (240V) | 4000 | 1 |  |  | 0.96 | Solar Inverter |  | INDOOR
REIPNR-08784 | SUNPOWER CORP (ORIGINAL MFRSMA) | SPR-4000M (240V) | 4000 | 1 |  |  | 0.96 | Solar Inverter |  | Inside
REIPNR-08787 | SCHUCO USA | SB4000US (208V) | 4000 | 1 |  |  | 0.96 | Solar Inverter |  | INDOOR
REIPNR-08791 | SMA AMERICA | SB4000US (240V) | 4000 | 1 |  |  | 0.96 | Solar Inverter |  | INDOOR
REIPNR-08791 | SMA AMERICA | SB5000US | 5000 | 1 |  |  | 0.96 | Solar Inverter |  | INDOOR
REIPNR-08794 | PV POWERED | PVP4800 | 4800 | 1 |  |  | 0.96 | Solar Inverter |  | OUTDOOR
REIPNR-08797 | PV POWERED | PVP4800 | 4800 | 1 |  |  | 0.96 | Solar Inverter |  | Inside
REIPNR-08800 | PV POWERED | PVP4800 | 4800 | 2 |  |  | 0.96 | Solar Inverter |  | INDOOR
REIPNR-08801 | PV POWERED | PVP4800 | 4800 | 3 |  |  | 0.96 | Solar Inverter |  | OUTDOOR
REIPNR-08802 | PV POWERED | PVP4800 | 4800 | 1 |  |  | 0.96 | Solar Inverter |  | INDOOR
REIPNR-08803 | SMA AMERICA | SB4000US (208V) | 4000 | 2 |  |  | 0.96 | Solar Inverter |  | INDOOR
REIPNR-08805 | SMA AMERICA | SB5000US (208V) | 5000 | 1 |  |  | 0.96 | Solar Inverter |  | INDOOR
REIPNR-08807 | SMA AMERICA | SB3000US (240V) | 3000 | 1 |  |  | 0.96 | Solar Inverter |  | OUTDOOR
REIPNR-08808 | PV POWERED | PVP4800 | 4800 | 1 |  |  | 0.96 | Solar Inverter |  | OUTDOOR
REIPNR-08810 | PV POWERED | PVP4800 | 4800 | 1 |  |  | 0.96 | Solar Inverter |  | INDOOR
REIPNR-08811 | PV POWERED | PVP4800 | 4800 | 1 |  |  | 0.96 | Solar Inverter |  | OUTDOOR
REIPNR-08811 | PV POWERED | PVP4800 | 4800 | 1 |  |  | 0.96 | Solar Inverter |  | OUTDOOR
REIPNR-08816 | PV POWERED | PVP4800 | 4800 | 1 |  |  | 0.96 | Solar Inverter |  | OUTDOOR
REIPNR-08817 | PV POWERED | PVP4800 | 4800 | 1 |  |  | 0.96 | Solar Inverter |  | INDOOR
REIPNR-08822 | SMA AMERICA | SB5000US (208V) | 5000 | 1 |  |  | 0.96 | Solar Inverter |  | INDOOR
REIPNR-08824 | SUNPOWER CORP (ORIGINAL MFRSMA) | SPR-4000M (240V) | 4000 | 1 |  |  | 0.96 | Solar Inverter |  | INDOOR
REIPNR-08824 | SUNPOWER CORP (ORIGINAL MFRSMA) | SPR-5000M (240V) | 5000 | 1 |  |  | 0.96 | Solar Inverter |  | INDOOR
REIPNR-08826 | SMA AMERICA | SB7000US (240V) | 8000 | 1 |  |  | 0.96 | Solar Inverter |  | OUTDOOR
REIPNR-08836 | SUNPOWER CORP (ORIGINAL MFRSMA) | SPR-4000M (208V) | 4000 | 1 |  |  | 0.96 | Solar Inverter |  | INDOOR
REIPNR-08840 | SATCON TECHNOLOGY | AE-500-60-PV-A | 500000 | 3 |  |  | 0.96 | Solar Inverter |  | OUTDOOR
REIPNR-08840 | SATCON TECHNOLOGY | PVS-375 (480 V) | 375000 | 1 |  |  | 0.96 | Solar Inverter |  | OUTDOOR
REIPNR-08842 | PV POWERED | PVP4800 | 4800 | 1 |  |  | 0.96 | Solar Inverter |  | INDOOR
REIPNR-08844 | SUNPOWER CORP (ORIGINAL MFRSMA) | SPR-4000M (208V) | 4000 | 2 |  |  | 0.96 | Solar Inverter |  | INDOOR
REIPNR-08851 | SUNPOWER | SPR-300E-WHT-U | 3000 | 1 |  |  | 0.96 | Solar Inverter |  | INDOOR
REIPNR-08851 | SUNPOWER CORP (ORIGINAL MFRSMA) | SPR4000 | 4000 | 2 |  |  | 0.96 | Solar Inverter |  | INDOOR
REIPNR-08874 | PV POWERED | PVP4800 | 4800 | 2 |  |  | 0.96 | Solar Inverter |  | INDOOR
REIPNR-08876 | PV POWERED | PVP4800 | 4800 | 2 |  |  | 0.96 | Solar Inverter |  | INDOOR
REIPNR-08880 | SMA AMERICA | SB3000US (208V) | 3000 | 1 |  |  | 0.96 | Solar Inverter |  | INDOOR
REIPNR-08881 | PV POWERED | PVP4800 | 4800 | 1 |  |  | 0.96 | Solar Inverter |  | INDOOR
REIPNR-08882 | PV POWERED | PVP4800 | 4800 | 1 |  |  | 0.96 | Solar Inverter |  | INDOOR
REIPNR-08885 | PV POWERED | PVP4800 | 4800 | 2 |  |  | 0.96 | Solar Inverter |  | INDOOR
REIPNR-08886 | SMA AMERICA | SB3000US (208V) | 3000 | 1 |  |  | 0.96 | Solar Inverter |  | Inside
REIPNR-08890 | SMA AMERICA | SB5000US | 5000 | 1 |  |  | 0.96 | Solar Inverter |  | INDOOR
REIPNR-08892 | SMA AMERICA | SB6000U (208V) | 6000 | 5 |  |  | 0.96 | Solar Inverter |  | Outside
REIPNR-08893 | SMA AMERICA | SB5000US | 5000 | 2 |  |  | 0.96 | Solar Inverter |  | Outside
REIPNR-08899 | SUNPOWER CORP (ORIGINAL MFRSMA) | SPR-4000M (208V) | 4000 | 2 |  |  | 0.96 | Solar Inverter |  | INDOOR
REIPNR-08900 | SHARP |  | 200 | 37 |  |  | 0.96 | Solar Inverter |  | INDOOR
REIPNR-08904 | PV POWERED | PVP4800 | 4800 | 2 |  |  | 0.96 | Solar Inverter |  | INDOOR
REIPNR-08908 | POWER-ONE | PVI-6000-OUTD-US-W (277 V) | 6000 | 1 |  |  | 0.96 | Solar Inverter |  | INDOOR
REIPNR-08911 | SMA AMERICA | SB4000US (240V) | 4000 | 1 |  |  | 0.96 | Solar Inverter |  | INDOOR
REIPNR-08912 | PV POWERED | PVP4800 | 4800 | 1 |  |  | 0.96 | Solar Inverter |  | INDOOR
REIPNR-08914 | PV POWERED | PVP4800 | 4800 | 1 |  |  | 0.96 | Solar Inverter |  | INDOOR
REIPNR-08916 | SMA AMERICA | SB4000US (208V) | 4000 | 2 |  |  | 0.96 | Solar Inverter |  | OUTDOOR
REIPNR-08917 | PV POWERED | PVP4800 | 4800 | 2 |  |  | 0.96 | Solar Inverter |  | OUTDOOR
REIPNR-08936 | PV POWERED | PVP100KW-208 | 100000 | 1 |  |  | 0.96 | Solar Inverter |  | OUTDOOR
REIPNR-08936 | PV POWERED | PVP100KW-208 | 100000 | 1 |  |  | 0.96 | Solar Inverter |  | OUTDOOR
REIPNR-08938 | SMA AMERICA | SB3000US (208V) | 3000 | 1 |  |  | 0.96 | Solar Inverter |  | INDOOR
REIPNR-08960 | SUNPOWER CORP (ORIGINAL MFRSMA) | SPR-5000M (208V) | 5000 | 1 |  |  | 0.96 | Solar Inverter |  | INDOOR
REIPNR-08964 | PV POWERED | PVP4800 | 4800 | 2 |  |  | 0.96 | Solar Inverter |  | INDOOR
REIPNR-08965 | SMA AMERICA | SB4000US (240V) | 4000 | 2 |  |  | 0.96 | Solar Inverter |  | OUTDOOR
REIPNR-08967 | PV POWERED | PVP4800 | 4800 | 1 |  |  | 0.96 | Solar Inverter |  | INDOOR
REIPNR-08971 | PV POWERED | PVP4800 | 4800 | 1 |  |  | 0.96 | Solar Inverter |  | OUTDOOR
REIPNR-08974 | PV POWERED | PVP4800 | 4800 | 1 |  |  | 0.96 | Solar Inverter |  | INDOOR
REIPNR-08982 | SATCON TECHNOLOGY | PVS-250 (480 V) | 250000 | 2 |  |  | 0.96 | Solar Inverter |  | INDOOR
REIPNR-08989 | PV POWERED | PVP4800 | 4800 | 7 |  |  | 0.96 | Solar Inverter |  | OUTDOOR
REIPNR-08996 | PV POWERED | PVP4800 | 4800 | 2 |  |  | 0.96 | Solar Inverter |  | INDOOR
REIPNR-08998 | PV POWERED | PVP4800 | 4800 | 1 |  |  | 0.96 | Solar Inverter |  | INDOOR
REIPNR-09016 | SUNPOWER CORP (ORIGINAL MFRSMA) | SPR-4000M (208V) | 4000 | 2 |  |  | 0.96 | Solar Inverter |  | INDOOR
REIPNR-09018 | SCHUCO USA | SB3000US (240V) | 3000 | 1 |  |  | 0.96 | Solar Inverter |  | INDOOR
REIPNR-09018 | SCHUCO USA | SB4000US (208V) | 4000 | 1 |  |  | 0.96 | Solar Inverter |  | INDOOR
REIPNR-09025 | PV POWERED | PVP4800 | 4800 | 2 |  |  | 0.96 | Solar Inverter |  | OUTDOOR
REIPNR-09033 | PV POWERED | PVP4800 | 4800 | 1 |  |  | 0.96 | Solar Inverter |  | INDOOR
REIPNR-09040 | PV POWERED | PVP4800 | 4800 | 2 |  |  | 0.96 | Solar Inverter |  | INDOOR
REIPNR-09041 | PV POWERED | PVP4800 | 4800 | 1 |  |  | 0.96 | Solar Inverter |  | INDOOR
REIPNR-09044 | SMA AMERICA | SB4000US (208V) | 4000 | 2 |  |  | 0.96 | Solar Inverter |  | INDOOR
REIPNR-09046 | SMA AMERICA | SB3000US (208V) | 3000 | 2 |  |  | 0.96 | Solar Inverter |  | INDOOR
REIPNR-09047 | PV POWERED | PVP4800 | 4800 | 3 |  |  | 0.96 | Solar Inverter |  | OUTDOOR
REIPNR-09054 | FRONIUS USA |  | 6000 | 1 |  |  | 0.96 | Solar Inverter |  | INDOOR
REIPNR-09054 | FRONIUS USA |  | 11400 | 2 |  |  | 0.96 | Solar Inverter |  | INDOOR
REIPNR-09066 | FRONIUS USA |  | 11400 | 3 |  |  | 0.96 | Solar Inverter |  | INDOOR
REIPNR-09068 | FRONIUS USA |  | 11400 | 2 |  |  | 0.96 | Solar Inverter |  | INDOOR
REIPNR-09070 | FRONIUS USA |  | 3000 | 1 |  |  | 0.96 | Solar Inverter |  | INDOOR
REIPNR-09070 | FRONIUS USA |  | 11400 | 4 |  |  | 0.96 | Solar Inverter |  | INDOOR
REIPNR-09073 | FRONIUS USA |  | 3000 | 1 |  |  | 0.96 | Solar Inverter |  | INDOOR
REIPNR-09073 | FRONIUS USA |  | 9995 | 3 |  |  | 0.96 | Solar Inverter |  | INDOOR
REIPNR-09075 | FRONIUS USA |  | 9995 | 3 |  |  | 0.96 | Solar Inverter |  | INDOOR
REIPNR-09076 | XANTREX TECHNOLOGY | GT250-480 | 250000 | 1 |  |  | 0.96 | Solar Inverter |  | INDOOR
REIPNR-09080 | PV POWERED | PVP75KW-208 | 50000 | 2 |  |  | 0.96 | Solar Inverter |  | INDOOR
REIPNR-09080 | SATCON TECHNOLOGY | AE-135-60-PV-A | 135000 | 1 |  |  | 0.96 | Solar Inverter |  | Inside
REIPNR-09083 | SATCON TECHNOLOGY | PVS-500 (480 V) | 500000 | 1 |  |  | 0.96 | Solar Inverter |  | Outside
REIPNR-09085 | SATCON TECHNOLOGY | PVS-500 (480 V) | 375000 | 1 |  |  | 0.96 | Solar Inverter |  | Outside
REIPNR-09087 | SATCON TECHNOLOGY | PVS-100 (480 V) | 135000 | 1 |  |  | 0.96 | Solar Inverter |  | Outside
REIPNR-09090 | PV POWERED | PVP4800 | 4800 | 1 |  |  | 0.96 | Solar Inverter |  | OUTDOOR
REIPNR-09106 | SMA AMERICA | SB4000US (208V) | 4000 | 1 |  |  | 0.96 | Solar Inverter |  | INDOOR
REIPNR-09106 | SMA AMERICA | SB5000US | 5000 | 1 |  |  | 0.96 | Solar Inverter |  | INDOOR
REIPNR-09108 | FRONIUS USA | IG 3000 | 3000 | 1 |  |  | 0.96 | Solar Inverter |  | OUTDOOR
REIPNR-09108 | FRONIUS USA |  | 11400 | 2 |  |  | 0.96 | Solar Inverter |  | OUTDOOR
REIPNR-09109 | FRONIUS USA |  | 11400 | 1 |  |  | 0.96 | Solar Inverter |  | INDOOR
REIPNR-09110 | FRONIUS USA |  | 11400 | 3 |  |  | 0.96 | Solar Inverter |  | INDOOR
REIPNR-09111 | FRONIUS USA | IG 3000 | 3000 | 2 |  |  | 0.96 | Solar Inverter |  | INDOOR
REIPNR-09115 | PV POWERED | PVP100KW-480 | 100000 | 1 |  |  | 0.96 | Solar Inverter |  | OUTDOOR
REIPNR-09120 | SATCON TECHNOLOGY | PVS-100 (208 V) | 100000 | 1 |  |  | 0.96 | Solar Inverter |  | OUTDOOR
REIPNR-09122 | SATCON TECHNOLOGY | AE-75-60-PV-A | 75000 | 2 |  |  | 0.96 | Solar Inverter |  | OUTDOOR
REIPNR-09125 | SAT CON | SATCON 50KWAC | 250000 | 1 |  |  | 0.96 | Solar Inverter |  | OUTDOOR
REIPNR-09129 | POWER-ONE | PVI-CENTRAL-50-US (208 V) | 50000 | 1 |  |  | 0.96 | Solar Inverter |  | INDOOR
REIPNR-09142 | SMA AMERICA | SB3000US (208V) | 3000 | 1 |  |  | 0.96 | Solar Inverter |  | Inside
REIPNR-09142 | SMA AMERICA | SB5000US | 5000 | 1 |  |  | 0.96 | Solar Inverter |  | INDOOR
REIPNR-09144 | SMA AMERICA | SB5000US | 5000 | 2 |  |  | 0.96 | Solar Inverter |  | INDOOR
REIPNR-09163 | SATCON TECHNOLOGY | PVS-135 (208 V) | 135000 | 1 |  |  | 0.96 | Solar Inverter |  | INDOOR
REIPNR-09167 | PV POWERED | PVP2500 | 260000 | 2 |  |  | 0.96 | Solar Inverter |  | OUTDOOR
REIPNR-09169 | PV POWERED | PVP2500 | 260000 | 3 |  |  | 0.96 | Solar Inverter |  | OUTDOOR
REIPNR-09169 | PV POWERED | PVP75KW-208 | 75000 | 1 |  |  | 0.96 | Solar Inverter |  | OUTDOOR
REIPNR-09174 | SMA AMERICA | SB4000US (208V) | 4000 | 1 |  |  | 0.96 | Solar Inverter |  | INDOOR
REIPNR-09193 | PV POWERED | PVP100KW-208 | 100000 | 1 |  |  | 0.96 | Solar Inverter |  | OUTDOOR
REIPNR-09199 | SATCON TECHNOLOGY | AE-100-60-PV-A | 100000 | 2 |  |  | 0.96 | Solar Inverter |  | Outside
REIPNR-09200 | SATCON TECHNOLOGY | PVS-50 (208 V) | 75000 | 1 |  |  | 0.96 | Solar Inverter |  | Outside
REIPNR-09201 | SATCON TECHNOLOGY | AE-75-60-PV-D | 75000 | 1 |  |  | 0.96 | Solar Inverter |  | Outside
REIPNR-09208 | SATCON TECHNOLOGY | PVS-250 (240 V) | 250000 | 1 |  |  | 0.96 | Solar Inverter |  | Outside
REIPNR-09212 | SUNPOWER CORP (ORIGINAL MFRSMA) | SPR-4000M (208V) | 4000 | 2 |  |  | 0.96 | Solar Inverter |  | INDOOR
REIPNR-09215 | SCHUCO USA | SB4000US (208V) | 4000 | 1 |  |  | 0.96 | Solar Inverter |  | INDOOR
REIPNR-09222 | PV POWERED | PVP2000 | 2000 | 1 |  |  | 0.96 | Solar Inverter |  | INDOOR
REIPNR-09222 | PV POWERED | PVP2500 | 2500 | 1 |  |  | 0.96 | Solar Inverter |  | INDOOR
REIPNR-09222 | PV POWERED | PVP3000 | 3000 | 1 |  |  | 0.96 | Solar Inverter |  | Inside
REIPNR-09226 | PV POWERED | PVP4800 | 4800 | 2 |  |  | 0.96 | Solar Inverter |  | INDOOR
REIPNR-09257 | PV POWERED | PVP100KW-480 | 100000 | 2 |  |  | 0.96 | Solar Inverter |  | OUTDOOR
REIPNR-09267 | SATCON TECHNOLOGY | PVS-500 (480 V) | 500000 | 1 |  |  | 0.96 | Solar Inverter |  | OUTDOOR
REIPNR-09268 | SATCON TECHNOLOGY | PVS-250 (208 V) | 250000 | 1 |  |  | 0.96 | Solar Inverter |  | OUTDOOR
REIPNR-09269 | SMA AMERICA | SB7000US (277V) | 8000 | 1 |  |  | 0.96 | Solar Inverter |  | INDOOR
REIPNR-09270 | ENPHASE ENERGY | M200-32-240-S02 | 380 | 18 |  |  | 0.96 | Solar Inverter |  | OUTDOOR
REIPNR-09271 | PV POWERED | PVP4800 | 4800 | 1 |  |  | 0.96 | Solar Inverter |  | INDOOR
REIPNR-09294 | SOLECTRIA RENEWABLES | PVI95KW-480 | 95000 | 1 |  |  | 0.96 | Solar Inverter |  | OUTDOOR
REIPNR-09297 | PV POWERED | PVP100KW-208 | 100000 | 1 |  |  | 0.96 | Solar Inverter |  | OUTDOOR
REIPNR-09297 | PV POWERED | PVP100KW-208 | 100000 | 1 |  |  | 0.96 | Solar Inverter |  | OUTDOOR
REIPNR-09302 | SMA AMERICA | SB5000US | 5000 | 3 |  |  | 0.96 | Solar Inverter |  | OUTDOOR
REIPNR-09303 | PV POWERED | PVP100KW-208 | 100000 | 2 |  |  | 0.96 | Solar Inverter |  | OUTDOOR
REIPNR-09304 | PV POWERED | PVP30KW-LV-480 | 50000 | 1 |  |  | 0.96 | Solar Inverter |  | OUTDOOR
REIPNR-09304 | PV POWERED | PVP75KW-208 | 75000 | 1 |  |  | 0.96 | Solar Inverter |  | OUTDOOR
REIPNR-09321 | SMA AMERICA | SB5000US | 5000 | 3 |  |  | 0.96 | Solar Inverter |  | INDOOR
REIPNR-09322 | SMA AMERICA | SB3000US (208V) | 3000 | 1 |  |  | 0.96 | Solar Inverter |  | INDOOR
REIPNR-09323 | SMA AMERICA | SB3000US (208V) | 3000 | 1 |  |  | 0.96 | Solar Inverter |  | INDOOR
REIPNR-09325 | SMA AMERICA | SB3000US (208V) | 3000 | 1 |  |  | 0.96 | Solar Inverter |  | INDOOR
REIPNR-09329 | SATCON TECHNOLOGY | PVS-30 (208 V) | 30000 | 1 |  |  | 0.96 | Solar Inverter |  | OUTDOOR
REIPNR-09336 | PV POWERED | PVP4800 | 4800 | 1 |  |  | 0.96 | Solar Inverter |  | INDOOR
REIPNR-09338 | SCHUCO USA | SB3000US (208V) | 3000 | 1 |  |  | 0.96 | Solar Inverter |  | INDOOR
REIPNR-09338 | SMA AMERICA | SB4000US (208V) | 4000 | 1 |  |  | 0.96 | Solar Inverter |  | INDOOR
REIPNR-09344 | SUNPOWER CORP (ORIGINAL MFRSMA) | SPR-7000M (240V) | 7000 | 1 |  |  | 0.96 | Solar Inverter |  | INDOOR
REIPNR-09346 | SOLECTRIA RENEWABLES | PVI 4000 (208V) | 4000 | 1 |  |  | 0.96 | Solar Inverter |  | INDOOR
REIPNR-09346 | SOLECTRIA RENEWABLES | PVI1800-240 | 1800 | 1 |  |  | 0.96 | Solar Inverter |  | INDOOR
REIPNR-09351 | PV POWERED | PVP4800 | 4800 | 2 |  |  | 0.96 | Solar Inverter |  | INDOOR
REIPNR-09354 | PV POWERED | PVP4800 | 4800 | 1 |  |  | 0.96 | Solar Inverter |  | INDOOR
REIPNR-09358 | PV POWERED | PVP4800 | 4800 | 1 |  |  | 0.96 | Solar Inverter |  | Outside
REIPNR-09360 | PV POWERED | PVP5200 | 5200 | 1 |  |  | 0.96 | Solar Inverter |  | Inside
REIPNR-09367 | PV POWERED | PVP100KW-208 | 100000 | 1 |  |  | 0.96 | Solar Inverter |  | OUTDOOR
REIPNR-09377 | PV POWERED | PVP2800 | 260000 | 3 |  |  | 0.96 | Solar Inverter |  | OUTDOOR
REIPNR-09378 | PV POWERED | PVP2800 | 260000 | 2 |  |  | 0.96 | Solar Inverter |  | OUTDOOR
REIPNR-09408 | SMA AMERICA | SB5000US | 5000 | 2 |  |  | 0.96 | Solar Inverter |  | INDOOR
REIPNR-09422 | SMA AMERICA | SB3000US (208V) | 3000 | 2 |  |  | 0.96 | Solar Inverter |  | INDOOR
REIPNR-09442 | POWER-ONE | PVI-5000-OUTD-US (240 V) | 5000 | 1 |  |  | 0.96 | Solar Inverter |  | INDOOR
REIPNR-09447 | PV POWERED | PVP4800 | 4800 | 1 |  |  | 0.96 | Solar Inverter |  | INDOOR
REIPNR-09450 | PV POWERED | PVP4800 | 4800 | 1 |  |  | 0.96 | Solar Inverter |  | INDOOR
REIPNR-09455 | SMA AMERICA | SB5000US | 5000 | 1 |  |  | 0.96 | Solar Inverter |  | INDOOR
REIPNR-09473 | SMA AMERICA | SB5000US (208V) | 5000 | 3 |  |  | 0.96 | Solar Inverter |  | Outside
REIPNR-09474 | MAGNATEK | SB3000 | 3000 | 1 |  |  | 0.96 | Solar Inverter |  | INDOOR
REIPNR-09474 | SMA AMERICA | SB5000US | 5000 | 1 |  |  | 0.96 | Solar Inverter |  | INDOOR
REIPNR-09476 | GRIDPOINT | CONNECT C36 | 200 | 50 |  |  | 0.96 | Solar Inverter |  | INDOOR
REIPNR-09477 | SATCON TECHNOLOGY | PVS-500 (480 V) | 500000 | 2 |  |  | 0.96 | Solar Inverter |  | OUTDOOR
REIPNR-09480 | PV POWERED | PVP4800 | 4800 | 2 |  |  | 0.96 | Solar Inverter |  | INDOOR
REIPNR-09575 | ENPHASE ENERGY | M175-24-240-S02 | 190 | 32 |  |  | 0.96 | Solar Inverter |  | OUTDOOR
REIPNR-09582 | PV POWERED | PVP4800 | 4800 | 2 |  |  | 0.96 | Solar Inverter |  | OUTDOOR
REIPNR-09583 | PV POWERED | PVP4800 | 4800 | 2 |  |  | 0.96 | Solar Inverter |  | INDOOR
REIPNR-09587 | PV POWERED | PVP4600 | 4800 | 2 |  |  | 0.96 | Solar Inverter |  | INDOOR
REIPNR-09592 | SMA AMERICA | SB5000US (208V) | 5000 | 1 |  |  | 0.96 | Solar Inverter |  | INDOOR
REIPNR-09593 | SMA AMERICA | SB4000US (208V) | 4000 | 1 |  |  | 0.96 | Solar Inverter |  | INDOOR
REIPNR-09595 | PV POWERED | PVP4800 | 4800 | 1 |  |  | 0.96 | Solar Inverter |  | INDOOR
REIPNR-09599 | PV POWERED | PVP4800 | 4800 | 2 |  |  | 0.96 | Solar Inverter |  | INDOOR
REIPNR-09601 | FRONIUS USA |  | 11400 | 9 |  |  | 0.96 | Solar Inverter |  | OUTDOOR
REIPNR-09602 | PV POWERED | PVP4800 | 4800 | 2 |  |  | 0.96 | Solar Inverter |  | INDOOR
REIPNR-09603 | PV POWERED | PVP4800 | 4800 | 2 |  |  | 0.96 | Solar Inverter |  | INDOOR
REIPNR-09606 | PV POWERED | PVP4800 | 4800 | 1 |  |  | 0.96 | Solar Inverter |  | OUTDOOR
REIPNR-09607 | PV POWERED | PVP4800 | 4800 | 2 |  |  | 0.96 | Solar Inverter |  | INDOOR
REIPNR-09678 | SUNPOWER CORP (ORIGINAL MFRSMA) | SPR-4000M (208V) | 4000 | 2 |  |  | 0.96 | Solar Inverter |  | INDOOR
REIPNR-09702 | SMA AMERICA | SB4000US (208V) | 4000 | 1 |  |  | 0.96 | Solar Inverter |  | OUTDOOR
REIPNR-09702 | SMA AMERICA | SB5000US | 5000 | 1 |  |  | 0.96 | Solar Inverter |  | OUTDOOR
REIPNR-09703 | SMA AMERICA | SB3000US (208V) | 3000 | 1 |  |  | 0.96 | Solar Inverter |  | OUTDOOR
REIPNR-09706 | PV POWERED | PVP4800 | 4800 | 2 |  |  | 0.96 | Solar Inverter |  | INDOOR
REIPNR-09711 | PV POWERED | PVP5200 | 5200 | 1 |  |  | 0.96 | Solar Inverter |  | INDOOR
REIPNR-09712 | SMA AMERICA | SB3000US (208V) | 3000 | 1 |  |  | 0.96 | Solar Inverter |  | OUTDOOR
REIPNR-09715 | ENPHASE ENERGY | M200-32-208-S01 | 230 | 30 |  |  | 0.96 | Solar Inverter |  | OUTDOOR
REIPNR-09746 | SMA AMERICA | SB4000US (208V) | 4000 | 1 |  |  | 0.96 | Solar Inverter |  | OUTDOOR
REIPNR-09746 | SMA AMERICA | SB5000US | 5000 | 1 |  |  | 0.96 | Solar Inverter |  | OUTDOOR
REIPNR-09747 | SMA AMERICA | SB5000US | 5000 | 1 |  |  | 0.96 | Solar Inverter |  | Inside
REIPNR-09748 | SMA AMERICA | SB3000US (208V) | 3000 | 1 |  |  | 0.96 | Solar Inverter |  | INDOOR
REIPNR-09751 | PV POWERED | PVP4800 | 4800 | 1 |  |  | 0.96 | Solar Inverter |  | INDOOR
REIPNR-09754 | SMA AMERICA | SB4000US (208V) | 4000 | 1 |  |  | 0.96 | Solar Inverter |  | INDOOR
REIPNR-09773 | FRONIUS USA |  | 7500 | 1 |  |  | 0.96 | Solar Inverter |  | INDOOR
REIPNR-09787 | SMA AMERICA | SB5000US | 5000 | 2 |  |  | 0.96 | Solar Inverter |  | OUTDOOR
REIPNR-09814 | SMA AMERICA | SB3000US (208V) | 3000 | 2 |  |  | 0.96 | Solar Inverter |  | INDOOR
REIPNR-09814 | SMA AMERICA | SB5000US | 5000 | 1 |  |  | 0.96 | Solar Inverter |  | INDOOR
REIPNR-09884 | SUNPOWER CORP (ORIGINAL MFRSMA) | SPR-4000M (240V) | 4000 | 1 |  |  | 0.96 | Solar Inverter |  | INDOOR
REIPNR-09884 | SUNPOWER CORP (ORIGINAL MFRSMA) | SPR-6000M (208V) | 6000 | 1 |  |  | 0.96 | Solar Inverter |  | INDOOR
REIPNR-09885 | SUNPOWER CORP (ORIGINAL MFRSMA) | SPR-5000M (208V) | 5000 | 1 |  |  | 0.96 | Solar Inverter |  | INDOOR
REIPNR-09890 | PV POWERED | PVP4800 | 4800 | 2 |  |  | 0.96 | Solar Inverter |  | INDOOR
REIPNR-09891 | SATCON TECHNOLOGY | PVS-135 (240 V) | 135000 | 1 |  |  | 0.96 | Solar Inverter |  | OUTDOOR
REIPNR-09895 | SMA AMERICA | SB3000US (240V) | 3000 | 2 |  |  | 0.96 | Solar Inverter |  | OUTDOOR
REIPNR-09895 | SMA AMERICA | SB4000US (208V) | 4000 | 1 |  |  | 0.96 | Solar Inverter |  | OUTDOOR
REIPNR-09905 | SMA AMERICA | SB5000US | 5000 | 1 |  |  | 0.96 | Solar Inverter |  | OUTDOOR
REIPNR-09909 | SMA AMERICA | SB4000US (208V) | 4000 | 1 |  |  | 0.96 | Solar Inverter |  | INDOOR
REIPNR-09910 | PV POWERED | PVP4800 | 4800 | 2 |  |  | 0.96 | Solar Inverter |  | INDOOR
REIPNR-09912 | SMA AMERICA | SB4000US (240V) | 4000 | 1 |  |  | 0.96 | Solar Inverter |  | INDOOR
REIPNR-09919 | SUNPOWER CORP (ORIGINAL MFRSMA) | SPR-4000M (208V) | 4000 | 2 |  |  | 0.96 | Solar Inverter |  | INDOOR
REIPNR-09997 | SUNPOWER CORP (ORIGINAL MFRSMA) | SPR-3000M (208V) | 3000 | 1 |  |  | 0.96 | Solar Inverter |  | INDOOR
REIPNR-09997 | SUNPOWER CORP (ORIGINAL MFRSMA) | SPR-6000M (208V) | 6000 | 1 |  |  | 0.96 | Solar Inverter |  | INDOOR
REIPNR-10002 | SUNPOWER CORP (ORIGINAL MFRSMA) | SPR-4000M (208V) | 4000 | 1 |  |  | 0.96 | Solar Inverter |  | INDOOR
REIPNR-10002 | SUNPOWER CORP (ORIGINAL MFRSMA) | SPR-5000M (208V) | 5000 | 1 |  |  | 0.96 | Solar Inverter |  | INDOOR
REIPNR-10003 | SMA AMERICA | SB5000US | 5000 | 1 |  |  | 0.96 | Solar Inverter |  | OUTDOOR
REIPNR-10005 | SMA AMERICA | SB3000US (240V) | 3000 | 1 |  |  | 0.96 | Solar Inverter |  | OUTDOOR
REIPNR-10005 | SMA AMERICA | SB4000US (208V) | 4000 | 1 |  |  | 0.96 | Solar Inverter |  | OUTDOOR
REIPNR-10005 | SMA AMERICA | SB5000US | 5000 | 1 |  |  | 0.96 | Solar Inverter |  | OUTDOOR
REIPNR-10008 | PV POWERED | PVP4800 | 4800 | 1 |  |  | 0.96 | Solar Inverter |  | INDOOR
REIPNR-10009 | SATCON TECHNOLOGY | AE-100-60-PV-A | 100000 | 2 |  |  | 0.96 | Solar Inverter |  | INDOOR
REIPNR-10185 | ENPHASE ENERGY | M175-24-240-S02 | 190 | 33 |  |  | 0.96 | Solar Inverter |  | OUTDOOR
REIPNR-10186 | SUNPOWER CORP (ORIGINAL MFRSMA) | SPR-4000M (208V) | 4000 | 1 |  |  | 0.96 | Solar Inverter |  | INDOOR
REIPNR-10186 | SUNPOWER CORP (ORIGINAL MFRSMA) | SPR-4000M (208V) | 4000 | 1 |  |  | 0.96 | Solar Inverter |  | INDOOR
REIPNR-10187 | KACO | 1501XI | 100000 | 3 |  |  | 0.96 | Solar Inverter |  | OUTDOOR
REIPNR-10195 | PV POWERED | PVP4800 | 4800 | 1 |  |  | 0.96 | Solar Inverter |  | INDOOR
REIPNR-10196 | PV POWERED | PVP4800 | 4800 | 2 |  |  | 0.96 | Solar Inverter |  | INDOOR
REIPNR-10199 | PV POWERED | PVP4800 | 4800 | 1 |  |  | 0.96 | Solar Inverter |  | OUTDOOR
REIPNR-10202 | SATCON TECHNOLOGY | PVS-100 (208 V) | 135000 | 1 |  |  | 0.96 | Solar Inverter |  | OUTDOOR
REIPNR-10203 | SATCON TECHNOLOGY | PVS-30 (208 V) | 30000 | 2 |  |  | 0.96 | Solar Inverter |  | OUTDOOR
REIPNR-10205 | SATCON TECHNOLOGY | PVS-100 (480 V) | 135000 | 1 |  |  | 0.96 | Solar Inverter |  | OUTDOOR
REIPNR-10206 | SUNPOWER CORP (ORIGINAL MFRSMA) | SPR-4000M (240V) | 4000 | 1 |  |  | 0.96 | Solar Inverter |  | INDOOR
REIPNR-10206 | SUNPOWER CORP (ORIGINAL MFRSMA) | SPR-6000M (208V) | 6000 | 1 |  |  | 0.96 | Solar Inverter |  | INDOOR
REIPNR-10209 | SMA AMERICA | SB5000US | 5000 | 9 |  |  | 0.96 | Solar Inverter |  | OUTDOOR
REIPNR-10210 | SMA AMERICA | SB5000US | 5000 | 2 |  |  | 0.96 | Solar Inverter |  | INDOOR
REIPNR-10212 | SMA AMERICA | SB5000US (208V) | 5000 | 1 |  |  | 0.96 | Solar Inverter |  | INDOOR
REIPNR-10214 | SMA AMERICA | SB3000US (208V) | 3000 | 1 |  |  | 0.96 | Solar Inverter |  | INDOOR
REIPNR-10214 | SMA AMERICA | SB5000US | 5000 | 1 |  |  | 0.96 | Solar Inverter |  | INDOOR
REIPNR-10215 | SMA AMERICA | SB3000US (208V) | 3000 | 1 |  |  | 0.96 | Solar Inverter |  | INDOOR
REIPNR-10218 | PV POWERED | PVP4800 | 4800 | 2 |  |  | 0.96 | Solar Inverter |  | INDOOR
REIPNR-10219 | PV POWERED | PVP4800 | 4800 | 2 |  |  | 0.96 | Solar Inverter |  | OUTDOOR
REIPNR-10224 | SMA AMERICA | SB4000US (208V) | 4000 | 1 |  |  | 0.96 | Solar Inverter |  | INDOOR
REIPNR-10224 | SMA AMERICA | SB5000US | 5000 | 1 |  |  | 0.96 | Solar Inverter |  | INDOOR
REIPNR-10232 | SUNPOWER CORP (ORIGINAL MFRSMA) | SPR-4000M (208V) | 4000 | 1 |  |  | 0.96 | Solar Inverter |  | INDOOR
REIPNR-10234 | PV POWERED | PVP4800 | 4800 | 1 |  |  | 0.96 | Solar Inverter |  | INDOOR
REIPNR-10236 | PV POWERED | PVP4800 | 4800 | 1 |  |  | 0.96 | Solar Inverter |  | OUTDOOR
REIPNR-10237 | SATCON TECHNOLOGY | PVS-500 (480 V) | 500000 | 2 |  |  | 0.96 | Solar Inverter |  | OUTDOOR
REIPNR-10238 | PV POWERED | PVP100KW-208 | 100000 | 2 |  |  | 0.96 | Solar Inverter |  | OUTDOOR
REIPNR-10238 | PV POWERED | PVP2500 | 260000 | 1 |  |  | 0.96 | Solar Inverter |  | OUTDOOR
REIPNR-10238 | PV POWERED | PVP30KW-208 | 30000 | 1 |  |  | 0.96 | Solar Inverter |  | OUTDOOR
REIPNR-10240 | PV POWERED | PVP4800 | 4800 | 2 |  |  | 0.96 | Solar Inverter |  | OUTDOOR
REIPNR-10251 | PV POWERED | PVP4800 | 4800 | 1 |  |  | 0.96 | Solar Inverter |  | INDOOR
REIPNR-10252 | SUNPOWER CORP (ORIGINAL MFRSMA) | SPR-5000M (240V) | 5000 | 1 |  |  | 0.96 | Solar Inverter |  | INDOOR
REIPNR-10252 | SUNPOWER CORP (ORIGINAL MFRSMA) | SPR-6000M (240V) | 6000 | 1 |  |  | 0.96 | Solar Inverter |  | INDOOR
REIPNR-10261 | SUNPOWER CORP (ORIGINAL MFRSMA) | SPR-3000M (208V) | 3000 | 1 |  |  | 0.96 | Solar Inverter |  | INDOOR
REIPNR-10261 | SUNPOWER CORP (ORIGINAL MFRSMA) | SPR-6000M (208V) | 6000 | 1 |  |  | 0.96 | Solar Inverter |  | INDOOR
REIPNR-10266 | SMA AMERICA | SB7000US (277V) | 8000 | 6 |  |  | 0.96 | Solar Inverter |  | INDOOR
REIPNR-10267 | PV POWERED | PVP100KW-208 | 100000 | 1 |  |  | 0.96 | Solar Inverter |  | OUTDOOR
REIPNR-10276 | PV POWERED | PVP4800 | 4800 | 1 |  |  | 0.96 | Solar Inverter |  | INDOOR
REIPNR-10278 | PV POWERED | PVP4800 | 4800 | 1 |  |  | 0.96 | Solar Inverter |  | INDOOR
REIPNR-10279 | SOLECTRIA RENEWABLES | PVI 3000 (208V) | 3000 | 1 |  |  | 0.96 | Solar Inverter |  | Outside
REIPNR-10281 | PV POWERED | PVP4800 | 4800 | 1 |  |  | 0.96 | Solar Inverter |  | Inside
REIPNR-10282 | SUNPOWER CORP (ORIGINAL MFRSMA) | SPR-4000M (208V) | 4000 | 2 |  |  | 0.96 | Solar Inverter |  | INDOOR
REIPNR-10284 | SUNPOWER CORP (ORIGINAL MFRSMA) | SPR-4000M (208V) | 4000 | 1 |  |  | 0.96 | Solar Inverter |  | INDOOR
REIPNR-10284 | SUNPOWER CORP (ORIGINAL MFRSMA) | SPR-5000M (208V) | 5000 | 1 |  |  | 0.96 | Solar Inverter |  | INDOOR
REIPNR-10289 | PV POWERED | PVP4800 | 4800 | 1 |  |  | 0.96 | Solar Inverter |  | OUTDOOR
REIPNR-10291 | PV POWERED | PVP4800 | 4800 | 1 |  |  | 0.96 | Solar Inverter |  | INDOOR
REIPNR-10295 | SOLECTRIA RENEWABLES | PVI82KW-208 | 82000 | 2 |  |  | 0.96 | Solar Inverter |  | OUTDOOR
REIPNR-10297 | FRONIUS USA |  | 9995 | 1 |  |  | 0.96 | Solar Inverter |  | INDOOR
REIPNR-10307 | SMA AMERICA | SB5000US (240V) | 5000 | 1 |  |  | 0.96 | Solar Inverter |  | INDOOR
REIPNR-10308 | SMA AMERICA | SB3000US (208V) | 3000 | 3 |  |  | 0.96 | Solar Inverter |  | OUTDOOR
REIPNR-10310 | PV POWERED | PVP4800 | 4800 | 1 |  |  | 0.96 | Solar Inverter |  | INDOOR
REIPNR-10313 | PV POWERED | PVP4800 | 4800 | 1 |  |  | 0.96 | Solar Inverter |  | INDOOR
REIPNR-10317 | SMA AMERICA | SB3000US (208V) | 3000 | 1 |  |  | 0.96 | Solar Inverter |  | OUTDOOR
REIPNR-10319 | PV POWERED | PVP4800 | 4800 | 1 |  |  | 0.96 | Solar Inverter |  | OUTDOOR
REIPNR-10321 | PV POWERED | PVP4800 | 4800 | 1 |  |  | 0.96 | Solar Inverter |  | OUTDOOR
REIPNR-10323 | PV POWERED | PVP4800 | 4800 | 1 |  |  | 0.96 | Solar Inverter |  | INDOOR
REIPNR-10325 | SUNPOWER CORP (ORIGINAL MFRSMA) | SPR-5000M (208V) | 5000 | 1 |  |  | 0.96 | Solar Inverter |  | INDOOR
REIPNR-10326 | SMA AMERICA | SB3000US (208V) | 3000 | 1 |  |  | 0.96 | Solar Inverter |  | INDOOR
REIPNR-10329 | PV POWERED | PVP4800 | 4800 | 1 |  |  | 0.96 | Solar Inverter |  | INDOOR
REIPNR-10336 | SMA AMERICA | SB5000US (208V) | 5000 | 1 |  |  | 0.96 | Solar Inverter |  | INDOOR
REIPNR-10337 | SUNPOWER CORP (ORIGINAL MFRSMA) | SPR-4000M (208V) | 4000 | 1 |  |  | 0.96 | Solar Inverter |  | INDOOR
REIPNR-10337 | SUNPOWER CORP (ORIGINAL MFRSMA) | SPR-6000M (208V) | 6000 | 1 |  |  | 0.96 | Solar Inverter |  | INDOOR
REIPNR-10338 | SMA AMERICA | SB3000US (208V) | 3000 | 1 |  |  | 0.96 | Solar Inverter |  | INDOOR
REIPNR-10340 | PV POWERED | PVP4800 | 4800 | 2 |  |  | 0.96 | Solar Inverter |  | INDOOR
REIPNR-10342 | PV POWERED | PVP4800 | 4800 | 1 |  |  | 0.96 | Solar Inverter |  | INDOOR
REIPNR-10343 | PV POWERED | PVP4800 | 4800 | 2 |  |  | 0.96 | Solar Inverter |  | Outside
REIPNR-10347 | SMA AMERICA | SB3000US (208V) | 3000 | 1 |  |  | 0.96 | Solar Inverter |  | INDOOR
REIPNR-10355 | PV POWERED | PVP4800 | 4800 | 1 |  |  | 0.96 | Solar Inverter |  | INDOOR
REIPNR-10357 | PV POWERED | PVP4800 | 4800 | 2 |  |  | 0.96 | Solar Inverter |  | INDOOR
REIPNR-10359 | KACO | 3601XI | 5000 | 2 |  |  | 0.96 | Solar Inverter |  | OUTDOOR
REIPNR-10360 | PV POWERED | PVP5200 | 5200 | 1 |  |  | 0.96 | Solar Inverter |  | INDOOR
REIPNR-10361 | PV POWERED | PVP4800 | 4800 | 1 |  |  | 0.96 | Solar Inverter |  | OUTDOOR
REIPNR-10369 | PV POWERED | PVP4800 | 4800 | 1 |  |  | 0.96 | Solar Inverter |  | INDOOR
REIPNR-10372 | PV POWERED | PVP4800 | 4800 | 1 |  |  | 0.96 | Solar Inverter |  | INDOOR
REIPNR-10374 | SMA AMERICA | SB3000US (208V) | 3000 | 1 |  |  | 0.96 | Solar Inverter |  | INDOOR
REIPNR-10374 | SMA AMERICA | SB4000US (208V) | 4000 | 2 |  |  | 0.96 | Solar Inverter |  | INDOOR
REIPNR-10377 | PV POWERED | PVP4800 | 4800 | 1 |  |  | 0.96 | Solar Inverter |  | INDOOR
REIPNR-10379 | SUNPOWER CORP (ORIGINAL MFRSMA) | SPR-3000M (208V) | 3000 | 1 |  |  | 0.96 | Solar Inverter |  | INDOOR
REIPNR-10379 | SUNPOWER CORP (ORIGINAL MFRSMA) | SPR-6000M (240V) | 6000 | 1 |  |  | 0.96 | Solar Inverter |  | INDOOR
REIPNR-10388 | SMA AMERICA | SB4000US (240V) | 4000 | 2 |  |  | 0.96 | Solar Inverter |  | INDOOR
REIPNR-10390 | SUNPOWER CORP (ORIGINAL MFRSMA) | SPR-5000M (208V) | 5000 | 1 |  |  | 0.96 | Solar Inverter |  | INDOOR
REIPNR-10393 | PV POWERED | PVP5200 | 5200 | 5 |  |  | 0.96 | Solar Inverter |  | OUTDOOR
REIPNR-10394 | FRONIUS USA |  | 11400 | 1 |  |  | 0.96 | Solar Inverter |  | INDOOR
REIPNR-10395 | SUNPOWER CORP (ORIGINAL MFRSMA) | SPR-3000M (208V) | 3000 | 1 |  |  | 0.96 | Solar Inverter |  | INDOOR
REIPNR-10395 | SUNPOWER CORP (ORIGINAL MFRSMA) | SPR-4000M (208V) | 4000 | 1 |  |  | 0.96 | Solar Inverter |  | INDOOR
REIPNR-10469 | FRONIUS USA |  | 10000 | 3 |  |  | 0.96 | Solar Inverter |  | OUTDOOR
REIPNR-10475 | PV POWERED | PVP100KW-208 | 100000 | 2 |  |  | 0.96 | Solar Inverter |  | OUTDOOR
REIPNR-10476 | SMA AMERICA | SB7000US (208V) | 7000 | 6 |  |  | 0.96 | Solar Inverter |  | INDOOR
REIPNR-10479 | PV POWERED | PVP100KW-208 | 100000 | 2 |  |  | 0.96 | Solar Inverter |  | OUTDOOR
REIPNR-10479 | PV POWERED | PVP30KW-208 | 30000 | 1 |  |  | 0.96 | Solar Inverter |  | OUTDOOR
REIPNR-10479 | PV POWERED | PVP5200 | 50000 | 1 |  |  | 0.96 | Solar Inverter |  | OUTDOOR
REIPNR-10481 | SMA AMERICA | SB5000US | 5000 | 1 |  |  | 0.96 | Solar Inverter |  | OUTDOOR
REIPNR-10482 | PV POWERED | PVP100KW-208 | 100000 | 1 |  |  | 0.96 | Solar Inverter |  | OUTDOOR
REIPNR-10484 | PV POWERED | PVP30KW-208 | 30000 | 1 |  |  | 0.96 | Solar Inverter |  | OUTDOOR
REIPNR-10485 | SUNPOWER CORP (ORIGINAL MFRSMA) | SPR-4000M (208V) | 4000 | 1 |  |  | 0.96 | Solar Inverter |  | INDOOR
REIPNR-10485 | SUNPOWER CORP (ORIGINAL MFRSMA) | SPR-6000M (208V) | 6000 | 1 |  |  | 0.96 | Solar Inverter |  | INDOOR
REIPNR-10486 | PV POWERED | PVP100KW-208 | 100000 | 2 |  |  | 0.96 | Solar Inverter |  | OUTDOOR
REIPNR-10487 | PV POWERED | PVP4800 | 4800 | 1 |  |  | 0.96 | Solar Inverter |  | OUTDOOR
REIPNR-10493 | SMA AMERICA | SB5000US | 5000 | 1 |  |  | 0.96 | Solar Inverter |  | INDOOR
REIPNR-10494 | PV POWERED | PVP4800 | 4800 | 1 |  |  | 0.96 | Solar Inverter |  | OUTDOOR
REIPNR-10496 | SUNPOWER CORP (ORIGINAL MFRSMA) | SPR-4000M (208V) | 4000 | 1 |  |  | 0.96 | Solar Inverter |  | INDOOR
REIPNR-10496 | SUNPOWER CORP (ORIGINAL MFRSMA) | SPR-5000M (208V) | 5000 | 1 |  |  | 0.96 | Solar Inverter |  | INDOOR
REIPNR-10497 | SMA AMERICA | SUNNY BOY CONTROL PLUS | 10000 | 10 |  |  | 0.96 | Solar Inverter |  | OUTDOOR
REIPNR-10499 | PV POWERED | PVP4800 | 4800 | 1 |  |  | 0.96 | Solar Inverter |  | INDOOR
REIPNR-10572 | SMA AMERICA | SB4000US (208V) | 4000 | 1 |  |  | 0.96 | Solar Inverter |  | INDOOR
REIPNR-10579 | PV POWERED | PVP4800 | 4800 | 1 |  |  | 0.96 | Solar Inverter |  | INDOOR
REIPNR-10588 | SMA AMERICA | SB3000US (208V) | 3000 | 3 |  |  | 0.96 | Solar Inverter |  | INDOOR
REIPNR-10589 | SMA AMERICA | SB4000US (208V) | 4000 | 1 |  |  | 0.96 | Solar Inverter |  | INDOOR
REIPNR-10589 | SMA AMERICA | SB5000US | 5000 | 1 |  |  | 0.96 | Solar Inverter |  | INDOOR
REIPNR-10592 | SUNPOWER CORP (ORIGINAL MFRSMA) | SPR-4000M (240V) | 4000 | 1 |  |  | 0.96 | Solar Inverter |  | INDOOR
REIPNR-10592 | SUNPOWER CORP (ORIGINAL MFRSMA) | SPR-7000M (208V) | 7000 | 1 |  |  | 0.96 | Solar Inverter |  | INDOOR
REIPNR-10595 | PV POWERED | PVP30KW-208 | 50000 | 1 |  |  | 0.96 | Solar Inverter |  | OUTDOOR
REIPNR-10601 | SUNPOWER CORP (ORIGINAL MFRSMA) | SPR-6000M (208V) | 6000 | 3 |  |  | 0.96 | Solar Inverter |  | INDOOR
REIPNR-10667 | SMA AMERICA | SB3000US (208V) | 3000 | 1 |  |  | 0.96 | Solar Inverter |  | Inside
REIPNR-10667 | SMA AMERICA | SB4000US (208V) | 4000 | 1 |  |  | 0.96 | Solar Inverter |  | INDOOR
REIPNR-10667 | SMA AMERICA | SB5000US | 5000 | 1 |  |  | 0.96 | Solar Inverter |  | INDOOR
REIPNR-10668 | PV POWERED | PVP4800 | 4800 | 1 |  |  | 0.96 | Solar Inverter |  | OUTDOOR
REIPNR-10668 | PV POWERED | PVP4800 | 4800 | 1 |  |  | 0.96 | Solar Inverter |  | OUTDOOR
REIPNR-10670 | PV POWERED | PVP4800 | 4800 | 1 |  |  | 0.96 | Solar Inverter |  | INDOOR
REIPNR-10673 | PV POWERED | PVP4800 | 4800 | 2 |  |  | 0.96 | Solar Inverter |  | INDOOR
REIPNR-10679 | PV POWERED | PVP4800 | 4800 | 1 |  |  | 0.96 | Solar Inverter |  | INDOOR
REIPNR-10680 | PV POWERED | PVP4800 | 4800 | 1 |  |  | 0.96 | Solar Inverter |  | INDOOR
REIPNR-10683 | ENPHASE ENERGY | M200-32-240-S02 | 380 | 17 |  |  | 0.96 | Solar Inverter |  | OUTDOOR
REIPNR-10685 | SUNPOWER CORP (ORIGINAL MFRSMA) | SPR-5000M (208V) | 5000 | 3 |  |  | 0.96 | Solar Inverter |  | Outside
REIPNR-10686 | KACO | 3601XI | 100000 | 1 |  |  | 0.96 | Solar Inverter |  | OUTDOOR
REIPNR-10690 | PV POWERED | PVP4800 | 4800 | 2 |  |  | 0.96 | Solar Inverter |  | INDOOR
REIPNR-10696 | PV POWERED | PVP75KW-208 | 75000 | 2 |  |  | 0.96 | Solar Inverter |  | OUTDOOR
REIPNR-10697 | PV POWERED | PVP75KW-480 | 75000 | 4 |  |  | 0.96 | Solar Inverter |  | OUTDOOR
REIPNR-10752 | PV POWERED | PVP4800 | 4800 | 1 |  |  | 0.96 | Solar Inverter |  | OUTDOOR
REIPNR-10767 | SATCON TECHNOLOGY | PVS-135 (208 V) | 135000 | 1 |  |  | 0.96 | Solar Inverter |  | OUTDOOR
REIPNR-10767 | SATCON TECHNOLOGY | PVS-500 (480 V) | 500000 | 1 |  |  | 0.96 | Solar Inverter |  | OUTDOOR
REIPNR-10769 | PV POWERED | PVP4800 | 4800 | 1 |  |  | 0.96 | Solar Inverter |  | INDOOR
REIPNR-10771 | PV POWERED | PVP2500 | 2500 | 1 |  |  | 0.96 | Solar Inverter |  | INDOOR
REIPNR-10776 | SMA AMERICA | SB4000US (208V) | 4000 | 1 |  |  | 0.96 | Solar Inverter |  | INDOOR
REIPNR-10778 | SOLECTRIA RENEWABLES | PVI 3000 (208V) | 3000 | 1 |  |  | 0.96 | Solar Inverter |  | INDOOR
REIPNR-10780 | PV POWERED | PVP4800 | 4800 | 1 |  |  | 0.96 | Solar Inverter |  | OUTDOOR
REIPNR-10785 | SMA AMERICA | SB5000US | 5000 | 6 |  |  | 0.96 | Solar Inverter |  | INDOOR
REIPNR-10786 | SMA AMERICA | SB4000US (208V) | 4000 | 3 |  |  | 0.96 | Solar Inverter |  | Outside
REIPNR-10786 | SMA AMERICA | SB5000US | 5000 | 2 |  |  | 0.96 | Solar Inverter |  | Outside
REIPNR-10787 | SMA AMERICA | SB5000US | 5000 | 4 |  |  | 0.96 | Solar Inverter |  | INDOOR
REIPNR-10788 | SATCON TECHNOLOGY | PVS-75 (240 V) | 75000 | 2 |  |  | 0.96 | Solar Inverter |  | INDOOR
REIPNR-10791 | SUNPOWER CORP (ORIGINAL MFRSMA) | SPR-5000M (240V) | 5000 | 1 |  |  | 0.96 | Solar Inverter |  | INDOOR
REIPNR-10798 | PV POWERED | PVP100KW-208 | 100000 | 1 |  |  | 0.96 | Solar Inverter |  | INDOOR
REIPNR-10851 | PV POWERED | PVP4800 | 4800 | 1 |  |  | 0.96 | Solar Inverter |  | INDOOR
REIPNR-10852 | ENPHASE ENERGY | M175-24-240-S02 | 190 | 44 |  |  | 0.96 | Solar Inverter |  | OUTDOOR
REIPNR-10856 | SUNPOWER CORP (ORIGINAL MFRSMA) | SPR-4000M (240V) | 4000 | 1 |  |  | 0.96 | Solar Inverter |  | INDOOR
REIPNR-10858 | SUNPOWER CORP (ORIGINAL MFRSMA) | SPR-3000M (208V) | 3000 | 1 |  |  | 0.96 | Solar Inverter |  | INDOOR
REIPNR-10862 | PV POWERED | PVP4800 | 4800 | 1 |  |  | 0.96 | Solar Inverter |  | Outside
REIPNR-10863 | PV POWERED | PVP4800 | 4800 | 1 |  |  | 0.96 | Solar Inverter |  | INDOOR
REIPNR-10864 | PV POWERED | PVP4800 | 4800 | 2 |  |  | 0.96 | Solar Inverter |  | INDOOR
REIPNR-10879 | FRONIUS USA |  | 7500 | 2 |  |  | 0.96 | Solar Inverter |  | OUTDOOR
REIPNR-10880 | PV POWERED | PVP75KW-208 | 75000 | 1 |  |  | 0.96 | Solar Inverter |  | OUTDOOR
REIPNR-10882 | PV POWERED | PVP100KW-208 | 100000 | 1 |  |  | 0.96 | Solar Inverter |  | OUTDOOR
REIPNR-10883 | SATCON TECHNOLOGY | PVS-500 (480 V) | 500000 | 1 |  |  | 0.96 | Solar Inverter |  | OUTDOOR
REIPNR-10885 | PV POWERED | PVP4800 | 4800 | 1 |  |  | 0.96 | Solar Inverter |  | OUTDOOR
REIPNR-10887 | SMA AMERICA | SB5000US | 5000 | 1 |  |  | 0.96 | Solar Inverter |  | INDOOR
REIPNR-10888 | SMA AMERICA | SB5000US | 5000 | 2 |  |  | 0.96 | Solar Inverter |  | OUTDOOR
REIPNR-10889 | SMA AMERICA | SB5000US | 5000 | 3 |  |  | 0.96 | Solar Inverter |  | INDOOR
REIPNR-10890 | SMA AMERICA | SB5000US (208V) | 5000 | 1 |  |  | 0.96 | Solar Inverter |  | INDOOR
REIPNR-10899 | PV POWERED | PVP4800 | 4800 | 1 |  |  | 0.96 | Solar Inverter |  | INDOOR
REIPNR-10956 | PV POWERED | PVP4800 | 4800 | 1 |  |  | 0.96 | Solar Inverter |  | INDOOR
REIPNR-10958 | PV POWERED | PVP3000 | 3000 | 1 |  |  | 0.96 | Solar Inverter |  | INDOOR
REIPNR-10958 | PV POWERED | PVP4800 | 4800 | 1 |  |  | 0.96 | Solar Inverter |  | INDOOR
REIPNR-10969 | SMA AMERICA | SB7000US (208V) | 8000 | 1 |  |  | 0.96 | Solar Inverter |  | OUTDOOR
REIPNR-10971 | PV POWERED | PVP4800 | 4800 | 1 |  |  | 0.96 | Solar Inverter |  | OUTDOOR
REIPNR-10974 | PV POWERED | PVP4800 | 4800 | 1 |  |  | 0.96 | Solar Inverter |  | INDOOR
REIPNR-10975 | PV POWERED | PVP4800 | 4800 | 2 |  |  | 0.96 | Solar Inverter |  | INDOOR
REIPNR-10983 | PV POWERED | PVP100KW-208 | 100000 | 1 |  |  | 0.96 | Solar Inverter |  | OUTDOOR
REIPNR-10993 | SMA AMERICA | SB3000US (208V) | 3000 | 1 |  |  | 0.96 | Solar Inverter |  | INDOOR
REIPNR-10993 | SMA AMERICA | SB4000US (208V) | 4000 | 1 |  |  | 0.96 | Solar Inverter |  | INDOOR
REIPNR-10995 | SMA AMERICA | SB3000US (208V) | 3000 | 1 |  |  | 0.96 | Solar Inverter |  | INDOOR
REIPNR-10996 | SMA AMERICA | SB4000US (208V) | 4000 | 1 |  |  | 0.96 | Solar Inverter |  | INDOOR
REIPNR-10998 | PV POWERED | PVP3500 | 3500 | 1 |  |  | 0.96 | Solar Inverter |  | INDOOR
REIPNR-11002 | PV POWERED | PVP4800 | 4800 | 2 |  |  | 0.96 | Solar Inverter |  | Outside
REIPNR-11003 | PV POWERED | PVP100KW-208 | 100000 | 1 |  |  | 0.96 | Solar Inverter |  | Inside
REIPNR-11068 | FRONIUS USA | IG 3000 | 3000 | 2 |  |  | 0.96 | Solar Inverter |  | INDOOR
REIPNR-11081 | SMA AMERICA | SB3000US (208V) | 3000 | 3 |  |  | 0.96 | Solar Inverter |  | INDOOR
REIPNR-11082 | SMA AMERICA | SB5000US | 5000 | 1 |  |  | 0.96 | Solar Inverter |  | OUTDOOR
REIPNR-11092 | PV POWERED | PVP4800 | 4800 | 2 |  |  | 0.96 | Solar Inverter |  | INDOOR
REIPNR-11093 | SMA AMERICA | SB4000US (208V) | 4000 | 1 |  |  | 0.96 | Solar Inverter |  | INDOOR
REIPNR-11095 | SMA AMERICA | SB5000US | 5000 | 1 |  |  | 0.96 | Solar Inverter |  | INDOOR
REIPNR-11098 | SMA AMERICA | SB7000US (240V) | 8000 | 1 |  |  | 0.96 | Solar Inverter |  | INDOOR
REIPNR-11099 | SMA AMERICA | SB5000US | 5000 | 2 |  |  | 0.96 | Solar Inverter |  | OUTDOOR
REIPNR-11102 | SMA AMERICA | SB5000US | 5000 | 1 |  |  | 0.96 | Solar Inverter |  | INDOOR
REIPNR-11106 | PV POWERED | PVP4800 | 4800 | 1 |  |  | 0.96 | Solar Inverter |  | OUTDOOR
REIPNR-11107 | PV POWERED | PVP4800 | 4800 | 1 |  |  | 0.96 | Solar Inverter |  | INDOOR
REIPNR-11108 | PV POWERED | PVP4800 | 4800 | 1 |  |  | 0.96 | Solar Inverter |  | INDOOR
REIPNR-11113 | SMA AMERICA | SB5000US (208V) | 5000 | 3 |  |  | 0.96 | Solar Inverter |  | INDOOR
REIPNR-11114 | SMA AMERICA | SB5000US | 5000 | 2 |  |  | 0.96 | Solar Inverter |  | INDOOR
REIPNR-11115 | SMA AMERICA | SB5000US | 5000 | 1 |  |  | 0.96 | Solar Inverter |  | INDOOR
REIPNR-11167 | PV POWERED | PVP4800 | 4800 | 1 |  |  | 0.96 | Solar Inverter |  | INDOOR
REIPNR-11178 | PV POWERED | PVP4800 | 4800 | 1 |  |  | 0.96 | Solar Inverter |  | INDOOR
REIPNR-11179 | PV POWERED | PVP100KW-208 | 100000 | 1 |  |  | 0.96 | Solar Inverter |  | OUTDOOR
REIPNR-11180 | SMA AMERICA | SB4000US (208V) | 4000 | 1 |  |  | 0.96 | Solar Inverter |  | INDOOR
REIPNR-11181 | PV POWERED | PVP4800 | 4800 | 2 |  |  | 0.96 | Solar Inverter |  | OUTDOOR
REIPNR-11182 | PV POWERED | PVP4800 | 4800 | 1 |  |  | 0.96 | Solar Inverter |  | OUTDOOR
REIPNR-11207 | SMA AMERICA | SB4000US (208V) | 4000 | 1 |  |  | 0.96 | Solar Inverter |  | Outside
REIPNR-11209 | PV POWERED | PVP4800 | 4800 | 1 |  |  | 0.96 | Solar Inverter |  | INDOOR
REIPNR-11211 | PV POWERED | PVP4800 | 4800 | 1 |  |  | 0.96 | Solar Inverter |  | Outside
REIPNR-11294 | SATCON TECHNOLOGY | PVS-100 (480 V) | 100000 | 2 |  |  | 0.96 | Solar Inverter |  | OUTDOOR
REIPNR-11294 | SATCON TECHNOLOGY | PVS-250 (480 V) | 250000 | 1 |  |  | 0.96 | Solar Inverter |  | OUTDOOR
REIPNR-11294 | SATCON TECHNOLOGY | PVS-500 (480 V) | 500000 | 2 |  |  | 0.96 | Solar Inverter |  | OUTDOOR
REIPNR-11299 | PV POWERED | PVP2000 | 2000 | 1 |  |  | 0.96 | Solar Inverter |  | Outside
REIPNR-11300 | PV POWERED | PVP4800 | 4800 | 1 |  |  | 0.96 | Solar Inverter |  | INDOOR
REIPNR-11301 | SMA AMERICA | SB5000US (208V) | 5000 | 1 |  |  | 0.96 | Solar Inverter |  | INDOOR
REIPNR-11302 | PV POWERED | PVP4800 | 4800 | 1 |  |  | 0.96 | Solar Inverter |  | INDOOR
REIPNR-11304 | PV POWERED | PVP4800 | 4800 | 2 |  |  | 0.96 | Solar Inverter |  | OUTDOOR
REIPNR-11317 | SMA AMERICA | SB5000US | 5000 | 1 |  |  | 0.96 | Solar Inverter |  | OUTDOOR
REIPNR-11320 | PV POWERED | PVP4800 | 4800 | 2 |  |  | 0.96 | Solar Inverter |  | INDOOR
REIPNR-11327 | SMA AMERICA | SB7000US (208V) | 7000 | 3 |  |  | 0.96 | Solar Inverter |  | INDOOR
REIPNR-11360 | PV POWERED | PVP100KW-208 | 100000 | 2 |  |  | 0.96 | Solar Inverter |  | OUTDOOR
REIPNR-11360 | PV POWERED | PVP30KW-LV-480 | 30000 | 1 |  |  | 0.96 | Solar Inverter |  | OUTDOOR
REIPNR-11364 | PV POWERED | PVP100KW-208 | 260000 | 1 |  |  | 0.96 | Solar Inverter |  | OUTDOOR
REIPNR-11364 | PV POWERED | PVP75KW-208 | 75000 | 3 |  |  | 0.96 | Solar Inverter |  | OUTDOOR
REIPNR-11366 | PV POWERED | PVP100KW-208 | 100000 | 1 |  |  | 0.96 | Solar Inverter |  | OUTDOOR
REIPNR-11368 | SMA AMERICA | SB7000US (277V) | 8000 | 1 |  |  | 0.96 | Solar Inverter |  | OUTDOOR
REIPNR-11373 | SMA AMERICA | SB3000US (208V) | 3000 | 1 |  |  | 0.96 | Solar Inverter |  | INDOOR
REIPNR-11373 | SMA AMERICA | SB4000US (208V) | 4000 | 1 |  |  | 0.96 | Solar Inverter |  | INDOOR
REIPNR-11374 | SMA AMERICA | SB6000U (240V) | 6000 | 1 |  |  | 0.96 | Solar Inverter |  | Outside
REIPNR-11380 | SMA AMERICA | SB4000US (208V) | 4000 | 1 |  |  | 0.96 | Solar Inverter |  | Outside
REIPNR-11380 | SMA AMERICA | SB5000US (208V) | 5000 | 1 |  |  | 0.96 | Solar Inverter |  | Outside
REIPNR-11384 | FRONIUS USA |  | 11400 | 2 |  |  | 0.96 | Solar Inverter |  | INDOOR
REIPNR-11404 | SMA AMERICA | SB5000US | 5000 | 1 |  |  | 0.96 | Solar Inverter |  | OUTDOOR
REIPNR-11404 | SMA AMERICA | SB6000US (208V) | 6000 | 1 |  |  | 0.96 | Solar Inverter |  | OUTDOOR
REIPNR-11409 | PV POWERED | PVP100KW-208 | 96000 | 2 |  |  | 0.96 | Solar Inverter |  | OUTDOOR
REIPNR-11411 | SMA AMERICA | SB6000US (240V) | 6000 | 1 |  |  | 0.96 | Solar Inverter |  | INDOOR
REIPNR-11412 | SATCON TECHNOLOGY | PVS-100 (208 V) | 100000 | 2 |  |  | 0.96 | Solar Inverter |  | OUTDOOR
REIPNR-11412 | SATCON TECHNOLOGY | PVS-135 (208 V) | 135000 | 2 |  |  | 0.96 | Solar Inverter |  | OUTDOOR
REIPNR-11412 | SATCON TECHNOLOGY | PVS-250 (208 V) | 250000 | 2 |  |  | 0.96 | Solar Inverter |  | OUTDOOR
REIPNR-11412 | SATCON TECHNOLOGY | PVS-500 (480 V) | 500000 | 7 |  |  | 0.96 | Solar Inverter |  | OUTDOOR
REIPNR-11414 | SMA AMERICA | SB7000US (208V) | 8000 | 2 |  |  | 0.96 | Solar Inverter |  | OUTDOOR
REIPNR-11429 | PV POWERED | PVP75KW-208 | 75000 | 2 |  |  | 0.96 | Solar Inverter |  | OUTDOOR
REIPNR-11432 | PV POWERED | PVP4800 | 4800 | 1 |  |  | 0.96 | Solar Inverter |  | INDOOR
REIPNR-11433 | PV POWERED | PVP4800 | 4800 | 1 |  |  | 0.96 | Solar Inverter |  | Outside
REIPNR-11435 | PV POWERED | PVP4800 | 4800 | 1 |  |  | 0.96 | Solar Inverter |  | INDOOR
REIPNR-11436 | PV POWERED | PVP4800 | 4800 | 1 |  |  | 0.96 | Solar Inverter |  | INDOOR
REIPNR-11446 | SATCON TECHNOLOGY | PVS-100 (480 V) | 100000 | 2 |  |  | 0.96 | Solar Inverter |  | INDOOR
REIPNR-11447 | SMA AMERICA | SB3000US (208V) | 3000 | 1 |  |  | 0.96 | Solar Inverter |  | Outside
REIPNR-11447 | SMA AMERICA | SB5000US (208V) | 5000 | 1 |  |  | 0.96 | Solar Inverter |  | OUTDOOR
REIPNR-11449 | SMA AMERICA | SB7000US (208V) | 8000 | 3 |  |  | 0.96 | Solar Inverter |  | OUTDOOR
REIPNR-11454 | FRONIUS USA |  | 6000 | 2 |  |  | 0.96 | Solar Inverter |  | OUTDOOR
REIPNR-11454 | FRONIUS USA |  | 7500 | 4 |  |  | 0.96 | Solar Inverter |  | OUTDOOR
REIPNR-11455 | XANTREX TECHNOLOGY | GT100-480 | 100000 | 1 |  |  | 0.96 | Solar Inverter |  | OUTDOOR
REIPNR-11459 | PV POWERED | PVP100KW-208 | 260000 | 1 |  |  | 0.96 | Solar Inverter |  | OUTDOOR
REIPNR-11474 | PV POWERED | PVP100KW-208 | 100000 | 1 |  |  | 0.96 | Solar Inverter |  | Outside
REIPNR-11474 | PV POWERED | PVP30KW-LV-208 | 30000 | 1 |  |  | 0.96 | Solar Inverter |  | OUTDOOR
REIPNR-11483 | ENPHASE ENERGY | M200-32-208-S01 | 380 | 36 |  |  | 0.96 | Solar Inverter |  | OUTDOOR
REIPNR-11491 | PV POWERED | PVP4800 | 4800 | 1 |  |  | 0.96 | Solar Inverter |  | INDOOR
REIPNR-11492 | PV POWERED | PVP2000 | 2000 | 1 |  |  | 0.96 | Solar Inverter |  | OUTDOOR
REIPNR-11492 | PV POWERED | PVP4800 | 4800 | 2 |  |  | 0.96 | Solar Inverter |  | OUTDOOR
REIPNR-11503 | SATCON TECHNOLOGY | PVS-100 (208 V) | 100000 | 1 |  |  | 0.96 | Solar Inverter |  | OUTDOOR
REIPNR-11504 | SATCON TECHNOLOGY | AE-225-60-PV-A | 250000 | 2 |  |  | 0.96 | Solar Inverter |  | OUTDOOR
REIPNR-11504 | SATCON TECHNOLOGY | PVS-135 (480 V) | 135000 | 1 |  |  | 0.96 | Solar Inverter |  | OUTDOOR
REIPNR-11505 | SATCON TECHNOLOGY | AE-135-60-PV-A | 135000 | 1 |  |  | 0.96 | Solar Inverter |  | OUTDOOR
REIPNR-11506 | SMA AMERICA | SB7000US (240V) | 7000 | 2 |  |  | 0.96 | Solar Inverter |  | OUTDOOR
REIPNR-11507 | SATCON TECHNOLOGY | PVS-250 (240 V) | 250000 | 1 |  |  | 0.96 | Solar Inverter |  | OUTDOOR
REIPNR-11508 | SATCON TECHNOLOGY | AE-135-60-PV-D | 135000 | 1 |  |  | 0.96 | Solar Inverter |  | OUTDOOR
REIPNR-11515 | SMA AMERICA | SB5000US | 5000 | 3 |  |  | 0.96 | Solar Inverter |  | OUTDOOR
REIPNR-11527 | SMA AMERICA | SB5000US | 5000 | 1 |  |  | 0.96 | Solar Inverter |  | INDOOR
REIPNR-11528 | PV POWERED | PVP4800 | 4800 | 1 |  |  | 0.96 | Solar Inverter |  | INDOOR
REIPNR-11529 | PV POWERED | PVP4800 | 4800 | 1 |  |  | 0.96 | Solar Inverter |  | INDOOR
REIPNR-11530 | PV POWERED | PVP4800 | 4800 | 1 |  |  | 0.96 | Solar Inverter |  | INDOOR
REIPNR-11533 | SATCON TECHNOLOGY | PVS-250 (480 V) | 250000 | 1 |  |  | 0.96 | Solar Inverter |  | INDOOR
REIPNR-11538 | SATCON TECHNOLOGY | PVS-500 (480 V) | 500000 | 2 |  |  | 0.96 | Solar Inverter |  | Outside
REIPNR-11545 | PV POWERED | PVP100KW-208 | 100000 | 2 |  |  | 0.96 | Solar Inverter |  | OUTDOOR
REIPNR-11546 | XANTREX TECHNOLOGY | STRM - REMOTE METER | 250000 | 1 |  |  | 0.96 | Solar Inverter |  | INDOOR
REIPNR-11555 | SMA AMERICA | SB4000US (208V) | 4000 | 2 |  |  | 0.96 | Solar Inverter |  | INDOOR
REIPNR-11560 | SMA AMERICA | SB4000US (208V) | 4000 | 1 |  |  | 0.96 | Solar Inverter |  | OUTDOOR
REIPNR-11562 | SMA AMERICA | SB4000US (208V) | 4000 | 1 |  |  | 0.96 | Solar Inverter |  | Outside
REIPNR-11562 | SMA AMERICA | SB5000US | 5000 | 1 |  |  | 0.96 | Solar Inverter |  | Outside
REIPNR-11562 | SMA AMERICA | SB7000US (208V) | 7000 | 2 |  |  | 0.96 | Solar Inverter |  | Outside
REIPNR-11562 | SMA AMERICA | SB7000US (208V) | 7000 | 4 |  |  | 0.96 | Solar Inverter |  | Outside
REIPNR-11562 | SMA AMERICA | SB7000US (208V) | 7000 | 4 |  |  | 0.96 | Solar Inverter |  | Outside
REIPNR-11565 | SMA AMERICA | SB3000US (240V) | 3000 | 1 |  |  | 0.96 | Solar Inverter |  | Outside
REIPNR-11566 | SMA AMERICA | SB3000US (208V) | 3000 | 1 |  |  | 0.96 | Solar Inverter |  | Outside
REIPNR-11568 | SMA AMERICA | SB5000US | 5000 | 2 |  |  | 0.96 | Solar Inverter |  | OUTDOOR
REIPNR-11570 | SMA AMERICA | SB5000US | 5000 | 1 |  |  | 0.96 | Solar Inverter |  | OUTDOOR
REIPNR-11571 | PV POWERED | PVP100KW-208 | 100000 | 1 |  |  | 0.96 | Solar Inverter |  | OUTDOOR
REIPNR-11571 | PV POWERED | PVP100KW-208 | 260000 | 1 |  |  | 0.96 | Solar Inverter |  | Outside
REIPNR-11574 | SMA AMERICA | SB4000US (208V) | 4000 | 1 |  |  | 0.96 | Solar Inverter |  | OUTDOOR
REIPNR-11574 | SMA AMERICA | SB5000US | 5000 | 4 |  |  | 0.96 | Solar Inverter |  | OUTDOOR
REIPNR-11575 | SMA AMERICA | SB4000US (208V) | 4000 | 1 |  |  | 0.96 | Solar Inverter |  | INDOOR
REIPNR-11576 | SMA AMERICA | SB5000US | 5000 | 6 |  |  | 0.96 | Solar Inverter |  | Outside
REIPNR-11577 | SMA AMERICA | SB4000US (208V) | 4000 | 2 |  |  | 0.96 | Solar Inverter |  | OUTDOOR
REIPNR-11580 | ENPHASE ENERGY | M200-32-240-S02 | 210 | 140 |  |  | 0.96 | Solar Inverter |  | OUTDOOR
REIPNR-11595 | SUNPOWER CORP (ORIGINAL MFR - PV POWERED LLC) | SPR-3500 | 3000 | 1 |  |  | 0.96 | Solar Inverter |  | OUTDOOR
REIPNR-11598 | PV POWERED | PVP100KW-208 | 100000 | 1 |  |  | 0.96 | Solar Inverter |  | OUTDOOR
REIPNR-11607 | SMA AMERICA | SB3000US (208V) | 3000 | 2 |  |  | 0.96 | Solar Inverter |  | INDOOR
REIPNR-11612 | PV POWERED | PVP4800 | 4800 | 1 |  |  | 0.96 | Solar Inverter |  | OUTDOOR
REIPNR-11618 | SMA AMERICA | SB4000US (208V) | 4000 | 1 |  |  | 0.96 | Solar Inverter |  | INDOOR
REIPNR-11625 | PV POWERED | PVP4800 | 4800 | 2 |  |  | 0.96 | Solar Inverter |  | INDOOR
REIPNR-11629 | SMA AMERICA | SB5000US | 5000 | 1 |  |  | 0.96 | Solar Inverter |  | OUTDOOR
REIPNR-11630 | SMA AMERICA | SB3000US (208V) | 3000 | 1 |  |  | 0.96 | Solar Inverter |  | OUTDOOR
REIPNR-11630 | SMA AMERICA | SB4000US (208V) | 4000 | 1 |  |  | 0.96 | Solar Inverter |  | Outside
REIPNR-11639 | SATCON TECHNOLOGY | PVS-135 (480 V) | 135000 | 1 |  |  | 0.96 | Solar Inverter |  | OUTDOOR
REIPNR-11646 | FRONIUS USA | IG 2000 | 2000 | 1 |  |  | 0.96 | Solar Inverter |  | INDOOR
REIPNR-11654 | SMA AMERICA | SB4000US (208V) | 4000 | 1 |  |  | 0.96 | Solar Inverter |  | OUTDOOR
REIPNR-11665 | SATCON TECHNOLOGY | PVS-250 (208 V) | 250000 | 1 |  |  | 0.96 | Solar Inverter |  | OUTDOOR
REIPNR-11665 | SATCON TECHNOLOGY | PVS-250 (208 V) | 250000 | 1 |  |  | 0.96 | Solar Inverter |  | Outside
REIPNR-11667 | PV POWERED | PVP75KW-208 | 75000 | 1 |  |  | 0.96 | Solar Inverter |  | OUTDOOR
REIPNR-11679 | PV POWERED | PVP75KW-480 | 75000 | 2 |  |  | 0.96 | Solar Inverter |  | OUTDOOR
REIPNR-11682 | PV POWERED | PVP75KW-208 | 75000 | 1 |  |  | 0.96 | Solar Inverter |  | OUTDOOR
REIPNR-11704 | PV POWERED | PVP75KW-208 | 75000 | 1 |  |  | 0.96 | Solar Inverter |  | OUTDOOR
REIPNR-11725 | SATCON TECHNOLOGY | PVS-100 (480 V) | 210000 | 1 |  |  | 0.96 | Solar Inverter |  | INDOOR
REIPNR-11726 | SMA AMERICA | SB7000US (208V) | 8000 | 9 |  |  | 0.96 | Solar Inverter |  | OUTDOOR
REIPNR-11727 | SMA AMERICA | SB7000US (208V) | 8000 | 19 |  |  | 0.96 | Solar Inverter |  | OUTDOOR
REIPNR-11729 | SMA AMERICA | SB7000US (277V) | 8000 | 12 |  |  | 0.96 | Solar Inverter |  | OUTDOOR
REIPNR-11731 | SMA AMERICA | SB7000US (240V) | 8000 | 12 |  |  | 0.96 | Solar Inverter |  | Outside
REIPNR-11734 | ENPHASE ENERGY | M200-32-240-S02 | 215 | 1 |  |  | 0.96 | Solar Inverter |  | OUTDOOR
REIPNR-11734 | ENPHASE ENERGY | M200-32-240-S02 | 215 | 1 |  |  | 0.96 | Solar Inverter |  | OUTDOOR
REIPNR-11734 | ENPHASE ENERGY | M200-32-240-S02 | 215 | 54 |  |  | 0.96 | Solar Inverter |  | OUTDOOR
REIPNR-11736 | PV POWERED | PVP4800 | 4800 | 1 |  |  | 0.96 | Solar Inverter |  | INDOOR
REIPNR-11738 | PV POWERED | PVP4800 | 4800 | 1 |  |  | 0.96 | Solar Inverter |  | INDOOR
REIPNR-11739 | PV POWERED | PVP4800 | 4800 | 2 |  |  | 0.96 | Solar Inverter |  | OUTDOOR
REIPNR-11741 | PV POWERED | PVP4800 | 4800 | 2 |  |  | 0.96 | Solar Inverter |  | OUTDOOR
REIPNR-11742 | PV POWERED | PVP4800 | 4800 | 1 |  |  | 0.96 | Solar Inverter |  | INDOOR
REIPNR-11753 | PV POWERED | PVP100KW-208 | 100000 | 2 |  |  | 0.96 | Solar Inverter |  | OUTDOOR
REIPNR-11756 | FRONIUS USA |  | 6000 | 1 |  |  | 0.96 | Solar Inverter |  | OUTDOOR
REIPNR-11758 | PV POWERED | PVP4800 | 4800 | 2 |  |  | 0.96 | Solar Inverter |  | INDOOR
REIPNR-11774 | PV POWERED | PVP4800 | 4800 | 1 |  |  | 0.96 | Solar Inverter |  | OUTDOOR
REIPNR-11775 | SMA AMERICA | SB5000US (240V) | 5000 | 6 |  |  | 0.96 | Solar Inverter |  | OUTDOOR
REIPNR-11776 | SMA AMERICA | SB3000US (208V) | 3000 | 1 |  |  | 0.96 | Solar Inverter |  | INDOOR
REIPNR-11776 | SMA AMERICA | SB4000US (208V) | 4000 | 1 |  |  | 0.96 | Solar Inverter |  | Inside
REIPNR-11776 | SMA AMERICA | SB5000US | 5000 | 1 |  |  | 0.96 | Solar Inverter |  | Inside
REIPNR-11780 | PV POWERED | PVP3000 | 3000 | 1 |  |  | 0.96 | Solar Inverter |  | INDOOR
REIPNR-11783 | SMA AMERICA | SB4000US (208V) | 4000 | 1 |  |  | 0.96 | Solar Inverter |  | OUTDOOR
REIPNR-11784 | SMA AMERICA | SB4000US (208V) | 4000 | 3 |  |  | 0.96 | Solar Inverter |  | OUTDOOR
REIPNR-11786 | SMA AMERICA | SB5000US | 5000 | 2 |  |  | 0.96 | Solar Inverter |  | INDOOR
REIPNR-11786 | SUNPOWER CORP (ORIGINAL MFRSMA) | SPR-4000M (208V) | 4000 | 1 |  |  | 0.96 | Solar Inverter |  | INDOOR
REIPNR-11786 | SUNPOWER CORP (ORIGINAL MFRSMA) | SPR-6000M (208V) | 6000 | 1 |  |  | 0.96 | Solar Inverter |  | INDOOR
REIPNR-11788 | SATCON TECHNOLOGY | PVS-500 (480 V) | 500000 | 1 |  |  | 0.96 | Solar Inverter |  | OUTDOOR
REIPNR-11792 | SMA AMERICA | SB5000US | 5000 | 2 |  |  | 0.96 | Solar Inverter |  | OUTDOOR
REIPNR-11799 | SMA AMERICA | SB7000US (208V) | 7000 | 1 |  |  | 0.96 | Solar Inverter |  | INDOOR
REIPNR-11801 | PV POWERED | PVP4800 | 4800 | 2 |  |  | 0.96 | Solar Inverter |  | INDOOR
REIPNR-11803 | PV POWERED | PVP4800 | 4800 | 1 |  |  | 0.96 | Solar Inverter |  | INDOOR
REIPNR-11804 | SMA AMERICA | SB5000US | 5000 | 1 |  |  | 0.96 | Solar Inverter |  | OUTDOOR
REIPNR-11809 | PV POWERED | PVP4800 | 4800 | 1 |  |  | 0.96 | Solar Inverter |  | INDOOR
REIPNR-11810 | SMA AMERICA | SB3000US (240V) | 3000 | 1 |  |  | 0.96 | Solar Inverter |  | INDOOR
REIPNR-11818 | SATCON TECHNOLOGY | AE-50-60-PV-A | 50000 | 1 |  |  | 0.96 | Solar Inverter |  | OUTDOOR
REIPNR-11829 | SMA AMERICA | SB5000US | 5000 | 1 |  |  | 0.96 | Solar Inverter |  | OUTDOOR
REIPNR-11831 | SMA AMERICA | SB4000US (208V) | 4000 | 1 |  |  | 0.96 | Solar Inverter |  | OUTDOOR
REIPNR-11836 | PV POWERED | PVP4800 | 4800 | 1 |  |  | 0.96 | Solar Inverter |  | INDOOR
REIPNR-11843 | PV POWERED | PVP100KW-208 | 100000 | 1 |  |  | 0.96 | Solar Inverter |  | INDOOR
REIPNR-11849 | FRONIUS USA |  | 7500 | 1 |  |  | 0.96 | Solar Inverter |  | OUTDOOR
REIPNR-11854 | PV POWERED | PVP4800 | 4800 | 1 |  |  | 0.96 | Solar Inverter |  | Inside
REIPNR-11862 | SUNPOWER CORP (ORIGINAL MFRSMA) | SPR-7000M (208V) | 7000 | 3 |  |  | 0.96 | Solar Inverter |  | OUTDOOR
REIPNR-11864 | SMA AMERICA | SB4000US (208V) | 4000 | 1 |  |  | 0.96 | Solar Inverter |  | INDOOR
REIPNR-11864 | SMA AMERICA | SB6000U (208V) | 6000 | 1 |  |  | 0.96 | Solar Inverter |  | INDOOR
REIPNR-11869 | ENPHASE ENERGY | M175-24-240-S | 215 | 52 |  |  | 0.96 | Solar Inverter |  | OUTDOOR
REIPNR-11874 | PV POWERED | PVP4800 | 4800 | 2 |  |  | 0.96 | Solar Inverter |  | INDOOR
REIPNR-11876 | PV POWERED | PVP4800 | 4800 | 1 |  |  | 0.96 | Solar Inverter |  | INDOOR
REIPNR-11878 | SMA AMERICA | SB3000US (208V) | 3000 | 1 |  |  | 0.96 | Solar Inverter |  | INDOOR
REIPNR-11878 | SMA AMERICA | SB5000US | 5000 | 1 |  |  | 0.96 | Solar Inverter |  | INDOOR
REIPNR-11879 | PV POWERED | PVP4800 | 4800 | 1 |  |  | 0.96 | Solar Inverter |  | INDOOR
REIPNR-11882 | PV POWERED | PVP3500 | 3500 | 2 |  |  | 0.96 | Solar Inverter |  | INDOOR
REIPNR-11885 | PV POWERED | PVP2000 | 2000 | 1 |  |  | 0.96 | Solar Inverter |  | INDOOR
REIPNR-11885 | PV POWERED | PVP4800 | 4800 | 1 |  |  | 0.96 | Solar Inverter |  | INDOOR
REIPNR-11887 | PV POWERED | PVP4800 | 4800 | 2 |  |  | 0.96 | Solar Inverter |  | OUTDOOR
REIPNR-11889 | SMA AMERICA | SB3000US (208V) | 3000 | 1 |  |  | 0.96 | Solar Inverter |  | Inside
REIPNR-11890 | PV POWERED | PVP4800 | 4800 | 2 |  |  | 0.96 | Solar Inverter |  | INDOOR
REIPNR-11891 | PV POWERED | PVP4800 | 4800 | 1 |  |  | 0.96 | Solar Inverter |  | INDOOR
REIPNR-11892 | PV POWERED | PVP4800 | 4800 | 1 |  |  | 0.96 | Solar Inverter |  | INDOOR
REIPNR-11896 | SATCON TECHNOLOGY | PVS-500 (480 V) | 500000 | 2 |  |  | 0.96 | Solar Inverter |  | OUTDOOR
REIPNR-11903 | SMA AMERICA | SB3000US (208V) | 3000 | 1 |  |  | 0.96 | Solar Inverter |  | OUTDOOR
REIPNR-11903 | SMA AMERICA | SB5000US | 5000 | 1 |  |  | 0.96 | Solar Inverter |  | OUTDOOR
REIPNR-11904 | SMA AMERICA | SB5000US | 5000 | 1 |  |  | 0.96 | Solar Inverter |  | OUTDOOR
REIPNR-11906 | POWER-ONE | PVI-3000-I-OUTD-US | 3000 | 2 |  |  | 0.96 | Solar Inverter |  | INDOOR
REIPNR-11908 | PV POWERED | PVP4800 | 48000 | 2 |  |  | 0.96 | Solar Inverter |  | INDOOR
REIPNR-11910 | SMA AMERICA | SB4000US (208V) | 4000 | 1 |  |  | 0.96 | Solar Inverter |  | OUTDOOR
REIPNR-11910 | SMA AMERICA | SB5000US | 5000 | 1 |  |  | 0.96 | Solar Inverter |  | OUTDOOR
REIPNR-11912 | SMA AMERICA | SB3800U (240V) | 3000 | 1 |  |  | 0.96 | Solar Inverter |  | OUTDOOR
REIPNR-11913 | PV POWERED | PVP4800 | 4800 | 2 |  |  | 0.96 | Solar Inverter |  | Outside
REIPNR-11914 | PV POWERED | PVP4800 | 4800 | 1 |  |  | 0.96 | Solar Inverter |  | Outside
REIPNR-11919 | SMA AMERICA | SB3000US (240V) | 3000 | 1 |  |  | 0.96 | Solar Inverter |  | OUTDOOR
REIPNR-11919 | SMA AMERICA | SB5000US | 5000 | 1 |  |  | 0.96 | Solar Inverter |  | OUTDOOR
REIPNR-11924 | SMA AMERICA | SB4000US (208V) | 4000 | 1 |  |  | 0.96 | Solar Inverter |  | OUTDOOR
REIPNR-11924 | SMA AMERICA | SB4000US (208V) | 4000 | 1 |  |  | 0.96 | Solar Inverter |  | OUTDOOR
REIPNR-11933 | SMA AMERICA | SB6000U (208V) | 6000 | 5 |  |  | 0.96 | Solar Inverter |  | OUTDOOR
REIPNR-11934 | FRONIUS USA | IG 4000 | 4000 | 2 |  |  | 0.96 | Solar Inverter |  | INDOOR
REIPNR-11938 | PV POWERED | PVP4800 | 4800 | 2 |  |  | 0.96 | Solar Inverter |  | INDOOR
REIPNR-11945 | KACO | 1501XI | 100000 | 4 |  |  | 0.96 | Solar Inverter |  | OUTDOOR
REIPNR-11947 | PV POWERED | PVP100KW-208 | 100000 | 2 |  |  | 0.96 | Solar Inverter |  | INDOOR
REIPNR-11950 | SMA AMERICA | SB3000US (208V) | 3000 | 1 |  |  | 0.96 | Solar Inverter |  | INDOOR
REIPNR-11959 | SMA AMERICA | SB4000US (208V) | 4000 | 2 |  |  | 0.96 | Solar Inverter |  | INDOOR
REIPNR-11963 | SATCON TECHNOLOGY | AE-135-60-PV-A | 135000 | 1 |  |  | 0.96 | Solar Inverter |  | Outside
REIPNR-11980 | SOLECTRIA RENEWABLES | PVI95KW-208 | 95000 | 1 |  |  | 0.96 | Solar Inverter |  | OUTDOOR
REIPNR-11985 | PV POWERED | PVP4800 | 4800 | 1 |  |  | 0.96 | Solar Inverter |  | INDOOR
REIPNR-11986 | SMA AMERICA | SB5000US | 5000 | 1 |  |  | 0.96 | Solar Inverter |  | INDOOR
REIPNR-11992 | SMA AMERICA | SB5000US | 5000 | 1 |  |  | 0.96 | Solar Inverter |  | OUTDOOR
REIPNR-11996 | SATCON TECHNOLOGY | AE-100-60-PV-A | 100000 | 1 |  |  | 0.96 | Solar Inverter |  | Outside
REIPNR-11996 | SATCON TECHNOLOGY | AE-135-60-PV-D | 135000 | 1 |  |  | 0.96 | Solar Inverter |  | Outside
REIPNR-11996 | SATCON TECHNOLOGY | PVS-75 (208 V) | 75000 | 1 |  |  | 0.96 | Solar Inverter |  | Outside
REIPNR-12006 | SMA AMERICA | SB5000US (208V) | 5000 | 1 |  |  | 0.96 | Solar Inverter |  | OUTDOOR
REIPNR-12011 | PV POWERED | PVP100KW-208 | 100000 | 1 |  |  | 0.96 | Solar Inverter |  | OUTDOOR
REIPNR-12015 | PV POWERED | PVP100KW-208 | 100000 | 1 |  |  | 0.96 | Solar Inverter |  | OUTDOOR
REIPNR-12016 | PV POWERED | PVP75KW-480 | 75000 | 1 |  |  | 0.96 | Solar Inverter |  | OUTDOOR
REIPNR-12018 | PV POWERED | PVP100KW-208 | 100000 | 1 |  |  | 0.96 | Solar Inverter |  | OUTDOOR
REIPNR-12023 | FRONIUS USA | IG 4000 | 4000 | 1 |  |  | 0.96 | Solar Inverter |  | Outside
REIPNR-12023 | FRONIUS USA |  | 6000 | 1 |  |  | 0.96 | Solar Inverter |  | Outside
REIPNR-12023 | FRONIUS USA |  | 11400 | 1 |  |  | 0.96 | Solar Inverter |  | OUTDOOR
REIPNR-12037 | PV POWERED | PVP100KW-208 | 100000 | 1 |  |  | 0.96 | Solar Inverter |  | OUTDOOR
REIPNR-12039 | PV POWERED | PVP2000 | 2000 | 1 |  |  | 0.96 | Solar Inverter |  | INDOOR
REIPNR-12042 | SMA AMERICA | SB5000US (208V) | 5000 | 1 |  |  | 0.96 | Solar Inverter |  | OUTDOOR
REIPNR-12045 | SMA AMERICA | SB7000US (277V) | 8000 | 6 |  |  | 0.96 | Solar Inverter |  | OUTDOOR
REIPNR-12055 | PV POWERED | PVP4800 | 4800 | 1 |  |  | 0.96 | Solar Inverter |  | INDOOR
REIPNR-12055 | PV POWERED | PVP4800 | 4800 | 1 |  |  | 0.96 | Solar Inverter |  | INDOOR
REIPNR-12056 | SMA AMERICA | SB5000US | 5000 | 1 |  |  | 0.96 | Solar Inverter |  | INDOOR
REIPNR-12059 | PV POWERED | PVP100KW-208 | 100000 | 1 |  |  | 0.96 | Solar Inverter |  | OUTDOOR
REIPNR-12063 | SMA AMERICA | SB7000US (208V) | 7000 | 1 |  |  | 0.96 | Solar Inverter |  | Outside
REIPNR-12072 | SMA AMERICA | SB7000US (208V) | 7000 | 1 |  |  | 0.96 | Solar Inverter |  | INDOOR
REIPNR-12083 | SMA AMERICA | SB5000US (277V) | 5000 | 1 |  |  | 0.96 | Solar Inverter |  | OUTDOOR
REIPNR-12085 | SMA AMERICA | SB3000US (240V) | 3000 | 1 |  |  | 0.96 | Solar Inverter |  | INDOOR
REIPNR-12109 | PV POWERED | PVP100KW-208 | 100000 | 2 |  |  | 0.96 | Solar Inverter |  | OUTDOOR
REIPNR-12109 | PV POWERED | PVP5200 | 50000 | 1 |  |  | 0.96 | Solar Inverter |  | OUTDOOR
REIPNR-12131 | ENPHASE ENERGY | M200-32-240-S02 | 210 | 22 |  |  | 0.96 | Solar Inverter |  | INDOOR
REIPNR-12133 | PV POWERED | PVP3500 | 3500 | 2 |  |  | 0.96 | Solar Inverter |  | INDOOR
REIPNR-12136 | SMA AMERICA | SB7000US (208V) | 7000 | 1 |  |  | 0.96 | Solar Inverter |  | INDOOR
REIPNR-12138 | SMA AMERICA | SB3000US (208V) | 3000 | 1 |  |  | 0.96 | Solar Inverter |  | INDOOR
REIPNR-12138 | SMA AMERICA | SB4000US (208V) | 4000 | 1 |  |  | 0.96 | Solar Inverter |  | Inside
REIPNR-12144 | SMA AMERICA | SB5000US | 5000 | 2 |  |  | 0.96 | Solar Inverter |  | INDOOR
REIPNR-12145 | SMA AMERICA | SB5000US | 5000 | 2 |  |  | 0.96 | Solar Inverter |  | Outside
REIPNR-12146 | FRONIUS USA | IG 4000 | 4000 | 1 |  |  | 0.96 | Solar Inverter |  | OUTDOOR
REIPNR-12147 | SMA AMERICA | SB5000US | 5000 | 2 |  |  | 0.96 | Solar Inverter |  | OUTDOOR
REIPNR-12148 | SMA AMERICA | SB5000US | 5000 | 1 |  |  | 0.96 | Solar Inverter |  | OUTDOOR
REIPNR-12150 | SMA AMERICA | SB5000US | 5000 | 1 |  |  | 0.96 | Solar Inverter |  | OUTDOOR
REIPNR-12160 | FRONIUS USA | IG 2000 | 2000 | 2 |  |  | 0.96 | Solar Inverter |  | OUTDOOR
REIPNR-12162 | SMA AMERICA | SB7000US (208V) | 8000 | 3 |  |  | 0.96 | Solar Inverter |  | Outside
REIPNR-12169 | SATCON TECHNOLOGY | PVS-50 (208 V) | 50000 | 1 |  |  | 0.96 | Solar Inverter |  | OUTDOOR
REIPNR-12169 | SATCON TECHNOLOGY | PVS-75 (208 V) | 75000 | 1 |  |  | 0.96 | Solar Inverter |  | OUTDOOR
REIPNR-12170 | SMA AMERICA | SB3000US (208V) | 3000 | 1 |  |  | 0.96 | Solar Inverter |  | Inside
REIPNR-12170 | SMA AMERICA | SB5000US | 5000 | 1 |  |  | 0.96 | Solar Inverter |  | INDOOR
REIPNR-12172 | PV POWERED | PVP4800 | 4800 | 2 |  |  | 0.96 | Solar Inverter |  | INDOOR
REIPNR-12179 | SUNPOWER CORP (ORIGINAL MFRFRONIUS) | SPR-4000F-208 | 4000 | 1 |  |  | 0.96 | Solar Inverter |  | INDOOR
REIPNR-12179 | SUNPOWER CORP (ORIGINAL MFRFRONIUS) | SPR-4000F-277 | 5000 | 1 |  |  | 0.96 | Solar Inverter |  | INDOOR
REIPNR-12190 | PV POWERED | PVP4800 | 4800 | 1 |  |  | 0.96 | Solar Inverter |  | INDOOR
SPP226 | XANTREX TECHNOLOGY | GT100-480 | 100000 | 1 |  |  | 0.96 | Solar Inverter |  | OUTDOOR
SPP226 | XANTREX TECHNOLOGY | GT250-480 | 250000 | 1 |  |  | 0.96 | Solar Inverter |  | OUTDOOR
SPP327 | SATCON TECHNOLOGY | PVS-250 (208 V) | 250000 | 1 |  |  | 0.96 | Solar Inverter |  | OUTDOOR
SPP335 | XANTREX TECHNOLOGY | GT250-480 | 250000 | 1 |  |  | 0.96 | Solar Inverter |  | OUTDOOR
SPP363 | SMA AMERICA | SB7000US (208V) | 7000 | 3 |  |  | 0.96 | Solar Inverter |  | OUTDOOR
SRP01001 | SATCON TECHNOLOGY | AE-135-60-PV-A | 135000 | 1 |  |  | 0.96 | Solar Inverter |  | OUTDOOR
SRP01004 | ADVANCED ENERGY INDUSTRIES | 3159000-110 | 250000 | 1 |  |  | 0.96 | Solar Inverter |  | OUTDOOR
SRP01006 | PV POWERED | PVP100KW-208 | 100000 | 1 |  |  | 0.96 | Solar Inverter |  | Outside
SRP01006 | PV POWERED | PVP100KW-480 | 100000 | 1 |  |  | 0.96 | Solar Inverter |  | OUTDOOR
SRP01011 | SMA AMERICA | SB5000US | 5000 | 1 |  |  | 0.96 | Solar Inverter |  | INDOOR
SRP01012 | XANTREX TECHNOLOGY | GT2.5-NA-DS-240 | 250000 | 1 |  |  | 0.96 | Solar Inverter |  | OUTDOOR
SRP01015 | FRONIUS USA |  | 6000 | 1 |  |  | 0.96 | Solar Inverter |  | OUTDOOR
SRP01017 | FRONIUS USA |  | 11400 | 1 |  |  | 0.96 | Solar Inverter |  | OUTDOOR
SRP01018 | ADVANCED ENERGY INDUSTRIES | 3159000-110 | 250000 | 1 |  |  | 0.96 | Solar Inverter |  | OUTDOOR
SRP01023 | PV POWERED | PVP100KW-208 | 100000 | 1 |  |  | 0.96 | Solar Inverter |  | OUTDOOR
SRP01026 | FRONIUS USA |  | 11400 | 1 |  |  | 0.96 | Solar Inverter |  | OUTDOOR
SRP01027 | FRONIUS USA |  | 6000 | 1 |  |  | 0.96 | Solar Inverter |  | OUTDOOR
SRP01031 | FRONIUS USA |  | 6000 | 1 |  |  | 0.96 | Solar Inverter |  | OUTDOOR
SRP01034 | FRONIUS USA |  | 6000 | 1 |  |  | 0.96 | Solar Inverter |  | OUTDOOR
SRP01035 | FRONIUS USA |  | 11400 | 1 |  |  | 0.96 | Solar Inverter |  | OUTDOOR
SRP01037 | FRONIUS USA |  | 6000 | 1 |  |  | 0.96 | Solar Inverter |  | OUTDOOR
SRP01038 | FRONIUS USA |  | 6000 | 1 |  |  | 0.96 | Solar Inverter |  | OUTDOOR
SRP01039 | FRONIUS USA |  | 6000 | 1 |  |  | 0.96 | Solar Inverter |  | OUTDOOR
SRP01040 | FRONIUS USA |  | 6000 | 1 |  |  | 0.96 | Solar Inverter |  | OUTDOOR
SRP01042 | FRONIUS USA |  | 6000 | 1 |  |  | 0.96 | Solar Inverter |  | OUTDOOR
SRP01045 | SMA AMERICA | SB5000US | 5000 | 1 |  |  | 0.96 | Solar Inverter |  | OUTDOOR
SRP01053 | PV POWERED | PVP4800 | 4800 | 1 |  |  | 0.96 | Solar Inverter |  | Inside
SRP01060 | PV POWERED | PVP4800 | 4800 | 2 |  |  | 0.96 | Solar Inverter |  | Outside
SRP01062 | SOLECTRIA RENEWABLES | PVI 4000 (208V) | 4000 | 1 |  |  | 0.96 | Solar Inverter |  | INDOOR
SRP01067 | PV POWERED | PVP100KW-208 | 100000 | 1 |  |  | 0.96 | Solar Inverter |  | OUTDOOR
SRP01067 | PV POWERED | PVP2000EVR | 260000 | 4 |  |  | 0.96 | Solar Inverter |  | OUTDOOR
SRP01070 | SMA AMERICA | SB3000US (208V) | 3000 | 1 |  |  | 0.96 | Solar Inverter |  | INDOOR
SRP01070 | SMA AMERICA | SB5000US | 5000 | 1 |  |  | 0.96 | Solar Inverter |  | INDOOR
SRP01074 | PV POWERED | PVP4800 | 4800 | 1 |  |  | 0.96 | Solar Inverter |  | INDOOR
SRP01076 | PV POWERED | PVP4800 | 4800 | 2 |  |  | 0.96 | Solar Inverter |  | INDOOR
SRP01078 | SMA AMERICA | SB4000US (240V) | 4000 | 1 |  |  | 0.96 | Solar Inverter |  | Inside
SRP01080 | FRONIUS USA |  | 3800 | 1 |  |  | 0.96 | Solar Inverter |  | INDOOR
SRP01080 | FRONIUS USA |  | 6000 | 1 |  |  | 0.96 | Solar Inverter |  | INDOOR
SRP01081 | SMA AMERICA | SB5000US | 5000 | 1 |  |  | 0.96 | Solar Inverter |  | Outside
SRP01084 | ENPHASE ENERGY | M200-32-240-S02 | 210 | 32 |  |  | 0.96 | Solar Inverter |  | Outside
SRP01085 | FRONIUS USA |  | 10000 | 1 |  |  | 0.96 | Solar Inverter |  | Outside
SRP01090 | SMA AMERICA | SB4000US (208V) | 4000 | 2 |  |  | 0.96 | Solar Inverter |  | INDOOR
SRP01096 | SUNPOWER CORP (ORIGINAL MFRFRONIUS) | SPR-8000F-208 | 8000 | 1 |  |  | 0.96 | Solar Inverter |  | INDOOR
SRP01097 | SMA AMERICA | SB4000US (208V) | 4000 | 2 |  |  | 0.96 | Solar Inverter |  | INDOOR
SRP01101 | PV POWERED | PVP4800 | 4800 | 1 |  |  | 0.96 | Solar Inverter |  | INDOOR
SRP01106 | SAT CON | AE-135-60 PV | 135000 | 1 |  |  | 0.96 | Solar Inverter |  | OUTDOOR
SRP01109 | SMA AMERICA | SB5000US | 5000 | 1 |  |  | 0.96 | Solar Inverter |  | Outside
SRP01111 | SMA AMERICA | SB6000U (208V) | 6000 | 1 |  |  | 0.96 | Solar Inverter |  | OUTDOOR
SRP01114 | SMA AMERICA | SB7000US (277V) | 8000 | 1 |  |  | 0.96 | Solar Inverter |  | Outside
SRP01117 | SATCON TECHNOLOGY | PVS-250 (480 V) | 250000 | 1 |  |  | 0.96 | Solar Inverter |  | INDOOR
SRP01120 | ENPHASE ENERGY | M200-32-240-S02 | 190 | 575 |  |  | 0.96 | Solar Inverter |  | OUTDOOR
SRP01123 | PV POWERED | PVP4800 | 4800 | 1 |  |  | 0.96 | Solar Inverter |  | OUTDOOR
SRP01123 | PV POWERED | PVP4800 | 4800 | 1 |  |  | 0.96 | Solar Inverter |  | OUTDOOR
SRP01126 | SATCON TECHNOLOGY | PVS-250 (240 V) | 250000 | 1 |  |  | 0.96 | Solar Inverter |  | OUTDOOR
SRP01126 | SATCON TECHNOLOGY | PVS-500 (480 V) | 500000 | 3 |  |  | 0.96 | Solar Inverter |  | OUTDOOR
SRP01127 | SATCON TECHNOLOGY | PVS-135 (208 V) | 135000 | 1 |  |  | 0.96 | Solar Inverter |  | INDOOR
SRP01130 | PV POWERED | PVP4800 | 4800 | 1 |  |  | 0.96 | Solar Inverter |  | Inside
SRP01130 | PV POWERED | PVP4800 | 4800 | 1 |  |  | 0.96 | Solar Inverter |  | Inside
SRP01133 | PV POWERED | PVP4800 | 4800 | 1 |  |  | 0.96 | Solar Inverter |  | OUTDOOR
SRP01133 | PV POWERED | PVP4800 | 4800 | 1 |  |  | 0.96 | Solar Inverter |  | OUTDOOR
SRP01135 | PV POWERED | PVP5200 | 5000 | 8 |  |  | 0.96 | Solar Inverter |  | Outside
SRP01137 | PV POWERED | PVP4800 | 4800 | 2 |  |  | 0.96 | Solar Inverter |  | OUTDOOR
SRP01141 | PV POWERED | PVP4800 | 4800 | 2 |  |  | 0.96 | Solar Inverter |  | INDOOR
SRP01142 | SUNPOWER CORP (ORIGINAL MFRSMA) | SPR-5000M (208V) | 5000 | 1 |  |  | 0.96 | Solar Inverter |  | Inside
SRP01142 | SUNPOWER CORP (ORIGINAL MFRSMA) | SPR4000 | 4000 | 1 |  |  | 0.96 | Solar Inverter |  | Inside
SRP01145 | SATCON TECHNOLOGY | PVS-250 (208 V) | 250000 | 1 |  |  | 0.96 | Solar Inverter |  | OUTDOOR
SRP01147 | PV POWERED | PVP4800 | 4800 | 1 |  |  | 0.96 | Solar Inverter |  | INDOOR
SRP01149 | SMA AMERICA | SB4000US (208V) | 4000 | 1 |  |  | 0.96 | Solar Inverter |  | INDOOR
SRP01149 | SMA AMERICA | SB5000US | 5000 | 1 |  |  | 0.96 | Solar Inverter |  | INDOOR
SRP01151 | SMA AMERICA | SB5000US | 5000 | 1 |  |  | 0.96 | Solar Inverter |  | INDOOR
SRP01167 | FRONIUS USA |  | 3800 | 1 |  |  | 0.96 | Solar Inverter |  | INDOOR
SRP01167 | FRONIUS USA |  | 6000 | 1 |  |  | 0.96 | Solar Inverter |  | Inside
SRP01169 | PV POWERED | PVP4800 | 4800 | 1 |  |  | 0.96 | Solar Inverter |  | INDOOR
SRP01170 | PV POWERED | PVP4800 | 4800 | 3 |  |  | 0.96 | Solar Inverter |  | INDOOR
SRP01171 | SMA AMERICA | SB5000US | 5000 | 1 |  |  | 0.96 | Solar Inverter |  | INDOOR
SRP01172 | SMA AMERICA | SB7000US (277V) | 7680 | 1 |  |  | 0.96 | Solar Inverter |  | OUTDOOR
SRP01180 | PV POWERED | PVP100KW-208 | 100000 | 3 |  |  | 0.96 | Solar Inverter |  | OUTDOOR
SRP01203 | SMA AMERICA | SB3000US (208V) | 3000 | 2 |  |  | 0.96 | Solar Inverter |  | INDOOR
SRP01206 | PV POWERED | PVP4800 | 4800 | 2 |  |  | 0.96 | Solar Inverter |  | INDOOR
SRP01213 | PV POWERED | PVP100KW-208 | 100000 | 1 |  |  | 0.96 | Solar Inverter |  | OUTDOOR
SRP01227 | SMA AMERICA | SB5000US (277V) | 5000 | 2 |  |  | 0.96 | Solar Inverter |  | OUTDOOR
SRP01229 | SUNPOWER CORP (ORIGINAL MFRFRONIUS) | SPR-3300F-208 | 3000 | 1 |  |  | 0.96 | Solar Inverter |  | INDOOR
SRP01231 | SMA AMERICA | SB5000US | 5000 | 2 |  |  | 0.96 | Solar Inverter |  | OUTDOOR
SRP01233 | SMA AMERICA | SB7000US (277V) | 8000 | 3 |  |  | 0.96 | Solar Inverter |  | OUTDOOR
SRP01234 | SMA AMERICA | SB6000U (208V) | 6000 | 4 |  |  | 0.96 | Solar Inverter |  | OUTDOOR
SRP01235 | SMA AMERICA | SB7000US (277V) | 8000 | 1 |  |  | 0.96 | Solar Inverter |  | OUTDOOR
SRP01236 | SMA AMERICA | SB5000US | 5000 | 2 |  |  | 0.96 | Solar Inverter |  | OUTDOOR
SRP01237 | SMA AMERICA | SB4000US (240V) | 4000 | 1 |  |  | 0.96 | Solar Inverter |  | OUTDOOR
SRP01238 | SMA AMERICA | SB7000US (277V) | 8000 | 1 |  |  | 0.96 | Solar Inverter |  | OUTDOOR
SRP01239 | FRONIUS USA |  | 11400 | 2 |  |  | 0.96 | Solar Inverter |  | INDOOR
SRP01241 | PV POWERED | PVP4800 | 4800 | 2 |  |  | 0.96 | Solar Inverter |  | INDOOR
SRP01242 | PV POWERED | PVP3500 | 3500 | 1 |  |  | 0.96 | Solar Inverter |  | INDOOR
SRP01243 | SATCON TECHNOLOGY | PVS-500 (480 V) | 500000 | 4 |  |  | 0.96 | Solar Inverter |  | OUTDOOR
SRP01253 | PV POWERED | PVP4800 | 4800 | 1 |  |  | 0.96 | Solar Inverter |  | INDOOR
SRP01254 | PV POWERED | PVP4800 | 4800 | 1 |  |  | 0.96 | Solar Inverter |  | INDOOR
SRP01256 | PV POWERED |  | 4800 | 1 |  |  | 0.96 | Solar Inverter |  | INDOOR
SRP01257 | PV POWERED | PVP4800 | 4800 | 1 |  |  | 0.96 | Solar Inverter |  | INDOOR
SRP01258 | SMA AMERICA | SB7000US (277V) | 7000 | 1 |  |  | 0.96 | Solar Inverter |  | INDOOR
SRP01262 | PV POWERED | PVP5200 | 4800 | 2 |  |  | 0.96 | Solar Inverter |  | INDOOR
SRP01269 | SOLECTRIA RENEWABLES | PVI82KW-208 | 82000 | 1 |  |  | 0.96 | Solar Inverter |  | OUTDOOR
SRP01271 | SOLECTRIA RENEWABLES | PVI60KW-480 | 60000 | 1 |  |  | 0.96 | Solar Inverter |  | Inside
SRP01285 | ENPHASE ENERGY | M200-32-240-S02 | 190 | 26 |  |  | 0.96 | Solar Inverter |  | INDOOR
SRP01287 | POWER-ONE | PVI-CENTRAL-50-US (208 V) | 50000 | 1 |  |  | 0.96 | Solar Inverter |  | INDOOR
SRP01300 | PV POWERED | PVP4800 | 4800 | 1 |  |  | 0.96 | Solar Inverter |  | INDOOR
SRP01300 | PV POWERED | PVP4800 | 4800 | 1 |  |  | 0.96 | Solar Inverter |  | INDOOR
SRP01312 | SMA AMERICA | SB3000US (240V) | 3000 | 2 |  |  | 0.96 | Solar Inverter |  | INDOOR
SRP01317 | SATCON TECHNOLOGY | AE-135-60-PV-A | 135000 | 1 |  |  | 0.96 | Solar Inverter |  | OUTDOOR
SRP01317 | SATCON TECHNOLOGY | PVS-250 (208 V) | 250000 | 1 |  |  | 0.96 | Solar Inverter |  | OUTDOOR
SRP01317 | SATCON TECHNOLOGY | PVS-500 (480 V) | 500000 | 4 |  |  | 0.96 | Solar Inverter |  | OUTDOOR
SRP01321 | PV POWERED | PVP100KW-208 | 100000 | 1 |  |  | 0.96 | Solar Inverter |  | Outside
SRP01321 | PV POWERED | PVP75KW-208 | 75000 | 1 |  |  | 0.96 | Solar Inverter |  | OUTDOOR
SRP01334 | ENPHASE ENERGY | M200-32-240-S02 | 215 | 44 |  |  | 0.96 | Solar Inverter |  | OUTDOOR
SRP01336 | SMA AMERICA | SB7000US (208V) | 8000 | 1 |  |  | 0.96 | Solar Inverter |  | OUTDOOR
SRP01346 | ENPHASE ENERGY | M200-32-208-S01 | 190 | 24 |  |  | 0.96 | Solar Inverter |  | Outside
SRP01354 | FRONIUS USA |  | 10000 | 1 |  |  | 0.96 | Solar Inverter |  | INDOOR
SRP01360 | SATCON TECHNOLOGY | AE-500-60-PV-A | 500000 | 3 |  |  | 0.96 | Solar Inverter |  | OUTDOOR
SRP01361 | PV POWERED | PVP30KW-208 | 50000 | 1 |  |  | 0.96 | Solar Inverter |  | OUTDOOR
SRP01362 | PV POWERED | PVP100KW-480 | 260000 | 1 |  |  | 0.96 | Solar Inverter |  | OUTDOOR
SRP01375 | PV POWERED | PVP100KW-208 | 100000 | 1 |  |  | 0.96 | Solar Inverter |  | OUTDOOR
SRP01382 | FRONIUS USA |  | 9995 | 1 |  |  | 0.96 | Solar Inverter |  | OUTDOOR
SRP01383 | SMA AMERICA | SB700U-SBD | 8000 | 1 |  |  | 0.96 | Solar Inverter |  | OUTDOOR
SRP01395 | PV POWERED | PVP3000 | 4800 | 2 |  |  | 0.96 | Solar Inverter |  | INDOOR
SRP01400 | PV POWERED | PVP4800 | 4800 | 1 |  |  | 0.96 | Solar Inverter |  | INDOOR
SRP01402 | PV POWERED | PVP4800 | 4800 | 1 |  |  | 0.96 | Solar Inverter |  | OUTDOOR
SRP01405 | PV POWERED | PVP4800 | 4800 | 1 |  |  | 0.96 | Solar Inverter |  | INDOOR
SRP01406 | PV POWERED | PVP4800 | 4800 | 1 |  |  | 0.96 | Solar Inverter |  | INDOOR
SRP01407 | SMA AMERICA | SB4000US (208V) | 4000 | 1 |  |  | 0.96 | Solar Inverter |  | INDOOR
SRP01407 | SMA AMERICA | SB5000US | 5000 | 1 |  |  | 0.96 | Solar Inverter |  | INDOOR
SRP01409 | PV POWERED | PVP4800 | 4800 | 1 |  |  | 0.96 | Solar Inverter |  | OUTDOOR
SRP01415 | SMA AMERICA | SB3000US (208V) | 3000 | 2 |  |  | 0.96 | Solar Inverter |  | OUTDOOR
SRP01418 | ENPHASE ENERGY | M200-32-208-S01 | 190 | 18 |  |  | 0.96 | Solar Inverter |  | OUTDOOR
SRP01420 | ENPHASE ENERGY | M200-32-240-S02 | 380 | 35 |  |  | 0.96 | Solar Inverter |  | OUTDOOR
SRP01426 | PV POWERED | PVP4800 | 4800 | 2 |  |  | 0.96 | Solar Inverter |  | INDOOR
SRP01427 | PV POWERED | PVP4800 | 4800 | 1 |  |  | 0.96 | Solar Inverter |  | INDOOR
SRP01429 | PV POWERED | PVP4800 | 4800 | 2 |  |  | 0.96 | Solar Inverter |  | INDOOR
SRP01430 | PV POWERED | PVP4800 | 4800 | 2 |  |  | 0.96 | Solar Inverter |  | INDOOR
SRP01431 | SMA AMERICA | SB3000US (208V) | 3000 | 1 |  |  | 0.96 | Solar Inverter |  | INDOOR
SRP01431 | SMA AMERICA | SB4000US (208V) | 4000 | 1 |  |  | 0.96 | Solar Inverter |  | Inside
SRP01433 | SMA AMERICA | SB4000US (208V) | 4000 | 1 |  |  | 0.96 | Solar Inverter |  | INDOOR
SRP01434 | PV POWERED | PVP4800 | 4800 | 2 |  |  | 0.96 | Solar Inverter |  | OUTDOOR
SRP01444 | PV POWERED | PVP4800 | 4800 | 1 |  |  | 0.96 | Solar Inverter |  | INDOOR
SRP01446 | PV POWERED | PVP4800 | 4800 | 1 |  |  | 0.96 | Solar Inverter |  | INDOOR
SRP01460 | SMA AMERICA | SB4000US (208V) | 4000 | 1 |  |  | 0.96 | Solar Inverter |  | INDOOR
SRP01471 | SMA AMERICA | SB7000US (277V) | 8000 | 1 |  |  | 0.96 | Solar Inverter |  | INDOOR
SRP01474 | SATCON TECHNOLOGY | PVS-500 (480 V) | 500000 | 15 |  |  | 0.96 | Solar Inverter |  | OUTDOOR
SRP01475 | ENPHASE ENERGY | M200-32-240-S01 | 210 | 10 |  |  | 0.96 | Solar Inverter |  | OUTDOOR
SRP01477 | SMA AMERICA | SB4000US (208V) | 4000 | 1 |  |  | 0.96 | Solar Inverter |  | Outside
SRP01478 | SMA AMERICA | SB5000US | 5000 | 1 |  |  | 0.96 | Solar Inverter |  | Outside
SRP01482 | SMA AMERICA | SB7000US (208V) | 7000 | 1 |  |  | 0.96 | Solar Inverter |  | OUTDOOR
SRP01494 | FRONIUS USA |  | 6000 | 1 |  |  | 0.96 | Solar Inverter |  | OUTDOOR
SRP01501 | FRONIUS USA |  | 10000 | 1 |  |  | 0.96 | Solar Inverter |  | INDOOR
SRP01503 | FRONIUS USA |  | 11400 | 2 |  |  | 0.96 | Solar Inverter |  | OUTDOOR
SRP01505 | PV POWERED | PVP4800 | 4800 | 1 |  |  | 0.96 | Solar Inverter |  | INDOOR
SRP01508 | PV POWERED | PVP4800 | 4800 | 1 |  |  | 0.96 | Solar Inverter |  | INDOOR
SRP01510 | SMA AMERICA | SB3000US (208V) | 3000 | 2 |  |  | 0.96 | Solar Inverter |  | INDOOR
SRP01514 | PV POWERED | PVP4800 | 4800 | 1 |  |  | 0.96 | Solar Inverter |  | INDOOR
SRP01517 | ENPHASE ENERGY | M200-32-240-S02 | 380 | 6 |  |  | 0.96 | Solar Inverter |  | OUTDOOR
SRP01526 | SMA AMERICA | SB4000US (208V) | 4000 | 2 |  |  | 0.96 | Solar Inverter |  | Outside
SRP01537 | SATCON TECHNOLOGY | PVS-135 (208 V) | 135000 | 1 |  |  | 0.96 | Solar Inverter |  | OUTDOOR
SRP01559 | PV POWERED | PVP30KW-LV-480 | 50000 | 1 |  |  | 0.96 | Solar Inverter |  | OUTDOOR
SRP01571 | SMA AMERICA | SB4000US (208V) | 4000 | 3 |  |  | 0.96 | Solar Inverter |  | OUTDOOR
SRP01571 | SMA AMERICA | SB5000US | 5000 | 14 |  |  | 0.96 | Solar Inverter |  | OUTDOOR
SRP01574 | SMA AMERICA | SB5000US | 5000 | 1 |  |  | 0.96 | Solar Inverter |  | Inside
SRP01575 | SMA AMERICA | SB4000US (208V) | 4000 | 3 |  |  | 0.96 | Solar Inverter |  | OUTDOOR
SRP01575 | SMA AMERICA | SB5000US | 5000 | 3 |  |  | 0.96 | Solar Inverter |  | OUTDOOR
SRP01580 | SMA AMERICA | SB5000US | 5000 | 1 |  |  | 0.96 | Solar Inverter |  | INDOOR
SRP01580 | SMA AMERICA | SB7000US (208V) | 8000 | 1 |  |  | 0.96 | Solar Inverter |  | INDOOR
SRP01582 | SMA AMERICA | SB5000US | 5000 | 2 |  |  | 0.96 | Solar Inverter |  | INDOOR
SRP01582 | SMA AMERICA | SB7000US (208V) | 8000 | 1 |  |  | 0.96 | Solar Inverter |  | INDOOR
SRP01594 | SMA AMERICA | SB4000US (240V) | 4000 | 1 |  |  | 0.96 | Solar Inverter |  | INDOOR
SRP01595 | PV POWERED | PVP4800 | 4800 | 1 |  |  | 0.96 | Solar Inverter |  | INDOOR
SRP01601 | FRONIUS USA |  | 11400 | 2 |  |  | 0.96 | Solar Inverter |  | Inside
SRP01604 | SMA AMERICA | SB4000US (208V) | 4000 | 1 |  |  | 0.96 | Solar Inverter |  | INDOOR
SRP01611 | FRONIUS USA |  | 6000 | 1 |  |  | 0.96 | Solar Inverter |  | OUTDOOR
SRP01612 | SMA AMERICA | SB5000US | 5000 | 1 |  |  | 0.96 | Solar Inverter |  | OUTDOOR
SRP01617 | SMA AMERICA | SB5000US | 5000 | 2 |  |  | 0.96 | Solar Inverter |  | INDOOR
SRP01620 | PV POWERED | PVP4800 | 4800 | 1 |  |  | 0.96 | Solar Inverter |  | INDOOR
SRP01621 | SMA AMERICA | SB5000US (208V) | 5000 | 2 |  |  | 0.96 | Solar Inverter |  | INDOOR
SRP01627 | SMA AMERICA | SB4000US (208V) | 4000 | 1 |  |  | 0.96 | Solar Inverter |  | Inside
SRP01630 | SMA AMERICA | SWR2500U (240V) | 2500 | 1 |  |  | 0.96 | Solar Inverter |  | Inside
SRP01634 | ENPHASE ENERGY | M175-24-240-S02 | 215 | 33 |  |  | 0.96 | Solar Inverter |  | OUTDOOR
SRP01638 | SMA AMERICA | SB4000US (208V) | 4000 | 1 |  |  | 0.96 | Solar Inverter |  | OUTDOOR
SRP01645 | SUNPOWER CORP (ORIGINAL MFRSMA) | SPR-5000M (208V) | 5000 | 2 |  |  | 0.96 | Solar Inverter |  | Inside
SRP01646 | FRONIUS USA |  | 6000 | 1 |  |  | 0.96 | Solar Inverter |  | INDOOR
SRP01647 | SMA AMERICA | SB4000US (208V) | 4000 | 1 |  |  | 0.96 | Solar Inverter |  | INDOOR
SRP01648 | SATCON TECHNOLOGY | PVS-500 (480 V) | 500000 | 2 |  |  | 0.96 | Solar Inverter |  | OUTDOOR
SRP01650 | SMA AMERICA | SB6000U (208V) | 6000 | 3 |  |  | 0.96 | Solar Inverter |  | OUTDOOR
SRP01651 | SMA AMERICA | SB5000US (240V) | 5000 | 1 |  |  | 0.96 | Solar Inverter |  | Outside
SRP01651 | SMA AMERICA | SB6000U (208V) | 6000 | 1 |  |  | 0.96 | Solar Inverter |  | OUTDOOR
SRP01656 | SUNPOWER CORP (ORIGINAL MFRSMA) | SPR-4000M (208V) | 4000 | 3 |  |  | 0.96 | Solar Inverter |  | INDOOR
SRP01659 | SMA AMERICA | SB3000US (240V) | 3000 | 2 |  |  | 0.96 | Solar Inverter |  | OUTDOOR
SRP01661 | SATCON TECHNOLOGY | PVS-250 (240 V) | 250000 | 1 |  |  | 0.96 | Solar Inverter |  | OUTDOOR
SRP01663 | SUNPOWER CORP (ORIGINAL MFRSMA) | SPR-5000M (208V) | 5000 | 1 |  |  | 0.96 | Solar Inverter |  | INDOOR
SRP01666 | PV POWERED | PVP4800 | 4800 | 2 |  |  | 0.96 | Solar Inverter |  | OUTDOOR
SRP01672 | PV POWERED | PVP4800 | 4800 | 1 |  |  | 0.96 | Solar Inverter |  | INDOOR
SRP01678 | SMA AMERICA | SB3000US (208V) | 3000 | 2 |  |  | 0.96 | Solar Inverter |  | INDOOR
SRP01685 | SMA AMERICA | SB4000US (208V) | 4000 | 1 |  |  | 0.96 | Solar Inverter |  | INDOOR
SRP01686 | SMA AMERICA | SB4000US (208V) | 4000 | 1 |  |  | 0.96 | Solar Inverter |  | INDOOR
SRP01689 | SUNPOWER CORP (ORIGINAL MFRSMA) | SPR-5000M (208V) | 5000 | 1 |  |  | 0.96 | Solar Inverter |  | OUTDOOR
SRP01692 | PV POWERED | PVP4800 | 4800 | 2 |  |  | 0.96 | Solar Inverter |  | INDOOR
SRP01696 | SMA AMERICA | SB3000US (208V) | 3000 | 1 |  |  | 0.96 | Solar Inverter |  | INDOOR
SRP01700 | PV POWERED | PVP4800 | 4800 | 2 |  |  | 0.96 | Solar Inverter |  | Inside
SRP01701 | PV POWERED | PVP4800 | 4800 | 1 |  |  | 0.96 | Solar Inverter |  | INDOOR
SRP01703 | PV POWERED | PVP4800 | 4800 | 1 |  |  | 0.96 | Solar Inverter |  | INDOOR
SRP01706 | PV POWERED | PVP4800 | 4800 | 1 |  |  | 0.96 | Solar Inverter |  | Inside
SRP01707 | SMA AMERICA | SB5000US | 5000 | 1 |  |  | 0.96 | Solar Inverter |  | INDOOR
SRP01723 | SMA AMERICA | SB5000US | 5000 | 1 |  |  | 0.96 | Solar Inverter |  | Inside
SRP01724 | PV POWERED | PVP4800 | 4800 | 2 |  |  | 0.96 | Solar Inverter |  | INDOOR
SRP01725 | PV POWERED | PVP4800 | 4800 | 1 |  |  | 0.96 | Solar Inverter |  | INDOOR
SRP01726 | SMA AMERICA | SB3000US (208V) | 3000 | 1 |  |  | 0.96 | Solar Inverter |  | INDOOR
SRP01726 | SMA AMERICA | SB4000US (208V) | 4000 | 1 |  |  | 0.96 | Solar Inverter |  | INDOOR
SRP01729 | PV POWERED | PVP4800 | 4800 | 1 |  |  | 0.96 | Solar Inverter |  | OUTDOOR
SRP01732 | PV POWERED | PVP75KW-208 | 75000 | 1 |  |  | 0.96 | Solar Inverter |  | OUTDOOR
SRP01739 | PV POWERED | PVP100KW-208 | 100000 | 1 |  |  | 0.96 | Solar Inverter |  | OUTDOOR
SRP01746 | SMA AMERICA | SB4000US (208V) | 4000 | 2 |  |  | 0.96 | Solar Inverter |  | OUTDOOR
SRP01748 | SMA AMERICA | SB4000US (208V) | 4000 | 1 |  |  | 0.96 | Solar Inverter |  | INDOOR
SRP01749 | SMA AMERICA | SB5000US | 5000 | 2 |  |  | 0.96 | Solar Inverter |  | OUTDOOR
SRP01750 | PV POWERED | PVP4800 | 4800 | 1 |  |  | 0.96 | Solar Inverter |  | INDOOR
SRP01751 | SMA AMERICA | SB3000US (240V) | 3000 | 2 |  |  | 0.96 | Solar Inverter |  | Outside
SRP01753 | SATCON TECHNOLOGY | PVS-75 (208 V) | 75000 | 1 |  |  | 0.96 | Solar Inverter |  | OUTDOOR
SRP01759 | PV POWERED | PVP2500 | 2500 | 1 |  |  | 0.96 | Solar Inverter |  | Outside
SRP01763 | SMA AMERICA | SB7000US (240V) | 8000 | 5 |  |  | 0.96 | Solar Inverter |  | OUTDOOR
SRP01765 | SMA AMERICA | SB7000US (240V) | 8000 | 1 |  |  | 0.96 | Solar Inverter |  | OUTDOOR
SRP01765 | SMA AMERICA | SB7000US (240V) | 8000 | 2 |  |  | 0.96 | Solar Inverter |  | OUTDOOR
SRP01787 | FRONIUS USA |  | 6000 | 1 |  |  | 0.96 | Solar Inverter |  | INDOOR
SRP01790 | ENPHASE ENERGY | M200-32-240-S02 | 210 | 28 |  |  | 0.96 | Solar Inverter |  | Outside
SRP01794 | SMA AMERICA | SB4000US (208V) | 4000 | 1 |  |  | 0.96 | Solar Inverter |  | OUTDOOR
SRP01805 | PV POWERED | PVP4800 | 4800 | 1 |  |  | 0.96 | Solar Inverter |  | INDOOR
SRP01806 | PV POWERED | PVP4800 | 4800 | 1 |  |  | 0.96 | Solar Inverter |  | OUTDOOR
SRP01810 | PV POWERED | PVP4800 | 4800 | 1 |  |  | 0.96 | Solar Inverter |  | INDOOR
SRP01813 | PV POWERED | PVP4800 | 4800 | 1 |  |  | 0.96 | Solar Inverter |  | Outside
SRP01815 | PV POWERED | PVP2500 | 2500 | 2 |  |  | 0.96 | Solar Inverter |  | Outside
SRP01815 | PV POWERED | PVP3000 | 3000 | 1 |  |  | 0.96 | Solar Inverter |  | Outside
SRP01816 | SMA AMERICA | SB5000US | 5000 | 3 |  |  | 0.96 | Solar Inverter |  | INDOOR
SRP01817 | PV POWERED | PVP4800 | 4800 | 1 |  |  | 0.96 | Solar Inverter |  | INDOOR
SRP01818 | PV POWERED | PVP4800 | 4800 | 1 |  |  | 0.96 | Solar Inverter |  | INDOOR
SRP01819 | SMA AMERICA | SB5000US | 5000 | 1 |  |  | 0.96 | Solar Inverter |  | INDOOR
SRP01822 | SMA AMERICA | SB4000US (208V) | 4000 | 1 |  |  | 0.96 | Solar Inverter |  | INDOOR
SRP01825 | SATCON TECHNOLOGY | AE-100-60-PV-A | 100000 | 1 |  |  | 0.96 | Solar Inverter |  | INDOOR
SRP01841 | PV POWERED | PVP100KW-480 | 100000 | 1 |  |  | 0.96 | Solar Inverter |  | Inside
SRP01841 | PV POWERED | PVP75KW-208 | 75000 | 1 |  |  | 0.96 | Solar Inverter |  | Inside
SRP01846 | SATCON TECHNOLOGY | PVS-500 (480 V) | 500000 | 2 |  |  | 0.96 | Solar Inverter |  | OUTDOOR
SRP01850 | SMA AMERICA | SB7000US (240V) | 8000 | 12 |  |  | 0.96 | Solar Inverter |  | OUTDOOR
SRP01850 | SMA AMERICA | SC250U (480V) | 250000 | 1 |  |  | 0.96 | Solar Inverter |  | OUTDOOR
SRP01855 | SMA AMERICA | SB7000US (208V) | 8000 | 1 |  |  | 0.96 | Solar Inverter |  | INDOOR
SRP01858 | ENPHASE ENERGY | M200-32-208-S01 | 210 | 30 |  |  | 0.96 | Solar Inverter |  | OUTDOOR
SRP01859 | PV POWERED | PVP100KW-208 | 100000 | 2 |  |  | 0.96 | Solar Inverter |  | Inside
SRP01872 | PV POWERED | PVP4800 | 4800 | 1 |  |  | 0.96 | Solar Inverter |  | INDOOR
SRP01873 | SMA AMERICA | SB3000US (208V) | 3000 | 1 |  |  | 0.96 | Solar Inverter |  | INDOOR
SRP01874 | PV POWERED | PVP100KW-208 | 100000 | 2 |  |  | 0.96 | Solar Inverter |  | OUTDOOR
SRP01874 | PV POWERED | PVP75KW-208 | 75000 | 2 |  |  | 0.96 | Solar Inverter |  | OUTDOOR
SRP01878 | SMA AMERICA | SB3000US (208V) | 3000 | 1 |  |  | 0.96 | Solar Inverter |  | INDOOR
SRP01893 | SMA AMERICA | SB7000US (277V) | 8000 | 1 |  |  | 0.96 | Solar Inverter |  | INDOOR
SRP01935 | FRONIUS USA | IG 3000 | 3000 | 1 |  |  | 0.96 | Solar Inverter |  | INDOOR
SRP01935 | FRONIUS USA | IG 4000 | 4000 | 1 |  |  | 0.96 | Solar Inverter |  | INDOOR
SRP01944 | SMA AMERICA | SB3000US (208V) | 3000 | 1 |  |  | 0.96 | Solar Inverter |  | Inside
SRP01944 | SMA AMERICA | SB5000US | 5000 | 1 |  |  | 0.96 | Solar Inverter |  | Inside
SRP01945 | SMA AMERICA | SB4000US (208V) | 4000 | 1 |  |  | 0.96 | Solar Inverter |  | INDOOR
SRP01949 | SMA AMERICA | SB6000US (208V) | 6000 | 6 |  |  | 0.96 | Solar Inverter |  | INDOOR
SRP01950 | SUNPOWER CORP (ORIGINAL MFRFRONIUS) | SPR-8000F-208 | 8000 | 1 |  |  | 0.96 | Solar Inverter |  | INDOOR
SRP01953 | PV POWERED | PVP4800 | 4800 | 1 |  |  | 0.96 | Solar Inverter |  | INDOOR
SRP01955 | SUNPOWER CORP (ORIGINAL MFRSMA) | SPR-5000M (208V) | 5000 | 1 |  |  | 0.96 | Solar Inverter |  | INDOOR
SRP01976 | ENPHASE ENERGY | M200-32-240-S02 | 240 | 70 |  |  | 0.96 | Solar Inverter |  | Outside
SRP01980 | PV POWERED | PVP4800 | 4800 | 1 |  |  | 0.96 | Solar Inverter |  | INDOOR
SRP01987 | SMA AMERICA | SB4000US (208V) | 4000 | 1 |  |  | 0.96 | Solar Inverter |  | INDOOR
SRP01988 | SMA AMERICA | SB5000US | 5000 | 3 |  |  | 0.96 | Solar Inverter |  | OUTDOOR
SRP01990 | SMA AMERICA | SB4000US (208V) | 4000 | 1 |  |  | 0.96 | Solar Inverter |  | INDOOR
SRP01990 | SMA AMERICA | SB6000U (208V) | 6000 | 1 |  |  | 0.96 | Solar Inverter |  | INDOOR
SRP01992 | SMA AMERICA | SB7000US (208V) | 8000 | 1 |  |  | 0.96 | Solar Inverter |  | INDOOR
SRP01995 | SMA AMERICA | SB7000US (208V) | 7000 | 1 |  |  | 0.96 | Solar Inverter |  | INDOOR
SRP02001 | SMA AMERICA | SB5000US | 5000 | 1 |  |  | 0.96 | Solar Inverter |  | INDOOR
SRP02004 | SMA AMERICA | SB5000US | 5000 | 2 |  |  | 0.96 | Solar Inverter |  | INDOOR
SRP02006 | PV POWERED | PVP4800 | 4800 | 1 |  |  | 0.96 | Solar Inverter |  | INDOOR
SRP02009 | PV POWERED | PVP4800 | 4800 | 1 |  |  | 0.96 | Solar Inverter |  | INDOOR
SRP02010 | PV POWERED | PVP4800 | 4800 | 1 |  |  | 0.96 | Solar Inverter |  | OUTDOOR
SRP02013 | SMA AMERICA | SB4000US (208V) | 4000 | 1 |  |  | 0.96 | Solar Inverter |  | INDOOR
SRP02014 | PV POWERED | PVP4800 | 4800 | 2 |  |  | 0.96 | Solar Inverter |  | OUTDOOR
SRP02015 | SMA AMERICA | SB7000US (208V) | 8000 | 1 |  |  | 0.96 | Solar Inverter |  | INDOOR
SRP02017 | KACO | 1501XI | 1500 | 1 |  |  | 0.96 | Solar Inverter |  | OUTDOOR
SRP02017 | KACO | 3601XI | 5000 | 1 |  |  | 0.96 | Solar Inverter |  | OUTDOOR
SRP02018 | SATCON TECHNOLOGY | PVS-50 (208 V) | 50000 | 1 |  |  | 0.96 | Solar Inverter |  | INDOOR
SRP02034 | PV POWERED | PVP4800 | 4800 | 2 |  |  | 0.96 | Solar Inverter |  | OUTDOOR
SRP02037 | PV POWERED | PVP4800 | 4800 | 1 |  |  | 0.96 | Solar Inverter |  | Outside
SRP02042 | PV POWERED | PVP4800 | 4800 | 1 |  |  | 0.96 | Solar Inverter |  | INDOOR
SRP02043 | SMA AMERICA | SB7000US (208V) | 7000 | 1 |  |  | 0.96 | Solar Inverter |  | Inside
SRP02045 | PV POWERED | PVP4800 | 4800 | 1 |  |  | 0.96 | Solar Inverter |  | INDOOR
SRP02047 | SMA AMERICA | SB6000U (208V) | 6000 | 1 |  |  | 0.96 | Solar Inverter |  | OUTDOOR
SRP02054 | ENPHASE ENERGY | M200-32-208-S01 | 380 | 46 |  |  | 0.96 | Solar Inverter |  | OUTDOOR
SRP02065 | PV POWERED | PVP4800 | 4800 | 1 |  |  | 0.96 | Solar Inverter |  | INDOOR
SRP02066 | SMA AMERICA | SB3000US (240V) | 3000 | 2 |  |  | 0.96 | Solar Inverter |  | Inside
SRP02066 | SMA AMERICA | SB5000US | 5000 | 1 |  |  | 0.96 | Solar Inverter |  | INDOOR
SRP02080 | ENPHASE ENERGY | M200-32-240-S02 | 210 | 29 |  |  | 0.96 | Solar Inverter |  | OUTDOOR
SRP02083 | ENPHASE ENERGY | M200-32-208-S01 | 380 | 3 |  |  | 0.96 | Solar Inverter |  | OUTDOOR
SRP02083 | ENPHASE ENERGY | M200-32-240-S02 | 210 | 24 |  |  | 0.96 | Solar Inverter |  | Outside
SRP02086 | FRONIUS USA |  | 11400 | 1 |  |  | 0.96 | Solar Inverter |  | INDOOR
SRP02094 | PV POWERED | PVP4800 | 4800 | 1 |  |  | 0.96 | Solar Inverter |  | INDOOR
SRP02096 | SMA AMERICA | SB5000US | 5000 | 2 |  |  | 0.96 | Solar Inverter |  | INDOOR
SRP02099 | SMA AMERICA | SB5000US | 5000 | 1 |  |  | 0.96 | Solar Inverter |  | INDOOR
SRP02110 | PV POWERED | PVP4800 | 4800 | 2 |  |  | 0.96 | Solar Inverter |  | Inside
SRP02111 | SMA AMERICA | SB3000US (208V) | 3000 | 1 |  |  | 0.96 | Solar Inverter |  | OUTDOOR
SRP02113 | SMA AMERICA | SB3000US (208V) | 3000 | 3 |  |  | 0.96 | Solar Inverter |  | OUTDOOR
SRP02114 | SMA AMERICA | SB5000US | 5000 | 2 |  |  | 0.96 | Solar Inverter |  | Inside
SRP02117 | PV POWERED | PVP4800 | 4800 | 1 |  |  | 0.96 | Solar Inverter |  | INDOOR
SRP02120 | PV POWERED | PVP4800 | 4800 | 1 |  |  | 0.96 | Solar Inverter |  | INDOOR
SRP02124 | SUNPOWER CORP (ORIGINAL MFRSMA) | SPR-7000M (208V) | 7000 | 2 |  |  | 0.96 | Solar Inverter |  | INDOOR
SRP02126 | SMA AMERICA | SB3000US (208V) | 3000 | 3 |  |  | 0.96 | Solar Inverter |  | Outside
SRP02127 | SMA AMERICA | SB7000US (208V) | 8000 | 1 |  |  | 0.96 | Solar Inverter |  | OUTDOOR
SRP02129 | ENPHASE ENERGY | M200-32-208-S01 | 210 | 10 |  |  | 0.96 | Solar Inverter |  | OUTDOOR
SRP02132 | PV POWERED | PVP4800 | 4800 | 1 |  |  | 0.96 | Solar Inverter |  | INDOOR
SRP02135 | PV POWERED | PVP4800 | 4800 | 1 |  |  | 0.96 | Solar Inverter |  | INDOOR
SRP02138 | PV POWERED | PVP4800 | 4800 | 1 |  |  | 0.96 | Solar Inverter |  | INDOOR
SRP02141 | ENPHASE ENERGY | M200-32-240-S02 | 210 | 49 |  |  | 0.96 | Solar Inverter |  | OUTDOOR
SRP02147 | PV POWERED | PVP4800 | 4800 | 2 |  |  | 0.96 | Solar Inverter |  | OUTDOOR
SRP02153 | SMA AMERICA | SB4000US (208V) | 4000 | 1 |  |  | 0.96 | Solar Inverter |  | INDOOR
SRP02156 | PV POWERED | PVP5200 | 5200 | 2 |  |  | 0.96 | Solar Inverter |  | INDOOR
SRP02158 | PV POWERED | PVP4800 | 4800 | 1 |  |  | 0.96 | Solar Inverter |  | INDOOR
SRP02172 | SMA AMERICA | SB7000US (277V) | 8000 | 1 |  |  | 0.96 | Solar Inverter |  | INDOOR
SRP02185 | PV POWERED | PVP4800 | 4800 | 1 |  |  | 0.96 | Solar Inverter |  | INDOOR
SRP02188 | SATCON TECHNOLOGY | PVS-50 (208 V) | 50000 | 1 |  |  | 0.96 | Solar Inverter |  | OUTDOOR
SRP02190 | SMA AMERICA | SB4000US (240V) | 4000 | 1 |  |  | 0.96 | Solar Inverter |  | OUTDOOR
SRP02191 | SMA AMERICA | SB4000US (208V) | 4000 | 1 |  |  | 0.96 | Solar Inverter |  | OUTDOOR
SRP02192 | SMA AMERICA | SB3000US (208V) | 3000 | 1 |  |  | 0.96 | Solar Inverter |  | OUTDOOR
SRP02193 | SMA AMERICA | SB3000US (208V) | 3000 | 1 |  |  | 0.96 | Solar Inverter |  | Inside
SRP02195 | SMA AMERICA | SB7000US (277V) | 7000 | 1 |  |  | 0.96 | Solar Inverter |  | Inside
SRP02196 | SMA AMERICA | SB4000US (208V) | 4000 | 1 |  |  | 0.96 | Solar Inverter |  | Inside
SRP02197 | SMA AMERICA | SB4000US (208V) | 4000 | 2 |  |  | 0.96 | Solar Inverter |  | INDOOR
SRP02199 | SMA AMERICA | SB4000US (240V) | 4000 | 1 |  |  | 0.96 | Solar Inverter |  | OUTDOOR
SRP02200 | SMA AMERICA | SB7000US (277V) | 8000 | 1 |  |  | 0.96 | Solar Inverter |  | OUTDOOR
SRP02204 | ENPHASE ENERGY | M200-32-208-S01 | 190 | 13 |  |  | 0.96 | Solar Inverter |  | Outside
SRP02214 | SMA AMERICA | SB5000US | 5000 | 1 |  |  | 0.96 | Solar Inverter |  | Outside
SRP02216 | PV POWERED | PVP4800 | 4800 | 1 |  |  | 0.96 | Solar Inverter |  | INDOOR
SRP02217 | PV POWERED | PVP4800 | 4800 | 1 |  |  | 0.96 | Solar Inverter |  | Inside
SRP02218 | PV POWERED | PVP4800 | 4800 | 2 |  |  | 0.96 | Solar Inverter |  | Inside
SRP02221 | PV POWERED | PVP4800 | 4800 | 1 |  |  | 0.96 | Solar Inverter |  | INDOOR
SRP02227 | SUNPOWER CORP (ORIGINAL MFRSMA) | SPR-3000M (208V) | 3000 | 1 |  |  | 0.96 | Solar Inverter |  | INDOOR
SRP02227 | SUNPOWER CORP (ORIGINAL MFRSMA) | SPR-4000M (208V) | 4000 | 2 |  |  | 0.96 | Solar Inverter |  | INDOOR
SRP02236 | SATCON TECHNOLOGY | PVS-135 (240 V) | 135000 | 1 |  |  | 0.96 | Solar Inverter |  | INDOOR
SRP02257 | PV POWERED | PVP100KW-480 | 260000 | 1 |  |  | 0.96 | Solar Inverter |  | OUTDOOR
SRP02259 | PV POWERED | PVP100KW-208 | 100000 | 1 |  |  | 0.96 | Solar Inverter |  | Outside
SRP02259 | PV POWERED | PVP30KW-LV-208 | 35000 | 1 |  |  | 0.96 | Solar Inverter |  | Outside
SRP02260 | SMA AMERICA | SB4000US (208V) | 4000 | 3 |  |  | 0.96 | Solar Inverter |  | OUTDOOR
SRP02266 | SMA AMERICA | SB5000US | 5000 | 1 |  |  | 0.96 | Solar Inverter |  | Outside
SRP02268 | SMA AMERICA | SB4000US (208V) | 4000 | 1 |  |  | 0.96 | Solar Inverter |  | INDOOR
SRP02269 | PV POWERED | PVP4800 | 4800 | 1 |  |  | 0.96 | Solar Inverter |  | INDOOR
SRP02270 | PV POWERED | PVP4800 | 4800 | 2 |  |  | 0.96 | Solar Inverter |  | Outside
SRP02276 | PV POWERED | PVP75KW-208 | 50000 | 1 |  |  | 0.96 | Solar Inverter |  | Outside
SRP02280 | SUNPOWER CORP (ORIGINAL MFRSMA) | SPR-7000M (208V) | 7000 | 1 |  |  | 0.96 | Solar Inverter |  | INDOOR
SRP02283 | POWER-ONE | PVI-3000-I-OUTD-US | 3000 | 1 |  |  | 0.96 | Solar Inverter |  | OUTDOOR
SRP02284 | SMA AMERICA | SB3000US (208V) | 3000 | 1 |  |  | 0.96 | Solar Inverter |  | OUTDOOR
SRP02285 | SMA AMERICA | SB3000US (208V) | 3000 | 1 |  |  | 0.96 | Solar Inverter |  | OUTDOOR
SRP02286 | SMA AMERICA | SB3000US (208V) | 3000 | 1 |  |  | 0.96 | Solar Inverter |  | OUTDOOR
SRP02288 | SMA AMERICA | SB3000US (208V) | 3000 | 1 |  |  | 0.96 | Solar Inverter |  | OUTDOOR
SRP02289 | SMA AMERICA | SB3000US (208V) | 3000 | 1 |  |  | 0.96 | Solar Inverter |  | OUTDOOR
SRP02290 | SMA AMERICA | SB3000US (208V) | 3000 | 1 |  |  | 0.96 | Solar Inverter |  | OUTDOOR
SRP02291 | SMA AMERICA | SB3000US (208V) | 3000 | 1 |  |  | 0.96 | Solar Inverter |  | OUTDOOR
SRP02292 | SMA AMERICA | SB3000US (208V) | 3000 | 1 |  |  | 0.96 | Solar Inverter |  | OUTDOOR
SRP02293 | SMA AMERICA | SB3000US (208V) | 3000 | 1 |  |  | 0.96 | Solar Inverter |  | OUTDOOR
SRP02294 | SMA AMERICA | SB3000US (208V) | 3000 | 1 |  |  | 0.96 | Solar Inverter |  | OUTDOOR
SRP02295 | ADVANCED ENERGY INDUSTRIES | 3159000-104 | 3000 | 1 |  |  | 0.96 | Solar Inverter |  | OUTDOOR
SRP02296 | POWER-ONE | PVI-3000-I-OUTD-US | 3000 | 1 |  |  | 0.96 | Solar Inverter |  | OUTDOOR
SRP02297 | SMA AMERICA | SB3000US (208V) | 3000 | 1 |  |  | 0.96 | Solar Inverter |  | OUTDOOR
SRP02298 | SMA AMERICA | SWR2500U (208V) | 3000 | 1 |  |  | 0.96 | Solar Inverter |  | OUTDOOR
SRP02299 | SMA AMERICA | SWR2500U (208V) | 3000 | 1 |  |  | 0.96 | Solar Inverter |  | OUTDOOR
SRP02300 | SMA AMERICA | SB3000US (208V) | 3000 | 1 |  |  | 0.96 | Solar Inverter |  | OUTDOOR
SRP02301 | ADVANCED ENERGY INDUSTRIES | 3159000-110 | 3000 | 1 |  |  | 0.96 | Solar Inverter |  | OUTDOOR
SRP02302 | SMA AMERICA | SB3000US (208V) | 3000 | 1 |  |  | 0.96 | Solar Inverter |  | OUTDOOR
SRP02303 | ADVANCED ENERGY INDUSTRIES | 3159000-104 | 3000 | 1 |  |  | 0.96 | Solar Inverter |  | OUTDOOR
SRP02304 | SMA AMERICA | SB3000US (208V) | 3000 | 1 |  |  | 0.96 | Solar Inverter |  | OUTDOOR
SRP02305 | ADVANCED ENERGY INDUSTRIES | 3159000-110 | 3000 | 1 |  |  | 0.96 | Solar Inverter |  | OUTDOOR
SRP02306 | ADVANCED ENERGY INDUSTRIES | 3159000-110 | 3000 | 1 |  |  | 0.96 | Solar Inverter |  | OUTDOOR
SRP02307 | SMA AMERICA | SB3000US (208V) | 3000 | 1 |  |  | 0.96 | Solar Inverter |  | OUTDOOR
SRP02308 | SMA AMERICA | SB3000US (208V) | 3000 | 1 |  |  | 0.96 | Solar Inverter |  | OUTDOOR
SRP02309 | ADVANCED ENERGY INDUSTRIES | 3159000-104 | 3000 | 1 |  |  | 0.96 | Solar Inverter |  | OUTDOOR
SRP02310 | SMA AMERICA | SB3000US (208V) | 3000 | 1 |  |  | 0.96 | Solar Inverter |  | OUTDOOR
SRP02311 | SMA AMERICA | SB3000US (208V) | 3000 | 1 |  |  | 0.96 | Solar Inverter |  | OUTDOOR
SRP02312 | SMA AMERICA | SB3000US (208V) | 3000 | 1 |  |  | 0.96 | Solar Inverter |  | OUTDOOR
SRP02313 | POWER-ONE | PVI-3000-I-OUTD-US-F (208V) | 3000 | 1 |  |  | 0.96 | Solar Inverter |  | OUTDOOR
SRP02314 | SMA AMERICA | SB3000US (208V) | 3000 | 1 |  |  | 0.96 | Solar Inverter |  | OUTDOOR
SRP02315 | SMA AMERICA | SB3000US (208V) | 3000 | 1 |  |  | 0.96 | Solar Inverter |  | OUTDOOR
SRP02316 | SMA AMERICA | SB3000US (208V) | 3000 | 1 |  |  | 0.96 | Solar Inverter |  | OUTDOOR
SRP02317 | SMA AMERICA | SB3000US (208V) | 3000 | 1 |  |  | 0.96 | Solar Inverter |  | OUTDOOR
SRP02319 | SMA AMERICA | SB3000US (208V) | 3000 | 1 |  |  | 0.96 | Solar Inverter |  | OUTDOOR
SRP02322 | SMA AMERICA | SB3000US (208V) | 3000 | 1 |  |  | 0.96 | Solar Inverter |  | OUTDOOR
SRP02323 | POWER-ONE | PVI-3000-I-OUTD-US (208V) | 3000 | 1 |  |  | 0.96 | Solar Inverter |  | OUTDOOR
SRP02325 | SMA AMERICA | SB3000US (208V) | 3000 | 1 |  |  | 0.96 | Solar Inverter |  | OUTDOOR
SRP02326 | SMA AMERICA | SB3000US (208V) | 3000 | 1 |  |  | 0.96 | Solar Inverter |  | OUTDOOR
SRP02327 | POWER-ONE | PVI-3000-I-OUTD-US | 3000 | 1 |  |  | 0.96 | Solar Inverter |  | OUTDOOR
SRP02328 | POWER-ONE | PVI-3000-I-OUTD-US | 3000 | 1 |  |  | 0.96 | Solar Inverter |  | OUTDOOR
SRP02329 | SMA AMERICA | SB3000US (208V) | 3000 | 1 |  |  | 0.96 | Solar Inverter |  | OUTDOOR
SRP02332 | SMA AMERICA | SWR2500U (208V) | 3000 | 1 |  |  | 0.96 | Solar Inverter |  | OUTDOOR
SRP02334 | SMA AMERICA | SWR2500U (208V) | 3000 | 1 |  |  | 0.96 | Solar Inverter |  | OUTDOOR
SRP02337 | SMA AMERICA | SWR2500U (208V) | 3000 | 1 |  |  | 0.96 | Solar Inverter |  | OUTDOOR
SRP02338 | SATCON TECHNOLOGY | PVS-500 (480 V) | 500000 | 1 |  |  | 0.96 | Solar Inverter |  | OUTDOOR
SRP02339 | SMA AMERICA | SWR2500U (208V) | 3000 | 1 |  |  | 0.96 | Solar Inverter |  | OUTDOOR
SRP02340 | PV POWERED | PVP4800 | 4800 | 1 |  |  | 0.96 | Solar Inverter |  | INDOOR
SRP02341 | ALPHA TECHNOLOGIES | SOLARIS 3500 XP | 3000 | 1 |  |  | 0.96 | Solar Inverter |  | OUTDOOR
SRP02342 | SMA AMERICA | SB3000US (208V) | 3000 | 1 |  |  | 0.96 | Solar Inverter |  | OUTDOOR
SRP02344 | SMA AMERICA | SB3000US (208V) | 3000 | 1 |  |  | 0.96 | Solar Inverter |  | OUTDOOR
SRP02346 | POWER-ONE | PVI-3000-I-OUTD-US | 3000 | 1 |  |  | 0.96 | Solar Inverter |  | OUTDOOR
SRP02347 | SMA AMERICA | SWR2500U (208V) | 3000 | 1 |  |  | 0.96 | Solar Inverter |  | OUTDOOR
SRP02348 | SMA AMERICA | SB3000US (208V) | 3000 | 1 |  |  | 0.96 | Solar Inverter |  | OUTDOOR
SRP02349 | SMA AMERICA | SB3000US (208V) | 3000 | 1 |  |  | 0.96 | Solar Inverter |  | OUTDOOR
SRP02350 | ADVANCED ENERGY INDUSTRIES | 3159000-104 | 3000 | 1 |  |  | 0.96 | Solar Inverter |  | OUTDOOR
SRP02351 | SMA AMERICA | SB7000US (208V) | 7000 | 1 |  |  | 0.96 | Solar Inverter |  | OUTDOOR
SRP02356 | SMA AMERICA | SB4000US (208V) | 4000 | 1 |  |  | 0.96 | Solar Inverter |  | OUTDOOR
SRP02356 | SMA AMERICA | SB6000U (208V) | 6000 | 1 |  |  | 0.96 | Solar Inverter |  | OUTDOOR
SRP02364 | PV POWERED | PVP4800 | 4800 | 1 |  |  | 0.96 | Solar Inverter |  | Inside
SRP02377 | POWER-ONE | PVI-3000-I-OUTD-US | 3000 | 1 |  |  | 0.96 | Solar Inverter |  | Outside
SRP02378 | SOLECTRIA RENEWABLES | PVI82KW-208 | 82000 | 1 |  |  | 0.96 | Solar Inverter |  | OUTDOOR
SRP02378 | SOLECTRIA RENEWABLES | PVI95KW-208 | 95000 | 3 |  |  | 0.96 | Solar Inverter |  | OUTDOOR
SRP02394 | SMA AMERICA | SB4000US (208V) | 4000 | 1 |  |  | 0.96 | Solar Inverter |  | INDOOR
SRP02395 | SMA AMERICA | SB3000US (208V) | 3000 | 1 |  |  | 0.96 | Solar Inverter |  | OUTDOOR
SRP02395 | SMA AMERICA | SB4000US (208V) | 4000 | 3 |  |  | 0.96 | Solar Inverter |  | OUTDOOR
SRP02397 | SMA AMERICA | SB4000US (208V) | 4000 | 2 |  |  | 0.96 | Solar Inverter |  | OUTDOOR
SRP02397 | SMA AMERICA | SB5000US | 5000 | 1 |  |  | 0.96 | Solar Inverter |  | OUTDOOR
SRP02403 | SMA AMERICA | SB6000U (208V) | 6000 | 1 |  |  | 0.96 | Solar Inverter |  | INDOOR
SRP02404 | FRONIUS USA |  | 6000 | 2 |  |  | 0.96 | Solar Inverter |  | Inside
SRP02407 | PV POWERED | PVP4800 | 4800 | 1 |  |  | 0.96 | Solar Inverter |  | INDOOR
SRP02411 | SMA AMERICA | SB5000US | 5000 | 2 |  |  | 0.96 | Solar Inverter |  | OUTDOOR
SRP02413 | SMA AMERICA | SB3000US (208V) | 3000 | 1 |  |  | 0.96 | Solar Inverter |  | Inside
SRP02413 | SMA AMERICA | SB5000US | 5000 | 1 |  |  | 0.96 | Solar Inverter |  | INDOOR
SRP02414 | SMA AMERICA | SB4000US (208V) | 4000 | 1 |  |  | 0.96 | Solar Inverter |  | Outside
SRP02416 | PV POWERED | PVP4800 | 4800 | 1 |  |  | 0.96 | Solar Inverter |  | Outside
SRP02417 | PV POWERED | PVP4800 | 4800 | 1 |  |  | 0.96 | Solar Inverter |  | INDOOR
SRP02420 | PV POWERED | PVP3500 | 3500 | 1 |  |  | 0.96 | Solar Inverter |  | INDOOR
SRP02422 | SMA AMERICA | SB4000US (208V) | 4000 | 2 |  |  | 0.96 | Solar Inverter |  | OUTDOOR
SRP02425 | SMA AMERICA | SB3000US (208V) | 3000 | 1 |  |  | 0.96 | Solar Inverter |  | Inside
SRP02425 | SMA AMERICA | SB4000US (208V) | 4000 | 1 |  |  | 0.96 | Solar Inverter |  | INDOOR
SRP02432 | SMA AMERICA | SB3000US (208V) | 3000 | 2 |  |  | 0.96 | Solar Inverter |  | Outside
SRP02435 | PV POWERED | PVP4800 | 4800 | 1 |  |  | 0.96 | Solar Inverter |  | OUTDOOR
SRP02436 | SMA AMERICA | SB4000US (208V) | 4000 | 1 |  |  | 0.96 | Solar Inverter
SRP02438 | PV POWERED | PVP4800 | 4800 | 2 |  |  | 0.96 | Solar Inverter |  | INDOOR
SRP02439 | SMA AMERICA | SB4000US (208V) | 4000 | 1 |  |  | 0.96 | Solar Inverter |  | INDOOR
SRP02441 | SATCON TECHNOLOGY | PVS-75 (480 V) | 75000 | 1 |  |  | 0.96 | Solar Inverter |  | Inside
SRP02443 | SUNPOWER CORP (ORIGINAL MFRSMA) | SPR-4000M (208V) | 4000 | 1 |  |  | 0.96 | Solar Inverter |  | INDOOR
SRP02446 | FRONIUS USA |  | 10000 | 1 |  |  | 0.96 | Solar Inverter |  | Outside
SRP02456 | ENPHASE ENERGY | M200-32-240-S02 | 215 | 30 |  |  | 0.96 | Solar Inverter |  | OUTDOOR
SRP02464 | ENPHASE ENERGY | M200-32-240-S02 | 215 | 45 |  |  | 0.96 | Solar Inverter |  | OUTDOOR
SRP02467 | ENPHASE ENERGY | M200-32-240-S01 | 215 | 38 |  |  | 0.96 | Solar Inverter |  | OUTDOOR
SRP02469 | ENPHASE ENERGY | M200-32-208-S02 | 215 | 36 |  |  | 0.96 | Solar Inverter |  | OUTDOOR
SRP02474 | SMA AMERICA | SB7000US (277V) | 8000 | 1 |  |  | 0.96 | Solar Inverter |  | OUTDOOR
SRP02475 | ADVANCED ENERGY INDUSTRIES | 3159000-104 | 3000 | 1 |  |  | 0.96 | Solar Inverter |  | OUTDOOR
SRP02476 | ENPHASE ENERGY | M200-32-240-S01 | 215 | 28 |  |  | 0.96 | Solar Inverter |  | OUTDOOR
SRP02487 | ENPHASE ENERGY | M200-32-240-S02 | 215 | 44 |  |  | 0.96 | Solar Inverter |  | Inside
SRP02495 | SMA AMERICA | SB5000US (277V) | 5000 | 1 |  |  | 0.96 | Solar Inverter |  | Inside
SRP02495 | SMA AMERICA | SB7000US (208V) | 7000 | 1 |  |  | 0.96 | Solar Inverter |  | Inside
SRP02496 | ADVANCED ENERGY INDUSTRIES | 3159000-110 | 3000 | 1 |  |  | 0.96 | Solar Inverter |  | OUTDOOR
SRP02502 | SMA AMERICA | SB4000US (208V) | 4000 | 2 |  |  | 0.96 | Solar Inverter |  | Inside
SRP02502 | SMA AMERICA | SWR2500U (208V) | 2500 | 1 |  |  | 0.96 | Solar Inverter |  | Inside
SRP02507 | SMA AMERICA | SB7000US (208V) | 7000 | 1 |  |  | 0.96 | Solar Inverter |  | Inside
SRP02512 | POWER-ONE | PVI-6000-OUTD-US (208 V) | 6000 | 1 |  |  | 0.96 | Solar Inverter |  | Outside
SRP02519 | SMA AMERICA | SB6000US (208V) | 6000 | 1 |  |  | 0.96 | Solar Inverter |  | OUTDOOR
SRP02521 | PV POWERED | PVP100KW-208 | 100000 | 2 |  |  | 0.96 | Solar Inverter |  | OUTDOOR
SRP02524 | ENPHASE ENERGY | M200-32-208-S01 | 210 | 44 |  |  | 0.96 | Solar Inverter |  | OUTDOOR
SRP02530 | SOLECTRIA RENEWABLES | PVI 5000 (208V) | 5000 | 1 |  |  | 0.96 | Solar Inverter |  | INDOOR
SRP02531 | PV POWERED | PVP4800 | 4800 | 1 |  |  | 0.96 | Solar Inverter |  | Inside
SRP02532 | PV POWERED | PVP4800 | 4800 | 1 |  |  | 0.96 | Solar Inverter |  | OUTDOOR
SRP02535 | PV POWERED | PVP4800 | 4800 | 1 |  |  | 0.96 | Solar Inverter |  | Outside
SRP02536 | PV POWERED | PVP4800 | 4800 | 1 |  |  | 0.96 | Solar Inverter |  | INDOOR
SRP02536 | PV POWERED | PVP4800 | 4800 | 1 |  |  | 0.96 | Solar Inverter |  | INDOOR
SRP02537 | SMA AMERICA | SB3000US (208V) | 3000 | 1 |  |  | 0.96 | Solar Inverter |  | INDOOR
SRP02542 | SMA AMERICA | SB4000US (208V) | 4000 | 1 |  |  | 0.96 | Solar Inverter |  | INDOOR
SRP02542 | SMA AMERICA | SB5000US | 5000 | 1 |  |  | 0.96 | Solar Inverter |  | INDOOR
SRP02551 | ENPHASE ENERGY | M200-32-240-S02 | 380 | 44 |  |  | 0.96 | Solar Inverter |  | OUTDOOR
SRP02574 | SMA AMERICA | SB3000US (208V) | 3000 | 1 |  |  | 0.96 | Solar Inverter |  | Inside
SRP02580 | SUNPOWER CORP (ORIGINAL MFRSMA) | SPR-3000M (208V) | 3000 | 1 |  |  | 0.96 | Solar Inverter |  | Inside
SRP02580 | SUNPOWER CORP (ORIGINAL MFRSMA) | SPR-5000M (208V) | 5000 | 1 |  |  | 0.96 | Solar Inverter |  | INDOOR
SRP02580 | SUNPOWER CORP (ORIGINAL MFRSMA) | SPR-7000M (208V) | 7000 | 1 |  |  | 0.96 | Solar Inverter |  | INDOOR
SRP02581 | SUNPOWER CORP (ORIGINAL MFRSMA) | SPR-3000M (208V) | 3000 | 2 |  |  | 0.96 | Solar Inverter |  | Outside
SRP02584 | SMA AMERICA | SB6000U (208V) | 6000 | 1 |  |  | 0.96 | Solar Inverter |  | OUTDOOR
SRP02584 | SMA AMERICA | SB6000U (208V) | 6000 | 1 |  |  | 0.96 | Solar Inverter |  | OUTDOOR
SRP02592 | ENPHASE ENERGY | M200-32-240-S02 | 215 | 20 |  |  | 0.96 | Solar Inverter |  | OUTDOOR
SRP02599 | PV POWERED | PVP4800 | 4800 | 1 |  |  | 0.96 | Solar Inverter |  | OUTDOOR
SRP02603 | SMA AMERICA | SB5000US | 5000 | 1 |  |  | 0.96 | Solar Inverter |  | OUTDOOR
SRP02604 | SMA AMERICA | SB4000US (208V) | 4000 | 1 |  |  | 0.96 | Solar Inverter |  | INDOOR
SRP02605 | SOLECTRIA RENEWABLES | PVI82KW-480 | 82000 | 1 |  |  | 0.96 | Solar Inverter |  | INDOOR
SRP02610 | SOLECTRIA RENEWABLES | PVI60KW-480 | 60000 | 1 |  |  | 0.96 | Solar Inverter |  | OUTDOOR
SRP02621 | PV POWERED | PVP2000 | 2000 | 3 |  |  | 0.96 | Solar Inverter |  | INDOOR
SRP02624 | PV POWERED | PVP4800 | 4800 | 1 |  |  | 0.96 | Solar Inverter |  | INDOOR
SRP02625 | PV POWERED | PVP4800 | 4800 | 1 |  |  | 0.96 | Solar Inverter |  | INDOOR
SRP02626 | PV POWERED | PVP4800 | 4800 | 1 |  |  | 0.96 | Solar Inverter |  | INDOOR
SRP02628 | PV POWERED | PVP4800 | 4800 | 1 |  |  | 0.96 | Solar Inverter |  | INDOOR
SRP02630 | PV POWERED | PVP4800 | 4800 | 1 |  |  | 0.96 | Solar Inverter |  | INDOOR
SRP02634 | PV POWERED | PVP100KW-208 | 100000 | 5 |  |  | 0.96 | Solar Inverter |  | OUTDOOR
SRP02635 | PV POWERED | PVP100KW-208 | 100000 | 1 |  |  | 0.96 | Solar Inverter |  | OUTDOOR
SRP02635 | PV POWERED | PVP30KW-208 | 50000 | 2 |  |  | 0.96 | Solar Inverter |  | OUTDOOR
SRP02637 | PV POWERED | PVP4800 | 4800 | 1 |  |  | 0.96 | Solar Inverter |  | INDOOR
SRP02639 | SMA AMERICA | SB3000US (208V) | 3000 | 1 |  |  | 0.96 | Solar Inverter |  | INDOOR
SRP02640 | FRONIUS USA |  | 7500 | 1 |  |  | 0.96 | Solar Inverter |  | OUTDOOR
SRP02644 | SMA AMERICA | SB4000US (208V) | 4000 | 2 |  |  | 0.96 | Solar Inverter |  | INDOOR
SRP02649 | ENPHASE ENERGY | M200-32-208-S01 | 215 | 21 |  |  | 0.96 | Solar Inverter |  | OUTDOOR
SRP02650 | FRONIUS USA |  | 6000 | 1 |  |  | 0.96 | Solar Inverter |  | INDOOR
SRP02653 | ENPHASE ENERGY | M200-32-240-S02 | 215 | 38 |  |  | 0.96 | Solar Inverter |  | OUTDOOR
SRP02657 | ENPHASE ENERGY | M200-32-240-S02 | 210 | 34 |  |  | 0.96 | Solar Inverter |  | OUTDOOR
SRP02667 | ENPHASE ENERGY | M200-32-208-S01 | 210 | 22 |  |  | 0.96 | Solar Inverter |  | Outside
SRP02671 | SMA AMERICA | SB7000US (208V) | 7000 | 1 |  |  | 0.96 | Solar Inverter |  | INDOOR
SRP02679 | ENPHASE ENERGY | M200-32-208-S02 | 210 | 31 |  |  | 0.96 | Solar Inverter |  | OUTDOOR
SRP02682 | SMA AMERICA | SB3000US (208V) | 2500 | 1 |  |  | 0.96 | Solar Inverter |  | Inside
SRP02682 | SMA AMERICA | SB7000US (208V) | 8000 | 1 |  |  | 0.96 | Solar Inverter |  | Inside
SRP02691 | PV POWERED | PVP4800 | 4800 | 1 |  |  | 0.96 | Solar Inverter |  | Outside
SRP02693 | PV POWERED | PVP4800 | 4800 | 1 |  |  | 0.96 | Solar Inverter |  | INDOOR
SRP02695 | PV POWERED | PVP4800 | 4800 | 2 |  |  | 0.96 | Solar Inverter |  | INDOOR
SRP02697 | SUNPOWER CORP (ORIGINAL MFRSMA) | SPR-7000M (277V) | 8000 | 1 |  |  | 0.96 | Solar Inverter |  | INDOOR
SRP02707 | SMA AMERICA | SB4000US (208V) | 4000 | 1 |  |  | 0.96 | Solar Inverter |  | INDOOR
SRP02707 | SMA AMERICA | SB7000US (277V) | 8000 | 2 |  |  | 0.96 | Solar Inverter |  | INDOOR
SRP02715 | PV POWERED | PVP4800 | 4800 | 1 |  |  | 0.96 | Solar Inverter |  | Outside
SRP02717 | PV POWERED | PVP4800 | 4800 | 1 |  |  | 0.96 | Solar Inverter |  | INDOOR
SRP02718 | PV POWERED | PVP4800 | 4800 | 2 |  |  | 0.96 | Solar Inverter |  | Outside
SRP02719 | SMA AMERICA | SB4000US (208V) | 4000 | 1 |  |  | 0.96 | Solar Inverter |  | INDOOR
SRP02719 | SMA AMERICA | SB5000US | 5000 | 2 |  |  | 0.96 | Solar Inverter |  | INDOOR
SRP02721 | SMA AMERICA | SB4000US (240V) | 4000 | 1 |  |  | 0.96 | Solar Inverter |  | Inside
SRP02725 | SATCON TECHNOLOGY | PVS-500 (480 V) | 50000 | 2 |  |  | 0.96 | Solar Inverter |  | OUTDOOR
SRP02728 | ENPHASE ENERGY | M200-32-240-S02 | 210 | 42 |  |  | 0.96 | Solar Inverter |  | OUTDOOR
SRP02729 | ENPHASE ENERGY | M200-32-240-S02 | 210 | 41 |  |  | 0.96 | Solar Inverter |  | OUTDOOR
SRP02730 | ENPHASE ENERGY | M200-32-240-S02 | 210 | 54 |  |  | 0.96 | Solar Inverter |  | OUTDOOR
SRP02731 | SMA AMERICA | SB3000US (240V) | 3000 | 1 |  |  | 0.96 | Solar Inverter |  | OUTDOOR
SRP02740 | SMA AMERICA | SB5000US | 5000 | 1 |  |  | 0.96 | Solar Inverter |  | INDOOR
SRP02757 | ENPHASE ENERGY | M200-32-240-S02 | 210 | 26 |  |  | 0.96 | Solar Inverter |  | OUTDOOR
SRP02765 | SMA AMERICA | SB4000US (208V) | 4000 | 2 |  |  | 0.96 | Solar Inverter |  | INDOOR
SRP02783 | ENPHASE ENERGY | M200-32-240-S02 | 210 | 27 |  |  | 0.96 | Solar Inverter |  | INDOOR
SRP02789 | SMA AMERICA | SB3000US (208V) | 3000 | 1 |  |  | 0.96 | Solar Inverter |  | OUTDOOR
SRP02803 | SMA AMERICA | SB4000US (208V) | 4000 | 3 |  |  | 0.96 | Solar Inverter |  | OUTDOOR
SRP02805 | SMA AMERICA | SB4000US (208V) | 4000 | 2 |  |  | 0.96 | Solar Inverter |  | OUTDOOR
SRP02818 | PV POWERED | PVP2000 | 2000 | 1 |  |  | 0.96 | Solar Inverter |  | Outside
SRP02818 | SMA AMERICA | SB5000US | 4800 | 1 |  |  | 0.96 | Solar Inverter |  | Outside
SRP02822 | PV POWERED | PVP4800 | 4800 | 1 |  |  | 0.96 | Solar Inverter |  | INDOOR
SRP02823 | SMA AMERICA | SB5000US | 5000 | 1 |  |  | 0.96 | Solar Inverter |  | Outside
SRP02829 | SMA AMERICA | SB5000US | 5000 | 1 |  |  | 0.96 | Solar Inverter |  | OUTDOOR
SRP02830 | SMA AMERICA | SB7000US (208V) | 7000 | 1 |  |  | 0.96 | Solar Inverter |  | Inside
SRP02832 | SMA AMERICA | SB3000US (208V) | 3000 | 2 |  |  | 0.96 | Solar Inverter |  | OUTDOOR
SRP02840 | PV POWERED | PVP4800 | 4800 | 1 |  |  | 0.96 | Solar Inverter |  | Inside
SRP02843 | PV POWERED | PVP4800 | 4800 | 1 |  |  | 0.96 | Solar Inverter |  | INDOOR
SRP02844 | PV POWERED | PVP4800 | 4800 | 1 |  |  | 0.96 | Solar Inverter |  | INDOOR
SRP02847 | PV POWERED | PVP4800 | 4800 | 1 |  |  | 0.96 | Solar Inverter |  | INDOOR
SRP02848 | PV POWERED | PVP4800 | 4800 | 1 |  |  | 0.96 | Solar Inverter |  | INDOOR
SRP02858 | PV POWERED | PVP4800 | 4800 | 2 |  |  | 0.96 | Solar Inverter |  | INDOOR
SRP02859 | PV POWERED | PVP4800 | 4800 | 1 |  |  | 0.96 | Solar Inverter |  | INDOOR
SRP02860 | PV POWERED | PVP4800 | 4800 | 2 |  |  | 0.96 | Solar Inverter |  | INDOOR
SRP02862 | SMA AMERICA | SB4000US (208V) | 4000 | 1 |  |  | 0.96 | Solar Inverter |  | INDOOR
SRP02868 | SMA AMERICA | SB4000US (208V) | 4000 | 1 |  |  | 0.96 | Solar Inverter |  | INDOOR
SRP02870 | PV POWERED | PVP4800 | 4800 | 1 |  |  | 0.96 | Solar Inverter |  | Outside
SRP02871 | SUNPOWER CORP (ORIGINAL MFRSMA) | SPR-7000M (208V) | 7000 | 1 |  |  | 0.96 | Solar Inverter |  | INDOOR
SRP02895 | SMA AMERICA | SB7000US (277V) | 8000 | 1 |  |  | 0.96 | Solar Inverter |  | INDOOR
SRP02903 | PV POWERED | PVP4800 | 4800 | 1 |  |  | 0.96 | Solar Inverter |  | INDOOR
SRP02907 | PV POWERED | PVP4800 | 4800 | 1 |  |  | 0.96 | Solar Inverter |  | OUTDOOR
SRP02907 | PV POWERED | PVP4800 | 4800 | 1 |  |  | 0.96 | Solar Inverter |  | OUTDOOR
SRP02908 | PV POWERED | PVP4800 | 4800 | 2 |  |  | 0.96 | Solar Inverter |  | Outside
SRP02909 | PV POWERED | PVP4800 | 4800 | 1 |  |  | 0.96 | Solar Inverter |  | INDOOR
SRP02911 | PV POWERED | PVP4800 | 4800 | 2 |  |  | 0.96 | Solar Inverter |  | INDOOR
SRP02912 | PV POWERED | PVP4800 | 4800 | 2 |  |  | 0.96 | Solar Inverter |  | INDOOR
SRP02915 | PV POWERED | PVP4800 | 4800 | 1 |  |  | 0.96 | Solar Inverter |  | Outside
SRP02918 | PV POWERED | PVP4800 | 4800 | 2 |  |  | 0.96 | Solar Inverter |  | INDOOR
SRP02921 | SMA AMERICA | SB3300U | 3000 | 1 |  |  | 0.96 | Solar Inverter |  | INDOOR
SRP02923 | SMA AMERICA | SB4000US (208V) | 4000 | 1 |  |  | 0.96 | Solar Inverter |  | Inside
SRP02933 | PV POWERED | PVP4800 | 4800 | 1 |  |  | 0.96 | Solar Inverter |  | OUTDOOR
SRP02934 | PV POWERED | PVP4800 | 4800 | 1 |  |  | 0.96 | Solar Inverter |  | INDOOR
SRP02939 | SMA AMERICA | SB4000US (208V) | 4000 | 2 |  |  | 0.96 | Solar Inverter |  | OUTDOOR
SRP02940 | SMA AMERICA | SB5000US | 5000 | 1 |  |  | 0.96 | Solar Inverter |  | INDOOR
SRP02941 | PV POWERED | PVP4800 | 4800 | 1 |  |  | 0.96 | Solar Inverter |  | OUTDOOR
SRP02943 | POWER-ONE | PVI-3000-I-OUTD-US (208V) | 3000 | 2 |  |  | 0.96 | Solar Inverter |  | Outside
SRP02944 | PV POWERED | PVP4800 | 4800 | 2 |  |  | 0.96 | Solar Inverter |  | INDOOR
SRP02945 | SMA AMERICA | SB7000US (277V) | 8000 | 1 |  |  | 0.96 | Solar Inverter |  | Outside
SRP02947 | FRONIUS USA |  | 11400 | 1 |  |  | 0.96 | Solar Inverter |  | Outside
SRP02949 | PV POWERED | PVP75KW-208 | 50000 | 1 |  |  | 0.96 | Solar Inverter |  | OUTDOOR
SRP02950 | PV POWERED | PVP100KW-208 | 100000 | 1 |  |  | 0.96 | Solar Inverter |  | OUTDOOR
SRP02968 | ENPHASE ENERGY | M200-32-208-S01 | 215 | 9 |  |  | 0.96 | Solar Inverter |  | OUTDOOR
SRP02968 | ENPHASE ENERGY | M200-32-208-S01 | 215 | 12 |  |  | 0.96 | Solar Inverter |  | OUTDOOR
SRP02968 | ENPHASE ENERGY | M200-32-208-S01 | 215 | 14 |  |  | 0.96 | Solar Inverter |  | OUTDOOR
SRP02971 | SUNPOWER CORP (ORIGINAL MFRSMA) | SPR-4000M (208V) | 4000 | 1 |  |  | 0.96 | Solar Inverter |  | INDOOR
SRP02986 | ENPHASE ENERGY | M175-24-240-S01 | 190 | 24 |  |  | 0.96 | Solar Inverter |  | OUTDOOR
SRP02990 | SATCON TECHNOLOGY | AE-135-60-PV-D | 135000 | 1 |  |  | 0.96 | Solar Inverter |  | OUTDOOR
SRP02992 | SATCON TECHNOLOGY | PVS-250 (208 V) | 250000 | 1 |  |  | 0.96 | Solar Inverter |  | OUTDOOR
SRP02994 | SMA AMERICA | SB7000US (240V) | 7000 | 4 |  |  | 0.96 | Solar Inverter |  | OUTDOOR
SRP02996 | PV POWERED | PVP3500 | 35000 | 1 |  |  | 0.96 | Solar Inverter |  | OUTDOOR
SRP02998 | PV POWERED | PVP75KW-208 | 50000 | 1 |  |  | 0.96 | Solar Inverter |  | OUTDOOR
SRP03018 | PV POWERED | PVP100KW-208 | 250000 | 1 |  |  | 0.96 | Solar Inverter |  | Outside
SRP03059 | FRONIUS USA |  | 11400 | 3 |  |  | 0.96 | Solar Inverter |  | Inside
SRP03061 | FRONIUS USA |  | 11400 | 4 |  |  | 0.96 | Solar Inverter |  | OUTDOOR
SRP03072 | POWER-ONE | PVI-3600-US (240V) | 4000 | 1 |  |  | 0.96 | Solar Inverter |  | INDOOR
SRP03072 | POWER-ONE | PVI-6000-OUTD-US (208 V) | 6000 | 1 |  |  | 0.96 | Solar Inverter |  | INDOOR
SRP03085 | FRONIUS USA |  | 10000 | 3 |  |  | 0.96 | Solar Inverter |  | INDOOR
SRP03085 | FRONIUS USA |  | 11400 | 3 |  |  | 0.96 | Solar Inverter |  | INDOOR
SRP03087 | POWER-ONE | PVI-3600-OUTD-US-F (208V) | 3600 | 2 |  |  | 0.96 | Solar Inverter |  | Outside
SRP03087 | POWER-ONE | PVI-5000-OUTD-US (208 V) | 4200 | 3 |  |  | 0.96 | Solar Inverter |  | Outside
SRP03125 | SATCON TECHNOLOGY | PVS-100 (208 V) | 135000 | 1 |  |  | 0.96 | Solar Inverter |  | OUTDOOR
SRP03131 | PV POWERED | PVP100KW-208 | 100000 | 1 |  |  | 0.96 | Solar Inverter |  | OUTDOOR
SRP03140 | SMA AMERICA | SB4000US (208V) | 4000 | 2 |  |  | 0.96 | Solar Inverter |  | INDOOR
SRP03142 | SMA AMERICA | SB5000US | 5000 | 1 |  |  | 0.96 | Solar Inverter |  | INDOOR
SRP03143 | PV POWERED | PVP3000 | 3000 | 1 |  |  | 0.96 | Solar Inverter |  | OUTDOOR
SRP03147 | PV POWERED | PVP4800 | 4800 | 1 |  |  | 0.96 | Solar Inverter |  | Inside
SRP03153 | ENPHASE ENERGY | M200-32-240-S02 | 215 | 21 |  |  | 0.96 | Solar Inverter |  | OUTDOOR
SRP03157 | PV POWERED | PVP4800 | 4800 | 1 |  |  | 0.96 | Solar Inverter |  | INDOOR
SRP03163 | SMA AMERICA | SB5000US | 5000 | 2 |  |  | 0.96 | Solar Inverter |  | OUTDOOR
SRP03166 | SMA AMERICA | SB5000US | 5000 | 2 |  |  | 0.96 | Solar Inverter |  | Inside
SRP03167 | SMA AMERICA | SB3000US (208V) | 3000 | 1 |  |  | 0.96 | Solar Inverter |  | Inside
SRP03191 | PV POWERED | PVP100KW-208 | 100000 | 1 |  |  | 0.96 | Solar Inverter |  | OUTDOOR
SRP03193 | PV POWERED | PVP100KW-208 | 100000 | 1 |  |  | 0.96 | Solar Inverter |  | OUTDOOR
SRP03194 | PV POWERED | PVP100KW-208 | 100000 | 2 |  |  | 0.96 | Solar Inverter |  | OUTDOOR
SRP03197 | PV POWERED | PVP100KW-208 | 100000 | 1 |  |  | 0.96 | Solar Inverter |  | OUTDOOR
SRP03206 | ENPHASE ENERGY | M200-32-208-S01 | 215 | 30 |  |  | 0.96 | Solar Inverter |  | OUTDOOR
SRP03208 | SATCON TECHNOLOGY | PVS-135 (208 V) | 135000 | 1 |  |  | 0.96 | Solar Inverter |  | INDOOR
SRP03208 | SATCON TECHNOLOGY | PVS-250 (208 V) | 250000 | 2 |  |  | 0.96 | Solar Inverter |  | INDOOR
SRP03210 | SATCON TECHNOLOGY | AE-100-60-PV-A-HE | 100000 | 1 |  |  | 0.96 | Solar Inverter |  | Outside
SRP03221 | SUNPOWER CORP (ORIGINAL MFRSMA) | SPR-7000M (277V) | 9995 | 1 |  |  | 0.96 | Solar Inverter |  | INDOOR
SRP03227 | POWER-ONE | PVI-5000-OUTD-US (208 V) | 4200 | 1 |  |  | 0.96 | Solar Inverter |  | Inside
SRP03236 | PV POWERED | PVP30KW-LV-480 | 50000 | 1 |  |  | 0.96 | Solar Inverter |  | Inside
SRP03239 | FRONIUS USA |  | 6000 | 1 |  |  | 0.96 | Solar Inverter |  | INDOOR
SRP03244 | ENPHASE ENERGY | M200-32-208-S01 | 215 | 22 |  |  | 0.96 | Solar Inverter |  | Outside
SRP03254 | ENPHASE ENERGY | M200-32-208-S01 | 215 | 50 |  |  | 0.96 | Solar Inverter |  | OUTDOOR
SRP03260 | ENPHASE ENERGY | M200-32-240-S02 | 215 | 12 |  |  | 0.96 | Solar Inverter |  | OUTDOOR
SRP03262 | SMA AMERICA | SB1100U-SBD | 2000 | 1 |  |  | 0.96 | Solar Inverter |  | OUTDOOR
SRP03269 | PV POWERED | PVP4600 | 260000 | 1 |  |  | 0.96 | Solar Inverter |  | OUTDOOR
SRP03271 | ADVANCED ENERGY INDUSTRIES | 3159000-110 | 500000 | 1 |  |  | 0.96 | Solar Inverter |  | OUTDOOR
SRP03296 | PV POWERED | PVP4800 | 4800 | 1 |  |  | 0.96 | Solar Inverter |  | Inside
SRP03298 | PV POWERED | PVP4800 | 4800 | 1 |  |  | 0.96 | Solar Inverter |  | INDOOR
SRP03305 | SATCON TECHNOLOGY | PVS-135 (480 V) | 135000 | 2 |  |  | 0.96 | Solar Inverter |  | OUTDOOR
SRP03305 | SATCON TECHNOLOGY | PVS-75 (208 V) | 75000 | 4 |  |  | 0.96 | Solar Inverter |  | OUTDOOR
SRP03308 | SMA AMERICA | SB3000US (208V) | 3000 | 1 |  |  | 0.96 | Solar Inverter |  | INDOOR
SRP03308 | SMA AMERICA | SB4000US (208V) | 4000 | 1 |  |  | 0.96 | Solar Inverter |  | INDOOR
SRP03310 | PV POWERED | PVP4800 | 4800 | 1 |  |  | 0.96 | Solar Inverter |  | INDOOR
SRP03311 | PV POWERED | PVP4800 | 4800 | 1 |  |  | 0.96 | Solar Inverter |  | INDOOR
SRP03311 | PV POWERED | PVP4800 | 4800 | 1 |  |  | 0.96 | Solar Inverter |  | INDOOR
SRP03319 | PV POWERED | PVP4800 | 4800 | 1 |  |  | 0.96 | Solar Inverter |  | OUTDOOR
SRP03320 | SMA AMERICA | SB5000US | 5000 | 1 |  |  | 0.96 | Solar Inverter |  | INDOOR
SRP03321 | PV POWERED | PVP4800 | 4800 | 1 |  |  | 0.96 | Solar Inverter |  | OUTDOOR
SRP03324 | FRONIUS USA |  | 5000 | 1 |  |  | 0.96 | Solar Inverter |  | OUTDOOR
SRP03324 | FRONIUS USA |  | 7500 | 1 |  |  | 0.96 | Solar Inverter |  | OUTDOOR
SRP03332 | PV POWERED | PVP4800 | 4800 | 1 |  |  | 0.96 | Solar Inverter |  | OUTDOOR
SRP03340 | SMA AMERICA | SB3000US (208V) | 3000 | 1 |  |  | 0.96 | Solar Inverter |  | INDOOR
SRP03342 | SMA AMERICA | SB7000US (277V) | 7000 | 1 |  |  | 0.96 | Solar Inverter |  | INDOOR
SRP03344 | ENPHASE ENERGY | M200-32-208-S02 | 210 | 36 |  |  | 0.96 | Solar Inverter |  | OUTDOOR
SRP03345 | ENPHASE ENERGY | M200-32-240-S02 | 215 | 34 |  |  | 0.96 | Solar Inverter |  | OUTDOOR
SRP03348 | ENPHASE ENERGY | M200-32-240-S02 | 215 | 29 |  |  | 0.96 | Solar Inverter |  | OUTDOOR
SRP03349 | ENPHASE ENERGY | M200-32-240-S02 | 210 | 45 |  |  | 0.96 | Solar Inverter |  | OUTDOOR
SRP03352 | SMA AMERICA | SB4000US (240V) | 4000 | 1 |  |  | 0.96 | Solar Inverter |  | INDOOR
SRP03353 | SMA AMERICA | SB7000US (208V) | 7000 | 1 |  |  | 0.96 | Solar Inverter |  | INDOOR
SRP03354 | SMA AMERICA | SB4000US (208V) | 4000 | 1 |  |  | 0.96 | Solar Inverter |  | INDOOR
SRP03354 | SMA AMERICA | SB5000US | 5000 | 1 |  |  | 0.96 | Solar Inverter |  | INDOOR
SRP03359 | PV POWERED | PVP4800 | 4800 | 1 |  |  | 0.96 | Solar Inverter |  | INDOOR
SRP03361 | PV POWERED | PVP4800 | 4800 | 1 |  |  | 0.96 | Solar Inverter |  | INDOOR
SRP03363 | ENPHASE ENERGY | M200-32-240-S02 | 380 | 15 |  |  | 0.96 | Solar Inverter |  | OUTDOOR
SRP03372 | ENPHASE ENERGY | M200-32-208-S01 | 235 | 50 |  |  | 0.96 | Solar Inverter |  | OUTDOOR
SRP03376 | ENPHASE ENERGY | M200-32-240-S02 | 190 | 54 |  |  | 0.96 | Solar Inverter |  | OUTDOOR
SRP03380 | ENPHASE ENERGY | M200-32-208-S01 | 215 | 42 |  |  | 0.96 | Solar Inverter |  | OUTDOOR
SRP03385 | SMA AMERICA | SB4000US (208V) | 4000 | 1 |  |  | 0.96 | Solar Inverter |  | Outside
SRP03387 | ENPHASE ENERGY | M200-32-208-S01 | 210 | 51 |  |  | 0.96 | Solar Inverter |  | OUTDOOR
SRP03390 | PV POWERED | PVP4800 | 4800 | 1 |  |  | 0.96 | Solar Inverter |  | OUTDOOR
SRP03395 | PV POWERED | PVP4800 | 4800 | 2 |  |  | 0.96 | Solar Inverter |  | INDOOR
SRP03396 | PV POWERED | PVP4800 | 4800 | 1 |  |  | 0.96 | Solar Inverter |  | OUTDOOR
SRP03397 | PV POWERED | PVP4800 | 4800 | 1 |  |  | 0.96 | Solar Inverter |  | INDOOR
SRP03398 | PV POWERED | PVP4800 | 4800 | 1 |  |  | 0.96 | Solar Inverter |  | INDOOR
SRP03401 | PV POWERED | PVP4800 | 4800 | 2 |  |  | 0.96 | Solar Inverter |  | INDOOR
SRP03414 | SMA AMERICA | SB7000US (277V) | 8000 | 1 |  |  | 0.96 | Solar Inverter |  | INDOOR
SRP03416 | SMA AMERICA | SB7000US (277V) | 8000 | 1 |  |  | 0.96 | Solar Inverter |  | INDOOR
SRP03418 | ENPHASE ENERGY | M200-32-208-S01 | 215 | 28 |  |  | 0.96 | Solar Inverter |  | OUTDOOR
SRP03419 | SOLECTRIA RENEWABLES | PVI 3000 (208V) | 1800 | 1 |  |  | 0.96 | Solar Inverter |  | INDOOR
SRP03419 | SOLECTRIA RENEWABLES | PVI 5300 (208V) | 5300 | 1 |  |  | 0.96 | Solar Inverter |  | INDOOR
SRP03422 | PV POWERED | PVP4800 | 4800 | 1 |  |  | 0.96 | Solar Inverter |  | INDOOR
SRP03426 | PV POWERED | PVP4800 | 4800 | 2 |  |  | 0.96 | Solar Inverter |  | INDOOR
SRP03430 | SCHUCO USA | SB7000US (240V) | 8000 | 6 |  |  | 0.96 | Solar Inverter |  | OUTDOOR
SRP03432 | ENPHASE ENERGY | M200-32-240-S02 | 380 | 9 |  |  | 0.96 | Solar Inverter |  | INDOOR
SRP03442 | ENPHASE ENERGY | M200-32-240-S02 | 215 | 44 |  |  | 0.96 | Solar Inverter |  | OUTDOOR
SRP03443 | PV POWERED | PVP4800 | 4800 | 1 |  |  | 0.96 | Solar Inverter |  | INDOOR
SRP03443 | PV POWERED | PVP4800 | 4800 | 1 |  |  | 0.96 | Solar Inverter |  | Inside
SRP03446 | SMA AMERICA | SB4000US (208V) | 4000 | 1 |  |  | 0.96 | Solar Inverter |  | Outside
SRP03447 | PV POWERED | PVP4800 | 4800 | 2 |  |  | 0.96 | Solar Inverter |  | INDOOR
SRP03448 | PV POWERED | PVP4800 | 4800 | 1 |  |  | 0.96 | Solar Inverter |  | Inside
SRP03448 | PV POWERED | PVP4800 | 4800 | 1 |  |  | 0.96 | Solar Inverter |  | Inside
SRP03451 | PV POWERED | PVP4800 | 4800 | 1 |  |  | 0.96 | Solar Inverter |  | INDOOR
SRP03454 | SMA AMERICA | SB5000US | 5000 | 1 |  |  | 0.96 | Solar Inverter |  | Inside
SRP03456 | SMA AMERICA | SB3000US (240V) | 3000 | 1 |  |  | 0.96 | Solar Inverter |  | Inside
SRP03463 | SMA AMERICA | SB7000US (277V) | 7000 | 1 |  |  | 0.96 | Solar Inverter |  | INDOOR
SRP03471 | SATCON TECHNOLOGY | PVS-75 (240 V) | 75000 | 1 |  |  | 0.96 | Solar Inverter |  | INDOOR
SRP03473 | POWER-ONE | PVI-5000-OUTD-US (208 V) | 4200 | 1 |  |  | 0.96 | Solar Inverter |  | Outside
SRP03475 | FRONIUS USA |  | 11400 | 1 |  |  | 0.96 | Solar Inverter |  | OUTDOOR
SRP03476 | ENPHASE ENERGY | M200-32-240-S02 | 215 | 84 |  |  | 0.96 | Solar Inverter |  | OUTDOOR
SRP03479 | SMA AMERICA | SB7000US (208V) | 7000 | 1 |  |  | 0.96 | Solar Inverter |  | Outside
SRP03483 | FRONIUS USA |  | 6000 | 1 |  |  | 0.96 | Solar Inverter |  | INDOOR
SRP03485 | SMA AMERICA | SB3000US (208V) | 3000 | 1 |  |  | 0.96 | Solar Inverter |  | OUTDOOR
SRP03485 | SMA AMERICA | SB3800U (208V) | 3800 | 1 |  |  | 0.96 | Solar Inverter |  | OUTDOOR
SRP03510 | FRONIUS USA |  | 11400 | 1 |  |  | 0.96 | Solar Inverter |  | INDOOR
SRP03515 | PV POWERED | PVP4800 | 4800 | 1 |  |  | 0.96 | Solar Inverter |  | INDOOR
SRP03516 | SMA AMERICA | SB4000US (208V) | 4000 | 1 |  |  | 0.96 | Solar Inverter |  | Outside
SRP03517 | SMA AMERICA | SB3000US (208V) | 3000 | 1 |  |  | 0.96 | Solar Inverter |  | Inside
SRP03520 | ENPHASE ENERGY | M200-32-208-S01 | 210 | 9 |  |  | 0.96 | Solar Inverter |  | OUTDOOR
SRP03528 | SMA AMERICA | SB4000US (208V) | 4000 | 1 |  |  | 0.96 | Solar Inverter |  | INDOOR
SRP03528 | SMA AMERICA | SB5000US | 5000 | 1 |  |  | 0.96 | Solar Inverter |  | INDOOR
SRP03530 | PV POWERED | PVP4800 | 4800 | 1 |  |  | 0.96 | Solar Inverter |  | INDOOR
SRP03535 | SMA AMERICA | SB3000US (208V) | 3000 | 3 |  |  | 0.96 | Solar Inverter |  | Inside
SRP03538 | PV POWERED | PVP4800 | 4800 | 1 |  |  | 0.96 | Solar Inverter |  | INDOOR
SRP03545 | ENPHASE ENERGY | M200-32-208-S01 | 190 | 17 |  |  | 0.96 | Solar Inverter |  | OUTDOOR
SRP03546 | PV POWERED | PVP4800 | 4800 | 2 |  |  | 0.96 | Solar Inverter |  | INDOOR
SRP03548 | PV POWERED | PVP4800 | 4800 | 1 |  |  | 0.96 | Solar Inverter |  | Outside
SRP03549 | ENPHASE ENERGY | M200-32-208-S01 | 215 | 36 |  |  | 0.96 | Solar Inverter |  | OUTDOOR
SRP03550 | PV POWERED | PVP4800 | 4800 | 1 |  |  | 0.96 | Solar Inverter |  | INDOOR
SRP03551 | SMA AMERICA | SB5000US | 6000 | 2 |  |  | 0.96 | Solar Inverter |  | INDOOR
SRP03552 | SMA AMERICA | SB3000US (208V) | 3000 | 1 |  |  | 0.96 | Solar Inverter |  | OUTDOOR
SRP03552 | SMA AMERICA | SB5000US (208V) | 5000 | 1 |  |  | 0.96 | Solar Inverter |  | OUTDOOR
SRP03564 | SMA AMERICA | SB6000U (208V) | 6000 | 1 |  |  | 0.96 | Solar Inverter |  | OUTDOOR
SRP03564 | SOLECTRIA RENEWABLES | PVI1800-240 | 1800 | 1 |  |  | 0.96 | Solar Inverter |  | OUTDOOR
SRP03566 | FRONIUS USA |  | 7500 | 1 |  |  | 0.96 | Solar Inverter |  | OUTDOOR
SRP03568 | PV POWERED | PVP4800 | 4800 | 2 |  |  | 0.96 | Solar Inverter |  | INDOOR
SRP03571 | PV POWERED | PVP4800 | 4800 | 1 |  |  | 0.96 | Solar Inverter |  | INDOOR
SRP03573 | PV POWERED | PVP4800 | 4800 | 1 |  |  | 0.96 | Solar Inverter |  | INDOOR
SRP03576 | SATCON TECHNOLOGY | PVS-30 (480 V) | 30000 | 1 |  |  | 0.96 | Solar Inverter |  | OUTDOOR
SRP03578 | PV POWERED | PVP4800 | 4800 | 1 |  |  | 0.96 | Solar Inverter |  | INDOOR
SRP03581 | SUNPOWER CORP (ORIGINAL MFRSMA) | SPR-3000M (240V) | 3000 | 1 |  |  | 0.96 | Solar Inverter |  | INDOOR
SRP03581 | SUNPOWER CORP (ORIGINAL MFRSMA) | SPR-7000M (240V) | 7000 | 1 |  |  | 0.96 | Solar Inverter |  | INDOOR
SRP03583 | ENPHASE ENERGY | M200-32-208-S01 | 210 | 12 |  |  | 0.96 | Solar Inverter |  | OUTDOOR
SRP03586 | ENPHASE ENERGY | M200-32-240-S02 | 210 | 8 |  |  | 0.96 | Solar Inverter |  | OUTDOOR
SRP03587 | ENPHASE ENERGY | M175-24-240-S02 | 215 | 3 |  |  | 0.96 | Solar Inverter |  | OUTDOOR
SRP03591 | SATCON TECHNOLOGY | PVS-100 (208 V) | 100000 | 2 |  |  | 0.96 | Solar Inverter |  | Outside
SRP03599 | PV POWERED | PVP4800 | 4800 | 1 |  |  | 0.96 | Solar Inverter |  | INDOOR
SRP03600 | PV POWERED | PVP4800 | 4800 | 1 |  |  | 0.96 | Solar Inverter |  | INDOOR
SRP03605 | PV POWERED | PVP4800 | 4800 | 2 |  |  | 0.96 | Solar Inverter |  | INDOOR
SRP03606 | PV POWERED | PVP4800 | 4800 | 1 |  |  | 0.96 | Solar Inverter |  | INDOOR
SRP03609 | SMA AMERICA | SB3000US (208V) | 3000 | 2 |  |  | 0.96 | Solar Inverter |  | Outside
SRP03609 | SMA AMERICA | SB4000US (208V) | 4000 | 1 |  |  | 0.96 | Solar Inverter |  | Outside
SRP03612 | SMA AMERICA | SB3000US (208V) | 3000 | 1 |  |  | 0.96 | Solar Inverter |  | INDOOR
SRP03619 | SMA AMERICA | SB7000US (208V) | 7000 | 1 |  |  | 0.96 | Solar Inverter |  | INDOOR
SRP03622 | SATCON TECHNOLOGY | PVS-100 (208 V) | 100000 | 1 |  |  | 0.96 | Solar Inverter |  | OUTDOOR
SRP03625 | PV POWERED | PVP4800 | 4800 | 1 |  |  | 0.96 | Solar Inverter |  | INDOOR
SRP03627 | PV POWERED | PVP4800 | 4800 | 1 |  |  | 0.96 | Solar Inverter |  | Outside
SRP03630 | PV POWERED | PVP4800 | 4800 | 1 |  |  | 0.96 | Solar Inverter |  | INDOOR
SRP03632 | ENPHASE ENERGY | M200-32-208-S01 | 210 | 33 |  |  | 0.96 | Solar Inverter |  | OUTDOOR
SRP03643 | PV POWERED | PVP4800 | 4800 | 2 |  |  | 0.96 | Solar Inverter |  | OUTDOOR
SRP03651 | PV POWERED | PVP4800 | 4800 | 1 |  |  | 0.96 | Solar Inverter |  | INDOOR
SRP03651 | PV POWERED | PVP4800 | 4800 | 1 |  |  | 0.96 | Solar Inverter |  | INDOOR
SRP03658 | ENPHASE ENERGY | M200-32-240-S02 | 210 | 34 |  |  | 0.96 | Solar Inverter |  | Outside
SRP03661 | SMA AMERICA | SB3000US (208V) | 3000 | 2 |  |  | 0.96 | Solar Inverter |  | INDOOR
SRP03662 | PV POWERED | PVP4800 | 4800 | 1 |  |  | 0.96 | Solar Inverter |  | INDOOR
SRP03664 | SMA AMERICA | SB7000US (277V) | 8000 | 1 |  |  | 0.96 | Solar Inverter |  | Inside
SRP03667 | SATCON TECHNOLOGY | PVS-50 (208 V) | 50000 | 3 |  |  | 0.96 | Solar Inverter |  | INDOOR
SRP03672 | SATCON TECHNOLOGY | PVS-135 (208 V) | 135000 | 1 |  |  | 0.96 | Solar Inverter |  | OUTDOOR
SRP03674 | PV POWERED | PVP4800 | 4800 | 1 |  |  | 0.96 | Solar Inverter |  | Outside
SRP03675 | SMA AMERICA | SB4000US (208V) | 4000 | 1 |  |  | 0.96 | Solar Inverter |  | INDOOR
SRP03678 | PV POWERED | PVP4800 | 4800 | 2 |  |  | 0.96 | Solar Inverter |  | INDOOR
SRP03679 | SMA AMERICA | SB5000US (240V) | 5000 | 1 |  |  | 0.96 | Solar Inverter |  | OUTDOOR
SRP03681 | SMA AMERICA | SB3000US (208V) | 3000 | 1 |  |  | 0.96 | Solar Inverter |  | INDOOR
SRP03681 | SMA AMERICA | SB4000US (208V) | 4000 | 1 |  |  | 0.96 | Solar Inverter |  | INDOOR
SRP03689 | SMA AMERICA | SB3000US (208V) | 3000 | 2 |  |  | 0.96 | Solar Inverter |  | Outside
SRP03694 | PV POWERED | PVP4800 | 4800 | 1 |  |  | 0.96 | Solar Inverter |  | OUTDOOR
SRP03697 | PV POWERED | PVP4800 | 4800 | 5 |  |  | 0.96 | Solar Inverter |  | OUTDOOR
SRP03698 | PV POWERED | PVP4800 | 4800 | 1 |  |  | 0.96 | Solar Inverter |  | OUTDOOR
SRP03705 | PV POWERED | PVP4800 | 4800 | 2 |  |  | 0.96 | Solar Inverter |  | Inside
SRP03708 | SMA AMERICA | SB5000US | 5000 | 1 |  |  | 0.96 | Solar Inverter |  | INDOOR
SRP03717 | ENPHASE ENERGY | M200-32-208-S01 | 210 | 27 |  |  | 0.96 | Solar Inverter |  | OUTDOOR
SRP03718 | XANTREX TECHNOLOGY | GT4.0N-NA-240/208 (208V) | 4000 | 1 |  |  | 0.96 | Solar Inverter |  | INDOOR
SRP03718 | XANTREX TECHNOLOGY | GT5.0-NA-240/208 (208V) | 5000 | 1 |  |  | 0.96 | Solar Inverter |  | Inside
SRP03733 | ENPHASE ENERGY | M200-32-208-S01 | 215 | 35 |  |  | 0.96 | Solar Inverter |  | OUTDOOR
SRP03745 | PV POWERED | PVP4800 | 4800 | 1 |  |  | 0.96 | Solar Inverter |  | INDOOR
SRP03747 | SMA AMERICA | SB5000US | 5000 | 1 |  |  | 0.96 | Solar Inverter |  | OUTDOOR
SRP03753 | PV POWERED | PVP4800 | 4800 | 1 |  |  | 0.96 | Solar Inverter |  | INDOOR
SRP03755 | PV POWERED | PVP4800 | 4800 | 1 |  |  | 0.96 | Solar Inverter |  | INDOOR
SRP03758 | PV POWERED | PVP4800 | 4800 | 1 |  |  | 0.96 | Solar Inverter |  | INDOOR
SRP03779 | ENPHASE ENERGY | M200-32-208-S01 | 190 | 6 |  |  | 0.96 | Solar Inverter |  | Outside
SRP03779 | SMA AMERICA | SB4000US (208V) | 4000 | 1 |  |  | 0.96 | Solar Inverter |  | INDOOR
SRP03789 | SUNPOWER CORP (ORIGINAL MFRFRONIUS) | SPR-8000F-277 | 9995 | 1 |  |  | 0.96 | Solar Inverter |  | INDOOR
SRP03791 | ENPHASE ENERGY | M200-32-208-S01 | 215 | 17 |  |  | 0.96 | Solar Inverter |  | OUTDOOR
SRP03792 | ENPHASE ENERGY | M200-32-208-S01 | 190 | 45 |  |  | 0.96 | Solar Inverter |  | OUTDOOR
SRP03793 | SMA AMERICA | SB5000US | 5000 | 2 |  |  | 0.96 | Solar Inverter |  | Outside
SRP03797 | POWER-ONE | PVI-6000-OUTD-US-W (277 V) | 10000 | 4 |  |  | 0.96 | Solar Inverter |  | INDOOR
SRP03802 | ENPHASE ENERGY | M200-32-208-S01 | 210 | 48 |  |  | 0.96 | Solar Inverter |  | INDOOR
SRP03803 | ENPHASE ENERGY | M200-32-208-S01 | 210 | 22 |  |  | 0.96 | Solar Inverter |  | OUTDOOR
SRP03819 | SMA AMERICA | SB3300U | 2500 | 1 |  |  | 0.96 | Solar Inverter |  | OUTDOOR
SRP03819 | SMA AMERICA | SB6000U (208V) | 6000 | 1 |  |  | 0.96 | Solar Inverter |  | OUTDOOR
SRP03822 | SMA AMERICA | SB4000US (208V) | 4000 | 1 |  |  | 0.96 | Solar Inverter |  | OUTDOOR
SRP03827 | POWER-ONE | PVI-3000-I-OUTD-US | 3000 | 1 |  |  | 0.96 | Solar Inverter |  | Outside
SRP03830 | SMA AMERICA | SB7000US (277V) | 8000 | 1 |  |  | 0.96 | Solar Inverter |  | INDOOR
SRP03839 | ENPHASE ENERGY | M215-60-2LL-S2X | 215 | 48 |  |  | 0.96 | Solar Inverter |  | OUTDOOR
SRP03840 | PV POWERED | PVP4800 | 4800 | 1 |  |  | 0.96 | Solar Inverter |  | OUTDOOR
SRP03843 | ENPHASE ENERGY | M200-32-240-S02 | 210 | 40 |  |  | 0.96 | Solar Inverter |  | OUTDOOR
SRP03844 | SMA AMERICA | SB3000US (208V) | 3000 | 1 |  |  | 0.96 | Solar Inverter |  | Outside
SRP03846 | PV POWERED | PVP4800 | 4800 | 1 |  |  | 0.96 | Solar Inverter |  | INDOOR
SRP03850 | PV POWERED | PVP4800 | 4800 | 1 |  |  | 0.96 | Solar Inverter |  | INDOOR
SRP03859 | PV POWERED | PVP4800 | 4800 | 2 |  |  | 0.96 | Solar Inverter |  | INDOOR
SRP03875 | PV POWERED | PVP100KW-208 | 100000 | 2 |  |  | 0.96 | Solar Inverter |  | Inside
SRP03879 | SMA AMERICA | SB4000US (208V) | 4000 | 1 |  |  | 0.96 | Solar Inverter |  | OUTDOOR
SRP03879 | SMA AMERICA | SB4000US (208V) | 4000 | 2 |  |  | 0.96 | Solar Inverter |  | Outside
SRP03881 | PV POWERED | PVP100KW-208 | 100000 | 2 |  |  | 0.96 | Solar Inverter |  | OUTDOOR
SRP03886 | FRONIUS USA |  | 9995 | 1 |  |  | 0.96 | Solar Inverter |  | Inside
SRP03888 | PV POWERED | PVP4800 | 4800 | 1 |  |  | 0.96 | Solar Inverter |  | OUTDOOR
SRP03894 | PV POWERED | PVP4800 | 4800 | 2 |  |  | 0.96 | Solar Inverter |  | INDOOR
SRP03895 | ENPHASE ENERGY | M200-32-208-S01 | 190 | 28 |  |  | 0.96 | Solar Inverter |  | OUTDOOR
SRP03896 | SMA AMERICA | SB3000US (208V) | 3000 | 1 |  |  | 0.96 | Solar Inverter |  | OUTDOOR
SRP03896 | SMA AMERICA | SB4000US (208V) | 4000 | 1 |  |  | 0.96 | Solar Inverter |  | OUTDOOR
SRP03897 | SMA AMERICA | SB3000US (208V) | 3000 | 1 |  |  | 0.96 | Solar Inverter |  | Inside
SRP03897 | SMA AMERICA | SB4000US (208V) | 4000 | 1 |  |  | 0.96 | Solar Inverter |  | INDOOR
SRP03898 | SOLECTRIA RENEWABLES | PVI 3000 (208V) | 2900 | 1 |  |  | 0.96 | Solar Inverter |  | INDOOR
SRP03898 | SOLECTRIA RENEWABLES | PVI 5300 (208V) | 5300 | 1 |  |  | 0.96 | Solar Inverter |  | INDOOR
SRP03908 | SOLECTRIA RENEWABLES | PVI 5000 (208V) | 5000 | 2 |  |  | 0.96 | Solar Inverter |  | INDOOR
SRP03909 | SATCON TECHNOLOGY | PVS-250 (208 V) | 250000 | 1 |  |  | 0.96 | Solar Inverter |  | OUTDOOR
SRP03910 | SMA AMERICA | SB3000US (208V) | 3000 | 1 |  |  | 0.96 | Solar Inverter |  | Inside
SRP03911 | FRONIUS USA |  | 11400 | 1 |  |  | 0.96 | Solar Inverter |  | OUTDOOR
SRP03913 | FRONIUS USA |  | 11400 | 1 |  |  | 0.96 | Solar Inverter |  | INDOOR
SRP03915 | SATCON TECHNOLOGY | PVS-250 (208 V) | 250000 | 1 |  |  | 0.96 | Solar Inverter |  | OUTDOOR
SRP03930 | PV POWERED | PVP4800 | 4800 | 1 |  |  | 0.96 | Solar Inverter |  | INDOOR
SRP03933 | PV POWERED | PVP4800 | 4800 | 2 |  |  | 0.96 | Solar Inverter |  | INDOOR
SRP03936 | PV POWERED | PVP4800 | 4800 | 1 |  |  | 0.96 | Solar Inverter |  | INDOOR
SRP03936 | PV POWERED | PVP4800 | 4800 | 1 |  |  | 0.96 | Solar Inverter |  | INDOOR
SRP03940 | SMA AMERICA | SB7000US (208V) | 8000 | 1 |  |  | 0.96 | Solar Inverter |  | INDOOR
SRP03942 | PV POWERED | PVP4800 | 4800 | 2 |  |  | 0.96 | Solar Inverter |  | OUTDOOR
SRP03944 | SMA AMERICA | SB3000US (208V) | 3000 | 1 |  |  | 0.96 | Solar Inverter |  | OUTDOOR
SRP03945 | PV POWERED | PVP75KW-208 | 75000 | 4 |  |  | 0.96 | Solar Inverter |  | OUTDOOR
SRP03946 | SMA AMERICA | SB5000US | 5000 | 1 |  |  | 0.96 | Solar Inverter |  | OUTDOOR
SRP03948 | ENPHASE ENERGY | M200-32-240-S02 | 215 | 44 |  |  | 0.96 | Solar Inverter |  | OUTDOOR
SRP03949 | SMA AMERICA | SB6000U (240V) | 6000 | 1 |  |  | 0.96 | Solar Inverter |  | Outside
SRP03959 | SMA AMERICA | SB4000US (208V) | 4000 | 1 |  |  | 0.96 | Solar Inverter |  | INDOOR
SRP03961 | SATCON TECHNOLOGY | PVS-500 (480 V) | 375000 | 1 |  |  | 0.96 | Solar Inverter |  | OUTDOOR
SRP03975 | POWER-ONE | PVI-3600-OUTD-US-F (208V) | 3600 | 2 |  |  | 0.96 | Solar Inverter |  | INDOOR
SRP03980 | PV POWERED | PVP75KW-208 | 75000 | 1 |  |  | 0.96 | Solar Inverter |  | OUTDOOR
SRP03985 | SATCON TECHNOLOGY | PVS-250 (208 V) | 375000 | 2 |  |  | 0.96 | Solar Inverter |  | OUTDOOR
SRP03992 | SUNPOWER CORP (ORIGINAL MFRSMA) | SPR-6000M (277V) | 6500 | 1 |  |  | 0.96 | Solar Inverter |  | INDOOR
SRP04004 | ENPHASE ENERGY | M200-32-208-S01 | 190 | 22 |  |  | 0.96 | Solar Inverter |  | OUTDOOR
SRP04004 | ENPHASE ENERGY | M200-32-208-S01 | 190 | 22 |  |  | 0.96 | Solar Inverter |  | OUTDOOR
SRP04004 | ENPHASE ENERGY | M200-32-208-S01 | 190 | 22 |  |  | 0.96 | Solar Inverter |  | OUTDOOR
SRP04005 | ENPHASE ENERGY | M200-32-208-S01 | 210 | 29 |  |  | 0.96 | Solar Inverter |  | OUTDOOR
SRP04018 | SUNPOWER CORP (ORIGINAL MFR - PV POWERED LLC) | SPR-2500 | 9995 | 1 |  |  | 0.96 | Solar Inverter |  | INDOOR
SRP04037 | FRONIUS USA |  | 5000 | 1 |  |  | 0.96 | Solar Inverter |  | Inside
SRP04042 | PV POWERED | PVP4800 | 4800 | 2 |  |  | 0.96 | Solar Inverter |  | INDOOR
SRP04045 | PV POWERED | PVP4800 | 4800 | 1 |  |  | 0.96 | Solar Inverter |  | Inside
SRP04047 | SMA AMERICA | SB7000US (208V) | 7000 | 1 |  |  | 0.96 | Solar Inverter |  | INDOOR
SRP04051 | SMA AMERICA | SB3000US (208V) | 3000 | 1 |  |  | 0.96 | Solar Inverter |  | INDOOR
SRP04055 | PV POWERED | PVP4800 | 4800 | 1 |  |  | 0.96 | Solar Inverter |  | Inside
SRP04058 | SMA AMERICA | SB5000US | 5000 | 1 |  |  | 0.96 | Solar Inverter |  | Inside
SRP04078 | PV POWERED | PVP4800 | 4800 | 1 |  |  | 0.96 | Solar Inverter |  | Outside
SRP04083 | PV POWERED | PVP4800 | 4800 | 1 |  |  | 0.96 | Solar Inverter |  | OUTDOOR
SRP04097 | PV POWERED | PVP100KW-208 | 260000 | 1 |  |  | 0.96 | Solar Inverter |  | OUTDOOR
SRP04097 | PV POWERED | PVP75KW-208 | 75000 | 1 |  |  | 0.96 | Solar Inverter |  | OUTDOOR
SRP04101 | SATCON TECHNOLOGY | PVS-75 (208 V) | 75000 | 1 |  |  | 0.96 | Solar Inverter |  | OUTDOOR
SRP04102 | PV POWERED | PVP4800 | 4800 | 2 |  |  | 0.96 | Solar Inverter |  | OUTDOOR
SRP04104 | PV POWERED | PVP4800 | 4800 | 1 |  |  | 0.96 | Solar Inverter |  | Outside
SRP04106 | PV POWERED | PVP3000 | 3000 | 1 |  |  | 0.96 | Solar Inverter |  | OUTDOOR
SRP04108 | SMA AMERICA | SB5000US | 5000 | 1 |  |  | 0.96 | Solar Inverter |  | INDOOR
SRP04109 | SMA AMERICA | SB5000US | 5000 | 1 |  |  | 0.96 | Solar Inverter |  | INDOOR
SRP04118 | ENPHASE ENERGY | M200-32-208-S01 | 240 | 35 |  |  | 0.96 | Solar Inverter |  | OUTDOOR
SRP04131 | PV POWERED | PVP4800 | 4800 | 1 |  |  | 0.96 | Solar Inverter |  | Outside
SRP04134 | SMA AMERICA | SB3000US (208V) | 3000 | 1 |  |  | 0.96 | Solar Inverter |  | INDOOR
SRP04135 | SMA AMERICA | SB1100U | 2500 | 1 |  |  | 0.96 | Solar Inverter |  | INDOOR
SRP04137 | PV POWERED | PVP4800 | 4800 | 2 |  |  | 0.96 | Solar Inverter |  | INDOOR
SRP04139 | PV POWERED | PVP4800 | 4800 | 1 |  |  | 0.96 | Solar Inverter |  | Outside
SRP04139 | PV POWERED | PVP4800 | 4800 | 1 |  |  | 0.96 | Solar Inverter |  | Outside
SRP04140 | PV POWERED | PVP4800 | 4800 | 1 |  |  | 0.96 | Solar Inverter |  | Outside
SRP04140 | PV POWERED | PVP4800 | 4800 | 1 |  |  | 0.96 | Solar Inverter |  | Outside
SRP04145 | SMA AMERICA | SB5000US | 5000 | 2 |  |  | 0.96 | Solar Inverter |  | INDOOR
SRP04156 | ENPHASE ENERGY | M200-32-208-S01 | 215 | 35 |  |  | 0.96 | Solar Inverter |  | OUTDOOR
SRP04162 | SATCON TECHNOLOGY | AE-225-60-PV-A | 215 | 30 |  |  | 0.96 | Solar Inverter |  | OUTDOOR
SRP04163 | ENPHASE ENERGY | M200-32-208-S01 | 215 | 31 |  |  | 0.96 | Solar Inverter |  | OUTDOOR
SRP04166 | ENPHASE ENERGY | M200-32-240-S02 | 210 | 35 |  |  | 0.96 | Solar Inverter |  | Outside
SRP04168 | ENPHASE ENERGY | M200-32-240-S02 | 210 | 35 |  |  | 0.96 | Solar Inverter |  | Outside
SRP04172 | PV POWERED | PVP4800 | 4800 | 2 |  |  | 0.96 | Solar Inverter |  | INDOOR
SRP04176 | PV POWERED | PVP100KW-208 | 100000 | 1 |  |  | 0.96 | Solar Inverter |  | OUTDOOR
SRP04176 | PV POWERED | PVP75KW-208 | 75000 | 1 |  |  | 0.96 | Solar Inverter |  | OUTDOOR
SRP04182 | ENPHASE ENERGY | M200-32-208-S01 | 215 | 42 |  |  | 0.96 | Solar Inverter |  | OUTDOOR
SRP04183 | ENPHASE ENERGY | M200-32-240-S02 | 215 | 10 |  |  | 0.96 | Solar Inverter |  | OUTDOOR
SRP04184 | ENPHASE ENERGY | M200-32-240-S02 | 190 | 34 |  |  | 0.96 | Solar Inverter |  | OUTDOOR
SRP04186 | PV POWERED | PVP4800 | 4800 | 1 |  |  | 0.96 | Solar Inverter |  | Inside
SRP04188 | ENPHASE ENERGY | M200-32-240-S02 | 380 | 3 |  |  | 0.96 | Solar Inverter |  | OUTDOOR
SRP04196 | SATCON TECHNOLOGY | PVS-135 (480 V) | 135000 | 1 |  |  | 0.96 | Solar Inverter |  | INDOOR
SRP04196 | SATCON TECHNOLOGY | PVS-250 (480 V) | 250000 | 6 |  |  | 0.96 | Solar Inverter |  | INDOOR
SRP04196 | SATCON TECHNOLOGY | PVS-500 (480 V) | 500000 | 1 |  |  | 0.96 | Solar Inverter |  | INDOOR
SRP04201 | SMA AMERICA | SB6000U (208V) | 6000 | 6 |  |  | 0.96 | Solar Inverter |  | Inside
SRP04206 | SMA AMERICA | SB6000US (240V) | 6000 | 6 |  |  | 0.96 | Solar Inverter |  | OUTDOOR
SRP04209 | PV POWERED | PVP100KW-208 | 100000 | 1 |  |  | 0.96 | Solar Inverter |  | OUTDOOR
SRP04209 | PV POWERED | PVP100KW-208 | 260000 | 2 |  |  | 0.96 | Solar Inverter |  | OUTDOOR
SRP04213 | PV POWERED | PVP4800 | 4800 | 1 |  |  | 0.96 | Solar Inverter |  | INDOOR
SRP04216 | PV POWERED | PVP4800 | 4800 | 1 |  |  | 0.96 | Solar Inverter |  | INDOOR
SRP04223 | SMA AMERICA | SB3000US (208V) | 3000 | 1 |  |  | 0.96 | Solar Inverter |  | Inside
SRP04225 | SMA AMERICA | SB5000US (208V) | 5000 | 1 |  |  | 0.96 | Solar Inverter |  | INDOOR
SRP04226 | PV POWERED | PVP3000 | 3000 | 1 |  |  | 0.96 | Solar Inverter |  | Inside
SRP04226 | PV POWERED | PVP4600 | 4000 | 1 |  |  | 0.96 | Solar Inverter |  | Inside
SRP04231 | SMA AMERICA | SB4000US (240V) | 4000 | 1 |  |  | 0.96 | Solar Inverter |  | Outside
SRP04231 | SMA AMERICA | SB5000US | 5000 | 1 |  |  | 0.96 | Solar Inverter |  | Outside
SRP04238 | PV POWERED | PVP100KW-480 | 100000 | 1 |  |  | 0.96 | Solar Inverter |  | OUTDOOR
SRP04239 | SUNPOWER CORP (ORIGINAL MFRSMA) | SPR-4000M (208V) | 4000 | 1 |  |  | 0.96 | Solar Inverter |  | OUTDOOR
SRP04240 | SATCON TECHNOLOGY | PVS-100 (240 V) | 100000 | 1 |  |  | 0.96 | Solar Inverter |  | OUTDOOR
SRP04240 | SATCON TECHNOLOGY | PVS-250 (480 V) | 250000 | 1 |  |  | 0.96 | Solar Inverter |  | OUTDOOR
SRP04242 | ENPHASE ENERGY | M200-32-208-S01 | 190 | 36 |  |  | 0.96 | Solar Inverter |  | OUTDOOR
SRP04247 | POWER-ONE | PVI-5000-OUTD-US (208 V) | 5000 | 1 |  |  | 0.96 | Solar Inverter |  | Inside
SRP04249 | POWER-ONE | PVI-5000-OUTD-US (208 V) | 5000 | 1 |  |  | 0.96 | Solar Inverter |  | OUTDOOR
SRP04252 | ENPHASE ENERGY | M215-60-2LL-S2X | 215 | 47 |  |  | 0.96 | Solar Inverter |  | OUTDOOR
SRP04254 | SMA AMERICA | SB7000US (208V) | 7000 | 1 |  |  | 0.96 | Solar Inverter |  | OUTDOOR
SRP04254 | SMA AMERICA | SB7000US (277V) | 8000 | 1 |  |  | 0.96 | Solar Inverter |  | OUTDOOR
SRP04258 | SMA AMERICA | SB8000US-12 (240V) | 8000 | 1 |  |  | 0.96 | Solar Inverter |  | OUTDOOR
SRP04259 | ENPHASE ENERGY | M200-32-208-S01 | 190 | 37 |  |  | 0.96 | Solar Inverter |  | OUTDOOR
SRP04259 | ENPHASE ENERGY | M200-32-208-S01 | 190 | 54 |  |  | 0.96 | Solar Inverter |  | OUTDOOR
SRP04264 | ENPHASE ENERGY | M200-32-208-S01 | 215 | 66 |  |  | 0.96 | Solar Inverter |  | OUTDOOR
SRP04265 | PV POWERED | PVP75KW-208 | 50000 | 1 |  |  | 0.96 | Solar Inverter |  | OUTDOOR
SRP04268 | PV POWERED | PVP100KW-208 | 100000 | 1 |  |  | 0.96 | Solar Inverter |  | OUTDOOR
SRP04268 | PV POWERED | PVP30KW-208 | 35000 | 1 |  |  | 0.96 | Solar Inverter |  | OUTDOOR
SRP04279 | PV POWERED | PVP4800 | 4800 | 1 |  |  | 0.96 | Solar Inverter |  | INDOOR
SRP04281 | PV POWERED | PVP75KW-208 | 75000 | 1 |  |  | 0.96 | Solar Inverter |  | OUTDOOR
SRP04282 | PV POWERED | PVP75KW-208 | 75000 | 1 |  |  | 0.96 | Solar Inverter |  | OUTDOOR
SRP04282 | PV POWERED | PVP75KW-208 | 75000 | 1 |  |  | 0.96 | Solar Inverter |  | OUTDOOR
SRP04283 | PV POWERED | PVP100KW-208 | 100000 | 1 |  |  | 0.96 | Solar Inverter |  | OUTDOOR
SRP04289 | SATCON TECHNOLOGY | PVS-30 (208 V) | 30000 | 1 |  |  | 0.96 | Solar Inverter |  | INDOOR
SRP04291 | PV POWERED | PVP2000 | 2000 | 1 |  |  | 0.96 | Solar Inverter |  | Inside
SRP04291 | SMA AMERICA | SB6000US (208V) | 6000 | 1 |  |  | 0.96 | Solar Inverter |  | INDOOR
SRP04302 | ENPHASE ENERGY | M200-32-240-S02 | 215 | 41 |  |  | 0.96 | Solar Inverter |  | OUTDOOR
SRP04308 | ENPHASE ENERGY | M200-32-240-S02 | 215 | 44 |  |  | 0.96 | Solar Inverter |  | OUTDOOR
SRP04314 | FRONIUS USA |  | 6000 | 1 |  |  | 0.96 | Solar Inverter |  | OUTDOOR
SRP04315 | SMA AMERICA | SB5000US | 5000 | 1 |  |  | 0.96 | Solar Inverter |  | OUTDOOR
SRP04316 | SMA AMERICA | SB3000US (208V) | 3000 | 1 |  |  | 0.96 | Solar Inverter |  | Outside
SRP04334 | FRONIUS USA |  | 11400 | 1 |  |  | 0.96 | Solar Inverter |  | INDOOR
SRP04338 | SMA AMERICA | SB7000US (208V) | 7000 | 2 |  |  | 0.96 | Solar Inverter |  | INDOOR
SRP04339 | FRONIUS USA | IG PLUS V 11.4-240 | 11400 | 5 |  |  | 0.96 | Solar Inverter |  | Inside
SRP04341 | FRONIUS USA |  | 7500 | 1 |  |  | 0.96 | Solar Inverter |  | Outside
SRP04346 | ENPHASE ENERGY | M200-32-208-S01 | 210 | 40 |  |  | 0.96 | Solar Inverter |  | Outside
SRP04358 | PV POWERED | PVP4800 | 4800 | 2 |  |  | 0.96 | Solar Inverter |  | INDOOR
SRP04359 | SMA AMERICA | SB3000US (208V) | 3000 | 1 |  |  | 0.96 | Solar Inverter |  | INDOOR
SRP04363 | SMA AMERICA | SB3000US (208V) | 3000 | 1 |  |  | 0.96 | Solar Inverter |  | INDOOR
SRP04379 | ENPHASE ENERGY | M200-32-240-S02 | 210 | 36 |  |  | 0.96 | Solar Inverter |  | OUTDOOR
SRP04380 | ENPHASE ENERGY | M200-32-240-S02 | 190 | 27 |  |  | 0.96 | Solar Inverter |  | OUTDOOR
SRP04383 | FRONIUS USA |  | 10000 | 2 |  |  | 0.96 | Solar Inverter |  | Outside
SRP04385 | ENPHASE ENERGY | M200-32-240-S02 | 210 | 22 |  |  | 0.96 | Solar Inverter |  | OUTDOOR
SRP04386 | SMA AMERICA | SB7000US (277V) | 8000 | 1 |  |  | 0.96 | Solar Inverter |  | Inside
SRP04396 | SMA AMERICA | SB4000US (208V) | 4000 | 1 |  |  | 0.96 | Solar Inverter |  | INDOOR
SRP04398 | SMA AMERICA | SB3000US (208V) | 3000 | 1 |  |  | 0.96 | Solar Inverter |  | INDOOR
SRP04400 | FRONIUS USA |  | 3000 | 1 |  |  | 0.96 | Solar Inverter |  | Inside
SRP04401 | PV POWERED | PVP4800 | 4800 | 1 |  |  | 0.96 | Solar Inverter |  | INDOOR
SRP04403 | PV POWERED | PVP4800 | 4800 | 1 |  |  | 0.96 | Solar Inverter |  | INDOOR
SRP04403 | PV POWERED | PVP4800 | 4800 | 1 |  |  | 0.96 | Solar Inverter |  | INDOOR
SRP04404 | PV POWERED | PVP4800 | 4800 | 1 |  |  | 0.96 | Solar Inverter |  | OUTDOOR
SRP04410 | PV POWERED | PVP4800 | 4800 | 1 |  |  | 0.96 | Solar Inverter |  | OUTDOOR
SRP04434 | PV POWERED | PVP4800 | 4800 | 1 |  |  | 0.96 | Solar Inverter |  | OUTDOOR
SRP04457 | SUNPOWER CORP (ORIGINAL MFRFRONIUS) | SPR 12000F (208V) | 9995 | 1 |  |  | 0.96 | Solar Inverter |  | INDOOR
SRP04460 | FRONIUS USA |  | 11400 | 3 |  |  | 0.96 | Solar Inverter |  | INDOOR
SRP04462 | GRIDPOINT | CONNECT C36 | 200 | 34 |  |  | 0.96 | Solar Inverter |  | Outside
SRP04463 | SMA AMERICA | SB7000US (277V) | 8000 | 3 |  |  | 0.96 | Solar Inverter |  | OUTDOOR
SRP04465 | PV POWERED | PVP30KW-LV-480 | 50000 | 1 |  |  | 0.96 | Solar Inverter |  | OUTDOOR
SRP04475 | PV POWERED | PVP4800 | 4800 | 2 |  |  | 0.96 | Solar Inverter |  | INDOOR
SRP04476 | PV POWERED | PVP4800 | 4800 | 1 |  |  | 0.96 | Solar Inverter |  | OUTDOOR
SRP04476 | PV POWERED | PVP4800 | 4800 | 1 |  |  | 0.96 | Solar Inverter |  | Outside
SRP04479 | SMA AMERICA | SB3000US (208V) | 3000 | 1 |  |  | 0.96 | Solar Inverter |  | INDOOR
SRP04480 | PV POWERED | PVP2000 | 2000 | 2 |  |  | 0.96 | Solar Inverter |  | INDOOR
SRP04480 | PV POWERED | PVP4800 | 4800 | 1 |  |  | 0.96 | Solar Inverter |  | Inside
SRP04482 | PV POWERED | PVP4800 | 4800 | 1 |  |  | 0.96 | Solar Inverter |  | INDOOR
SRP04488 | SMA AMERICA | SB7000US (208V) | 7000 | 2 |  |  | 0.96 | Solar Inverter |  | OUTDOOR
SRP04494 | ENPHASE ENERGY | M200-32-208-S01 | 215 | 22 |  |  | 0.96 | Solar Inverter |  | OUTDOOR
SRP04494 | ENPHASE ENERGY | M200-32-240-S02 | 215 | 14 |  |  | 0.96 | Solar Inverter |  | Outside
SRP04495 | ENPHASE ENERGY | M200-32-208-S01 | 215 | 15 |  |  | 0.96 | Solar Inverter |  | OUTDOOR
SRP04498 | ENPHASE ENERGY | M200-32-208-S01 | 190 | 12 |  |  | 0.96 | Solar Inverter |  | OUTDOOR
SRP04501 | ENPHASE ENERGY | M200-32-208-S01 | 190 | 14 |  |  | 0.96 | Solar Inverter |  | OUTDOOR
SRP04506 | SMA AMERICA | SB7000US (208V) | 8000 | 6 |  |  | 0.96 | Solar Inverter |  | INDOOR
SRP04507 | POWER-ONE | PVI-3000-I-OUTD-US | 3000 | 1 |  |  | 0.96 | Solar Inverter |  | Outside
SRP04507 | POWER-ONE | PVI-6000-OUTD-US (208 V) | 6000 | 1 |  |  | 0.96 | Solar Inverter |  | Outside
SRP04508 | POWER-ONE | PVI-3600-OUTD-US-F (208V) | 3600 | 1 |  |  | 0.96 | Solar Inverter |  | Outside
SRP04509 | POWER-ONE | PVI-5000-OUTD-US (208 V) | 5000 | 1 |  |  | 0.96 | Solar Inverter |  | INDOOR
SRP04510 | SMA AMERICA | SB4000US (208V) | 4000 | 1 |  |  | 0.96 | Solar Inverter |  | OUTDOOR
SRP04510 | SMA AMERICA | SB5000US | 5000 | 1 |  |  | 0.96 | Solar Inverter |  | OUTDOOR
SRP04511 | SMA AMERICA | SB7000US (277V) | 8000 | 1 |  |  | 0.96 | Solar Inverter |  | Outside
SRP04512 | POWER-ONE | PVI-3600-US (240V) | 4200 | 1 |  |  | 0.96 | Solar Inverter |  | Outside
SRP04515 | POWER-ONE | PVI-6000-OUTD-US (208 V) | 6000 | 1 |  |  | 0.96 | Solar Inverter |  | OUTDOOR
SRP04518 | ENPHASE ENERGY | M200-32-208-S01 | 215 | 15 |  |  | 0.96 | Solar Inverter |  | OUTDOOR
SRP04522 | PV POWERED | PVP3500 | 35000 | 1 |  |  | 0.96 | Solar Inverter |  | OUTDOOR
SRP04523 | PV POWERED | PVP100KW-208 | 100000 | 1 |  |  | 0.96 | Solar Inverter |  | OUTDOOR
SRP04524 | ENPHASE ENERGY | M200-32-208-S01 | 215 | 9 |  |  | 0.96 | Solar Inverter |  | OUTDOOR
SRP04524 | ENPHASE ENERGY | M200-32-208-S01 | 215 | 16 |  |  | 0.96 | Solar Inverter |  | OUTDOOR
SRP04526 | PV POWERED | PVP100KW-208 | 100000 | 1 |  |  | 0.96 | Solar Inverter |  | OUTDOOR
SRP04537 | PV POWERED | PVP4800 | 4800 | 1 |  |  | 0.96 | Solar Inverter |  | INDOOR
SRP04538 | PV POWERED | PVP4800 | 4800 | 2 |  |  | 0.96 | Solar Inverter |  | INDOOR
SRP04546 | PV POWERED | PVP4800 | 4800 | 2 |  |  | 0.96 | Solar Inverter |  | INDOOR
SRP04548 | SMA AMERICA | SB3000US (208V) | 3000 | 2 |  |  | 0.96 | Solar Inverter |  | Inside
SRP04550 | SMA AMERICA | SB5000US (240V) | 5000 | 1 |  |  | 0.96 | Solar Inverter |  | OUTDOOR
SRP04555 | PV POWERED | PVP4800 | 4800 | 2 |  |  | 0.96 | Solar Inverter |  | INDOOR
SRP04559 | ENPHASE ENERGY | M200-32-208-S02 | 210 | 27 |  |  | 0.96 | Solar Inverter |  | Outside
SRP04578 | SATCON TECHNOLOGY | PVS-135 (208 V) | 135000 | 1 |  |  | 0.96 | Solar Inverter |  | OUTDOOR
SRP04579 | SMA AMERICA | SB5000US | 5000 | 2 |  |  | 0.96 | Solar Inverter |  | OUTDOOR
SRP04581 | SMA AMERICA | SB5000US | 5000 | 2 |  |  | 0.96 | Solar Inverter |  | INDOOR
SRP04583 | PV POWERED | PVP4800 | 4800 | 1 |  |  | 0.96 | Solar Inverter |  | INDOOR
SRP04590 | SUNPOWER CORP (ORIGINAL MFRSMA) | SPR-3000M (240V) | 225 | 43 |  |  | 0.96 | Solar Inverter |  | Outside
SRP04593 | SCHUCO USA | SB3000US (208V) | 3000 | 3 |  |  | 0.96 | Solar Inverter |  | INDOOR
SRP04602 | ENPHASE ENERGY | M200-32-208-S01 | 215 | 45 |  |  | 0.96 | Solar Inverter |  | OUTDOOR
SRP04608 | FRONIUS USA |  | 6000 | 3 |  |  | 0.96 | Solar Inverter |  | OUTDOOR
SRP04608 | FRONIUS USA |  | 11400 | 3 |  |  | 0.96 | Solar Inverter |  | Outside
SRP04609 | ENPHASE ENERGY | M200-32-208-S01 | 215 | 34 |  |  | 0.96 | Solar Inverter |  | OUTDOOR
SRP04617 | ENPHASE ENERGY | M175-24-208-S | 190 | 24 |  |  | 0.96 | Solar Inverter |  | OUTDOOR
SRP04618 | PV POWERED | PVP4800 | 4800 | 1 |  |  | 0.96 | Solar Inverter |  | INDOOR
SRP04621 | SMA AMERICA | SB4000US (208V) | 4000 | 1 |  |  | 0.96 | Solar Inverter |  | INDOOR
SRP04629 | PV POWERED | PVP4800 | 4800 | 1 |  |  | 0.96 | Solar Inverter |  | INDOOR
SRP04630 | PV POWERED | PVP4800 | 4800 | 2 |  |  | 0.96 | Solar Inverter |  | INDOOR
SRP04632 | SMA AMERICA | SB5000US | 5000 | 2 |  |  | 0.96 | Solar Inverter |  | INDOOR
SRP04636 | SMA AMERICA | SB3000US (208V) | 3000 | 2 |  |  | 0.96 | Solar Inverter |  | Inside
SRP04636 | SMA AMERICA | SB4000US (208V) | 4000 | 1 |  |  | 0.96 | Solar Inverter |  | Inside
SRP04636 | SMA AMERICA | SB5000US | 5000 | 1 |  |  | 0.96 | Solar Inverter |  | OUTDOOR
SRP04637 | PV POWERED | PVP4800 | 4800 | 1 |  |  | 0.96 | Solar Inverter |  | Inside
SRP04638 | PV POWERED | PVP4800 | 4800 | 1 |  |  | 0.96 | Solar Inverter |  | Inside
SRP04639 | SMA AMERICA | SB3000US (208V) | 3000 | 3 |  |  | 0.96 | Solar Inverter |  | INDOOR
SRP04641 | ENPHASE ENERGY | M200-32-208-S01 | 190 | 20 |  |  | 0.96 | Solar Inverter |  | OUTDOOR
SRP04648 | SMA AMERICA | SB7000US (277V) | 8000 | 5 |  |  | 0.96 | Solar Inverter |  | Inside
SRP04649 | SMA AMERICA | SB700U | 8000 | 3 |  |  | 0.96 | Solar Inverter |  | OUTDOOR
SRP04652 | PV POWERED | PVP4800 | 4800 | 1 |  |  | 0.96 | Solar Inverter |  | OUTDOOR
SRP04653 | SMA AMERICA | SB4000US (208V) | 4000 | 1 |  |  | 0.96 | Solar Inverter |  | INDOOR
SRP04656 | PV POWERED | PVP4800 | 4000 | 1 |  |  | 0.96 | Solar Inverter |  | INDOOR
SRP04656 | PV POWERED | PVP4800 | 4800 | 1 |  |  | 0.96 | Solar Inverter |  | INDOOR
SRP04656 | PV POWERED | PVP4800 | 4800 | 1 |  |  | 0.96 | Solar Inverter |  | INDOOR
SRP04662 | ENPHASE ENERGY | M200-32-208-S01 | 190 | 16 |  |  | 0.96 | Solar Inverter |  | OUTDOOR
SRP04668 | PV POWERED | PVP4800 | 4800 | 1 |  |  | 0.96 | Solar Inverter |  | OUTDOOR
SRP04669 | PV POWERED | PVP4800 | 4800 | 1 |  |  | 0.96 | Solar Inverter |  | INDOOR
SRP04672 | PV POWERED | PVP4800 | 4800 | 1 |  |  | 0.96 | Solar Inverter |  | INDOOR
SRP04673 | ENPHASE ENERGY | M200-32-208-S01 | 190 | 25 |  |  | 0.96 | Solar Inverter |  | OUTDOOR
SRP04677 | ENPHASE ENERGY | M200-32-208-S01 | 190 | 15 |  |  | 0.96 | Solar Inverter |  | OUTDOOR
SRP04680 | SMA AMERICA | SB3000US (208V) | 3000 | 1 |  |  | 0.96 | Solar Inverter |  | INDOOR
SRP04681 | PV POWERED | PVP4800 | 4800 | 1 |  |  | 0.96 | Solar Inverter |  | Outside
SRP04686 | SATCON TECHNOLOGY | PVS-100 (480 V) | 250000 | 1 |  |  | 0.96 | Solar Inverter |  | OUTDOOR
SRP04700 | PV POWERED | PVP4800 | 4800 | 1 |  |  | 0.96 | Solar Inverter |  | OUTDOOR
SRP04702 | PV POWERED | PVP2500 | 2500 | 1 |  |  | 0.96 | Solar Inverter |  | INDOOR
SRP04703 | PV POWERED | PVP4800 | 4800 | 1 |  |  | 0.96 | Solar Inverter |  | OUTDOOR
SRP04705 | PV POWERED | PVP4800 | 4800 | 1 |  |  | 0.96 | Solar Inverter |  | INDOOR
SRP04708 | SMA AMERICA | SB5000US | 5000 | 1 |  |  | 0.96 | Solar Inverter |  | OUTDOOR
SRP04723 | PV POWERED | PVP30KW-LV-208 | 50000 | 1 |  |  | 0.96 | Solar Inverter |  | OUTDOOR
SRP04735 | SMA AMERICA | SB5000US | 5000 | 1 |  |  | 0.96 | Solar Inverter |  | OUTDOOR
SRP04738 | FRONIUS USA |  | 5000 | 3 |  |  | 0.96 | Solar Inverter |  | OUTDOOR
SRP04739 | POWER-ONE | PVI-3600-US (240V) | 4200 | 1 |  |  | 0.96 | Solar Inverter |  | Outside
SRP04741 | SMA AMERICA | SB5000US | 5000 | 2 |  |  | 0.96 | Solar Inverter |  | OUTDOOR
SRP04749 | SMA AMERICA | SB5000US | 5000 | 1 |  |  | 0.96 | Solar Inverter |  | Outside
SRP04751 | POWER-ONE | PVI-3600-OUTD-US-F (208V) | 3600 | 1 |  |  | 0.96 | Solar Inverter |  | OUTDOOR
SRP04752 | SMA AMERICA | SB3000US (208V) | 3000 | 1 |  |  | 0.96 | Solar Inverter |  | OUTDOOR
SRP04753 | ENPHASE ENERGY | M200-32-240-S02 | 210 | 39 |  |  | 0.96 | Solar Inverter |  | Outside
SRP04754 | POWER-ONE | PVI-6000-OUTD-US (208 V) | 6000 | 1 |  |  | 0.96 | Solar Inverter |  | OUTDOOR
SRP04755 | POWER-ONE | PVI-3600-US (208V) | 3600 | 1 |  |  | 0.96 | Solar Inverter |  | Outside
SRP04755 | POWER-ONE | PVI-6000-OUTD-US (208 V) | 6000 | 1 |  |  | 0.96 | Solar Inverter |  | Outside
SRP04760 | SMA AMERICA | SB4000US (240V) | 4000 | 1 |  |  | 0.96 | Solar Inverter |  | OUTDOOR
SRP04767 | PV POWERED | PVP4800 | 4800 | 1 |  |  | 0.96 | Solar Inverter |  | INDOOR
SRP04768 | PV POWERED | PVP4800 | 4800 | 2 |  |  | 0.96 | Solar Inverter |  | INDOOR
SRP04773 | PV POWERED | PVP4800 | 4800 | 1 |  |  | 0.96 | Solar Inverter |  | INDOOR
SRP04775 | PV POWERED | PVP4800 | 4800 | 2 |  |  | 0.96 | Solar Inverter |  | INDOOR
SRP04777 | PV POWERED | PVP4800 | 4800 | 1 |  |  | 0.96 | Solar Inverter |  | OUTDOOR
SRP04778 | PV POWERED | PVP4800 | 4800 | 1 |  |  | 0.96 | Solar Inverter |  | INDOOR
SRP04780 | SMA AMERICA | SB4000US (208V) | 4000 | 1 |  |  | 0.96 | Solar Inverter |  | INDOOR
SRP04782 | ENPHASE ENERGY | M200-32-240-S02 | 215 | 26 |  |  | 0.96 | Solar Inverter |  | Outside
SRP04800 | SMA AMERICA | SB5000US (208V) | 5000 | 2 |  |  | 0.96 | Solar Inverter |  | Inside
SRP04800 | SMA AMERICA | SB7000US (277V) | 8000 | 1 |  |  | 0.96 | Solar Inverter |  | Inside
SRP04812 | ENPHASE ENERGY | M200-32-208-S01 | 215 | 23 |  |  | 0.96 | Solar Inverter |  | OUTDOOR
SRP04818 | ENPHASE ENERGY | M200-32-240-S02 | 215 | 51 |  |  | 0.96 | Solar Inverter |  | Outside
SRP04820 | SUNPOWER CORP (ORIGINAL MFRSMA) | SPR-5000M (208V) | 5000 | 1 |  |  | 0.96 | Solar Inverter |  | OUTDOOR
SRP04821 | PV POWERED | PVP4800 | 4800 | 1 |  |  | 0.96 | Solar Inverter |  | Inside
SRP04826 | PV POWERED | PVP4800 | 4800 | 1 |  |  | 0.96 | Solar Inverter |  | INDOOR
SRP04830 | PV POWERED | PVP4800 | 4800 | 1 |  |  | 0.96 | Solar Inverter |  | OUTDOOR
SRP04831 | SMA AMERICA | SB7000US (277V) | 8000 | 1 |  |  | 0.96 | Solar Inverter |  | INDOOR
SRP04835 | PV POWERED | PVP2000 | 2000 | 1 |  |  | 0.96 | Solar Inverter |  | INDOOR
SRP04836 | PV POWERED | PVP4800 | 4800 | 1 |  |  | 0.96 | Solar Inverter |  | INDOOR
SRP04842 | ENPHASE ENERGY | M200-32-208-S01 | 190 | 23 |  |  | 0.96 | Solar Inverter |  | OUTDOOR
SRP04842 | ENPHASE ENERGY | M200-32-208-S01 | 190 | 24 |  |  | 0.96 | Solar Inverter |  | OUTDOOR
SRP04908 | ADVANCED ENERGY INDUSTRIES | AE 100TX-480 | 100000 | 1 |  |  | 0.96 | Solar Inverter |  | OUTDOOR
SRP04909 | ADVANCED ENERGY INDUSTRIES | AE 100TX-480 | 100000 | 1 |  |  | 0.96 | Solar Inverter |  | OUTDOOR
SRP04909 | ADVANCED ENERGY INDUSTRIES | AE 75TX-480 | 75000 | 1 |  |  | 0.96 | Solar Inverter |  | OUTDOOR
SRP04910 | ADVANCED ENERGY INDUSTRIES | AE 75TX-480 | 75000 | 3 |  |  | 0.96 | Solar Inverter |  | OUTDOOR
SRP04921 | ENPHASE ENERGY | M200-32-240-S02 | 215 | 24 |  |  | 0.96 | Solar Inverter |  | OUTDOOR
SRP04955 | SATCON TECHNOLOGY | PVS-250 (208 V) | 250000 | 1 |  |  | 0.96 | Solar Inverter |  | INDOOR
SRP04962 | SOLECTRIA RENEWABLES | PVI 5000 (208V) | 500000 | 1 |  |  | 0.96 | Solar Inverter |  | OUTDOOR
SRP04962 | SOLECTRIA RENEWABLES | PVI2500-208 | 250000 | 1 |  |  | 0.96 | Solar Inverter |  | OUTDOOR
SRP04971 | ADVANCED ENERGY INDUSTRIES | AE 35TX-208 | 35000 | 1 |  |  | 0.96 | Solar Inverter |  | Outside
SRP04971 | ADVANCED ENERGY INDUSTRIES | AE 50TX-208 | 50000 | 1 |  |  | 0.96 | Solar Inverter |  | Outside
SRP05001 | SATCON TECHNOLOGY | PVS-250 (208 V) | 250000 | 1 |  |  | 0.96 | Solar Inverter |  | INDOOR
SRP05006 | ADVANCED ENERGY INDUSTRIES | AE 100TX-208 | 100000 | 1 |  |  | 0.96 | Solar Inverter |  | Outside
SRP05006 | ADVANCED ENERGY INDUSTRIES | AE 35TX-208 | 35000 | 1 |  |  | 0.96 | Solar Inverter |  | OUTDOOR
SRP05016 | PV POWERED | PVP30KW-208 | 35000 | 1 |  |  | 0.96 | Solar Inverter |  | OUTDOOR
SRP05022 | ADVANCED ENERGY INDUSTRIES | AE 100TX-480 | 100000 | 2 |  |  | 0.96 | Solar Inverter |  | OUTDOOR
SRP05022 | ADVANCED ENERGY INDUSTRIES | AE 50TX-208 | 50000 | 1 |  |  | 0.96 | Solar Inverter |  | OUTDOOR
SRP05024 | FRONIUS USA | IG 4000 | 4000 | 1 |  |  | 0.96 | Solar Inverter |  | Inside
SRP05029 | SATCON TECHNOLOGY | PVS-100 (208 V) | 100000 | 2 |  |  | 0.96 | Solar Inverter |  | OUTDOOR
SRP05030 | SMA AMERICA | SB5000US | 5000 | 1 |  |  | 0.96 | Solar Inverter |  | INDOOR
SRP05031 | SATCON TECHNOLOGY | PVS-135 (208 V) | 135000 | 1 |  |  | 0.96 | Solar Inverter |  | OUTDOOR
SRP05032 | SMA AMERICA | SB3000US (208V) | 3000 | 1 |  |  | 0.96 | Solar Inverter |  | INDOOR
SRP05035 | ENPHASE ENERGY | M200-32-208-S01 | 210 | 40 |  |  | 0.96 | Solar Inverter |  | Outside
SRP05041 | PV POWERED | PVP100KW-208 | 100000 | 1 |  |  | 0.96 | Solar Inverter |  | OUTDOOR
SRP05041 | PV POWERED | PVP75KW-208 | 75000 | 2 |  |  | 0.96 | Solar Inverter |  | OUTDOOR
SRP05063 | SUNPOWER CORP (ORIGINAL MFRSMA) | SPR-3000M (208V) | 3300 | 1 |  |  | 0.96 | Solar Inverter |  | INDOOR
SRP05063 | SUNPOWER CORP (ORIGINAL MFRSMA) | SPR-6000M (208V) | 6500 | 1 |  |  | 0.96 | Solar Inverter |  | INDOOR
SRP05071 | SUNPOWER CORP (ORIGINAL MFRSMA) | SPR-3000M (240V) | 3300 | 1 |  |  | 0.96 | Solar Inverter |  | INDOOR
SRP05072 | SUNPOWER CORP (ORIGINAL MFRSMA) | SPR-6000M (277V) | 6500 | 1 |  |  | 0.96 | Solar Inverter |  | INDOOR
SRP05073 | PV POWERED | PVP4800 | 4800 | 1 |  |  | 0.96 | Solar Inverter |  | Outside
SRP05079 | PV POWERED | PVP30KW-208 | 50000 | 1 |  |  | 0.96 | Solar Inverter |  | INDOOR
SRP05080 | SMA AMERICA | SB5000US | 5000 | 1 |  |  | 0.96 | Solar Inverter |  | INDOOR
SRP05082 | PV POWERED | PVP30KW-208 | 35000 | 1 |  |  | 0.96 | Solar Inverter |  | INDOOR
SRP05084 | PV POWERED | PVP4800 | 4800 | 1 |  |  | 0.96 | Solar Inverter |  | Outside
SRP05093 | PV POWERED | PVP4800 | 4800 | 1 |  |  | 0.96 | Solar Inverter |  | INDOOR
SRP05094 | FRONIUS USA |  | 11400 | 2 |  |  | 0.96 | Solar Inverter |  | INDOOR
SRP05095 | PV POWERED | PVP2500 | 2500 | 2 |  |  | 0.96 | Solar Inverter |  | INDOOR
SRP05096 | ENPHASE ENERGY | M200-32-240-S02 | 200 | 31 |  |  | 0.96 | Solar Inverter |  | OUTDOOR
SRP05101 | PV POWERED | PVP5200 | 5200 | 1 |  |  | 0.96 | Solar Inverter |  | OUTDOOR
SRP05105 | PV POWERED | PVP100KW-208 | 100000 | 2 |  |  | 0.96 | Solar Inverter |  | OUTDOOR
SRP05106 | PV POWERED | PVP5200 | 5200 | 1 |  |  | 0.96 | Solar Inverter |  | OUTDOOR
SRP05111 | ENPHASE ENERGY | M200-32-208-S01 | 215 | 50 |  |  | 0.96 | Solar Inverter |  | OUTDOOR
SRP05114 | SATCON TECHNOLOGY | AE-225-60-PV-D | 250000 | 1 |  |  | 0.96 | Solar Inverter |  | OUTDOOR
SRP05119 | FRONIUS USA |  | 9995 | 1 |  |  | 0.96 | Solar Inverter |  | Outside
SRP05122 | FRONIUS USA |  | 10000 | 4 |  |  | 0.96 | Solar Inverter |  | OUTDOOR
SRP05127 | ENPHASE ENERGY | M200-32-240-S02 | 215 | 33 |  |  | 0.96 | Solar Inverter |  | OUTDOOR
SRP05128 | PV POWERED | PVP4800 | 4800 | 1 |  |  | 0.96 | Solar Inverter |  | INDOOR
SRP05131 | PV POWERED | PVP4800 | 4800 | 1 |  |  | 0.96 | Solar Inverter |  | Outside
SRP05139 | PV POWERED | PVP4800 | 4800 | 1 |  |  | 0.96 | Solar Inverter |  | INDOOR
SRP05140 | ENPHASE ENERGY | M200-32-240-S02 | 215 | 43 |  |  | 0.96 | Solar Inverter |  | INDOOR
SRP05141 | PV POWERED | PVP4800 | 4800 | 1 |  |  | 0.96 | Solar Inverter |  | OUTDOOR
SRP05142 | SMA AMERICA | SB3000US (208V) | 2500 | 1 |  |  | 0.96 | Solar Inverter |  | INDOOR
SRP05143 | FRONIUS USA |  | 10000 | 1 |  |  | 0.96 | Solar Inverter |  | Outside
SRP05143 | FRONIUS USA |  | 10000 | 1 |  |  | 0.96 | Solar Inverter |  | Outside
SRP05143 | FRONIUS USA |  | 10000 | 2 |  |  | 0.96 | Solar Inverter |  | Outside
SRP05146 | PV POWERED | PVP4800 | 4800 | 2 |  |  | 0.96 | Solar Inverter |  | INDOOR
SRP05148 | PV POWERED | PVP4800 | 4800 | 1 |  |  | 0.96 | Solar Inverter |  | Outside
SRP05153 | PV POWERED | PVP4800 | 4800 | 1 |  |  | 0.96 | Solar Inverter |  | INDOOR
SRP05161 | PV POWERED | PVP4800 | 4800 | 1 |  |  | 0.96 | Solar Inverter |  | INDOOR
SRP05164 | PV POWERED | PVP4800 | 4800 | 1 |  |  | 0.96 | Solar Inverter |  | INDOOR
SRP05169 | PV POWERED | PVP4800 | 4800 | 2 |  |  | 0.96 | Solar Inverter |  | INDOOR
SRP05171 | PV POWERED | PVP4800 | 4800 | 1 |  |  | 0.96 | Solar Inverter |  | INDOOR
SRP05175 | PV POWERED | PVP4800 | 4800 | 2 |  |  | 0.96 | Solar Inverter |  | OUTDOOR
SRP05176 | PV POWERED | PVP4800 | 4800 | 1 |  |  | 0.96 | Solar Inverter |  | OUTDOOR
SRP05184 | ENPHASE ENERGY | M200-32-208-S01 | 190 | 60 |  |  | 0.96 | Solar Inverter |  | OUTDOOR
SRP05187 | PV POWERED | PVP4800 | 4800 | 1 |  |  | 0.96 | Solar Inverter |  | INDOOR
SRP05208 | ENPHASE ENERGY | M200-32-240-S02 | 215 | 38 |  |  | 0.96 | Solar Inverter |  | OUTDOOR
SRP05212 | ENPHASE ENERGY | M200-32-240-S02 | 215 | 54 |  |  | 0.96 | Solar Inverter |  | OUTDOOR
SRP05216 | ENPHASE ENERGY | M200-32-240-S02 | 215 | 28 |  |  | 0.96 | Solar Inverter |  | Outside
SRP05219 | SMA AMERICA | SB3000US (208V) | 3000 | 2 |  |  | 0.96 | Solar Inverter |  | OUTDOOR
SRP05220 | PV POWERED | PVP75KW-208 | 75000 | 2 |  |  | 0.96 | Solar Inverter |  | Inside
SRP05223 | SMA AMERICA | SB4000US (208V) | 4000 | 2 |  |  | 0.96 | Solar Inverter |  | INDOOR
SRP05228 | SMA AMERICA | SB3000US (208V) | 3000 | 1 |  |  | 0.96 | Solar Inverter |  | INDOOR
SRP05231 | SMA AMERICA | SB5000US (208V) | 5000 | 2 |  |  | 0.96 | Solar Inverter |  | Outside
SRP05232 | SATCON TECHNOLOGY | PVS-135 (208 V) | 135000 | 1 |  |  | 0.96 | Solar Inverter |  | OUTDOOR
SRP05235 | PV POWERED | PVP4800 | 4800 | 2 |  |  | 0.96 | Solar Inverter |  | INDOOR
SRP05236 | PV POWERED | PVP4800 | 4800 | 3 |  |  | 0.96 | Solar Inverter |  | INDOOR
SRP05241 | PV POWERED | PVP4800 | 4800 | 1 |  |  | 0.96 | Solar Inverter |  | INDOOR
SRP05249 | PV POWERED | PVP4800 | 4800 | 1 |  |  | 0.96 | Solar Inverter |  | INDOOR
SRP05253 | PV POWERED | PVP4800 | 4800 | 1 |  |  | 0.96 | Solar Inverter |  | INDOOR
SRP05258 | SMA AMERICA | SB1100U | 48000 | 6 |  |  | 0.96 | Solar Inverter |  | OUTDOOR
SRP05258 | SMA AMERICA | SB7000US (277V) | 8000 | 6 |  |  | 0.96 | Solar Inverter |  | OUTDOOR
SRP05260 | PV POWERED | PVP4800 | 4800 | 1 |  |  | 0.96 | Solar Inverter |  | INDOOR
SRP05272 | FRONIUS USA |  | 6000 | 1 |  |  | 0.96 | Solar Inverter |  | Outside
SRP05279 | PV POWERED | PVP4800 | 4800 | 1 |  |  | 0.96 | Solar Inverter |  | OUTDOOR
SRP05280 | SMA AMERICA | SB3000US (208V) | 3000 | 1 |  |  | 0.96 | Solar Inverter |  | INDOOR
SRP05280 | SMA AMERICA | SB4000US (208V) | 4000 | 1 |  |  | 0.96 | Solar Inverter |  | INDOOR
SRP05281 | SMA AMERICA | SB7000US (208V) | 7000 | 1 |  |  | 0.96 | Solar Inverter |  | INDOOR
SRP05285 | SMA AMERICA | SB5000US | 5000 | 3 |  |  | 0.96 | Solar Inverter |  | OUTDOOR
SRP05286 | SMA AMERICA | SB6000U (208V) | 6000 | 2 |  |  | 0.96 | Solar Inverter |  | OUTDOOR
SRP05287 | SATCON TECHNOLOGY | PVS-75 (208 V) | 75000 | 1 |  |  | 0.96 | Solar Inverter |  | INDOOR
SRP05289 | PV POWERED | PVP4800 | 4800 | 2 |  |  | 0.96 | Solar Inverter |  | INDOOR
SRP05290 | PV POWERED | PVP4800 | 4800 | 1 |  |  | 0.96 | Solar Inverter |  | INDOOR
SRP05296 | SMA AMERICA | SB7000US (277V) | 8000 | 1 |  |  | 0.96 | Solar Inverter |  | Inside
SRP05298 | PV POWERED | PVP4800 | 4800 | 1 |  |  | 0.96 | Solar Inverter |  | Inside
SRP05303 | PV POWERED | PVP100KW-480 | 260000 | 2 |  |  | 0.96 | Solar Inverter |  | OUTDOOR
SRP05303 | PV POWERED | PVP30KW-208 | 35000 | 1 |  |  | 0.96 | Solar Inverter |  | OUTDOOR
SRP05304 | PV POWERED | PVP2500 | 260000 | 1 |  |  | 0.96 | Solar Inverter |  | OUTDOOR
SRP05304 | PV POWERED | PVP30KW-208 | 35000 | 1 |  |  | 0.96 | Solar Inverter |  | OUTDOOR
SRP05305 | PV POWERED | PVP2500 | 260000 | 1 |  |  | 0.96 | Solar Inverter |  | OUTDOOR
SRP05305 | PV POWERED | PVP30KW-208 | 35000 | 1 |  |  | 0.96 | Solar Inverter |  | OUTDOOR
SRP05307 | SMA AMERICA | SB7000US (277V) | 8000 | 1 |  |  | 0.96 | Solar Inverter |  | INDOOR
SRP05308 | SMA AMERICA | SB4000US (208V) | 4000 | 1 |  |  | 0.96 | Solar Inverter |  | INDOOR
SRP05310 | PV POWERED | PVP4800 | 4800 | 1 |  |  | 0.96 | Solar Inverter |  | INDOOR
SRP05311 | PV POWERED | PVP4800 | 4800 | 1 |  |  | 0.96 | Solar Inverter |  | INDOOR
SRP05312 | FRONIUS USA |  | 10000 | 2 |  |  | 0.96 | Solar Inverter |  | OUTDOOR
SRP05313 | FRONIUS USA |  | 11400 | 2 |  |  | 0.96 | Solar Inverter |  | OUTDOOR
SRP05313 | FRONIUS USA |  | 11400 | 4 |  |  | 0.96 | Solar Inverter |  | OUTDOOR
SRP05314 | PV POWERED | PVP4800 | 4800 | 1 |  |  | 0.96 | Solar Inverter |  | INDOOR
SRP05320 | ENPHASE ENERGY | M200-32-208-S02 | 210 | 17 |  |  | 0.96 | Solar Inverter |  | Outside
SRP05321 | SMA AMERICA | SB7000US (208V) | 7000 | 1 |  |  | 0.96 | Solar Inverter |  | INDOOR
SRP05324 | ENPHASE ENERGY | M200-32-208-S01 | 215 | 47 |  |  | 0.96 | Solar Inverter |  | OUTDOOR
SRP05325 | PV POWERED | PVP4800 | 4800 | 1 |  |  | 0.96 | Solar Inverter |  | OUTDOOR
SRP05326 | FRONIUS USA |  | 7500 | 1 |  |  | 0.96 | Solar Inverter |  | INDOOR
SRP05327 | PV POWERED | PVP4800 | 4800 | 1 |  |  | 0.96 | Solar Inverter |  | Outside
SRP05329 | SMA AMERICA | SB3000US (208V) | 4000 | 1 |  |  | 0.96 | Solar Inverter |  | Outside
SRP05329 | SMA AMERICA | SB5000US (208V) | 5000 | 1 |  |  | 0.96 | Solar Inverter |  | Outside
SRP05332 | PV POWERED | PVP4800 | 4800 | 1 |  |  | 0.96 | Solar Inverter |  | INDOOR
SRP05332 | PV POWERED | PVP4800 | 4800 | 1 |  |  | 0.96 | Solar Inverter |  | INDOOR
SRP05335 | PV POWERED | PVP4800 | 4800 | 1 |  |  | 0.96 | Solar Inverter |  | INDOOR
SRP05341 | SMA AMERICA | SB3000US (208V) | 3000 | 1 |  |  | 0.96 | Solar Inverter |  | INDOOR
SRP05343 | PV POWERED | PVP100KW-208 | 75000 | 1 |  |  | 0.96 | Solar Inverter |  | OUTDOOR
SRP05347 | SUNPOWER CORP (ORIGINAL MFRSMA) | SPR-3000M (208V) | 3800 | 1 |  |  | 0.96 | Solar Inverter |  | INDOOR
SRP05347 | SUNPOWER CORP (ORIGINAL MFRSMA) | SPR-7000M (208V) | 7500 | 1 |  |  | 0.96 | Solar Inverter |  | INDOOR
SRP05371 | SMA AMERICA | SB6000U (208V) | 6000 | 1 |  |  | 0.96 | Solar Inverter |  | Outside
SRP05372 | ENPHASE ENERGY | M200-32-240-S02 | 210 | 48 |  |  | 0.96 | Solar Inverter |  | OUTDOOR
SRP05380 | SMA AMERICA | SB3000US (208V) | 3000 | 1 |  |  | 0.96 | Solar Inverter |  | INDOOR
SRP05380 | SMA AMERICA | SB4000US (208V) | 4000 | 1 |  |  | 0.96 | Solar Inverter |  | INDOOR
SRP05380 | SMA AMERICA | SB5000US | 5000 | 1 |  |  | 0.96 | Solar Inverter |  | INDOOR
SRP05381 | PV POWERED | PVP4800 | 4800 | 1 |  |  | 0.96 | Solar Inverter |  | INDOOR
SRP05396 | SMA AMERICA | SB5000US | 5000 | 4 |  |  | 0.96 | Solar Inverter |  | OUTDOOR
SRP05399 | FRONIUS USA |  | 7500 | 1 |  |  | 0.96 | Solar Inverter |  | OUTDOOR
SRP05399 | FRONIUS USA |  | 9995 | 1 |  |  | 0.96 | Solar Inverter |  | OUTDOOR
SRP05401 | SMA AMERICA | SB3000US (208V) | 2000 | 1 |  |  | 0.96 | Solar Inverter |  | OUTDOOR
SRP05401 | SMA AMERICA | SB5000US | 5000 | 2 |  |  | 0.96 | Solar Inverter |  | Outside
SRP05403 | ENPHASE ENERGY | M200-32-208-S01 | 215 | 27 |  |  | 0.96 | Solar Inverter |  | OUTDOOR
SRP05409 | ENPHASE ENERGY | M200-32-208-S01 | 215 | 35 |  |  | 0.96 | Solar Inverter |  | Outside
SRP05423 | PV POWERED | PVP4800 | 4800 | 1 |  |  | 0.96 | Solar Inverter |  | INDOOR
SRP05431 | ENPHASE ENERGY | M200-32-208-S01 | 210 | 34 |  |  | 0.96 | Solar Inverter |  | OUTDOOR
SRP05433 | ENPHASE ENERGY | M200-32-240-S02 | 210 | 20 |  |  | 0.96 | Solar Inverter |  | Outside
SRP05434 | SMA AMERICA | SB3000US (208V) | 3000 | 3 |  |  | 0.96 | Solar Inverter |  | Inside
SRP05436 | SATCON TECHNOLOGY | PVS-135 (208 V) | 135000 | 1 |  |  | 0.96 | Solar Inverter |  | Inside
SRP05440 | PV POWERED | PVP4800 | 4800 | 1 |  |  | 0.96 | Solar Inverter |  | Inside
SRP05443 | PV POWERED | PVP4800 | 4800 | 1 |  |  | 0.96 | Solar Inverter |  | OUTDOOR
SRP05444 | SMA AMERICA | SB4000US (208V) | 4000 | 1 |  |  | 0.96 | Solar Inverter |  | OUTDOOR
SRP05446 | SUNPOWER CORP (ORIGINAL MFRSMA) | SPR-3000M (208V) | 3000 | 1 |  |  | 0.96 | Solar Inverter |  | OUTDOOR
SRP05446 | SUNPOWER CORP (ORIGINAL MFRSMA) | SPR-4000M (208V) | 4000 | 1 |  |  | 0.96 | Solar Inverter |  | OUTDOOR
SRP05447 | PV POWERED | PVP4800 | 4800 | 1 |  |  | 0.96 | Solar Inverter |  | INDOOR
SRP05448 | ENPHASE ENERGY | M200-32-240-S02 | 215 | 34 |  |  | 0.96 | Solar Inverter |  | OUTDOOR
SRP05449 | SMA AMERICA | SB4000US (208V) | 4000 | 1 |  |  | 0.96 | Solar Inverter |  | INDOOR
SRP05456 | SMA AMERICA | SB4000US (208V) | 4000 | 1 |  |  | 0.96 | Solar Inverter |  | INDOOR
SRP05458 | POWER-ONE | PVI-6000-OUTD-US (240 V) | 6000 | 5 |  |  | 0.96 | Solar Inverter |  | OUTDOOR
SRP05463 | PV POWERED | PVP4800 | 4800 | 1 |  |  | 0.96 | Solar Inverter |  | Inside
SRP05465 | PV POWERED | PVP4800 | 4800 | 1 |  |  | 0.96 | Solar Inverter |  | OUTDOOR
SRP05468 | PV POWERED | PVP4800 | 4800 | 2 |  |  | 0.96 | Solar Inverter |  | INDOOR
SRP05472 | PV POWERED | PVP5200 | 5200 | 1 |  |  | 0.96 | Solar Inverter |  | OUTDOOR
SRP05479 | PV POWERED | PVP75KW-208 | 75000 | 2 |  |  | 0.96 | Solar Inverter |  | INDOOR
SRP05480 | SOLECTRIA RENEWABLES | PVI15KW-208 | 15000 | 1 |  |  | 0.96 | Solar Inverter |  | OUTDOOR
SRP05482 | ENPHASE ENERGY | M200-32-240-S02 | 215 | 60 |  |  | 0.96 | Solar Inverter |  | Outside
SRP05484 | PV POWERED | PVP4800 | 4800 | 1 |  |  | 0.96 | Solar Inverter |  | INDOOR
SRP05485 | FRONIUS USA |  | 11400 | 1 |  |  | 0.96 | Solar Inverter |  | Outside
SRP05486 | PV POWERED | PVP4800 | 4800 | 1 |  |  | 0.96 | Solar Inverter |  | INDOOR
SRP05487 | PV POWERED | PVP4800 | 4800 | 1 |  |  | 0.96 | Solar Inverter |  | Outside
SRP05496 | ENPHASE ENERGY | M200-32-240-S02 | 215 | 43 |  |  | 0.96 | Solar Inverter |  | OUTDOOR
SRP05500 | SATCON TECHNOLOGY | PVS-100 (480 V) | 100000 | 1 |  |  | 0.96 | Solar Inverter |  | OUTDOOR
SRP05500 | SATCON TECHNOLOGY | PVS-500 (480 V) | 500000 | 2 |  |  | 0.96 | Solar Inverter |  | OUTDOOR
SRP05501 | SATCON TECHNOLOGY | PVS-135 (208 V) | 135000 | 1 |  |  | 0.96 | Solar Inverter |  | OUTDOOR
SRP05502 | PV POWERED | PVP30KW-480 | 50000 | 1 |  |  | 0.96 | Solar Inverter |  | OUTDOOR
SRP05503 | SATCON TECHNOLOGY | PVS-500 (480 V) | 500000 | 1 |  |  | 0.96 | Solar Inverter |  | OUTDOOR
SRP05506 | FRONIUS USA |  | 10000 | 1 |  |  | 0.96 | Solar Inverter |  | Inside
SRP05512 | ENPHASE ENERGY | M175-24-208-S02 | 190 | 39 |  |  | 0.96 | Solar Inverter |  | INDOOR
SRP05518 | ENPHASE ENERGY | M200-32-208-S01 | 215 | 33 |  |  | 0.96 | Solar Inverter |  | OUTDOOR
SRP05520 | SATCON TECHNOLOGY | PVS-375 (480 V) | 375000 | 1 |  |  | 0.96 | Solar Inverter |  | OUTDOOR
SRP05521 | SMA AMERICA | SB5000US (208V) | 5000 | 1 |  |  | 0.96 | Solar Inverter |  | INDOOR
SRP05523 | FRONIUS USA |  | 7500 | 2 |  |  | 0.96 | Solar Inverter |  | OUTDOOR
SRP05527 | PV POWERED | PVP4800 | 4800 | 1 |  |  | 0.96 | Solar Inverter |  | OUTDOOR
SRP05536 | SMA AMERICA | SB6000U (208V) | 6000 | 2 |  |  | 0.96 | Solar Inverter |  | OUTDOOR
SRP05538 | SMA AMERICA | SB3000US (208V) | 3000 | 2 |  |  | 0.96 | Solar Inverter |  | INDOOR
SRP05539 | PV POWERED | PVP3500 | 3500 | 1 |  |  | 0.96 | Solar Inverter |  | INDOOR
SRP05541 | ENPHASE ENERGY | M200-32-240-S02 | 215 | 77 |  |  | 0.96 | Solar Inverter |  | OUTDOOR
SRP05542 | PV POWERED | PVP4800 | 4800 | 1 |  |  | 0.96 | Solar Inverter |  | Inside
SRP05545 | PV POWERED | PVP3000 | 3500 | 1 |  |  | 0.96 | Solar Inverter |  | OUTDOOR
SRP05546 | FRONIUS USA |  | 7500 | 1 |  |  | 0.96 | Solar Inverter |  | OUTDOOR
SRP05575 | PV POWERED | PVP4800 | 4800 | 1 |  |  | 0.96 | Solar Inverter |  | INDOOR
SRP05584 | ENPHASE ENERGY | M200-32-208-S01 | 215 | 45 |  |  | 0.96 | Solar Inverter |  | OUTDOOR
SRP05599 | PV POWERED | PVP4800 | 4800 | 1 |  |  | 0.96 | Solar Inverter |  | INDOOR
SRP05608 | SMA AMERICA | SB7000US (240V) | 7000 | 2 |  |  | 0.96 | Solar Inverter |  | Inside
SRP05612 | ENPHASE ENERGY | M200-32-240-S02 | 210 | 65 |  |  | 0.96 | Solar Inverter |  | OUTDOOR
SRP05621 | ENPHASE ENERGY | M175-24-240-S02 | 190 | 12 |  |  | 0.96 | Solar Inverter |  | OUTDOOR
SRP05623 | ENPHASE ENERGY | M200-32-240-S02 | 215 | 10 |  |  | 0.96 | Solar Inverter |  | Outside
SRP05623 | ENPHASE ENERGY | M200-32-240-S02 | 215 | 12 |  |  | 0.96 | Solar Inverter |  | OUTDOOR
SRP05626 | PV POWERED | PVP4800 | 4800 | 1 |  |  | 0.96 | Solar Inverter |  | OUTDOOR
SRP05632 | SMA AMERICA | SB4000US (208V) | 4000 | 1 |  |  | 0.96 | Solar Inverter |  | Inside
SRP05635 | SMA AMERICA | SB7000US (208V) | 7000 | 1 |  |  | 0.96 | Solar Inverter |  | OUTDOOR
SRP05637 | SMA AMERICA | SB7000US (208V) | 8000 | 6 |  |  | 0.96 | Solar Inverter |  | OTHER
SRP05638 | SMA AMERICA | SB7000US (240V) | 8000 | 3 |  |  | 0.96 | Solar Inverter |  | Outside
SRP05640 | SUNPOWER CORP (ORIGINAL MFRSMA) | SPR-7000M (240V) | 8000 | 1 |  |  | 0.96 | Solar Inverter |  | INDOOR
SRP05643 | ENPHASE ENERGY | M200-32-208-S01 | 210 | 22 |  |  | 0.96 | Solar Inverter |  | OUTDOOR
SRP05648 | ENPHASE ENERGY | M200-32-240-S02 | 210 | 37 |  |  | 0.96 | Solar Inverter |  | OUTDOOR
SRP05654 | ENPHASE ENERGY | M200-32-208-S01 | 190 | 22 |  |  | 0.96 | Solar Inverter |  | OUTDOOR
SRP05667 | SATCON TECHNOLOGY | PVS-100 (480 V) | 100000 | 1 |  |  | 0.96 | Solar Inverter |  | INDOOR
SRP05669 | PV POWERED | PVP4800 | 4800 | 1 |  |  | 0.96 | Solar Inverter |  | INDOOR
SRP05675 | SMA AMERICA | SB7000US (277V) | 8000 | 1 |  |  | 0.96 | Solar Inverter |  | OUTDOOR
SRP05680 | PV POWERED | PVP4800 | 4800 | 1 |  |  | 0.96 | Solar Inverter |  | INDOOR
SRP05684 | SATCON TECHNOLOGY | PVS-75 (240 V) | 75000 | 1 |  |  | 0.96 | Solar Inverter |  | Inside
SRP05687 | SATCON TECHNOLOGY | PVS-500 (480 V) | 500000 | 1 |  |  | 0.96 | Solar Inverter |  | OUTDOOR
SRP05687 | SATCON TECHNOLOGY | PVS-75 (480 V) | 75000 | 2 |  |  | 0.96 | Solar Inverter |  | OUTDOOR
SRP05689 | SATCON TECHNOLOGY | PVS-250 (480 V) | 250000 | 1 |  |  | 0.96 | Solar Inverter |  | OUTDOOR
SRP05701 | PV POWERED | PVP4800 | 4800 | 1 |  |  | 0.96 | Solar Inverter |  | INDOOR
SRP05713 | ENPHASE ENERGY | M200-32-240-S02 | 210 | 24 |  |  | 0.96 | Solar Inverter |  | OUTDOOR
SRP05716 | FRONIUS USA |  | 11400 | 4 |  |  | 0.96 | Solar Inverter |  | Inside
SRP05725 | ENPHASE ENERGY | M200-32-240-S02 | 215 | 441 |  |  | 0.96 | Solar Inverter |  | OUTDOOR
SRP05730 | SMA AMERICA | SB5000US (240V) | 5000 | 1 |  |  | 0.96 | Solar Inverter |  | INDOOR
SRP05731 | SMA AMERICA | SB6000US (240V) | 6000 | 1 |  |  | 0.96 | Solar Inverter |  | INDOOR
SRP05735 | SATCON TECHNOLOGY | AE-135-60-PV-A | 135000 | 1 |  |  | 0.96 | Solar Inverter |  | OUTDOOR
SRP05736 | SATCON TECHNOLOGY | PVS-100 (208 V) | 100000 | 1 |  |  | 0.96 | Solar Inverter |  | OUTDOOR
SRP05741 | POWER-ONE | PVI-CENTRAL-100-US (208 V) | 10000 | 5 |  |  | 0.96 | Solar Inverter |  | INDOOR
SRP05743 | ENPHASE ENERGY | M200-32-208-S01 | 215 | 44 |  |  | 0.96 | Solar Inverter |  | OUTDOOR
SRP05746 | POWER-ONE | PVI-CENTRAL-100-US (208 V) | 10000 | 5 |  |  | 0.96 | Solar Inverter |  | INDOOR
SRP05748 | POWER-ONE | PVI-CENTRAL-100-US (208 V) | 10000 | 5 |  |  | 0.96 | Solar Inverter |  | INDOOR
SRP05753 | POWER-ONE | PVI-CENTRAL-100-US (208 V) | 10000 | 5 |  |  | 0.96 | Solar Inverter |  | INDOOR
SRP05754 | POWER-ONE | PVI-CENTRAL-100-US (208 V) | 10000 | 5 |  |  | 0.96 | Solar Inverter |  | Outside
SRP05755 | ENPHASE ENERGY | M200-32-240-S02 | 215 | 16 |  |  | 0.96 | Solar Inverter |  | Outside
SRP05756 | POWER-ONE | PVI-CENTRAL-100-US (208 V) | 10000 | 5 |  |  | 0.96 | Solar Inverter |  | INDOOR
SRP05758 | POWER-ONE | PVI-CENTRAL-100-US (208 V) | 10000 | 5 |  |  | 0.96 | Solar Inverter |  | INDOOR
SRP05759 | POWER-ONE | PVI-CENTRAL-100-US (208 V) | 10000 | 5 |  |  | 0.96 | Solar Inverter |  | INDOOR
SRP05761 | POWER-ONE | PVI-CENTRAL-100-US (208 V) | 10000 | 5 |  |  | 0.96 | Solar Inverter |  | INDOOR
SRP05762 | POWER-ONE | PVI-CENTRAL-100-US (208 V) | 10000 | 5 |  |  | 0.96 | Solar Inverter |  | INDOOR
SRP05763 | ENPHASE ENERGY | M200-32-240-S02 | 210 | 36 |  |  | 0.96 | Solar Inverter |  | OUTDOOR
SRP05772 | SMA AMERICA | SB5000US | 5000 | 2 |  |  | 0.96 | Solar Inverter |  | INDOOR
SRP05773 | SMA AMERICA | SB5000US (208V) | 5000 | 1 |  |  | 0.96 | Solar Inverter |  | INDOOR
SRP05775 | PV POWERED | PVP4800 | 4800 | 1 |  |  | 0.96 | Solar Inverter |  | Outside
SRP05778 | ENPHASE ENERGY | M200-32-208-S01 | 210 | 48 |  |  | 0.96 | Solar Inverter |  | OUTDOOR
SRP05781 | PV POWERED | PVP4800 | 4800 | 1 |  |  | 0.96 | Solar Inverter |  | Outside
SRP05782 | SUNPOWER CORP (ORIGINAL MFRSMA) | SPR-5000M (208V) | 5000 | 1 |  |  | 0.96 | Solar Inverter |  | INDOOR
SRP05784 | FRONIUS USA |  | 11400 | 2 |  |  | 0.96 | Solar Inverter |  | INDOOR
SRP05786 | ENPHASE ENERGY | M200-32-240-S02 | 215 | 18 |  |  | 0.96 | Solar Inverter |  | OUTDOOR
SRP05788 | KACO | 1501XI | 100000 | 2 |  |  | 0.96 | Solar Inverter |  | OUTDOOR
SRP05791 | SMA AMERICA | SB6000US (277V) | 6000 | 1 |  |  | 0.96 | Solar Inverter |  | Outside
SRP05794 | PV POWERED | PVP4800 | 4800 | 1 |  |  | 0.96 | Solar Inverter |  | INDOOR
SRP05795 | PV POWERED | PVP4800 | 4800 | 2 |  |  | 0.96 | Solar Inverter |  | INDOOR
SRP05799 | PV POWERED | PVP4800 | 4800 | 1 |  |  | 0.96 | Solar Inverter |  | INDOOR
SRP05801 | SATCON TECHNOLOGY | PVS-135 (208 V) | 135000 | 1 |  |  | 0.96 | Solar Inverter |  | OUTDOOR
SRP05802 | SATCON TECHNOLOGY | PVS-100 (208 V) | 100000 | 1 |  |  | 0.96 | Solar Inverter |  | OUTDOOR
SRP05810 | PV POWERED | PVP4800 | 4800 | 1 |  |  | 0.96 | Solar Inverter |  | Outside
SRP05811 | SATCON TECHNOLOGY | AE-30-60-PV-A | 30000 | 1 |  |  | 0.96 | Solar Inverter |  | Inside
SRP05815 | PV POWERED | PVP4800 | 4800 | 1 |  |  | 0.96 | Solar Inverter |  | INDOOR
SRP05819 | PV POWERED | PVP4800 | 4800 | 2 |  |  | 0.96 | Solar Inverter |  | INDOOR
SRP05822 | SMA AMERICA | SB4000US (208V) | 4000 | 1 |  |  | 0.96 | Solar Inverter |  | Outside
SRP05825 | PV POWERED | PVP4800 | 4800 | 1 |  |  | 0.96 | Solar Inverter |  | INDOOR
SRP05826 | PV POWERED | PVP4800 | 4800 | 1 |  |  | 0.96 | Solar Inverter |  | Inside
SRP05835 | SMA AMERICA | SB5000US (208V) | 5000 | 2 |  |  | 0.96 | Solar Inverter |  | OUTDOOR
SRP05838 | ENPHASE ENERGY | M200-32-240-S02 | 215 | 37 |  |  | 0.96 | Solar Inverter |  | OUTDOOR
SRP05842 | SUNPOWER CORP (ORIGINAL MFRSMA) | SPR-3000M (208V) | 3000 | 1 |  |  | 0.96 | Solar Inverter |  | Inside
SRP05842 | SUNPOWER CORP (ORIGINAL MFRSMA) | SPR-3000M (208V) | 3000 | 2 |  |  | 0.96 | Solar Inverter |  | Inside
SRP05843 | SOLECTRIA RENEWABLES | PVI 5300-P (240V) | 6500 | 4 |  |  | 0.96 | Solar Inverter |  | Outside
SRP05843 | SOLECTRIA RENEWABLES | PVI13KW-208 | 10000 | 1 |  |  | 0.96 | Solar Inverter |  | Outside
SRP05843 | SOLECTRIA RENEWABLES | PVI13KW-208 | 13000 | 1 |  |  | 0.96 | Solar Inverter |  | Outside
SRP05843 | SOLECTRIA RENEWABLES | PVI2500-240 | 7500 | 1 |  |  | 0.96 | Solar Inverter |  | Outside
SRP05843 | SOLECTRIA RENEWABLES | PVI82KW-208 | 82000 | 1 |  |  | 0.96 | Solar Inverter |  | Outside
SRP05851 | SMA AMERICA | SB3000US (208V) | 2500 | 1 |  |  | 0.96 | Solar Inverter |  | INDOOR
SRP05853 | ENPHASE ENERGY | M200-32-240-S02 | 215 | 16 |  |  | 0.96 | Solar Inverter |  | OUTDOOR
SRP05856 | ENPHASE ENERGY | M200-32-240-S02 | 215 | 20 |  |  | 0.96 | Solar Inverter |  | OUTDOOR
SRP05857 | ENPHASE ENERGY | M200-32-240-S02 | 215 | 22 |  |  | 0.96 | Solar Inverter |  | OUTDOOR
SRP05860 | POWER-ONE | PVI-CENTRAL-100-US (208 V) | 10000 | 5 |  |  | 0.96 | Solar Inverter |  | INDOOR
SRP05862 | SMA AMERICA | SB1100U | 2000 | 1 |  |  | 0.96 | Solar Inverter |  | OUTDOOR
SRP05863 | POWER-ONE | PVI-CENTRAL-100-US (208 V) | 10000 | 5 |  |  | 0.96 | Solar Inverter |  | INDOOR
SRP05865 | ENPHASE ENERGY | M200-32-240-S02 | 215 | 24 |  |  | 0.96 | Solar Inverter |  | OUTDOOR
SRP05867 | PV POWERED | PVP4800 | 4800 | 1 |  |  | 0.96 | Solar Inverter |  | OUTDOOR
SRP05867 | PV POWERED | PVP4800 | 4800 | 1 |  |  | 0.96 | Solar Inverter |  | OUTDOOR
SRP05868 | ENPHASE ENERGY | M200-32-208-S01 | 210 | 38 |  |  | 0.96 | Solar Inverter |  | OUTDOOR
SRP05873 | ENPHASE ENERGY | M200-32-208-S01 | 215 | 37 |  |  | 0.96 | Solar Inverter |  | OUTDOOR
SRP05875 | POWER-ONE | PVI-6000-OUTD-US-W (240 V) | 10000 | 5 |  |  | 0.96 | Solar Inverter |  | INDOOR
SRP05877 | ENPHASE ENERGY | M200-32-208-S01 | 215 | 31 |  |  | 0.96 | Solar Inverter |  | OUTDOOR
SRP05878 | PV POWERED | PVP4800 | 4800 | 2 |  |  | 0.96 | Solar Inverter |  | OUTDOOR
SRP05880 | SMA AMERICA | SB5000US (240V) | 5000 | 1 |  |  | 0.96 | Solar Inverter |  | INDOOR
SRP05883 | SATCON TECHNOLOGY | PVS-75 (208 V) | 75000 | 3 |  |  | 0.96 | Solar Inverter |  | OUTDOOR
SRP05885 | SMA AMERICA | SB7000US (208V) | 8000 | 1 |  |  | 0.96 | Solar Inverter |  | OUTDOOR
SRP05893 | POWER-ONE | PVI-6000-OUTD-US-W (240 V) | 10000 | 5 |  |  | 0.96 | Solar Inverter |  | INDOOR
SRP05898 | ENPHASE ENERGY | M200-32-208-S01 | 215 | 265 |  |  | 0.96 | Solar Inverter |  | OUTDOOR
SRP05904 | FRONIUS USA | IG 4000 | 4000 | 1 |  |  | 0.96 | Solar Inverter |  | OUTDOOR
SRP05918 | POWER-ONE | PVI-6000-OUTD-US-W (208 V) | 10000 | 5 |  |  | 0.96 | Solar Inverter |  | INDOOR
SRP05922 | PV POWERED | PVP4800 | 4800 | 1 |  |  | 0.96 | Solar Inverter |  | Outside
SRP05925 | PV POWERED | PVP30KW-208 | 50000 | 1 |  |  | 0.96 | Solar Inverter |  | OUTDOOR
SRP05936 | SMA AMERICA | SB5000US (208V) | 5000 | 1 |  |  | 0.96 | Solar Inverter |  | INDOOR
SRP05937 | PV POWERED | PVP4800 | 4800 | 2 |  |  | 0.96 | Solar Inverter |  | INDOOR
SRP05941 | SUNPOWER CORP (ORIGINAL MFRSMA) | SPR-4000M (208V) | 4000 | 1 |  |  | 0.96 | Solar Inverter |  | Inside
SRP05941 | SUNPOWER CORP (ORIGINAL MFRSMA) | SPR-5000M (208V) | 5000 | 1 |  |  | 0.96 | Solar Inverter |  | INDOOR
SRP05942 | SMA AMERICA | SB4000US (208V) | 4000 | 1 |  |  | 0.96 | Solar Inverter |  | OUTDOOR
SRP05942 | SMA AMERICA | SB5000US (208V) | 5000 | 1 |  |  | 0.96 | Solar Inverter |  | OUTDOOR
SRP05950 | ENPHASE ENERGY | M200-32-208-S01 | 215 | 30 |  |  | 0.96 | Solar Inverter |  | OUTDOOR
SRP05951 | PV POWERED | PVP4800 | 4800 | 1 |  |  | 0.96 | Solar Inverter |  | INDOOR
SRP05952 | ENPHASE ENERGY | M200-32-208-S01 | 215 | 70 |  |  | 0.96 | Solar Inverter |  | OUTDOOR
SRP05955 | ENPHASE ENERGY | M200-32-208-S01 | 210 | 18 |  |  | 0.96 | Solar Inverter |  | OUTDOOR
SRP05956 | PV POWERED | PVP4800 | 4800 | 1 |  |  | 0.96 | Solar Inverter |  | INDOOR
SRP05968 | PV POWERED | PVP4800 | 4800 | 1 |  |  | 0.96 | Solar Inverter |  | INDOOR
SRP05969 | PV POWERED | PVP4800 | 4800 | 1 |  |  | 0.96 | Solar Inverter |  | INDOOR
SRP05971 | FRONIUS USA |  | 60000 | 2 |  |  | 0.96 | Solar Inverter |  | OUTDOOR
SRP05972 | PV POWERED | PVP100KW-208 | 100000 | 1 |  |  | 0.96 | Solar Inverter |  | OUTDOOR
SRP05972 | PV POWERED | PVP30KW-208 | 50000 | 1 |  |  | 0.96 | Solar Inverter |  | OUTDOOR
SRP05973 | PV POWERED | PVP100KW-208 | 100000 | 2 |  |  | 0.96 | Solar Inverter |  | Inside
SRP05973 | PV POWERED | PVP100KW-208 | 260000 | 2 |  |  | 0.96 | Solar Inverter |  | Inside
SRP05982 | ENPHASE ENERGY | M200-32-240-S02 | 215 | 42 |  |  | 0.96 | Solar Inverter |  | OUTDOOR
SRP05992 | ENPHASE ENERGY | M200-32-240-S02 | 210 | 26 |  |  | 0.96 | Solar Inverter |  | OUTDOOR
SRP05993 | PV POWERED | PVP100KW-480 | 100000 | 3 |  |  | 0.96 | Solar Inverter |  | Outside
SRP05995 | PV POWERED | PVP100KW-208 | 100000 | 2 |  |  | 0.96 | Solar Inverter |  | OUTDOOR
SRP05997 | PV POWERED | PVP4800 | 4800 | 1 |  |  | 0.96 | Solar Inverter |  | Outside
SRP05998 | ENPHASE ENERGY | M200-32-240-S02 | 210 | 31 |  |  | 0.96 | Solar Inverter |  | Outside
SRP06000 | FRONIUS USA |  | 7500 | 1 |  |  | 0.96 | Solar Inverter |  | OUTDOOR
SRP06003 | FRONIUS USA |  | 10000 | 1 |  |  | 0.96 | Solar Inverter |  | OUTDOOR
SRP06016 | ENPHASE ENERGY | M200-32-208-S01 | 210 | 12 |  |  | 0.96 | Solar Inverter |  | OUTDOOR
SRP06028 | ENPHASE ENERGY | M200-32-208-S01 | 215 | 36 |  |  | 0.96 | Solar Inverter |  | OUTDOOR
SRP06033 | PV POWERED | PVP30KW-LV-208 | 50000 | 2 |  |  | 0.96 | Solar Inverter |  | OUTDOOR
SRP06033 | PV POWERED | PVP75KW-208 | 75000 | 1 |  |  | 0.96 | Solar Inverter |  | OUTDOOR
SRP06034 | PV POWERED | PVP100KW-208 | 100000 | 1 |  |  | 0.96 | Solar Inverter |  | OUTDOOR
SRP06035 | ENPHASE ENERGY | M200-32-208-S01 | 215 | 24 |  |  | 0.96 | Solar Inverter |  | OUTDOOR
SRP06038 | PV POWERED | PVP4800 | 4800 | 1 |  |  | 0.96 | Solar Inverter |  | INDOOR
SRP06040 | PV POWERED | PVP4800 | 4800 | 1 |  |  | 0.96 | Solar Inverter |  | INDOOR
SRP06045 | PV POWERED | PVP4800 | 4800 | 1 |  |  | 0.96 | Solar Inverter |  | INDOOR
SRP06046 | PV POWERED | PVP4800 | 4800 | 1 |  |  | 0.96 | Solar Inverter |  | Inside
SRP06049 | PV POWERED | PVP4800 | 4800 | 1 |  |  | 0.96 | Solar Inverter |  | INDOOR
SRP06054 | SMA AMERICA | SB4000US (208V) | 4000 | 1 |  |  | 0.96 | Solar Inverter |  | OUTDOOR
SRP06055 | ENPHASE ENERGY | M200-32-240-S02 | 215 | 19 |  |  | 0.96 | Solar Inverter |  | OUTDOOR
SRP06057 | SATCON TECHNOLOGY | PVS-250 (208 V) | 250000 | 1 |  |  | 0.96 | Solar Inverter |  | INDOOR
SRP06057 | SATCON TECHNOLOGY | PVS-50 (208 V) | 50000 | 1 |  |  | 0.96 | Solar Inverter |  | INDOOR
SRP06069 | ENPHASE ENERGY | M200-32-208-S01 | 190 | 18 |  |  | 0.96 | Solar Inverter |  | OUTDOOR
SRP06071 | ENPHASE ENERGY | M200-32-208-S01 | 190 | 15 |  |  | 0.96 | Solar Inverter |  | OUTDOOR
SRP06082 | SMA AMERICA | SB4000US (208V) | 4000 | 1 |  |  | 0.96 | Solar Inverter |  | INDOOR
SRP06084 | SMA AMERICA | SB3000US (208V) | 3000 | 1 |  |  | 0.96 | Solar Inverter |  | INDOOR
SRP06084 | SMA AMERICA | SB4000US (208V) | 4000 | 1 |  |  | 0.96 | Solar Inverter |  | INDOOR
SRP06089 | POWER-ONE | PVI-6000-OUTD-US (208 V) | 6000 | 4 |  |  | 0.96 | Solar Inverter |  | OUTDOOR
SRP06092 | PV POWERED | PVP75KW-480 | 75000 | 2 |  |  | 0.96 | Solar Inverter |  | OUTDOOR
SRP06103 | SMA AMERICA | SB6000US (208V) | 6000 | 1 |  |  | 0.96 | Solar Inverter |  | OUTDOOR
SRP06103 | SMA AMERICA | SB7000US (277V) | 8000 | 8 |  |  | 0.96 | Solar Inverter |  | OUTDOOR
SRP06108 | ENPHASE ENERGY | M200-32-208-S01 | 215 | 55 |  |  | 0.96 | Solar Inverter |  | OUTDOOR
SRP06109 | PV POWERED | PVP4800 | 4800 | 1 |  |  | 0.96 | Solar Inverter |  | INDOOR
SRP06113 | SMA AMERICA | SB3000US (208V) | 2500 | 1 |  |  | 0.96 | Solar Inverter |  | INDOOR
SRP06113 | SMA AMERICA | SB3000US (208V) | 3000 | 1 |  |  | 0.96 | Solar Inverter |  | INDOOR
SRP06114 | ENPHASE ENERGY | M200-32-240-S02 | 215 | 28 |  |  | 0.96 | Solar Inverter |  | Outside
SRP06121 | SMA AMERICA | SB7000US (277V) | 8000 | 1 |  |  | 0.96 | Solar Inverter |  | INDOOR
SRP06123 | ENPHASE ENERGY | M200-32-240-S02 | 215 | 22 |  |  | 0.96 | Solar Inverter |  | OUTDOOR
SRP06127 | FRONIUS USA |  | 5000 | 1 |  |  | 0.96 | Solar Inverter |  | INDOOR
SRP06134 | SMA AMERICA | SB4000US (208V) | 4000 | 1 |  |  | 0.96 | Solar Inverter |  | INDOOR
SRP06137 | SMA AMERICA | SB4000US (208V) | 4000 | 1 |  |  | 0.96 | Solar Inverter |  | Outside
SRP06147 | ENPHASE ENERGY | M200-32-208-S01 | 215 | 52 |  |  | 0.96 | Solar Inverter |  | OUTDOOR
SRP06148 | PV POWERED | PVP4800 | 4800 | 1 |  |  | 0.96 | Solar Inverter |  | Outside
SRP06153 | SMA AMERICA | SB4000US (208V) | 4000 | 2 |  |  | 0.96 | Solar Inverter |  | INDOOR
SRP06155 | PV POWERED | PVP4800 | 4800 | 1 |  |  | 0.96 | Solar Inverter |  | INDOOR
SRP06157 | PV POWERED | PVP4800 | 4800 | 1 |  |  | 0.96 | Solar Inverter |  | OUTDOOR
SRP06159 | PV POWERED | PVP4800 | 4800 | 2 |  |  | 0.96 | Solar Inverter |  | INDOOR
SRP06161 | PV POWERED | PVP4800 | 4800 | 1 |  |  | 0.96 | Solar Inverter |  | INDOOR
SRP06167 | ENPHASE ENERGY | M200-32-208-S01 | 215 | 24 |  |  | 0.96 | Solar Inverter |  | Outside
SRP06168 | PV POWERED | PVP4800 | 4800 | 1 |  |  | 0.96 | Solar Inverter |  | Inside
SRP06172 | PV POWERED | PVP100KW-208 | 100000 | 1 |  |  | 0.96 | Solar Inverter |  | OUTDOOR
SRP06173 | ENPHASE ENERGY | M200-32-208-S01 | 215 | 63 |  |  | 0.96 | Solar Inverter |  | OUTDOOR
SRP06175 | ENPHASE ENERGY | M200-32-208-S01 | 215 | 28 |  |  | 0.96 | Solar Inverter |  | OUTDOOR
SRP06177 | IPOWER | SHO-1.1 | 100000 | 1 |  |  | 0.96 | Solar Inverter |  | INDOOR
SRP06183 | SATCON TECHNOLOGY | PVS-75 (208 V) | 75000 | 1 |  |  | 0.96 | Solar Inverter |  | OUTDOOR
SRP06188 | SATCON TECHNOLOGY | PVS-100 (208 V) | 215 | 27 |  |  | 0.96 | Solar Inverter |  | OUTDOOR
SRP06190 | ENPHASE ENERGY | M200-32-240-S02 | 215 | 5 |  |  | 0.96 | Solar Inverter |  | Outside
SRP06192 | SMA AMERICA | SWR2500U (208V) | 250000 | 1 |  |  | 0.96 | Solar Inverter |  | OUTDOOR
SRP06195 | ENPHASE ENERGY | M200-32-208-S01 | 215 | 35 |  |  | 0.96 | Solar Inverter |  | OUTDOOR
SRP06203 | SMA AMERICA | SB3000US (208V) | 2000 | 2 |  |  | 0.96 | Solar Inverter |  | OUTDOOR
SRP06204 | PV POWERED | PVP75KW-208 | 75000 | 2 |  |  | 0.96 | Solar Inverter |  | INDOOR
SRP06210 | SMA AMERICA | SB3000US (208V) | 3000 | 1 |  |  | 0.96 | Solar Inverter |  | OUTDOOR
SRP06214 | PV POWERED | PVP4800 | 4800 | 1 |  |  | 0.96 | Solar Inverter |  | INDOOR
SRP06215 | PV POWERED | PVP4800 | 4800 | 1 |  |  | 0.96 | Solar Inverter |  | INDOOR
SRP06220 | SMA AMERICA | SB3000US (208V) | 2500 | 1 |  |  | 0.96 | Solar Inverter |  | Outside
SRP06225 | FRONIUS USA |  | 10000 | 1 |  |  | 0.96 | Solar Inverter |  | OUTDOOR
SRP06225 | FRONIUS USA |  | 10000 | 1 |  |  | 0.96 | Solar Inverter |  | OUTDOOR
SRP06225 | FRONIUS USA |  | 10000 | 1 |  |  | 0.96 | Solar Inverter |  | OUTDOOR
SRP06225 | FRONIUS USA |  | 10000 | 1 |  |  | 0.96 | Solar Inverter |  | OUTDOOR
SRP06229 | ENPHASE ENERGY | M200-32-240-S02 | 190 | 14 |  |  | 0.96 | Solar Inverter |  | OUTDOOR
SRP06231 | SMA AMERICA | SB5000US (208V) | 4800 | 1 |  |  | 0.96 | Solar Inverter |  | INDOOR
SRP06242 | SMA AMERICA | SB4000US (208V) | 4000 | 1 |  |  | 0.96 | Solar Inverter |  | Outside
SRP06242 | SMA AMERICA | SB5000US (208V) | 5000 | 1 |  |  | 0.96 | Solar Inverter |  | OUTDOOR
SRP06246 | ENPHASE ENERGY | M200-32-208-S01 | 210 | 48 |  |  | 0.96 | Solar Inverter |  | OUTDOOR
SRP06254 | PV POWERED | PVP4800 | 4800 | 2 |  |  | 0.96 | Solar Inverter |  | INDOOR
SRP06257 | PV POWERED | PVP4800 | 4800 | 1 |  |  | 0.96 | Solar Inverter |  | INDOOR
SRP06258 | PV POWERED | PVP75KW-208 | 75000 | 2 |  |  | 0.96 | Solar Inverter |  | INDOOR
SRP06260 | PV POWERED | PVP4800 | 4800 | 1 |  |  | 0.96 | Solar Inverter |  | INDOOR
SRP06261 | SUNPOWER CORP (ORIGINAL MFRSMA) | SPR-7000M (208V) | 7000 | 2 |  |  | 0.96 | Solar Inverter |  | OUTDOOR
SRP06262 | PV POWERED | PVP4800 | 4800 | 1 |  |  | 0.96 | Solar Inverter |  | Outside
SRP06271 | PV POWERED | PVP100KW-480 | 100000 | 1 |  |  | 0.96 | Solar Inverter |  | INDOOR
SRP06275 | POWER-ONE | PVI-5000-OUTD-US (208 V) | 4200 | 5 |  |  | 0.96 | Solar Inverter |  | INDOOR
SRP06277 | POWER-ONE | PVI-3000-I-OUTD-US | 3000 | 1 |  |  | 0.96 | Solar Inverter |  | INDOOR
SRP06281 | SMA AMERICA | SB4000US (208V) | 4000 | 1 |  |  | 0.96 | Solar Inverter |  | OUTDOOR
SRP06281 | SMA AMERICA | SB4000US (240V) | 4000 | 1 |  |  | 0.96 | Solar Inverter |  | OUTDOOR
SRP06282 | SMA AMERICA | SB4000US (208V) | 4000 | 1 |  |  | 0.96 | Solar Inverter |  | INDOOR
SRP06283 | ENPHASE ENERGY | M200-32-240-S02 | 215 | 24 |  |  | 0.96 | Solar Inverter |  | OUTDOOR
SRP06288 | SATCON TECHNOLOGY | PVS-30 (240 V) | 30000 | 1 |  |  | 0.96 | Solar Inverter |  | OUTDOOR
SRP06290 | FRONIUS USA |  | 9995 | 1 |  |  | 0.96 | Solar Inverter |  | INDOOR
SRP06302 | SATCON TECHNOLOGY | PVS-30 (240 V) | 30000 | 1 |  |  | 0.96 | Solar Inverter |  | Inside
SRP06306 | ENPHASE ENERGY | M200-32-240-S02 | 215 | 4 |  |  | 0.96 | Solar Inverter |  | OUTDOOR
SRP06306 | ENPHASE ENERGY | M200-32-240-S02 | 215 | 13 |  |  | 0.96 | Solar Inverter |  | OUTDOOR
SRP06308 | ENPHASE ENERGY | M200-32-240-S02 | 215 | 21 |  |  | 0.96 | Solar Inverter |  | OUTDOOR
SRP06309 | ENPHASE ENERGY | M175-24-240-S | 215 | 10 |  |  | 0.96 | Solar Inverter |  | OUTDOOR
SRP06309 | ENPHASE ENERGY | M200-32-240-S02 | 215 | 8 |  |  | 0.96 | Solar Inverter |  | OUTDOOR
SRP06310 | ENPHASE ENERGY | M175-24-208-S | 215 | 14 |  |  | 0.96 | Solar Inverter |  | OUTDOOR
SRP06313 | ENPHASE ENERGY | M200-32-208-S01 | 210 | 32 |  |  | 0.96 | Solar Inverter |  | Outside
SRP06314 | SATCON TECHNOLOGY | PVS-500 (480 V) | 500000 | 1 |  |  | 0.96 | Solar Inverter |  | OUTDOOR
SRP06315 | FRONIUS USA |  | 6000 | 1 |  |  | 0.96 | Solar Inverter |  | INDOOR
SRP06319 | ENPHASE ENERGY | M200-32-208-S01 | 215 | 30 |  |  | 0.96 | Solar Inverter |  | OUTDOOR
SRP06327 | ENPHASE ENERGY | M200-32-208-S01 | 215 | 42 |  |  | 0.96 | Solar Inverter |  | Outside
SRP06330 | PV POWERED | PVP4800 | 4800 | 1 |  |  | 0.96 | Solar Inverter |  | OUTDOOR
SRP06336 | SATCON TECHNOLOGY | PVS-500 (480 V) | 500000 | 9 |  |  | 0.96 | Solar Inverter |  | OUTDOOR
SRP06338 | IPOWER | SHO-1.1 | 100000 | 1 |  |  | 0.96 | Solar Inverter |  | Inside
SRP06346 | POWER-ONE | PVI-3600-OUTD-US-F (208V) | 3600 | 1 |  |  | 0.96 | Solar Inverter |  | OUTDOOR
SRP06348 | ENPHASE ENERGY | M200-32-240-S01 | 215 | 57 |  |  | 0.96 | Solar Inverter |  | OUTDOOR
SRP06353 | SMA AMERICA | SB3000US (208V) | 3000 | 1 |  |  | 0.96 | Solar Inverter |  | OUTDOOR
SRP06356 | FRONIUS USA | IG 2000 | 2000 | 1 |  |  | 0.96 | Solar Inverter |  | OUTDOOR
SRP06356 | FRONIUS USA | IG 4000 | 4000 | 1 |  |  | 0.96 | Solar Inverter |  | OUTDOOR
SRP06360 | POWER-ONE | PVI-6000-OUTD-US (208 V) | 6000 | 2 |  |  | 0.96 | Solar Inverter |  | OUTDOOR
SRP06362 | SMA AMERICA | SB7000US (277V) | 8000 | 1 |  |  | 0.96 | Solar Inverter |  | OUTDOOR
SRP06368 | SMA AMERICA | SB7000US (208V) | 8000 | 1 |  |  | 0.96 | Solar Inverter |  | OUTDOOR
SRP06370 | POWER-ONE | PVI-3.6-OUTD-S-US (240 V) | 3600 | 1 |  |  | 0.96 | Solar Inverter |  | INDOOR
SRP06370 | POWER-ONE | PVI-5000-OUTD-US (208 V) | 5000 | 1 |  |  | 0.96 | Solar Inverter |  | INDOOR
SRP06372 | PV POWERED | PVP75KW-208 | 75000 | 1 |  |  | 0.96 | Solar Inverter |  | INDOOR
SRP06374 | PV POWERED | PVP4800 | 4800 | 1 |  |  | 0.96 | Solar Inverter |  | Outside
SRP06375 | PV POWERED | PVP30KW-208 | 50000 | 1 |  |  | 0.96 | Solar Inverter |  | INDOOR
SRP06379 | SMA AMERICA | SB3000US (208V) | 2000 | 1 |  |  | 0.96 | Solar Inverter |  | OUTDOOR
SRP06379 | SMA AMERICA | SB3000US (208V) | 2500 | 1 |  |  | 0.96 | Solar Inverter |  | OUTDOOR
SRP06385 | PV POWERED | PVP4800 | 4800 | 1 |  |  | 0.96 | Solar Inverter |  | INDOOR
SRP06385 | PV POWERED | PVP4800 | 4800 | 1 |  |  | 0.96 | Solar Inverter |  | INDOOR
SRP06388 | PV POWERED | PVP4800 | 4800 | 2 |  |  | 0.96 | Solar Inverter |  | INDOOR
SRP06391 | PV POWERED | PVP3500 | 3500 | 1 |  |  | 0.96 | Solar Inverter |  | Inside
SRP06391 | PV POWERED | PVP4800 | 4800 | 1 |  |  | 0.96 | Solar Inverter |  | Inside
SRP06392 | PV POWERED | PVP4800 | 4800 | 2 |  |  | 0.96 | Solar Inverter |  | INDOOR
SRP06393 | PV POWERED | PVP4800 | 4800 | 1 |  |  | 0.96 | Solar Inverter |  | Outside
SRP06395 | PV POWERED | PVP4800 | 4800 | 1 |  |  | 0.96 | Solar Inverter |  | INDOOR
SRP06424 | ENPHASE ENERGY | M200-32-208-S01 | 215 | 19 |  |  | 0.96 | Solar Inverter |  | OUTDOOR
SRP06429 | ENPHASE ENERGY | M200-32-208-S01 | 210 | 88 |  |  | 0.96 | Solar Inverter |  | OUTDOOR
SRP06432 | PV POWERED | PVP4800 | 4800 | 1 |  |  | 0.96 | Solar Inverter |  | INDOOR
SRP06432 | PV POWERED | PVP4800 | 4800 | 1 |  |  | 0.96 | Solar Inverter |  | INDOOR
SRP06434 | SUNPOWER CORP (ORIGINAL MFRFRONIUS) | SPR-6500F-208 | 6500 | 1 |  |  | 0.96 | Solar Inverter |  | INDOOR
SRP06434 | SUNPOWER CORP (ORIGINAL MFRFRONIUS) | SPR-8000F-208 | 8000 | 1 |  |  | 0.96 | Solar Inverter |  | INDOOR
SRP06435 | PV POWERED | PVP100KW-208 | 100000 | 2 |  |  | 0.96 | Solar Inverter |  | INDOOR
SRP06440 | SMA AMERICA | SB1100U-SBD | 2500 | 1 |  |  | 0.96 | Solar Inverter |  | Inside
SRP06441 | ENPHASE ENERGY | M200-32-240-S02 | 215 | 40 |  |  | 0.96 | Solar Inverter |  | OUTDOOR
SRP06446 | ENPHASE ENERGY | M200-32-240-S02 | 215 | 22 |  |  | 0.96 | Solar Inverter |  | OUTDOOR
SRP06452 | SMA AMERICA | SB7000US (208V) | 7000 | 1 |  |  | 0.96 | Solar Inverter |  | INDOOR
SRP06458 | SMA AMERICA | SB4000US (208V) | 4000 | 1 |  |  | 0.96 | Solar Inverter |  | Outside
SRP06459 | ENPHASE ENERGY | M200-32-240-S02 | 215 | 28 |  |  | 0.96 | Solar Inverter |  | OUTDOOR
SRP06460 | ENPHASE ENERGY | M200-32-240-S02 | 215 | 36 |  |  | 0.96 | Solar Inverter |  | OUTDOOR
SRP06461 | ENPHASE ENERGY | M200-32-240-S02 | 215 | 25 |  |  | 0.96 | Solar Inverter |  | OUTDOOR
SRP06462 | ENPHASE ENERGY | M200-32-208-S01 | 215 | 27 |  |  | 0.96 | Solar Inverter |  | OUTDOOR
SRP06464 | ENPHASE ENERGY | M215-60-2LL-S2X | 215 | 17 |  |  | 0.96 | Solar Inverter |  | OUTDOOR
SRP06465 | ENPHASE ENERGY | M215-60-2LL-S2X | 215 | 31 |  |  | 0.96 | Solar Inverter |  | OUTDOOR
SRP06468 | ENPHASE ENERGY | M215-60-2LL-S2X | 215 | 66 |  |  | 0.96 | Solar Inverter |  | OUTDOOR
SRP06470 | ENPHASE ENERGY | M215-60-2LL-S2X | 215 | 34 |  |  | 0.96 | Solar Inverter |  | OUTDOOR
SRP06472 | SMA AMERICA | SB7000US (208V) | 7000 | 1 |  |  | 0.96 | Solar Inverter |  | OUTDOOR
SRP06476 | SMA AMERICA | SB3000US (208V) | 3000 | 2 |  |  | 0.96 | Solar Inverter |  | INDOOR
SRP06476 | SMA AMERICA | SB4000US (208V) | 4000 | 1 |  |  | 0.96 | Solar Inverter |  | INDOOR
SRP06477 | SMA AMERICA | SB5000US (208V) | 5000 | 1 |  |  | 0.96 | Solar Inverter |  | OUTDOOR
SRP06487 | PV POWERED | PVP4800 | 4800 | 1 |  |  | 0.96 | Solar Inverter |  | INDOOR
SRP06490 | PV POWERED | PVP4800 | 4800 | 1 |  |  | 0.96 | Solar Inverter |  | INDOOR
SRP06494 | PV POWERED | PVP75KW-208 | 75000 | 1 |  |  | 0.96 | Solar Inverter |  | Inside
SRP06494 | SMA AMERICA | SB3000US (208V) | 3000 | 1 |  |  | 0.96 | Solar Inverter |  | INDOOR
SRP06494 | SMA AMERICA | SB5000US (208V) | 5000 | 2 |  |  | 0.96 | Solar Inverter |  | INDOOR
SRP06496 | SMA AMERICA | SB7000US (277V) | 8000 | 5 |  |  | 0.96 | Solar Inverter |  | OUTDOOR
SRP06499 | ENPHASE ENERGY | M200-32-208-S01 | 215 | 42 |  |  | 0.96 | Solar Inverter |  | OUTDOOR
SRP06503 | SUNPOWER CORP (ORIGINAL MFRFRONIUS) | SPR-3300F-208 | 3300 | 2 |  |  | 0.96 | Solar Inverter |  | Inside
SRP06507 | ENPHASE ENERGY | M200-32-208-S01 | 215 | 40 |  |  | 0.96 | Solar Inverter |  | INDOOR
SRP06508 | ENPHASE ENERGY | M200-32-208-S02 | 215 | 26 |  |  | 0.96 | Solar Inverter |  | OUTDOOR
SRP06513 | PV POWERED | PVP4800 | 4800 | 1 |  |  | 0.96 | Solar Inverter |  | INDOOR
SRP06514 | SUNPOWER CORP (ORIGINAL MFRSMA) | SPR-3000M (208V) | 3300 | 1 |  |  | 0.96 | Solar Inverter |  | INDOOR
SRP06514 | SUNPOWER CORP (ORIGINAL MFRSMA) | SPR-4000M (208V) | 4000 | 1 |  |  | 0.96 | Solar Inverter |  | INDOOR
SRP06519 | ENPHASE ENERGY | M200-32-208-S01 | 215 | 62 |  |  | 0.96 | Solar Inverter |  | OUTDOOR
SRP06522 | SATCON TECHNOLOGY | PVS-135 (208 V) | 135000 | 1 |  |  | 0.96 | Solar Inverter |  | OUTDOOR
SRP06522 | SATCON TECHNOLOGY | PVS-75 (208 V) | 75000 | 1 |  |  | 0.96 | Solar Inverter |  | OUTDOOR
SRP06523 | FRONIUS USA |  | 12000 | 6 |  |  | 0.96 | Solar Inverter |  | OUTDOOR
SRP06523 | KACO | KACO PRO LOG XL | 100000 | 1 |  |  | 0.96 | Solar Inverter |  | OUTDOOR
SRP06525 | FRONIUS USA |  | 3000 | 1 |  |  | 0.96 | Solar Inverter |  | INDOOR
SRP06525 | FRONIUS USA |  | 7500 | 1 |  |  | 0.96 | Solar Inverter |  | INDOOR
SRP06527 | ENPHASE ENERGY | M200-32-240-S02 | 210 | 45 |  |  | 0.96 | Solar Inverter |  | OUTDOOR
SRP06529 | SMA AMERICA | SB6000US (208V) | 6000 | 1 |  |  | 0.96 | Solar Inverter |  | OUTDOOR
SRP06533 | SMA AMERICA | SB4000US (208V) | 4000 | 1 |  |  | 0.96 | Solar Inverter |  | INDOOR
SRP06536 | FRONIUS USA |  | 11400 | 4 |  |  | 0.96 | Solar Inverter |  | INDOOR
SRP06537 | FRONIUS USA |  | 11400 | 1 |  |  | 0.96 | Solar Inverter |  | INDOOR
SRP06545 | PV POWERED | PVP4800 | 4800 | 2 |  |  | 0.96 | Solar Inverter |  | OUTDOOR
SRP06552 | ENPHASE ENERGY | M200-32-208-S01 | 215 | 27 |  |  | 0.96 | Solar Inverter |  | OUTDOOR
SRP06555 | ENPHASE ENERGY | M215-60-2LL-S2X | 215 | 51 |  |  | 0.96 | Solar Inverter |  | OUTDOOR
SRP06558 | ENPHASE ENERGY | M215-60-2LL-S2X | 215 | 42 |  |  | 0.96 | Solar Inverter |  | OUTDOOR
SRP06560 | ENPHASE ENERGY | M215-60-2LL-S2X-IG | 215 | 18 |  |  | 0.96 | Solar Inverter |  | OUTDOOR
SRP06563 | ENPHASE ENERGY | M215-60-2LL-S2X-NA | 215 | 32 |  |  | 0.96 | Solar Inverter |  | OUTDOOR
SRP06566 | ENPHASE ENERGY | M215-60-2LL-S2X | 215 | 34 |  |  | 0.96 | Solar Inverter |  | OUTDOOR
SRP06568 | SATCON TECHNOLOGY | PVS-135 (208 V) | 135000 | 1 |  |  | 0.96 | Solar Inverter |  | OUTDOOR
SRP06572 | SMA AMERICA | SB7000US (208V) | 7000 | 24 |  |  | 0.96 | Solar Inverter |  | OUTDOOR
SRP06573 | SMA AMERICA | SB7000US (208V) | 7000 | 3 |  |  | 0.96 | Solar Inverter |  | OUTDOOR
SRP06580 | FRONIUS USA |  | 5000 | 1 |  |  | 0.96 | Solar Inverter |  | INDOOR
SRP06590 | ENPHASE ENERGY | M200-32-240-S02 | 215 | 34 |  |  | 0.96 | Solar Inverter |  | OUTDOOR
SRP06595 | SATCON TECHNOLOGY | PVS-135 (208 V) | 135000 | 1 |  |  | 0.96 | Solar Inverter |  | OUTDOOR
SRP06595 | SATCON TECHNOLOGY | PVS-250 (208 V) | 250000 | 1 |  |  | 0.96 | Solar Inverter |  | OUTDOOR
SRP06598 | SMA AMERICA | SB4000US (208V) | 4000 | 1 |  |  | 0.96 | Solar Inverter |  | OUTDOOR
SRP06598 | SMA AMERICA | SB4000US (208V) | 4000 | 2 |  |  | 0.96 | Solar Inverter |  | OUTDOOR
SRP06600 | ENPHASE ENERGY | M200-32-240-S02 | 215 | 42 |  |  | 0.96 | Solar Inverter |  | OUTDOOR
SRP06606 | FRONIUS USA |  | 6000 | 1 |  |  | 0.96 | Solar Inverter |  | Inside
SRP06612 | SMA AMERICA | SB3000US (208V) | 3000 | 1 |  |  | 0.96 | Solar Inverter |  | INDOOR
SRP06622 | ADVANCED ENERGY INDUSTRIES | 3159000-104 | 100000 | 1 |  |  | 0.96 | Solar Inverter |  | OUTDOOR
SRP06626 | PV POWERED | PVP4800 | 4800 | 1 |  |  | 0.96 | Solar Inverter |  | INDOOR
SRP06627 | PV POWERED | PVP4800 | 4800 | 1 |  |  | 0.96 | Solar Inverter |  | INDOOR
SRP06629 | PV POWERED | PVP4800 | 4800 | 1 |  |  | 0.96 | Solar Inverter |  | INDOOR
SRP06630 | ENPHASE ENERGY | M200-32-240-S02 | 215 | 64 |  |  | 0.96 | Solar Inverter |  | OUTDOOR
SRP06634 | PV POWERED | PVP4800 | 4800 | 1 |  |  | 0.96 | Solar Inverter |  | OUTDOOR
SRP06637 | PV POWERED | PVP4800 | 4800 | 1 |  |  | 0.96 | Solar Inverter |  | OUTDOOR
SRP06640 | SATCON TECHNOLOGY | PVS-75 (208 V) | 75000 | 1 |  |  | 0.96 | Solar Inverter |  | INDOOR
SRP06641 | FRONIUS USA |  | 6000 | 1 |  |  | 0.96 | Solar Inverter |  | INDOOR
SRP06642 | FRONIUS USA |  | 7500 | 1 |  |  | 0.96 | Solar Inverter |  | OUTDOOR
SRP06642 | FRONIUS USA |  | 10000 | 1 |  |  | 0.96 | Solar Inverter |  | OUTDOOR
SRP06643 | FRONIUS USA |  | 10000 | 1 |  |  | 0.96 | Solar Inverter |  | OUTDOOR
SRP06649 | PV POWERED | PVP4800 | 4800 | 1 |  |  | 0.96 | Solar Inverter |  | Inside
SRP06659 | ENPHASE ENERGY | M200-32-240-S02 | 215 | 31 |  |  | 0.96 | Solar Inverter |  | OUTDOOR
SRP06660 | POWER-ONE | PVI-3600-OUTD-US-F (208V) | 3600 | 1 |  |  | 0.96 | Solar Inverter |  | Outside
SRP06660 | SMA AMERICA | SB7000US (240V) | 8000 | 1 |  |  | 0.96 | Solar Inverter |  | Outside
SRP06661 | ENPHASE ENERGY | M200-32-240-S02 | 215 | 17 |  |  | 0.96 | Solar Inverter |  | OUTDOOR
SRP06662 | SMA AMERICA | SB4000US (208V) | 4000 | 1 |  |  | 0.96 | Solar Inverter |  | Outside
SRP06665 | SMA AMERICA | SB5000US (208V) | 4800 | 1 |  |  | 0.96 | Solar Inverter |  | INDOOR
SRP06666 | ENPHASE ENERGY | M200-32-208-S01 | 215 | 55 |  |  | 0.96 | Solar Inverter |  | OUTDOOR
SRP06669 | SHARP | ND-216U1F | 215 | 38 |  |  | 0.96 | Solar Inverter |  | OUTDOOR
SRP06675 | ENPHASE ENERGY | M200-32-208-S01 | 190 | 18 |  |  | 0.96 | Solar Inverter |  | OUTDOOR
SRP06677 | ENPHASE ENERGY | M200-32-208-S01 | 192 | 18 |  |  | 0.96 | Solar Inverter |  | OUTDOOR
SRP06678 | SMA AMERICA | SB7000US (240V) | 8000 | 1 |  |  | 0.96 | Solar Inverter |  | OUTDOOR
SRP06680 | SMA AMERICA | SB7000US (208V) | 7000 | 1 |  |  | 0.96 | Solar Inverter |  | INDOOR
SRP06684 | SMA AMERICA | SB5000US (208V) | 5000 | 1 |  |  | 0.96 | Solar Inverter |  | INDOOR
SRP06688 | PV POWERED | PVP4800 | 4800 | 1 |  |  | 0.96 | Solar Inverter |  | OUTDOOR
SRP06689 | PV POWERED | PVP4800 | 4800 | 1 |  |  | 0.96 | Solar Inverter |  | OUTDOOR
SRP06691 | SMA AMERICA | SB5000US (208V) | 5000 | 1 |  |  | 0.96 | Solar Inverter |  | INDOOR
SRP06691 | SMA AMERICA | SB7000US (208V) | 7000 | 1 |  |  | 0.96 | Solar Inverter |  | INDOOR
SRP06693 | PV POWERED | PVP4800 | 4800 | 2 |  |  | 0.96 | Solar Inverter |  | INDOOR
SRP06696 | PV POWERED | PVP4800 | 4800 | 1 |  |  | 0.96 | Solar Inverter |  | Inside
SRP06698 | PV POWERED | PVP4800 | 4800 | 2 |  |  | 0.96 | Solar Inverter |  | Outside
SRP06700 | PV POWERED | PVP4800 | 4800 | 1 |  |  | 0.96 | Solar Inverter |  | INDOOR
SRP06702 | PV POWERED | PVP4800 | 4800 | 1 |  |  | 0.96 | Solar Inverter |  | OUTDOOR
SRP06709 | FRONIUS USA |  | 3000 | 1 |  |  | 0.96 | Solar Inverter |  | INDOOR
SRP06710 | ENPHASE ENERGY | M200-32-240-S02 | 215 | 36 |  |  | 0.96 | Solar Inverter |  | OUTDOOR
SRP06711 | ENPHASE ENERGY | M200-32-240-S02 | 215 | 15 |  |  | 0.96 | Solar Inverter |  | OUTDOOR
SRP06714 | ENPHASE ENERGY | M200-32-240-S02 | 215 | 24 |  |  | 0.96 | Solar Inverter |  | OUTDOOR
SRP06715 | SUNPOWER CORP (ORIGINAL MFRFRONIUS) | SPR-4000F-208 | 4000 | 1 |  |  | 0.96 | Solar Inverter |  | INDOOR
SRP06724 | SMA AMERICA | SB3000US (208V) | 2500 | 1 |  |  | 0.96 | Solar Inverter |  | INDOOR
SRP06725 | ADVANCED ENERGY INDUSTRIES | 3159000-104 | 5000 | 1 |  |  | 0.96 | Solar Inverter |  | Outside
SRP06728 | ENPHASE ENERGY | M200-32-240-S02 | 215 | 42 |  |  | 0.96 | Solar Inverter |  | OUTDOOR
SRP06729 | PV POWERED | PVP4800 | 4800 | 1 |  |  | 0.96 | Solar Inverter |  | INDOOR
SRP06731 | ENPHASE ENERGY | M200-32-240-S02 | 215 | 30 |  |  | 0.96 | Solar Inverter |  | Outside
SRP06733 | PV POWERED | PVP4800 | 4800 | 1 |  |  | 0.96 | Solar Inverter |  | INDOOR
SRP06736 | PV POWERED | PVP75KW-208 | 75000 | 1 |  |  | 0.96 | Solar Inverter |  | OUTDOOR
SRP06738 | SMA AMERICA | SB7000US (208V) | 7000 | 1 |  |  | 0.96 | Solar Inverter |  | Outside
SRP06741 | SMA AMERICA | SB3000US (208V) | 2500 | 1 |  |  | 0.96 | Solar Inverter |  | OUTDOOR
SRP06741 | SMA AMERICA | SB7000US (277V) | 8000 | 1 |  |  | 0.96 | Solar Inverter |  | Outside
SRP06742 | PV POWERED | PVP4800 | 4800 | 1 |  |  | 0.96 | Solar Inverter |  | Outside
SRP06744 | PV POWERED | PVP4800 | 4800 | 2 |  |  | 0.96 | Solar Inverter |  | INDOOR
SRP06748 | PV POWERED | PVP4800 | 4800 | 1 |  |  | 0.96 | Solar Inverter |  | INDOOR
SRP06750 | PV POWERED | PVP4800 | 4800 | 1 |  |  | 0.96 | Solar Inverter |  | INDOOR
SRP06750 | PV POWERED | PVP4800 | 4800 | 1 |  |  | 0.96 | Solar Inverter |  | INDOOR
SRP06751 | SMA AMERICA | SB4000US (240V) | 4000 | 1 |  |  | 0.96 | Solar Inverter |  | INDOOR
SRP06752 | PV POWERED | PVP4800 | 4800 | 1 |  |  | 0.96 | Solar Inverter |  | INDOOR
SRP06755 | ENPHASE ENERGY | M200-32-208-S01 | 215 | 28 |  |  | 0.96 | Solar Inverter |  | OUTDOOR
SRP06760 | SMA AMERICA | SB4000US (208V) | 4000 | 1 |  |  | 0.96 | Solar Inverter |  | INDOOR
SRP06763 | SMA AMERICA | SB4000US (208V) | 4000 | 1 |  |  | 0.96 | Solar Inverter |  | Inside
SRP06765 | PV POWERED | PVP4800 | 4800 | 1 |  |  | 0.96 | Solar Inverter |  | OUTDOOR
SRP06771 | ADVANCED ENERGY INDUSTRIES | 3159000-110 | 100000 | 2 |  |  | 0.96 | Solar Inverter |  | OUTDOOR
SRP06772 | ADVANCED ENERGY INDUSTRIES | 3159000-104 | 4200 | 1 |  |  | 0.96 | Solar Inverter |  | Inside
SRP06772 | ADVANCED ENERGY INDUSTRIES | 3159000-104 | 4200 | 1 |  |  | 0.96 | Solar Inverter |  | Inside
SRP06773 | FRONIUS USA |  | 7500 | 1 |  |  | 0.96 | Solar Inverter |  | INDOOR
SRP06779 | SATCON TECHNOLOGY | PVS-135 (208 V) | 135000 | 1 |  |  | 0.96 | Solar Inverter |  | INDOOR
SRP06780 | SATCON TECHNOLOGY | PVS-375 (480 V) | 375000 | 1 |  |  | 0.96 | Solar Inverter |  | OUTDOOR
SRP06781 | SMA AMERICA | SB3000US (208V) | 3000 | 1 |  |  | 0.96 | Solar Inverter |  | OUTDOOR
SRP06787 | SMA AMERICA | SB5000US (208V) | 5000 | 1 |  |  | 0.96 | Solar Inverter |  | Outside
SRP06788 | SMA AMERICA | SB1100U-SBD | 2000 | 3 |  |  | 0.96 | Solar Inverter |  | INDOOR
SRP06789 | SUNPOWER CORP (ORIGINAL MFRFRONIUS) | SPR-3300F-208 | 3000 | 1 |  |  | 0.96 | Solar Inverter |  | INDOOR
SRP06789 | SUNPOWER CORP (ORIGINAL MFRFRONIUS) | SPR-4000F-208 | 4000 | 1 |  |  | 0.96 | Solar Inverter |  | INDOOR
SRP06790 | ENPHASE ENERGY | M200-32-208-S01 | 210 | 24 |  |  | 0.96 | Solar Inverter |  | Outside
SRP06793 | PV POWERED | PVP4800 | 4800 | 1 |  |  | 0.96 | Solar Inverter |  | Outside
SRP06802 | ENPHASE ENERGY | M200-32-208-S01 | 215 | 39 |  |  | 0.96 | Solar Inverter |  | OUTDOOR
SRP06803 | ENPHASE ENERGY | M200-32-208-S01 | 215 | 16 |  |  | 0.96 | Solar Inverter |  | OUTDOOR
SRP06805 | ENPHASE ENERGY | M200-32-208-S01 | 215 | 30 |  |  | 0.96 | Solar Inverter |  | OUTDOOR
SRP06813 | PV POWERED | PVP4800 | 4800 | 1 |  |  | 0.96 | Solar Inverter |  | INDOOR
SRP06814 | SUNPOWER CORP (ORIGINAL MFRSMA) | SPR-7000M (240V) | 8000 | 1 |  |  | 0.96 | Solar Inverter |  | INDOOR
SRP06817 | SMA AMERICA | SB3000US (208V) | 3000 | 1 |  |  | 0.96 | Solar Inverter |  | Inside
SRP06821 | PV POWERED | PVP4800 | 4800 | 1 |  |  | 0.96 | Solar Inverter |  | OUTDOOR
SRP06822 | PV POWERED | PVP4800 | 4800 | 1 |  |  | 0.96 | Solar Inverter |  | INDOOR
SRP06824 | PV POWERED | PVP4800 | 4800 | 1 |  |  | 0.96 | Solar Inverter |  | INDOOR
SRP06825 | SMA AMERICA | SB3000US (208V) | 3000 | 1 |  |  | 0.96 | Solar Inverter |  | INDOOR
SRP06826 | PV POWERED | PVP4800 | 4800 | 1 |  |  | 0.96 | Solar Inverter |  | INDOOR
SRP06826 | PV POWERED | PVP4800 | 4800 | 1 |  |  | 0.96 | Solar Inverter |  | INDOOR
SRP06828 | SATCON TECHNOLOGY | PVS-135 (240 V) | 135000 | 1 |  |  | 0.96 | Solar Inverter |  | OUTDOOR
SRP06839 | SMA AMERICA | SB4000US (208V) | 4000 | 1 |  |  | 0.96 | Solar Inverter |  | OUTDOOR
SRP06839 | SMA AMERICA | SB7000US (277V) | 8000 | 1 |  |  | 0.96 | Solar Inverter |  | OUTDOOR
SRP06850 | ENPHASE ENERGY | M200-32-240-S02 | 215 | 32 |  |  | 0.96 | Solar Inverter |  | Outside
SRP06856 | ENPHASE ENERGY | M200-32-240-S02 | 215 | 36 |  |  | 0.96 | Solar Inverter |  | OUTDOOR
SRP06861 | ENPHASE ENERGY | M200-32-240-S02 | 215 | 68 |  |  | 0.96 | Solar Inverter |  | OUTDOOR
SRP06862 | POWER-ONE | PVI-6000-OUTD-US (208 V) | 6000 | 1 |  |  | 0.96 | Solar Inverter |  | INDOOR
SRP06865 | SMA AMERICA | SB3000US (208V) | 3000 | 1 |  |  | 0.96 | Solar Inverter |  | INDOOR
SRP06865 | SMA AMERICA | SB4000US (208V) | 4000 | 1 |  |  | 0.96 | Solar Inverter |  | INDOOR
SRP06865 | SMA AMERICA | SB5000US (240V) | 5000 | 1 |  |  | 0.96 | Solar Inverter |  | Inside
SRP06869 | SMA AMERICA | SB3000US (208V) | 3000 | 1 |  |  | 0.96 | Solar Inverter |  | Outside
SRP06881 | ENPHASE ENERGY | M200-32-208-S01 | 215 | 50 |  |  | 0.96 | Solar Inverter |  | OUTDOOR
SRP06885 | ENPHASE ENERGY | M200-32-208-S01 | 215 | 33 |  |  | 0.96 | Solar Inverter |  | OUTDOOR
SRP06888 | SMA AMERICA | SB7000US (277V) | 8000 | 1 |  |  | 0.96 | Solar Inverter |  | OUTDOOR
SRP06889 | SMA AMERICA | SB7000US (277V) | 8000 | 1 |  |  | 0.96 | Solar Inverter |  | INDOOR
SRP06900 | PV POWERED | PVP4800 | 4800 | 1 |  |  | 0.96 | Solar Inverter |  | OUTDOOR
SRP06903 | PV POWERED | PVP4800 | 4800 | 2 |  |  | 0.96 | Solar Inverter |  | INDOOR
SRP06906 | PV POWERED | PVP4800 | 4800 | 2 |  |  | 0.96 | Solar Inverter |  | Outside
SRP06913 | ENPHASE ENERGY | M200-32-240-S02 | 215 | 33 |  |  | 0.96 | Solar Inverter |  | OUTDOOR
SRP06917 | PV POWERED | PVP30KW-208 | 50000 | 1 |  |  | 0.96 | Solar Inverter |  | OUTDOOR
SRP06922 | PV POWERED | PVP100KW-208 | 100000 | 1 |  |  | 0.96 | Solar Inverter |  | OUTDOOR
SRP06944 | SMA AMERICA | SB4000US (208V) | 4000 | 1 |  |  | 0.96 | Solar Inverter |  | Outside
SRP06945 | SATCON TECHNOLOGY | PVS-135 (208 V) | 135000 | 1 |  |  | 0.96 | Solar Inverter |  | OUTDOOR
SRP06951 | SMA AMERICA | SB7000US (277V) | 7000 | 1 |  |  | 0.96 | Solar Inverter |  | OUTDOOR
SRP06952 | ENPHASE ENERGY | M200-32-208-S01 | 215 | 40 |  |  | 0.96 | Solar Inverter |  | OUTDOOR
SRP06955 | SMA AMERICA | SB5000US (208V) | 5000 | 1 |  |  | 0.96 | Solar Inverter |  | OUTDOOR
SRP06956 | ENPHASE ENERGY | M200-32-208-S01 | 190 | 14 |  |  | 0.96 | Solar Inverter |  | OUTDOOR
SRP06960 | PV POWERED | PVP4800 | 4800 | 2 |  |  | 0.96 | Solar Inverter |  | OUTDOOR
SRP06963 | PV POWERED | PVP4800 | 4800 | 1 |  |  | 0.96 | Solar Inverter |  | OUTDOOR
SRP06964 | SMA AMERICA | SB3000US (208V) | 3000 | 1 |  |  | 0.96 | Solar Inverter |  | INDOOR
SRP06965 | PV POWERED | PVP4800 | 4800 | 1 |  |  | 0.96 | Solar Inverter |  | Outside
SRP06965 | PV POWERED | PVP4800 | 4800 | 1 |  |  | 0.96 | Solar Inverter |  | Outside
SRP06966 | PV POWERED | PVP4800 | 4800 | 2 |  |  | 0.96 | Solar Inverter |  | INDOOR
SRP06968 | SMA AMERICA | SB3000US (208V) | 3000 | 1 |  |  | 0.96 | Solar Inverter |  | INDOOR
SRP06969 | PV POWERED | PVP4800 | 4800 | 1 |  |  | 0.96 | Solar Inverter |  | INDOOR
SRP06969 | PV POWERED | PVP4800 | 4800 | 1 |  |  | 0.96 | Solar Inverter |  | Inside
SRP06970 | SMA AMERICA | SB3000HFUS-30 (208V) | 3000 | 40 |  |  | 0.96 | Solar Inverter |  | OUTDOOR
SRP06970 | SMA AMERICA | SB4000US (208V) | 4000 | 70 |  |  | 0.96 | Solar Inverter |  | OUTDOOR
SRP06970 | SMA AMERICA | SB5000US (208V) | 5000 | 133 |  |  | 0.96 | Solar Inverter |  | OUTDOOR
SRP06978 | ENPHASE ENERGY | M200-32-240-S02 | 215 | 16 |  |  | 0.96 | Solar Inverter |  | INDOOR
SRP06978 | ENPHASE ENERGY | M200-32-240-S02 | 215 | 32 |  |  | 0.96 | Solar Inverter |  | INDOOR
SRP06979 | SMA AMERICA | SB1100U | 2500 | 1 |  |  | 0.96 | Solar Inverter |  | Outside
SRP06980 | SATCON TECHNOLOGY | PVS-100 (208 V) | 100000 | 1 |  |  | 0.96 | Solar Inverter |  | OUTDOOR
SRP06980 | SATCON TECHNOLOGY | PVS-75 (208 V) | 75000 | 1 |  |  | 0.96 | Solar Inverter |  | OUTDOOR
SRP06981 | SATCON TECHNOLOGY | PVS-100 (208 V) | 100000 | 1 |  |  | 0.96 | Solar Inverter |  | OUTDOOR
SRP06981 | SATCON TECHNOLOGY | PVS-75 (208 V) | 75000 | 1 |  |  | 0.96 | Solar Inverter |  | OUTDOOR
SRP06982 | SATCON TECHNOLOGY | PVS-100 (208 V) | 100000 | 2 |  |  | 0.96 | Solar Inverter |  | OUTDOOR
SRP06983 | SATCON TECHNOLOGY | PVS-100 (240 V) | 100000 | 1 |  |  | 0.96 | Solar Inverter |  | OUTDOOR
SRP06983 | SATCON TECHNOLOGY | PVS-75 (240 V) | 75000 | 1 |  |  | 0.96 | Solar Inverter |  | OUTDOOR
SRP06984 | SATCON TECHNOLOGY | PVS-100 (208 V) | 100000 | 1 |  |  | 0.96 | Solar Inverter |  | OUTDOOR
SRP06984 | SATCON TECHNOLOGY | PVS-75 (208 V) | 75000 | 1 |  |  | 0.96 | Solar Inverter |  | OUTDOOR
SRP06985 | SATCON TECHNOLOGY | PVS-100 (208 V) | 100000 | 1 |  |  | 0.96 | Solar Inverter |  | INDOOR
SRP06987 | ENPHASE ENERGY | M175-24-208-S | 190 | 6 |  |  | 0.96 | Solar Inverter |  | Outside
SRP06987 | ENPHASE ENERGY | M200-32-240-S02 | 380 | 34 |  |  | 0.96 | Solar Inverter |  | OUTDOOR
SRP06988 | SATCON TECHNOLOGY | PVS-100 (240 V) | 100000 | 1 |  |  | 0.96 | Solar Inverter |  | OUTDOOR
SRP06988 | SATCON TECHNOLOGY | PVS-75 (240 V) | 75000 | 1 |  |  | 0.96 | Solar Inverter |  | OUTDOOR
SRP06990 | SATCON TECHNOLOGY | PVS-100 (480 V) | 100000 | 2 |  |  | 0.96 | Solar Inverter |  | OUTDOOR
SRP06992 | SATCON TECHNOLOGY | PVS-100 (240 V) | 100000 | 1 |  |  | 0.96 | Solar Inverter |  | OUTDOOR
SRP06992 | SATCON TECHNOLOGY | PVS-75 (240 V) | 75000 | 1 |  |  | 0.96 | Solar Inverter |  | OUTDOOR
SRP06993 | ENPHASE ENERGY | M200-32-208-S01 | 215 | 37 |  |  | 0.96 | Solar Inverter |  | OUTDOOR
SRP06994 | SCHUCO USA | SB7000US (277V) | 8000 | 1 |  |  | 0.96 | Solar Inverter |  | Outside
SRP06995 | PV POWERED | PVP100KW-208 | 100000 | 1 |  |  | 0.96 | Solar Inverter |  | OUTDOOR
SRP07017 | ENPHASE ENERGY | M200-32-240-S02 | 215 | 48 |  |  | 0.96 | Solar Inverter |  | Outside
SRP07017 | ENPHASE ENERGY | M200-32-240-S02 | 215 | 67 |  |  | 0.96 | Solar Inverter |  | Outside
SRP07021 | PV POWERED | PVP4800 | 4800 | 1 |  |  | 0.96 | Solar Inverter |  | Outside
SRP07024 | PV POWERED | PVP4800 | 4800 | 2 |  |  | 0.96 | Solar Inverter |  | Outside
SRP07026 | SCHUCO USA | SB7000US (240V) | 7000 | 1 |  |  | 0.96 | Solar Inverter |  | OUTDOOR
SRP07030 | SOLECTRIA RENEWABLES | PVI13KW-208 | 10000 | 1 |  |  | 0.96 | Solar Inverter |  | Outside
SRP07030 | SOLECTRIA RENEWABLES | PVI15KW-208 | 15000 | 1 |  |  | 0.96 | Solar Inverter |  | Outside
SRP07032 | PV POWERED | PVP4800 | 4800 | 1 |  |  | 0.96 | Solar Inverter |  | Outside
SRP07035 | SATCON TECHNOLOGY | PVS-250 (240 V) | 250000 | 1 |  |  | 0.96 | Solar Inverter |  | OUTDOOR
SRP07039 | ENPHASE ENERGY | M200-32-240-S02 | 215 | 13 |  |  | 0.96 | Solar Inverter |  | Outside
SRP07046 | POWER-ONE | PVI-3600-OUTD-US-F (240V) | 3600 | 1 |  |  | 0.96 | Solar Inverter |  | OUTDOOR
SRP07052 | POWER-ONE | PVI-3600-OUTD-US-F (208V) | 3600 | 1 |  |  | 0.96 | Solar Inverter |  | Outside
SRP07052 | POWER-ONE | PVI-5000-OUTD-US (240 V) | 5000 | 1 |  |  | 0.96 | Solar Inverter |  | Outside
SRP07058 | SMA AMERICA | SB3000US (208V) | 3000 | 1 |  |  | 0.96 | Solar Inverter |  | OUTDOOR
SRP07058 | SMA AMERICA | SB4000US (240V) | 4000 | 1 |  |  | 0.96 | Solar Inverter |  | OUTDOOR
SRP07061 | PV POWERED | PVP4800 | 4800 | 1 |  |  | 0.96 | Solar Inverter |  | INDOOR
SRP07070 | SMA AMERICA | SB4000US (208V) | 4000 | 1 |  |  | 0.96 | Solar Inverter |  | Outside
SRP07072 | SATCON TECHNOLOGY | PVS-50 (240 V) | 50000 | 1 |  |  | 0.96 | Solar Inverter |  | Inside
SRP07077 | SMA AMERICA | SB3000US (208V) | 3000 | 1 |  |  | 0.96 | Solar Inverter |  | INDOOR
SRP07079 | POWER-ONE | PVI-3600-OUTD-US-F (240V) | 4200 | 1 |  |  | 0.96 | Solar Inverter |  | OUTDOOR
SRP07082 | POWER-ONE | PVI-3600-OUTD-US-F (208V) | 3600 | 1 |  |  | 0.96 | Solar Inverter |  | OUTDOOR
SRP07114 | FRONIUS USA |  | 5000 | 1 |  |  | 0.96 | Solar Inverter |  | INDOOR
SRP07119 | SATCON TECHNOLOGY | PVS-500 (480 V) | 500000 | 1 |  |  | 0.96 | Solar Inverter |  | OUTDOOR
SRP07122 | SMA AMERICA | SB4000US (240V) | 4000 | 1 |  |  | 0.96 | Solar Inverter |  | INDOOR
SRP07123 | PV POWERED | PVP4800 | 4800 | 1 |  |  | 0.96 | Solar Inverter |  | OUTDOOR
SRP07123 | PV POWERED | PVP4800 | 4800 | 1 |  |  | 0.96 | Solar Inverter |  | OUTDOOR
SRP07125 | FRONIUS USA |  | 6000 | 2 |  |  | 0.96 | Solar Inverter |  | INDOOR
SRP07126 | PV POWERED | PVP4800 | 4800 | 1 |  |  | 0.96 | Solar Inverter |  | INDOOR
SRP07127 | SMA AMERICA | SB4000US (240V) | 4000 | 1 |  |  | 0.96 | Solar Inverter |  | INDOOR
SRP07128 | ENPHASE ENERGY | M175-24-240-S02 | 215 | 24 |  |  | 0.96 | Solar Inverter |  | OUTDOOR
SRP07129 | ENPHASE ENERGY | M200-32-208-S02 | 215 | 14 |  |  | 0.96 | Solar Inverter |  | Outside
SRP07129 | ENPHASE ENERGY | M200-32-208-S02 | 215 | 14 |  |  | 0.96 | Solar Inverter |  | Outside
SRP07143 | PV POWERED | PVP75KW-480 | 75000 | 2 |  |  | 0.96 | Solar Inverter |  | OUTDOOR
SRP07145 | SMA AMERICA | SB4000US (208V) | 4000 | 1 |  |  | 0.96 | Solar Inverter |  | INDOOR
SRP07145 | SMA AMERICA | SB5000US (277V) | 5000 | 1 |  |  | 0.96 | Solar Inverter |  | Inside
SRP07146 | PV POWERED | PVP4800 | 4800 | 1 |  |  | 0.96 | Solar Inverter |  | Inside
SRP07146 | SMA AMERICA | SB4000US (208V) | 4000 | 1 |  |  | 0.96 | Solar Inverter |  | Inside
SRP07147 | PV POWERED | PVP4800 | 4800 | 2 |  |  | 0.96 | Solar Inverter |  | Inside
SRP07152 | PV POWERED | PVP4800 | 4800 | 2 |  |  | 0.96 | Solar Inverter |  | INDOOR
SRP07154 | PV POWERED | PVP4800 | 4800 | 1 |  |  | 0.96 | Solar Inverter |  | INDOOR
SRP07159 | SMA AMERICA | SB3000US (240V) | 2500 | 1 |  |  | 0.96 | Solar Inverter |  | OUTDOOR
SRP07166 | SMA AMERICA | SB3000US (240V) | 3000 | 1 |  |  | 0.96 | Solar Inverter |  | OUTDOOR
SRP07172 | PV POWERED | PVP4800 | 4800 | 1 |  |  | 0.96 | Solar Inverter |  | INDOOR
SRP07179 | ENPHASE ENERGY | M200-32-240-S02 | 215 | 120 |  |  | 0.96 | Solar Inverter |  | Outside
SRP07182 | SMA AMERICA | SB1100U-SBD | 3000 | 1 |  |  | 0.96 | Solar Inverter |  | OUTDOOR
SRP07188 | PV POWERED | PVP4800 | 4800 | 1 |  |  | 0.96 | Solar Inverter |  | Inside
SRP07188 | PV POWERED | PVP4800 | 4800 | 1 |  |  | 0.96 | Solar Inverter |  | Inside
SRP07189 | SMA AMERICA | SB3000US (208V) | 2500 | 1 |  |  | 0.96 | Solar Inverter |  | INDOOR
SRP07189 | SMA AMERICA | SB4000US (208V) | 4000 | 1 |  |  | 0.96 | Solar Inverter |  | INDOOR
SRP07190 | FRONIUS USA |  | 10000 | 2 |  |  | 0.96 | Solar Inverter |  | OUTDOOR
SRP07209 | FRONIUS USA |  | 7500 | 1 |  |  | 0.96 | Solar Inverter |  | OUTDOOR
SRP07213 | POWER-ONE | PVI-3600-OUTD-US-F (208V) | 3600 | 1 |  |  | 0.96 | Solar Inverter |  | OUTDOOR
SRP07221 | ENPHASE ENERGY | M200-32-208-S01 | 190 | 6 |  |  | 0.96 | Solar Inverter |  | OUTDOOR
SRP07222 | PV POWERED | PVP4800 | 4800 | 2 |  |  | 0.96 | Solar Inverter |  | OUTDOOR
SRP07228 | SMA AMERICA | SB5000US | 5000 | 1 |  |  | 0.96 | Solar Inverter |  | OUTDOOR
SRP07233 | FRONIUS USA |  | 6000 | 1 |  |  | 0.96 | Solar Inverter |  | OUTDOOR
SRP07237 | SMA AMERICA | SB7000US (240V) | 7000 | 1 |  |  | 0.96 | Solar Inverter |  | OUTDOOR
SRP07239 | POWER-ONE | PVI-5000-OUTD-US (208 V) | 4200 | 1 |  |  | 0.96 | Solar Inverter |  | OUTDOOR
SRP07249 | ENPHASE ENERGY | M215-60-2LL-S2X | 215 | 94 |  |  | 0.96 | Solar Inverter |  | OUTDOOR
SRP07250 | ENPHASE ENERGY | M200-32-240-S02 | 215 | 24 |  |  | 0.96 | Solar Inverter |  | OUTDOOR
SRP07251 | ENPHASE ENERGY | M200-32-240-S02 | 215 | 21 |  |  | 0.96 | Solar Inverter |  | OUTDOOR
SRP07255 | FRONIUS USA |  | 6000 | 1 |  |  | 0.96 | Solar Inverter |  | Outside
SRP07256 | SMA AMERICA | SB5000US | 5000 | 1 |  |  | 0.96 | Solar Inverter |  | INDOOR
SRP07259 | ENPHASE ENERGY | M200-32-240-S02 | 210 | 10 |  |  | 0.96 | Solar Inverter |  | OUTDOOR
SRP07260 | FRONIUS USA |  | 7500 | 1 |  |  | 0.96 | Solar Inverter |  | OUTDOOR
SRP07261 | ENPHASE ENERGY | M200-32-240-S02 | 215 | 40 |  |  | 0.96 | Solar Inverter |  | OUTDOOR
SRP07262 | ENPHASE ENERGY | M200-32-208-S01 | 215 | 39 |  |  | 0.96 | Solar Inverter |  | OUTDOOR
SRP07269 | PV POWERED | PVP4800 | 4800 | 1 |  |  | 0.96 | Solar Inverter |  | OUTDOOR
SRP07271 | PV POWERED | PVP4800 | 4800 | 1 |  |  | 0.96 | Solar Inverter |  | INDOOR
SRP07272 | PV POWERED | PVP4800 | 4800 | 1 |  |  | 0.96 | Solar Inverter |  | OUTDOOR
SRP07272 | PV POWERED | PVP4800 | 4800 | 1 |  |  | 0.96 | Solar Inverter |  | OUTDOOR
SRP07274 | PV POWERED | PVP4800 | 4800 | 1 |  |  | 0.96 | Solar Inverter |  | Inside
SRP07280 | ENPHASE ENERGY | M200-32-240-S02 | 215 | 23 |  |  | 0.96 | Solar Inverter |  | OUTDOOR
SRP07285 | SMA AMERICA | SB4000US (240V) | 4000 | 1 |  |  | 0.96 | Solar Inverter |  | INDOOR
SRP07287 | SMA AMERICA | SWR2100U | 2000 | 1 |  |  | 0.96 | Solar Inverter |  | OUTDOOR
SRP07287 | SMA AMERICA | SWR2500U-SBD (240V) | 2500 | 1 |  |  | 0.96 | Solar Inverter |  | OUTDOOR
SRP07288 | SMA AMERICA | SWR2500U (240V) | 2500 | 1 |  |  | 0.96 | Solar Inverter |  | OUTDOOR
SRP07291 | SMA AMERICA | SWR2500U (240V) | 2500 | 1 |  |  | 0.96 | Solar Inverter |  | Outside
SRP07293 | SMA AMERICA | SWR2100U | 2000 | 1 |  |  | 0.96 | Solar Inverter |  | OUTDOOR
SRP07294 | POWER-ONE | PVI-5000-OUTD-US (208 V) | 5000 | 1 |  |  | 0.96 | Solar Inverter |  | OUTDOOR
SRP07295 | ENPHASE ENERGY | M200-32-208-S02 | 215 | 18 |  |  | 0.96 | Solar Inverter |  | INDOOR
SRP07296 | POWER-ONE | PVI-3600-OUTD-US-F (208V) | 3600 | 1 |  |  | 0.96 | Solar Inverter |  | INDOOR
SRP07297 | SMA AMERICA | SB4000US (208V) | 4000 | 1 |  |  | 0.96 | Solar Inverter |  | INDOOR
SRP07298 | PV POWERED | PVP4800 | 4800 | 2 |  |  | 0.96 | Solar Inverter |  | INDOOR
SRP07299 | PV POWERED | PVP2000 | 4800 | 1 |  |  | 0.96 | Solar Inverter |  | OUTDOOR
SRP07300 | SMA AMERICA | SB3000US (208V) | 3000 | 1 |  |  | 0.96 | Solar Inverter |  | INDOOR
SRP07300 | SMA AMERICA | SB4000US (208V) | 4000 | 1 |  |  | 0.96 | Solar Inverter |  | Inside
SRP07302 | PV POWERED | PVP4800 | 4800 | 2 |  |  | 0.96 | Solar Inverter |  | INDOOR
SRP07308 | POWER-ONE | PVI-3000-I-OUTD-US-F (208V) | 3000 | 1 |  |  | 0.96 | Solar Inverter |  | OUTDOOR
SRP07310 | SMA AMERICA | SB7000US (240V) | 7000 | 1 |  |  | 0.96 | Solar Inverter |  | Inside
SRP07311 | SMA AMERICA | SB3000US (208V) | 2500 | 1 |  |  | 0.96 | Solar Inverter |  | INDOOR
SRP07314 | SMA AMERICA | SB7000US (240V) | 7000 | 1 |  |  | 0.96 | Solar Inverter |  | Inside
SRP07320 | PV POWERED | PVP4800 | 4800 | 1 |  |  | 0.96 | Solar Inverter |  | Outside
SRP07324 | SMA AMERICA | SB3000US (208V) | 3000 | 2 |  |  | 0.96 | Solar Inverter |  | OUTDOOR
SRP07327 | SMA AMERICA | SB7000US (240V) | 7000 | 1 |  |  | 0.96 | Solar Inverter |  | OUTDOOR
SRP07330 | ENPHASE ENERGY | M215-60-2LL-S2X | 215 | 58 |  |  | 0.96 | Solar Inverter |  | OUTDOOR
SRP07332 | FRONIUS USA |  | 7500 | 1 |  |  | 0.96 | Solar Inverter |  | INDOOR
SRP07338 | POWER-ONE | PVI-3000-I-OUTD-US (208V) | 3000 | 2 |  |  | 0.96 | Solar Inverter |  | Outside
SRP07341 | SMA AMERICA | SB3000US (240V) | 2500 | 1 |  |  | 0.96 | Solar Inverter |  | OUTDOOR
SRP07341 | SMA AMERICA | SB7000US (240V) | 7000 | 1 |  |  | 0.96 | Solar Inverter |  | OUTDOOR
SRP07344 | SMA AMERICA | SB3000US (240V) | 3000 | 1 |  |  | 0.96 | Solar Inverter |  | Outside
SRP07347 | ENPHASE ENERGY | M200-32-240-S02 | 215 | 22 |  |  | 0.96 | Solar Inverter |  | OUTDOOR
SRP07350 | POWER-ONE | PVI-3000-I-OUTD-US-F (240V) | 3000 | 1 |  |  | 0.96 | Solar Inverter |  | OUTDOOR
SRP07350 | POWER-ONE | PVI-3600-OUTD-US-F (240V) | 3600 | 1 |  |  | 0.96 | Solar Inverter |  | OUTDOOR
SRP07351 | SMA AMERICA | SB3000US (208V) | 3000 | 2 |  |  | 0.96 | Solar Inverter |  | OUTDOOR
SRP07353 | POWER-ONE | PVI-6000-OUTD-US (240 V) | 6000 | 1 |  |  | 0.96 | Solar Inverter |  | OUTDOOR
SRP07360 | POWER-ONE | PVI-3600-OUTD-US-F (208V) | 3600 | 1 |  |  | 0.96 | Solar Inverter |  | OUTDOOR
SRP07362 | POWER-ONE | PVI-6000-OUTD-US (208 V) | 6000 | 1 |  |  | 0.96 | Solar Inverter |  | OUTDOOR
SRP07368 | SMA AMERICA | SB3000US (208V) | 3000 | 1 |  |  | 0.96 | Solar Inverter |  | Outside
SRP07372 | PV POWERED | PVP75KW-480 | 75000 | 1 |  |  | 0.96 | Solar Inverter |  | OUTDOOR
SRP07394 | SMA AMERICA | SB7000US (208V) | 8000 | 1 |  |  | 0.96 | Solar Inverter |  | INDOOR
SRP07400 | SMA AMERICA | SB4000US (240V) | 4000 | 1 |  |  | 0.96 | Solar Inverter |  | Outside
SRP07407 | ENPHASE ENERGY | M200-32-208-S01 | 190 | 6 |  |  | 0.96 | Solar Inverter |  | OUTDOOR
SRP07409 | PV POWERED | PVP4800 | 4800 | 1 |  |  | 0.96 | Solar Inverter |  | OUTDOOR
SRP07410 | PV POWERED | PVP4800 | 4800 | 1 |  |  | 0.96 | Solar Inverter |  | INDOOR
SRP07422 | SMA AMERICA | SB7000US (277V) | 8000 | 1 |  |  | 0.96 | Solar Inverter |  | OUTDOOR
SRP07432 | PV POWERED | PVP4800 | 4800 | 1 |  |  | 0.96 | Solar Inverter |  | INDOOR
SRP07433 | PV POWERED | PVP4800 | 4800 | 3 |  |  | 0.96 | Solar Inverter |  | INDOOR
SRP07436 | SMA AMERICA | SB5000US | 5000 | 6 |  |  | 0.96 | Solar Inverter |  | OUTDOOR
SRP07438 | SATCON TECHNOLOGY | PVS-250 (480 V) | 250000 | 1 |  |  | 0.96 | Solar Inverter |  | OUTDOOR
SRP07440 | ENPHASE ENERGY | M200-32-240-S02 | 215 | 30 |  |  | 0.96 | Solar Inverter |  | OUTDOOR
SRP07441 | ENPHASE ENERGY | M200-32-240-S01 | 215 | 34 |  |  | 0.96 | Solar Inverter |  | OUTDOOR
SRP07442 | ENPHASE ENERGY | M200-32-240-S02 | 215 | 42 |  |  | 0.96 | Solar Inverter |  | OUTDOOR
SRP07452 | PV POWERED | PVP4800 | 4800 | 1 |  |  | 0.96 | Solar Inverter |  | OUTDOOR
SRP07461 | PV POWERED | PVP4800 | 4800 | 1 |  |  | 0.96 | Solar Inverter |  | Inside
SRP07461 | PV POWERED | PVP4800 | 4800 | 1 |  |  | 0.96 | Solar Inverter |  | Inside
SRP07468 | SMA AMERICA | SB7000US (277V) | 8000 | 2 |  |  | 0.96 | Solar Inverter |  | INDOOR
SRP07471 | SMA AMERICA | SB7000US (208V) | 7000 | 1 |  |  | 0.96 | Solar Inverter |  | INDOOR
SRP07472 | ADVANCED ENERGY INDUSTRIES | 3159000-104 | 333000 | 1 |  |  | 0.96 | Solar Inverter |  | INDOOR
SRP07477 | SMA AMERICA | SB7000US (277V) | 7000 | 1 |  |  | 0.96 | Solar Inverter |  | Outside
SRP07477 | SMA AMERICA | SB7000US (277V) | 8000 | 30 |  |  | 0.96 | Solar Inverter |  | OUTDOOR
SRP07486 | SMA AMERICA | SB2000HFUS-30 (208V) | 2000 | 1 |  |  | 0.96 | Solar Inverter |  | Outside
SRP07486 | SMA AMERICA | SB8000TL-US (208V) | 8000 | 1 |  |  | 0.96 | Solar Inverter |  | Outside
SRP07488 | ENPHASE ENERGY | M200-32-240-S02 | 215 | 36 |  |  | 0.96 | Solar Inverter |  | OUTDOOR
SRP07489 | PV POWERED | PVP75KW-480 | 75000 | 1 |  |  | 0.96 | Solar Inverter |  | OUTDOOR
SRP07491 | SMA AMERICA | SB4000US (208V) | 4000 | 1 |  |  | 0.96 | Solar Inverter |  | INDOOR
SRP07494 | SMA AMERICA | SB4000US (208V) | 4000 | 1 |  |  | 0.96 | Solar Inverter |  | INDOOR
SRP07495 | PV POWERED | PVP4800 | 4800 | 2 |  |  | 0.96 | Solar Inverter |  | OUTDOOR
SRP07499 | PV POWERED | PVP4800 | 4800 | 2 |  |  | 0.96 | Solar Inverter |  | OUTDOOR
SRP07500 | SATCON TECHNOLOGY | PVS-100 (208 V) | 110000 | 2 |  |  | 0.96 | Solar Inverter |  | INDOOR
SRP07504 | ENPHASE ENERGY | M200-32-240-S01 | 215 | 40 |  |  | 0.96 | Solar Inverter |  | OUTDOOR
SRP07514 | SMA AMERICA | SB7000US (277V) | 8000 | 1 |  |  | 0.96 | Solar Inverter |  | Inside
SRP07524 | FRONIUS USA |  | 6000 | 1 |  |  | 0.96 | Solar Inverter |  | OUTDOOR
SRP07526 | SMA AMERICA | SB3000US (208V) | 3000 | 1 |  |  | 0.96 | Solar Inverter |  | OUTDOOR
SRP07526 | SMA AMERICA | SB4000US (208V) | 4000 | 2 |  |  | 0.96 | Solar Inverter |  | OUTDOOR
SRP07528 | PV POWERED | PVP4800 | 4800 | 1 |  |  | 0.96 | Solar Inverter |  | Inside
SRP07532 | SMA AMERICA | SB3000US (240V) | 3000 | 1 |  |  | 0.96 | Solar Inverter |  | Outside
SRP07537 | FRONIUS USA |  | 6000 | 1 |  |  | 0.96 | Solar Inverter |  | INDOOR
SRP07541 | ENPHASE ENERGY | M200-32-208-S02 | 210 | 31 |  |  | 0.96 | Solar Inverter |  | OUTDOOR
SRP07543 | PV POWERED | PVP5200 | 50000 | 1 |  |  | 0.96 | Solar Inverter |  | OUTDOOR
SRP07544 | SMA AMERICA | SB3000US (240V) | 3000 | 1 |  |  | 0.96 | Solar Inverter |  | OUTDOOR
SRP07544 | SMA AMERICA | SB5000US | 5000 | 1 |  |  | 0.96 | Solar Inverter |  | OUTDOOR
SRP07547 | SMA AMERICA | SB3000US (240V) | 3000 | 1 |  |  | 0.96 | Solar Inverter |  | INDOOR
SRP07553 | SMA AMERICA | SWR2500U (240V) | 2500 | 1 |  |  | 0.96 | Solar Inverter |  | INDOOR
SRP07566 | PV POWERED | PVP4800 | 4800 | 1 |  |  | 0.96 | Solar Inverter |  | Outside
SRP07568 | SMA AMERICA | SB5000US | 5000 | 2 |  |  | 0.96 | Solar Inverter |  | INDOOR
SRP07568 | SMA AMERICA | SB5000US | 5000 | 2 |  |  | 0.96 | Solar Inverter |  | INDOOR
SRP07569 | PV POWERED | PVP4800 | 4800 | 1 |  |  | 0.96 | Solar Inverter |  | INDOOR
SRP07578 | PV POWERED | PVP4800 | 4800 | 1 |  |  | 0.96 | Solar Inverter |  | INDOOR
SRP07582 | POWER-ONE | PVI-3600-US (240V) | 4200 | 1 |  |  | 0.96 | Solar Inverter |  | OUTDOOR
SRP07590 | ENPHASE ENERGY | M200-32-240-S02 | 215 | 5 |  |  | 0.96 | Solar Inverter |  | OUTDOOR
SRP07590 | ENPHASE ENERGY | M200-32-240-S02 | 215 | 12 |  |  | 0.96 | Solar Inverter |  | OUTDOOR
SRP07591 | ENPHASE ENERGY | M200-32-208-S01 | 215 | 3 |  |  | 0.96 | Solar Inverter |  | OUTDOOR
SRP07591 | ENPHASE ENERGY | M200-32-208-S01 | 215 | 13 |  |  | 0.96 | Solar Inverter |  | OUTDOOR
SRP07596 | ENPHASE ENERGY | M200-32-240-S02 | 215 | 17 |  |  | 0.96 | Solar Inverter |  | OUTDOOR
SRP07599 | SUNPOWER CORP (ORIGINAL MFRSMA) | SPR-4000M (240V) | 4000 | 1 |  |  | 0.96 | Solar Inverter |  | INDOOR
SRP07601 | ENPHASE ENERGY | M200-32-240-S02 | 215 | 11 |  |  | 0.96 | Solar Inverter |  | OUTDOOR
SRP07601 | ENPHASE ENERGY | M200-32-240-S02 | 215 | 12 |  |  | 0.96 | Solar Inverter |  | OUTDOOR
SRP07606 | ENPHASE ENERGY | M200-32-208-S01 | 215 | 15 |  |  | 0.96 | Solar Inverter |  | OUTDOOR
SRP07609 | ENPHASE ENERGY | M200-32-208-S01 | 215 | 16 |  |  | 0.96 | Solar Inverter |  | OUTDOOR
SRP07613 | POWER-ONE | PVI-5000-OUTD-US (208 V) | 4200 | 1 |  |  | 0.96 | Solar Inverter |  | OUTDOOR
SRP07616 | POWER-ONE | PVI-5000-OUTD-US (208 V) | 4200 | 1 |  |  | 0.96 | Solar Inverter |  | OUTDOOR
SRP07619 | ENPHASE ENERGY | M200-32-240-S02 | 215 | 5 |  |  | 0.96 | Solar Inverter |  | OUTDOOR
SRP07619 | ENPHASE ENERGY | M200-32-240-S02 | 215 | 12 |  |  | 0.96 | Solar Inverter |  | OUTDOOR
SRP07620 | SATCON TECHNOLOGY | PVS-375 (480 V) | 375000 | 1 |  |  | 0.96 | Solar Inverter |  | OUTDOOR
SRP07620 | SATCON TECHNOLOGY | PVS-500 (480 V) | 500000 | 1 |  |  | 0.96 | Solar Inverter |  | OUTDOOR
SRP07628 | ENPHASE ENERGY | M200-32-240-S02 | 190 | 4 |  |  | 0.96 | Solar Inverter |  | OUTDOOR
SRP07628 | ENPHASE ENERGY | M200-32-240-S02 | 215 | 19 |  |  | 0.96 | Solar Inverter |  | OUTDOOR
SRP07632 | ENPHASE ENERGY | M200-32-208-S01 | 215 | 34 |  |  | 0.96 | Solar Inverter |  | OUTDOOR
SRP07634 | SMA AMERICA | SB4000US (240V) | 4000 | 1 |  |  | 0.96 | Solar Inverter |  | OUTDOOR
SRP07634 | SMA AMERICA | SB5000US (240V) | 5000 | 2 |  |  | 0.96 | Solar Inverter |  | OUTDOOR
SRP07636 | POWER-ONE | PVI-5000-OUTD-US (240 V) | 5000 | 1 |  |  | 0.96 | Solar Inverter |  | OUTDOOR
SRP07636 | POWER-ONE | PVI-5000-OUTD-US (240 V) | 5000 | 1 |  |  | 0.96 | Solar Inverter |  | OUTDOOR
SRP07645 | POWER-ONE | PVI-3000-I-OUTD-US | 3000 | 1 |  |  | 0.96 | Solar Inverter |  | OUTDOOR
SRP07645 | POWER-ONE | PVI-3600-US (208V) | 3600 | 1 |  |  | 0.96 | Solar Inverter |  | OUTDOOR
SRP07646 | ENPHASE ENERGY | M200-32-208-S01 | 215 | 19 |  |  | 0.96 | Solar Inverter |  | OUTDOOR
SRP07651 | ENPHASE ENERGY | M200-32-208-S01 | 215 | 16 |  |  | 0.96 | Solar Inverter |  | OUTDOOR
SRP07653 | POWER-ONE | PVI-3000-I-OUTD-US | 2500 | 1 |  |  | 0.96 | Solar Inverter |  | OUTDOOR
SRP07653 | POWER-ONE | PVI-5000-OUTD-US (208 V) | 5000 | 1 |  |  | 0.96 | Solar Inverter |  | OUTDOOR
SRP07655 | POWER-ONE | PVI-3000-I-OUTD-US | 3000 | 1 |  |  | 0.96 | Solar Inverter |  | Inside
SRP07656 | SMA AMERICA | SB7000US (277V) | 8000 | 1 |  |  | 0.96 | Solar Inverter |  | OUTDOOR
SRP07670 | ENPHASE ENERGY | M200-32-240-S02 | 215 | 35 |  |  | 0.96 | Solar Inverter |  | OUTDOOR
SRP07672 | ENPHASE ENERGY | M200-32-240-S02 | 215 | 29 |  |  | 0.96 | Solar Inverter |  | OUTDOOR
SRP07673 | ENPHASE ENERGY | M200-32-240-S02 | 215 | 21 |  |  | 0.96 | Solar Inverter |  | OUTDOOR
SRP07674 | ENPHASE ENERGY | M200-32-240-S02 | 215 | 21 |  |  | 0.96 | Solar Inverter |  | OUTDOOR
SRP07676 | SATCON TECHNOLOGY | AE-100-60-PV-A | 215 | 80 |  |  | 0.96 | Solar Inverter |  | OUTDOOR
SRP07678 | ENPHASE ENERGY | M200-32-240-S02 | 215 | 33 |  |  | 0.96 | Solar Inverter |  | OUTDOOR
SRP07679 | ENPHASE ENERGY | M200-32-208-S01 | 215 | 38 |  |  | 0.96 | Solar Inverter |  | OUTDOOR
SRP07680 | PV POWERED | PVP100KW-480 | 100000 | 3 |  |  | 0.96 | Solar Inverter |  | INDOOR
SRP07680 | PV POWERED | PVP75KW-480 | 75000 | 1 |  |  | 0.96 | Solar Inverter |  | INDOOR
SRP07684 | SATCON TECHNOLOGY | AE-100-60-PV-A | 110000 | 1 |  |  | 0.96 | Solar Inverter |  | Outside
SRP07685 | SUNPOWER CORP (ORIGINAL MFRSMA) | SPR-7000M (277V) | 7500 | 3 |  |  | 0.96 | Solar Inverter |  | INDOOR
SRP07689 | SUNPOWER CORP (ORIGINAL MFR - PV POWERED LLC) | SPR-2500 | 225 | 122 |  |  | 0.96 | Solar Inverter |  | INDOOR
SRP07697 | SMA AMERICA | SB3000US (208V) | 2000 | 1 |  |  | 0.96 | Solar Inverter |  | OUTDOOR
SRP07700 | ENPHASE ENERGY | M200-32-240-S02 | 215 | 36 |  |  | 0.96 | Solar Inverter |  | Outside
SRP07707 | PV POWERED | PVP4800 | 4800 | 1 |  |  | 0.96 | Solar Inverter |  | Outside
SRP07709 | SMA AMERICA | SB5000US | 5000 | 1 |  |  | 0.96 | Solar Inverter |  | Inside
SRP07713 | PV POWERED | PVP4800 | 4800 | 1 |  |  | 0.96 | Solar Inverter |  | Outside
SRP07715 | ENPHASE ENERGY | M200-32-240-S02 | 215 | 27 |  |  | 0.96 | Solar Inverter |  | Outside
SRP07716 | PV POWERED | PVP4800 | 4800 | 2 |  |  | 0.96 | Solar Inverter |  | Inside
SRP07719 | SMA AMERICA | SB7000US (240V) | 7000 | 1 |  |  | 0.96 | Solar Inverter |  | OUTDOOR
SRP07724 | POWER-ONE | PVI-3600-US (240V) | 4200 | 1 |  |  | 0.96 | Solar Inverter |  | OUTDOOR
SRP07729 | PV POWERED | PVP4800 | 4800 | 1 |  |  | 0.96 | Solar Inverter |  | INDOOR
SRP07734 | SMA AMERICA | SB2500HFUS-30 (208V) | 2500 | 1 |  |  | 0.96 | Solar Inverter |  | OUTDOOR
SRP07735 | ENPHASE ENERGY | M200-32-240-S02 | 210 | 26 |  |  | 0.96 | Solar Inverter |  | OUTDOOR
SRP07741 | SMA AMERICA | SB7000US (240V) | 7000 | 1 |  |  | 0.96 | Solar Inverter |  | OUTDOOR
SRP07744 | PV POWERED | PVP4800 | 4800 | 1 |  |  | 0.96 | Solar Inverter |  | OUTDOOR
SRP07744 | PV POWERED | PVP4800 | 4800 | 1 |  |  | 0.96 | Solar Inverter |  | OUTDOOR
SRP07751 | ENPHASE ENERGY | M200-32-240-S02 | 210 | 52 |  |  | 0.96 | Solar Inverter |  | Outside
SRP07754 | ENPHASE ENERGY | M215-60-2LL-S2X | 215 | 40 |  |  | 0.96 | Solar Inverter |  | OUTDOOR
SRP07755 | ENPHASE ENERGY | M215-60-2LL-S2X | 215 | 30 |  |  | 0.96 | Solar Inverter |  | OUTDOOR
SRP07756 | SMA AMERICA | SB3000US (208V) | 3000 | 1 |  |  | 0.96 | Solar Inverter |  | OUTDOOR
SRP07760 | ENPHASE ENERGY | M200-32-240-S02 | 215 | 172 |  |  | 0.96 | Solar Inverter |  | OUTDOOR
SRP07766 | SATCON TECHNOLOGY | PVS-50 (240 V) | 50000 | 1 |  |  | 0.96 | Solar Inverter |  | OUTDOOR
SRP07767 | PV POWERED | PVP75KW-208 | 75000 | 1 |  |  | 0.96 | Solar Inverter |  | OUTDOOR
SRP07771 | POWER-ONE | PVI-3600-OUTD-US-F (240V) | 3600 | 1 |  |  | 0.96 | Solar Inverter |  | Inside
SRP07772 | SMA AMERICA | SB7000US (277V) | 8000 | 2 |  |  | 0.96 | Solar Inverter |  | OUTDOOR
SRP07774 | POWER-ONE | PVI-5000-OUTD-US (208 V) | 4200 | 1 |  |  | 0.96 | Solar Inverter |  | OUTDOOR
SRP07777 | POWER-ONE | PVI-3000-I-OUTD-US (208V) | 3000 | 1 |  |  | 0.96 | Solar Inverter |  | OUTDOOR
SRP07782 | POWER-ONE | PVI-5000-OUTD-US (208 V) | 5000 | 2 |  |  | 0.96 | Solar Inverter |  | Outside
SRP07783 | SUNPOWER CORP (ORIGINAL MFRSMA) | SPR-3000M (240V) | 3000 | 1 |  |  | 0.96 | Solar Inverter |  | Inside
SRP07783 | SUNPOWER CORP (ORIGINAL MFRSMA) | SPR-6000M (240V) | 6000 | 1 |  |  | 0.96 | Solar Inverter |  | Inside
SRP07785 | PV POWERED | PVP4800 | 4800 | 1 |  |  | 0.96 | Solar Inverter |  | OUTDOOR
SRP07787 | PV POWERED | PVP4800 | 4800 | 2 |  |  | 0.96 | Solar Inverter |  | INDOOR
SRP07797 | ENPHASE ENERGY | M200-32-208-S01 | 215 | 266 |  |  | 0.96 | Solar Inverter |  | OUTDOOR
SRP07798 | SMA AMERICA | SB4000US (240V) | 4000 | 1 |  |  | 0.96 | Solar Inverter |  | INDOOR
SRP07799 | SMA AMERICA | SB3000US (208V) | 3000 | 1 |  |  | 0.96 | Solar Inverter |  | OUTDOOR
SRP07803 | SMA AMERICA | SB1100U-SBD | 2000 | 1 |  |  | 0.96 | Solar Inverter |  | OUTDOOR
SRP07804 | PV POWERED | PVP4800 | 4800 | 1 |  |  | 0.96 | Solar Inverter |  | INDOOR
SRP07805 | SMA AMERICA | SB5000US (208V) | 5000 | 1 |  |  | 0.96 | Solar Inverter |  | Outside
SRP07808 | PV POWERED | PVP100KW-480 | 100000 | 1 |  |  | 0.96 | Solar Inverter |  | OUTDOOR
SRP07815 | PV POWERED | PVP30KW-LV-208 | 35000 | 4 |  |  | 0.96 | Solar Inverter |  | OUTDOOR
SRP07817 | FRONIUS USA |  | 7500 | 2 |  |  | 0.96 | Solar Inverter |  | OUTDOOR
SRP07817 | FRONIUS USA |  | 11400 | 6 |  |  | 0.96 | Solar Inverter |  | OUTDOOR
SRP07818 | POWER-ONE | PVI-3000-I-OUTD-US | 3000 | 1 |  |  | 0.96 | Solar Inverter |  | Inside
SRP07819 | PV POWERED | PVP4800 | 4800 | 1 |  |  | 0.96 | Solar Inverter |  | INDOOR
SRP07820 | POWER-ONE | PVI-3000-I-OUTD-US-F (240V) | 3000 | 1 |  |  | 0.96 | Solar Inverter |  | OUTDOOR
SRP07821 | SATCON TECHNOLOGY | PVS-135 (240 V) | 135000 | 1 |  |  | 0.96 | Solar Inverter |  | OUTDOOR
SRP07823 | POWER-ONE | PVI-3600-US (240V) | 4200 | 1 |  |  | 0.96 | Solar Inverter |  | OUTDOOR
SRP07828 | POWER-ONE | PVI-3000-I-OUTD-US | 3000 | 1 |  |  | 0.96 | Solar Inverter |  | Inside
SRP07831 | SMA AMERICA | SB3000US (240V) | 3000 | 1 |  |  | 0.96 | Solar Inverter |  | OUTDOOR
SRP07833 | PV POWERED | PVP4800 | 4800 | 1 |  |  | 0.96 | Solar Inverter |  | INDOOR
SRP07836 | SATCON TECHNOLOGY | AE-100-60-PV-A | 215 | 34 |  |  | 0.96 | Solar Inverter |  | OUTDOOR
SRP07838 | SATCON TECHNOLOGY | PVS-50 (208 V) | 50000 | 2 |  |  | 0.96 | Solar Inverter |  | OUTDOOR
SRP07844 | SMA AMERICA | SB8000TL-US (208V) | 8000 | 4 |  |  | 0.96 | Solar Inverter |  | OUTDOOR
SRP07846 | PV POWERED | PVP4800 | 4800 | 2 |  |  | 0.96 | Solar Inverter |  | INDOOR
SRP07855 | SMA AMERICA | SB3000US (208V) | 3000 | 1 |  |  | 0.96 | Solar Inverter |  | INDOOR
SRP07857 | PV POWERED | PVP4800 | 4800 | 2 |  |  | 0.96 | Solar Inverter |  | OUTDOOR
SRP07859 | PV POWERED | PVP4800 | 4800 | 1 |  |  | 0.96 | Solar Inverter |  | INDOOR
SRP07866 | SUNPOWER CORP (ORIGINAL MFRSMA) | SPR-7000M (277V) | 225 | 48 |  |  | 0.96 | Solar Inverter |  | Outside
SRP07867 | PV POWERED | PVP4800 | 4800 | 1 |  |  | 0.96 | Solar Inverter |  | INDOOR
SRP07882 | SMA AMERICA | SB7000US (240V) | 7000 | 1 |  |  | 0.96 | Solar Inverter |  | INDOOR
SRP07884 | POWER-ONE | PVI-6000-OUTD-US (208 V) | 4200 | 1 |  |  | 0.96 | Solar Inverter |  | Outside
SRP07892 | SMA AMERICA | SWR2100U | 2000 | 1 |  |  | 0.96 | Solar Inverter |  | Inside
SRP07899 | ENPHASE ENERGY | M200-32-240-S02 | 215 | 26 |  |  | 0.96 | Solar Inverter |  | Inside
SRP07905 | SMA AMERICA | SB3000US (240V) | 3000 | 1 |  |  | 0.96 | Solar Inverter |  | Inside
SRP07909 | SMA AMERICA | SB3000US (240V) | 3000 | 1 |  |  | 0.96 | Solar Inverter |  | Inside
SRP07913 | ENPHASE ENERGY | M200-32-240-S02 | 215 | 34 |  |  | 0.96 | Solar Inverter |  | Inside
SRP07917 | ENPHASE ENERGY | M200-32-240-S02 | 215 | 42 |  |  | 0.96 | Solar Inverter |  | OUTDOOR
SRP07923 | SUNPOWER CORP (ORIGINAL MFRSMA) | SPR-3000M (240V) | 3000 | 2 |  |  | 0.96 | Solar Inverter |  | OUTDOOR
SRP07923 | SUNPOWER CORP (ORIGINAL MFRSMA) | SPR-4000M (240V) | 4000 | 1 |  |  | 0.96 | Solar Inverter |  | OUTDOOR
SRP07928 | FRONIUS USA |  | 6000 | 1 |  |  | 0.96 | Solar Inverter |  | INDOOR
SRP07930 | SMA AMERICA | SB3000US (208V) | 2000 | 1 |  |  | 0.96 | Solar Inverter |  | Outside
SRP07932 | ENPHASE ENERGY | M200-32-240-S02 | 215 | 28 |  |  | 0.96 | Solar Inverter |  | Inside
SRP07933 | ENPHASE ENERGY | M200-32-240-S02 | 215 | 40 |  |  | 0.96 | Solar Inverter |  | OUTDOOR
SRP07935 | ENPHASE ENERGY | M200-32-208-S01 | 215 | 30 |  |  | 0.96 | Solar Inverter |  | OUTDOOR
SRP07942 | PV POWERED | PVP75KW-480 | 100000 | 1 |  |  | 0.96 | Solar Inverter |  | INDOOR
SRP07946 | ENPHASE ENERGY | M200-32-240-S02 | 215 | 26 |  |  | 0.96 | Solar Inverter |  | INDOOR
SRP07947 | ENPHASE ENERGY | M200-32-208-S01 | 215 | 34 |  |  | 0.96 | Solar Inverter |  | OUTDOOR
SRP07951 | ENPHASE ENERGY | M200-32-240-S02 | 215 | 39 |  |  | 0.96 | Solar Inverter |  | OUTDOOR
SRP07953 | ENPHASE ENERGY | M200-32-240-S02 | 215 | 30 |  |  | 0.96 | Solar Inverter |  | OUTDOOR
SRP07954 | ENPHASE ENERGY | M200-32-240-S01 | 215 | 32 |  |  | 0.96 | Solar Inverter |  | OUTDOOR
SRP07957 | SMA AMERICA | SB3000US (208V) | 2500 | 1 |  |  | 0.96 | Solar Inverter |  | Inside
SRP07960 | ENPHASE ENERGY | M200-32-240-S02 | 215 | 27 |  |  | 0.96 | Solar Inverter |  | Outside
SRP07965 | SMA AMERICA | SB3000US (208V) | 2500 | 1 |  |  | 0.96 | Solar Inverter |  | Inside
SRP07968 | SMA AMERICA | SB3000US (208V) | 3000 | 1 |  |  | 0.96 | Solar Inverter |  | Inside
SRP07969 | SMA AMERICA | SB7000US (208V) | 7000 | 15 |  |  | 0.96 | Solar Inverter |  | OUTDOOR
SRP07971 | PV POWERED | PVP4800 | 4800 | 1 |  |  | 0.96 | Solar Inverter |  | Outside
SRP07971 | PV POWERED | PVP4800 | 4800 | 1 |  |  | 0.96 | Solar Inverter |  | Outside
SRP07974 | PV POWERED | PVP75KW-208 | 75000 | 1 |  |  | 0.96 | Solar Inverter |  | INDOOR
SRP07981 | PV POWERED | PVP30KW-LV-208 | 35000 | 1 |  |  | 0.96 | Solar Inverter |  | OUTDOOR
SRP07981 | PV POWERED | PVP75KW-208 | 50000 | 2 |  |  | 0.96 | Solar Inverter |  | OUTDOOR
SRP07982 | SMA AMERICA | SB5000US (208V) | 5000 | 2 |  |  | 0.96 | Solar Inverter |  | Inside
SRP07983 | SMA AMERICA | SB3000US (208V) | 3000 | 1 |  |  | 0.96 | Solar Inverter |  | INDOOR
SRP07985 | PV POWERED | PVP4800 | 4800 | 1 |  |  | 0.96 | Solar Inverter |  | Outside
SRP07990 | PV POWERED | PVP4800 | 4800 | 1 |  |  | 0.96 | Solar Inverter |  | INDOOR
SRP07990 | PV POWERED | PVP4800 | 4800 | 1 |  |  | 0.96 | Solar Inverter |  | INDOOR
SRP07992 | ENPHASE ENERGY | M200-32-240-S02 | 215 | 36 |  |  | 0.96 | Solar Inverter |  | Outside
SRP07995 | SMA AMERICA | SB7000US (240V) | 7000 | 1 |  |  | 0.96 | Solar Inverter |  | OUTDOOR
SRP08002 | SATCON TECHNOLOGY | PVS-100 (208 V) | 100000 | 1 |  |  | 0.96 | Solar Inverter |  | OUTDOOR
SRP08003 | PV POWERED | PVP75KW-208 | 75000 | 1 |  |  | 0.96 | Solar Inverter |  | OUTDOOR
SRP08004 | PV POWERED | PVP5200 | 50000 | 1 |  |  | 0.96 | Solar Inverter |  | OUTDOOR
SRP08008 | SMA AMERICA | SB3000US (208V) | 2500 | 1 |  |  | 0.96 | Solar Inverter |  | Outside
SRP08016 | ENPHASE ENERGY | M200-32-240-S02 | 215 | 39 |  |  | 0.96 | Solar Inverter |  | Inside
SRP08017 | ENPHASE ENERGY | M200-32-240-S02 | 215 | 27 |  |  | 0.96 | Solar Inverter |  | OUTDOOR
SRP08021 | SMA AMERICA | SB3000US (208V) | 3000 | 1 |  |  | 0.96 | Solar Inverter |  | Outside
SRP08022 | POWER-ONE | PVI-6000-OUTD-US (240 V) | 10000 | 1 |  |  | 0.96 | Solar Inverter |  | Inside
SRP08022 | POWER-ONE | PVI-6000-OUTD-US-W (208 V) | 10000 | 2 |  |  | 0.96 | Solar Inverter |  | Inside
SRP08023 | POWER-ONE | PVI-6000-OUTD-US (208 V) | 10000 | 1 |  |  | 0.96 | Solar Inverter |  | Inside
SRP08023 | POWER-ONE | PVI-6000-OUTD-US-W (277 V) | 10000 | 1 |  |  | 0.96 | Solar Inverter |  | Inside
SRP08025 | POWER-ONE | PVI-5000-OUTD-US (208 V) | 5000 | 1 |  |  | 0.96 | Solar Inverter |  | Inside
SRP08026 | POWER-ONE | PVI-6000-OUTD-US-W (208 V) | 6000 | 1 |  |  | 0.96 | Solar Inverter |  | OUTDOOR
SRP08026 | POWER-ONE | PVI-6000-OUTD-US-W (208 V) | 6000 | 1 |  |  | 0.96 | Solar Inverter |  | OUTDOOR
SRP08033 | PV POWERED | PVP30KW-480 | 35000 | 1 |  |  | 0.96 | Solar Inverter |  | INDOOR
SRP08040 | SATCON TECHNOLOGY | PVS-100 (240 V) | 100000 | 2 |  |  | 0.96 | Solar Inverter |  | INDOOR
SRP08042 | ENPHASE ENERGY | M200-32-240-S02 | 215 | 21 |  |  | 0.96 | Solar Inverter |  | OUTDOOR
SRP08049 | KACO | 1501XI | 5000 | 1 |  |  | 0.96 | Solar Inverter |  | OUTDOOR
SRP08056 | PV POWERED | PVP4800 | 4800 | 1 |  |  | 0.96 | Solar Inverter |  | Inside
SRP08057 | PV POWERED | PVP4800 | 4800 | 1 |  |  | 0.96 | Solar Inverter |  | Outside
SRP08061 | PV POWERED | PVP4800 | 4800 | 1 |  |  | 0.96 | Solar Inverter |  | Outside
SRP08062 | PV POWERED | PVP4800 | 4800 | 1 |  |  | 0.96 | Solar Inverter |  | INDOOR
SRP08064 | SUNPOWER CORP (ORIGINAL MFRSMA) | SPR-7000M (240V) | 11400 | 12 |  |  | 0.96 | Solar Inverter |  | OUTDOOR
SRP08065 | SUNPOWER CORP (ORIGINAL MFRSMA) | SPR-7000M (240V) | 10000 | 3 |  |  | 0.96 | Solar Inverter |  | OUTDOOR
SRP08065 | SUNPOWER CORP (ORIGINAL MFRSMA) | SPR-7000M (240V) | 11400 | 9 |  |  | 0.96 | Solar Inverter |  | OUTDOOR
SRP08079 | ENPHASE ENERGY | M200-32-240-S02 | 210 | 12 |  |  | 0.96 | Solar Inverter |  | Outside
SRP08081 | SMA AMERICA | SB3000US (240V) | 3000 | 1 |  |  | 0.96 | Solar Inverter |  | OUTDOOR
SRP08081 | SMA AMERICA | SB5000US | 5000 | 1 |  |  | 0.96 | Solar Inverter |  | OUTDOOR
SRP08083 | ENPHASE ENERGY | M200-32-240-S02 | 215 | 56 |  |  | 0.96 | Solar Inverter |  | OUTDOOR
SRP08087 | PV POWERED | PVP4800 | 4800 | 1 |  |  | 0.96 | Solar Inverter |  | INDOOR
SRP08088 | PV POWERED | PVP4800 | 4800 | 1 |  |  | 0.96 | Solar Inverter |  | INDOOR
SRP08089 | PV POWERED | PVP4800 | 4800 | 2 |  |  | 0.96 | Solar Inverter |  | Outside
SRP08091 | SMA AMERICA | SB3000US (240V) | 3000 | 2 |  |  | 0.96 | Solar Inverter |  | INDOOR
SRP08091 | SMA AMERICA | SB4000US (240V) | 4000 | 1 |  |  | 0.96 | Solar Inverter |  | INDOOR
SRP08091 | SMA AMERICA | SB4000US (240V) | 4000 | 1 |  |  | 0.96 | Solar Inverter |  | INDOOR
SRP08093 | ENPHASE ENERGY | M215-60-2LL-S2X | 215 | 30 |  |  | 0.96 | Solar Inverter |  | OUTDOOR
SRP08095 | ENPHASE ENERGY | M215-60-2LL-S2X | 215 | 30 |  |  | 0.96 | Solar Inverter |  | OUTDOOR
SRP08096 | ENPHASE ENERGY | M200-32-240-S02 | 215 | 32 |  |  | 0.96 | Solar Inverter |  | OUTDOOR
SRP08097 | ENPHASE ENERGY | M215-60-2LL-S2X | 215 | 30 |  |  | 0.96 | Solar Inverter |  | OUTDOOR
SRP08099 | ENPHASE ENERGY | M215-60-2LL-S2X | 215 | 10 |  |  | 0.96 | Solar Inverter |  | OUTDOOR
SRP08101 | ENPHASE ENERGY | M215-60-2LL-S2X | 215 | 30 |  |  | 0.96 | Solar Inverter |  | OUTDOOR
SRP08102 | FRONIUS USA |  | 11400 | 2 |  |  | 0.96 | Solar Inverter |  | OUTDOOR
SRP08103 | ENPHASE ENERGY | M215-60-2LL-S2X | 215 | 30 |  |  | 0.96 | Solar Inverter |  | OUTDOOR
SRP08108 | POWER-ONE | PVI-3600-OUTD-US-F (208V) | 3600 | 1 |  |  | 0.96 | Solar Inverter |  | OUTDOOR
SRP08110 | ENPHASE ENERGY | M175-24-240-S02 | 304 | 16 |  |  | 0.96 | Solar Inverter |  | OUTDOOR
SRP08113 | SMA AMERICA | SB4000US (208V) | 4000 | 1 |  |  | 0.96 | Solar Inverter |  | INDOOR
SRP08114 | PV POWERED | PVP4800 | 4800 | 1 |  |  | 0.96 | Solar Inverter |  | INDOOR
SRP08116 | ENPHASE ENERGY | M200-32-208-S01 | 215 | 42 |  |  | 0.96 | Solar Inverter |  | OUTDOOR
SRP08117 | POWER-ONE | PVI-6000-OUTD-US (208 V) | 6000 | 2 |  |  | 0.96 | Solar Inverter |  | OUTDOOR
SRP08118 | POWER-ONE | PVI-3600-US (208V) | 4200 | 2 |  |  | 0.96 | Solar Inverter |  | OUTDOOR
SRP08120 | POWER-ONE | PVI-6000-OUTD-US (208 V) | 6000 | 1 |  |  | 0.96 | Solar Inverter |  | OUTDOOR
SRP08121 | POWER-ONE | PVI-6000-OUTD-US (208 V) | 6000 | 1 |  |  | 0.96 | Solar Inverter |  | OUTDOOR
SRP08122 | POWER-ONE | PVI-3600-US (240V) | 4200 | 2 |  |  | 0.96 | Solar Inverter |  | Inside
SRP08123 | POWER-ONE | PVI-3600-OUTD-US-F (208V) | 3600 | 1 |  |  | 0.96 | Solar Inverter |  | Outside
SRP08124 | POWER-ONE | PVI-3600-OUTD-US-F (208V) | 3600 | 1 |  |  | 0.96 | Solar Inverter |  | OUTDOOR
SRP08125 | POWER-ONE | PVI-5000-OUTD-US (240 V) | 4200 | 1 |  |  | 0.96 | Solar Inverter |  | OUTDOOR
SRP08127 | PV POWERED | PVP4800 | 4800 | 1 |  |  | 0.96 | Solar Inverter |  | Outside
SRP08127 | PV POWERED | PVP4800 | 4800 | 1 |  |  | 0.96 | Solar Inverter |  | Outside
SRP08128 | SMA AMERICA | SB7000US (277V) | 8000 | 1 |  |  | 0.96 | Solar Inverter |  | OUTDOOR
SRP08129 | PV POWERED | PVP4800 | 4800 | 1 |  |  | 0.96 | Solar Inverter |  | Outside
SRP08130 | POWER-ONE | PVI-3600-OUTD-US-F (240V) | 3600 | 1 |  |  | 0.96 | Solar Inverter |  | Outside
SRP08134 | POWER-ONE | PVI-5000-OUTD-US (208 V) | 4200 | 1 |  |  | 0.96 | Solar Inverter |  | Outside
SRP08137 | POWER-ONE | PVI-5000-OUTD-US (208 V) | 5000 | 1 |  |  | 0.96 | Solar Inverter |  | OUTDOOR
SRP08144 | SMA AMERICA | SB4000US (208V) | 4000 | 1 |  |  | 0.96 | Solar Inverter |  | Outside
SRP08144 | SMA AMERICA | SB5000US (208V) | 5000 | 2 |  |  | 0.96 | Solar Inverter |  | Outside
SRP08146 | SMA AMERICA | SB3000US (208V) | 3000 | 2 |  |  | 0.96 | Solar Inverter |  | Outside
SRP08146 | SMA AMERICA | SB4000US (208V) | 4000 | 1 |  |  | 0.96 | Solar Inverter |  | Outside
SRP08148 | SMA AMERICA | SB7000US (240V) | 7000 | 1 |  |  | 0.96 | Solar Inverter |  | Inside
SRP08148 | SMA AMERICA | SB7000US (277V) | 8000 | 1 |  |  | 0.96 | Solar Inverter |  | Inside
SRP08150 | SMA AMERICA | SB5000US (240V) | 5000 | 1 |  |  | 0.96 | Solar Inverter |  | Outside
SRP08153 | SMA AMERICA | SB5000US (208V) | 5000 | 1 |  |  | 0.96 | Solar Inverter |  | OUTDOOR
SRP08156 | ENPHASE ENERGY | M200-32-208-S01 | 215 | 32 |  |  | 0.96 | Solar Inverter |  | Outside
SRP08162 | SMA AMERICA | SB7000US (240V) | 7000 | 1 |  |  | 0.96 | Solar Inverter |  | OUTDOOR
SRP08166 | SMA AMERICA | SB3000US (240V) | 3000 | 1 |  |  | 0.96 | Solar Inverter |  | OUTDOOR
SRP08166 | SMA AMERICA | SB5000US | 5000 | 2 |  |  | 0.96 | Solar Inverter |  | OUTDOOR
SRP08168 | FRONIUS USA |  | 7500 | 1 |  |  | 0.96 | Solar Inverter |  | Inside
SRP08171 | ENPHASE ENERGY | M200-32-240-S02 | 215 | 34 |  |  | 0.96 | Solar Inverter |  | OUTDOOR
SRP08174 | PV POWERED | PVP30KW-LV-480 | 50000 | 1 |  |  | 0.96 | Solar Inverter |  | Outside
SRP08174 | PV POWERED | PVP75KW-480 | 100000 | 2 |  |  | 0.96 | Solar Inverter |  | Outside
SRP08176 | ENPHASE ENERGY | M200-32-208-S01 | 210 | 45 |  |  | 0.96 | Solar Inverter |  | OUTDOOR
SRP08177 | ENPHASE ENERGY | M200-32-208-S01 | 215 | 62 |  |  | 0.96 | Solar Inverter |  | OUTDOOR
SRP08181 | SMA AMERICA | SB3000US (208V) | 3000 | 1 |  |  | 0.96 | Solar Inverter |  | OUTDOOR
SRP08184 | PV POWERED | PVP4800 | 4800 | 1 |  |  | 0.96 | Solar Inverter |  | INDOOR
SRP08185 | PV POWERED | PVP4800 | 4800 | 1 |  |  | 0.96 | Solar Inverter |  | Outside
SRP08186 | SMA AMERICA | SB3000US (240V) | 3000 | 1 |  |  | 0.96 | Solar Inverter |  | Outside
SRP08186 | SMA AMERICA | SB6000U (208V) | 6000 | 1 |  |  | 0.96 | Solar Inverter |  | Outside
SRP08201 | SMA AMERICA | SB3000US (208V) | 3000 | 1 |  |  | 0.96 | Solar Inverter |  | INDOOR
SRP08202 | SMA AMERICA | SB4000US (208V) | 4000 | 1 |  |  | 0.96 | Solar Inverter |  | Inside
SRP08202 | SMA AMERICA | SB4000US (240V) | 4000 | 1 |  |  | 0.96 | Solar Inverter |  | Inside
SRP08208 | PV POWERED | PVP4800 | 4800 | 2 |  |  | 0.96 | Solar Inverter |  | Inside
SRP08209 | ENPHASE ENERGY | M215-60-2LL-S2X-IG | 215 | 111 |  |  | 0.96 | Solar Inverter |  | OUTDOOR
SRP08211 | SMA AMERICA | SB7000US (277V) | 8000 | 2 |  |  | 0.96 | Solar Inverter |  | Outside
SRP08211 | SMA AMERICA | SB7000US (277V) | 8000 | 6 |  |  | 0.96 | Solar Inverter |  | Outside
SRP08212 | FRONIUS USA |  | 9995 | 3 |  |  | 0.96 | Solar Inverter |  | INDOOR
SRP08215 | PV POWERED | PVP5200 | 50000 | 1 |  |  | 0.96 | Solar Inverter |  | OUTDOOR
SRP08217 | ENPHASE ENERGY | M200-32-240-S02 | 215 | 12 |  |  | 0.96 | Solar Inverter |  | Outside
SRP08217 | ENPHASE ENERGY | M200-32-240-S02 | 215 | 13 |  |  | 0.96 | Solar Inverter |  | OUTDOOR
SRP08217 | ENPHASE ENERGY | M200-32-240-S02 | 215 | 22 |  |  | 0.96 | Solar Inverter |  | Outside
SRP08218 | ENPHASE ENERGY | M200-32-208-S01 | 190 | 6 |  |  | 0.96 | Solar Inverter |  | OUTDOOR
SRP08218 | ENPHASE ENERGY | M200-32-208-S01 | 190 | 24 |  |  | 0.96 | Solar Inverter |  | OUTDOOR
SRP08219 | ENPHASE ENERGY | M215-60-2LL-S2X | 215 | 17 |  |  | 0.96 | Solar Inverter |  | OUTDOOR
SRP08227 | SMA AMERICA | SB7000US (208V) | 7000 | 1 |  |  | 0.96 | Solar Inverter |  | INDOOR
SRP08234 | PV POWERED | PVP4800 | 4800 | 1 |  |  | 0.96 | Solar Inverter |  | OUTDOOR
SRP08237 | SUNPOWER CORP (ORIGINAL MFRSMA) | SPR-6000M (240V) | 6000 | 1 |  |  | 0.96 | Solar Inverter |  | INDOOR
SRP08237 | SUNPOWER CORP (ORIGINAL MFRSMA) | SPR4000 | 4000 | 1 |  |  | 0.96 | Solar Inverter |  | Inside
SRP08241 | ENPHASE ENERGY | M200-32-208-S01 | 215 | 17 |  |  | 0.96 | Solar Inverter |  | OUTDOOR
SRP08243 | ENPHASE ENERGY | M200-32-240-S02 | 215 | 8 |  |  | 0.96 | Solar Inverter |  | OUTDOOR
SRP08243 | ENPHASE ENERGY | M200-32-240-S02 | 215 | 9 |  |  | 0.96 | Solar Inverter |  | OUTDOOR
SRP08245 | ENPHASE ENERGY | M200-32-240-S02 | 215 | 28 |  |  | 0.96 | Solar Inverter |  | OUTDOOR
SRP08248 | ENPHASE ENERGY | M200-32-240-S02 | 215 | 17 |  |  | 0.96 | Solar Inverter |  | OUTDOOR
SRP08249 | ENPHASE ENERGY | M200-32-208-S01 | 215 | 34 |  |  | 0.96 | Solar Inverter |  | OUTDOOR
SRP08251 | ENPHASE ENERGY | M200-32-240-S02 | 215 | 24 |  |  | 0.96 | Solar Inverter |  | OUTDOOR
SRP08256 | ENPHASE ENERGY | M200-32-208-S02 | 215 | 40 |  |  | 0.96 | Solar Inverter |  | OUTDOOR
SRP08259 | ENPHASE ENERGY | M200-32-240-S02 | 215 | 4 |  |  | 0.96 | Solar Inverter |  | OUTDOOR
SRP08259 | ENPHASE ENERGY | M200-32-240-S02 | 215 | 4 |  |  | 0.96 | Solar Inverter |  | OUTDOOR
SRP08259 | ENPHASE ENERGY | M200-32-240-S02 | 215 | 8 |  |  | 0.96 | Solar Inverter |  | OUTDOOR
SRP08260 | ENPHASE ENERGY | M200-32-240-S02 | 215 | 6 |  |  | 0.96 | Solar Inverter |  | OUTDOOR
SRP08260 | ENPHASE ENERGY | M200-32-240-S02 | 215 | 12 |  |  | 0.96 | Solar Inverter |  | OUTDOOR
SRP08262 | SMA AMERICA | SB3000US (208V) | 2000 | 1 |  |  | 0.96 | Solar Inverter |  | Inside
SRP08263 | SMA AMERICA | SWR2500U-SBD (240V) | 2500 | 1 |  |  | 0.96 | Solar Inverter |  | Inside
SRP08265 | SMA AMERICA | SB7000US (277V) | 8000 | 1 |  |  | 0.96 | Solar Inverter |  | OUTDOOR
SRP08266 | ENPHASE ENERGY | M215-60-2LL-S2X | 215 | 36 |  |  | 0.96 | Solar Inverter |  | Inside
SRP08267 | ENPHASE ENERGY | M175-24-208-S | 215 | 23 |  |  | 0.96 | Solar Inverter |  | OUTDOOR
SRP08269 | ENPHASE ENERGY | M200-32-240-S02 | 215 | 32 |  |  | 0.96 | Solar Inverter |  | Inside
SRP08269 | ENPHASE ENERGY | M200-32-240-S02 | 215 | 32 |  |  | 0.96 | Solar Inverter |  | Inside
SRP08273 | ENPHASE ENERGY | M175-24-240-S02 | 190 | 24 |  |  | 0.96 | Solar Inverter |  | OUTDOOR
SRP08273 | ENPHASE ENERGY | M200-32-240-S02 | 380 | 10 |  |  | 0.96 | Solar Inverter |  | Outside
SRP08274 | SMA AMERICA | SB3800U (208V) | 3800 | 1 |  |  | 0.96 | Solar Inverter |  | Inside
SRP08279 | ENPHASE ENERGY | M200-32-240-S02 | 215 | 44 |  |  | 0.96 | Solar Inverter |  | OUTDOOR
SRP08296 | ENPHASE ENERGY | M215-60-2LL-S2X | 215 | 30 |  |  | 0.96 | Solar Inverter |  | OUTDOOR
SRP08297 | ENPHASE ENERGY | M215-60-2LL-S2X | 215 | 30 |  |  | 0.96 | Solar Inverter |  | OUTDOOR
SRP08299 | ENPHASE ENERGY | M215-60-2LL-S2X | 215 | 30 |  |  | 0.96 | Solar Inverter |  | OUTDOOR
SRP08300 | ENPHASE ENERGY | M215-60-2LL-S2X | 215 | 17 |  |  | 0.96 | Solar Inverter |  | OUTDOOR
SRP08301 | ENPHASE ENERGY | M175-24-240-S02 | 215 | 38 |  |  | 0.96 | Solar Inverter |  | OUTDOOR
SRP08303 | SHARP | ND-216U2 | 215 | 29 |  |  | 0.96 | Solar Inverter |  | OUTDOOR
SRP08306 | ENPHASE ENERGY | M215-60-2LL-S2X | 215 | 17 |  |  | 0.96 | Solar Inverter |  | OUTDOOR
SRP08307 | PV POWERED | PVP4800 | 4800 | 2 |  |  | 0.96 | Solar Inverter |  | INDOOR
SRP08311 | PV POWERED | PVP4800 | 4800 | 1 |  |  | 0.96 | Solar Inverter |  | INDOOR
SRP08314 | PV POWERED | PVP4800 | 4800 | 2 |  |  | 0.96 | Solar Inverter |  | INDOOR
SRP08322 | SUNPOWER CORP (ORIGINAL MFRSMA) | SPR-6000M (240V) | 6000 | 1 |  |  | 0.96 | Solar Inverter |  | INDOOR
SRP08325 | PV POWERED | PVP100KW-480 | 100000 | 1 |  |  | 0.96 | Solar Inverter |  | Inside
SRP08328 | SATCON TECHNOLOGY | AE-225-60-PV-A | 215 | 15 |  |  | 0.96 | Solar Inverter |  | OUTDOOR
SRP08329 | SMA AMERICA | SB7000US (240V) | 8000 | 8 |  |  | 0.96 | Solar Inverter |  | OUTDOOR
SRP08331 | SMA AMERICA | SB3000US (208V) | 2500 | 1 |  |  | 0.96 | Solar Inverter |  | Outside
SRP08332 | SMA AMERICA | SB1100U | 2500 | 1 |  |  | 0.96 | Solar Inverter |  | OUTDOOR
SRP08332 | SMA AMERICA | SB3000US (208V) | 3000 | 1 |  |  | 0.96 | Solar Inverter |  | OUTDOOR
SRP08337 | ADVANCED ENERGY INDUSTRIES | 3159000-104 | 35000 | 1 |  |  | 0.96 | Solar Inverter |  | OUTDOOR
SRP08339 | PV POWERED | PVP4800 | 4800 | 1 |  |  | 0.96 | Solar Inverter |  | INDOOR
SRP08340 | PV POWERED | PVP4800 | 4800 | 1 |  |  | 0.96 | Solar Inverter |  | INDOOR
SRP08341 | SMA AMERICA | SB4000US (240V) | 4000 | 1 |  |  | 0.96 | Solar Inverter |  | INDOOR
SRP08342 | PV POWERED | PVP4800 | 4800 | 1 |  |  | 0.96 | Solar Inverter |  | INDOOR
SRP08351 | SMA AMERICA | SB4000US (208V) | 4000 | 1 |  |  | 0.96 | Solar Inverter |  | Outside
SRP08351 | SMA AMERICA | SB5000US | 5000 | 1 |  |  | 0.96 | Solar Inverter |  | Outside
SRP08355 | PV POWERED | PVP4800 | 4800 | 1 |  |  | 0.96 | Solar Inverter |  | INDOOR
SRP08359 | PV POWERED | PVP100KW-208 | 100000 | 1 |  |  | 0.96 | Solar Inverter |  | Outside
SRP08359 | PV POWERED | PVP30KW-208 | 35000 | 1 |  |  | 0.96 | Solar Inverter |  | Outside
SRP08360 | SMA AMERICA | SB4000US (240V) | 4000 | 1 |  |  | 0.96 | Solar Inverter |  | Outside
SRP08360 | SMA AMERICA | SB5000US | 5000 | 2 |  |  | 0.96 | Solar Inverter |  | Outside
SRP08361 | ADVANCED ENERGY INDUSTRIES | 3159000-104 | 6000 | 1 |  |  | 0.96 | Solar Inverter |  | Outside
SRP08363 | PV POWERED | PVP75KW-480 | 75000 | 1 |  |  | 0.96 | Solar Inverter |  | Inside
SRP08368 | ENPHASE ENERGY | M200-32-208-S01 | 215 | 183 |  |  | 0.96 | Solar Inverter |  | OUTDOOR
SRP08372 | ENPHASE ENERGY | M200-32-208-S01 | 215 | 370 |  |  | 0.96 | Solar Inverter |  | OUTDOOR
SRP08375 | ENPHASE ENERGY | M200-32-208-S01 | 215 | 712 |  |  | 0.96 | Solar Inverter |  | OUTDOOR
SRP08381 | POWER-ONE | PVI-3000-I-OUTD-US | 3000 | 1 |  |  | 0.96 | Solar Inverter |  | OUTDOOR
SRP08381 | POWER-ONE | PVI-3000-I-OUTD-US (208V) | 3000 | 1 |  |  | 0.96 | Solar Inverter |  | OUTDOOR
SRP08399 | FRONIUS USA |  | 10000 | 1 |  |  | 0.96 | Solar Inverter |  | INDOOR
SRP08400 | ENPHASE ENERGY | M200-32-208-S02 | 215 | 39 |  |  | 0.96 | Solar Inverter |  | OUTDOOR
SRP08402 | ENPHASE ENERGY | M200-32-240-S02 | 215 | 30 |  |  | 0.96 | Solar Inverter |  | Outside
SRP08409 | ENPHASE ENERGY | M200-32-240-S02 | 210 | 22 |  |  | 0.96 | Solar Inverter |  | OUTDOOR
SRP08415 | ENPHASE ENERGY | M200-32-240-S02 | 210 | 65 |  |  | 0.96 | Solar Inverter |  | OUTDOOR
SRP08417 | ENPHASE ENERGY | M200-32-240-S02 | 215 | 38 |  |  | 0.96 | Solar Inverter |  | OUTDOOR
SRP08418 | PV POWERED | PVP4800 | 4800 | 2 |  |  | 0.96 | Solar Inverter |  | INDOOR
SRP08421 | SATCON TECHNOLOGY | PVS-75 (208 V) | 75000 | 1 |  |  | 0.96 | Solar Inverter |  | OUTDOOR
SRP08423 | SATCON TECHNOLOGY | PVS-75 (208 V) | 75000 | 2 |  |  | 0.96 | Solar Inverter |  | OUTDOOR
SRP08424 | SATCON TECHNOLOGY | PVS-250 (208 V) | 250000 | 1 |  |  | 0.96 | Solar Inverter |  | OUTDOOR
SRP08430 | SUNPOWER CORP (ORIGINAL MFRFRONIUS) | SPR 12000F (208V) | 11400 | 1 |  |  | 0.96 | Solar Inverter |  | INDOOR
SRP08432 | POWER-ONE | PVI-5000-OUTD-US (208 V) | 4200 | 1 |  |  | 0.96 | Solar Inverter |  | OUTDOOR
SRP08434 | SMA AMERICA | SB5000US (240V) | 5000 | 2 |  |  | 0.96 | Solar Inverter |  | Outside
SRP08435 | ADVANCED ENERGY INDUSTRIES | 3159000-104 | 100000 | 1 |  |  | 0.96 | Solar Inverter |  | OUTDOOR
SRP08437 | SMA AMERICA | SB3000US (208V) | 3000 | 1 |  |  | 0.96 | Solar Inverter |  | Inside
SRP08437 | SMA AMERICA | SB5000US | 5000 | 1 |  |  | 0.96 | Solar Inverter |  | INDOOR
SRP08438 | PV POWERED | PVP4800 | 4800 | 2 |  |  | 0.96 | Solar Inverter |  | Outside
SRP08439 | SMA AMERICA | SB3000US (240V) | 3000 | 1 |  |  | 0.96 | Solar Inverter |  | Outside
SRP08440 | PV POWERED | PVP4800 | 4800 | 1 |  |  | 0.96 | Solar Inverter |  | INDOOR
SRP08441 | SMA AMERICA | SB4000US (240V) | 4000 | 1 |  |  | 0.96 | Solar Inverter |  | OUTDOOR
SRP08442 | PV POWERED | PVP4800 | 4800 | 1 |  |  | 0.96 | Solar Inverter |  | INDOOR
SRP08448 | ENPHASE ENERGY | M200-32-208-S01 | 215 | 18 |  |  | 0.96 | Solar Inverter |  | OUTDOOR
SRP08452 | SMA AMERICA | SB3000US (208V) | 3000 | 1 |  |  | 0.96 | Solar Inverter |  | INDOOR
SRP08455 | SMA AMERICA | SB4000US (208V) | 4000 | 1 |  |  | 0.96 | Solar Inverter |  | INDOOR
SRP08477 | PV POWERED | PVP4800 | 4800 | 1 |  |  | 0.96 | Solar Inverter |  | INDOOR
SRP08480 | SMA AMERICA | SB5000US | 5000 | 1 |  |  | 0.96 | Solar Inverter |  | INDOOR
SRP08481 | PV POWERED | PVP4800 | 4800 | 2 |  |  | 0.96 | Solar Inverter |  | OUTDOOR
SRP08482 | SUNPOWER CORP (ORIGINAL MFRSMA) | SPR-4000M (208V) | 4000 | 1 |  |  | 0.96 | Solar Inverter |  | INDOOR
SRP08487 | PV POWERED | PVP100KW-208 | 100000 | 2 |  |  | 0.96 | Solar Inverter |  | OUTDOOR
SRP08487 | PV POWERED | PVP30KW-208 | 35000 | 1 |  |  | 0.96 | Solar Inverter |  | OUTDOOR
SRP08487 | PV POWERED | PVP75KW-208 | 75000 | 1 |  |  | 0.96 | Solar Inverter |  | OUTDOOR
SRP08489 | PV POWERED | PVP100KW-208 | 100000 | 1 |  |  | 0.96 | Solar Inverter |  | OUTDOOR
SRP08490 | ENPHASE ENERGY | M200-32-208-S01 | 190 | 35 |  |  | 0.96 | Solar Inverter |  | OUTDOOR
SRP08492 | ENPHASE ENERGY | M200-32-208-S01 | 215 | 17 |  |  | 0.96 | Solar Inverter |  | OUTDOOR
SRP08493 | SMA AMERICA | SB4000US (208V) | 4000 | 1 |  |  | 0.96 | Solar Inverter |  | INDOOR
SRP08502 | SATCON TECHNOLOGY | PVS-135 (240 V) | 135000 | 1 |  |  | 0.96 | Solar Inverter |  | OUTDOOR
SRP08503 | PV POWERED | PVP100KW-208 | 100000 | 1 |  |  | 0.96 | Solar Inverter |  | OUTDOOR
SRP08503 | PV POWERED | PVP30KW-208 | 50000 | 1 |  |  | 0.96 | Solar Inverter |  | OUTDOOR
SRP08506 | PV POWERED | PVP4800 | 4800 | 2 |  |  | 0.96 | Solar Inverter |  | INDOOR
SRP08509 | POWER-ONE | PVI-5000-OUTD-US (208 V) | 5000 | 1 |  |  | 0.96 | Solar Inverter |  | OUTDOOR
SRP08515 | SMA AMERICA | SB7000US (240V) | 7000 | 1 |  |  | 0.96 | Solar Inverter |  | OUTDOOR
SRP08516 | ENPHASE ENERGY | M200-32-208-S01 | 215 | 20 |  |  | 0.96 | Solar Inverter |  | OUTDOOR
SRP08524 | POWER-ONE | PVI-3000-I-OUTD-US-F (240V) | 3000 | 1 |  |  | 0.96 | Solar Inverter |  | OUTDOOR
SRP08524 | POWER-ONE | PVI-3600-OUTD-US-F (240V) | 3600 | 1 |  |  | 0.96 | Solar Inverter |  | OUTDOOR
SRP08538 | SOLECTRIA RENEWABLES | PVI82KW-480 | 83000 | 1 |  |  | 0.96 | Solar Inverter |  | Outside
SRP08544 | ENPHASE ENERGY | M175-24-240-S01 | 215 | 23 |  |  | 0.96 | Solar Inverter |  | OUTDOOR
SRP08552 | SUNPOWER CORP (ORIGINAL MFRSMA) | SPR-7000M (240V) | 7680 | 1 |  |  | 0.96 | Solar Inverter |  | INDOOR
SRP08562 | ENPHASE ENERGY | M200-32-240-S02 | 215 | 32 |  |  | 0.96 | Solar Inverter |  | OUTDOOR
SRP08563 | SMA AMERICA | SB5000US (240V) | 5000 | 3 |  |  | 0.96 | Solar Inverter |  | OUTDOOR
SRP08563 | SMA AMERICA | SB6000U (240V) | 6000 | 3 |  |  | 0.96 | Solar Inverter |  | OUTDOOR
SRP08563 | SMA AMERICA | SB7000US (277V) | 8000 | 6 |  |  | 0.96 | Solar Inverter |  | OUTDOOR
SRP08566 | SMA AMERICA | SB6000U (277V) | 6000 | 1 |  |  | 0.96 | Solar Inverter |  | Outside
SRP08566 | SMA AMERICA | SB7000US (240V) | 8000 | 1 |  |  | 0.96 | Solar Inverter |  | Outside
SRP08578 | SATCON TECHNOLOGY | PVS-375 (480 V) | 375000 | 1 |  |  | 0.96 | Solar Inverter |  | OUTDOOR
SRP08580 | SATCON TECHNOLOGY | PVS-250 (208 V) | 250000 | 1 |  |  | 0.96 | Solar Inverter |  | OUTDOOR
SRP08587 | SMA AMERICA | SB7000US (277V) | 7000 | 1 |  |  | 0.96 | Solar Inverter |  | OUTDOOR
SRP08589 | FRONIUS USA | IG 3000 | 3000 | 2 |  |  | 0.96 | Solar Inverter |  | Inside
SRP08592 | SMA AMERICA | SB1100U-SBD | 2000 | 1 |  |  | 0.96 | Solar Inverter |  | Inside
SRP08595 | PV POWERED | PVP4800 | 4800 | 1 |  |  | 0.96 | Solar Inverter |  | Outside
SRP08598 | SATCON TECHNOLOGY | PVS-250 (208 V) | 250000 | 1 |  |  | 0.96 | Solar Inverter |  | OUTDOOR
SRP08599 | SATCON TECHNOLOGY | PVS-135 (208 V) | 135000 | 1 |  |  | 0.96 | Solar Inverter |  | OUTDOOR
SRP08601 | PV POWERED | PVP4800 | 4800 | 1 |  |  | 0.96 | Solar Inverter |  | INDOOR
SRP08602 | PV POWERED | PVP100KW-208 | 100000 | 1 |  |  | 0.96 | Solar Inverter |  | OUTDOOR
SRP08602 | PV POWERED | PVP75KW-208 | 75000 | 1 |  |  | 0.96 | Solar Inverter |  | OUTDOOR
SRP08608 | ENPHASE ENERGY | M200-32-208-S01 | 210 | 60 |  |  | 0.96 | Solar Inverter |  | OUTDOOR
SRP08611 | FRONIUS USA |  | 11400 | 2 |  |  | 0.96 | Solar Inverter |  | OUTDOOR
SRP08613 | ENPHASE ENERGY | M200-32-240-S02 | 215 | 44 |  |  | 0.96 | Solar Inverter |  | OUTDOOR
SRP08622 | FRONIUS USA |  | 11400 | 4 |  |  | 0.96 | Solar Inverter |  | OUTDOOR
SRP08623 | SMA AMERICA | SB4000US (240V) | 4000 | 1 |  |  | 0.96 | Solar Inverter |  | OUTDOOR
SRP08623 | SMA AMERICA | SB6000U (240V) | 6000 | 1 |  |  | 0.96 | Solar Inverter |  | OUTDOOR
SRP08625 | SMA AMERICA | SB7000US (208V) | 7000 | 1 |  |  | 0.96 | Solar Inverter |  | OUTDOOR
SRP08629 | ADVANCED ENERGY INDUSTRIES | 3159000-110 | 5000 | 2 |  |  | 0.96 | Solar Inverter |  | INDOOR
SRP08633 | PV POWERED | PVP4800 | 4800 | 2 |  |  | 0.96 | Solar Inverter |  | INDOOR
SRP08637 | PV POWERED | PVP4800 | 4800 | 1 |  |  | 0.96 | Solar Inverter |  | Outside
SRP08639 | ENPHASE ENERGY | M200-32-208-S01 | 190 | 6 |  |  | 0.96 | Solar Inverter |  | OUTDOOR
SRP08642 | PV POWERED | PVP4800 | 4800 | 1 |  |  | 0.96 | Solar Inverter |  | INDOOR
SRP08645 | POWER-ONE | PVI-3000-I-OUTD-US-F (240V) | 3000 | 1 |  |  | 0.96 | Solar Inverter |  | Inside
SRP08652 | ENPHASE ENERGY | M200-32-208-S01 | 215 | 47 |  |  | 0.96 | Solar Inverter |  | OUTDOOR
SRP08660 | SATCON TECHNOLOGY | PVS-100 (240 V) | 100000 | 1 |  |  | 0.96 | Solar Inverter |  | Inside
SRP08661 | SATCON TECHNOLOGY | AE-75-60-PV-A | 75000 | 1 |  |  | 0.96 | Solar Inverter |  | Inside
SRP08661 | SATCON TECHNOLOGY | PVS-100 (208 V) | 100000 | 1 |  |  | 0.96 | Solar Inverter |  | Inside
SRP08667 | ENPHASE ENERGY | M215-60-2LL-S2X | 215 | 36 |  |  | 0.96 | Solar Inverter |  | OUTDOOR
SRP08670 | ENPHASE ENERGY | M200-32-240-S02 | 215 | 39 |  |  | 0.96 | Solar Inverter |  | OUTDOOR
SRP08672 | ENPHASE ENERGY | M200-32-208-S01 | 215 | 48 |  |  | 0.96 | Solar Inverter |  | OUTDOOR
SRP08675 | SMA AMERICA | SB7000US (240V) | 7000 | 1 |  |  | 0.96 | Solar Inverter |  | OUTDOOR
SRP08680 | POWER-ONE | PVI-6000-OUTD-US-W (208 V) | 6000 | 1 |  |  | 0.96 | Solar Inverter |  | Inside
SRP08689 | ENPHASE ENERGY | M215-60-2LL-S2X | 215 | 27 |  |  | 0.96 | Solar Inverter |  | OUTDOOR
SRP08693 | PV POWERED | PVP100KW-208 | 260000 | 1 |  |  | 0.96 | Solar Inverter |  | OUTDOOR
SRP08694 | SMA AMERICA | SB7000US (208V) | 7000 | 1 |  |  | 0.96 | Solar Inverter |  | OUTDOOR
SRP08701 | POWER-ONE | PVI-3600-OUTD-US-F (240V) | 3600 | 1 |  |  | 0.96 | Solar Inverter |  | Outside
SRP08711 | ENPHASE ENERGY | M215-60-2LL-S2X | 215 | 20 |  |  | 0.96 | Solar Inverter |  | Outside
SRP08712 | ENPHASE ENERGY | M200-32-240-S02 | 215 | 28 |  |  | 0.96 | Solar Inverter |  | OUTDOOR
SRP08719 | ENPHASE ENERGY | M200-32-240-S02 | 215 | 273 |  |  | 0.96 | Solar Inverter |  | OUTDOOR
SRP08723 | ENPHASE ENERGY | M215-60-2LL-S2X | 215 | 54 |  |  | 0.96 | Solar Inverter |  | OUTDOOR
SRP08725 | PV POWERED | PVP4800 | 4800 | 1 |  |  | 0.96 | Solar Inverter |  | Outside
SRP08725 | PV POWERED | PVP4800 | 4800 | 1 |  |  | 0.96 | Solar Inverter |  | Outside
SRP08726 | SMA AMERICA | SB7000US (277V) | 7000 | 1 |  |  | 0.96 | Solar Inverter |  | INDOOR
SRP08728 | SMA AMERICA | SB5000US | 5000 | 1 |  |  | 0.96 | Solar Inverter |  | OUTDOOR
SRP08730 | PV POWERED | PVP4800 | 4800 | 1 |  |  | 0.96 | Solar Inverter |  | OUTDOOR
SRP08731 | ENPHASE ENERGY | M200-32-240-S02 | 215 | 15 |  |  | 0.96 | Solar Inverter |  | OUTDOOR
SRP08733 | SMA AMERICA | SB1100U | 2000 | 1 |  |  | 0.96 | Solar Inverter |  | INDOOR
SRP08741 | SMA AMERICA | SB7000US (277V) | 7000 | 1 |  |  | 0.96 | Solar Inverter |  | Outside
SRP08743 | FRONIUS USA |  | 12000 | 3 |  |  | 0.96 | Solar Inverter |  | OUTDOOR
SRP08747 | FRONIUS USA |  | 11400 | 5 |  |  | 0.96 | Solar Inverter |  | OUTDOOR
SRP08752 | PV POWERED | PVP30KW-208 | 50000 | 1 |  |  | 0.96 | Solar Inverter |  | OUTDOOR
SRP08752 | PV POWERED | PVP3500 | 35000 | 1 |  |  | 0.96 | Solar Inverter |  | OUTDOOR
SRP08757 | FRONIUS USA |  | 12000 | 6 |  |  | 0.96 | Solar Inverter |  | OUTDOOR
SRP08761 | ENPHASE ENERGY | M200-32-208-S02 | 215 | 31 |  |  | 0.96 | Solar Inverter |  | OUTDOOR
SRP08765 | SMA AMERICA | SB3000US (208V) | 2500 | 1 |  |  | 0.96 | Solar Inverter |  | Outside
SRP08780 | FRONIUS USA |  | 6000 | 1 |  |  | 0.96 | Solar Inverter |  | OUTDOOR
SRP08784 | FRONIUS USA | IG 2000 NEG | 2000 | 1 |  |  | 0.96 | Solar Inverter |  | INDOOR
SRP08787 | ENPHASE ENERGY | M200-32-240-S02 | 215 | 17 |  |  | 0.96 | Solar Inverter |  | Outside
SRP08788 | ENPHASE ENERGY | M200-32-240-S02 | 215 | 38 |  |  | 0.96 | Solar Inverter |  | OUTDOOR
SRP08793 | PV POWERED | PVP30KW-LV-480 | 50000 | 1 |  |  | 0.96 | Solar Inverter |  | OUTDOOR
SRP08794 | SATCON TECHNOLOGY | PVS-135 (240 V) | 135000 | 1 |  |  | 0.96 | Solar Inverter |  | OUTDOOR
SRP08795 | SATCON TECHNOLOGY | AE-100-60-PV-A-HE | 75000 | 1 |  |  | 0.96 | Solar Inverter |  | OUTDOOR
SRP08798 | POWER-ONE | PVI-3000-I-OUTD-US | 3000 | 2 |  |  | 0.96 | Solar Inverter |  | Outside
SRP08813 | SMA AMERICA | SB7000US (208V) | 7000 | 1 |  |  | 0.96 | Solar Inverter |  | OUTDOOR
SRP08817 | SMA AMERICA | SB5000US | 5000 | 1 |  |  | 0.96 | Solar Inverter |  | INDOOR
SRP08823 | PV POWERED | PVP4800 | 4800 | 2 |  |  | 0.96 | Solar Inverter |  | OUTDOOR
SRP08824 | SMA AMERICA | SB3000US (240V) | 3000 | 1 |  |  | 0.96 | Solar Inverter |  | INDOOR
SRP08825 | PV POWERED | PVP4800 | 4800 | 1 |  |  | 0.96 | Solar Inverter |  | Outside
SRP08825 | PV POWERED | PVP4800 | 4800 | 1 |  |  | 0.96 | Solar Inverter |  | Outside
SRP08826 | PV POWERED | PVP4800 | 4800 | 1 |  |  | 0.96 | Solar Inverter |  | Inside
SRP08826 | SMA AMERICA | SB4000US (240V) | 4000 | 1 |  |  | 0.96 | Solar Inverter |  | INDOOR
SRP08829 | PV POWERED | PVP4800 | 4800 | 1 |  |  | 0.96 | Solar Inverter |  | Outside
SRP08834 | SMA AMERICA | SB4000US (208V) | 4000 | 1 |  |  | 0.96 | Solar Inverter |  | INDOOR
SRP08836 | PV POWERED | PVP4800 | 4800 | 1 |  |  | 0.96 | Solar Inverter |  | OUTDOOR
SRP08845 | SMA AMERICA | SB3000US (208V) | 3000 | 1 |  |  | 0.96 | Solar Inverter |  | OUTDOOR
SRP08845 | SMA AMERICA | SB7000US (208V) | 7000 | 1 |  |  | 0.96 | Solar Inverter |  | OUTDOOR
SRP08846 | SATCON TECHNOLOGY | AE-100-60-PV-F | 100000 | 1 |  |  | 0.96 | Solar Inverter |  | OUTDOOR
SRP08851 | PV POWERED | PVP4800 | 4800 | 1 |  |  | 0.96 | Solar Inverter |  | INDOOR
SRP08854 | PV POWERED | PVP4800 | 4800 | 1 |  |  | 0.96 | Solar Inverter |  | INDOOR
SRP08856 | PV POWERED | PVP4800 | 4800 | 1 |  |  | 0.96 | Solar Inverter |  | OUTDOOR
SRP08858 | SMA AMERICA | SB7000US (240V) | 8000 | 1 |  |  | 0.96 | Solar Inverter |  | INDOOR
SRP08859 | SMA AMERICA | SB3000US (240V) | 3000 | 1 |  |  | 0.96 | Solar Inverter |  | Outside
SRP08861 | ADVANCED ENERGY INDUSTRIES | AE 75TX-208 | 75000 | 1 |  |  | 0.96 | Solar Inverter |  | OUTDOOR
SRP08866 | SMA AMERICA | SB4000US (240V) | 4000 | 1 |  |  | 0.96 | Solar Inverter |  | INDOOR
SRP08869 | SMA AMERICA | SB5000US | 5000 | 1 |  |  | 0.96 | Solar Inverter |  | INDOOR
SRP08870 | SATCON TECHNOLOGY | PVS-50 (240 V) | 50000 | 1 |  |  | 0.96 | Solar Inverter |  | OUTDOOR
SRP08871 | SMA AMERICA | SB4000US (208V) | 4000 | 1 |  |  | 0.96 | Solar Inverter |  | INDOOR
SRP08882 | FRONIUS USA |  | 11400 | 1 |  |  | 0.96 | Solar Inverter |  | INDOOR
SRP08882 | SUNPOWER CORP (ORIGINAL MFRFRONIUS) | SPR 12000F (208V) | 11400 | 6 |  |  | 0.96 | Solar Inverter |  | INDOOR
SRP08890 | ENPHASE ENERGY | M200-32-240-S02 | 210 | 70 |  |  | 0.96 | Solar Inverter |  | OUTDOOR
SRP08892 | PV POWERED | PVP4800 | 4800 | 2 |  |  | 0.96 | Solar Inverter |  | Outside
SRP08892 | SMA AMERICA | SB4000US (208V) | 4000 | 1 |  |  | 0.96 | Solar Inverter |  | Outside
SRP08896 | ENPHASE ENERGY | M215-60-2LL-S2X | 215 | 34 |  |  | 0.96 | Solar Inverter |  | OUTDOOR
SRP08897 | ENPHASE ENERGY | M215-60-2LL-S2X | 215 | 26 |  |  | 0.96 | Solar Inverter |  | OUTDOOR
SRP08900 | POWER-ONE | PVI-CENTRAL-100-US (208 V) | 10000 | 2 |  |  | 0.96 | Solar Inverter |  | INDOOR
SRP08902 | PV POWERED | PVP4800 | 4800 | 1 |  |  | 0.96 | Solar Inverter |  | Outside
SRP08902 | PV POWERED | PVP4800 | 4800 | 1 |  |  | 0.96 | Solar Inverter |  | Outside
SRP08905 | PV POWERED | PVP4800 | 4800 | 2 |  |  | 0.96 | Solar Inverter |  | INDOOR
SRP08907 | PV POWERED | PVP4800 | 4800 | 3 |  |  | 0.96 | Solar Inverter |  | Outside
SRP08909 | SMA AMERICA | SB3000US (208V) | 3000 | 1 |  |  | 0.96 | Solar Inverter |  | OUTDOOR
SRP08911 | PV POWERED | PVP4800 | 4800 | 1 |  |  | 0.96 | Solar Inverter |  | Outside
SRP08913 | PV POWERED | PVP4800 | 4800 | 1 |  |  | 0.96 | Solar Inverter |  | INDOOR
SRP08914 | SMA AMERICA | SB3000US (240V) | 3000 | 1 |  |  | 0.96 | Solar Inverter |  | OUTDOOR
SRP08917 | PV POWERED | PVP4800 | 4800 | 1 |  |  | 0.96 | Solar Inverter |  | INDOOR
SRP08926 | PV POWERED | PVP4800 | 4800 | 3 |  |  | 0.96 | Solar Inverter |  | INDOOR
SRP08928 | SMA AMERICA | SB4000US (208V) | 4000 | 1 |  |  | 0.96 | Solar Inverter |  | INDOOR
SRP08944 | FRONIUS USA | IG PLUS V 10.0-208 | 10000 | 1 |  |  | 0.96 | Solar Inverter |  | Outside
SRP08944 | FRONIUS USA | IG PLUS V 6.0-208 | 6000 | 1 |  |  | 0.96 | Solar Inverter |  | Outside
SRP08945 | ADVANCED ENERGY INDUSTRIES | 3159000-104 | 260000 | 1 |  |  | 0.96 | Solar Inverter |  | OUTDOOR
SRP08948 | PV POWERED | PVP4800 | 4800 | 1 |  |  | 0.96 | Solar Inverter |  | INDOOR
SRP08952 | POWER-ONE | PVI-3.0-OUTD-S-US (240 V) | 3000 | 2 |  |  | 0.96 | Solar Inverter |  | OUTDOOR
SRP08955 | PV POWERED | PVP75KW-208 | 75000 | 1 |  |  | 0.96 | Solar Inverter |  | Outside
SRP08958 | FRONIUS USA |  | 10000 | 1 |  |  | 0.96 | Solar Inverter |  | OUTDOOR
SRP08960 | SMA AMERICA | SB7000US (208V) | 7000 | 1 |  |  | 0.96 | Solar Inverter |  | INDOOR
SRP08961 | SMA AMERICA | SB3000US (208V) | 3000 | 1 |  |  | 0.96 | Solar Inverter |  | OUTDOOR
SRP08969 | SMA AMERICA | SB7000US (208V) | 7000 | 1 |  |  | 0.96 | Solar Inverter |  | Inside
SRP08971 | POWER-ONE | PVI-3600-US (240V) | 4200 | 1 |  |  | 0.96 | Solar Inverter |  | OUTDOOR
SRP08977 | SMA AMERICA | SB5000US (240V) | 5000 | 1 |  |  | 0.96 | Solar Inverter |  | OUTDOOR
SRP08977 | SMA AMERICA | SB7000US (240V) | 7000 | 1 |  |  | 0.96 | Solar Inverter |  | OUTDOOR
SRP08978 | POWER-ONE | PVI-3600-OUTD-US-F (208V) | 3600 | 1 |  |  | 0.96 | Solar Inverter |  | OUTDOOR
SRP08979 | SMA AMERICA | SB7000US (240V) | 7000 | 1 |  |  | 0.96 | Solar Inverter |  | OUTDOOR
SRP08986 | PV POWERED | PVP4800 | 4800 | 1 |  |  | 0.96 | Solar Inverter |  | INDOOR
SRP08987 | PV POWERED | PVP4800 | 4800 | 1 |  |  | 0.96 | Solar Inverter |  | INDOOR
SRP08988 | PV POWERED | PVP4800 | 4800 | 1 |  |  | 0.96 | Solar Inverter |  | INDOOR
SRP08990 | SMA AMERICA | SB3800U (240V) | 3500 | 1 |  |  | 0.96 | Solar Inverter |  | Inside
SRP08995 | XANTREX TECHNOLOGY | GT250-480 | 250000 | 1 |  |  | 0.96 | Solar Inverter |  | OUTDOOR
SRP08999 | ADVANCED ENERGY INDUSTRIES | 3159000-104 | 260000 | 1 |  |  | 0.96 | Solar Inverter |  | INDOOR
SRP09003 | PV POWERED | PVP100KW-208 | 100000 | 1 |  |  | 0.96 | Solar Inverter |  | INDOOR
SRP09005 | ENPHASE ENERGY | M200-32-240-S02 | 215 | 40 |  |  | 0.96 | Solar Inverter |  | OUTDOOR
SRP09011 | SMA AMERICA | SB4000US (208V) | 4000 | 1 |  |  | 0.96 | Solar Inverter |  | OUTDOOR
SRP09013 | PV POWERED | PVP4800 | 4800 | 2 |  |  | 0.96 | Solar Inverter |  | INDOOR
SRP09017 | FRONIUS USA |  | 11400 | 2 |  |  | 0.96 | Solar Inverter |  | Outside
SRP09019 | POWER-ONE | PVI-6000-OUTD-US-W (240 V) | 6000 | 1 |  |  | 0.96 | Solar Inverter |  | INDOOR
SRP09021 | PV POWERED | PVP4800 | 4800 | 1 |  |  | 0.96 | Solar Inverter |  | INDOOR
SRP09022 | PV POWERED | PVP4800 | 4800 | 1 |  |  | 0.96 | Solar Inverter |  | OUTDOOR
SRP09023 | PV POWERED | PVP4800 | 4800 | 2 |  |  | 0.96 | Solar Inverter |  | Inside
SRP09024 | PV POWERED | PVP4800 | 4800 | 1 |  |  | 0.96 | Solar Inverter |  | Inside
SRP09027 | ENPHASE ENERGY | M200-32-240-S02 | 215 | 17 |  |  | 0.96 | Solar Inverter |  | OUTDOOR
SRP09033 | PV POWERED | PVP4800 | 4800 | 1 |  |  | 0.96 | Solar Inverter |  | INDOOR
SRP09035 | ENPHASE ENERGY | M200-32-208-S01 | 215 | 13 |  |  | 0.96 | Solar Inverter |  | OUTDOOR
SRP09037 | PV POWERED | PVP4800 | 4800 | 1 |  |  | 0.96 | Solar Inverter |  | OUTDOOR
SRP09039 | PV POWERED | PVP4800 | 4800 | 1 |  |  | 0.96 | Solar Inverter |  | Outside
SRP09041 | SMA AMERICA | SB4000US (240V) | 4000 | 1 |  |  | 0.96 | Solar Inverter |  | OUTDOOR
SRP09042 | ENPHASE ENERGY | M190-72-208-SXX (-NA) | 190 | 11 |  |  | 0.96 | Solar Inverter |  | OUTDOOR
SRP09044 | ENPHASE ENERGY | M200-32-240-S02 | 215 | 16 |  |  | 0.96 | Solar Inverter |  | OUTDOOR
SRP09045 | ENPHASE ENERGY | M200-32-240-S02 | 215 | 16 |  |  | 0.96 | Solar Inverter |  | OUTDOOR
SRP09052 | SATCON TECHNOLOGY | PVS-75 (240 V) | 75000 | 1 |  |  | 0.96 | Solar Inverter |  | OUTDOOR
SRP09054 | POWER-ONE | PVI-3600-US (240V) | 3600 | 1 |  |  | 0.96 | Solar Inverter |  | Inside
SRP09054 | POWER-ONE | PVI-5000-OUTD-US (208 V) | 5000 | 1 |  |  | 0.96 | Solar Inverter |  | Inside
SRP09060 | SATCON TECHNOLOGY | PVS-100 (240 V) | 100000 | 1 |  |  | 0.96 | Solar Inverter |  | OUTDOOR
SRP09060 | SATCON TECHNOLOGY | PVS-500 (480 V) | 500000 | 1 |  |  | 0.96 | Solar Inverter |  | OUTDOOR
SRP09063 | PV POWERED | PVP75KW-208 | 75000 | 1 |  |  | 0.96 | Solar Inverter |  | Outside
SRP09070 | POWER-ONE | PVI-3000-I-OUTD-US | 3000 | 1 |  |  | 0.96 | Solar Inverter |  | Outside
SRP09070 | POWER-ONE | PVI-3600-US (240V) | 4200 | 1 |  |  | 0.96 | Solar Inverter |  | Outside
SRP09073 | POWER-ONE | PVI-3600-OUTD-US-F (240V) | 3600 | 2 |  |  | 0.96 | Solar Inverter |  | OUTDOOR
SRP09073 | POWER-ONE | PVI-3600-US (208V) | 4200 | 2 |  |  | 0.96 | Solar Inverter |  | OUTDOOR
SRP09077 | PV POWERED | PVP100KW-208 | 260000 | 1 |  |  | 0.96 | Solar Inverter |  | OUTDOOR
SRP09077 | PV POWERED | PVP75KW-208 | 75000 | 1 |  |  | 0.96 | Solar Inverter |  | OUTDOOR
SRP09079 | PV POWERED | PVP4800 | 4800 | 2 |  |  | 0.96 | Solar Inverter |  | INDOOR
SRP09081 | PV POWERED | PVP4800 | 4800 | 1 |  |  | 0.96 | Solar Inverter |  | INDOOR
SRP09089 | FRONIUS USA |  | 7500 | 1 |  |  | 0.96 | Solar Inverter |  | OUTDOOR
SRP09089 | FRONIUS USA |  | 10000 | 3 |  |  | 0.96 | Solar Inverter |  | OUTDOOR
SRP09089 | POWER-ONE | PVI-5000-OUTD-US (240 V) | 5000 | 1 |  |  | 0.96 | Solar Inverter |  | OUTDOOR
SRP09094 | FRONIUS USA |  | 11400 | 1 |  |  | 0.96 | Solar Inverter |  | INDOOR
SRP09097 | POWER-ONE | PVI-3000-I-OUTD-US | 3000 | 1 |  |  | 0.96 | Solar Inverter |  | INDOOR
SRP09108 | ENPHASE ENERGY | M215-60-2LL-S2X | 215 | 12 |  |  | 0.96 | Solar Inverter |  | OUTDOOR
SRP09116 | ENPHASE ENERGY | M200-32-240-S02 | 215 | 20 |  |  | 0.96 | Solar Inverter |  | OUTDOOR
SRP09136 | SUNPOWER CORP (ORIGINAL MFRSMA) | SPR-3000M (208V) | 3000 | 1 |  |  | 0.96 | Solar Inverter |  | OUTDOOR
SRP09136 | SUNPOWER CORP (ORIGINAL MFRSMA) | SPR-4000M (208V) | 4000 | 1 |  |  | 0.96 | Solar Inverter |  | OUTDOOR
SRP09141 | PV POWERED | PVP4800 | 4800 | 1 |  |  | 0.96 | Solar Inverter |  | INDOOR
SRP09144 | ENPHASE ENERGY | M200-32-240-S02 | 215 | 17 |  |  | 0.96 | Solar Inverter |  | OUTDOOR
SRP09145 | ENPHASE ENERGY | M200-32-240-S02 | 215 | 17 |  |  | 0.96 | Solar Inverter |  | OUTDOOR
SRP09151 | ENPHASE ENERGY | M200-32-240-S02 | 215 | 17 |  |  | 0.96 | Solar Inverter |  | OUTDOOR
SRP09153 | ENPHASE ENERGY | M200-32-240-S02 | 215 | 17 |  |  | 0.96 | Solar Inverter |  | OUTDOOR
SRP09157 | ENPHASE ENERGY | M200-32-240-S02 | 215 | 24 |  |  | 0.96 | Solar Inverter |  | OUTDOOR
SRP09158 | ENPHASE ENERGY | M200-32-240-S02 | 190 | 25 |  |  | 0.96 | Solar Inverter |  | OUTDOOR
SRP09159 | ENPHASE ENERGY | M200-32-240-S02 | 215 | 12 |  |  | 0.96 | Solar Inverter |  | OUTDOOR
SRP09159 | ENPHASE ENERGY | M200-32-240-S02 | 215 | 15 |  |  | 0.96 | Solar Inverter |  | OUTDOOR
SRP09162 | ENPHASE ENERGY | M200-32-240-S02 | 215 | 16 |  |  | 0.96 | Solar Inverter |  | OUTDOOR
SRP09162 | ENPHASE ENERGY | M200-32-240-S02 | 215 | 16 |  |  | 0.96 | Solar Inverter |  | OUTDOOR
SRP09163 | ENPHASE ENERGY | M200-32-240-S02 | 215 | 10 |  |  | 0.96 | Solar Inverter |  | OUTDOOR
SRP09163 | ENPHASE ENERGY | M200-32-240-S02 | 215 | 17 |  |  | 0.96 | Solar Inverter |  | OUTDOOR
SRP09165 | ENPHASE ENERGY | M200-32-240-S02 | 215 | 16 |  |  | 0.96 | Solar Inverter |  | OUTDOOR
SRP09169 | PV POWERED | PVP3000 | 3000 | 1 |  |  | 0.96 | Solar Inverter |  | OUTDOOR
SRP09170 | POWER-ONE | PVI-3000-I-OUTD-US | 3000 | 1 |  |  | 0.96 | Solar Inverter |  | OUTDOOR
SRP09170 | POWER-ONE | PVI-3600-OUTD-US-F (208V) | 3600 | 1 |  |  | 0.96 | Solar Inverter |  | OUTDOOR
SRP09171 | FRONIUS USA |  | 6000 | 1 |  |  | 0.96 | Solar Inverter |  | OTHER
SRP09174 | SMA AMERICA | SB3800U (208V) | 3800 | 1 |  |  | 0.96 | Solar Inverter |  | INDOOR
SRP09175 | ENPHASE ENERGY | M215-60-2LL-S2X | 215 | 28 |  |  | 0.96 | Solar Inverter |  | INDOOR
SRP09183 | POWER-ONE | PVI-3000-I-OUTD-US | 3000 | 1 |  |  | 0.96 | Solar Inverter |  | OUTDOOR
SRP09183 | POWER-ONE | PVI-3600-US (240V) | 3600 | 1 |  |  | 0.96 | Solar Inverter |  | OUTDOOR
SRP09188 | SMA AMERICA | SB8000TL-US (240V) | 8000 | 8 |  |  | 0.96 | Solar Inverter |  | Outside
SRP09188 | SMA AMERICA | SB8000US-12 (240V) | 8000 | 8 |  |  | 0.96 | Solar Inverter |  | Outside
SRP09189 | ENPHASE ENERGY | M200-32-240-S02 | 215 | 75 |  |  | 0.96 | Solar Inverter |  | OUTDOOR
SRP09194 | ENPHASE ENERGY | M200-32-240-S02 | 215 | 46 |  |  | 0.96 | Solar Inverter |  | OUTDOOR
SRP09199 | PV POWERED | PVP100KW-480 | 100000 | 5 |  |  | 0.96 | Solar Inverter |  | OUTDOOR
SRP09204 | PV POWERED | PVP4800 | 4800 | 1 |  |  | 0.96 | Solar Inverter |  | OUTDOOR
SRP09206 | PV POWERED | PVP4800 | 4800 | 1 |  |  | 0.96 | Solar Inverter |  | INDOOR
SRP09207 | PV POWERED | PVP4800 | 4800 | 1 |  |  | 0.96 | Solar Inverter |  | Outside
SRP09207 | PV POWERED | PVP4800 | 4800 | 1 |  |  | 0.96 | Solar Inverter |  | Outside
SRP09210 | PV POWERED | PVP4800 | 4800 | 1 |  |  | 0.96 | Solar Inverter |  | OUTDOOR
SRP09213 | SUNPOWER CORP (ORIGINAL MFRFRONIUS) | SPR-6500F-240 | 6500 | 1 |  |  | 0.96 | Solar Inverter |  | INDOOR
SRP09216 | POWER-ONE | PVI-3600-US (240V) | 4200 | 1 |  |  | 0.96 | Solar Inverter |  | OUTDOOR
SRP09217 | PV POWERED | PVP4800 | 4800 | 1 |  |  | 0.96 | Solar Inverter |  | INDOOR
SRP09217 | PV POWERED | PVP4800 | 4800 | 1 |  |  | 0.96 | Solar Inverter |  | INDOOR
SRP09218 | PV POWERED | PVP4800 | 4800 | 1 |  |  | 0.96 | Solar Inverter |  | Outside
SRP09220 | PV POWERED | PVP4800 | 4800 | 1 |  |  | 0.96 | Solar Inverter |  | Outside
SRP09221 | PV POWERED | PVP4800 | 4800 | 1 |  |  | 0.96 | Solar Inverter |  | INDOOR
SRP09222 | PV POWERED | PVP4800 | 4800 | 1 |  |  | 0.96 | Solar Inverter |  | INDOOR
SRP09223 | PV POWERED | PVP4800 | 4800 | 1 |  |  | 0.96 | Solar Inverter |  | INDOOR
SRP09225 | PV POWERED | PVP4800 | 4800 | 2 |  |  | 0.96 | Solar Inverter |  | Outside
SRP09229 | ENPHASE ENERGY | M200-32-240-S02 | 215 | 8 |  |  | 0.96 | Solar Inverter |  | OUTDOOR
SRP09229 | ENPHASE ENERGY | M200-32-240-S02 | 215 | 11 |  |  | 0.96 | Solar Inverter |  | OUTDOOR
SRP09230 | ENPHASE ENERGY | M200-32-240-S02 | 215 | 17 |  |  | 0.96 | Solar Inverter |  | OUTDOOR
SRP09238 | PV POWERED | PVP100KW-480 | 260000 | 1 |  |  | 0.96 | Solar Inverter |  | OUTDOOR
SRP09239 | POWER-ONE | PVI-3.6-OUTD-S-US (240 V) | 3600 | 1 |  |  | 0.96 | Solar Inverter |  | OUTDOOR
SRP09243 | POWER-ONE | PVI-5000-OUTD-US (208 V) | 4200 | 1 |  |  | 0.96 | Solar Inverter |  | INDOOR
SRP09244 | PV POWERED | PVP4800 | 4800 | 1 |  |  | 0.96 | Solar Inverter |  | Outside
SRP09245 | PV POWERED | PVP4800 | 4800 | 1 |  |  | 0.96 | Solar Inverter |  | INDOOR
SRP09246 | PV POWERED | PVP4800 | 4800 | 1 |  |  | 0.96 | Solar Inverter |  | INDOOR
SRP09249 | PV POWERED | PVP4800 | 4800 | 2 |  |  | 0.96 | Solar Inverter |  | INDOOR
SRP09252 | PV POWERED | PVP4800 | 4800 | 1 |  |  | 0.96 | Solar Inverter |  | Outside
SRP09253 | PV POWERED | PVP4800 | 4800 | 1 |  |  | 0.96 | Solar Inverter |  | INDOOR
SRP09255 | PV POWERED | PVP4800 | 4800 | 1 |  |  | 0.96 | Solar Inverter |  | INDOOR
SRP09257 | FRONIUS USA |  | 11400 | 3 |  |  | 0.96 | Solar Inverter |  | OUTDOOR
SRP09259 | FRONIUS USA |  | 10000 | 3 |  |  | 0.96 | Solar Inverter |  | OUTDOOR
SRP09261 | PV POWERED | PVP4800 | 4800 | 1 |  |  | 0.96 | Solar Inverter |  | OUTDOOR
SRP09263 | PV POWERED | PVP4800 | 4800 | 2 |  |  | 0.96 | Solar Inverter |  | INDOOR
SRP09265 | ENPHASE ENERGY | M200-32-240-S02 | 215 | 17 |  |  | 0.96 | Solar Inverter |  | OUTDOOR
SRP09266 | ENPHASE ENERGY | M175-24-240-S | 215 | 12 |  |  | 0.96 | Solar Inverter |  | OUTDOOR
SRP09268 | ENPHASE ENERGY | M200-32-240-S02 | 215 | 14 |  |  | 0.96 | Solar Inverter |  | OUTDOOR
SRP09269 | PV POWERED | PVP4800 | 4800 | 1 |  |  | 0.96 | Solar Inverter |  | INDOOR
SRP09270 | ENPHASE ENERGY | M175-24-240-S | 215 | 17 |  |  | 0.96 | Solar Inverter |  | OUTDOOR
SRP09271 | SMA AMERICA | SB5000US (240V) | 5000 | 1 |  |  | 0.96 | Solar Inverter |  | Outside
SRP09272 | SMA AMERICA | SB3000US (208V) | 3000 | 1 |  |  | 0.96 | Solar Inverter |  | OUTDOOR
SRP09272 | SMA AMERICA | SB5000US (240V) | 5000 | 3 |  |  | 0.96 | Solar Inverter |  | OUTDOOR
SRP09273 | SMA AMERICA | SB3000US (208V) | 3000 | 1 |  |  | 0.96 | Solar Inverter |  | Outside
SRP09273 | SMA AMERICA | SB7000US (240V) | 7000 | 1 |  |  | 0.96 | Solar Inverter |  | Outside
SRP09274 | POWER-ONE | PVI-3000-I-OUTD-US-F (240V) | 3000 | 1 |  |  | 0.96 | Solar Inverter |  | OUTDOOR
SRP09276 | SMA AMERICA | SB3000US (208V) | 3000 | 1 |  |  | 0.96 | Solar Inverter |  | INDOOR
SRP09278 | ENPHASE ENERGY | M175-24-208-S01 | 215 | 17 |  |  | 0.96 | Solar Inverter |  | OUTDOOR
SRP09279 | PV POWERED | PVP4800 | 4800 | 1 |  |  | 0.96 | Solar Inverter |  | INDOOR
SRP09284 | POWER-ONE | PVI-6000-OUTD-US (208 V) | 6000 | 1 |  |  | 0.96 | Solar Inverter |  | INDOOR
SRP09285 | ENPHASE ENERGY | M200-32-240-S02 | 215 | 20 |  |  | 0.96 | Solar Inverter |  | Outside
SRP09297 | PV POWERED | PVP4800 | 4800 | 2 |  |  | 0.96 | Solar Inverter |  | INDOOR
SRP09301 | POWER-ONE | PVI-3600-OUTD-US-F (208V) | 3600 | 1 |  |  | 0.96 | Solar Inverter |  | OUTDOOR
SRP09302 | POWER-ONE | PVI-3000-I-OUTD-US-F (240V) | 3000 | 1 |  |  | 0.96 | Solar Inverter |  | OUTDOOR
SRP09302 | POWER-ONE | PVI-5000-OUTD-US (240 V) | 5000 | 1 |  |  | 0.96 | Solar Inverter |  | OUTDOOR
SRP09303 | POWER-ONE | PVI-3000-I-OUTD-US | 3000 | 1 |  |  | 0.96 | Solar Inverter |  | OUTDOOR
SRP09304 | PV POWERED | PVP4800 | 4800 | 1 |  |  | 0.96 | Solar Inverter |  | OUTDOOR
SRP09305 | PV POWERED | PVP4800 | 4800 | 1 |  |  | 0.96 | Solar Inverter |  | INDOOR
SRP09308 | ADVANCED ENERGY INDUSTRIES | 3159000-104 | 100000 | 1 |  |  | 0.96 | Solar Inverter |  | INDOOR
SRP09309 | ENPHASE ENERGY | M200-32-208-S01 | 215 | 26 |  |  | 0.96 | Solar Inverter |  | OUTDOOR
SRP09315 | ENPHASE ENERGY | M200-32-240-S02 | 215 | 26 |  |  | 0.96 | Solar Inverter |  | OUTDOOR
SRP09316 | SMA AMERICA | SB7000US (240V) | 7000 | 1 |  |  | 0.96 | Solar Inverter |  | OUTDOOR
SRP09317 | PV POWERED | PVP4800 | 4800 | 1 |  |  | 0.96 | Solar Inverter |  | Outside
SRP09318 | SMA AMERICA | SB3000US (208V) | 3000 | 2 |  |  | 0.96 | Solar Inverter |  | Inside
SRP09319 | POWER-ONE | PVI-6000-OUTD-US-W (277 V) | 6000 | 1 |  |  | 0.96 | Solar Inverter |  | OUTDOOR
SRP09320 | SATCON TECHNOLOGY | PVS-135 (480 V) | 135000 | 1 |  |  | 0.96 | Solar Inverter |  | INDOOR
SRP09321 | FRONIUS USA |  | 11400 | 1 |  |  | 0.96 | Solar Inverter |  | INDOOR
SRP09323 | ENPHASE ENERGY | M200-32-240-S02 | 215 | 14 |  |  | 0.96 | Solar Inverter |  | OUTDOOR
SRP09324 | ENPHASE ENERGY | M200-32-240-S02 | 215 | 15 |  |  | 0.96 | Solar Inverter |  | OUTDOOR
SRP09325 | ENPHASE ENERGY | M200-32-240-S02 | 215 | 16 |  |  | 0.96 | Solar Inverter |  | OUTDOOR
SRP09329 | SMA AMERICA | SB5000US (208V) | 5000 | 1 |  |  | 0.96 | Solar Inverter |  | Outside
SRP09330 | PV POWERED | PVP4800 | 4800 | 1 |  |  | 0.96 | Solar Inverter |  | INDOOR
SRP09330 | PV POWERED | PVP4800 | 4800 | 1 |  |  | 0.96 | Solar Inverter |  | INDOOR
SRP09332 | PV POWERED | PVP4800 | 4800 | 1 |  |  | 0.96 | Solar Inverter |  | INDOOR
SRP09334 | POWER-ONE | PVI-3000-I-OUTD-US | 3000 | 1 |  |  | 0.96 | Solar Inverter |  | OUTDOOR
SRP09335 | FRONIUS USA |  | 10000 | 1 |  |  | 0.96 | Solar Inverter |  | Inside
SRP09336 | POWER-ONE | PVI-3000-I-OUTD-US | 3000 | 1 |  |  | 0.96 | Solar Inverter |  | OUTDOOR
SRP09336 | POWER-ONE | PVI-3600-OUTD-US-F (208V) | 3600 | 1 |  |  | 0.96 | Solar Inverter |  | OUTDOOR
SRP09337 | POWER-ONE | PVI-4.2-OUTD-S-US (208 V) | 4200 | 1 |  |  | 0.96 | Solar Inverter |  | OUTDOOR
SRP09339 | ENPHASE ENERGY | M200-32-208-S01 | 215 | 12 |  |  | 0.96 | Solar Inverter |  | OUTDOOR
SRP09340 | ENPHASE ENERGY | M200-32-208-S01 | 215 | 17 |  |  | 0.96 | Solar Inverter |  | OUTDOOR
SRP09342 | ENPHASE ENERGY | M200-32-208-S01 | 215 | 9 |  |  | 0.96 | Solar Inverter |  | OUTDOOR
SRP09342 | ENPHASE ENERGY | M200-32-208-S01 | 215 | 14 |  |  | 0.96 | Solar Inverter |  | OUTDOOR
SRP09343 | PV POWERED | PVP100KW-208 | 100000 | 1 |  |  | 0.96 | Solar Inverter |  | OUTDOOR
SRP09345 | ENPHASE ENERGY | M200-32-240-S02 | 215 | 30 |  |  | 0.96 | Solar Inverter |  | OUTDOOR
SRP09349 | ENPHASE ENERGY | M200-32-240-S02 | 215 | 33 |  |  | 0.96 | Solar Inverter |  | OUTDOOR
SRP09350 | ENPHASE ENERGY | M200-32-208-S01 | 215 | 24 |  |  | 0.96 | Solar Inverter |  | OUTDOOR
SRP09351 | ENPHASE ENERGY | M200-32-240-S02 | 215 | 23 |  |  | 0.96 | Solar Inverter |  | OUTDOOR
SRP09353 | ENPHASE ENERGY | M200-32-240-S02 | 215 | 28 |  |  | 0.96 | Solar Inverter |  | OUTDOOR
SRP09354 | ENPHASE ENERGY | M200-32-208-S01 | 215 | 12 |  |  | 0.96 | Solar Inverter |  | OUTDOOR
SRP09355 | SMA AMERICA | SB4000US (240V) | 4000 | 1 |  |  | 0.96 | Solar Inverter |  | INDOOR
SRP09356 | ENPHASE ENERGY | M200-32-240-S02 | 215 | 24 |  |  | 0.96 | Solar Inverter |  | OUTDOOR
SRP09357 | PV POWERED | PVP100KW-480 | 100000 | 1 |  |  | 0.96 | Solar Inverter |  | OUTDOOR
SRP09359 | PV POWERED | PVP100KW-480 | 100000 | 1 |  |  | 0.96 | Solar Inverter |  | OUTDOOR
SRP09359 | PV POWERED | PVP100KW-480 | 100000 | 1 |  |  | 0.96 | Solar Inverter |  | OUTDOOR
SRP09359 | SATCON TECHNOLOGY | PVS-135 (240 V) | 135000 | 1 |  |  | 0.96 | Solar Inverter |  | OUTDOOR
SRP09366 | PV POWERED | PVP4800 | 4800 | 1 |  |  | 0.96 | Solar Inverter |  | Outside
SRP09368 | SMA AMERICA | SB3000US (208V) | 3000 | 1 |  |  | 0.96 | Solar Inverter |  | Outside
SRP09377 | PV POWERED | PVP4800 | 4800 | 1 |  |  | 0.96 | Solar Inverter |  | INDOOR
SRP09377 | PV POWERED | PVP4800 | 4800 | 2 |  |  | 0.96 | Solar Inverter |  | INDOOR
SRP09380 | PV POWERED | PVP4800 | 4800 | 1 |  |  | 0.96 | Solar Inverter |  | Outside
SRP09383 | SMA AMERICA | SB7000US (208V) | 7000 | 1 |  |  | 0.96 | Solar Inverter |  | INDOOR
SRP09385 | FRONIUS USA |  | 10000 | 1 |  |  | 0.96 | Solar Inverter |  | OUTDOOR
SRP09386 | SUNPOWER CORP (ORIGINAL MFRFRONIUS) | SPR 12000F (208V) | 10001 | 6 |  |  | 0.96 | Solar Inverter |  | OUTDOOR
SRP09387 | PV POWERED | PVP4800 | 4800 | 2 |  |  | 0.96 | Solar Inverter |  | INDOOR
SRP09390 | ENPHASE ENERGY | M200-32-240-S02 | 215 | 39 |  |  | 0.96 | Solar Inverter |  | OUTDOOR
SRP09395 | FRONIUS USA | IG 5100 | 5000 | 1 |  |  | 0.96 | Solar Inverter |  | Inside
SRP09395 | PV POWERED | PVP2800 | 2800 | 1 |  |  | 0.96 | Solar Inverter |  | INDOOR
SRP09395 | PV POWERED | PVP4600 | 4600 | 1 |  |  | 0.96 | Solar Inverter |  | INDOOR
SRP09396 | ENPHASE ENERGY | M200-32-208-S01 | 215 | 39 |  |  | 0.96 | Solar Inverter |  | OUTDOOR
SRP09397 | PV POWERED | PVP4800 | 4800 | 1 |  |  | 0.96 | Solar Inverter |  | INDOOR
SRP09400 | PV POWERED | PVP4800 | 4800 | 1 |  |  | 0.96 | Solar Inverter |  | INDOOR
SRP09401 | PV POWERED | PVP4800 | 4800 | 2 |  |  | 0.96 | Solar Inverter |  | OUTDOOR
SRP09411 | PV POWERED | PVP75KW-208 | 75000 | 2 |  |  | 0.96 | Solar Inverter |  | OUTDOOR
SRP09414 | SMA AMERICA | SB7000US (277V) | 8000 | 1 |  |  | 0.96 | Solar Inverter |  | INDOOR
SRP09415 | POWER-ONE | PVI-3.0-OUTD-S-US (208 V) | 3000 | 1 |  |  | 0.96 | Solar Inverter |  | OUTDOOR
SRP09418 | POWER-ONE | PVI-5000-OUTD-US (208 V) | 4200 | 1 |  |  | 0.96 | Solar Inverter |  | INDOOR
SRP09425 | POWER-ONE | PVI-3000-I-OUTD-US-F (240V) | 3000 | 1 |  |  | 0.96 | Solar Inverter |  | OUTDOOR
SRP09427 | ADVANCED ENERGY | MM5 | 35000 | 1 |  |  | 0.96 | Solar Inverter |  | OUTDOOR
SRP09428 | ENPHASE ENERGY | M200-32-208-S01 | 215 | 28 |  |  | 0.96 | Solar Inverter |  | OUTDOOR
SRP09430 | ENPHASE ENERGY | M200-32-208-S01 | 215 | 30 |  |  | 0.96 | Solar Inverter |  | OUTDOOR
SRP09431 | PV POWERED | PVP100KW-208 | 100000 | 3 |  |  | 0.96 | Solar Inverter |  | OUTDOOR
SRP09431 | PV POWERED | PVP50KW-208 | 50000 | 2 |  |  | 0.96 | Solar Inverter |  | OUTDOOR
SRP09432 | ENPHASE ENERGY | M200-32-208-S01 | 215 | 12 |  |  | 0.96 | Solar Inverter |  | OUTDOOR
SRP09433 | ENPHASE ENERGY | M200-32-208-S01 | 215 | 17 |  |  | 0.96 | Solar Inverter |  | OUTDOOR
SRP09434 | SMA AMERICA | SB4000US (208V) | 4000 | 1 |  |  | 0.96 | Solar Inverter |  | INDOOR
SRP09437 | ENPHASE ENERGY | M200-32-208-S01 | 215 | 26 |  |  | 0.96 | Solar Inverter |  | OUTDOOR
SRP09438 | PV POWERED | PVP4800 | 4800 | 2 |  |  | 0.96 | Solar Inverter |  | Outside
SRP09439 | ENPHASE ENERGY | M200-32-208-S01 | 215 | 28 |  |  | 0.96 | Solar Inverter |  | OUTDOOR
SRP09440 | PV POWERED | PVP4800 | 4800 | 1 |  |  | 0.96 | Solar Inverter |  | INDOOR
SRP09446 | PV POWERED | PVP4800 | 4800 | 1 |  |  | 0.96 | Solar Inverter |  | OUTDOOR
SRP09447 | SMA AMERICA | SB5000US | 5000 | 1 |  |  | 0.96 | Solar Inverter |  | Outside
SRP09448 | ENPHASE ENERGY | M200-32-240-S02 | 215 | 8 |  |  | 0.96 | Solar Inverter |  | OUTDOOR
SRP09448 | ENPHASE ENERGY | M200-32-240-S02 | 215 | 14 |  |  | 0.96 | Solar Inverter |  | OUTDOOR
SRP09448 | ENPHASE ENERGY | M200-32-240-S02 | 215 | 27 |  |  | 0.96 | Solar Inverter |  | OUTDOOR
SRP09451 | PV POWERED | PVP4800 | 4800 | 1 |  |  | 0.96 | Solar Inverter |  | INDOOR
SRP09452 | POWER-ONE | PVI-3000-I-OUTD-US | 3000 | 1 |  |  | 0.96 | Solar Inverter |  | INDOOR
SRP09452 | POWER-ONE | PVI-5000-OUTD-US (208 V) | 4200 | 1 |  |  | 0.96 | Solar Inverter |  | INDOOR
SRP09455 | ENPHASE ENERGY | M200-32-208-S01 | 215 | 14 |  |  | 0.96 | Solar Inverter |  | OUTDOOR
SRP09455 | ENPHASE ENERGY | M200-32-208-S01 | 215 | 26 |  |  | 0.96 | Solar Inverter |  | OUTDOOR
SRP09456 | POWER-ONE | PVI-5000-OUTD-US (208 V) | 4200 | 2 |  |  | 0.96 | Solar Inverter |  | INDOOR
SRP09460 | SMA AMERICA | SB7000US (240V) | 7000 | 1 |  |  | 0.96 | Solar Inverter |  | OUTDOOR
SRP09461 | SMA AMERICA | SB7000US (240V) | 7000 | 1 |  |  | 0.96 | Solar Inverter |  | INDOOR
SRP09462 | ENPHASE ENERGY | M200-32-240-S02 | 215 | 40 |  |  | 0.96 | Solar Inverter |  | INDOOR
SRP09467 | ENPHASE ENERGY | M215-60-2LL-S2X | 215 | 234 |  |  | 0.96 | Solar Inverter |  | Outside
SRP09467 | SOLECTRIA RENEWABLES | PVI13KW-480 | 13000 | 2 |  |  | 0.96 | Solar Inverter |  | Outside
SRP09467 | SOLECTRIA RENEWABLES | PVI15KW-208 | 15000 | 4 |  |  | 0.96 | Solar Inverter |  | OUTDOOR
SRP09469 | ENPHASE ENERGY | M200-32-208-S02 | 215 | 85 |  |  | 0.96 | Solar Inverter |  | OUTDOOR
SRP09471 | SUNPOWER CORP (ORIGINAL MFRSMA) | SPR-7000M (240V) | 11400 | 1 |  |  | 0.96 | Solar Inverter |  | Outside
SRP09475 | PV POWERED | PVP5200 | 50000 | 1 |  |  | 0.96 | Solar Inverter |  | Inside
SRP09478 | FRONIUS USA |  | 9995 | 1 |  |  | 0.96 | Solar Inverter |  | OUTDOOR
SRP09479 | FRONIUS USA |  | 10000 | 1 |  |  | 0.96 | Solar Inverter |  | OUTDOOR
SRP09488 | SMA AMERICA | SB3800U (208V) | 3800 | 1 |  |  | 0.96 | Solar Inverter |  | Outside
SRP09488 | SMA AMERICA | SB5000US | 5000 | 1 |  |  | 0.96 | Solar Inverter |  | OUTDOOR
SRP09491 | PV POWERED | PVP4800 | 4800 | 1 |  |  | 0.96 | Solar Inverter |  | INDOOR
SRP09497 | PV POWERED | PVP4800 | 4800 | 1 |  |  | 0.96 | Solar Inverter |  | INDOOR
SRP09499 | SMA AMERICA | SB7000US (208V) | 7000 | 1 |  |  | 0.96 | Solar Inverter |  | INDOOR
SRP09503 | PV POWERED | PVP4800 | 4800 | 2 |  |  | 0.96 | Solar Inverter |  | Inside
SRP09504 | ENPHASE ENERGY | M200-32-240-S02 | 215 | 22 |  |  | 0.96 | Solar Inverter |  | OUTDOOR
SRP09505 | ENPHASE ENERGY | M200-32-240-S02 | 215 | 16 |  |  | 0.96 | Solar Inverter |  | OUTDOOR
SRP09515 | SMA AMERICA | SB1100U | 2500 | 1 |  |  | 0.96 | Solar Inverter |  | INDOOR
SRP09518 | SMA AMERICA | SB7000US (277V) | 7000 | 1 |  |  | 0.96 | Solar Inverter |  | Outside
SRP09529 | FRONIUS USA |  | 12000 | 4 |  |  | 0.96 | Solar Inverter |  | Outside
SRP09530 | FRONIUS USA |  | 12000 | 3 |  |  | 0.96 | Solar Inverter |  | OUTDOOR
SRP09536 | PV POWERED | PVP4800 | 4800 | 1 |  |  | 0.96 | Solar Inverter |  | INDOOR
SRP09537 | ENPHASE ENERGY | M200-32-240-S02 | 215 | 12 |  |  | 0.96 | Solar Inverter |  | OUTDOOR
SRP09538 | SMA AMERICA | SB7000US (240V) | 7000 | 2 |  |  | 0.96 | Solar Inverter |  | OUTDOOR
SRP09539 | SMA AMERICA | SB7000US (240V) | 8000 | 1 |  |  | 0.96 | Solar Inverter |  | OUTDOOR
SRP09543 | PV POWERED | PVP4800 | 4800 | 1 |  |  | 0.96 | Solar Inverter |  | INDOOR
SRP09544 | PV POWERED | PVP4800 | 4800 | 2 |  |  | 0.96 | Solar Inverter |  | INDOOR
SRP09550 | ENPHASE ENERGY | M215-60-2LL-S2X | 215 | 21 |  |  | 0.96 | Solar Inverter |  | OUTDOOR
SRP09551 | SMA AMERICA | SB7000US (240V) | 7000 | 1 |  |  | 0.96 | Solar Inverter |  | Outside
SRP09556 | PV POWERED | PVP4800 | 4800 | 1 |  |  | 0.96 | Solar Inverter |  | INDOOR
SRP09557 | SOLECTRIA RENEWABLES | PVI13KW-208 | 15000 | 1 |  |  | 0.96 | Solar Inverter |  | Inside
SRP09558 | SATCON TECHNOLOGY | PVS-250 (208 V) | 250000 | 1 |  |  | 0.96 | Solar Inverter |  | OUTDOOR
SRP09561 | SATCON TECHNOLOGY | PVS-100 (208 V) | 100000 | 1 |  |  | 0.96 | Solar Inverter |  | OUTDOOR
SRP09562 | ENPHASE ENERGY | M175-24-208-S02 | 215 | 17 |  |  | 0.96 | Solar Inverter |  | OUTDOOR
SRP09563 | ENPHASE ENERGY | M175-24-208-S02 | 215 | 34 |  |  | 0.96 | Solar Inverter |  | OUTDOOR
SRP09564 | PV POWERED | PVP5200 | 4800 | 2 |  |  | 0.96 | Solar Inverter |  | Outside
SRP09566 | PV POWERED | PVP4800 | 4800 | 1 |  |  | 0.96 | Solar Inverter |  | INDOOR
SRP09568 | PV POWERED | PVP4800 | 4800 | 1 |  |  | 0.96 | Solar Inverter |  | Outside
SRP09569 | PV POWERED | PVP4800 | 4800 | 2 |  |  | 0.96 | Solar Inverter |  | INDOOR
SRP09570 | PV POWERED | PVP4800 | 4800 | 1 |  |  | 0.96 | Solar Inverter |  | INDOOR
SRP09573 | PV POWERED | PVP4800 | 4800 | 1 |  |  | 0.96 | Solar Inverter |  | INDOOR
SRP09575 | PV POWERED | PVP4800 | 4800 | 1 |  |  | 0.96 | Solar Inverter |  | OUTDOOR
SRP09579 | ENPHASE ENERGY | M200-32-208-S01 | 215 | 28 |  |  | 0.96 | Solar Inverter |  | OUTDOOR
SRP09580 | ENPHASE ENERGY | M200-32-208-S01 | 215 | 17 |  |  | 0.96 | Solar Inverter |  | OUTDOOR
SRP09581 | ENPHASE ENERGY | M200-32-208-S01 | 215 | 17 |  |  | 0.96 | Solar Inverter |  | OUTDOOR
SRP09583 | PV POWERED | PVP4800 | 4800 | 1 |  |  | 0.96 | Solar Inverter |  | Inside
SRP09583 | PV POWERED | PVP4800 | 4800 | 1 |  |  | 0.96 | Solar Inverter |  | Inside
SRP09584 | ENPHASE ENERGY | M200-32-208-S01 | 215 | 27 |  |  | 0.96 | Solar Inverter |  | OUTDOOR
SRP09585 | SMA AMERICA | SB6000US (208V) | 6000 | 1 |  |  | 0.96 | Solar Inverter |  | OUTDOOR
SRP09585 | SMA AMERICA | SB9000TL-US | 9000 | 6 |  |  | 0.96 | Solar Inverter |  | OUTDOOR
SRP09586 | PV POWERED | PVP4800 | 4800 | 1 |  |  | 0.96 | Solar Inverter |  | INDOOR
SRP09591 | ENPHASE ENERGY | M200-32-240-S02 | 215 | 34 |  |  | 0.96 | Solar Inverter |  | OUTDOOR
SRP09593 | SMA AMERICA | SB3000US (208V) | 3000 | 1 |  |  | 0.96 | Solar Inverter |  | INDOOR
SRP09596 | SUNPOWER CORP (ORIGINAL MFRSMA) | SPR-7000M (277V) | 10000 | 1 |  |  | 0.96 | Solar Inverter |  | OUTDOOR
SRP09596 | SUNPOWER CORP (ORIGINAL MFRSMA) | SPR-7000M (277V) | 11400 | 3 |  |  | 0.96 | Solar Inverter |  | OUTDOOR
SRP09599 | ENPHASE ENERGY | M200-32-240-S02 | 215 | 34 |  |  | 0.96 | Solar Inverter |  | OUTDOOR
SRP09600 | PV POWERED | PVP4800 | 4800 | 1 |  |  | 0.96 | Solar Inverter |  | OUTDOOR
SRP09601 | ENPHASE ENERGY | M200-32-240-S02 | 215 | 14 |  |  | 0.96 | Solar Inverter |  | OUTDOOR
SRP09606 | ENPHASE ENERGY | M200-32-240-S02 | 215 | 31 |  |  | 0.96 | Solar Inverter |  | OUTDOOR
SRP09608 | ENPHASE ENERGY | M200-32-240-S02 | 215 | 19 |  |  | 0.96 | Solar Inverter |  | OUTDOOR
SRP09611 | ENPHASE ENERGY | M200-32-208-S01 | 215 | 33 |  |  | 0.96 | Solar Inverter |  | OUTDOOR
SRP09613 | ENPHASE ENERGY | M200-32-240-S02 | 215 | 24 |  |  | 0.96 | Solar Inverter |  | OUTDOOR
SRP09615 | ENPHASE ENERGY | M200-32-240-S02 | 215 | 34 |  |  | 0.96 | Solar Inverter |  | Outside
SRP09618 | PV POWERED | PVP4800 | 4800 | 2 |  |  | 0.96 | Solar Inverter |  | INDOOR
SRP09619 | PV POWERED | PVP4800 | 4800 | 1 |  |  | 0.96 | Solar Inverter |  | INDOOR
SRP09623 | PV POWERED | PVP100KW-480 | 100000 | 1 |  |  | 0.96 | Solar Inverter |  | OUTDOOR
SRP09623 | PV POWERED | PVP30KW-480 | 50000 | 1 |  |  | 0.96 | Solar Inverter |  | OUTDOOR
SRP09623 | SATCON TECHNOLOGY | PVS-500 (480 V) | 500000 | 1 |  |  | 0.96 | Solar Inverter |  | OUTDOOR
SRP09624 | ADVANCED ENERGY INDUSTRIES | 3159000-104 | 100000 | 1 |  |  | 0.96 | Solar Inverter |  | OUTDOOR
SRP09634 | FRONIUS USA |  | 6000 | 1 |  |  | 0.96 | Solar Inverter |  | OUTDOOR
SRP09636 | ENPHASE ENERGY | M200-32-208-S01 | 215 | 13 |  |  | 0.96 | Solar Inverter |  | OUTDOOR
SRP09636 | ENPHASE ENERGY | M200-32-208-S01 | 215 | 14 |  |  | 0.96 | Solar Inverter |  | OUTDOOR
SRP09637 | PV POWERED | PVP50KW-208 | 50000 | 1 |  |  | 0.96 | Solar Inverter |  | OUTDOOR
SRP09638 | ENPHASE ENERGY | M200-32-208-S01 | 215 | 10 |  |  | 0.96 | Solar Inverter |  | OUTDOOR
SRP09638 | ENPHASE ENERGY | M200-32-208-S01 | 215 | 10 |  |  | 0.96 | Solar Inverter |  | OUTDOOR
SRP09640 | SMA AMERICA | SB7000US (240V) | 8000 | 2 |  |  | 0.96 | Solar Inverter |  | INDOOR
SRP09641 | ENPHASE ENERGY | M200-32-240-S02 | 215 | 6 |  |  | 0.96 | Solar Inverter |  | OUTDOOR
SRP09641 | ENPHASE ENERGY | M200-32-240-S02 | 215 | 22 |  |  | 0.96 | Solar Inverter |  | OUTDOOR
SRP09643 | ENPHASE ENERGY | M200-32-240-S02 | 215 | 25 |  |  | 0.96 | Solar Inverter |  | OUTDOOR
SRP09646 | PV POWERED | PVP75KW-480 | 75000 | 2 |  |  | 0.96 | Solar Inverter |  | OUTDOOR
SRP09649 | PV POWERED | PVP75KW-208 | 35000 | 1 |  |  | 0.96 | Solar Inverter |  | OUTDOOR
SRP09662 | ENPHASE ENERGY | M200-32-240-S02 | 215 | 18 |  |  | 0.96 | Solar Inverter |  | OUTDOOR
SRP09665 | ENPHASE ENERGY | M200-32-240-S02 | 215 | 17 |  |  | 0.96 | Solar Inverter |  | OUTDOOR
SRP09666 | SATCON TECHNOLOGY | PVS-30 (240 V) | 30000 | 1 |  |  | 0.96 | Solar Inverter |  | INDOOR
SRP09670 | PV POWERED | PVP4800 | 4800 | 1 |  |  | 0.96 | Solar Inverter |  | INDOOR
SRP09672 | PV POWERED | PVP4800 | 4800 | 2 |  |  | 0.96 | Solar Inverter |  | INDOOR
SRP09675 | PV POWERED | PVP4800 | 4800 | 1 |  |  | 0.96 | Solar Inverter |  | INDOOR
SRP09680 | PV POWERED | PVP4800 | 4800 | 1 |  |  | 0.96 | Solar Inverter |  | INDOOR
SRP09685 | ENPHASE ENERGY | M200-32-208-S01 | 215 | 15 |  |  | 0.96 | Solar Inverter |  | OUTDOOR
SRP09685 | ENPHASE ENERGY | M200-32-208-S01 | 215 | 32 |  |  | 0.96 | Solar Inverter |  | OUTDOOR
SRP09690 | ENPHASE ENERGY | M200-32-208-S01 | 215 | 17 |  |  | 0.96 | Solar Inverter |  | OUTDOOR
SRP09691 | ENPHASE ENERGY | M200-32-208-S01 | 215 | 12 |  |  | 0.96 | Solar Inverter |  | OUTDOOR
SRP09693 | ENPHASE ENERGY | M200-32-208-S01 | 215 | 34 |  |  | 0.96 | Solar Inverter |  | OUTDOOR
SRP09696 | ENPHASE ENERGY | M200-32-208-S01 | 215 | 34 |  |  | 0.96 | Solar Inverter |  | OUTDOOR
SRP09697 | ENPHASE ENERGY | M200-32-208-S01 | 215 | 34 |  |  | 0.96 | Solar Inverter |  | OUTDOOR
SRP09700 | ENPHASE ENERGY | M200-32-240-S02 | 215 | 17 |  |  | 0.96 | Solar Inverter |  | OUTDOOR
SRP09701 | SMA AMERICA | SB5000US (240V) | 5000 | 1 |  |  | 0.96 | Solar Inverter |  | OUTDOOR
SRP09702 | PV POWERED | PVP4800 | 4800 | 1 |  |  | 0.96 | Solar Inverter |  | OUTDOOR
SRP09703 | ENPHASE ENERGY | M200-32-240-S02 | 215 | 34 |  |  | 0.96 | Solar Inverter |  | OUTDOOR
SRP09704 | SMA AMERICA | SB4000US (240V) | 4000 | 1 |  |  | 0.96 | Solar Inverter |  | INDOOR
SRP09706 | ENPHASE ENERGY | M200-32-240-S02 | 215 | 26 |  |  | 0.96 | Solar Inverter |  | OUTDOOR
SRP09709 | ENPHASE ENERGY | M200-32-240-S02 | 215 | 26 |  |  | 0.96 | Solar Inverter |  | OUTDOOR
SRP09710 | PV POWERED | PVP4800 | 4800 | 1 |  |  | 0.96 | Solar Inverter |  | Inside
SRP09710 | SMA AMERICA | SB4000US (240V) | 4000 | 1 |  |  | 0.96 | Solar Inverter |  | INDOOR
SRP09714 | POWER-ONE | PVI-3600-OUTD-US-F (240V) | 4200 | 1 |  |  | 0.96 | Solar Inverter |  | OUTDOOR
SRP09714 | POWER-ONE | PVI-5000-OUTD-US (240 V) | 5000 | 1 |  |  | 0.96 | Solar Inverter |  | OUTDOOR
SRP09714 | POWER-ONE | PVI-6000-OUTD-US (240 V) | 5000 | 1 |  |  | 0.96 | Solar Inverter |  | OUTDOOR
SRP09717 | SATCON TECHNOLOGY | PVS-50 (208 V) | 50000 | 1 |  |  | 0.96 | Solar Inverter |  | OUTDOOR
SRP09725 | ENPHASE ENERGY | M200-32-240-S02 | 210 | 27 |  |  | 0.96 | Solar Inverter |  | OUTDOOR
SRP09727 | PV POWERED | PVP4800 | 4800 | 1 |  |  | 0.96 | Solar Inverter |  | Outside
SRP09727 | PV POWERED | PVP4800 | 4800 | 1 |  |  | 0.96 | Solar Inverter |  | Outside
SRP09729 | SCHUCO USA | SB8000US (240V) | 8000 | 1 |  |  | 0.96 | Solar Inverter |  | INDOOR
SRP09734 | PV POWERED | PVP4800 | 4800 | 1 |  |  | 0.96 | Solar Inverter |  | OUTDOOR
SRP09738 | ENPHASE ENERGY | M200-32-208-S01 | 215 | 21 |  |  | 0.96 | Solar Inverter |  | OUTDOOR
SRP09743 | SMA AMERICA | SB4000US (240V) | 4000 | 1 |  |  | 0.96 | Solar Inverter |  | INDOOR
SRP09744 | SUNPOWER CORP (ORIGINAL MFRSMA) | SPR-4000M (208V) | 4000 | 1 |  |  | 0.96 | Solar Inverter |  | OUTDOOR
SRP09746 | PV POWERED | PVP4800 | 4800 | 1 |  |  | 0.96 | Solar Inverter |  | INDOOR
SRP09748 | SMA AMERICA | SB4000US (208V) | 4000 | 1 |  |  | 0.96 | Solar Inverter |  | OUTDOOR
SRP09753 | PV POWERED | PVP35KW-480 | 35000 | 1 |  |  | 0.96 | Solar Inverter |  | OUTDOOR
SRP09756 | SMA AMERICA | SB4000US (240V) | 4000 | 2 |  |  | 0.96 | Solar Inverter |  | OUTDOOR
SRP09759 | ENPHASE ENERGY | M200-32-208-S01 | 215 | 17 |  |  | 0.96 | Solar Inverter |  | OUTDOOR
SRP09760 | SMA AMERICA | SB5000US (208V) | 5000 | 1 |  |  | 0.96 | Solar Inverter |  | OUTDOOR
SRP09762 | ENPHASE ENERGY | M200-32-208-S01 | 215 | 26 |  |  | 0.96 | Solar Inverter |  | OUTDOOR
SRP09763 | MOTECH INDUSTRIES | PVMATE 5300U-PG (240V) | 6500 | 1 |  |  | 0.96 | Solar Inverter |  | Outside
SRP09763 | MOTECH INDUSTRIES | PVMATE 5300U-PG (240V) | 7500 | 1 |  |  | 0.96 | Solar Inverter |  | Outside
SRP09764 | ENPHASE ENERGY | M200-32-208-S01 | 215 | 24 |  |  | 0.96 | Solar Inverter |  | OUTDOOR
SRP09765 | ENPHASE ENERGY | M200-32-240-S02 | 215 | 30 |  |  | 0.96 | Solar Inverter |  | INDOOR
SRP09766 | ENPHASE ENERGY | M200-32-208-S01 | 215 | 29 |  |  | 0.96 | Solar Inverter |  | OUTDOOR
SRP09778 | POWER-ONE | PVI-3.0-OUTD-S-US (240 V) | 3000 | 2 |  |  | 0.96 | Solar Inverter |  | OUTDOOR
SRP09779 | ENPHASE ENERGY | M200-32-240-S02 | 215 | 30 |  |  | 0.96 | Solar Inverter |  | OUTDOOR
SRP09788 | ENPHASE ENERGY | M200-32-240-S02 | 215 | 54 |  |  | 0.96 | Solar Inverter |  | OUTDOOR
SRP09789 | SMA AMERICA | SB6000U (240V) | 6000 | 1 |  |  | 0.96 | Solar Inverter |  | OUTDOOR
SRP09794 | SUNPOWER CORP (ORIGINAL MFRFRONIUS) | SPR 12000F (240V) | 9995 | 1 |  |  | 0.96 | Solar Inverter |  | OUTDOOR
SRP09794 | SUNPOWER CORP (ORIGINAL MFRFRONIUS) | SPR 12000F (240V) | 12000 | 4 |  |  | 0.96 | Solar Inverter |  | OUTDOOR
SRP09796 | PV POWERED | PVP4800 | 4800 | 1 |  |  | 0.96 | Solar Inverter |  | INDOOR
SRP09797 | PV POWERED | PVP4800 | 4800 | 1 |  |  | 0.96 | Solar Inverter |  | INDOOR
SRP09801 | POWER-ONE | PVI-5000-OUTD-US (240 V) | 5000 | 1 |  |  | 0.96 | Solar Inverter |  | Inside
SRP09802 | POWER-ONE | PVI-6000-OUTD-US (240 V) | 6000 | 1 |  |  | 0.96 | Solar Inverter |  | OUTDOOR
SRP09803 | POWER-ONE | PVI-CENTRAL-50-US (480 V) | 4200 | 1 |  |  | 0.96 | Solar Inverter |  | OUTDOOR
SRP09804 | POWER-ONE | PVI-3000-I-OUTD-US | 3000 | 1 |  |  | 0.96 | Solar Inverter |  | Outside
SRP09804 | POWER-ONE | PVI-5000-OUTD-US (240 V) | 4200 | 1 |  |  | 0.96 | Solar Inverter |  | OUTDOOR
SRP09805 | PV POWERED | PVP35KW-480 | 35000 | 1 |  |  | 0.96 | Solar Inverter |  | OUTDOOR
SRP09806 | ENPHASE ENERGY | M200-32-240-S02 | 190 | 20 |  |  | 0.96 | Solar Inverter |  | OUTDOOR
SRP09806 | ENPHASE ENERGY | M200-32-240-S02 | 380 | 9 |  |  | 0.96 | Solar Inverter |  | OUTDOOR
SRP09807 | ENPHASE ENERGY | M200-32-240-S02 | 215 | 11 |  |  | 0.96 | Solar Inverter |  | OUTDOOR
SRP09807 | ENPHASE ENERGY | M200-32-240-S02 | 215 | 26 |  |  | 0.96 | Solar Inverter |  | OUTDOOR
SRP09808 | ENPHASE ENERGY | M200-32-240-S02 | 215 | 11 |  |  | 0.96 | Solar Inverter |  | OUTDOOR
SRP09808 | ENPHASE ENERGY | M200-32-240-S02 | 215 | 65 |  |  | 0.96 | Solar Inverter |  | OUTDOOR
SRP09809 | POWER-ONE | PVI-6000-OUTD-US (240 V) | 6000 | 2 |  |  | 0.96 | Solar Inverter |  | OUTDOOR
SRP09811 | PV POWERED | PVP4800 | 4800 | 1 |  |  | 0.96 | Solar Inverter |  | INDOOR
SRP09813 | PV POWERED | PVP4800 | 4800 | 1 |  |  | 0.96 | Solar Inverter |  | INDOOR
SRP09815 | PV POWERED | PVP4800 | 4800 | 1 |  |  | 0.96 | Solar Inverter |  | INDOOR
SRP09819 | ENPHASE ENERGY | M200-32-208-S01 | 210 | 20 |  |  | 0.96 | Solar Inverter |  | OUTDOOR
SRP09820 | ENPHASE ENERGY | M200-32-240-S02 | 215 | 26 |  |  | 0.96 | Solar Inverter |  | INDOOR
SRP09821 | SMA AMERICA | SB3000US (240V) | 2500 | 2 |  |  | 0.96 | Solar Inverter |  | INDOOR
SRP09837 | ENPHASE ENERGY | M200-32-240-S02 | 215 | 12 |  |  | 0.96 | Solar Inverter |  | OUTDOOR
SRP09839 | ENPHASE ENERGY | M200-32-240-S02 | 215 | 24 |  |  | 0.96 | Solar Inverter |  | OUTDOOR
SRP09840 | ENPHASE ENERGY | M200-32-240-S02 | 215 | 24 |  |  | 0.96 | Solar Inverter |  | OUTDOOR
SRP09841 | ENPHASE ENERGY | M200-32-240-S01 | 215 | 26 |  |  | 0.96 | Solar Inverter |  | OUTDOOR
SRP09843 | ENPHASE ENERGY | M200-32-240-S02 | 215 | 8 |  |  | 0.96 | Solar Inverter |  | OUTDOOR
SRP09845 | POWER-ONE | PVI-5000-OUTD-US (208 V) | 4200 | 1 |  |  | 0.96 | Solar Inverter |  | OUTDOOR
SRP09846 | ENPHASE ENERGY | M200-32-240-S02 | 215 | 24 |  |  | 0.96 | Solar Inverter |  | OUTDOOR
SRP09848 | POWER-ONE | PVI-5000-OUTD-US (240 V) | 5000 | 1 |  |  | 0.96 | Solar Inverter |  | OUTDOOR
SRP09851 | POWER-ONE | PVI-5000-OUTD-US (240 V) | 5000 | 1 |  |  | 0.96 | Solar Inverter |  | OUTDOOR
SRP09852 | SMA AMERICA | SB3800U (240V) | 3800 | 1 |  |  | 0.96 | Solar Inverter |  | INDOOR
SRP09854 | POWER-ONE | PVI-5000-OUTD-US (208 V) | 4200 | 1 |  |  | 0.96 | Solar Inverter |  | OUTDOOR
SRP09854 | POWER-ONE | PVI-5000-OUTD-US (240 V) | 5000 | 1 |  |  | 0.96 | Solar Inverter |  | OUTDOOR
SRP09855 | POWER-ONE | PVI-3000-I-OUTD-US-F (240V) | 3000 | 1 |  |  | 0.96 | Solar Inverter |  | OUTDOOR
SRP09856 | POWER-ONE | PVI-3600-OUTD-US-F (240V) | 3600 | 1 |  |  | 0.96 | Solar Inverter |  | OUTDOOR
SRP09858 | SMA AMERICA | SB3000US (240V) | 3000 | 1 |  |  | 0.96 | Solar Inverter |  | OUTDOOR
SRP09859 | SATCON TECHNOLOGY | PVS-75 (208 V) | 75000 | 1 |  |  | 0.96 | Solar Inverter |  | Outside
SRP09861 | POWER-ONE | PVI-6000-OUTD-US (240 V) | 6000 | 1 |  |  | 0.96 | Solar Inverter |  | OUTDOOR
SRP09862 | POWER-ONE | PVI-5000-OUTD-US (240 V) | 5000 | 1 |  |  | 0.96 | Solar Inverter |  | Inside
SRP09863 | POWER-ONE | PVI-3600-OUTD-US-F (208V) | 4200 | 1 |  |  | 0.96 | Solar Inverter |  | OUTDOOR
SRP09863 | POWER-ONE | PVI-3600-OUTD-US-F (240V) | 3600 | 1 |  |  | 0.96 | Solar Inverter |  | OUTDOOR
SRP09864 | POWER-ONE | PVI-3600-OUTD-US-F (240V) | 3600 | 1 |  |  | 0.96 | Solar Inverter |  | OUTDOOR
SRP09864 | POWER-ONE | PVI-3600-OUTD-US-F (240V) | 4200 | 1 |  |  | 0.96 | Solar Inverter |  | OUTDOOR
SRP09865 | POWER-ONE | PVI-6000-OUTD-US (240 V) | 6000 | 1 |  |  | 0.96 | Solar Inverter |  | OUTDOOR
SRP09865 | SMA AMERICA | SB7000US (240V) | 7000 | 1 |  |  | 0.96 | Solar Inverter |  | OUTDOOR
SRP09866 | POWER-ONE | PVI-3000-I-OUTD-US-F (240V) | 3000 | 1 |  |  | 0.96 | Solar Inverter |  | OUTDOOR
SRP09866 | POWER-ONE | PVI-3600-OUTD-US-F (240V) | 3600 | 1 |  |  | 0.96 | Solar Inverter |  | OUTDOOR
SRP09867 | POWER-ONE | PVI-3000-I-OUTD-US-F (240V) | 3000 | 1 |  |  | 0.96 | Solar Inverter |  | OUTDOOR
SRP09867 | POWER-ONE | PVI-3600-OUTD-US-F (240V) | 3600 | 1 |  |  | 0.96 | Solar Inverter |  | OUTDOOR
SRP09868 | POWER-ONE | PVI-3000-I-OUTD-US-F (240V) | 3000 | 1 |  |  | 0.96 | Solar Inverter |  | OUTDOOR
SRP09868 | POWER-ONE | PVI-5000-OUTD-US (240 V) | 5000 | 1 |  |  | 0.96 | Solar Inverter |  | OUTDOOR
SRP09869 | POWER-ONE | PVI-3600-OUTD-US-F (240V) | 4200 | 1 |  |  | 0.96 | Solar Inverter |  | OUTDOOR
SRP09870 | POWER-ONE | PVI-3600-OUTD-US-F (240V) | 3600 | 1 |  |  | 0.96 | Solar Inverter |  | OUTDOOR
SRP09871 | POWER-ONE | PVI-3000-I-OUTD-US-F (240V) | 3000 | 1 |  |  | 0.96 | Solar Inverter |  | OUTDOOR
SRP09871 | POWER-ONE | PVI-3600-OUTD-US-F (240V) | 3600 | 1 |  |  | 0.96 | Solar Inverter |  | OUTDOOR
SRP09871 | SMA AMERICA | SB6000US (208V) | 6000 | 1 |  |  | 0.96 | Solar Inverter |  | OUTDOOR
SRP09875 | POWER-ONE | PVI-5000-OUTD-US (240 V) | 5000 | 1 |  |  | 0.96 | Solar Inverter |  | Inside
SRP09876 | PV POWERED | PVP100KW-208 | 100000 | 1 |  |  | 0.96 | Solar Inverter |  | INDOOR
SRP09878 | PV POWERED | PVP100KW-208 | 100000 | 4 |  |  | 0.96 | Solar Inverter |  | OUTDOOR
SRP09880 | POWER-ONE | PVI-6000-OUTD-US (208 V) | 6000 | 1 |  |  | 0.96 | Solar Inverter |  | OUTDOOR
SRP09882 | SMA AMERICA | SB7000US (208V) | 7000 | 1 |  |  | 0.96 | Solar Inverter |  | OUTDOOR
SRP09883 | POWER-ONE | PVI-3600-US (240V) | 3600 | 2 |  |  | 0.96 | Solar Inverter |  | OUTDOOR
SRP09890 | SMA AMERICA | SB6000US-11 (240V) | 6000 | 1 |  |  | 0.96 | Solar Inverter |  | Outside
SRP09891 | POWER-ONE | PVI-6000-OUTD-US-W (240 V) | 6000 | 1 |  |  | 0.96 | Solar Inverter |  | OUTDOOR
SRP09892 | PV POWERED | PVP75KW-480 | 75000 | 1 |  |  | 0.96 | Solar Inverter |  | OUTDOOR
SRP09894 | POWER-ONE | PVI-5000-OUTD-US (208 V) | 5000 | 1 |  |  | 0.96 | Solar Inverter |  | OUTDOOR
SRP09895 | POWER-ONE | PVI-5000-OUTD-US (208 V) | 4200 | 1 |  |  | 0.96 | Solar Inverter |  | OUTDOOR
SRP09897 | POWER-ONE | PVI-6000-OUTD-US-W (240 V) | 6000 | 1 |  |  | 0.96 | Solar Inverter |  | OUTDOOR
SRP09899 | POWER-ONE | PVI-5000-OUTD-US (208 V) | 4200 | 1 |  |  | 0.96 | Solar Inverter |  | OUTDOOR
SRP09899 | POWER-ONE | PVI-6000-OUTD-US (240 V) | 6000 | 1 |  |  | 0.96 | Solar Inverter |  | OUTDOOR
SRP09902 | POWER-ONE | PVI-3000-I-OUTD-US-F (240V) | 3000 | 1 |  |  | 0.96 | Solar Inverter |  | OUTDOOR
SRP09904 | POWER-ONE | PVI-6000-OUTD-US-W (240 V) | 6000 | 1 |  |  | 0.96 | Solar Inverter |  | OUTDOOR
SRP09905 | SATCON TECHNOLOGY | PVS-135 (480 V) | 135000 | 1 |  |  | 0.96 | Solar Inverter |  | INDOOR
SRP09907 | POWER-ONE | PVI-5000-OUTD-US (240 V) | 5000 | 1 |  |  | 0.96 | Solar Inverter |  | Inside
SRP09909 | POWER-ONE | PVI-6000-OUTD-US (240 V) | 6000 | 1 |  |  | 0.96 | Solar Inverter |  | OUTDOOR
SRP09910 | SATCON TECHNOLOGY | PVS-50 (208 V) | 50000 | 1 |  |  | 0.96 | Solar Inverter |  | OUTDOOR
SRP09911 | POWER-ONE | PVI-6000-OUTD-US (240 V) | 6000 | 1 |  |  | 0.96 | Solar Inverter |  | OUTDOOR
SRP09915 | ENPHASE ENERGY | M200-32-240-S02 | 215 | 14 |  |  | 0.96 | Solar Inverter |  | Outside
SRP09915 | ENPHASE ENERGY | M200-32-240-S02 | 215 | 15 |  |  | 0.96 | Solar Inverter |  | Outside
SRP09916 | ENPHASE ENERGY | M200-32-240-S02 | 215 | 10 |  |  | 0.96 | Solar Inverter |  | OUTDOOR
SRP09916 | ENPHASE ENERGY | M200-32-240-S02 | 215 | 11 |  |  | 0.96 | Solar Inverter |  | OUTDOOR
SRP09916 | ENPHASE ENERGY | M200-32-240-S02 | 215 | 13 |  |  | 0.96 | Solar Inverter |  | OUTDOOR
SRP09918 | SMA AMERICA | SB5000US (208V) | 5000 | 1 |  |  | 0.96 | Solar Inverter |  | Inside
SRP09919 | POWER-ONE | PVI-3000-I-OUTD-US-F (240V) | 3000 | 1 |  |  | 0.96 | Solar Inverter |  | OUTDOOR
SRP09919 | POWER-ONE | PVI-5000-OUTD-US (208 V) | 4200 | 1 |  |  | 0.96 | Solar Inverter |  | OUTDOOR
SRP09920 | POWER-ONE | PVI-3600-US (240V) | 4200 | 1 |  |  | 0.96 | Solar Inverter |  | Inside
SRP09924 | PV POWERED | PVP4800 | 4800 | 1 |  |  | 0.96 | Solar Inverter |  | OUTDOOR
SRP09925 | POWER-ONE | PVI-6000-OUTD-US (208 V) | 6000 | 1 |  |  | 0.96 | Solar Inverter |  | Inside
SRP09927 | ENPHASE ENERGY | M200-32-240-S02 | 215 | 19 |  |  | 0.96 | Solar Inverter |  | INDOOR
SRP09928 | SMA AMERICA | SB3800U (240V) | 3800 | 1 |  |  | 0.96 | Solar Inverter |  | INDOOR
SRP09931 | POWER-ONE | PVI-6000-OUTD-US (240 V) | 6000 | 1 |  |  | 0.96 | Solar Inverter |  | OUTDOOR
SRP09933 | POWER-ONE | PVI-3000-I-OUTD-US-F (208V) | 3000 | 1 |  |  | 0.96 | Solar Inverter |  | OUTDOOR
SRP09934 | POWER-ONE | PVI-6000-OUTD-US (240 V) | 6000 | 1 |  |  | 0.96 | Solar Inverter |  | OUTDOOR
SRP09935 | POWER-ONE | PVI-3600-US (240V) | 4200 | 1 |  |  | 0.96 | Solar Inverter |  | OUTDOOR
SRP09936 | PV POWERED | PVP4800 | 4800 | 1 |  |  | 0.96 | Solar Inverter |  | Outside
SRP09937 | ENPHASE ENERGY | M175-24-208-S02 | 215 | 15 |  |  | 0.96 | Solar Inverter |  | OUTDOOR
SRP09937 | ENPHASE ENERGY | M175-24-208-S02 | 215 | 16 |  |  | 0.96 | Solar Inverter |  | OUTDOOR
SRP09943 | POWER-ONE | PVI-3600-US (240V) | 4200 | 2 |  |  | 0.96 | Solar Inverter |  | Inside
SRP09944 | ENPHASE ENERGY | M175-24-208-S02 | 215 | 34 |  |  | 0.96 | Solar Inverter |  | OUTDOOR
SRP09946 | PV POWERED | PVP4800 | 4800 | 1 |  |  | 0.96 | Solar Inverter |  | OUTDOOR
SRP09947 | SATCON TECHNOLOGY | AE-100-60-PV-A | 215 | 6 |  |  | 0.96 | Solar Inverter |  | OUTDOOR
SRP09947 | SATCON TECHNOLOGY | AE-100-60-PV-A | 215 | 13 |  |  | 0.96 | Solar Inverter |  | OUTDOOR
SRP09947 | SATCON TECHNOLOGY | AE-100-60-PV-A | 215 | 16 |  |  | 0.96 | Solar Inverter |  | OUTDOOR
SRP09948 | POWER-ONE | PVI-3600-OUTD-US-F (240V) | 3600 | 1 |  |  | 0.96 | Solar Inverter |  | OUTDOOR
SRP09952 | PV POWERED | PVP4800 | 4800 | 1 |  |  | 0.96 | Solar Inverter |  | INDOOR
SRP09953 | PV POWERED | PVP4800 | 4800 | 2 |  |  | 0.96 | Solar Inverter |  | OUTDOOR
SRP09955 | SMA AMERICA | SWR2100U | 2000 | 1 |  |  | 0.96 | Solar Inverter |  | OUTDOOR
SRP09956 | ENPHASE ENERGY | M200-32-240-S02 | 215 | 25 |  |  | 0.96 | Solar Inverter |  | OUTDOOR
SRP09959 | PV POWERED | PVP100KW-480 | 100000 | 1 |  |  | 0.96 | Solar Inverter |  | INDOOR
SRP09960 | SATCON TECHNOLOGY | AE-100-60-PV-F | 100000 | 1 |  |  | 0.96 | Solar Inverter |  | OUTDOOR
SRP09960 | XANTREX TECHNOLOGY | XW6048-120/240 | 6000 | 1 |  |  | 0.96 | Solar Inverter |  | OUTDOOR
SRP09961 | ENPHASE ENERGY | M200-32-240-S02 | 215 | 22 |  |  | 0.96 | Solar Inverter |  | OUTDOOR
SRP09965 | ENPHASE ENERGY | M200-32-240-S02 | 215 | 21 |  |  | 0.96 | Solar Inverter |  | OUTDOOR
SRP09966 | PV POWERED | PVP4800 | 4800 | 1 |  |  | 0.96 | Solar Inverter |  | INDOOR
SRP09968 | SUNPOWER CORP (ORIGINAL MFRSMA) | SPR-5000M (240V) | 5000 | 2 |  |  | 0.96 | Solar Inverter |  | INDOOR
SRP09971 | SMA AMERICA | SB6000US (240V) | 6000 | 1 |  |  | 0.96 | Solar Inverter |  | OUTDOOR
SRP09972 | POWER-ONE | PVI-5000-OUTD-US (240 V) | 5000 | 1 |  |  | 0.96 | Solar Inverter |  | Inside
SRP09973 | POWER-ONE | PVI-3600-US (240V) | 4200 | 1 |  |  | 0.96 | Solar Inverter |  | OUTDOOR
SRP09973 | POWER-ONE | PVI-6000-OUTD-US-W (240 V) | 6000 | 1 |  |  | 0.96 | Solar Inverter |  | OUTDOOR
SRP09975 | ENPHASE ENERGY | M175-24-208-S02 | 215 | 36 |  |  | 0.96 | Solar Inverter |  | OUTDOOR
SRP09976 | ENPHASE ENERGY | M200-32-208-S01 | 215 | 38 |  |  | 0.96 | Solar Inverter |  | Outside
SRP09978 | ENPHASE ENERGY | M175-24-208-S | 215 | 3 |  |  | 0.96 | Solar Inverter |  | Outside
SRP09978 | ENPHASE ENERGY | M175-24-208-S | 215 | 14 |  |  | 0.96 | Solar Inverter |  | Outside
SRP09980 | ENPHASE ENERGY | M175-24-208-S | 215 | 12 |  |  | 0.96 | Solar Inverter |  | OUTDOOR
SRP09980 | ENPHASE ENERGY | M175-24-208-S | 215 | 20 |  |  | 0.96 | Solar Inverter |  | OUTDOOR
SRP09983 | SMA AMERICA | SB4000US (208V) | 4000 | 1 |  |  | 0.96 | Solar Inverter |  | INDOOR
SRP09985 | ENPHASE ENERGY | M175-24-208-S | 215 | 11 |  |  | 0.96 | Solar Inverter |  | OUTDOOR
SRP09987 | ENPHASE ENERGY | M175-24-208-S | 215 | 26 |  |  | 0.96 | Solar Inverter |  | OUTDOOR
SRP09991 | PV POWERED | PVP4800 | 4800 | 1 |  |  | 0.96 | Solar Inverter |  | OUTDOOR
SRP09992 | POWER-ONE | PVI-3000-I-OUTD-US | 3000 | 1 |  |  | 0.96 | Solar Inverter |  | Inside
SRP09992 | POWER-ONE | PVI-6000-OUTD-US-W (240 V) | 6000 | 1 |  |  | 0.96 | Solar Inverter |  | Inside
SRP09994 | POWER-ONE | PVI-3000-I-OUTD-US | 3600 | 1 |  |  | 0.96 | Solar Inverter |  | OUTDOOR
SRP09994 | POWER-ONE | PVI-5000-OUTD-US (240 V) | 5000 | 3 |  |  | 0.96 | Solar Inverter |  | OUTDOOR
SRP09994 | POWER-ONE | PVI-6000-OUTD-US-W (240 V) | 6000 | 3 |  |  | 0.96 | Solar Inverter |  | OUTDOOR
SRP09995 | XANTREX TECHNOLOGY | GT4.0N-NA-240/208 (208V) | 4000 | 2 |  |  | 0.96 | Solar Inverter |  | OUTDOOR
SRP09999 | PV POWERED | PVP4800 | 4800 | 1 |  |  | 0.96 | Solar Inverter |  | Outside
SRP10000 | PV POWERED | PVP4800 | 4800 | 1 |  |  | 0.96 | Solar Inverter |  | INDOOR
SRP10002 | SATCON TECHNOLOGY | AE-50-60-PV-A | 50000 | 1 |  |  | 0.96 | Solar Inverter |  | OUTDOOR
SRP10005 | SMA AMERICA | SB7000US (240V) | 7000 | 3 |  |  | 0.96 | Solar Inverter |  | OUTDOOR
SRP10007 | ENPHASE ENERGY | M200-32-240-S02 | 215 | 17 |  |  | 0.96 | Solar Inverter |  | OUTDOOR
SRP10009 | PV POWERED | PVP4800 | 4800 | 1 |  |  | 0.96 | Solar Inverter |  | INDOOR
SRP10016 | FRONIUS USA |  | 6000 | 1 |  |  | 0.96 | Solar Inverter |  | INDOOR
SRP10018 | SATCON TECHNOLOGY | PVS-75 (240 V) | 75000 | 1 |  |  | 0.96 | Solar Inverter |  | OUTDOOR
SRP10019 | POWER-ONE | PVI-5000-OUTD-US (240 V) | 4200 | 1 |  |  | 0.96 | Solar Inverter |  | OUTDOOR
SRP10020 | POWER-ONE | PVI-3600-US (240V) | 3600 | 1 |  |  | 0.96 | Solar Inverter |  | OUTDOOR
SRP10021 | POWER-ONE | PVI-3600-US (240V) | 4200 | 1 |  |  | 0.96 | Solar Inverter |  | OUTDOOR
SRP10022 | POWER-ONE | PVI-6000-OUTD-US (240 V) | 6000 | 1 |  |  | 0.96 | Solar Inverter |  | OUTDOOR
SRP10023 | ENPHASE ENERGY | M200-32-208-S01 | 215 | 17 |  |  | 0.96 | Solar Inverter |  | OUTDOOR
SRP10024 | ENPHASE ENERGY | M200-32-208-S01 | 215 | 14 |  |  | 0.96 | Solar Inverter |  | OUTDOOR
SRP10028 | ENPHASE ENERGY | M200-32-240-S02 | 215 | 31 |  |  | 0.96 | Solar Inverter |  | OUTDOOR
SRP10031 | POWER-ONE | PVI-6000-OUTD-US (240 V) | 6000 | 1 |  |  | 0.96 | Solar Inverter |  | OUTDOOR
SRP10033 | ENPHASE ENERGY | M175-24-208-S02 | 215 | 34 |  |  | 0.96 | Solar Inverter |  | OUTDOOR
SRP10034 | POWER-ONE | PVI-3600-OUTD-US-F (240V) | 3600 | 1 |  |  | 0.96 | Solar Inverter |  | INDOOR
SRP10038 | ENPHASE ENERGY | M200-32-208-S01 | 215 | 31 |  |  | 0.96 | Solar Inverter |  | OUTDOOR
SRP10039 | PV POWERED | PVP4800 | 4800 | 1 |  |  | 0.96 | Solar Inverter |  | OUTDOOR
SRP10042 | PV POWERED | PVP4800 | 4800 | 2 |  |  | 0.96 | Solar Inverter |  | OUTDOOR
SRP10043 | ENPHASE ENERGY | M175-24-208-S | 215 | 17 |  |  | 0.96 | Solar Inverter |  | Outside
SRP10045 | ENPHASE ENERGY | M175-24-208-S | 215 | 6 |  |  | 0.96 | Solar Inverter |  | OUTDOOR
SRP10049 | PV POWERED | PVP4800 | 4800 | 1 |  |  | 0.96 | Solar Inverter |  | INDOOR
SRP10052 | POWER-ONE | PVI-3600-US (208V) | 3600 | 2 |  |  | 0.96 | Solar Inverter |  | Inside
SRP10058 | SMA AMERICA | SB5000US (240V) | 5000 | 2 |  |  | 0.96 | Solar Inverter |  | Outside
SRP10061 | SMA AMERICA | SB4000US (240V) | 4000 | 1 |  |  | 0.96 | Solar Inverter |  | INDOOR
SRP10064 | ENPHASE ENERGY | M200-32-208-S01 | 215 | 21 |  |  | 0.96 | Solar Inverter |  | OUTDOOR
SRP10065 | POWER-ONE | PVI-6000-OUTD-US-W (240 V) | 6000 | 1 |  |  | 0.96 | Solar Inverter |  | OUTDOOR
SRP10066 | POWER-ONE | PVI-3000-I-OUTD-US | 3000 | 1 |  |  | 0.96 | Solar Inverter |  | OUTDOOR
SRP10066 | POWER-ONE | PVI-3000-I-OUTD-US | 3000 | 1 |  |  | 0.96 | Solar Inverter |  | OUTDOOR
SRP10066 | POWER-ONE | PVI-3000-I-OUTD-US | 3000 | 1 |  |  | 0.96 | Solar Inverter |  | OUTDOOR
SRP10067 | POWER-ONE | PVI-3000-I-OUTD-US | 4200 | 1 |  |  | 0.96 | Solar Inverter |  | Inside
SRP10068 | SUNPOWER CORP (ORIGINAL MFRFRONIUS) | SPR 12000F (208V) | 9995 | 1 |  |  | 0.96 | Solar Inverter |  | INDOOR
SRP10074 | SMA AMERICA |  | 6000 | 2 |  |  | 0.96 | Solar Inverter |  | INDOOR
SRP10076 | SMA AMERICA |  | 6000 | 3 |  |  | 0.96 | Solar Inverter |  | INDOOR
SRP10079 | SMA AMERICA | SB6000US (208V) | 6000 | 1 |  |  | 0.96 | Solar Inverter |  | INDOOR
SRP10080 | SMA AMERICA | SB6000U (240V) | 6000 | 3 |  |  | 0.96 | Solar Inverter |  | INDOOR
SRP10081 | SMA AMERICA | SB6000US (240V) | 6000 | 2 |  |  | 0.96 | Solar Inverter |  | INDOOR
SRP10082 | ENPHASE ENERGY | M215-60-2LL-S2X | 215 | 28 |  |  | 0.96 | Solar Inverter |  | Outside
SRP10089 | POWER-ONE | PVI-3000-I-OUTD-US-F (240V) | 3000 | 1 |  |  | 0.96 | Solar Inverter |  | INDOOR
SRP10090 | POWER-ONE | PVI-3600-US (240V) | 4200 | 1 |  |  | 0.96 | Solar Inverter |  | INDOOR
SRP10092 | POWER-ONE | PVI-3000-I-OUTD-US-F (240V) | 3000 | 1 |  |  | 0.96 | Solar Inverter |  | INDOOR
SRP10092 | POWER-ONE | PVI-3600-OUTD-US-F (240V) | 3600 | 1 |  |  | 0.96 | Solar Inverter |  | INDOOR
SRP10095 | POWER-ONE | PVI-3000-I-OUTD-US | 3000 | 1 |  |  | 0.96 | Solar Inverter |  | INDOOR
SRP10095 | POWER-ONE | PVI-6000-OUTD-US (240 V) | 6000 | 1 |  |  | 0.96 | Solar Inverter |  | INDOOR
SRP10099 | PV POWERED | PVP4800 | 4800 | 1 |  |  | 0.96 | Solar Inverter |  | INDOOR
SRP10102 | PV POWERED | PVP4800 | 4800 | 1 |  |  | 0.96 | Solar Inverter |  | INDOOR
SRP10106 | ENPHASE ENERGY | M215-60-2LL-S2X | 215 | 30 |  |  | 0.96 | Solar Inverter |  | OUTDOOR
SRP10107 | FRONIUS USA |  | 11400 | 4 |  |  | 0.96 | Solar Inverter |  | OUTDOOR
SRP10108 | SMA AMERICA | SB3000US (240V) | 3000 | 1 |  |  | 0.96 | Solar Inverter |  | Outside
SRP10114 | SMA AMERICA | SB4000US (240V) | 4000 | 1 |  |  | 0.96 | Solar Inverter |  | INDOOR
SRP10116 | ENPHASE ENERGY | M200-32-208-S01 | 215 | 156 |  |  | 0.96 | Solar Inverter |  | OUTDOOR
SRP10118 | SATCON TECHNOLOGY | PVS-100 (240 V) | 100000 | 1 |  |  | 0.96 | Solar Inverter |  | OUTDOOR
SRP10119 | ENPHASE ENERGY | M200-32-240-S02 | 215 | 22 |  |  | 0.96 | Solar Inverter |  | OUTDOOR
SRP10120 | SATCON TECHNOLOGY | PVS-75 (240 V) | 75000 | 1 |  |  | 0.96 | Solar Inverter |  | OUTDOOR
SRP10121 | ENPHASE ENERGY | M200-32-240-S02 | 215 | 28 |  |  | 0.96 | Solar Inverter |  | OUTDOOR
SRP10122 | ENPHASE ENERGY | M200-32-208-S01 | 215 | 271 |  |  | 0.96 | Solar Inverter |  | OUTDOOR
SRP10123 | ENPHASE ENERGY | M200-32-208-S01 | 215 | 24 |  |  | 0.96 | Solar Inverter |  | OUTDOOR
SRP10123 | ENPHASE ENERGY | M200-32-240-S02 | 215 | 16 |  |  | 0.96 | Solar Inverter |  | OUTDOOR
SRP10125 | ENPHASE ENERGY | M200-32-240-S02 | 215 | 14 |  |  | 0.96 | Solar Inverter |  | OUTDOOR
SRP10126 | ENPHASE ENERGY | M200-32-240-S02 | 215 | 27 |  |  | 0.96 | Solar Inverter |  | OUTDOOR
SRP10131 | ENPHASE ENERGY | M215-60-2LL-S2X | 215 | 52 |  |  | 0.96 | Solar Inverter |  | OUTDOOR
SRP10133 | POWER-ONE | PVI-3600-OUTD-US-F (240V) | 3600 | 1 |  |  | 0.96 | Solar Inverter |  | OUTDOOR
SRP10134 | ENPHASE ENERGY | M200-32-240-S02 | 215 | 70 |  |  | 0.96 | Solar Inverter |  | OUTDOOR
SRP10136 | ENPHASE ENERGY | M175-24-240-S | 215 | 30 |  |  | 0.96 | Solar Inverter |  | INDOOR
SRP10137 | ENPHASE ENERGY | M215-60-2LL-S2X | 215 | 10 |  |  | 0.96 | Solar Inverter |  | OUTDOOR
SRP10137 | ENPHASE ENERGY | M215-60-2LL-S2X | 215 | 26 |  |  | 0.96 | Solar Inverter |  | OUTDOOR
SRP10138 | ENPHASE ENERGY | M200-32-240-S02 | 215 | 36 |  |  | 0.96 | Solar Inverter |  | OUTDOOR
SRP10140 | ENPHASE ENERGY | M200-32-240-S02 | 215 | 15 |  |  | 0.96 | Solar Inverter |  | OUTDOOR
SRP10140 | ENPHASE ENERGY | M200-32-240-S02 | 215 | 26 |  |  | 0.96 | Solar Inverter |  | OUTDOOR
SRP10141 | ENPHASE ENERGY | M200-32-240-S02 | 215 | 16 |  |  | 0.96 | Solar Inverter |  | OUTDOOR
SRP10141 | ENPHASE ENERGY | M200-32-240-S02 | 215 | 34 |  |  | 0.96 | Solar Inverter |  | OUTDOOR
SRP10142 | POWER-ONE | PVI-3000-I-OUTD-US | 3000 | 1 |  |  | 0.96 | Solar Inverter |  | INDOOR
SRP10142 | POWER-ONE | PVI-3600-US (240V) | 4200 | 1 |  |  | 0.96 | Solar Inverter |  | INDOOR
SRP10145 | ENPHASE ENERGY | M200-32-240-S02 | 215 | 30 |  |  | 0.96 | Solar Inverter |  | Inside
SRP10146 | ENPHASE ENERGY | M200-32-240-S02 | 215 | 48 |  |  | 0.96 | Solar Inverter |  | OUTDOOR
SRP10148 | PV POWERED | PVP100KW-208 | 100000 | 1 |  |  | 0.96 | Solar Inverter |  | OUTDOOR
SRP10149 | ENPHASE ENERGY | M200-32-208-S01 | 215 | 34 |  |  | 0.96 | Solar Inverter |  | Outside
SRP10150 | ENPHASE ENERGY | M200-32-240-S02 | 215 | 19 |  |  | 0.96 | Solar Inverter |  | OUTDOOR
SRP10152 | ENPHASE ENERGY | M200-32-208-S01 | 215 | 37 |  |  | 0.96 | Solar Inverter |  | INDOOR
SRP10153 | SUNPOWER CORP (ORIGINAL MFRSMA) | SPR-3000M (208V) | 3300 | 1 |  |  | 0.96 | Solar Inverter |  | OUTDOOR
SRP10153 | SUNPOWER CORP (ORIGINAL MFRSMA) | SPR-7000M (208V) | 6500 | 1 |  |  | 0.96 | Solar Inverter |  | Outside
SRP10154 | ENPHASE ENERGY | M200-32-208-S01 | 215 | 26 |  |  | 0.96 | Solar Inverter |  | Outside
SRP10156 | ENPHASE ENERGY | M200-32-240-S02 | 215 | 40 |  |  | 0.96 | Solar Inverter |  | Inside
SRP10158 | ENPHASE ENERGY | M200-32-208-S01 | 215 | 39 |  |  | 0.96 | Solar Inverter |  | INDOOR
SRP10160 | ENPHASE ENERGY | M200-32-208-S01 | 215 | 17 |  |  | 0.96 | Solar Inverter |  | OUTDOOR
SRP10168 | ENPHASE ENERGY | M200-32-240-S02 | 215 | 23 |  |  | 0.96 | Solar Inverter |  | OUTDOOR
SRP10170 | PV POWERED | PVP100KW-208 | 100000 | 1 |  |  | 0.96 | Solar Inverter |  | OUTDOOR
SRP10171 | ENPHASE ENERGY | M200-32-208-S01 | 215 | 33 |  |  | 0.96 | Solar Inverter |  | OUTDOOR
SRP10178 | SMA AMERICA | SB7000US (208V) | 7000 | 1 |  |  | 0.96 | Solar Inverter |  | OUTDOOR
SRP10179 | ENPHASE ENERGY | M175-24-208-S | 190 | 6 |  |  | 0.96 | Solar Inverter |  | OUTDOOR
SRP10183 | ENPHASE ENERGY | M175-24-208-S | 190 | 6 |  |  | 0.96 | Solar Inverter |  | OUTDOOR
SRP10185 | PV POWERED | PVP4800 | 4800 | 1 |  |  | 0.96 | Solar Inverter |  | OUTDOOR
SRP10186 | PV POWERED | PVP4800 | 4800 | 1 |  |  | 0.96 | Solar Inverter |  | OUTDOOR
SRP10191 | ENPHASE ENERGY | M175-24-208-S02 | 215 | 15 |  |  | 0.96 | Solar Inverter |  | Outside
SRP10192 | ENPHASE ENERGY | M200-32-240-S02 | 215 | 12 |  |  | 0.96 | Solar Inverter |  | OUTDOOR
SRP10193 | ENPHASE ENERGY | M175-24-208-S | 215 | 17 |  |  | 0.96 | Solar Inverter |  | OUTDOOR
SRP10194 | ENPHASE ENERGY | M215-60-2LL-S2X | 215 | 36 |  |  | 0.96 | Solar Inverter |  | OUTDOOR
SRP10195 | POWER-ONE | PVI-3000-I-OUTD-US | 3600 | 1 |  |  | 0.96 | Solar Inverter |  | OUTDOOR
SRP10195 | POWER-ONE | PVI-3000-I-OUTD-US | 3600 | 1 |  |  | 0.96 | Solar Inverter |  | OUTDOOR
SRP10196 | SMA AMERICA | SB3000US (240V) | 3000 | 1 |  |  | 0.96 | Solar Inverter |  | OUTDOOR
SRP10196 | SMA AMERICA | SB6000U (240V) | 6000 | 1 |  |  | 0.96 | Solar Inverter |  | OUTDOOR
SRP10198 | PV POWERED | PVP4800 | 4800 | 1 |  |  | 0.96 | Solar Inverter |  | INDOOR
SRP10202 | PV POWERED | PVP4800 | 4800 | 1 |  |  | 0.96 | Solar Inverter |  | INDOOR
SRP10204 | PV POWERED | PVP4800 | 4800 | 1 |  |  | 0.96 | Solar Inverter |  | INDOOR
SRP10212 | ENPHASE ENERGY | M215-60-2LL-S2X | 215 | 36 |  |  | 0.96 | Solar Inverter |  | OUTDOOR
SRP10213 | ENPHASE ENERGY | M200-32-240-S01 | 215 | 31 |  |  | 0.96 | Solar Inverter |  | OUTDOOR
SRP10215 | ENPHASE ENERGY | M215-60-2LL-S2X | 215 | 10 |  |  | 0.96 | Solar Inverter |  | OUTDOOR
SRP10219 | ENPHASE ENERGY | M215-60-2LL-S2X | 215 | 24 |  |  | 0.96 | Solar Inverter |  | Inside
SRP10220 | ENPHASE ENERGY | M215-60-2LL-S2X | 215 | 27 |  |  | 0.96 | Solar Inverter |  | Inside
SRP10222 | ENPHASE ENERGY | M175-24-208-S02 | 215 | 36 |  |  | 0.96 | Solar Inverter |  | OUTDOOR
SRP10232 | POWER-ONE | PVI-3000-I-OUTD-US-F (240V) | 3000 | 1 |  |  | 0.96 | Solar Inverter |  | INDOOR
SRP10237 | POWER-ONE | PVI-3000-I-OUTD-US | 3600 | 2 |  |  | 0.96 | Solar Inverter |  | OUTDOOR
SRP10239 | PV POWERED | PVP4800 | 4800 | 1 |  |  | 0.96 | Solar Inverter |  | INDOOR
SRP10240 | POWER-ONE | PVI-4.2-OUTD-S-US (208 V) | 4200 | 1 |  |  | 0.96 | Solar Inverter |  | INDOOR
SRP10245 | SMA AMERICA | SB7000US (240V) | 8000 | 1 |  |  | 0.96 | Solar Inverter |  | OUTDOOR
SRP10255 | POWER-ONE | PVI-3000-I-OUTD-US-F (240V) | 3000 | 1 |  |  | 0.96 | Solar Inverter |  | OUTDOOR
SRP10255 | POWER-ONE | PVI-3600-OUTD-US-F (240V) | 3600 | 1 |  |  | 0.96 | Solar Inverter |  | OUTDOOR
SRP10261 | SMA AMERICA | SB7000US (240V) | 7000 | 1 |  |  | 0.96 | Solar Inverter |  | OUTDOOR
SRP10262 | POWER-ONE | PVI-5000-OUTD-US (240 V) | 5000 | 1 |  |  | 0.96 | Solar Inverter |  | OUTDOOR
SRP10264 | POWER-ONE | PVI-6000-OUTD-US (240 V) | 6000 | 1 |  |  | 0.96 | Solar Inverter |  | OUTDOOR
SRP10266 | PV POWERED | PVP4800 | 4800 | 1 |  |  | 0.96 | Solar Inverter |  | Outside
SRP10267 | PV POWERED | PVP4800 | 4800 | 1 |  |  | 0.96 | Solar Inverter |  | INDOOR
SRP10268 | SMA AMERICA | SB5000US (240V) | 5000 | 1 |  |  | 0.96 | Solar Inverter |  | INDOOR
SRP10270 | POWER-ONE | PVI-3600-US (240V) | 4200 | 1 |  |  | 0.96 | Solar Inverter |  | OUTDOOR
SRP10271 | PV POWERED | PVP4800 | 4800 | 1 |  |  | 0.96 | Solar Inverter |  | INDOOR
SRP10272 | SMA AMERICA | SB4000US (240V) | 4000 | 1 |  |  | 0.96 | Solar Inverter |  | INDOOR
SRP10274 | ENPHASE ENERGY | M200-32-208-S01 | 215 | 17 |  |  | 0.96 | Solar Inverter |  | OUTDOOR
SRP10275 | ENPHASE ENERGY | M200-32-208-S01 | 215 | 34 |  |  | 0.96 | Solar Inverter |  | OUTDOOR
SRP10277 | ENPHASE ENERGY | M175-24-208-S | 215 | 32 |  |  | 0.96 | Solar Inverter |  | Outside
SRP10280 | ENPHASE ENERGY | M175-24-208-S01 | 215 | 39 |  |  | 0.96 | Solar Inverter |  | OUTDOOR
SRP10281 | POWER-ONE | PVI-6000-OUTD-US (240 V) | 6000 | 1 |  |  | 0.96 | Solar Inverter |  | OUTDOOR
SRP10282 | POWER-ONE | PVI-5000-OUTD-US (208 V) | 4200 | 1 |  |  | 0.96 | Solar Inverter |  | OUTDOOR
SRP10285 | POWER-ONE | PVI-3000-I-OUTD-US-F (240V) | 3000 | 1 |  |  | 0.96 | Solar Inverter |  | OUTDOOR
SRP10285 | SMA AMERICA | SB7000US (240V) | 7000 | 1 |  |  | 0.96 | Solar Inverter |  | OUTDOOR
SRP10286 | SMA AMERICA | SB7000US (277V) | 8000 | 1 |  |  | 0.96 | Solar Inverter |  | Inside
SRP10287 | POWER-ONE | PVI-6000-OUTD-US (240 V) | 6000 | 1 |  |  | 0.96 | Solar Inverter |  | OUTDOOR
SRP10289 | POWER-ONE | PVI-3000-I-OUTD-US-F (240V) | 3000 | 1 |  |  | 0.96 | Solar Inverter |  | Inside
SRP10289 | POWER-ONE | PVI-5000-OUTD-US (240 V) | 5000 | 1 |  |  | 0.96 | Solar Inverter |  | Inside
SRP10291 | POWER-ONE | PVI-5000-OUTD-US (240 V) | 4200 | 1 |  |  | 0.96 | Solar Inverter |  | OUTDOOR
SRP10292 | POWER-ONE | PVI-5000-OUTD-US (240 V) | 5000 | 1 |  |  | 0.96 | Solar Inverter |  | OUTDOOR
SRP10293 | ENPHASE ENERGY | M200-32-208-S01 | 215 | 33 |  |  | 0.96 | Solar Inverter |  | OUTDOOR
SRP10294 | POWER-ONE | PVI-3000-I-OUTD-US-F (240V) | 3000 | 1 |  |  | 0.96 | Solar Inverter |  | OUTDOOR
SRP10294 | POWER-ONE | PVI-3600-OUTD-US-F (240V) | 3600 | 1 |  |  | 0.96 | Solar Inverter |  | OUTDOOR
SRP10295 | ENPHASE ENERGY | M200-32-208-S01 | 215 | 34 |  |  | 0.96 | Solar Inverter |  | OUTDOOR
SRP10296 | ENPHASE ENERGY | M200-32-208-S01 | 215 | 21 |  |  | 0.96 | Solar Inverter |  | OUTDOOR
SRP10299 | FRONIUS USA |  | 5000 | 1 |  |  | 0.96 | Solar Inverter |  | INDOOR
SRP10300 | ENPHASE ENERGY | M200-32-208-S01 | 215 | 17 |  |  | 0.96 | Solar Inverter |  | OUTDOOR
SRP10300 | ENPHASE ENERGY | M200-32-208-S01 | 215 | 22 |  |  | 0.96 | Solar Inverter |  | OUTDOOR
SRP10301 | ENPHASE ENERGY | M200-32-208-S01 | 215 | 30 |  |  | 0.96 | Solar Inverter |  | OUTDOOR
SRP10302 | ENPHASE ENERGY | M200-32-208-S01 | 215 | 17 |  |  | 0.96 | Solar Inverter |  | OUTDOOR
SRP10304 | POWER-ONE | PVI-6000-OUTD-US (240 V) | 6000 | 1 |  |  | 0.96 | Solar Inverter |  | Inside
SRP10306 | ENPHASE ENERGY | M200-32-208-S01 | 215 | 32 |  |  | 0.96 | Solar Inverter |  | OUTDOOR
SRP10307 | ENPHASE ENERGY | M200-32-208-S01 | 215 | 16 |  |  | 0.96 | Solar Inverter |  | OUTDOOR
SRP10308 | ENPHASE ENERGY | M200-32-208-S01 | 215 | 17 |  |  | 0.96 | Solar Inverter |  | OUTDOOR
SRP10310 | PV POWERED | PVP4800 | 4800 | 1 |  |  | 0.96 | Solar Inverter |  | Inside
SRP10310 | PV POWERED | PVP4800 | 4800 | 1 |  |  | 0.96 | Solar Inverter |  | Inside
SRP10311 | ENPHASE ENERGY | M200-32-208-S01 | 215 | 28 |  |  | 0.96 | Solar Inverter |  | OUTDOOR
SRP10313 | ENPHASE ENERGY | M200-32-208-S01 | 215 | 17 |  |  | 0.96 | Solar Inverter |  | OUTDOOR
SRP10316 | PV POWERED | PVP4800 | 4800 | 1 |  |  | 0.96 | Solar Inverter |  | INDOOR
SRP10316 | PV POWERED | PVP4800 | 4800 | 1 |  |  | 0.96 | Solar Inverter |  | INDOOR
SRP10317 | SMA AMERICA | SB3800U (240V) | 3800 | 1 |  |  | 0.96 | Solar Inverter |  | OUTDOOR
SRP10320 | ENPHASE ENERGY | M175-24-208-S | 215 | 31 |  |  | 0.96 | Solar Inverter |  | OUTDOOR
SRP10322 | SMA AMERICA | SB7000US (240V) | 7000 | 1 |  |  | 0.96 | Solar Inverter |  | Inside
SRP10323 | POWER-ONE | PVI-3600-US (240V) | 4200 | 1 |  |  | 0.96 | Solar Inverter |  | INDOOR
SRP10324 | POWER-ONE | PVI-3000-I-OUTD-US | 3000 | 1 |  |  | 0.96 | Solar Inverter |  | OUTDOOR
SRP10324 | POWER-ONE | PVI-3600-OUTD-US-F (208V) | 3600 | 1 |  |  | 0.96 | Solar Inverter |  | OUTDOOR
SRP10332 | SMA AMERICA | SB3000US (208V) | 3000 | 1 |  |  | 0.96 | Solar Inverter |  | Inside
SRP10333 | POWER-ONE | PVI-3600-US (240V) | 4200 | 3 |  |  | 0.96 | Solar Inverter |  | INDOOR
SRP10336 | POWER-ONE | PVI-3600-OUTD-US-F (208V) | 3600 | 2 |  |  | 0.96 | Solar Inverter |  | INDOOR
SRP10337 | POWER-ONE | PVI-3000-I-OUTD-US (208V) | 3000 | 1 |  |  | 0.96 | Solar Inverter |  | Inside
SRP10339 | POWER-ONE | PVI-3000-I-OUTD-US | 3000 | 1 |  |  | 0.96 | Solar Inverter |  | INDOOR
SRP10339 | POWER-ONE | PVI-3600-OUTD-US-F (240V) | 4200 | 1 |  |  | 0.96 | Solar Inverter |  | INDOOR
SRP10341 | POWER-ONE | PVI-3000-I-OUTD-US-F (240V) | 3000 | 1 |  |  | 0.96 | Solar Inverter |  | Inside
SRP10341 | POWER-ONE | PVI-3000-I-OUTD-US-F (240V) | 3600 | 1 |  |  | 0.96 | Solar Inverter |  | Inside
SRP10341 | POWER-ONE | PVI-3000-I-OUTD-US-F (240V) | 4200 | 1 |  |  | 0.96 | Solar Inverter |  | Inside
SRP10341 | POWER-ONE | PVI-6000-OUTD-US (240 V) | 6000 | 1 |  |  | 0.96 | Solar Inverter |  | Inside
SRP10342 | POWER-ONE | PVI-5000-OUTD-US (240 V) | 5000 | 1 |  |  | 0.96 | Solar Inverter |  | OUTDOOR
SRP10343 | POWER-ONE | PVI-6000-OUTD-US (240 V) | 6000 | 2 |  |  | 0.96 | Solar Inverter |  | OUTDOOR
SRP10344 | POWER-ONE | PVI-5000-OUTD-US (240 V) | 5000 | 1 |  |  | 0.96 | Solar Inverter |  | OUTDOOR
SRP10346 | POWER-ONE | PVI-3000-I-OUTD-US | 3000 | 1 |  |  | 0.96 | Solar Inverter |  | Inside
SRP10346 | POWER-ONE | PVI-6000-OUTD-US (240 V) | 6000 | 1 |  |  | 0.96 | Solar Inverter |  | Inside
SRP10347 | POWER-ONE | PVI-3000-I-OUTD-US-F (240V) | 3600 | 1 |  |  | 0.96 | Solar Inverter |  | Inside
SRP10347 | POWER-ONE | PVI-3600-US (240V) | 4200 | 1 |  |  | 0.96 | Solar Inverter |  | Inside
SRP10349 | POWER-ONE | PVI-3000-I-OUTD-US | 3000 | 1 |  |  | 0.96 | Solar Inverter |  | OUTDOOR
SRP10349 | POWER-ONE | PVI-6000-OUTD-US (240 V) | 6000 | 1 |  |  | 0.96 | Solar Inverter |  | OUTDOOR
SRP10352 | PV POWERED | PVP4800 | 4800 | 1 |  |  | 0.96 | Solar Inverter |  | INDOOR
SRP10354 | SMA AMERICA | SB7000US (240V) | 7000 | 1 |  |  | 0.96 | Solar Inverter |  | Inside
SRP10355 | SMA AMERICA | SWR2500U (208V) | 2000 | 1 |  |  | 0.96 | Solar Inverter |  | OUTDOOR
SRP10356 | POWER-ONE | PVI-3000-I-OUTD-US-F (240V) | 4200 | 1 |  |  | 0.96 | Solar Inverter |  | OUTDOOR
SRP10361 | ENPHASE ENERGY | M200-32-240-S02 | 215 | 42 |  |  | 0.96 | Solar Inverter |  | Outside
SRP10362 | ENPHASE ENERGY | M175-24-208-S01 | 215 | 6 |  |  | 0.96 | Solar Inverter |  | Outside
SRP10362 | ENPHASE ENERGY | M175-24-208-S01 | 215 | 11 |  |  | 0.96 | Solar Inverter |  | Outside
SRP10363 | ENPHASE ENERGY | M175-24-208-S | 215 | 14 |  |  | 0.96 | Solar Inverter |  | Outside
SRP10363 | ENPHASE ENERGY | M175-24-208-S01 | 215 | 7 |  |  | 0.96 | Solar Inverter |  | Outside
SRP10364 | ENPHASE ENERGY | M175-24-208-S01 | 215 | 7 |  |  | 0.96 | Solar Inverter |  | Outside
SRP10364 | ENPHASE ENERGY | M175-24-208-S02 | 215 | 25 |  |  | 0.96 | Solar Inverter |  | Outside
SRP10368 | ENPHASE ENERGY | M175-24-208-S02 | 215 | 69 |  |  | 0.96 | Solar Inverter |  | OUTDOOR
SRP10370 | POWER-ONE | PVI-6000-OUTD-US (208 V) | 6000 | 1 |  |  | 0.96 | Solar Inverter |  | OUTDOOR
SRP10371 | PV POWERED | PVP4800 | 4800 | 1 |  |  | 0.96 | Solar Inverter |  | INDOOR
SRP10371 | PV POWERED | PVP4800 | 4800 | 1 |  |  | 0.96 | Solar Inverter |  | INDOOR
SRP10373 | POWER-ONE | PVI-6000-OUTD-US (208 V) | 6000 | 1 |  |  | 0.96 | Solar Inverter |  | OUTDOOR
SRP10374 | POWER-ONE | PVI-6000-OUTD-US (208 V) | 6000 | 1 |  |  | 0.96 | Solar Inverter |  | OUTDOOR
SRP10381 | POWER-ONE | PVI-3000-I-OUTD-US-F (240V) | 3600 | 1 |  |  | 0.96 | Solar Inverter |  | INDOOR
SRP10383 | POWER-ONE | PVI-5000-OUTD-US (208 V) | 5000 | 1 |  |  | 0.96 | Solar Inverter |  | OUTDOOR
SRP10384 | POWER-ONE | PVI-3600-OUTD-US-F (240V) | 3600 | 1 |  |  | 0.96 | Solar Inverter |  | OUTDOOR
SRP10385 | POWER-ONE | PVI-3600-US (240V) | 3600 | 2 |  |  | 0.96 | Solar Inverter |  | Outside
SRP10388 | POWER-ONE | PVI-3600-OUTD-US-F (240V) | 3600 | 1 |  |  | 0.96 | Solar Inverter |  | OUTDOOR
SRP10391 | POWER-ONE | PVI-5000-OUTD-US (208 V) | 5000 | 1 |  |  | 0.96 | Solar Inverter |  | OUTDOOR
SRP10394 | POWER-ONE | PVI-3000-I-OUTD-US | 3000 | 1 |  |  | 0.96 | Solar Inverter |  | OUTDOOR
SRP10395 | POWER-ONE | PVI-6000-OUTD-US (208 V) | 6000 | 1 |  |  | 0.96 | Solar Inverter |  | OUTDOOR
SRP10396 | POWER-ONE | PVI-3600-OUTD-US-F (240V) | 3600 | 1 |  |  | 0.96 | Solar Inverter |  | OUTDOOR
SRP10398 | POWER-ONE | PVI-5000-OUTD-US (240 V) | 5000 | 1 |  |  | 0.96 | Solar Inverter |  | OUTDOOR
SRP10399 | POWER-ONE | PVI-5000-OUTD-US (208 V) | 5000 | 2 |  |  | 0.96 | Solar Inverter |  | Inside
SRP10400 | SMA AMERICA | SB7000US (240V) | 7000 | 1 |  |  | 0.96 | Solar Inverter |  | OUTDOOR
SRP10401 | POWER-ONE | PVI-3.6-OUTD-S-US (240 V) | 3600 | 1 |  |  | 0.96 | Solar Inverter |  | OUTDOOR
SRP10403 | POWER-ONE | PVI-3000-I-OUTD-US-F (240V) | 3600 | 1 |  |  | 0.96 | Solar Inverter |  | OUTDOOR
SRP10405 | POWER-ONE | PVI-4.2-OUTD-S-US (240 V) | 4200 | 1 |  |  | 0.96 | Solar Inverter |  | OUTDOOR
SRP10405 | POWER-ONE | PVI-5000-OUTD-US (240 V) | 5000 | 1 |  |  | 0.96 | Solar Inverter |  | OUTDOOR
SRP10409 | ENPHASE ENERGY | M175-24-208-S | 215 | 20 |  |  | 0.96 | Solar Inverter |  | OUTDOOR
SRP10411 | ENPHASE ENERGY | M175-24-208-S | 215 | 18 |  |  | 0.96 | Solar Inverter |  | OUTDOOR
SRP10414 | ENPHASE ENERGY | M175-24-208-S | 215 | 6 |  |  | 0.96 | Solar Inverter |  | OUTDOOR
SRP10414 | ENPHASE ENERGY | M175-24-208-S | 215 | 14 |  |  | 0.96 | Solar Inverter |  | OUTDOOR
SRP10416 | ENPHASE ENERGY | M175-24-208-S | 215 | 38 |  |  | 0.96 | Solar Inverter |  | OUTDOOR
SRP10422 | SMA AMERICA | SB6000U (240V) | 6000 | 1 |  |  | 0.96 | Solar Inverter |  | OUTDOOR
SRP10423 | POWER-ONE | PVI-3000-I-OUTD-US-F (240V) | 3000 | 1 |  |  | 0.96 | Solar Inverter |  | OUTDOOR
SRP10423 | POWER-ONE | PVI-6000-OUTD-US (240 V) | 6000 | 1 |  |  | 0.96 | Solar Inverter |  | OUTDOOR
SRP10424 | POWER-ONE | PVI-5000-OUTD-US (240 V) | 5000 | 1 |  |  | 0.96 | Solar Inverter |  | OUTDOOR
SRP10425 | POWER-ONE | PVI-3600-OUTD-US-F (240V) | 4200 | 1 |  |  | 0.96 | Solar Inverter |  | Inside
SRP10426 | POWER-ONE | PVI-5000-OUTD-US (240 V) | 5000 | 1 |  |  | 0.96 | Solar Inverter |  | OUTDOOR
SRP10427 | POWER-ONE | PVI-3600-OUTD-US-F (240V) | 3600 | 1 |  |  | 0.96 | Solar Inverter |  | OUTDOOR
SRP10428 | POWER-ONE | PVI-5000-OUTD-US (240 V) | 5000 | 1 |  |  | 0.96 | Solar Inverter |  | OUTDOOR
SRP10429 | SMA AMERICA | SB7000US (240V) | 7000 | 1 |  |  | 0.96 | Solar Inverter |  | Inside
SRP10430 | SMA AMERICA | SB6000US (240V) | 6000 | 1 |  |  | 0.96 | Solar Inverter |  | OUTDOOR
SRP10431 | POWER-ONE | PVI-3600-US (240V) | 4200 | 1 |  |  | 0.96 | Solar Inverter |  | OUTDOOR
SRP10431 | POWER-ONE | PVI-6000-OUTD-US-W (240 V) | 6000 | 1 |  |  | 0.96 | Solar Inverter |  | OUTDOOR
SRP10432 | POWER-ONE | PVI-5000-OUTD-US (240 V) | 5000 | 1 |  |  | 0.96 | Solar Inverter |  | OUTDOOR
SRP10433 | POWER-ONE | PVI-5000-OUTD-US (240 V) | 5000 | 1 |  |  | 0.96 | Solar Inverter |  | OUTDOOR
SRP10434 | POWER-ONE | PVI-6000-OUTD-US-W (240 V) | 6000 | 1 |  |  | 0.96 | Solar Inverter |  | OUTDOOR
SRP10435 | POWER-ONE | PVI-6000-OUTD-US-W (240 V) | 6000 | 1 |  |  | 0.96 | Solar Inverter |  | OUTDOOR
SRP10436 | POWER-ONE | PVI-5000-OUTD-US (240 V) | 5000 | 2 |  |  | 0.96 | Solar Inverter |  | OUTDOOR
SRP10437 | POWER-ONE | PVI-6000-OUTD-US-W (240 V) | 6000 | 1 |  |  | 0.96 | Solar Inverter |  | OUTDOOR
SRP10438 | POWER-ONE | PVI-6000-OUTD-US-W (240 V) | 6000 | 1 |  |  | 0.96 | Solar Inverter |  | OUTDOOR
SRP10439 | SMA AMERICA | SB7000US (240V) | 7000 | 1 |  |  | 0.96 | Solar Inverter |  | OUTDOOR
SRP10440 | POWER-ONE | PVI-3000-I-OUTD-US-F (240V) | 3000 | 1 |  |  | 0.96 | Solar Inverter |  | OUTDOOR
SRP10445 | FRONIUS USA |  | 9995 | 1 |  |  | 0.96 | Solar Inverter |  | INDOOR
SRP10450 | PV POWERED | PVP100KW-480 | 100000 | 1 |  |  | 0.96 | Solar Inverter |  | OUTDOOR
SRP10450 | PV POWERED | PVP100KW-480 | 100000 | 1 |  |  | 0.96 | Solar Inverter |  | OUTDOOR
SRP10451 | POWER-ONE | PVI-5000-OUTD-US (208 V) | 4200 | 1 |  |  | 0.96 | Solar Inverter |  | OUTDOOR
SRP10453 | POWER-ONE | PVI-5000-OUTD-US (240 V) | 5000 | 1 |  |  | 0.96 | Solar Inverter |  | OUTDOOR
SRP10454 | SMA AMERICA | SB7000US (240V) | 7000 | 1 |  |  | 0.96 | Solar Inverter |  | OUTDOOR
SRP10455 | POWER-ONE | PVI-3000-I-OUTD-US-F (240V) | 3000 | 1 |  |  | 0.96 | Solar Inverter |  | OUTDOOR
SRP10455 | POWER-ONE | PVI-5000-OUTD-US (208 V) | 4200 | 1 |  |  | 0.96 | Solar Inverter |  | OUTDOOR
SRP10456 | SMA AMERICA | SB7000US (240V) | 7000 | 1 |  |  | 0.96 | Solar Inverter |  | OUTDOOR
SRP10458 | POWER-ONE | PVI-3000-I-OUTD-US-F (240V) | 3000 | 1 |  |  | 0.96 | Solar Inverter |  | OUTDOOR
SRP10458 | POWER-ONE | PVI-3600-OUTD-US-F (240V) | 3600 | 1 |  |  | 0.96 | Solar Inverter |  | OUTDOOR
SRP10459 | SMA AMERICA | SB7000US (240V) | 7000 | 1 |  |  | 0.96 | Solar Inverter |  | OUTDOOR
SRP10461 | ENPHASE ENERGY | M200-32-208-S01 | 215 | 42 |  |  | 0.96 | Solar Inverter |  | Outside
SRP10466 | ENPHASE ENERGY | M200-32-208-S01 | 215 | 34 |  |  | 0.96 | Solar Inverter |  | OUTDOOR
SRP10467 | ENPHASE ENERGY | M200-32-208-S01 | 215 | 28 |  |  | 0.96 | Solar Inverter |  | OUTDOOR
SRP10468 | ENPHASE ENERGY | M200-32-208-S01 | 215 | 30 |  |  | 0.96 | Solar Inverter |  | OUTDOOR
SRP10470 | ENPHASE ENERGY | M200-32-208-S01 | 215 | 14 |  |  | 0.96 | Solar Inverter |  | OUTDOOR
SRP10470 | ENPHASE ENERGY | M200-32-208-S01 | 215 | 28 |  |  | 0.96 | Solar Inverter |  | OUTDOOR
SRP10473 | POWER-ONE | PVI-6000-OUTD-US (240 V) | 6000 | 1 |  |  | 0.96 | Solar Inverter |  | OUTDOOR
SRP10475 | POWER-ONE | PVI-6000-OUTD-US (240 V) | 6000 | 1 |  |  | 0.96 | Solar Inverter |  | Inside
SRP10476 | POWER-ONE | PVI-6000-OUTD-US (240 V) | 6000 | 1 |  |  | 0.96 | Solar Inverter |  | Inside
SRP10481 | ENPHASE ENERGY | M200-32-208-S01 | 215 | 16 |  |  | 0.96 | Solar Inverter |  | Outside
SRP10481 | ENPHASE ENERGY | M200-32-208-S01 | 215 | 16 |  |  | 0.96 | Solar Inverter |  | Outside
SRP10482 | POWER-ONE | PVI-6000-OUTD-US (240 V) | 6000 | 1 |  |  | 0.96 | Solar Inverter |  | OUTDOOR
SRP10483 | PV POWERED | PVP4800 | 4800 | 1 |  |  | 0.96 | Solar Inverter |  | INDOOR
SRP10486 | PV POWERED | PVP4800 | 4800 | 2 |  |  | 0.96 | Solar Inverter |  | INDOOR
SRP10487 | PV POWERED | PVP4800 | 4800 | 1 |  |  | 0.96 | Solar Inverter |  | INDOOR
SRP10490 | ENPHASE ENERGY | M200-32-240-S02 | 215 | 17 |  |  | 0.96 | Solar Inverter |  | OUTDOOR
SRP10491 | ENPHASE ENERGY | M200-32-240-S02 | 215 | 30 |  |  | 0.96 | Solar Inverter |  | OUTDOOR
SRP10495 | ENPHASE ENERGY | M215-60-2LL-S2X | 215 | 16 |  |  | 0.96 | Solar Inverter |  | OUTDOOR
SRP10503 | ENPHASE ENERGY | M200-32-240-S02 | 215 | 12 |  |  | 0.96 | Solar Inverter |  | OUTDOOR
SRP10510 | PV POWERED | PVP4800 | 4800 | 1 |  |  | 0.96 | Solar Inverter |  | INDOOR
SRP10510 | PV POWERED | PVP4800 | 4800 | 1 |  |  | 0.96 | Solar Inverter |  | INDOOR
SRP10511 | ENPHASE ENERGY | M175-24-208-S | 215 | 10 |  |  | 0.96 | Solar Inverter |  | OUTDOOR
SRP10512 | PV POWERED | PVP4800 | 4800 | 1 |  |  | 0.96 | Solar Inverter |  | Outside
SRP10517 | POWER-ONE | PVI-3000-I-OUTD-US-F (240V) | 3000 | 1 |  |  | 0.96 | Solar Inverter |  | OUTDOOR
SRP10524 | SMA AMERICA | SB3000US (240V) | 2000 | 1 |  |  | 0.96 | Solar Inverter |  | OUTDOOR
SRP10525 | ENPHASE ENERGY | M175-24-208-S01 | 215 | 32 |  |  | 0.96 | Solar Inverter |  | OUTDOOR
SRP10528 | ENPHASE ENERGY | M175-24-208-S02 | 215 | 32 |  |  | 0.96 | Solar Inverter |  | OUTDOOR
SRP10534 | POWER-ONE | PVI-3600-OUTD-US-F (240V) | 4200 | 1 |  |  | 0.96 | Solar Inverter |  | OUTDOOR
SRP10534 | POWER-ONE | PVI-3600-US (240V) | 4200 | 1 |  |  | 0.96 | Solar Inverter |  | OUTDOOR
SRP10538 | ENPHASE ENERGY | M215-60-2LL-S2X | 215 | 24 |  |  | 0.96 | Solar Inverter |  | OUTDOOR
SRP10546 | POWER-ONE | PVI-3000-I-OUTD-US-F (240V) | 3000 | 1 |  |  | 0.96 | Solar Inverter |  | OUTDOOR
SRP10546 | POWER-ONE | PVI-5000-OUTD-US (208 V) | 4200 | 1 |  |  | 0.96 | Solar Inverter |  | OUTDOOR
SRP10549 | ENPHASE ENERGY | M175-24-208-S01 | 215 | 22 |  |  | 0.96 | Solar Inverter |  | OUTDOOR
SRP10550 | PV POWERED | PVP4800 | 4800 | 1 |  |  | 0.96 | Solar Inverter |  | Outside
SRP10554 | ENPHASE ENERGY | M175-24-208-S01 | 215 | 17 |  |  | 0.96 | Solar Inverter |  | OUTDOOR
SRP10556 | ENPHASE ENERGY | M175-24-208-S01 | 215 | 20 |  |  | 0.96 | Solar Inverter |  | OUTDOOR
SRP10557 | ENPHASE ENERGY | M175-24-208-S | 215 | 17 |  |  | 0.96 | Solar Inverter |  | OUTDOOR
SRP10557 | ENPHASE ENERGY | M175-24-208-S | 215 | 23 |  |  | 0.96 | Solar Inverter |  | OUTDOOR
SRP10560 | ENPHASE ENERGY | M175-24-208-S | 215 | 33 |  |  | 0.96 | Solar Inverter |  | OUTDOOR
SRP10567 | SMA AMERICA | SB7000US (240V) | 7000 | 1 |  |  | 0.96 | Solar Inverter |  | INDOOR
SRP10568 | POWER-ONE | PVI-3000-I-OUTD-US-F (240V) | 3000 | 1 |  |  | 0.96 | Solar Inverter |  | Inside
SRP10568 | POWER-ONE | PVI-3600-US (240V) | 4200 | 1 |  |  | 0.96 | Solar Inverter |  | Inside
SRP10569 | SMA AMERICA | SB7000US (240V) | 7000 | 1 |  |  | 0.96 | Solar Inverter |  | Inside
SRP10571 | POWER-ONE | PVI-6000-OUTD-US (240 V) | 6000 | 1 |  |  | 0.96 | Solar Inverter |  | Inside
SRP10573 | FRONIUS USA |  | 7500 | 1 |  |  | 0.96 | Solar Inverter |  | Outside
SRP10575 | POWER-ONE | PVI-5000-OUTD-US (208 V) | 4200 | 1 |  |  | 0.96 | Solar Inverter |  | OUTDOOR
SRP10575 | POWER-ONE | PVI-5000-OUTD-US (240 V) | 4200 | 1 |  |  | 0.96 | Solar Inverter |  | OUTDOOR
SRP10576 | ENPHASE ENERGY | M215-60-2LL-S2X | 215 | 33 |  |  | 0.96 | Solar Inverter |  | OUTDOOR
SRP10584 | POWER-ONE | PVI-5000-OUTD-US (240 V) | 5000 | 1 |  |  | 0.96 | Solar Inverter |  | Inside
SRP10585 | ENPHASE ENERGY | M200-32-208-S01 | 215 | 32 |  |  | 0.96 | Solar Inverter |  | OUTDOOR
SRP10586 | POWER-ONE | PVI-5000-OUTD-US (240 V) | 5000 | 1 |  |  | 0.96 | Solar Inverter |  | OUTDOOR
SRP10589 | ENPHASE ENERGY | M200-32-208-S01 | 215 | 22 |  |  | 0.96 | Solar Inverter |  | OUTDOOR
SRP10590 | POWER-ONE | PVI-3.0-OUTD-S-US (208 V) | 3000 | 1 |  |  | 0.96 | Solar Inverter |  | OUTDOOR
SRP10590 | POWER-ONE | PVI-5000-OUTD-US (240 V) | 5000 | 1 |  |  | 0.96 | Solar Inverter |  | OUTDOOR
SRP10590 | POWER-ONE | PVI-6000-OUTD-US (208 V) | 6000 | 1 |  |  | 0.96 | Solar Inverter |  | OUTDOOR
SRP10591 | ENPHASE ENERGY | M200-32-208-S01 | 215 | 8 |  |  | 0.96 | Solar Inverter |  | OUTDOOR
SRP10591 | ENPHASE ENERGY | M200-32-208-S01 | 215 | 27 |  |  | 0.96 | Solar Inverter |  | OUTDOOR
SRP10592 | POWER-ONE | PVI-3000-I-OUTD-US-F (240V) | 3000 | 1 |  |  | 0.96 | Solar Inverter |  | OUTDOOR
SRP10593 | ENPHASE ENERGY | M200-32-208-S01 | 215 | 17 |  |  | 0.96 | Solar Inverter |  | OUTDOOR
SRP10594 | POWER-ONE | PVI-3000-I-OUTD-US-F (240V) | 3000 | 1 |  |  | 0.96 | Solar Inverter |  | Inside
SRP10594 | POWER-ONE | PVI-5000-OUTD-US (277 V) | 4200 | 1 |  |  | 0.96 | Solar Inverter |  | Inside
SRP10597 | POWER-ONE | PVI-3000-I-OUTD-US-F (240V) | 3000 | 1 |  |  | 0.96 | Solar Inverter |  | OUTDOOR
SRP10597 | POWER-ONE | PVI-3000-I-OUTD-US-F (240V) | 3000 | 1 |  |  | 0.96 | Solar Inverter |  | OUTDOOR
SRP10598 | SMA AMERICA | SB3800U (240V) | 3800 | 1 |  |  | 0.96 | Solar Inverter |  | OUTDOOR
SRP10599 | POWER-ONE | PVI-3000-I-OUTD-US-F (240V) | 3000 | 1 |  |  | 0.96 | Solar Inverter |  | OUTDOOR
SRP10599 | POWER-ONE | PVI-5000-OUTD-US (208 V) | 4200 | 1 |  |  | 0.96 | Solar Inverter |  | OUTDOOR
SRP10601 | ENPHASE ENERGY | M200-32-208-S01 | 215 | 17 |  |  | 0.96 | Solar Inverter |  | OUTDOOR
SRP10603 | SMA AMERICA | SWR2500U-SBD (240V) | 2500 | 1 |  |  | 0.96 | Solar Inverter |  | OUTDOOR
SRP10605 | SMA AMERICA | SB6000U (240V) | 6000 | 1 |  |  | 0.96 | Solar Inverter |  | OUTDOOR
SRP10606 | ENPHASE ENERGY | M200-32-208-S01 | 215 | 57 |  |  | 0.96 | Solar Inverter |  | OUTDOOR
SRP10608 | SMA AMERICA | SB7000US (240V) | 7000 | 1 |  |  | 0.96 | Solar Inverter |  | OUTDOOR
SRP10616 | SMA AMERICA | SB3000US (208V) | 3000 | 1 |  |  | 0.96 | Solar Inverter |  | Outside
SRP10618 | ENPHASE ENERGY | M200-32-240-S02 | 215 | 35 |  |  | 0.96 | Solar Inverter |  | OUTDOOR
SRP10619 | ENPHASE ENERGY | M215-60-2LL-S2X | 215 | 39 |  |  | 0.96 | Solar Inverter |  | OUTDOOR
SRP10620 | FRONIUS USA |  | 10000 | 3 |  |  | 0.96 | Solar Inverter |  | OUTDOOR
SRP10620 | FRONIUS USA |  | 10000 | 3 |  |  | 0.96 | Solar Inverter |  | OUTDOOR
SRP10620 | FRONIUS USA |  | 11400 | 6 |  |  | 0.96 | Solar Inverter |  | OUTDOOR
SRP10620 | FRONIUS USA |  | 11400 | 6 |  |  | 0.96 | Solar Inverter |  | OUTDOOR
SRP10623 | ENPHASE ENERGY | M175-24-208-S | 190 | 6 |  |  | 0.96 | Solar Inverter |  | OUTDOOR
SRP10624 | SMA AMERICA | SB7000US (240V) | 7000 | 1 |  |  | 0.96 | Solar Inverter |  | OUTDOOR
SRP10625 | POWER-ONE | PVI-5000-OUTD-US (240 V) | 5000 | 1 |  |  | 0.96 | Solar Inverter |  | OUTDOOR
SRP10627 | SMA AMERICA | SB4000US (208V) | 4000 | 1 |  |  | 0.96 | Solar Inverter |  | OUTDOOR
SRP10627 | SMA AMERICA | SB5000US (240V) | 5000 | 1 |  |  | 0.96 | Solar Inverter |  | OUTDOOR
SRP10628 | POWER-ONE | PVI-3000-I-OUTD-US-F (240V) | 3000 | 1 |  |  | 0.96 | Solar Inverter |  | Inside
SRP10628 | POWER-ONE | PVI-5000-OUTD-US (208 V) | 4200 | 1 |  |  | 0.96 | Solar Inverter |  | Inside
SRP10629 | SMA AMERICA | SB6000U (240V) | 6000 | 1 |  |  | 0.96 | Solar Inverter |  | OUTDOOR
SRP10631 | SMA AMERICA | SB6000US (240V) | 6000 | 1 |  |  | 0.96 | Solar Inverter |  | OUTDOOR
SRP10634 | SMA AMERICA | SB7000US (240V) | 7000 | 1 |  |  | 0.96 | Solar Inverter |  | OUTDOOR
SRP10635 | POWER-ONE | PVI-6000-OUTD-US (240 V) | 6000 | 1 |  |  | 0.96 | Solar Inverter |  | OUTDOOR
SRP10636 | FRONIUS USA |  | 11400 | 6 |  |  | 0.96 | Solar Inverter |  | OUTDOOR
SRP10639 | POWER-ONE | PVI-5000-OUTD-US (240 V) | 5000 | 1 |  |  | 0.96 | Solar Inverter |  | OUTDOOR
SRP10641 | PV POWERED | PVP4800 | 4800 | 1 |  |  | 0.96 | Solar Inverter |  | OUTDOOR
SRP10644 | PV POWERED | PVP4800 | 4800 | 1 |  |  | 0.96 | Solar Inverter |  | INDOOR
SRP10645 | FRONIUS USA |  | 6000 | 1 |  |  | 0.96 | Solar Inverter |  | OUTDOOR
SRP10645 | FRONIUS USA |  | 11400 | 3 |  |  | 0.96 | Solar Inverter |  | OUTDOOR
SRP10651 | POWER-ONE | PVI-5000-OUTD-US (240 V) | 5000 | 1 |  |  | 0.96 | Solar Inverter |  | Inside
SRP10652 | POWER-ONE | PVI-5000-OUTD-US (240 V) | 5000 | 1 |  |  | 0.96 | Solar Inverter |  | OUTDOOR
SRP10654 | SMA AMERICA | SB4000US (208V) | 4000 | 1 |  |  | 0.96 | Solar Inverter |  | INDOOR
SRP10654 | SMA AMERICA | SB4000US (240V) | 4000 | 1 |  |  | 0.96 | Solar Inverter |  | INDOOR
SRP10656 | SMA AMERICA | SB7000US (240V) | 7000 | 1 |  |  | 0.96 | Solar Inverter |  | OUTDOOR
SRP10663 | PV POWERED | PVP4800 | 4800 | 2 |  |  | 0.96 | Solar Inverter |  | OUTDOOR
SRP10665 | SATCON TECHNOLOGY | AE-100-60-PV-F | 100000 | 2 |  |  | 0.96 | Solar Inverter |  | OUTDOOR
SRP10665 | SATCON TECHNOLOGY | AE-75-60-PV-D | 75000 | 1 |  |  | 0.96 | Solar Inverter |  | OUTDOOR
SRP10666 | POWER-ONE | PVI-6000-OUTD-US (240 V) | 6000 | 1 |  |  | 0.96 | Solar Inverter |  | OUTDOOR
SRP10668 | ENPHASE ENERGY | M175-24-208-S01 | 215 | 40 |  |  | 0.96 | Solar Inverter |  | OUTDOOR
SRP10671 | ENPHASE ENERGY | M175-24-208-S01 | 215 | 28 |  |  | 0.96 | Solar Inverter |  | OUTDOOR
SRP10673 | ENPHASE ENERGY | M200-32-240-S02 | 215 | 4 |  |  | 0.96 | Solar Inverter |  | Outside
SRP10673 | SMA AMERICA | SB4000US (208V) | 4000 | 1 |  |  | 0.96 | Solar Inverter |  | Outside
SRP10674 | ENPHASE ENERGY | M175-24-208-S | 215 | 35 |  |  | 0.96 | Solar Inverter |  | OUTDOOR
SRP10680 | ENPHASE ENERGY | M175-24-208-S01 | 215 | 20 |  |  | 0.96 | Solar Inverter |  | Inside
SRP10681 | SMA AMERICA | SB3000US (208V) | 2500 | 1 |  |  | 0.96 | Solar Inverter |  | OUTDOOR
SRP10682 | PV POWERED | PVP4800 | 4800 | 1 |  |  | 0.96 | Solar Inverter |  | Inside
SRP10684 | POWER-ONE | PVI-6000-OUTD-US-W (240 V) | 6000 | 1 |  |  | 0.96 | Solar Inverter |  | OUTDOOR
SRP10685 | POWER-ONE | PVI-3600-OUTD-US-F (240V) | 3600 | 1 |  |  | 0.96 | Solar Inverter |  | OUTDOOR
SRP10685 | SMA AMERICA | SB7000US (240V) | 8000 | 1 |  |  | 0.96 | Solar Inverter |  | OUTDOOR
SRP10687 | SMA AMERICA | SB7000US (240V) | 7000 | 1 |  |  | 0.96 | Solar Inverter |  | OUTDOOR
SRP10688 | ENPHASE ENERGY | M215-60-2LL-S2X | 215 | 12 |  |  | 0.96 | Solar Inverter |  | OUTDOOR
SRP10689 | ENPHASE ENERGY | M175-24-240-S | 215 | 30 |  |  | 0.96 | Solar Inverter |  | OUTDOOR
SRP10696 | SMA AMERICA | SB4000US (240V) | 4000 | 1 |  |  | 0.96 | Solar Inverter |  | OUTDOOR
SRP10698 | POWER-ONE | PVI-3000-I-OUTD-US-F (240V) | 3000 | 2 |  |  | 0.96 | Solar Inverter |  | OUTDOOR
SRP10699 | POWER-ONE | PVI-3000-I-OUTD-US-F (240V) | 3000 | 1 |  |  | 0.96 | Solar Inverter |  | OUTDOOR
SRP10699 | POWER-ONE | PVI-3000-I-OUTD-US-F (240V) | 3000 | 1 |  |  | 0.96 | Solar Inverter |  | OUTDOOR
SRP10702 | ENPHASE ENERGY | M175-24-208-S01 | 215 | 18 |  |  | 0.96 | Solar Inverter |  | OUTDOOR
SRP10707 | PV POWERED | PVP75KW-208 | 50000 | 1 |  |  | 0.96 | Solar Inverter |  | OUTDOOR
SRP10707 | PV POWERED | PVP75KW-208 | 50000 | 1 |  |  | 0.96 | Solar Inverter |  | OUTDOOR
SRP10709 | ENPHASE ENERGY | M215-60-2LL-S2X | 215 | 14 |  |  | 0.96 | Solar Inverter |  | OUTDOOR
SRP10717 | ENPHASE ENERGY | M175-24-208-S | 215 | 12 |  |  | 0.96 | Solar Inverter |  | OUTDOOR
SRP10722 | ENPHASE ENERGY | D380-72-208-S1X | 380 | 30 |  |  | 0.96 | Solar Inverter |  | OUTDOOR
SRP10723 | ENPHASE ENERGY | M175-24-208-S | 215 | 28 |  |  | 0.96 | Solar Inverter |  | OUTDOOR
SRP10724 | SMA AMERICA | SB5000US (240V) | 5000 | 3 |  |  | 0.96 | Solar Inverter |  | INDOOR
SRP10729 | ENPHASE ENERGY | M190-72-208-SXX (-NA) | 190 | 100 |  |  | 0.96 | Solar Inverter |  | OUTDOOR
SRP10733 | POWER-ONE | PVI-3600-OUTD-US-F (240V) | 4200 | 1 |  |  | 0.96 | Solar Inverter |  | INDOOR
SRP10736 | SMA AMERICA | SB3800U (240V) | 3800 | 1 |  |  | 0.96 | Solar Inverter |  | INDOOR
SRP10737 | SMA AMERICA | SB3800U (240V) | 3800 | 1 |  |  | 0.96 | Solar Inverter |  | INDOOR
SRP10738 | ENPHASE ENERGY | M200-32-240-S02 | 215 | 28 |  |  | 0.96 | Solar Inverter |  | OUTDOOR
SRP10739 | ENPHASE ENERGY | M200-32-240-S02 | 215 | 20 |  |  | 0.96 | Solar Inverter |  | OUTDOOR
SRP10740 | ENPHASE ENERGY | M175-24-208-S | 215 | 30 |  |  | 0.96 | Solar Inverter |  | OUTDOOR
SRP10741 | ENPHASE ENERGY | M175-24-208-S | 215 | 36 |  |  | 0.96 | Solar Inverter |  | OUTDOOR
SRP10742 | ENPHASE ENERGY | M215-60-2LL-S2X | 215 | 17 |  |  | 0.96 | Solar Inverter |  | OUTDOOR
SRP10745 | ENPHASE ENERGY | M175-24-208-S | 215 | 34 |  |  | 0.96 | Solar Inverter |  | OUTDOOR
SRP10748 | POWER-ONE | PVI-3000-I-OUTD-US-F (240V) | 3000 | 1 |  |  | 0.96 | Solar Inverter |  | INDOOR
SRP10749 | SMA AMERICA | SB7000US (240V) | 7000 | 1 |  |  | 0.96 | Solar Inverter |  | INDOOR
SRP10754 | ENPHASE ENERGY | M175-24-208-S | 215 | 39 |  |  | 0.96 | Solar Inverter |  | OUTDOOR
SRP10755 | ENPHASE ENERGY | M175-24-208-S | 215 | 32 |  |  | 0.96 | Solar Inverter |  | OUTDOOR
SRP10758 | ENPHASE ENERGY | M175-24-208-S | 215 | 31 |  |  | 0.96 | Solar Inverter |  | OUTDOOR
SRP10763 | ENPHASE ENERGY | M175-24-208-S | 215 | 100 |  |  | 0.96 | Solar Inverter |  | OUTDOOR
SRP10764 | ENPHASE ENERGY | M175-24-208-S | 215 | 32 |  |  | 0.96 | Solar Inverter |  | OUTDOOR
SRP10769 | ENPHASE ENERGY | M175-24-208-S | 215 | 164 |  |  | 0.96 | Solar Inverter |  | OUTDOOR
SRP10772 | ENPHASE ENERGY | M175-24-208-S | 215 | 16 |  |  | 0.96 | Solar Inverter |  | OUTDOOR
SRP10773 | ENPHASE ENERGY | M215-60-2LL-S2X | 215 | 51 |  |  | 0.96 | Solar Inverter |  | OUTDOOR
SRP10780 | ENPHASE ENERGY | M175-24-208-S | 215 | 25 |  |  | 0.96 | Solar Inverter |  | OUTDOOR
SRP10781 | ENPHASE ENERGY | M175-24-208-S | 215 | 9 |  |  | 0.96 | Solar Inverter |  | OUTDOOR
SRP10785 | ENPHASE ENERGY | M200-32-208-S01 | 215 | 30 |  |  | 0.96 | Solar Inverter |  | OUTDOOR
SRP10792 | ENPHASE ENERGY | M215-60-2LL-S2X | 215 | 26 |  |  | 0.96 | Solar Inverter |  | Inside
SRP10793 | ENPHASE ENERGY | M200-32-240-S02 | 215 | 32 |  |  | 0.96 | Solar Inverter |  | Inside
SRP10794 | ENPHASE ENERGY | M175-24-208-S | 215 | 6 |  |  | 0.96 | Solar Inverter |  | OUTDOOR
SRP10794 | ENPHASE ENERGY | M175-24-208-S | 215 | 25 |  |  | 0.96 | Solar Inverter |  | OUTDOOR
SRP10796 | PV POWERED | PVP4800 | 4800 | 1 |  |  | 0.96 | Solar Inverter |  | OUTDOOR
SRP10801 | ENPHASE ENERGY | M200-32-240-S02 | 215 | 18 |  |  | 0.96 | Solar Inverter |  | Inside
SRP10806 | PV POWERED | PVP4800 | 4800 | 1 |  |  | 0.96 | Solar Inverter |  | INDOOR
SRP10806 | PV POWERED | PVP4800 | 4800 | 1 |  |  | 0.96 | Solar Inverter |  | INDOOR
SRP10807 | POWER-ONE | PVI-5000-OUTD-US (240 V) | 4200 | 1 |  |  | 0.96 | Solar Inverter |  | Inside
SRP10808 | PV POWERED | PVP2500 | 260000 | 1 |  |  | 0.96 | Solar Inverter |  | OUTDOOR
SRP10808 | PV POWERED | PVP30KW-480 | 35000 | 1 |  |  | 0.96 | Solar Inverter |  | OUTDOOR
SRP10809 | SOLECTRIA RENEWABLES | PVI 5300-P (240V) | 7500 | 2 |  |  | 0.96 | Solar Inverter |  | Inside
SRP10811 | PV POWERED | PVP4800 | 4800 | 1 |  |  | 0.96 | Solar Inverter |  | INDOOR
SRP10812 | PV POWERED | PVP4800 | 4800 | 1 |  |  | 0.96 | Solar Inverter |  | INDOOR
SRP10814 | PV POWERED | PVP4800 | 4800 | 1 |  |  | 0.96 | Solar Inverter |  | INDOOR
SRP10815 | POWER-ONE | PVI-3600-OUTD-US-F (240V) | 3600 | 1 |  |  | 0.96 | Solar Inverter |  | OUTDOOR
SRP10816 | FRONIUS USA |  | 10000 | 3 |  |  | 0.96 | Solar Inverter |  | INDOOR
SRP10817 | POWER-ONE | PVI-6000-OUTD-US (240 V) | 6000 | 1 |  |  | 0.96 | Solar Inverter |  | OUTDOOR
SRP10818 | PV POWERED | PVP4800 | 4800 | 1 |  |  | 0.96 | Solar Inverter |  | Outside
SRP10818 | PV POWERED | PVP4800 | 4800 | 1 |  |  | 0.96 | Solar Inverter |  | Outside
SRP10820 | PV POWERED | PVP4800 | 4800 | 1 |  |  | 0.96 | Solar Inverter |  | OUTDOOR
SRP10820 | PV POWERED | PVP4800 | 4800 | 1 |  |  | 0.96 | Solar Inverter |  | OUTDOOR
SRP10821 | ADVANCED ENERGY INDUSTRIES | AE 100TX-208 | 100000 | 2 |  |  | 0.96 | Solar Inverter |  | Outside
SRP10823 | PV POWERED | PVP4800 | 4800 | 2 |  |  | 0.96 | Solar Inverter |  | OUTDOOR
SRP10824 | ADVANCED ENERGY INDUSTRIES | 3159000-104 | 50000 | 1 |  |  | 0.96 | Solar Inverter |  | OUTDOOR
SRP10829 | ENPHASE ENERGY | M200-32-208-S01 | 215 | 32 |  |  | 0.96 | Solar Inverter |  | OUTDOOR
SRP10832 | ENPHASE ENERGY | M200-32-208-S01 | 215 | 19 |  |  | 0.96 | Solar Inverter |  | Outside
SRP10834 | SMA AMERICA | SB1100U | 2000 | 1 |  |  | 0.96 | Solar Inverter |  | OUTDOOR
SRP10834 | SMA AMERICA | SB3000US (240V) | 3000 | 1 |  |  | 0.96 | Solar Inverter |  | OUTDOOR
SRP10838 | ENPHASE ENERGY | M200-32-208-S01 | 215 | 45 |  |  | 0.96 | Solar Inverter |  | OUTDOOR
SRP10839 | ENPHASE ENERGY | M215-60-2LL-S2X | 215 | 17 |  |  | 0.96 | Solar Inverter |  | OUTDOOR
SRP10840 | ENPHASE ENERGY | M200-32-208-S01 | 215 | 25 |  |  | 0.96 | Solar Inverter |  | OUTDOOR
SRP10841 | ENPHASE ENERGY | M200-32-208-S01 | 215 | 12 |  |  | 0.96 | Solar Inverter |  | OUTDOOR
SRP10843 | ENPHASE ENERGY | M200-32-208-S01 | 215 | 22 |  |  | 0.96 | Solar Inverter |  | OUTDOOR
SRP10844 | ENPHASE ENERGY | M200-32-208-S01 | 215 | 20 |  |  | 0.96 | Solar Inverter |  | OUTDOOR
SRP10850 | PV POWERED | PVP4800 | 4800 | 1 |  |  | 0.96 | Solar Inverter |  | INDOOR
SRP10852 | PV POWERED | PVP4800 | 4800 | 1 |  |  | 0.96 | Solar Inverter |  | INDOOR
SRP10852 | PV POWERED | PVP4800 | 4800 | 1 |  |  | 0.96 | Solar Inverter |  | INDOOR
SRP10854 | PV POWERED | PVP4800 | 4800 | 1 |  |  | 0.96 | Solar Inverter |  | OUTDOOR
SRP10859 | ENPHASE ENERGY | M215-60-2LL-S2X | 215 | 22 |  |  | 0.96 | Solar Inverter |  | OUTDOOR
SRP10860 | POWER-ONE | PVI-5000-OUTD-US (240 V) | 5000 | 1 |  |  | 0.96 | Solar Inverter |  | OUTDOOR
SRP10861 | POWER-ONE | PVI-6000-OUTD-US (240 V) | 6000 | 1 |  |  | 0.96 | Solar Inverter |  | Inside
SRP10862 | SMA AMERICA | SB6000U (240V) | 6000 | 1 |  |  | 0.96 | Solar Inverter |  | OUTDOOR
SRP10868 | SMA AMERICA | SB7000US (240V) | 8000 | 1 |  |  | 0.96 | Solar Inverter |  | OUTDOOR
SRP10874 | PV POWERED | PVP4800 | 4800 | 1 |  |  | 0.96 | Solar Inverter |  | INDOOR
SRP10879 | PV POWERED | PVP4800 | 4800 | 2 |  |  | 0.96 | Solar Inverter |  | Outside
SRP10881 | ENPHASE ENERGY | M215-60-2LL-S2X | 215 | 14 |  |  | 0.96 | Solar Inverter |  | OUTDOOR
SRP10881 | ENPHASE ENERGY | M215-60-2LL-S2X | 215 | 60 |  |  | 0.96 | Solar Inverter |  | OUTDOOR
SRP10885 | ENPHASE ENERGY | M200-32-240-S02 | 215 | 40 |  |  | 0.96 | Solar Inverter |  | OUTDOOR
SRP10886 | ADVANCED ENERGY INDUSTRIES | AE 50TX-208 | 50000 | 1 |  |  | 0.96 | Solar Inverter |  | OUTDOOR
SRP10888 | SMA AMERICA | SB7000US (240V) | 7000 | 1 |  |  | 0.96 | Solar Inverter |  | OUTDOOR
SRP10890 | ENPHASE ENERGY | M215-60-2LL-S2X | 215 | 39 |  |  | 0.96 | Solar Inverter |  | OUTDOOR
SRP10891 | SUNPOWER | SPR-3300F-240 | 3300 | 1 |  |  | 0.96 | Solar Inverter |  | OUTDOOR
SRP10891 | SUNPOWER | SPR-6501F-240 | 6501 | 1 |  |  | 0.96 | Solar Inverter |  | OUTDOOR
SRP10898 | PV POWERED | PVP4800 | 4800 | 1 |  |  | 0.96 | Solar Inverter |  | INDOOR
SRP10901 | SUNPOWER CORP (ORIGINAL MFRFRONIUS) | SPR-8000F-208 | 7500 | 2 |  |  | 0.96 | Solar Inverter |  | Inside
SRP10902 | PV POWERED | PVP4800 | 4800 | 2 |  |  | 0.96 | Solar Inverter |  | INDOOR
SRP10905 | PV POWERED | PVP4800 | 4800 | 1 |  |  | 0.96 | Solar Inverter |  | INDOOR
SRP10908 | PV POWERED | PVP4800 | 4800 | 2 |  |  | 0.96 | Solar Inverter |  | INDOOR
SRP10909 | ENPHASE ENERGY | M200-32-208-S01 | 215 | 430 |  |  | 0.96 | Solar Inverter |  | OUTDOOR
SRP10914 | POWER-ONE | PVI-5000-OUTD-US (240 V) | 5000 | 1 |  |  | 0.96 | Solar Inverter |  | OUTDOOR
SRP10916 | POWER-ONE | PVI-3000-I-OUTD-US | 3000 | 1 |  |  | 0.96 | Solar Inverter |  | Inside
SRP10916 | POWER-ONE | PVI-6000-OUTD-US (208 V) | 6000 | 1 |  |  | 0.96 | Solar Inverter |  | Inside
SRP10924 | SMA AMERICA | SB7000US (240V) | 7000 | 1 |  |  | 0.96 | Solar Inverter |  | INDOOR
SRP10929 | ENPHASE ENERGY | M215-60-2LL-S2X | 215 | 27 |  |  | 0.96 | Solar Inverter |  | OUTDOOR
SRP10932 | ENPHASE ENERGY | M200-32-208-S01 | 215 | 8 |  |  | 0.96 | Solar Inverter |  | Outside
SRP10932 | ENPHASE ENERGY | M200-32-208-S01 | 215 | 12 |  |  | 0.96 | Solar Inverter |  | Outside
SRP10933 | SMA AMERICA | SB5000US | 5000 | 1 |  |  | 0.96 | Solar Inverter |  | Outside
SRP10934 | ENPHASE ENERGY | M200-32-208-S01 | 215 | 17 |  |  | 0.96 | Solar Inverter |  | OUTDOOR
SRP10942 | POWER-ONE | PVI-3000-I-OUTD-US-F (240V) | 3000 | 1 |  |  | 0.96 | Solar Inverter |  | INDOOR
SRP10942 | POWER-ONE | PVI-3600-OUTD-US-F (240V) | 3600 | 1 |  |  | 0.96 | Solar Inverter |  | INDOOR
SRP10945 | SMA AMERICA | SB7000US (240V) | 7000 | 1 |  |  | 0.96 | Solar Inverter |  | INDOOR
SRP10946 | POWER-ONE | PVI-5000-OUTD-US (208 V) | 4200 | 1 |  |  | 0.96 | Solar Inverter |  | OUTDOOR
SRP10950 | PV POWERED | PVP4800 | 4800 | 1 |  |  | 0.96 | Solar Inverter |  | Outside
SRP10950 | SMA AMERICA | SB4000US (208V) | 4000 | 1 |  |  | 0.96 | Solar Inverter |  | Outside
SRP10952 | SMA AMERICA | SB6000U (208V) | 6000 | 1 |  |  | 0.96 | Solar Inverter |  | OUTDOOR
SRP10953 | SMA AMERICA | SB6000U (240V) | 6000 | 1 |  |  | 0.96 | Solar Inverter |  | Outside
SRP10954 | SMA AMERICA | SB5000US | 5000 | 1 |  |  | 0.96 | Solar Inverter |  | OUTDOOR
SRP10955 | POWER-ONE | PVI-3000-I-OUTD-US | 3000 | 1 |  |  | 0.96 | Solar Inverter |  | Inside
SRP10955 | POWER-ONE | PVI-6000-OUTD-US (208 V) | 6000 | 1 |  |  | 0.96 | Solar Inverter |  | Inside
SRP10956 | SMA AMERICA | SB7000US (208V) | 7000 | 1 |  |  | 0.96 | Solar Inverter |  | Inside
SRP10957 | POWER-ONE | PVI-5000-OUTD-US (208 V) | 5000 | 1 |  |  | 0.96 | Solar Inverter |  | OUTDOOR
SRP10959 | POWER-ONE | PVI-5000-OUTD-US (208 V) | 5000 | 1 |  |  | 0.96 | Solar Inverter |  | OUTDOOR
SRP10960 | POWER-ONE | PVI-6000-OUTD-US (208 V) | 6000 | 1 |  |  | 0.96 | Solar Inverter |  | OUTDOOR
SRP10962 | POWER-ONE | PVI-3000-I-OUTD-US | 3000 | 1 |  |  | 0.96 | Solar Inverter |  | OUTDOOR
SRP10962 | SMA AMERICA | SB7000US (208V) | 7000 | 1 |  |  | 0.96 | Solar Inverter |  | OUTDOOR
SRP10963 | POWER-ONE | PVI-6000-OUTD-US (208 V) | 6000 | 1 |  |  | 0.96 | Solar Inverter |  | OUTDOOR
SRP10965 | POWER-ONE | PVI-5000-OUTD-US (208 V) | 5000 | 1 |  |  | 0.96 | Solar Inverter |  | Inside
SRP10965 | POWER-ONE | PVI-6000-OUTD-US (208 V) | 6000 | 1 |  |  | 0.96 | Solar Inverter |  | Inside
SRP10966 | POWER-ONE | PVI-6000-OUTD-US (208 V) | 6000 | 1 |  |  | 0.96 | Solar Inverter |  | OUTDOOR
SRP10969 | POWER-ONE | PVI-3600-OUTD-US-F (208V) | 3600 | 1 |  |  | 0.96 | Solar Inverter |  | OUTDOOR
SRP10975 | PV POWERED | PVP100KW-208 | 100000 | 1 |  |  | 0.96 | Solar Inverter |  | OUTDOOR
SRP10975 | PV POWERED | PVP100KW-208 | 100000 | 1 |  |  | 0.96 | Solar Inverter |  | OUTDOOR
SRP10977 | ENPHASE ENERGY | M200-32-240-S02 | 215 | 16 |  |  | 0.96 | Solar Inverter |  | OUTDOOR
SRP10978 | ENPHASE ENERGY | M200-32-208-S01 | 215 | 26 |  |  | 0.96 | Solar Inverter |  | OUTDOOR
SRP10981 | PV POWERED | PVP4800 | 4800 | 1 |  |  | 0.96 | Solar Inverter |  | INDOOR
SRP10983 | PV POWERED | PVP4800 | 4800 | 1 |  |  | 0.96 | Solar Inverter |  | Inside
SRP10984 | PV POWERED | PVP4800 | 4800 | 1 |  |  | 0.96 | Solar Inverter |  | Inside
SRP10985 | PV POWERED | PVP4800 | 4800 | 1 |  |  | 0.96 | Solar Inverter |  | INDOOR
SRP10986 | PV POWERED | PVP4800 | 4800 | 2 |  |  | 0.96 | Solar Inverter |  | INDOOR
SRP10990 | SMA AMERICA | SB7000US (208V) | 7000 | 1 |  |  | 0.96 | Solar Inverter |  | OUTDOOR
SRP10991 | SMA AMERICA | SB7000US (208V) | 7000 | 1 |  |  | 0.96 | Solar Inverter |  | OUTDOOR
SRP10992 | POWER-ONE | PVI-5000-OUTD-US (208 V) | 5000 | 1 |  |  | 0.96 | Solar Inverter |  | OUTDOOR
SRP10994 | PV POWERED | PVP4800 | 4800 | 1 |  |  | 0.96 | Solar Inverter |  | OUTDOOR
SRP10994 | SMA AMERICA | SB4000US (208V) | 4000 | 1 |  |  | 0.96 | Solar Inverter |  | OUTDOOR
SRP10995 | PV POWERED | PVP4800 | 4800 | 1 |  |  | 0.96 | Solar Inverter |  | INDOOR
SRP10996 | PV POWERED | PVP4800 | 4800 | 1 |  |  | 0.96 | Solar Inverter |  | INDOOR
SRP11003 | PV POWERED | PVP4800 | 4800 | 1 |  |  | 0.96 | Solar Inverter |  | OUTDOOR
SRP11009 | POWER-ONE | PVI-6000-OUTD-US (208 V) | 6000 | 1 |  |  | 0.96 | Solar Inverter |  | OUTDOOR
SRP11010 | SMA AMERICA | SB3000US (240V) | 2000 | 1 |  |  | 0.96 | Solar Inverter |  | OUTDOOR
SRP11011 | SMA AMERICA | SB7000US (277V) | 8000 | 1 |  |  | 0.96 | Solar Inverter |  | OUTDOOR
SRP11014 | SMA AMERICA | SB5000US (240V) | 5000 | 1 |  |  | 0.96 | Solar Inverter |  | OUTDOOR
SRP11015 | ENPHASE ENERGY | M200-32-208-S01 | 215 | 6 |  |  | 0.96 | Solar Inverter |  | OUTDOOR
SRP11023 | SMA AMERICA | SB7000US (208V) | 7000 | 1 |  |  | 0.96 | Solar Inverter |  | OUTDOOR
SRP11026 | SMA AMERICA | SB7000US (240V) | 8000 | 1 |  |  | 0.96 | Solar Inverter |  | Inside
SRP11033 | POWER-ONE | PVI-3.0-OUTD-S-US (208 V) | 3000 | 1 |  |  | 0.96 | Solar Inverter |  | OUTDOOR
SRP11036 | SMA AMERICA | SB7000US (240V) | 7000 | 1 |  |  | 0.96 | Solar Inverter |  | OUTDOOR
SRP11043 | SMA AMERICA | SB5000US | 5000 | 1 |  |  | 0.96 | Solar Inverter |  | INDOOR
SRP11050 | PV POWERED | PVP4800 | 4800 | 1 |  |  | 0.96 | Solar Inverter |  | Outside
SRP11052 | PV POWERED | PVP4800 | 4800 | 1 |  |  | 0.96 | Solar Inverter |  | OUTDOOR
SRP11052 | PV POWERED | PVP4800 | 4800 | 2 |  |  | 0.96 | Solar Inverter |  | OUTDOOR
SRP11053 | PV POWERED | PVP4800 | 4800 | 1 |  |  | 0.96 | Solar Inverter |  | OUTDOOR
SRP11053 | SMA AMERICA | SB5000US (240V) | 5000 | 1 |  |  | 0.96 | Solar Inverter |  | OUTDOOR
SRP11054 | PV POWERED | PVP4800 | 4800 | 1 |  |  | 0.96 | Solar Inverter |  | INDOOR
SRP11055 | PV POWERED | PVP4800 | 4800 | 1 |  |  | 0.96 | Solar Inverter |  | Outside
SRP11055 | PV POWERED | PVP4800 | 4800 | 1 |  |  | 0.96 | Solar Inverter |  | Outside
SRP11059 | ENPHASE ENERGY | M215-60-2LL-S2X | 215 | 27 |  |  | 0.96 | Solar Inverter |  | OUTDOOR
SRP11072 | FRONIUS USA | IG 3000 | 3000 | 1 |  |  | 0.96 | Solar Inverter |  | Inside
SRP11072 | FRONIUS USA |  | 10000 | 3 |  |  | 0.96 | Solar Inverter |  | Inside
SRP11080 | FRONIUS USA |  | 10000 | 1 |  |  | 0.96 | Solar Inverter |  | INDOOR
SRP11082 | ENPHASE ENERGY | M175-24-208-S | 215 | 20 |  |  | 0.96 | Solar Inverter |  | OUTDOOR
SRP11088 | ENPHASE ENERGY | M175-24-208-S | 215 | 33 |  |  | 0.96 | Solar Inverter |  | OUTDOOR
SRP11092 | ENPHASE ENERGY | M200-32-208-S01 | 215 | 49 |  |  | 0.96 | Solar Inverter |  | OUTDOOR
SRP11094 | ENPHASE ENERGY | M200-32-208-S01 | 215 | 27 |  |  | 0.96 | Solar Inverter |  | INDOOR
SRP11096 | SMA AMERICA | SB3000US (208V) | 3000 | 1 |  |  | 0.96 | Solar Inverter |  | OUTDOOR
SRP11098 | ENPHASE ENERGY | M215-60-2LL-S2X | 215 | 30 |  |  | 0.96 | Solar Inverter |  | OUTDOOR
SRP11099 | FRONIUS USA |  | 6000 | 3 |  |  | 0.96 | Solar Inverter |  | OUTDOOR
SRP11100 | MOTECH INDUSTRIES | PVMATE 3900U (208V) | 3840 | 1 |  |  | 0.96 | Solar Inverter |  | Outside
SRP11100 | MOTECH INDUSTRIES | PVMATE 4900U-PG (240V) | 4900 | 1 |  |  | 0.96 | Solar Inverter |  | Outside
SRP11102 | POWER-ONE | PVI-5000-OUTD-US (208 V) | 4200 | 1 |  |  | 0.96 | Solar Inverter |  | INDOOR
SRP11103 | POWER-ONE | PVI-3000-I-OUTD-US-F (240V) | 3000 | 1 |  |  | 0.96 | Solar Inverter |  | INDOOR
SRP11104 | POWER-ONE | PVI-3600-OUTD-US-F (240V) | 3600 | 1 |  |  | 0.96 | Solar Inverter |  | OUTDOOR
SRP11104 | POWER-ONE | PVI-5000-OUTD-US (240 V) | 5000 | 1 |  |  | 0.96 | Solar Inverter |  | OUTDOOR
SRP11107 | ENPHASE ENERGY | M215-60-2LL-S2X | 215 | 44 |  |  | 0.96 | Solar Inverter |  | OUTDOOR
SRP11108 | SMA AMERICA | SB3000US (240V) | 3000 | 1 |  |  | 0.96 | Solar Inverter |  | INDOOR
SRP11109 | ENPHASE ENERGY | M175-24-208-S | 215 | 41 |  |  | 0.96 | Solar Inverter |  | INDOOR
SRP11110 | ENPHASE ENERGY | M175-24-208-S | 215 | 55 |  |  | 0.96 | Solar Inverter |  | INDOOR
SRP11117 | PV POWERED | PVP4800 | 4800 | 1 |  |  | 0.96 | Solar Inverter |  | OUTDOOR
SRP11118 | ENPHASE ENERGY | M175-24-208-S01 | 215 | 13 |  |  | 0.96 | Solar Inverter |  | OUTDOOR
SRP11119 | ENPHASE ENERGY | M175-24-208-S | 215 | 17 |  |  | 0.96 | Solar Inverter |  | OUTDOOR
SRP11124 | SMA AMERICA | SB5000US (240V) | 5000 | 1 |  |  | 0.96 | Solar Inverter |  | INDOOR
SRP11127 | ENPHASE ENERGY | M215-60-2LL-S2X | 215 | 26 |  |  | 0.96 | Solar Inverter |  | OUTDOOR
SRP11131 | ENPHASE ENERGY | M215-60-2LL-S2X | 215 | 51 |  |  | 0.96 | Solar Inverter |  | OUTDOOR
SRP11132 | SATCON TECHNOLOGY | PVS-135 (240 V) | 135000 | 1 |  |  | 0.96 | Solar Inverter |  | OUTDOOR
SRP11133 | SMA AMERICA | SB3000US (208V) | 2500 | 1 |  |  | 0.96 | Solar Inverter |  | OUTDOOR
SRP11138 | ENPHASE ENERGY | M200-32-208-S01 | 215 | 15 |  |  | 0.96 | Solar Inverter |  | OUTDOOR
SRP11140 | ENPHASE ENERGY | M200-32-208-S01 | 215 | 20 |  |  | 0.96 | Solar Inverter |  | OUTDOOR
SRP11142 | ENPHASE ENERGY | M200-32-208-S01 | 215 | 21 |  |  | 0.96 | Solar Inverter |  | OUTDOOR
SRP11145 | POWER-ONE | PVI-3600-US (240V) | 3600 | 1 |  |  | 0.96 | Solar Inverter |  | OUTDOOR
SRP11146 | POWER-ONE | PVI-5000-OUTD-US (208 V) | 4000 | 1 |  |  | 0.96 | Solar Inverter |  | Inside
SRP11148 | ENPHASE ENERGY | M200-32-208-S01 | 215 | 13 |  |  | 0.96 | Solar Inverter |  | OUTDOOR
SRP11148 | ENPHASE ENERGY | M200-32-208-S01 | 215 | 17 |  |  | 0.96 | Solar Inverter |  | OUTDOOR
SRP11150 | POWER-ONE | PVI-6000-OUTD-US (240 V) | 6000 | 1 |  |  | 0.96 | Solar Inverter |  | Outside
SRP11151 | ENPHASE ENERGY | M215-60-2LL-S2X | 215 | 17 |  |  | 0.96 | Solar Inverter |  | OUTDOOR
SRP11152 | ENPHASE ENERGY | M200-32-208-S01 | 215 | 17 |  |  | 0.96 | Solar Inverter |  | OUTDOOR
SRP11154 | POWER-ONE | PVI-6000-OUTD-US (240 V) | 6000 | 1 |  |  | 0.96 | Solar Inverter |  | OUTDOOR
SRP11159 | POWER-ONE | PVI-3600-OUTD-US-F (240V) | 3600 | 1 |  |  | 0.96 | Solar Inverter |  | OUTDOOR
SRP11160 | PV POWERED | PVP4800 | 4800 | 1 |  |  | 0.96 | Solar Inverter |  | OUTDOOR
SRP11161 | POWER-ONE | PVI-3600-US (240V) | 4200 | 2 |  |  | 0.96 | Solar Inverter |  | OUTDOOR
SRP11162 | POWER-ONE | PVI-3.6-OUTD-S-US (240 V) | 3600 | 1 |  |  | 0.96 | Solar Inverter |  | Inside
SRP11162 | POWER-ONE | PVI-5000-OUTD-US (240 V) | 5000 | 1 |  |  | 0.96 | Solar Inverter |  | Inside
SRP11163 | POWER-ONE | PVI-6000-OUTD-US (208 V) | 6000 | 1 |  |  | 0.96 | Solar Inverter |  | Inside
SRP11164 | SMA AMERICA | SB6000U (208V) | 6000 | 1 |  |  | 0.96 | Solar Inverter |  | Inside
SRP11165 | POWER-ONE | PVI-3600-US (240V) | 4200 | 1 |  |  | 0.96 | Solar Inverter |  | OUTDOOR
SRP11166 | SMA AMERICA | SB6000U (240V) | 6000 | 1 |  |  | 0.96 | Solar Inverter |  | Inside
SRP11167 | POWER-ONE | PVI-3000-I-OUTD-US-F (240V) | 3600 | 1 |  |  | 0.96 | Solar Inverter |  | OUTDOOR
SRP11167 | POWER-ONE | PVI-6000-OUTD-US (208 V) | 6000 | 1 |  |  | 0.96 | Solar Inverter |  | OUTDOOR
SRP11168 | SMA AMERICA | SB7000US (208V) | 7000 | 1 |  |  | 0.96 | Solar Inverter |  | OUTDOOR
SRP11170 | SMA AMERICA | SB4000US (208V) | 4000 | 1 |  |  | 0.96 | Solar Inverter |  | Outside
SRP11170 | SMA AMERICA | SB7000US (208V) | 7000 | 1 |  |  | 0.96 | Solar Inverter |  | Outside
SRP11171 | SMA AMERICA | SB7000US (277V) | 8000 | 1 |  |  | 0.96 | Solar Inverter |  | INDOOR
SRP11173 | PV POWERED | PVP4800 | 4800 | 1 |  |  | 0.96 | Solar Inverter |  | OUTDOOR
SRP11174 | PV POWERED | PVP4800 | 4800 | 1 |  |  | 0.96 | Solar Inverter |  | OUTDOOR
SRP11176 | PV POWERED | PVP4800 | 4800 | 1 |  |  | 0.96 | Solar Inverter |  | INDOOR
SRP11177 | POWER-ONE | PVI-5000-OUTD-US (208 V) | 4200 | 1 |  |  | 0.96 | Solar Inverter |  | OUTDOOR
SRP11179 | POWER-ONE | PVI-5000-OUTD-US (208 V) | 4200 | 1 |  |  | 0.96 | Solar Inverter |  | OUTDOOR
SRP11180 | POWER-ONE | PVI-6000-OUTD-US (240 V) | 6000 | 1 |  |  | 0.96 | Solar Inverter |  | OUTDOOR
SRP11182 | POWER-ONE | PVI-6000-OUTD-US (240 V) | 6000 | 1 |  |  | 0.96 | Solar Inverter |  | OUTDOOR
SRP11184 | SMA AMERICA | SB5000US | 5000 | 1 |  |  | 0.96 | Solar Inverter |  | OUTDOOR
SRP11185 | POWER-ONE | PVI-3600-US (240V) | 3600 | 1 |  |  | 0.96 | Solar Inverter |  | OUTDOOR
SRP11186 | PV POWERED | PVP4800 | 4800 | 1 |  |  | 0.96 | Solar Inverter |  | OUTDOOR
SRP11189 | POWER-ONE | PVI-6000-OUTD-US (240 V) | 6000 | 1 |  |  | 0.96 | Solar Inverter |  | OUTDOOR
SRP11190 | PV POWERED | PVP4800 | 4800 | 1 |  |  | 0.96 | Solar Inverter |  | INDOOR
SRP11192 | PV POWERED | PVP4800 | 4800 | 1 |  |  | 0.96 | Solar Inverter |  | INDOOR
SRP11194 | ENPHASE ENERGY | M175-24-208-S | 215 | 18 |  |  | 0.96 | Solar Inverter |  | OUTDOOR
SRP11201 | ENPHASE ENERGY | M200-32-240-S02 | 215 | 15 |  |  | 0.96 | Solar Inverter |  | OUTDOOR
SRP11205 | ENPHASE ENERGY | M200-32-240-S02 | 215 | 27 |  |  | 0.96 | Solar Inverter |  | OUTDOOR
SRP11206 | SUNPOWER CORP (ORIGINAL MFRSMA) | SPR-3000M (208V) | 9995 | 1 |  |  | 0.96 | Solar Inverter |  | INDOOR
SRP11208 | SMA AMERICA | SB3800U (240V) | 2000 | 2 |  |  | 0.96 | Solar Inverter |  | OUTDOOR
SRP11209 | ENPHASE ENERGY | M200-32-240-S02 | 215 | 17 |  |  | 0.96 | Solar Inverter |  | OUTDOOR
SRP11209 | ENPHASE ENERGY | M200-32-240-S02 | 215 | 25 |  |  | 0.96 | Solar Inverter |  | OUTDOOR
SRP11210 | ENPHASE ENERGY | M200-32-208-S01 | 215 | 10 |  |  | 0.96 | Solar Inverter |  | OUTDOOR
SRP11210 | ENPHASE ENERGY | M200-32-208-S01 | 215 | 11 |  |  | 0.96 | Solar Inverter |  | OUTDOOR
SRP11210 | ENPHASE ENERGY | M200-32-208-S01 | 215 | 14 |  |  | 0.96 | Solar Inverter |  | OUTDOOR
SRP11211 | ENPHASE ENERGY | M200-32-208-S01 | 215 | 3 |  |  | 0.96 | Solar Inverter |  | OUTDOOR
SRP11211 | ENPHASE ENERGY | M200-32-208-S01 | 215 | 17 |  |  | 0.96 | Solar Inverter |  | OUTDOOR
SRP11212 | ENPHASE ENERGY | M200-32-208-S01 | 215 | 2 |  |  | 0.96 | Solar Inverter |  | OUTDOOR
SRP11212 | ENPHASE ENERGY | M200-32-208-S01 | 215 | 27 |  |  | 0.96 | Solar Inverter |  | OUTDOOR
SRP11213 | ADVANCED ENERGY INDUSTRIES | 3159000-104 | 100000 | 1 |  |  | 0.96 | Solar Inverter |  | OUTDOOR
SRP11215 | ENPHASE ENERGY | M175-24-208-S | 215 | 17 |  |  | 0.96 | Solar Inverter |  | OUTDOOR
SRP11223 | SMA AMERICA | SB5000US (240V) | 5000 | 3 |  |  | 0.96 | Solar Inverter |  | INDOOR
SRP11224 | ENPHASE ENERGY | M215-60-2LL-S2X | 215 | 59 |  |  | 0.96 | Solar Inverter |  | OUTDOOR
SRP11231 | ENPHASE ENERGY | M200-32-208-S01 | 215 | 16 |  |  | 0.96 | Solar Inverter |  | OUTDOOR
SRP11232 | ENPHASE ENERGY | M200-32-240-S02 | 215 | 47 |  |  | 0.96 | Solar Inverter |  | OUTDOOR
SRP11234 | ENPHASE ENERGY | M200-32-240-S02 | 215 | 36 |  |  | 0.96 | Solar Inverter |  | OUTDOOR
SRP11235 | ENPHASE ENERGY | M200-32-240-S02 | 215 | 36 |  |  | 0.96 | Solar Inverter |  | OUTDOOR
SRP11237 | FRONIUS USA |  | 11400 | 3 |  |  | 0.96 | Solar Inverter |  | INDOOR
SRP11238 | FRONIUS USA | IG 5100 | 5000 | 1 |  |  | 0.96 | Solar Inverter |  | Inside
SRP11239 | FRONIUS USA |  | 7500 | 2 |  |  | 0.96 | Solar Inverter |  | INDOOR
SRP11242 | PV POWERED | PVP4800 | 4800 | 1 |  |  | 0.96 | Solar Inverter |  | INDOOR
SRP11244 | PV POWERED | PVP4800 | 4800 | 2 |  |  | 0.96 | Solar Inverter |  | OUTDOOR
SRP11245 | PV POWERED | PVP4800 | 4800 | 1 |  |  | 0.96 | Solar Inverter |  | Inside
SRP11248 | POWER-ONE | PVI-5000-OUTD-US (240 V) | 5000 | 1 |  |  | 0.96 | Solar Inverter |  | OUTDOOR
SRP11249 | SMA AMERICA | SB7000US (240V) | 7000 | 1 |  |  | 0.96 | Solar Inverter |  | OUTDOOR
SRP11250 | POWER-ONE | PVI-3000-I-OUTD-US (208V) | 3000 | 1 |  |  | 0.96 | Solar Inverter |  | Outside
SRP11250 | POWER-ONE | PVI-3600-US (208V) | 4200 | 1 |  |  | 0.96 | Solar Inverter |  | OUTDOOR
SRP11253 | ENPHASE ENERGY | M175-24-208-S | 215 | 17 |  |  | 0.96 | Solar Inverter |  | OUTDOOR
SRP11255 | ENPHASE ENERGY | M175-24-208-S | 215 | 23 |  |  | 0.96 | Solar Inverter |  | OUTDOOR
SRP11258 | ENPHASE ENERGY | M200-32-208-S01 | 215 | 23 |  |  | 0.96 | Solar Inverter |  | OUTDOOR
SRP11265 | PV POWERED | PVP4800 | 4800 | 1 |  |  | 0.96 | Solar Inverter |  | INDOOR
SRP11268 | ENPHASE ENERGY | M200-32-208-S01 | 215 | 24 |  |  | 0.96 | Solar Inverter |  | OUTDOOR
SRP11269 | SMA AMERICA | SB4000US (240V) | 4000 | 1 |  |  | 0.96 | Solar Inverter |  | Outside
SRP11270 | ENPHASE ENERGY | M200-32-208-S01 | 215 | 31 |  |  | 0.96 | Solar Inverter |  | OUTDOOR
SRP11271 | ENPHASE ENERGY | M200-32-208-S01 | 215 | 40 |  |  | 0.96 | Solar Inverter |  | OUTDOOR
SRP11274 | ENPHASE ENERGY | M175-24-208-S | 215 | 36 |  |  | 0.96 | Solar Inverter |  | OUTDOOR
SRP11276 | SMA AMERICA | SB3000US (208V) | 2000 | 2 |  |  | 0.96 | Solar Inverter |  | INDOOR
SRP11278 | ENPHASE ENERGY | M200-32-208-S01 | 215 | 28 |  |  | 0.96 | Solar Inverter |  | OUTDOOR
SRP11281 | ENPHASE ENERGY | M200-32-208-S01 | 215 | 12 |  |  | 0.96 | Solar Inverter |  | OUTDOOR
SRP11284 | POWER-ONE | PVI-3600-OUTD-US-F (240V) | 3600 | 1 |  |  | 0.96 | Solar Inverter |  | OUTDOOR
SRP11285 | ENPHASE ENERGY | M200-32-208-S01 | 215 | 22 |  |  | 0.96 | Solar Inverter |  | OUTDOOR
SRP11287 | POWER-ONE | PVI-5000-OUTD-US (208 V) | 4200 | 1 |  |  | 0.96 | Solar Inverter |  | OUTDOOR
SRP11287 | POWER-ONE | PVI-5000-OUTD-US (240 V) | 5000 | 1 |  |  | 0.96 | Solar Inverter |  | OUTDOOR
SRP11289 | POWER-ONE | PVI-3600-US (240V) | 4200 | 1 |  |  | 0.96 | Solar Inverter |  | OUTDOOR
SRP11290 | ENPHASE ENERGY | M200-32-208-S01 | 210 | 72 |  |  | 0.96 | Solar Inverter |  | OUTDOOR
SRP11292 | POWER-ONE | PVI-5000-OUTD-US (208 V) | 4200 | 1 |  |  | 0.96 | Solar Inverter |  | OUTDOOR
SRP11294 | POWER-ONE | PVI-3600-US (240V) | 4200 | 1 |  |  | 0.96 | Solar Inverter |  | OUTDOOR
SRP11295 | POWER-ONE | PVI-3600-US (208V) | 4200 | 2 |  |  | 0.96 | Solar Inverter |  | OUTDOOR
SRP11296 | POWER-ONE | PVI-6000-OUTD-US (240 V) | 6000 | 1 |  |  | 0.96 | Solar Inverter |  | OUTDOOR
SRP11297 | POWER-ONE | PVI-3000-I-OUTD-US-F (240V) | 3000 | 1 |  |  | 0.96 | Solar Inverter |  | OUTDOOR
SRP11298 | SMA AMERICA | SB7000US (240V) | 7000 | 1 |  |  | 0.96 | Solar Inverter |  | Inside
SRP11301 | ENPHASE ENERGY | M200-32-240-S02 | 215 | 47 |  |  | 0.96 | Solar Inverter |  | OUTDOOR
SRP11305 | ENPHASE ENERGY | M215-60-2LL-S2X | 215 | 37 |  |  | 0.96 | Solar Inverter |  | OUTDOOR
SRP11307 | SMA AMERICA | SB7000US (208V) | 7000 | 1 |  |  | 0.96 | Solar Inverter |  | OUTDOOR
SRP11308 | POWER-ONE | PVI-6000-OUTD-US (208 V) | 6000 | 1 |  |  | 0.96 | Solar Inverter |  | Inside
SRP11311 | SMA AMERICA | SB4000US (208V) | 4000 | 1 |  |  | 0.96 | Solar Inverter |  | INDOOR
SRP11312 | SHARP | ND-224UC1 | 215 | 42 |  |  | 0.96 | Solar Inverter |  | OUTDOOR
SRP11313 | POWER-ONE | PVI-5000-OUTD-US (208 V) | 5000 | 1 |  |  | 0.96 | Solar Inverter |  | Inside
SRP11316 | POWER-ONE | PVI-6000-OUTD-US (240 V) | 6000 | 1 |  |  | 0.96 | Solar Inverter |  | Inside
SRP11317 | POWER-ONE | PVI-6000-OUTD-US-W (208 V) | 6000 | 1 |  |  | 0.96 | Solar Inverter |  | OUTDOOR
SRP11320 | POWER-ONE | PVI-6000-OUTD-US (240 V) | 6000 | 1 |  |  | 0.96 | Solar Inverter |  | OUTDOOR
SRP11324 | SMA AMERICA | SB7000US (240V) | 7000 | 1 |  |  | 0.96 | Solar Inverter |  | Inside
SRP11325 | POWER-ONE | PVI-5000-OUTD-US (240 V) | 5000 | 1 |  |  | 0.96 | Solar Inverter |  | OUTDOOR
SRP11326 | SMA AMERICA | SB6000U (240V) | 6000 | 1 |  |  | 0.96 | Solar Inverter |  | Inside
SRP11327 | SMA AMERICA | SB7000US (240V) | 7000 | 1 |  |  | 0.96 | Solar Inverter |  | OUTDOOR
SRP11329 | SMA AMERICA | SB1100U-SBD | 2000 | 1 |  |  | 0.96 | Solar Inverter |  | OUTDOOR
SRP11329 | SMA AMERICA | SB1100U-SBD | 2000 | 1 |  |  | 0.96 | Solar Inverter |  | OUTDOOR
SRP11330 | POWER-ONE | PVI-3000-I-OUTD-US-F (240V) | 3000 | 1 |  |  | 0.96 | Solar Inverter |  | OUTDOOR
SRP11330 | POWER-ONE | PVI-3600-US (240V) | 3600 | 1 |  |  | 0.96 | Solar Inverter |  | OUTDOOR
SRP11331 | POWER-ONE | PVI-5000-OUTD-US (208 V) | 5000 | 1 |  |  | 0.96 | Solar Inverter |  | OUTDOOR
SRP11332 | ENPHASE ENERGY | M200-32-208-S01 | 215 | 21 |  |  | 0.96 | Solar Inverter |  | OUTDOOR
SRP11334 | POWER-ONE | PVI-3000-I-OUTD-US | 3000 | 1 |  |  | 0.96 | Solar Inverter |  | INDOOR
SRP11336 | ADVANCED ENERGY INDUSTRIES | AE 75TX-208 | 75000 | 1 |  |  | 0.96 | Solar Inverter |  | Outside
SRP11341 | SUNPOWER CORP (ORIGINAL MFR - PV POWERED LLC) | SPR-5200 | 5000 | 1 |  |  | 0.96 | Solar Inverter |  | INDOOR
SRP11341 | SUNPOWER CORP (ORIGINAL MFR - PV POWERED LLC) | SPR-5200 | 5000 | 1 |  |  | 0.96 | Solar Inverter |  | INDOOR
SRP11350 | ENPHASE ENERGY | M200-32-208-S01 | 215 | 7 |  |  | 0.96 | Solar Inverter |  | OUTDOOR
SRP11350 | ENPHASE ENERGY | M200-32-208-S01 | 215 | 14 |  |  | 0.96 | Solar Inverter |  | OUTDOOR
SRP11350 | ENPHASE ENERGY | M200-32-208-S01 | 215 | 16 |  |  | 0.96 | Solar Inverter |  | OUTDOOR
SRP11351 | ENPHASE ENERGY | M200-32-208-S01 | 215 | 34 |  |  | 0.96 | Solar Inverter |  | OUTDOOR
SRP11352 | ENPHASE ENERGY | M200-32-208-S01 | 215 | 13 |  |  | 0.96 | Solar Inverter |  | OUTDOOR
SRP11353 | ENPHASE ENERGY | M200-32-208-S01 | 215 | 17 |  |  | 0.96 | Solar Inverter |  | OUTDOOR
SRP11359 | PV POWERED | PVP4800 | 4800 | 2 |  |  | 0.96 | Solar Inverter |  | OUTDOOR
SRP11360 | PV POWERED | PVP4800 | 4800 | 2 |  |  | 0.96 | Solar Inverter |  | INDOOR
SRP11366 | POWER-ONE | PVI-5000-OUTD-US (208 V) | 5000 | 1 |  |  | 0.96 | Solar Inverter |  | Inside
SRP11366 | POWER-ONE | PVI-5000-OUTD-US (208 V) | 5000 | 1 |  |  | 0.96 | Solar Inverter |  | Inside
SRP11381 | PV POWERED | PVP4800 | 4800 | 1 |  |  | 0.96 | Solar Inverter |  | OUTDOOR
SRP11383 | ENPHASE ENERGY | M200-32-208-S01 | 215 | 28 |  |  | 0.96 | Solar Inverter |  | OUTDOOR
SRP11384 | SMA AMERICA | SB3000US (208V) | 3000 | 1 |  |  | 0.96 | Solar Inverter |  | INDOOR
SRP11387 | SMA AMERICA | SB4000US (240V) | 4000 | 1 |  |  | 0.96 | Solar Inverter |  | INDOOR
SRP11389 | PV POWERED | PVP4800 | 4800 | 1 |  |  | 0.96 | Solar Inverter |  | INDOOR
SRP11391 | PV POWERED | PVP4800 | 4800 | 2 |  |  | 0.96 | Solar Inverter |  | INDOOR
SRP11394 | ENPHASE ENERGY | M200-32-208-S01 | 215 | 22 |  |  | 0.96 | Solar Inverter |  | OUTDOOR
SRP11396 | POWER-ONE | PVI-3000-I-OUTD-US | 3000 | 1 |  |  | 0.96 | Solar Inverter |  | OUTDOOR
SRP11396 | POWER-ONE | PVI-3600-US (208V) | 3600 | 1 |  |  | 0.96 | Solar Inverter |  | OUTDOOR
SRP11398 | POWER-ONE | PVI-3.6-OUTD-S-US (240 V) | 3600 | 1 |  |  | 0.96 | Solar Inverter |  | INDOOR
SRP11398 | POWER-ONE | PVI-3.6-OUTD-S-US (240 V) | 3600 | 1 |  |  | 0.96 | Solar Inverter |  | INDOOR
SRP11399 | POWER-ONE | PVI-3600-OUTD-US-F (208V) | 3600 | 1 |  |  | 0.96 | Solar Inverter |  | INDOOR
SRP11400 | SMA AMERICA | SB7000US (208V) | 7000 | 1 |  |  | 0.96 | Solar Inverter |  | INDOOR
SRP11401 | SMA AMERICA | SB1100U-SBD | 2000 | 2 |  |  | 0.96 | Solar Inverter |  | Inside
SRP11401 | SMA AMERICA | SB1100U-SBD | 2000 | 2 |  |  | 0.96 | Solar Inverter |  | Inside
SRP11408 | ENPHASE ENERGY | M200-32-208-S01 | 215 | 40 |  |  | 0.96 | Solar Inverter |  | INDOOR
SRP11410 | SATCON TECHNOLOGY | PVS-375 (480 V) | 375000 | 1 |  |  | 0.96 | Solar Inverter |  | OUTDOOR
SRP11411 | ENPHASE ENERGY | M200-32-208-S01 | 215 | 32 |  |  | 0.96 | Solar Inverter |  | INDOOR
SRP11413 | ENPHASE ENERGY | M175-24-208-S | 215 | 15 |  |  | 0.96 | Solar Inverter |  | OUTDOOR
SRP11415 | SMA AMERICA | SB3000US (208V) | 3000 | 1 |  |  | 0.96 | Solar Inverter |  | OUTDOOR
SRP11417 | ENPHASE ENERGY | M175-24-208-S | 215 | 39 |  |  | 0.96 | Solar Inverter |  | INDOOR
SRP11418 | ENPHASE ENERGY | M200-32-208-S01 | 215 | 20 |  |  | 0.96 | Solar Inverter |  | OUTDOOR
SRP11419 | ENPHASE ENERGY | M215-60-2LL-S2X | 215 | 43 |  |  | 0.96 | Solar Inverter |  | INDOOR
SRP11420 | SMA AMERICA | SB1100U-SBD | 2000 | 1 |  |  | 0.96 | Solar Inverter |  | OUTDOOR
SRP11426 | ENPHASE ENERGY | M200-32-208-S01 | 215 | 126 |  |  | 0.96 | Solar Inverter |  | OUTDOOR
SRP11427 | POWER-ONE | PVI-5000-OUTD-US (208 V) | 4200 | 1 |  |  | 0.96 | Solar Inverter |  | INDOOR
SRP11431 | POWER-ONE | PVI-3000-I-OUTD-US | 3000 | 1 |  |  | 0.96 | Solar Inverter |  | OUTDOOR
SRP11431 | POWER-ONE | PVI-3600-OUTD-US-F (208V) | 3600 | 1 |  |  | 0.96 | Solar Inverter |  | OUTDOOR
SRP11434 | SMA AMERICA | SWR2500U-SBD (240V) | 500000 | 3 |  |  | 0.96 | Solar Inverter |  | Outside
SRP11438 | ENPHASE ENERGY | M175-24-208-S | 215 | 25 |  |  | 0.96 | Solar Inverter |  | OUTDOOR
SRP11438 | ENPHASE ENERGY | M200-32-240-S02 | 215 | 25 |  |  | 0.96 | Solar Inverter |  | OUTDOOR
SRP11439 | PV POWERED | PVP4800 | 4800 | 1 |  |  | 0.96 | Solar Inverter |  | INDOOR
SRP11441 | SUNPOWER CORP (ORIGINAL MFRSMA) | SPR-5000M (240V) | 5000 | 1 |  |  | 0.96 | Solar Inverter |  | Outside
SRP11441 | SUNPOWER CORP (ORIGINAL MFRSMA) | SPR-5000M (240V) | 5000 | 1 |  |  | 0.96 | Solar Inverter |  | Outside
SRP11444 | POWER-ONE | PVI-4.2-OUTD-S-US (240 V) | 4200 | 1 |  |  | 0.96 | Solar Inverter |  | INDOOR
SRP11444 | POWER-ONE | PVI-6000-OUTD-US (240 V) | 5000 | 1 |  |  | 0.96 | Solar Inverter |  | INDOOR
SRP11449 | SMA AMERICA | SB3000US (240V) | 3000 | 1 |  |  | 0.96 | Solar Inverter |  | INDOOR
SRP11450 | ENPHASE ENERGY | EMU | 215 | 39 |  |  | 0.96 | Solar Inverter |  | OUTDOOR
SRP11451 | ENPHASE ENERGY | M175-24-240-S | 215 | 32 |  |  | 0.96 | Solar Inverter |  | OUTDOOR
SRP11452 | ENPHASE ENERGY | M175-24-208-S | 215 | 18 |  |  | 0.96 | Solar Inverter |  | OUTDOOR
SRP11454 | ENPHASE ENERGY | M175-24-208-S | 215 | 22 |  |  | 0.96 | Solar Inverter |  | OUTDOOR
SRP11455 | ENPHASE ENERGY | M175-24-208-S | 215 | 12 |  |  | 0.96 | Solar Inverter |  | OUTDOOR
SRP11457 | ENPHASE ENERGY | M175-24-240-S | 215 | 22 |  |  | 0.96 | Solar Inverter |  | OUTDOOR
SRP11461 | PV POWERED | PVP4800 | 4800 | 1 |  |  | 0.96 | Solar Inverter |  | INDOOR
SRP11467 | PV POWERED | PVP4800 | 4800 | 2 |  |  | 0.96 | Solar Inverter |  | INDOOR
SRP11468 | PV POWERED | PVP4800 | 4800 | 2 |  |  | 0.96 | Solar Inverter |  | OUTDOOR
SRP11473 | SMA AMERICA | SB7000US (240V) | 7000 | 1 |  |  | 0.96 | Solar Inverter |  | INDOOR
SRP11476 | ENPHASE ENERGY | M200-32-208-S01 | 215 | 5 |  |  | 0.96 | Solar Inverter |  | OUTDOOR
SRP11476 | ENPHASE ENERGY | M200-32-208-S01 | 215 | 14 |  |  | 0.96 | Solar Inverter |  | OUTDOOR
SRP11477 | SMA AMERICA | SB4000US (240V) | 4000 | 2 |  |  | 0.96 | Solar Inverter |  | Inside
SRP11483 | PV POWERED | PVP4800 | 4800 | 2 |  |  | 0.96 | Solar Inverter |  | Outside
SRP11488 | PV POWERED | PVP4800 | 4800 | 1 |  |  | 0.96 | Solar Inverter |  | INDOOR
SRP11490 | SOLECTRIA RENEWABLES | PVI82KW-208 | 82000 | 1 |  |  | 0.96 | Solar Inverter |  | OUTDOOR
SRP11493 | ADVANCED ENERGY INDUSTRIES | AE 50TX-480 | 50000 | 1 |  |  | 0.96 | Solar Inverter |  | Outside
SRP11494 | PV POWERED | PVP50KW-480 | 50000 | 1 |  |  | 0.96 | Solar Inverter |  | OUTDOOR
SRP11498 | SOLECTRIA RENEWABLES | SGI 266-480 | 266000 | 1 |  |  | 0.96 | Solar Inverter |  | OUTDOOR
SRP11499 | SOLECTRIA RENEWABLES | PVI15KW-480 | 15000 | 2 |  |  | 0.96 | Solar Inverter |  | OUTDOOR
SRP11502 | PV POWERED | PVP4800 | 4800 | 1 |  |  | 0.96 | Solar Inverter |  | OUTDOOR
SRP11506 | ENPHASE ENERGY | M210-84-240-SXX (-NA) | 210 | 18 |  |  | 0.96 | Solar Inverter |  | OUTDOOR
SRP11510 | ENPHASE ENERGY | M200-32-208-S01 | 215 | 31 |  |  | 0.96 | Solar Inverter |  | OUTDOOR
SRP11511 | ENPHASE ENERGY | M215-60-2LL-S2X | 215 | 30 |  |  | 0.96 | Solar Inverter |  | OUTDOOR
SRP11512 | ENPHASE ENERGY | M175-24-208-S | 215 | 19 |  |  | 0.96 | Solar Inverter |  | OUTDOOR
SRP11516 | SMA AMERICA | SB4000US (208V) | 4000 | 1 |  |  | 0.96 | Solar Inverter |  | Inside
SRP11518 | PV POWERED | PVP4800 | 4800 | 1 |  |  | 0.96 | Solar Inverter |  | Outside
SRP11521 | ENPHASE ENERGY | M175-24-208-S | 215 | 15 |  |  | 0.96 | Solar Inverter |  | OUTDOOR
SRP11521 | ENPHASE ENERGY | M175-24-208-S | 215 | 48 |  |  | 0.96 | Solar Inverter |  | OUTDOOR
SRP11522 | ENPHASE ENERGY | M175-24-208-S | 215 | 14 |  |  | 0.96 | Solar Inverter |  | OUTDOOR
SRP11526 | ADVANCED ENERGY | MM5 | 35000 | 1 |  |  | 0.96 | Solar Inverter |  | Outside
SRP11530 | FRONIUS USA |  | 11400 | 2 |  |  | 0.96 | Solar Inverter |  | OUTDOOR
SRP11536 | PV POWERED | PVP5200 | 5200 | 1 |  |  | 0.96 | Solar Inverter |  | INDOOR
SRP11538 | PV POWERED | PVP4800 | 4800 | 1 |  |  | 0.96 | Solar Inverter |  | INDOOR
SRP11541 | ADVANCED ENERGY INDUSTRIES | AE 100TX-208 | 100000 | 1 |  |  | 0.96 | Solar Inverter |  | Outside
SRP11541 | ADVANCED ENERGY INDUSTRIES | AE 75TX-208 | 75000 | 1 |  |  | 0.96 | Solar Inverter |  | OUTDOOR
SRP11542 | ADVANCED ENERGY INDUSTRIES | AE 50TX-208 | 50000 | 1 |  |  | 0.96 | Solar Inverter |  | OUTDOOR
SRP11543 | SUNPOWER CORP (ORIGINAL MFR - PV POWERED LLC) | SPR-4600 | 9995 | 1 |  |  | 0.96 | Solar Inverter |  | INDOOR
SRP11549 | PV POWERED | PVP4800 | 4800 | 1 |  |  | 0.96 | Solar Inverter |  | OUTDOOR
SRP11553 | POWER-ONE | PVI-3600-OUTD-US-F (208V) | 3600 | 1 |  |  | 0.96 | Solar Inverter |  | Inside
SRP11554 | POWER-ONE | PVI-3600-OUTD-US-F (208V) | 3600 | 1 |  |  | 0.96 | Solar Inverter |  | Inside
SRP11555 | SMA AMERICA | SB3000US (208V) | 3000 | 1 |  |  | 0.96 | Solar Inverter |  | Outside
SRP11556 | POWER-ONE | PVI-3600-OUTD-US-F (208V) | 3600 | 1 |  |  | 0.96 | Solar Inverter |  | Inside
SRP11557 | POWER-ONE | PVI-3000-I-OUTD-US | 3000 | 1 |  |  | 0.96 | Solar Inverter |  | Inside
SRP11558 | POWER-ONE | PVI-3600-OUTD-US-F (208V) | 3600 | 1 |  |  | 0.96 | Solar Inverter |  | Inside
SRP11558 | POWER-ONE | PVI-5000-OUTD-US (208 V) | 5000 | 1 |  |  | 0.96 | Solar Inverter |  | Inside
SRP11561 | POWER-ONE | PVI-5000-OUTD-US (240 V) | 5000 | 1 |  |  | 0.96 | Solar Inverter |  | OUTDOOR
SRP11565 | ADVANCED ENERGY | MM5 | 100000 | 1 |  |  | 0.96 | Solar Inverter |  | Outside
SRP11567 | PV POWERED | PVP50KW-480 | 50000 | 2 |  |  | 0.96 | Solar Inverter |  | OUTDOOR
SRP11570 | POWER-ONE | PVI-3000-I-OUTD-US | 3000 | 1 |  |  | 0.96 | Solar Inverter |  | OUTDOOR
SRP11572 | SOLECTRIA RENEWABLES | PVI10KW-480 | 10000 | 1 |  |  | 0.96 | Solar Inverter |  | Outside
SRP11572 | SOLECTRIA RENEWABLES | PVI13KW-480 | 13000 | 2 |  |  | 0.96 | Solar Inverter |  | OUTDOOR
SRP11573 | POWER-ONE | PVI-5000-OUTD-US (208 V) | 5000 | 1 |  |  | 0.96 | Solar Inverter |  | OUTDOOR
SRP11574 | POWER-ONE | PVI-5000-OUTD-US (208 V) | 5000 | 1 |  |  | 0.96 | Solar Inverter |  | OUTDOOR
SRP11575 | POWER-ONE | PVI-5000-OUTD-US (208 V) | 5000 | 1 |  |  | 0.96 | Solar Inverter |  | OUTDOOR
SRP11577 | ENPHASE ENERGY | M200-32-208-S01 | 215 | 17 |  |  | 0.96 | Solar Inverter |  | OUTDOOR
SRP11578 | ENPHASE ENERGY | M175-24-208-S01 | 215 | 21 |  |  | 0.96 | Solar Inverter |  | OUTDOOR
SRP11580 | ENPHASE ENERGY | M175-24-208-S | 215 | 11 |  |  | 0.96 | Solar Inverter |  | OUTDOOR
SRP11581 | ENPHASE ENERGY | M200-32-208-S01 | 215 | 14 |  |  | 0.96 | Solar Inverter |  | OUTDOOR
SRP11582 | ENPHASE ENERGY | M175-24-208-S | 215 | 10 |  |  | 0.96 | Solar Inverter |  | OUTDOOR
SRP11584 | ENPHASE ENERGY | M200-32-208-S01 | 215 | 9 |  |  | 0.96 | Solar Inverter |  | OUTDOOR
SRP11586 | ENPHASE ENERGY | M200-32-208-S01 | 215 | 34 |  |  | 0.96 | Solar Inverter |  | OUTDOOR
SRP11587 | ENPHASE ENERGY | M200-32-208-S01 | 215 | 22 |  |  | 0.96 | Solar Inverter |  | OUTDOOR
SRP11591 | PV POWERED | PVP4800 | 4800 | 1 |  |  | 0.96 | Solar Inverter |  | INDOOR
SRP11592 | ENPHASE ENERGY | M200-32-208-S01 | 215 | 34 |  |  | 0.96 | Solar Inverter |  | OUTDOOR
SRP11593 | ENPHASE ENERGY | M200-32-208-S01 | 215 | 11 |  |  | 0.96 | Solar Inverter |  | OUTDOOR
SRP11593 | ENPHASE ENERGY | M200-32-208-S01 | 215 | 12 |  |  | 0.96 | Solar Inverter |  | OUTDOOR
SRP11594 | ENPHASE ENERGY | M215-60-2LL-S2X | 215 | 17 |  |  | 0.96 | Solar Inverter |  | OUTDOOR
SRP11595 | ENPHASE ENERGY | M215-60-2LL-S2X | 215 | 28 |  |  | 0.96 | Solar Inverter |  | OUTDOOR
SRP11598 | ENPHASE ENERGY | M200-32-208-S01 | 215 | 18 |  |  | 0.96 | Solar Inverter |  | OUTDOOR
SRP11601 | POWER-ONE | PVI-3600-OUTD-US-F (208V) | 3600 | 2 |  |  | 0.96 | Solar Inverter |  | OUTDOOR
SRP11604 | PV POWERED | PVP4800 | 4800 | 1 |  |  | 0.96 | Solar Inverter |  | OUTDOOR
SRP11610 | POWER-ONE | PVI-3600-OUTD-US-F (240V) | 3600 | 1 |  |  | 0.96 | Solar Inverter |  | INDOOR
SRP11611 | ENPHASE ENERGY | M215-60-2LL-S2X | 215 | 22 |  |  | 0.96 | Solar Inverter |  | OUTDOOR
SRP11612 | ENPHASE ENERGY | M175-24-208-S | 215 | 26 |  |  | 0.96 | Solar Inverter |  | OUTDOOR
SRP11613 | ENPHASE ENERGY | M200-32-240-S02 | 215 | 48 |  |  | 0.96 | Solar Inverter |  | INDOOR
SRP11614 | POWER-ONE | PVI-3600-OUTD-US-F (240V) | 3600 | 1 |  |  | 0.96 | Solar Inverter |  | Inside
SRP11615 | POWER-ONE | PVI-3000-I-OUTD-US-F (240V) | 3000 | 1 |  |  | 0.96 | Solar Inverter |  | INDOOR
SRP11615 | POWER-ONE | PVI-3600-OUTD-US-F (240V) | 3600 | 1 |  |  | 0.96 | Solar Inverter |  | INDOOR
SRP11618 | ENPHASE ENERGY | M175-24-208-S | 215 | 36 |  |  | 0.96 | Solar Inverter |  | OUTDOOR
SRP11620 | SMA AMERICA | SB3000US (208V) | 2500 | 1 |  |  | 0.96 | Solar Inverter |  | OUTDOOR
SRP11621 | ENPHASE ENERGY | M175-24-208-S02 | 215 | 25 |  |  | 0.96 | Solar Inverter |  | Outside
SRP11622 | ENPHASE ENERGY | M175-24-208-S01 | 215 | 26 |  |  | 0.96 | Solar Inverter |  | INDOOR
SRP11637 | POWER-ONE | PVI-5000-OUTD-US (208 V) | 5000 | 1 |  |  | 0.96 | Solar Inverter |  | INDOOR
SRP11641 | ENPHASE ENERGY | M200-32-208-S01 | 215 | 27 |  |  | 0.96 | Solar Inverter |  | OUTDOOR
SRP11642 | ENPHASE ENERGY | M200-32-208-S01 | 215 | 9 |  |  | 0.96 | Solar Inverter |  | OUTDOOR
SRP11644 | PV POWERED | PVP4800 | 4800 | 1 |  |  | 0.96 | Solar Inverter |  | OUTDOOR
SRP11645 | POWER-ONE | PVI-3000-I-OUTD-US-F (240V) | 3000 | 1 |  |  | 0.96 | Solar Inverter |  | OUTDOOR
SRP11645 | POWER-ONE | PVI-3000-I-OUTD-US-F (240V) | 3000 | 2 |  |  | 0.96 | Solar Inverter |  | OUTDOOR
SRP11648 | ENPHASE ENERGY | M200-32-208-S01 | 215 | 30 |  |  | 0.96 | Solar Inverter |  | OUTDOOR
SRP11649 | ENPHASE ENERGY | M200-32-208-S01 | 215 | 30 |  |  | 0.96 | Solar Inverter |  | OUTDOOR
SRP11650 | ENPHASE ENERGY | M200-32-208-S01 | 215 | 12 |  |  | 0.96 | Solar Inverter |  | OUTDOOR
SRP11650 | ENPHASE ENERGY | M200-32-208-S01 | 215 | 28 |  |  | 0.96 | Solar Inverter |  | OUTDOOR
SRP11653 | ENPHASE ENERGY | M175-24-208-S | 215 | 28 |  |  | 0.96 | Solar Inverter |  | INDOOR
SRP11656 | SMA AMERICA | SB3000US (240V) | 3000 | 1 |  |  | 0.96 | Solar Inverter |  | OUTDOOR
SRP11659 | SMA AMERICA | SB4000US (240V) | 4000 | 1 |  |  | 0.96 | Solar Inverter |  | INDOOR
SRP11660 | ENPHASE ENERGY | M200-32-208-S01 | 215 | 65 |  |  | 0.96 | Solar Inverter |  | OUTDOOR
SRP11662 | PV POWERED | PVP4800 | 4800 | 1 |  |  | 0.96 | Solar Inverter |  | INDOOR
SRP11664 | ENPHASE ENERGY | M200-32-208-S01 | 215 | 24 |  |  | 0.96 | Solar Inverter |  | OUTDOOR
SRP11666 | POWER-ONE | PVI-3600-US (240V) | 4200 | 1 |  |  | 0.96 | Solar Inverter |  | Inside
SRP11671 | ENPHASE ENERGY | M200-32-208-S01 | 215 | 26 |  |  | 0.96 | Solar Inverter |  | OUTDOOR
SRP11675 | POWER-ONE | PVI-3.0-OUTD-S-US (240 V) | 3000 | 1 |  |  | 0.96 | Solar Inverter |  | INDOOR
SRP11675 | POWER-ONE | PVI-3.6-OUTD-S-US (240 V) | 3600 | 2 |  |  | 0.96 | Solar Inverter |  | INDOOR
SRP11676 | ENPHASE ENERGY | M200-32-208-S01 | 215 | 18 |  |  | 0.96 | Solar Inverter |  | OUTDOOR
SRP11678 | ENPHASE ENERGY | M200-32-208-S01 | 215 | 6 |  |  | 0.96 | Solar Inverter |  | OUTDOOR
SRP11678 | ENPHASE ENERGY | M200-32-208-S01 | 215 | 29 |  |  | 0.96 | Solar Inverter |  | OUTDOOR
SRP11680 | ENPHASE ENERGY | M200-32-208-S01 | 215 | 5 |  |  | 0.96 | Solar Inverter |  | OUTDOOR
SRP11680 | ENPHASE ENERGY | M200-32-208-S01 | 215 | 12 |  |  | 0.96 | Solar Inverter |  | OUTDOOR
SRP11683 | ENPHASE ENERGY | M200-32-208-S01 | 215 | 41 |  |  | 0.96 | Solar Inverter |  | OUTDOOR
SRP11685 | ENPHASE ENERGY | M200-32-208-S01 | 215 | 10 |  |  | 0.96 | Solar Inverter |  | OUTDOOR
SRP11685 | ENPHASE ENERGY | M200-32-208-S01 | 215 | 12 |  |  | 0.96 | Solar Inverter |  | OUTDOOR
SRP11686 | SMA AMERICA | SB6000TL-US-12 (240V) | 6000 | 6 |  |  | 0.96 | Solar Inverter |  | Outside
SRP11687 | ENPHASE ENERGY | M200-32-208-S01 | 215 | 12 |  |  | 0.96 | Solar Inverter |  | OUTDOOR
SRP11687 | ENPHASE ENERGY | M200-32-208-S01 | 215 | 28 |  |  | 0.96 | Solar Inverter |  | OUTDOOR
SRP11689 | ENPHASE ENERGY | M200-32-208-S01 | 215 | 32 |  |  | 0.96 | Solar Inverter |  | OUTDOOR
SRP11690 | ENPHASE ENERGY | M215-60-2LL-S2X | 215 | 17 |  |  | 0.96 | Solar Inverter |  | OUTDOOR
SRP11691 | ENPHASE ENERGY | M200-32-208-S01 | 215 | 17 |  |  | 0.96 | Solar Inverter |  | OUTDOOR
SRP11697 | ENPHASE ENERGY | M200-32-208-S01 | 215 | 35 |  |  | 0.96 | Solar Inverter |  | OUTDOOR
SRP11698 | ENPHASE ENERGY | M200-32-208-S01 | 215 | 87 |  |  | 0.96 | Solar Inverter |  | OUTDOOR
SRP11699 | POWER-ONE | PVI-5000-OUTD-US (240 V) | 5000 | 1 |  |  | 0.96 | Solar Inverter |  | OUTDOOR
SRP11703 | ENPHASE ENERGY | M200-32-208-S01 | 215 | 6 |  |  | 0.96 | Solar Inverter |  | INDOOR
SRP11703 | ENPHASE ENERGY | M200-32-208-S01 | 215 | 10 |  |  | 0.96 | Solar Inverter |  | INDOOR
SRP11703 | ENPHASE ENERGY | M200-32-208-S01 | 215 | 12 |  |  | 0.96 | Solar Inverter |  | INDOOR
SRP11703 | ENPHASE ENERGY | M200-32-208-S01 | 215 | 27 |  |  | 0.96 | Solar Inverter |  | INDOOR
SRP11704 | SMA AMERICA | SB3000US (240V) | 3000 | 1 |  |  | 0.96 | Solar Inverter |  | OUTDOOR
SRP11710 | POWER-ONE | PVI-5000-OUTD-US (240 V) | 5000 | 1 |  |  | 0.96 | Solar Inverter |  | OUTDOOR
SRP11715 | FRONIUS USA |  | 7500 | 1 |  |  | 0.96 | Solar Inverter |  | INDOOR
SRP11719 | PV POWERED | PVP4800 | 4800 | 1 |  |  | 0.96 | Solar Inverter |  | OUTDOOR
SRP11719 | PV POWERED | PVP4800 | 4800 | 1 |  |  | 0.96 | Solar Inverter |  | OUTDOOR
SRP11720 | POWER-ONE | PVI-3600-US (208V) | 4200 | 1 |  |  | 0.96 | Solar Inverter |  | INDOOR
SRP11721 | PV POWERED | PVP4800 | 4800 | 1 |  |  | 0.96 | Solar Inverter |  | INDOOR
SRP11722 | POWER-ONE | PVI-5000-OUTD-US (240 V) | 4200 | 1 |  |  | 0.96 | Solar Inverter |  | INDOOR
SRP11723 | POWER-ONE | PVI-3600-US (208V) | 4200 | 1 |  |  | 0.96 | Solar Inverter |  | OUTDOOR
SRP11724 | FRONIUS USA |  | 7500 | 1 |  |  | 0.96 | Solar Inverter |  | Outside
SRP11725 | ENPHASE ENERGY | M200-32-208-S02 | 215 | 24 |  |  | 0.96 | Solar Inverter |  | OUTDOOR
SRP11727 | ENPHASE ENERGY | M200-32-208-S01 | 215 | 26 |  |  | 0.96 | Solar Inverter |  | OUTDOOR
SRP11728 | ENPHASE ENERGY | M215-60-2LL-S2X | 215 | 30 |  |  | 0.96 | Solar Inverter |  | OUTDOOR
SRP11729 | ENPHASE ENERGY | M200-32-208-S01 | 215 | 14 |  |  | 0.96 | Solar Inverter |  | OUTDOOR
SRP11730 | ENPHASE ENERGY | M200-32-208-S01 | 215 | 23 |  |  | 0.96 | Solar Inverter |  | OUTDOOR
SRP11733 | ENPHASE ENERGY | M215-60-2LL-S2X | 215 | 13 |  |  | 0.96 | Solar Inverter |  | OUTDOOR
SRP11733 | ENPHASE ENERGY | M215-60-2LL-S2X | 215 | 14 |  |  | 0.96 | Solar Inverter |  | OUTDOOR
SRP11740 | ENPHASE ENERGY | M200-32-208-S01 | 215 | 34 |  |  | 0.96 | Solar Inverter |  | OUTDOOR
SRP11741 | ENPHASE ENERGY | M200-32-208-S01 | 215 | 45 |  |  | 0.96 | Solar Inverter |  | OUTDOOR
SRP11743 | ENPHASE ENERGY | M175-24-208-S | 215 | 20 |  |  | 0.96 | Solar Inverter |  | OUTDOOR
SRP11744 | ENPHASE ENERGY | M175-24-208-S | 215 | 13 |  |  | 0.96 | Solar Inverter |  | OUTDOOR
SRP11746 | SATCON TECHNOLOGY | PVS-135 (480 V) | 135000 | 1 |  |  | 0.96 | Solar Inverter |  | INDOOR
SRP11748 | SOLECTRIA RENEWABLES | PVI82KW-208 | 82000 | 1 |  |  | 0.96 | Solar Inverter |  | OUTDOOR
SRP11749 | SOLECTRIA RENEWABLES | PVI60KW-480 | 60000 | 1 |  |  | 0.96 | Solar Inverter |  | OUTDOOR
SRP11750 | KACO | 3601XI | 100000 | 1 |  |  | 0.96 | Solar Inverter |  | OUTDOOR
SRP11751 | ENPHASE ENERGY | M200-32-240-S02 | 215 | 32 |  |  | 0.96 | Solar Inverter |  | Inside
SRP11752 | ENPHASE ENERGY | M175-24-208-S | 215 | 22 |  |  | 0.96 | Solar Inverter |  | OUTDOOR
SRP11754 | SMA AMERICA | SB3000US (208V) | 2500 | 1 |  |  | 0.96 | Solar Inverter |  | OUTDOOR
SRP11755 | ENPHASE ENERGY | M175-24-208-S | 215 | 17 |  |  | 0.96 | Solar Inverter |  | Outside
SRP11757 | ENPHASE ENERGY | M215-60-2LL-S2X | 215 | 28 |  |  | 0.96 | Solar Inverter |  | Outside
SRP11758 | SMA AMERICA | SB3000US (208V) | 2500 | 1 |  |  | 0.96 | Solar Inverter |  | INDOOR
SRP11759 | SMA AMERICA | SB3000US (208V) | 2000 | 1 |  |  | 0.96 | Solar Inverter |  | INDOOR
SRP11759 | SMA AMERICA | SB3000US (208V) | 2500 | 1 |  |  | 0.96 | Solar Inverter |  | INDOOR
SRP11761 | SMA AMERICA | SB1100U-SBD | 2000 | 1 |  |  | 0.96 | Solar Inverter |  | INDOOR
SRP11761 | SMA AMERICA | SB1100U-SBD | 2000 | 1 |  |  | 0.96 | Solar Inverter |  | INDOOR
SRP11762 | SMA AMERICA | SB2500HFUS-30 (208V) | 2500 | 1 |  |  | 0.96 | Solar Inverter |  | Outside
SRP11763 | SMA AMERICA | SB7000US (277V) | 7000 | 1 |  |  | 0.96 | Solar Inverter |  | Inside
SRP11766 | ENPHASE ENERGY | M215-60-2LL-S2X | 215 | 22 |  |  | 0.96 | Solar Inverter |  | INDOOR
SRP11766 | ENPHASE ENERGY | M215-60-2LL-S2X | 215 | 22 |  |  | 0.96 | Solar Inverter |  | INDOOR
SRP11767 | ENPHASE ENERGY | M200-32-208-S01 | 215 | 33 |  |  | 0.96 | Solar Inverter |  | Inside
SRP11770 | SMA AMERICA | SB1100U | 2500 | 1 |  |  | 0.96 | Solar Inverter |  | Inside
SRP11770 | SMA AMERICA | SB1100U-SBD | 2500 | 1 |  |  | 0.96 | Solar Inverter |  | Inside
SRP11782 | POWER-ONE | PVI-3600-OUTD-US-F (240V) | 3600 | 1 |  |  | 0.96 | Solar Inverter |  | OUTDOOR
SRP11782 | POWER-ONE | PVI-5000-OUTD-US (240 V) | 5000 | 1 |  |  | 0.96 | Solar Inverter |  | OUTDOOR
SRP11784 | POWER-ONE | PVI-3600-OUTD-US-F (240V) | 3600 | 1 |  |  | 0.96 | Solar Inverter |  | Inside
SRP11786 | ENPHASE ENERGY | M200-32-240-S02 | 215 | 17 |  |  | 0.96 | Solar Inverter |  | OUTDOOR
SRP11787 | POWER-ONE | PVI-3000-I-OUTD-US-F (240V) | 3000 | 1 |  |  | 0.96 | Solar Inverter |  | OUTDOOR
SRP11787 | POWER-ONE | PVI-6000-OUTD-US (240 V) | 6000 | 1 |  |  | 0.96 | Solar Inverter |  | OUTDOOR
SRP11789 | ENPHASE ENERGY | M200-32-240-S02 | 215 | 20 |  |  | 0.96 | Solar Inverter |  | OUTDOOR
SRP11791 | SMA AMERICA | SB8000TL-US (240V) | 8000 | 1 |  |  | 0.96 | Solar Inverter |  | OUTDOOR
SRP11794 | SMA AMERICA | SB7000US (240V) | 7000 | 1 |  |  | 0.96 | Solar Inverter |  | OUTDOOR
SRP11796 | ENPHASE ENERGY | M200-32-240-S02 | 215 | 27 |  |  | 0.96 | Solar Inverter |  | OUTDOOR
SRP11799 | FRONIUS USA |  | 11400 | 3 |  |  | 0.96 | Solar Inverter |  | Outside
SRP11801 | SMA AMERICA | SB7000US (208V) | 7000 | 1 |  |  | 0.96 | Solar Inverter |  | INDOOR
SRP11803 | SOLECTRIA RENEWABLES | PVI82KW-208 | 82000 | 1 |  |  | 0.96 | Solar Inverter |  | INDOOR
SRP11820 | ENPHASE ENERGY | M200-32-240-S02 | 215 | 28 |  |  | 0.96 | Solar Inverter |  | Inside
SRP11822 | ENPHASE ENERGY | M215-60-2LL-S2X | 215 | 27 |  |  | 0.96 | Solar Inverter |  | OUTDOOR
SRP11823 | PV POWERED | PVP4800 | 4800 | 1 |  |  | 0.96 | Solar Inverter |  | OUTDOOR
SRP11826 | ENPHASE ENERGY | M200-32-240-S02 | 215 | 26 |  |  | 0.96 | Solar Inverter |  | OUTDOOR
SRP11827 | POWER-ONE | PVI-3600-US (240V) | 4200 | 1 |  |  | 0.96 | Solar Inverter |  | OUTDOOR
SRP11830 | POWER-ONE | PVI-3000-I-OUTD-US | 3000 | 1 |  |  | 0.96 | Solar Inverter |  | OUTDOOR
SRP11831 | POWER-ONE | PVI-3.0-OUTD-S-US (240 V) | 3000 | 1 |  |  | 0.96 | Solar Inverter |  | OUTDOOR
SRP11832 | SMA AMERICA | SB8000US-11 (240V) | 8000 | 1 |  |  | 0.96 | Solar Inverter |  | OUTDOOR
SRP11835 | ENPHASE ENERGY | M200-32-240-S02 | 215 | 23 |  |  | 0.96 | Solar Inverter |  | OUTDOOR
SRP11837 | ENPHASE ENERGY | M200-32-240-S02 | 215 | 49 |  |  | 0.96 | Solar Inverter |  | OUTDOOR
SRP11840 | ENPHASE ENERGY | M215-60-2LL-S2X | 215 | 16 |  |  | 0.96 | Solar Inverter |  | INDOOR
SRP11840 | ENPHASE ENERGY | M215-60-2LL-S2X | 215 | 19 |  |  | 0.96 | Solar Inverter |  | INDOOR
SRP11853 | FRONIUS USA |  | 10000 | 5 |  |  | 0.96 | Solar Inverter |  | INDOOR
SRP11854 | POWER-ONE | PVI-3600-US (240V) | 3600 | 1 |  |  | 0.96 | Solar Inverter |  | OUTDOOR
SRP11856 | POWER-ONE | PVI-3600-US (240V) | 4200 | 2 |  |  | 0.96 | Solar Inverter |  | OUTDOOR
SRP11857 | POWER-ONE | PVI-3600-US (240V) | 4200 | 1 |  |  | 0.96 | Solar Inverter |  | OUTDOOR
SRP11857 | POWER-ONE | PVI-6000-OUTD-US (208 V) | 6000 | 1 |  |  | 0.96 | Solar Inverter |  | OUTDOOR
SRP11859 | POWER-ONE | PVI-6000-OUTD-US (208 V) | 6000 | 1 |  |  | 0.96 | Solar Inverter |  | OUTDOOR
SRP11860 | POWER-ONE | PVI-3600-OUTD-US-F (208V) | 3600 | 1 |  |  | 0.96 | Solar Inverter |  | OUTDOOR
SRP11861 | SMA AMERICA | SB7000US (208V) | 7000 | 1 |  |  | 0.96 | Solar Inverter |  | OUTDOOR
SRP11862 | POWER-ONE | PVI-3000-I-OUTD-US | 3000 | 1 |  |  | 0.96 | Solar Inverter |  | OUTDOOR
SRP11862 | POWER-ONE | PVI-6000-OUTD-US (208 V) | 6000 | 1 |  |  | 0.96 | Solar Inverter |  | OUTDOOR
SRP11863 | POWER-ONE | PVI-3600-US (240V) | 4200 | 1 |  |  | 0.96 | Solar Inverter |  | OUTDOOR
SRP11864 | POWER-ONE | PVI-5000-OUTD-US (208 V) | 5000 | 1 |  |  | 0.96 | Solar Inverter |  | OUTDOOR
SRP11865 | POWER-ONE | PVI-3600-US (240V) | 4200 | 1 |  |  | 0.96 | Solar Inverter |  | OUTDOOR
SRP11867 | ENPHASE ENERGY | M200-32-240-S02 | 215 | 26 |  |  | 0.96 | Solar Inverter |  | OUTDOOR
SRP11868 | PV POWERED | PVP4800 | 4800 | 2 |  |  | 0.96 | Solar Inverter |  | Inside
SRP11869 | PV POWERED | PVP4800 | 4800 | 1 |  |  | 0.96 | Solar Inverter |  | OUTDOOR
SRP11869 | PV POWERED | PVP4800 | 4800 | 2 |  |  | 0.96 | Solar Inverter |  | OUTDOOR
SRP11870 | POWER-ONE | PVI-3000-I-OUTD-US | 3000 | 1 |  |  | 0.96 | Solar Inverter |  | OUTDOOR
SRP11870 | POWER-ONE | PVI-6000-OUTD-US (208 V) | 6000 | 1 |  |  | 0.96 | Solar Inverter |  | OUTDOOR
SRP11871 | POWER-ONE | PVI-3600-US (208V) | 4200 | 1 |  |  | 0.96 | Solar Inverter |  | OUTDOOR
SRP11872 | POWER-ONE | PVI-5000-OUTD-US (208 V) | 5000 | 1 |  |  | 0.96 | Solar Inverter |  | OUTDOOR
SRP11873 | SMA AMERICA | SB7000US (208V) | 7000 | 1 |  |  | 0.96 | Solar Inverter |  | Inside
SRP11877 | ENPHASE ENERGY | M200-32-208-S01 | 215 | 12 |  |  | 0.96 | Solar Inverter |  | OUTDOOR
SRP11879 | POWER-ONE | PVI-6000-OUTD-US (208 V) | 6000 | 1 |  |  | 0.96 | Solar Inverter |  | OUTDOOR
SRP11881 | POWER-ONE | PVI-4.2-OUTD-S-US (240 V) | 4200 | 1 |  |  | 0.96 | Solar Inverter |  | OUTDOOR
SRP11882 | POWER-ONE | PVI-3000-I-OUTD-US | 3000 | 1 |  |  | 0.96 | Solar Inverter |  | OUTDOOR
SRP11882 | POWER-ONE | PVI-5000-OUTD-US (240 V) | 5000 | 1 |  |  | 0.96 | Solar Inverter |  | OUTDOOR
SRP11888 | SMA AMERICA | SB5000US (240V) | 5000 | 1 |  |  | 0.96 | Solar Inverter |  | OUTDOOR
SRP11889 | POWER-ONE | PVI-3600-OUTD-US-F (208V) | 3600 | 1 |  |  | 0.96 | Solar Inverter |  | Inside
SRP11893 | FRONIUS USA |  | 3800 | 1 |  |  | 0.96 | Solar Inverter |  | INDOOR
SRP11893 | FRONIUS USA |  | 7500 | 1 |  |  | 0.96 | Solar Inverter |  | INDOOR
SRP11901 | SMA AMERICA | SB3000US (240V) | 2000 | 1 |  |  | 0.96 | Solar Inverter |  | Inside
SRP11901 | SMA AMERICA | SB3000US (240V) | 2000 | 1 |  |  | 0.96 | Solar Inverter |  | Roof
SRP11902 | ENPHASE ENERGY | M215-60-2LL-S2X | 215 | 36 |  |  | 0.96 | Solar Inverter |  | Inside
SRP11903 | SMA AMERICA | SB7000US (240V) | 7000 | 1 |  |  | 0.96 | Solar Inverter |  | INDOOR
SRP11905 | POWER-ONE | PVI-3000-I-OUTD-US-F (240V) | 3000 | 1 |  |  | 0.96 | Solar Inverter |  | OUTDOOR
SRP11906 | POWER-ONE | PVI-3600-OUTD-US-F (240V) | 3600 | 1 |  |  | 0.96 | Solar Inverter |  | OUTDOOR
SRP11912 | ENPHASE ENERGY | M215-60-2LL-S2X | 215 | 10 |  |  | 0.96 | Solar Inverter |  | Inside
SRP11912 | ENPHASE ENERGY | M215-60-2LL-S2X | 215 | 10 |  |  | 0.96 | Solar Inverter |  | Inside
SRP11913 | ENPHASE ENERGY | M200-32-208-S01 | 215 | 26 |  |  | 0.96 | Solar Inverter |  | Inside
SRP11914 | ENPHASE ENERGY | M200-32-240-S02 | 215 | 10 |  |  | 0.96 | Solar Inverter |  | Inside
SRP11914 | ENPHASE ENERGY | M200-32-240-S02 | 215 | 22 |  |  | 0.96 | Solar Inverter |  | Inside
SRP11917 | ENPHASE ENERGY | M200-32-240-S02 | 215 | 14 |  |  | 0.96 | Solar Inverter |  | Inside
SRP11919 | ENPHASE ENERGY | M215-60-2LL-S2X | 215 | 30 |  |  | 0.96 | Solar Inverter |  | Inside
SRP11922 | ENPHASE ENERGY | M200-32-208-S01 | 215 | 49 |  |  | 0.96 | Solar Inverter |  | OUTDOOR
SRP11927 | ENPHASE ENERGY | M200-32-208-S01 | 215 | 17 |  |  | 0.96 | Solar Inverter |  | OUTDOOR
SRP11937 | ENPHASE ENERGY | M200-32-240-S02 | 215 | 45 |  |  | 0.96 | Solar Inverter |  | OUTDOOR
SRP11938 | FRONIUS USA |  | 10000 | 21 |  |  | 0.96 | Solar Inverter |  | OUTDOOR
SRP11940 | SMA AMERICA | SB5000US (240V) | 5000 | 1 |  |  | 0.96 | Solar Inverter |  | OUTDOOR
SRP11941 | ENPHASE ENERGY | M215-60-2LL-S2X | 215 | 11 |  |  | 0.96 | Solar Inverter |  | OUTDOOR
SRP11941 | ENPHASE ENERGY | M215-60-2LL-S2X | 215 | 26 |  |  | 0.96 | Solar Inverter |  | OUTDOOR
SRP11942 | ENPHASE ENERGY | M175-24-208-S | 215 | 21 |  |  | 0.96 | Solar Inverter |  | INDOOR
SRP11946 | SMA AMERICA | SB7000US (240V) | 7000 | 1 |  |  | 0.96 | Solar Inverter |  | INDOOR
SRP11950 | POWER-ONE | PVI-3000-I-OUTD-US-F (240V) | 4200 | 1 |  |  | 0.96 | Solar Inverter |  | OUTDOOR
SRP11950 | POWER-ONE | PVI-5000-OUTD-US (240 V) | 5000 | 1 |  |  | 0.96 | Solar Inverter |  | OUTDOOR
SRP11951 | POWER-ONE | PVI-6000-OUTD-US (240 V) | 6000 | 1 |  |  | 0.96 | Solar Inverter |  | OUTDOOR
SRP11952 | POWER-ONE | PVI-5000-OUTD-US (240 V) | 5000 | 1 |  |  | 0.96 | Solar Inverter |  | OUTDOOR
SRP11954 | SUNPOWER CORP (ORIGINAL MFRSMA) | SPR-5000M (240V) | 5000 | 1 |  |  | 0.96 | Solar Inverter |  | OUTDOOR
SRP11956 | ENPHASE ENERGY | M200-32-208-S01 | 215 | 15 |  |  | 0.96 | Solar Inverter |  | OUTDOOR
SRP11957 | POWER-ONE | PVI-5000-OUTD-US (240 V) | 4200 | 1 |  |  | 0.96 | Solar Inverter |  | OUTDOOR
SRP11958 | POWER-ONE | PVI-3600-US (240V) | 4200 | 1 |  |  | 0.96 | Solar Inverter |  | INDOOR
SRP11960 | POWER-ONE | PVI-3000-I-OUTD-US-F (240V) | 3000 | 1 |  |  | 0.96 | Solar Inverter |  | OUTDOOR
SRP11960 | POWER-ONE | PVI-3600-US (240V) | 3600 | 1 |  |  | 0.96 | Solar Inverter |  | OUTDOOR
SRP11962 | ENPHASE ENERGY | M215-60-2LL-S2X | 215 | 11 |  |  | 0.96 | Solar Inverter |  | OUTDOOR
SRP11964 | PV POWERED | PVP75KW-208 | 100000 | 1 |  |  | 0.96 | Solar Inverter |  | OUTDOOR
SRP11966 | POWER-ONE | PVI-6000-OUTD-US (240 V) | 6000 | 1 |  |  | 0.96 | Solar Inverter |  | OUTDOOR
SRP11967 | ENPHASE ENERGY | M200-32-240-S02 | 215 | 60 |  |  | 0.96 | Solar Inverter |  | Outside
SRP11969 | ENPHASE ENERGY | M200-32-208-S01 | 215 | 16 |  |  | 0.96 | Solar Inverter |  | OUTDOOR
SRP11970 | SMA AMERICA | SB4000US (240V) | 4000 | 1 |  |  | 0.96 | Solar Inverter |  | OUTDOOR
SRP11970 | SMA AMERICA | SB6000U (240V) | 6000 | 1 |  |  | 0.96 | Solar Inverter |  | OUTDOOR
SRP11973 | SMA AMERICA | SB3000US (208V) | 3000 | 1 |  |  | 0.96 | Solar Inverter |  | Inside
SRP11974 | POWER-ONE | PVI-3000-I-OUTD-US | 3000 | 1 |  |  | 0.96 | Solar Inverter |  | INDOOR
SRP11974 | POWER-ONE | PVI-3600-US (240V) | 4200 | 1 |  |  | 0.96 | Solar Inverter |  | INDOOR
SRP11975 | ENPHASE ENERGY | M200-32-208-S01 | 215 | 13 |  |  | 0.96 | Solar Inverter |  | OUTDOOR
SRP11975 | ENPHASE ENERGY | M200-32-208-S01 | 215 | 28 |  |  | 0.96 | Solar Inverter |  | OUTDOOR
SRP11976 | POWER-ONE | PVI-3.0-OUTD-S-US (208 V) | 3000 | 1 |  |  | 0.96 | Solar Inverter |  | INDOOR
SRP11978 | ENPHASE ENERGY | M200-32-208-S01 | 215 | 22 |  |  | 0.96 | Solar Inverter |  | OUTDOOR
SRP11979 | ENPHASE ENERGY | M200-32-208-S01 | 215 | 15 |  |  | 0.96 | Solar Inverter |  | OUTDOOR
SRP11980 | ENPHASE ENERGY | M200-32-240-S02 | 215 | 28 |  |  | 0.96 | Solar Inverter |  | OUTDOOR
SRP11981 | SMA AMERICA | SB3000US (208V) | 3000 | 1 |  |  | 0.96 | Solar Inverter |  | OUTDOOR
SRP11986 | ENPHASE ENERGY | M200-32-208-S01 | 215 | 23 |  |  | 0.96 | Solar Inverter |  | OUTDOOR
SRP11987 | PV POWERED | PVP100KW-208 | 100000 | 1 |  |  | 0.96 | Solar Inverter |  | OUTDOOR
SRP11988 | ENPHASE ENERGY | M200-32-240-S02 | 215 | 22 |  |  | 0.96 | Solar Inverter |  | Inside
SRP11990 | ENPHASE ENERGY | M215-60-2LL-S2X | 215 | 23 |  |  | 0.96 | Solar Inverter |  | OUTDOOR
SRP11995 | ENPHASE ENERGY | M200-32-240-S01 | 215 | 13 |  |  | 0.96 | Solar Inverter |  | OUTDOOR
SRP11999 | PV POWERED | PVP75KW-208 | 75000 | 1 |  |  | 0.96 | Solar Inverter |  | Outside
SRP12001 | ENPHASE ENERGY | M200-32-208-S01 | 215 | 18 |  |  | 0.96 | Solar Inverter |  | OUTDOOR
SRP12003 | SMA AMERICA | SB3000US (240V) | 2000 | 1 |  |  | 0.96 | Solar Inverter |  | INDOOR
SRP12003 | SMA AMERICA | SB3000US (240V) | 2000 | 1 |  |  | 0.96 | Solar Inverter |  | INDOOR
SRP12004 | ENPHASE ENERGY | M200-32-208-S01 | 215 | 10 |  |  | 0.96 | Solar Inverter |  | OUTDOOR
SRP12005 | SMA AMERICA | SB2500HFUS-30 (208V) | 2500 | 1 |  |  | 0.96 | Solar Inverter |  | OUTDOOR
SRP12006 | FRONIUS USA | IG 2000 | 2000 | 1 |  |  | 0.96 | Solar Inverter |  | Outside
SRP12006 | FRONIUS USA | IG 5100 | 5100 | 1 |  |  | 0.96 | Solar Inverter |  | Outside
SRP12007 | ENPHASE ENERGY | M200-32-208-S02 | 215 | 20 |  |  | 0.96 | Solar Inverter |  | OUTDOOR
SRP12009 | ENPHASE ENERGY | M200-32-208-S01 | 215 | 24 |  |  | 0.96 | Solar Inverter |  | OUTDOOR
SRP12012 | ENPHASE ENERGY | M200-32-240-S02 | 215 | 14 |  |  | 0.96 | Solar Inverter |  | OUTDOOR
SRP12015 | POWER-ONE | PVI-5000-OUTD-US (240 V) | 5000 | 1 |  |  | 0.96 | Solar Inverter |  | OUTDOOR
SRP12016 | ENPHASE ENERGY | M175-24-240-S02 | 190 | 6 |  |  | 0.96 | Solar Inverter |  | OUTDOOR
SRP12017 | SMA AMERICA | SB7000US (240V) | 7000 | 1 |  |  | 0.96 | Solar Inverter |  | Inside
SRP12019 | POWER-ONE | PVI-6000-OUTD-US (240 V) | 6000 | 1 |  |  | 0.96 | Solar Inverter |  | OUTDOOR
SRP12020 | SMA AMERICA | SB7000US (240V) | 7000 | 1 |  |  | 0.96 | Solar Inverter |  | Inside
SRP12031 | ENPHASE ENERGY | M200-32-240-S02 | 215 | 39 |  |  | 0.96 | Solar Inverter |  | OUTDOOR
SRP12034 | ENPHASE ENERGY | M215-60-2LL-S2X | 215 | 14 |  |  | 0.96 | Solar Inverter |  | Outside
SRP12035 | ENPHASE ENERGY | M215-60-2LL-S2X | 215 | 16 |  |  | 0.96 | Solar Inverter |  | Outside
SRP12036 | ENPHASE ENERGY | M200-32-208-S02 | 215 | 15 |  |  | 0.96 | Solar Inverter |  | Outside
SRP12037 | ENPHASE ENERGY | M200-32-208-S02 | 215 | 17 |  |  | 0.96 | Solar Inverter |  | OUTDOOR
SRP12038 | ENPHASE ENERGY | M200-32-208-S02 | 215 | 18 |  |  | 0.96 | Solar Inverter |  | OUTDOOR
SRP12039 | ENPHASE ENERGY | M200-32-208-S01 | 215 | 21 |  |  | 0.96 | Solar Inverter |  | Outside
SRP12040 | ENPHASE ENERGY | M200-32-208-S02 | 215 | 26 |  |  | 0.96 | Solar Inverter |  | OUTDOOR
SRP12046 | ENPHASE ENERGY | M175-24-208-S | 215 | 34 |  |  | 0.96 | Solar Inverter |  | OUTDOOR
SRP12048 | ENPHASE ENERGY | M215-60-2LL-S2X | 215 | 19 |  |  | 0.96 | Solar Inverter |  | OUTDOOR
SRP12050 | ENPHASE ENERGY | M175-24-208-S | 215 | 8 |  |  | 0.96 | Solar Inverter |  | OUTDOOR
SRP12050 | ENPHASE ENERGY | M175-24-208-S | 215 | 30 |  |  | 0.96 | Solar Inverter |  | OUTDOOR
SRP12051 | ENPHASE ENERGY | M175-24-208-S02 | 215 | 13 |  |  | 0.96 | Solar Inverter |  | OUTDOOR
SRP12054 | SMA AMERICA | SB1100U-SBD | 2000 | 1 |  |  | 0.96 | Solar Inverter |  | OUTDOOR
SRP12054 | SMA AMERICA | SB1100U-SBD | 2000 | 1 |  |  | 0.96 | Solar Inverter |  | OUTDOOR
SRP12060 | ENPHASE ENERGY | M200-32-208-S01 | 215 | 33 |  |  | 0.96 | Solar Inverter |  | OUTDOOR
SRP12061 | POWER-ONE | PVI-3.6-OUTD-S-US (208 V) | 3600 | 1 |  |  | 0.96 | Solar Inverter |  | OUTDOOR
SRP12063 | POWER-ONE | PVI-3600-OUTD-US-F (240V) | 3600 | 1 |  |  | 0.96 | Solar Inverter |  | OUTDOOR
SRP12066 | SMA AMERICA | SB3000US (240V) | 3000 | 1 |  |  | 0.96 | Solar Inverter |  | OUTDOOR
SRP12066 | SMA AMERICA | SB3000US (240V) | 3000 | 1 |  |  | 0.96 | Solar Inverter |  | OUTDOOR
SRP12066 | SMA AMERICA | SB5000US (240V) | 5000 | 1 |  |  | 0.96 | Solar Inverter |  | OUTDOOR
SRP12067 | SMA AMERICA | SB7000US (240V) | 7000 | 1 |  |  | 0.96 | Solar Inverter |  | Inside
SRP12070 | POWER-ONE | PVI-5000-OUTD-US (240 V) | 5000 | 1 |  |  | 0.96 | Solar Inverter |  | OUTDOOR
SRP12071 | SMA AMERICA | SB7000US (240V) | 7000 | 1 |  |  | 0.96 | Solar Inverter |  | OUTDOOR
SRP12075 | POWER-ONE | PVI-4.2-OUTD-S-US (208 V) | 4200 | 1 |  |  | 0.96 | Solar Inverter |  | Outside
SRP12076 | POWER-ONE | PVI-3600-US (240V) | 3600 | 1 |  |  | 0.96 | Solar Inverter |  | OUTDOOR
SRP12077 | POWER-ONE | PVI-4.2-OUTD-S-US (240 V) | 4200 | 1 |  |  | 0.96 | Solar Inverter |  | OUTDOOR
SRP12077 | POWER-ONE | PVI-4.2-OUTD-S-US (240 V) | 4200 | 1 |  |  | 0.96 | Solar Inverter |  | OUTDOOR
SRP12078 | POWER-ONE | PVI-3.6-OUTD-S-US (208 V) | 3600 | 2 |  |  | 0.96 | Solar Inverter |  | OUTDOOR
SRP12079 | SMA AMERICA | SB7000US (240V) | 7000 | 1 |  |  | 0.96 | Solar Inverter |  | OUTDOOR
SRP12080 | SMA AMERICA | SB7000US (240V) | 7000 | 1 |  |  | 0.96 | Solar Inverter |  | OUTDOOR
SRP12085 | FRONIUS USA |  | 10000 | 6 |  |  | 0.96 | Solar Inverter |  | OUTDOOR
SRP12086 | ENPHASE ENERGY | M175-24-208-S01 | 215 | 22 |  |  | 0.96 | Solar Inverter |  | OUTDOOR
SRP12088 | ENPHASE ENERGY | M175-24-208-S | 215 | 26 |  |  | 0.96 | Solar Inverter |  | OUTDOOR
SRP12091 | SMA AMERICA | SB5000US (240V) | 5000 | 1 |  |  | 0.96 | Solar Inverter |  | OUTDOOR
SRP12093 | ENPHASE ENERGY | M175-24-208-S | 215 | 34 |  |  | 0.96 | Solar Inverter |  | OUTDOOR
SRP12095 | ENPHASE ENERGY | M175-24-208-S | 215 | 23 |  |  | 0.96 | Solar Inverter |  | OUTDOOR
SRP12098 | POWER-ONE | PVI-4.2-OUTD-S-US (208 V) | 4200 | 1 |  |  | 0.96 | Solar Inverter |  | OUTDOOR
SRP12105 | POWER-ONE | PVI-3.0-OUTD-S-US (208 V) | 3000 | 2 |  |  | 0.96 | Solar Inverter |  | OUTDOOR
SRP12106 | PV POWERED | PVP100KW-208 | 100000 | 1 |  |  | 0.96 | Solar Inverter |  | Inside
SRP12106 | PV POWERED | PVP5200 | 50000 | 1 |  |  | 0.96 | Solar Inverter |  | Inside
SRP12109 | POWER-ONE | PVI-3000-I-OUTD-US | 3000 | 1 |  |  | 0.96 | Solar Inverter |  | OUTDOOR
SRP12109 | POWER-ONE | PVI-3600-US (208V) | 3600 | 1 |  |  | 0.96 | Solar Inverter |  | OUTDOOR
SRP12111 | POWER-ONE | PVI-5000-OUTD-US (240 V) | 4200 | 2 |  |  | 0.96 | Solar Inverter |  | Outside
SRP12112 | ENPHASE ENERGY | M215-60-2LL-S2X-IG | 215 | 28 |  |  | 0.96 | Solar Inverter |  | Inside
SRP12114 | SATCON TECHNOLOGY | PVS-100 (208 V) | 100000 | 1 |  |  | 0.96 | Solar Inverter |  | OUTDOOR
SRP12114 | SATCON TECHNOLOGY | PVS-250 (208 V) | 250000 | 1 |  |  | 0.96 | Solar Inverter |  | OUTDOOR
SRP12114 | SATCON TECHNOLOGY | PVS-75 (208 V) | 75000 | 1 |  |  | 0.96 | Solar Inverter |  | OUTDOOR
SRP12116 | ENPHASE ENERGY | M215-60-2LL-S2X | 215 | 49 |  |  | 0.96 | Solar Inverter |  | OUTDOOR
SRP12118 | ENPHASE ENERGY | M215-60-2LL-S2X | 215 | 17 |  |  | 0.96 | Solar Inverter |  | OUTDOOR
SRP12121 | POWER-ONE | PVI-6000-OUTD-US (240 V) | 6000 | 1 |  |  | 0.96 | Solar Inverter |  | OUTDOOR
SRP12122 | ENPHASE ENERGY | M175-24-208-S | 215 | 71 |  |  | 0.96 | Solar Inverter |  | Inside
SRP12123 | ENPHASE ENERGY | M215-60-2LL-S2X | 215 | 33 |  |  | 0.96 | Solar Inverter |  | Inside
SRP12124 | ENPHASE ENERGY | M200-32-208-S01 | 215 | 22 |  |  | 0.96 | Solar Inverter |  | OUTDOOR
SRP12125 | SMA AMERICA | SB1100U-SBD | 2500 | 1 |  |  | 0.96 | Solar Inverter |  | Inside
SRP12125 | SMA AMERICA | SB3000US (208V) | 3000 | 1 |  |  | 0.96 | Solar Inverter |  | Inside
SRP12126 | SMA AMERICA | SWR2500U (240V) | 2500 | 1 |  |  | 0.96 | Solar Inverter |  | OUTDOOR
SRP12129 | ENPHASE ENERGY | M200-32-240-S02 | 215 | 36 |  |  | 0.96 | Solar Inverter |  | Inside
SRP12137 | ENPHASE ENERGY | M175-24-208-S | 215 | 11 |  |  | 0.96 | Solar Inverter |  | OUTDOOR
SRP12139 | ENPHASE ENERGY | M200-32-240-S02 | 215 | 91 |  |  | 0.96 | Solar Inverter |  | Inside
SRP12140 | SMA AMERICA | SB3000US (208V) | 3000 | 1 |  |  | 0.96 | Solar Inverter |  | Inside
SRP12142 | ENPHASE ENERGY | M200-32-208-S02 | 215 | 31 |  |  | 0.96 | Solar Inverter |  | OUTDOOR
SRP12143 | ENPHASE ENERGY | M200-32-208-S02 | 215 | 24 |  |  | 0.96 | Solar Inverter |  | Outside
SRP12154 | SMA AMERICA | SB7000US (240V) | 7000 | 1 |  |  | 0.96 | Solar Inverter |  | OUTDOOR
SRP12161 | POWER-ONE | PVI-3600-OUTD-US-F (240V) | 3600 | 1 |  |  | 0.96 | Solar Inverter |  | Inside
SRP12161 | POWER-ONE | PVI-3600-US (240V) | 4200 | 1 |  |  | 0.96 | Solar Inverter |  | Inside
SRP12164 | ENPHASE ENERGY | M215-60-2LL-S2X | 215 | 44 |  |  | 0.96 | Solar Inverter |  | OUTDOOR
SRP12168 | SMA AMERICA | SB7000US (208V) | 7000 | 1 |  |  | 0.96 | Solar Inverter |  | Inside
SRP12175 | POWER-ONE | PVI-3.6-OUTD-S-US (240 V) | 3600 | 1 |  |  | 0.96 | Solar Inverter |  | INDOOR
SRP12175 | POWER-ONE | PVI-3.6-OUTD-S-US (240 V) | 3600 | 1 |  |  | 0.96 | Solar Inverter |  | INDOOR
SRP12177 | ENPHASE ENERGY | M200-32-240-S02 | 215 | 36 |  |  | 0.96 | Solar Inverter |  | OUTDOOR
SRP12182 | ENPHASE ENERGY | M215-60-2LL-S2X | 215 | 42 |  |  | 0.96 | Solar Inverter |  | Inside
SRP12185 | POWER-ONE | PVI-5000-OUTD-US (240 V) | 4200 | 1 |  |  | 0.96 | Solar Inverter |  | OUTDOOR
SRP12185 | POWER-ONE | PVI-5000-OUTD-US (240 V) | 4200 | 1 |  |  | 0.96 | Solar Inverter |  | OUTDOOR
SRP12186 | POWER-ONE | PVI-3.0-OUTD-S-US (240 V) | 3000 | 1 |  |  | 0.96 | Solar Inverter |  | OUTDOOR
SRP12189 | SMA AMERICA | SB1100U | 2000 | 1 |  |  | 0.96 | Solar Inverter |  | Inside
SRP12190 | ENPHASE ENERGY | M200-32-240-S02 | 215 | 16 |  |  | 0.96 | Solar Inverter |  | Inside
SRP12192 | POWER-ONE | PVI-5000-OUTD-US (240 V) | 5000 | 1 |  |  | 0.96 | Solar Inverter |  | OUTDOOR
SRP12195 | ENPHASE ENERGY | M215-60-2LL-S2X | 215 | 14 |  |  | 0.96 | Solar Inverter |  | OUTDOOR
SRP12196 | ENPHASE ENERGY | M200-32-208-S01 | 215 | 20 |  |  | 0.96 | Solar Inverter |  | OUTDOOR
SRP12197 | ENPHASE ENERGY | M200-32-240-S02 | 215 | 36 |  |  | 0.96 | Solar Inverter |  | OUTDOOR
SRP12198 | ENPHASE ENERGY | M200-32-240-S02 | 215 | 21 |  |  | 0.96 | Solar Inverter |  | OUTDOOR
SRP12202 | XANTREX TECHNOLOGY | GT500-480 | 500000 | 2 |  |  | 0.96 | Solar Inverter |  | OUTDOOR
SRP12203 | SCHNEIDER | CONEXT TX 5000 NA (208V) | 500000 | 2 |  |  | 0.96 | Solar Inverter |  | OUTDOOR
SRP12205 | POWER-ONE | PVI-3600-US (240V) | 3600 | 1 |  |  | 0.96 | Solar Inverter |  | Inside
SRP12205 | POWER-ONE | PVI-5000-OUTD-US (208 V) | 4200 | 1 |  |  | 0.96 | Solar Inverter |  | Inside
SRP12209 | ENPHASE ENERGY | M215-60-2LL-S2X | 215 | 21 |  |  | 0.96 | Solar Inverter |  | OUTDOOR
SRP12234 | POWER-ONE | PVI-5000-OUTD-US (208 V) | 4200 | 1 |  |  | 0.96 | Solar Inverter |  | OUTDOOR
SRP12238 | ENPHASE ENERGY | M200-32-240-S02 | 215 | 19 |  |  | 0.96 | Solar Inverter |  | OUTDOOR
SRP12239 | POWER-ONE | PVI-3.0-OUTD-S-US (208 V) | 3000 | 1 |  |  | 0.96 | Solar Inverter |  | OUTDOOR
SRP12239 | POWER-ONE | PVI-4.2-OUTD-S-US (208 V) | 4200 | 1 |  |  | 0.96 | Solar Inverter |  | OUTDOOR
SRP12240 | SMA AMERICA | SB7000US (240V) | 7000 | 1 |  |  | 0.96 | Solar Inverter |  | OUTDOOR
SRP12243 | POWER-ONE | PVI-5000-OUTD-US (240 V) | 4200 | 1 |  |  | 0.96 | Solar Inverter |  | Inside
SRP12243 | POWER-ONE | PVI-5000-OUTD-US (240 V) | 4200 | 1 |  |  | 0.96 | Solar Inverter |  | Inside
SRP12244 | POWER-ONE | PVI-6000-OUTD-US (240 V) | 6000 | 1 |  |  | 0.96 | Solar Inverter |  | OUTDOOR
SRP12245 | POWER-ONE | PVI-3600-OUTD-US-F (240V) | 3600 | 1 |  |  | 0.96 | Solar Inverter |  | OUTDOOR
SRP12247 | ENPHASE ENERGY | M215-60-2LL-S2X | 215 | 21 |  |  | 0.96 | Solar Inverter |  | OUTDOOR
SRP12249 | ENPHASE ENERGY | M200-32-240-S02 | 215 | 17 |  |  | 0.96 | Solar Inverter |  | OUTDOOR
SRP12250 | POWER-ONE | PVI-6000-OUTD-US (277 V) | 6000 | 1 |  |  | 0.96 | Solar Inverter |  | Inside
SRP12251 | ENPHASE ENERGY | M200-32-240-S02 | 215 | 16 |  |  | 0.96 | Solar Inverter |  | OUTDOOR
SRP12254 | PV POWERED | PVP4800 | 4800 | 1 |  |  | 0.96 | Solar Inverter |  | OUTDOOR
SRP12255 | PV POWERED | PVP4800 | 4800 | 1 |  |  | 0.96 | Solar Inverter |  | INDOOR
SRP12256 | PV POWERED | PVP4800 | 4800 | 1 |  |  | 0.96 | Solar Inverter |  | OUTDOOR
SRP12258 | PV POWERED | PVP4800 | 4800 | 1 |  |  | 0.96 | Solar Inverter |  | INDOOR
SRP12259 | ENPHASE ENERGY | M215-60-2LL-S2X | 215 | 27 |  |  | 0.96 | Solar Inverter |  | OUTDOOR
SRP12260 | PV POWERED | PVP4800 | 4800 | 1 |  |  | 0.96 | Solar Inverter |  | INDOOR
SRP12261 | ENPHASE ENERGY | M215-60-2LL-S2X | 215 | 17 |  |  | 0.96 | Solar Inverter |  | OUTDOOR
SRP12262 | ENPHASE ENERGY | M215-60-2LL-S2X | 215 | 26 |  |  | 0.96 | Solar Inverter |  | OUTDOOR
SRP12263 | PV POWERED | PVP4800 | 4800 | 2 |  |  | 0.96 | Solar Inverter |  | INDOOR
SRP12266 | PV POWERED | PVP4800 | 4800 | 2 |  |  | 0.96 | Solar Inverter |  | INDOOR
SRP12270 | ENPHASE ENERGY | M200-32-240-S02 | 215 | 12 |  |  | 0.96 | Solar Inverter |  | OUTDOOR
SRP12271 | ENPHASE ENERGY | M200-32-240-S02 | 215 | 14 |  |  | 0.96 | Solar Inverter |  | OUTDOOR
SRP12272 | ENPHASE ENERGY | M200-32-208-S01 | 215 | 40 |  |  | 0.96 | Solar Inverter |  | OUTDOOR
SRP12273 | ENPHASE ENERGY | M200-32-208-S01 | 215 | 28 |  |  | 0.96 | Solar Inverter |  | OUTDOOR
SRP12275 | PV POWERED | PVP4800 | 4800 | 1 |  |  | 0.96 | Solar Inverter |  | OUTDOOR
SRP12277 | PV POWERED | PVP4800 | 4800 | 1 |  |  | 0.96 | Solar Inverter |  | OUTDOOR
SRP12281 | ENPHASE ENERGY | M215-60-2LL-S2X | 215 | 22 |  |  | 0.96 | Solar Inverter |  | OUTDOOR
SRP12282 | ENPHASE ENERGY | M215-60-2LL-S2X | 215 | 45 |  |  | 0.96 | Solar Inverter |  | OUTDOOR
SRP12283 | ENPHASE ENERGY | M215-60-2LL-S2X | 215 | 16 |  |  | 0.96 | Solar Inverter |  | OUTDOOR
SRP12283 | ENPHASE ENERGY | M215-60-2LL-S2X | 215 | 60 |  |  | 0.96 | Solar Inverter |  | OUTDOOR
SRP12290 | PV POWERED | PVP4800 | 4800 | 1 |  |  | 0.96 | Solar Inverter |  | OUTDOOR
SRP12292 | ENPHASE ENERGY | M200-32-208-S01 | 215 | 23 |  |  | 0.96 | Solar Inverter |  | OUTDOOR
SRP12293 | ENPHASE ENERGY | M200-32-240-S01 | 215 | 27 |  |  | 0.96 | Solar Inverter |  | OUTDOOR
SRP12294 | SOLECTRIA RENEWABLES | PVI 7500 (240V) | 7500 | 2 |  |  | 0.96 | Solar Inverter |  | OUTDOOR
SRP12298 | ENPHASE ENERGY | M215-60-2LL-S2X | 215 | 6 |  |  | 0.96 | Solar Inverter |  | OUTDOOR
SRP12299 | SMA AMERICA | SB7000US (208V) | 7000 | 8 |  |  | 0.96 | Solar Inverter |  | OUTDOOR
SRP12301 | POWER-ONE | PVI-3600-US (240V) | 4200 | 1 |  |  | 0.96 | Solar Inverter |  | OUTDOOR
SRP12306 | SMA AMERICA | SB7000US (277V) | 7000 | 1 |  |  | 0.96 | Solar Inverter |  | OUTDOOR
SRP12309 | ENPHASE ENERGY | M215-60-2LL-S2X | 215 | 24 |  |  | 0.96 | Solar Inverter |  | OUTDOOR
SRP12310 | ENPHASE ENERGY | M175-24-208-S | 215 | 23 |  |  | 0.96 | Solar Inverter |  | OUTDOOR
SRP12311 | ENPHASE ENERGY | M175-24-208-S | 215 | 24 |  |  | 0.96 | Solar Inverter |  | OUTDOOR
SRP12314 | ENPHASE ENERGY | M200-32-208-S01 | 215 | 20 |  |  | 0.96 | Solar Inverter |  | OUTDOOR
SRP12318 | PV POWERED | PVP4800 | 4800 | 1 |  |  | 0.96 | Solar Inverter |  | Outside
SRP12319 | ENPHASE ENERGY | M200-32-240-S02 | 215 | 52 |  |  | 0.96 | Solar Inverter |  | OUTDOOR
SRP12323 | PV POWERED | PVP4800 | 4800 | 1 |  |  | 0.96 | Solar Inverter |  | INDOOR
SRP12324 | PV POWERED | PVP4800 | 4800 | 1 |  |  | 0.96 | Solar Inverter |  | INDOOR
SRP12329 | ENPHASE ENERGY | M215-60-2LL-S2X-NA | 215 | 20 |  |  | 0.96 | Solar Inverter |  | OUTDOOR
SRP12330 | SMA AMERICA | SB3800U (208V) | 4000 | 1 |  |  | 0.96 | Solar Inverter |  | OUTDOOR
SRP12330 | SMA AMERICA | SB6000US (208V) | 6000 | 1 |  |  | 0.96 | Solar Inverter |  | OUTDOOR
SRP12331 | ENPHASE ENERGY | M215-60-2LL-S2X | 215 | 26 |  |  | 0.96 | Solar Inverter |  | OUTDOOR
SRP12332 | ENPHASE ENERGY | M200-32-240-S02 | 215 | 16 |  |  | 0.96 | Solar Inverter |  | OUTDOOR
SRP12333 | ENPHASE ENERGY | M200-32-208-S02 | 215 | 27 |  |  | 0.96 | Solar Inverter |  | OUTDOOR
SRP12334 | ENPHASE ENERGY | M215-60-2LL-S2X | 215 | 14 |  |  | 0.96 | Solar Inverter |  | Outside
SRP12334 | ENPHASE ENERGY | M215-60-2LL-S2X | 215 | 24 |  |  | 0.96 | Solar Inverter |  | Outside
SRP12335 | ENPHASE ENERGY | M200-32-240-S02 | 215 | 13 |  |  | 0.96 | Solar Inverter |  | OUTDOOR
SRP12337 | ENPHASE ENERGY | M200-32-240-S02 | 215 | 14 |  |  | 0.96 | Solar Inverter |  | OUTDOOR
SRP12338 | SMA AMERICA | SB7000US (208V) | 7000 | 1 |  |  | 0.96 | Solar Inverter |  | OUTDOOR
SRP12339 | POWER-ONE | PVI-3600-OUTD-US-F (240V) | 3600 | 1 |  |  | 0.96 | Solar Inverter |  | OUTDOOR
SRP12341 | POWER-ONE | PVI-5000-OUTD-US (208 V) | 4200 | 1 |  |  | 0.96 | Solar Inverter |  | OUTDOOR
SRP12347 | POWER-ONE | PVI-3.6-OUTD-S-US (240 V) | 3600 | 1 |  |  | 0.96 | Solar Inverter |  | Inside
SRP12348 | SMA AMERICA | SB6000U (208V) | 6000 | 1 |  |  | 0.96 | Solar Inverter |  | INDOOR
SRP12349 | POWER-ONE | PVI-3600-OUTD-US-F (208V) | 3600 | 2 |  |  | 0.96 | Solar Inverter |  | OUTDOOR
SRP12350 | POWER-ONE | PVI-3600-US (208V) | 4200 | 1 |  |  | 0.96 | Solar Inverter |  | Inside
SRP12350 | POWER-ONE | PVI-3600-US (240V) | 4200 | 1 |  |  | 0.96 | Solar Inverter |  | Inside
SRP12351 | ENPHASE ENERGY | M215-60-2LL-S2X | 215 | 30 |  |  | 0.96 | Solar Inverter |  | OUTDOOR
SRP12352 | POWER-ONE | PVI-3.6-OUTD-S-US (208 V) | 3600 | 1 |  |  | 0.96 | Solar Inverter |  | Inside
SRP12356 | ENPHASE ENERGY | M215-60-2LL-S2X | 215 | 19 |  |  | 0.96 | Solar Inverter |  | OUTDOOR
SRP12357 | ENPHASE ENERGY | M200-32-208-S01 | 215 | 24 |  |  | 0.96 | Solar Inverter |  | OUTDOOR
SRP12358 | ENPHASE ENERGY | M215-60-2LL-S2X | 215 | 32 |  |  | 0.96 | Solar Inverter |  | OUTDOOR
SRP12359 | ENPHASE ENERGY | M175-24-240-S02 | 215 | 28 |  |  | 0.96 | Solar Inverter |  | OUTDOOR
SRP12360 | ENPHASE ENERGY | M200-32-208-S01 | 215 | 25 |  |  | 0.96 | Solar Inverter |  | OUTDOOR
SRP12363 | ENPHASE ENERGY | M200-32-208-S01 | 215 | 19 |  |  | 0.96 | Solar Inverter |  | OUTDOOR
SRP12364 | ENPHASE ENERGY | M200-32-208-S01 | 215 | 20 |  |  | 0.96 | Solar Inverter |  | OUTDOOR
SRP12365 | ENPHASE ENERGY | M200-32-208-S01 | 215 | 30 |  |  | 0.96 | Solar Inverter |  | OUTDOOR
SRP12366 | ENPHASE ENERGY | M200-32-208-S01 | 215 | 9 |  |  | 0.96 | Solar Inverter |  | OUTDOOR
SRP12366 | ENPHASE ENERGY | M200-32-208-S01 | 215 | 30 |  |  | 0.96 | Solar Inverter |  | OUTDOOR
SRP12368 | PV POWERED | PVP4800 | 4800 | 2 |  |  | 0.96 | Solar Inverter |  | INDOOR
SRP12370 | ENPHASE ENERGY | M200-32-240-S02 | 215 | 16 |  |  | 0.96 | Solar Inverter |  | OUTDOOR
SRP12370 | ENPHASE ENERGY | M200-32-240-S02 | 215 | 26 |  |  | 0.96 | Solar Inverter |  | OUTDOOR
SRP12371 | ENPHASE ENERGY | M200-32-240-S02 | 215 | 31 |  |  | 0.96 | Solar Inverter |  | OUTDOOR
SRP12373 | ENPHASE ENERGY | M215-60-2LL-S2X | 215 | 23 |  |  | 0.96 | Solar Inverter |  | OUTDOOR
SRP12374 | ENPHASE ENERGY | M200-32-240-S02 | 215 | 14 |  |  | 0.96 | Solar Inverter |  | OUTDOOR
SRP12375 | ENPHASE ENERGY | M200-32-240-S02 | 215 | 15 |  |  | 0.96 | Solar Inverter |  | OUTDOOR
SRP12375 | ENPHASE ENERGY | M200-32-240-S02 | 215 | 25 |  |  | 0.96 | Solar Inverter |  | OUTDOOR
SRP12376 | ENPHASE ENERGY | M200-32-240-S02 | 215 | 16 |  |  | 0.96 | Solar Inverter |  | OUTDOOR
SRP12377 | ENPHASE ENERGY | M200-32-240-S02 | 215 | 18 |  |  | 0.96 | Solar Inverter |  | OUTDOOR
SRP12378 | ENPHASE ENERGY | M215-60-2LL-S2X | 215 | 20 |  |  | 0.96 | Solar Inverter |  | OUTDOOR
SRP12385 | ENPHASE ENERGY | M215-60-2LL-S2X | 215 | 24 |  |  | 0.96 | Solar Inverter |  | Outside
SRP12386 | ENPHASE ENERGY | M200-32-240-S02 | 215 | 18 |  |  | 0.96 | Solar Inverter |  | OUTDOOR
SRP12401 | SMA AMERICA | SB8000TL-US (208V) | 8000 | 1 |  |  | 0.96 | Solar Inverter |  | Inside
SRP12402 | POWER-ONE | PVI-5000-OUTD-US (208 V) | 4200 | 1 |  |  | 0.96 | Solar Inverter |  | Inside
SRP12405 | SMA AMERICA | SB1100U | 2000 | 1 |  |  | 0.96 | Solar Inverter |  | Inside
SRP12405 | SMA AMERICA | SB1100U-SBD | 2000 | 1 |  |  | 0.96 | Solar Inverter |  | Inside
SRP12409 | SMA AMERICA | SB4000US (208V) | 4000 | 1 |  |  | 0.96 | Solar Inverter |  | INDOOR
SRP12410 | PV POWERED | PVP4800 | 4800 | 2 |  |  | 0.96 | Solar Inverter |  | INDOOR
SRP12414 | PV POWERED | PVP4800 | 4800 | 1 |  |  | 0.96 | Solar Inverter |  | OUTDOOR
SRP12416 | SMA AMERICA | SB3000US (208V) | 3000 | 1 |  |  | 0.96 | Solar Inverter |  | Inside
SRP12416 | SMA AMERICA | SB7000US (240V) | 7000 | 1 |  |  | 0.96 | Solar Inverter |  | Inside
SRP12419 | PV POWERED | PVP4800 | 4800 | 1 |  |  | 0.96 | Solar Inverter |  | INDOOR
SRP12420 | PV POWERED | PVP4800 | 4800 | 1 |  |  | 0.96 | Solar Inverter |  | INDOOR
SRP12423 | SMA AMERICA | SB6000U (208V) | 6000 | 2 |  |  | 0.96 | Solar Inverter |  | OUTDOOR
SRP12428 | PV POWERED | PVP4800 | 4800 | 1 |  |  | 0.96 | Solar Inverter |  | INDOOR
SRP12430 | PV POWERED | PVP4800 | 4800 | 1 |  |  | 0.96 | Solar Inverter |  | INDOOR
SRP12431 | PV POWERED | PVP4800 | 4800 | 2 |  |  | 0.96 | Solar Inverter |  | Outside
SRP12433 | ENPHASE ENERGY | M215-60-2LL-S2X | 215 | 32 |  |  | 0.96 | Solar Inverter |  | OUTDOOR
SRP12434 | ENPHASE ENERGY | M215-60-2LL-S2X | 215 | 19 |  |  | 0.96 | Solar Inverter |  | OUTDOOR
SRP12438 | ENPHASE ENERGY | M215-60-2LL-S2X | 215 | 27 |  |  | 0.96 | Solar Inverter |  | INDOOR
SRP12439 | ENPHASE ENERGY | M215-60-2LL-S2X | 215 | 34 |  |  | 0.96 | Solar Inverter |  | OUTDOOR
SRP12440 | ENPHASE ENERGY | M200-32-240-S02 | 215 | 56 |  |  | 0.96 | Solar Inverter |  | INDOOR
SRP12444 | SMA AMERICA | SB4000US (208V) | 4000 | 1 |  |  | 0.96 | Solar Inverter |  | INDOOR
SRP12446 | PV POWERED | PVP4800 | 4800 | 1 |  |  | 0.96 | Solar Inverter |  | Outside
SRP12448 | ENPHASE ENERGY | M200-32-208-S01 | 215 | 24 |  |  | 0.96 | Solar Inverter |  | OUTDOOR
SRP12456 | PV POWERED | PVP4800 | 4800 | 1 |  |  | 0.96 | Solar Inverter |  | INDOOR
SRP12457 | ENPHASE ENERGY | M200-32-240-S02 | 215 | 13 |  |  | 0.96 | Solar Inverter |  | OUTDOOR
SRP12459 | ENPHASE ENERGY | M200-32-240-S02 | 215 | 15 |  |  | 0.96 | Solar Inverter |  | OUTDOOR
SRP12460 | ENPHASE ENERGY | M200-32-240-S02 | 215 | 14 |  |  | 0.96 | Solar Inverter |  | OUTDOOR
SRP12462 | ENPHASE ENERGY | M215-60-2LL-S2X | 215 | 14 |  |  | 0.96 | Solar Inverter |  | OUTDOOR
SRP12463 | ENPHASE ENERGY | M215-60-2LL-S2X | 215 | 42 |  |  | 0.96 | Solar Inverter |  | OUTDOOR
SRP12466 | ENPHASE ENERGY | M175-24-240-S02 | 215 | 17 |  |  | 0.96 | Solar Inverter |  | OUTDOOR
SRP12469 | ENPHASE ENERGY | M200-32-240-S02 | 215 | 28 |  |  | 0.96 | Solar Inverter |  | OUTDOOR
SRP12470 | POWER-ONE | PVI-3000-I-OUTD-US | 4200 | 1 |  |  | 0.96 | Solar Inverter |  | Inside
SRP12470 | POWER-ONE | PVI-3000-I-OUTD-US | 4200 | 1 |  |  | 0.96 | Solar Inverter |  | Inside
SRP12475 | POWER-ONE | PVI-5000-OUTD-US (208 V) | 4200 | 1 |  |  | 0.96 | Solar Inverter |  | Inside
SRP12480 | ENPHASE ENERGY | M200-32-240-S02 | 215 | 29 |  |  | 0.96 | Solar Inverter |  | INDOOR
SRP12481 | ENPHASE ENERGY | M200-32-240-S02 | 215 | 26 |  |  | 0.96 | Solar Inverter |  | INDOOR
SRP12487 | POWER-ONE | PVI-4.2-OUTD-S-US (240 V) | 4200 | 1 |  |  | 0.96 | Solar Inverter |  | OUTDOOR
SRP12495 | SMA AMERICA | SWR2500U-SBD (208V) | 2500 | 1 |  |  | 0.96 | Solar Inverter |  | OUTDOOR
SRP12496 | ENPHASE ENERGY | M200-32-208-S01 | 215 | 6 |  |  | 0.96 | Solar Inverter |  | OUTDOOR
SRP12499 | ENPHASE ENERGY | M215-60-2LL-S2X | 215 | 7 |  |  | 0.96 | Solar Inverter |  | Inside
SRP12499 | ENPHASE ENERGY | M215-60-2LL-S2X | 215 | 10 |  |  | 0.96 | Solar Inverter |  | Inside
SRP12501 | ADVANCED ENERGY INDUSTRIES | 3159000-104 | 75000 | 1 |  |  | 0.96 | Solar Inverter |  | OUTDOOR
SRP12502 | ENPHASE ENERGY | M200-32-208-S01 | 215 | 47 |  |  | 0.96 | Solar Inverter |  | OUTDOOR
SRP12505 | SOLECTRIA RENEWABLES | PVI60KW-208 | 60000 | 7 |  |  | 0.96 | Solar Inverter |  | OUTDOOR
SRP12505 | SOLECTRIA RENEWABLES | PVI82KW-208 | 82000 | 1 |  |  | 0.96 | Solar Inverter |  | OUTDOOR
SRP12506 | ADVANCED ENERGY INDUSTRIES | AE 50TX-480 | 50000 | 2 |  |  | 0.96 | Solar Inverter |  | OUTDOOR
SRP12506 | SOLECTRIA RENEWABLES | PVI10KW-480 | 10000 | 2 |  |  | 0.96 | Solar Inverter |  | Outside
SRP12506 | SOLECTRIA RENEWABLES | PVI15KW-480 | 15000 | 2 |  |  | 0.96 | Solar Inverter |  | Outside
SRP12508 | SOLECTRIA RENEWABLES | PVI95KW-208 | 95000 | 1 |  |  | 0.96 | Solar Inverter |  | OUTDOOR
SRP12514 | PV POWERED | PVP4800 | 4800 | 1 |  |  | 0.96 | Solar Inverter |  | INDOOR
SRP12515 | ENPHASE ENERGY | M200-32-208-S01 | 215 | 15 |  |  | 0.96 | Solar Inverter |  | OUTDOOR
SRP12515 | ENPHASE ENERGY | M200-32-208-S01 | 215 | 17 |  |  | 0.96 | Solar Inverter |  | OUTDOOR
SRP12516 | ENPHASE ENERGY | M200-32-208-S02 | 215 | 30 |  |  | 0.96 | Solar Inverter |  | OUTDOOR
SRP12517 | ENPHASE ENERGY | M200-32-208-S01 | 215 | 13 |  |  | 0.96 | Solar Inverter |  | OUTDOOR
SRP12517 | ENPHASE ENERGY | M200-32-208-S01 | 215 | 16 |  |  | 0.96 | Solar Inverter |  | OUTDOOR
SRP12523 | PV POWERED | PVP4800 | 4800 | 2 |  |  | 0.96 | Solar Inverter |  | Outside
SRP12525 | PV POWERED | PVP4800 | 4800 | 1 |  |  | 0.96 | Solar Inverter |  | INDOOR
SRP12527 | SOLECTRIA RENEWABLES | PVI82KW-480 | 82000 | 1 |  |  | 0.96 | Solar Inverter |  | OUTDOOR
SRP12527 | SOLECTRIA RENEWABLES | PVI82KW-480 | 82000 | 2 |  |  | 0.96 | Solar Inverter |  | OUTDOOR
SRP12527 | SOLECTRIA RENEWABLES | SGI 266-480 | 266000 | 1 |  |  | 0.96 | Solar Inverter |  | OUTDOOR
SRP12529 | ADVANCED ENERGY INDUSTRIES | AE 100TX-480 | 100000 | 2 |  |  | 0.96 | Solar Inverter |  | OUTDOOR
SRP12529 | ADVANCED ENERGY INDUSTRIES | AE 35TX-480 | 35000 | 2 |  |  | 0.96 | Solar Inverter |  | OUTDOOR
SRP12533 | POWER-ONE | PVI-3.6-OUTD-S-US (208 V) | 3600 | 1 |  |  | 0.96 | Solar Inverter |  | Inside
SRP12536 | SMA AMERICA | SB3000US (240V) | 3000 | 1 |  |  | 0.96 | Solar Inverter |  | INDOOR
SRP12536 | SMA AMERICA | SB6000US (277V) | 6000 | 1 |  |  | 0.96 | Solar Inverter |  | INDOOR
SRP12541 | PV POWERED | PVP4800 | 4800 | 1 |  |  | 0.96 | Solar Inverter |  | INDOOR
SRP12542 | SMA AMERICA | SB4000US (240V) | 4000 | 6 |  |  | 0.96 | Solar Inverter |  | OUTDOOR
SRP12543 | POWER-ONE | PVI-3600-OUTD-US-F (208V) | 3600 | 1 |  |  | 0.96 | Solar Inverter |  | INDOOR
SRP12544 | PRINCETON POWER SYSTEMS | GTIB-480-100-XXXX(480VDC MAX) | 100000 | 2 |  |  | 0.96 | Solar Inverter |  | OUTDOOR
SRP12548 | SMA AMERICA | SB7000US (208V) | 7000 | 1 |  |  | 0.96 | Solar Inverter |  | Inside
SRP12551 | ADVANCED ENERGY INDUSTRIES | 3159000-104 | 100000 | 1 |  |  | 0.96 | Solar Inverter |  | OUTDOOR
SRP12558 | ENPHASE ENERGY | M200-32-240-S02 | 215 | 1 |  |  | 0.96 | Solar Inverter |  | OUTDOOR
SRP12558 | ENPHASE ENERGY | M200-32-240-S02 | 215 | 38 |  |  | 0.96 | Solar Inverter |  | OUTDOOR
SRP12559 | ENPHASE ENERGY | M215-60-2LL-S2X | 215 | 22 |  |  | 0.96 | Solar Inverter |  | OUTDOOR
SRP12564 | SMA AMERICA | SB4000US-12 (240V) | 4000 | 1 |  |  | 0.96 | Solar Inverter |  | Outside
SRP12568 | PV POWERED | PVP4800 | 4800 | 1 |  |  | 0.96 | Solar Inverter |  | OUTDOOR
SRP12570 | ENPHASE ENERGY | M200-32-208-S01 | 215 | 28 |  |  | 0.96 | Solar Inverter |  | OUTDOOR
SRP12571 | ENPHASE ENERGY | M200-32-240-S02 | 215 | 105 |  |  | 0.96 | Solar Inverter |  | INDOOR
SRP12573 | ENPHASE ENERGY | M200-32-208-S01 | 215 | 21 |  |  | 0.96 | Solar Inverter |  | OUTDOOR
SRP12574 | ENPHASE ENERGY | M200-32-208-S01 | 215 | 22 |  |  | 0.96 | Solar Inverter |  | OUTDOOR
SRP12575 | SATCON TECHNOLOGY | AE-100-60-PV-A | 215 | 14 |  |  | 0.96 | Solar Inverter |  | INDOOR
SRP12575 | SATCON TECHNOLOGY | AE-100-60-PV-A | 215 | 32 |  |  | 0.96 | Solar Inverter |  | INDOOR
SRP12578 | ENPHASE ENERGY | M215-60-2LL-S2X | 215 | 9 |  |  | 0.96 | Solar Inverter |  | Outside
SRP12578 | ENPHASE ENERGY | M215-60-2LL-S2X | 215 | 13 |  |  | 0.96 | Solar Inverter |  | Outside
SRP12579 | ENPHASE ENERGY | M215-60-2LL-S2X | 215 | 28 |  |  | 0.96 | Solar Inverter |  | OUTDOOR
SRP12580 | ENPHASE ENERGY | M200-32-208-S01 | 215 | 14 |  |  | 0.96 | Solar Inverter |  | OUTDOOR
SRP12582 | SMA AMERICA | SB5000US (208V) | 5000 | 1 |  |  | 0.96 | Solar Inverter |  | INDOOR
SRP12586 | SATCON TECHNOLOGY | AE-100-60-PV-A | 215 | 8 |  |  | 0.96 | Solar Inverter |  | Outside
SRP12586 | SATCON TECHNOLOGY | AE-100-60-PV-A | 215 | 34 |  |  | 0.96 | Solar Inverter |  | Outside
SRP12589 | SMA AMERICA | SB7000US (240V) | 7000 | 1 |  |  | 0.96 | Solar Inverter |  | Inside
SRP12593 | PV POWERED | PVP4800 | 4800 | 1 |  |  | 0.96 | Solar Inverter |  | INDOOR
SRP12593 | PV POWERED | PVP4800 | 4800 | 1 |  |  | 0.96 | Solar Inverter |  | INDOOR
SRP12594 | POWER-ONE | PVI-3000-I-OUTD-US-F (240V) | 3000 | 1 |  |  | 0.96 | Solar Inverter |  | INDOOR
SRP12597 | ENPHASE ENERGY | M200-32-208-S01 | 215 | 18 |  |  | 0.96 | Solar Inverter |  | OUTDOOR
SRP12599 | ENPHASE ENERGY | M215-60-2LL-S2X | 215 | 17 |  |  | 0.96 | Solar Inverter |  | OUTDOOR
SRP12600 | ENPHASE ENERGY | M200-32-208-S01 | 215 | 18 |  |  | 0.96 | Solar Inverter |  | OUTDOOR
SRP12600 | ENPHASE ENERGY | M200-32-208-S01 | 215 | 24 |  |  | 0.96 | Solar Inverter |  | OUTDOOR
SRP12623 | ENPHASE ENERGY | M200-32-208-S01 | 215 | 11 |  |  | 0.96 | Solar Inverter |  | OUTDOOR
SRP12623 | ENPHASE ENERGY | M200-32-208-S01 | 215 | 13 |  |  | 0.96 | Solar Inverter |  | OUTDOOR
SRP12633 | ENPHASE ENERGY | M200-32-208-S01 | 215 | 12 |  |  | 0.96 | Solar Inverter |  | OUTDOOR
SRP12633 | ENPHASE ENERGY | M200-32-208-S01 | 215 | 23 |  |  | 0.96 | Solar Inverter |  | OUTDOOR
SRP12634 | ENPHASE ENERGY | M200-32-208-S01 | 215 | 11 |  |  | 0.96 | Solar Inverter |  | OUTDOOR
SRP12635 | ENPHASE ENERGY | M200-32-208-S01 | 215 | 23 |  |  | 0.96 | Solar Inverter |  | OUTDOOR
SRP12638 | ENPHASE ENERGY | M200-32-208-S01 | 215 | 24 |  |  | 0.96 | Solar Inverter |  | OUTDOOR
SRP12641 | POWER-ONE | PVI-4.2-OUTD-S-US (240 V) | 4200 | 1 |  |  | 0.96 | Solar Inverter |  | Outside
SRP12644 | POWER-ONE | PVI-3.0-OUTD-S-US (240 V) | 3000 | 1 |  |  | 0.96 | Solar Inverter |  | Inside
SRP12644 | POWER-ONE | PVI-3.0-OUTD-S-US (240 V) | 3000 | 1 |  |  | 0.96 | Solar Inverter |  | Inside
SRP12646 | POWER-ONE | PVI-4.2-OUTD-S-US (208 V) | 4200 | 2 |  |  | 0.96 | Solar Inverter |  | Inside
SRP12647 | ENPHASE ENERGY | M215-60-2LL-S2X | 215 | 14 |  |  | 0.96 | Solar Inverter |  | OUTDOOR
SRP12650 | PV POWERED | PVP4800 | 4800 | 2 |  |  | 0.96 | Solar Inverter |  | Inside
SRP12655 | PV POWERED | PVP4800 | 4800 | 2 |  |  | 0.96 | Solar Inverter |  | INDOOR
SRP12658 | ENPHASE ENERGY | M200-32-208-S01 | 215 | 28 |  |  | 0.96 | Solar Inverter |  | OUTDOOR
SRP12659 | ENPHASE ENERGY | M200-32-208-S01 | 215 | 17 |  |  | 0.96 | Solar Inverter |  | OUTDOOR
SRP12660 | ENPHASE ENERGY | M200-32-240-S02 | 215 | 15 |  |  | 0.96 | Solar Inverter |  | OUTDOOR
SRP12662 | ENPHASE ENERGY | M200-32-208-S01 | 215 | 10 |  |  | 0.96 | Solar Inverter |  | OUTDOOR
SRP12663 | ENPHASE ENERGY | M215-60-2LL-S2X | 215 | 6 |  |  | 0.96 | Solar Inverter |  | OUTDOOR
SRP12664 | ENPHASE ENERGY | M200-32-240-S02 | 215 | 24 |  |  | 0.96 | Solar Inverter |  | OUTDOOR
SRP12665 | POWER-ONE | PVI-3600-US (208V) | 4200 | 1 |  |  | 0.96 | Solar Inverter |  | Inside
SRP12666 | ENPHASE ENERGY | M200-32-240-S02 | 215 | 24 |  |  | 0.96 | Solar Inverter |  | OUTDOOR
SRP12669 | POWER-ONE | PVI-3600-OUTD-US-F (208V) | 3600 | 1 |  |  | 0.96 | Solar Inverter |  | Inside
SRP12669 | POWER-ONE | PVI-3600-US (240V) | 4200 | 1 |  |  | 0.96 | Solar Inverter |  | Inside
SRP12671 | ENPHASE ENERGY | M200-32-208-S01 | 215 | 34 |  |  | 0.96 | Solar Inverter |  | OUTDOOR
SRP12677 | SOLECTRIA RENEWABLES | PVI82KW-480 | 82000 | 1 |  |  | 0.96 | Solar Inverter |  | OUTDOOR
SRP12680 | ENPHASE ENERGY | M200-32-240-S02 | 215 | 33 |  |  | 0.96 | Solar Inverter |  | Inside
SRP12682 | ENPHASE ENERGY | M215-60-2LL-S2X | 215 | 33 |  |  | 0.96 | Solar Inverter |  | OUTDOOR
SRP12684 | PV POWERED | PVP4800 | 4800 | 1 |  |  | 0.96 | Solar Inverter |  | OUTDOOR
SRP12686 | ENPHASE ENERGY | M215-60-2LL-S2X | 215 | 16 |  |  | 0.96 | Solar Inverter |  | OUTDOOR
SRP12687 | ENPHASE ENERGY | M215-60-2LL-S2X | 215 | 39 |  |  | 0.96 | Solar Inverter |  | OUTDOOR
SRP12689 | ENPHASE ENERGY | M200-32-208-S01 | 215 | 18 |  |  | 0.96 | Solar Inverter |  | OUTDOOR
SRP12690 | ENPHASE ENERGY | M200-32-208-S01 | 215 | 28 |  |  | 0.96 | Solar Inverter |  | INDOOR
SRP12691 | ENPHASE ENERGY | M215-60-2LL-S2X | 215 | 60 |  |  | 0.96 | Solar Inverter |  | OUTDOOR
SRP12694 | ENPHASE ENERGY | M200-32-208-S01 | 215 | 41 |  |  | 0.96 | Solar Inverter |  | OUTDOOR
SRP12733 | SUNPOWER CORP (ORIGINAL MFRSMA) | SPR-5000M (277V) | 5000 | 1 |  |  | 0.96 | Solar Inverter |  | Outside
SRP12735 | SMA AMERICA | SB7000US (208V) | 7000 | 1 |  |  | 0.96 | Solar Inverter |  | OUTDOOR
SRP12801 | FRONIUS USA |  | 6500 | 1 |  |  | 0.96 | Solar Inverter |  | Outside
SRP12816 | FRONIUS USA |  | 10000 | 1 |  |  | 0.96 | Solar Inverter |  | INDOOR
SRP12847 | ENPHASE ENERGY | M200-32-208-S01 | 215 | 46 |  |  | 0.96 | Solar Inverter |  | Outside
SRP12855 | ENPHASE ENERGY | M200-32-208-S01 | 215 | 9 |  |  | 0.96 | Solar Inverter |  | Outside
SRP12855 | ENPHASE ENERGY | M200-32-208-S01 | 215 | 32 |  |  | 0.96 | Solar Inverter |  | Outside
SRP12863 | POWER-ONE | PVI-3600-OUTD-US-F (208V) | 3600 | 1 |  |  | 0.96 | Solar Inverter |  | OUTDOOR
SRP12912 | ENPHASE ENERGY | M175-24-208-S01 | 215 | 42 |  |  | 0.96 | Solar Inverter |  | OUTDOOR
SRP12914 | ENPHASE ENERGY | M215-60-2LL-S2X | 215 | 36 |  |  | 0.96 | Solar Inverter |  | OUTDOOR
SRP12918 | SMA AMERICA | SB1100U | 2000 | 1 |  |  | 0.96 | Solar Inverter |  | INDOOR
SRP12918 | SMA AMERICA | SB1100U-SBD | 2500 | 1 |  |  | 0.96 | Solar Inverter |  | INDOOR
SRP12919 | ENPHASE ENERGY | M200-32-208-S01 | 215 | 22 |  |  | 0.96 | Solar Inverter |  | INDOOR
SRP12922 | ENPHASE ENERGY | M200-32-208-S01 | 215 | 50 |  |  | 0.96 | Solar Inverter |  | OUTDOOR
SRP12923 | ENPHASE ENERGY | M215-60-2LL-S2X | 215 | 37 |  |  | 0.96 | Solar Inverter |  | INDOOR
SRP12924 | ENPHASE ENERGY | M200-32-208-S01 | 215 | 13 |  |  | 0.96 | Solar Inverter |  | INDOOR
SRP12924 | ENPHASE ENERGY | M200-32-208-S01 | 215 | 23 |  |  | 0.96 | Solar Inverter |  | INDOOR
SRP12928 | ENPHASE ENERGY | M215-60-2LL-S2X | 215 | 45 |  |  | 0.96 | Solar Inverter |  | Inside
SRP12930 | ENPHASE ENERGY | M175-24-208-S | 215 | 32 |  |  | 0.96 | Solar Inverter |  | Inside
SRP12931 | ENPHASE ENERGY | M175-24-208-S01 | 215 | 38 |  |  | 0.96 | Solar Inverter |  | INDOOR
SRP12933 | SMA AMERICA | SB3000US (240V) | 3000 | 1 |  |  | 0.96 | Solar Inverter |  | Inside
SRP12933 | SMA AMERICA | SB6000TL-US-12 (208V) | 6000 | 1 |  |  | 0.96 | Solar Inverter |  | Inside
SRP12934 | POWER-ONE | PVI-3000-I-OUTD-US-F (240V) | 3000 | 1 |  |  | 0.96 | Solar Inverter |  | Inside
SRP12934 | POWER-ONE | PVI-5000-OUTD-US (208 V) | 4200 | 1 |  |  | 0.96 | Solar Inverter |  | Inside
SRP12939 | ENPHASE ENERGY | M175-24-208-S | 215 | 31 |  |  | 0.96 | Solar Inverter |  | OUTDOOR
SRP12943 | ENPHASE ENERGY | M175-24-208-S | 215 | 30 |  |  | 0.96 | Solar Inverter |  | OUTDOOR
SRP12944 | ENPHASE ENERGY | M215-60-2LL-S2X | 215 | 35 |  |  | 0.96 | Solar Inverter |  | OUTDOOR
SRP12945 | ENPHASE ENERGY | M215-60-2LL-S2X | 215 | 29 |  |  | 0.96 | Solar Inverter |  | OUTDOOR
SRP12963 | POWER-ONE | PVI-5000-OUTD-US (208 V) | 5000 | 1 |  |  | 0.96 | Solar Inverter |  | OUTDOOR
SRP12965 | ENPHASE ENERGY | M215-60-2LL-S2X | 215 | 15 |  |  | 0.96 | Solar Inverter |  | OUTDOOR
SRP12971 | ENPHASE ENERGY | M175-24-208-S | 215 | 22 |  |  | 0.96 | Solar Inverter |  | OUTDOOR
SRP12973 | ENPHASE ENERGY | M200-32-208-S01 | 215 | 15 |  |  | 0.96 | Solar Inverter |  | OUTDOOR
SRP12973 | ENPHASE ENERGY | M200-32-208-S02 | 215 | 7 |  |  | 0.96 | Solar Inverter |  | OUTDOOR
SRP12974 | PV POWERED | PVP4800 | 4800 | 1 |  |  | 0.96 | Solar Inverter |  | INDOOR
SRP12974 | PV POWERED | PVP4800 | 4800 | 1 |  |  | 0.96 | Solar Inverter |  | INDOOR
SRP12975 | ENPHASE ENERGY | M200-32-208-S01 | 215 | 11 |  |  | 0.96 | Solar Inverter |  | OUTDOOR
SRP12975 | ENPHASE ENERGY | M200-32-208-S01 | 215 | 14 |  |  | 0.96 | Solar Inverter |  | OUTDOOR
SRP12975 | ENPHASE ENERGY | M200-32-208-S01 | 215 | 17 |  |  | 0.96 | Solar Inverter |  | OUTDOOR
SRP12976 | PV POWERED | PVP4800 | 4800 | 1 |  |  | 0.96 | Solar Inverter |  | INDOOR
SRP12976 | PV POWERED | PVP4800 | 4800 | 1 |  |  | 0.96 | Solar Inverter |  | INDOOR
SRP12978 | ENPHASE ENERGY | M175-24-208-S01 | 215 | 44 |  |  | 0.96 | Solar Inverter |  | OUTDOOR
SRP12980 | ENPHASE ENERGY | M200-32-208-S01 | 215 | 18 |  |  | 0.96 | Solar Inverter |  | OUTDOOR
SRP12981 | ENPHASE ENERGY | M175-24-208-S | 215 | 27 |  |  | 0.96 | Solar Inverter |  | OUTDOOR
SRP12982 | ENPHASE ENERGY | M175-24-208-S | 215 | 25 |  |  | 0.96 | Solar Inverter |  | OUTDOOR
SRP12985 | ENPHASE ENERGY | M175-24-208-S | 215 | 60 |  |  | 0.96 | Solar Inverter |  | OUTDOOR
SRP12987 | ENPHASE ENERGY | M175-24-208-S | 215 | 16 |  |  | 0.96 | Solar Inverter |  | OUTDOOR
SRP12987 | ENPHASE ENERGY | M175-24-208-S | 215 | 34 |  |  | 0.96 | Solar Inverter |  | OUTDOOR
SRP12990 | ENPHASE ENERGY | M175-24-208-S | 215 | 12 |  |  | 0.96 | Solar Inverter |  | OUTDOOR
SRP12990 | ENPHASE ENERGY | M175-24-208-S | 215 | 15 |  |  | 0.96 | Solar Inverter |  | OUTDOOR
SRP12993 | ENPHASE ENERGY | M215-60-2LL-S2X | 215 | 6 |  |  | 0.96 | Solar Inverter |  | OUTDOOR
SRP12993 | ENPHASE ENERGY | M215-60-2LL-S2X | 215 | 13 |  |  | 0.96 | Solar Inverter |  | OUTDOOR
SRP12994 | ENPHASE ENERGY | M215-60-2LL-S2X | 215 | 16 |  |  | 0.96 | Solar Inverter |  | OUTDOOR
SRP12995 | ENPHASE ENERGY | M175-24-208-S | 215 | 12 |  |  | 0.96 | Solar Inverter |  | OUTDOOR
SRP12995 | ENPHASE ENERGY | M175-24-208-S | 215 | 28 |  |  | 0.96 | Solar Inverter |  | OUTDOOR
SRP12997 | ENPHASE ENERGY | M215-60-2LL-S2X | 215 | 26 |  |  | 0.96 | Solar Inverter |  | OUTDOOR
SRP12999 | SMA AMERICA | SB4000US (240V) | 4000 | 1 |  |  | 0.96 | Solar Inverter |  | Outside
SRP13006 | FRONIUS USA |  | 7500 | 1 |  |  | 0.96 | Solar Inverter |  | INDOOR
SRP13010 | ENPHASE ENERGY | M200-32-208-S01 | 215 | 44 |  |  | 0.96 | Solar Inverter |  | OUTDOOR
SRP13014 | ENPHASE ENERGY | M200-32-208-S01 | 215 | 49 |  |  | 0.96 | Solar Inverter |  | OUTDOOR
SRP13016 | ENPHASE ENERGY | M200-32-208-S01 | 215 | 9 |  |  | 0.96 | Solar Inverter |  | OUTDOOR
SRP13017 | ENPHASE ENERGY | M200-32-208-S01 | 215 | 3 |  |  | 0.96 | Solar Inverter |  | OUTDOOR
SRP13017 | ENPHASE ENERGY | M200-32-208-S01 | 215 | 7 |  |  | 0.96 | Solar Inverter |  | OUTDOOR
SRP13017 | ENPHASE ENERGY | M200-32-208-S01 | 215 | 17 |  |  | 0.96 | Solar Inverter |  | OUTDOOR
SRP13018 | ENPHASE ENERGY | M175-24-208-S | 215 | 18 |  |  | 0.96 | Solar Inverter |  | OUTDOOR
SRP13021 | SATCON TECHNOLOGY | AE-225-60-PV-D | 215 | 14 |  |  | 0.96 | Solar Inverter |  | INDOOR
SRP13021 | SATCON TECHNOLOGY | AE-225-60-PV-D | 215 | 24 |  |  | 0.96 | Solar Inverter |  | INDOOR
SRP13023 | ENPHASE ENERGY | M215-60-2LL-S2X | 215 | 10 |  |  | 0.96 | Solar Inverter |  | OUTDOOR
SRP13023 | ENPHASE ENERGY | M215-60-2LL-S2X | 215 | 10 |  |  | 0.96 | Solar Inverter |  | OUTDOOR
SRP13025 | ENPHASE ENERGY | M215-60-2LL-S2X | 215 | 17 |  |  | 0.96 | Solar Inverter |  | OUTDOOR
SRP13029 | ENPHASE ENERGY | M215-60-2LL-S2X | 215 | 21 |  |  | 0.96 | Solar Inverter |  | OUTDOOR
SRP13030 | ENPHASE ENERGY | M200-32-208-S01 | 215 | 46 |  |  | 0.96 | Solar Inverter |  | OUTDOOR
SRP13035 | PV POWERED | PVP4800 | 4800 | 1 |  |  | 0.96 | Solar Inverter |  | INDOOR
SRP13036 | PV POWERED | PVP4800 | 4800 | 1 |  |  | 0.96 | Solar Inverter |  | INDOOR
SRP13039 | PV POWERED | PVP4800 | 4800 | 1 |  |  | 0.96 | Solar Inverter |  | INDOOR
SRP13039 | PV POWERED | PVP4800 | 4800 | 1 |  |  | 0.96 | Solar Inverter |  | INDOOR
SRP13040 | PV POWERED | PVP4800 | 4800 | 2 |  |  | 0.96 | Solar Inverter |  | OUTDOOR
SRP13042 | ENPHASE ENERGY | M200-32-208-S01 | 215 | 43 |  |  | 0.96 | Solar Inverter |  | OUTDOOR
SRP13043 | PV POWERED | PVP4800 | 4800 | 1 |  |  | 0.96 | Solar Inverter |  | OUTDOOR
SRP13043 | PV POWERED | PVP4800 | 4800 | 1 |  |  | 0.96 | Solar Inverter |  | OUTDOOR
SRP13045 | ENPHASE ENERGY | M200-32-208-S01 | 215 | 11 |  |  | 0.96 | Solar Inverter |  | OUTDOOR
SRP13047 | PV POWERED | PVP4800 | 4800 | 1 |  |  | 0.96 | Solar Inverter |  | INDOOR
SRP13048 | PV POWERED | PVP4800 | 4800 | 1 |  |  | 0.96 | Solar Inverter |  | INDOOR
SRP13053 | PV POWERED | PVP4800 | 4800 | 1 |  |  | 0.96 | Solar Inverter |  | Outside
SRP13055 | ENPHASE ENERGY | M215-60-2LL-S2X | 215 | 17 |  |  | 0.96 | Solar Inverter |  | OUTDOOR
SRP13057 | ENPHASE ENERGY | M175-24-208-S | 215 | 38 |  |  | 0.96 | Solar Inverter |  | Inside
SRP13058 | SMA AMERICA | SB4000US (208V) | 4000 | 1 |  |  | 0.96 | Solar Inverter |  | OUTDOOR
SRP13058 | SMA AMERICA | SB6000U (208V) | 6000 | 1 |  |  | 0.96 | Solar Inverter |  | OUTDOOR
SRP13064 | ENPHASE ENERGY | M175-24-208-S | 215 | 8 |  |  | 0.96 | Solar Inverter |  | OUTDOOR
SRP13064 | ENPHASE ENERGY | M175-24-208-S | 215 | 27 |  |  | 0.96 | Solar Inverter |  | OUTDOOR
SRP13065 | ENPHASE ENERGY | M200-32-208-S01 | 215 | 40 |  |  | 0.96 | Solar Inverter |  | OUTDOOR
SRP13066 | ENPHASE ENERGY | M215-60-2LL-S2X | 215 | 17 |  |  | 0.96 | Solar Inverter |  | OUTDOOR
SRP13068 | ENPHASE ENERGY | M200-32-208-S01 | 215 | 8 |  |  | 0.96 | Solar Inverter |  | OUTDOOR
SRP13069 | ENPHASE ENERGY | M200-32-208-S01 | 215 | 7 |  |  | 0.96 | Solar Inverter |  | OUTDOOR
SRP13069 | ENPHASE ENERGY | M200-32-208-S01 | 215 | 11 |  |  | 0.96 | Solar Inverter |  | OUTDOOR
SRP13071 | ENPHASE ENERGY | M215-60-2LL-S2X | 215 | 17 |  |  | 0.96 | Solar Inverter |  | OUTDOOR
SRP13073 | ENPHASE ENERGY | M175-24-208-S | 215 | 38 |  |  | 0.96 | Solar Inverter |  | OUTDOOR
SRP13075 | ENPHASE ENERGY | M175-24-208-S01 | 215 | 28 |  |  | 0.96 | Solar Inverter |  | OUTDOOR
SRP13077 | ENPHASE ENERGY | M175-24-208-S | 215 | 8 |  |  | 0.96 | Solar Inverter |  | OUTDOOR
SRP13077 | ENPHASE ENERGY | M175-24-208-S | 215 | 13 |  |  | 0.96 | Solar Inverter |  | OUTDOOR
SRP13078 | ENPHASE ENERGY | M175-24-208-S | 215 | 21 |  |  | 0.96 | Solar Inverter |  | OUTDOOR
SRP13079 | ENPHASE ENERGY | M175-24-208-S | 215 | 20 |  |  | 0.96 | Solar Inverter |  | OUTDOOR
SRP13081 | PV POWERED | PVP4800 | 4800 | 1 |  |  | 0.96 | Solar Inverter |  | INDOOR
SRP13083 | ENPHASE ENERGY | M175-24-208-S | 215 | 34 |  |  | 0.96 | Solar Inverter |  | OUTDOOR
SRP13084 | ENPHASE ENERGY | M175-24-208-S | 215 | 24 |  |  | 0.96 | Solar Inverter |  | OUTDOOR
SRP13088 | ENPHASE ENERGY | M215-60-2LL-S2X | 215 | 44 |  |  | 0.96 | Solar Inverter |  | OUTDOOR
SRP13089 | ENPHASE ENERGY | M215-60-2LL-S2X | 215 | 22 |  |  | 0.96 | Solar Inverter |  | OUTDOOR
SRP13090 | ENPHASE ENERGY | M175-24-208-S | 215 | 20 |  |  | 0.96 | Solar Inverter |  | OUTDOOR
SRP13097 | SMA AMERICA | SB5000US (240V) | 5000 | 1 |  |  | 0.96 | Solar Inverter |  | INDOOR
SRP13105 | ENPHASE ENERGY | M175-24-208-S | 215 | 32 |  |  | 0.96 | Solar Inverter |  | OUTDOOR
SRP13106 | ENPHASE ENERGY | M215-60-2LL-S2X | 215 | 33 |  |  | 0.96 | Solar Inverter |  | OUTDOOR
SRP13112 | PV POWERED | PVP4800 | 4800 | 1 |  |  | 0.96 | Solar Inverter |  | INDOOR
SRP13117 | SMA AMERICA | SB7000US (240V) | 7000 | 1 |  |  | 0.96 | Solar Inverter |  | Outside
SRP13121 | ENPHASE ENERGY | M175-24-208-S | 215 | 30 |  |  | 0.96 | Solar Inverter |  | OUTDOOR
SRP13128 | POWER-ONE | PVI-3000-I-OUTD-US | 3000 | 1 |  |  | 0.96 | Solar Inverter |  | Inside
SRP13128 | POWER-ONE | PVI-3600-OUTD-US-F (240V) | 3600 | 1 |  |  | 0.96 | Solar Inverter |  | Inside
SRP13130 | ENPHASE ENERGY | M175-24-208-S | 215 | 10 |  |  | 0.96 | Solar Inverter |  | OUTDOOR
SRP13130 | ENPHASE ENERGY | M175-24-208-S | 215 | 11 |  |  | 0.96 | Solar Inverter |  | OUTDOOR
SRP13132 | ENPHASE ENERGY | M175-24-208-S | 215 | 16 |  |  | 0.96 | Solar Inverter |  | OUTDOOR
SRP13135 | PV POWERED | PVP4800 | 4800 | 1 |  |  | 0.96 | Solar Inverter |  | OUTDOOR
SRP13136 | SMA AMERICA | SB4000US (208V) | 4000 | 1 |  |  | 0.96 | Solar Inverter |  | OUTDOOR
SRP13139 | ENPHASE ENERGY | M175-24-208-S | 215 | 12 |  |  | 0.96 | Solar Inverter |  | OUTDOOR
SRP13139 | ENPHASE ENERGY | M175-24-208-S | 215 | 42 |  |  | 0.96 | Solar Inverter |  | OUTDOOR
SRP13145 | ENPHASE ENERGY | M215-60-2LL-S2X-NA | 215 | 17 |  |  | 0.96 | Solar Inverter |  | OUTDOOR
SRP13147 | ENPHASE ENERGY | M175-24-208-S | 215 | 21 |  |  | 0.96 | Solar Inverter |  | OUTDOOR
SRP13153 | ENPHASE ENERGY | M215-60-2LL-S2X | 215 | 6 |  |  | 0.96 | Solar Inverter |  | Outside
SRP13153 | ENPHASE ENERGY | M215-60-2LL-S2X | 215 | 17 |  |  | 0.96 | Solar Inverter |  | Outside
SRP13154 | ENPHASE ENERGY | M175-24-208-S | 215 | 28 |  |  | 0.96 | Solar Inverter |  | OUTDOOR
SRP13155 | ENPHASE ENERGY | M175-24-208-S | 215 | 20 |  |  | 0.96 | Solar Inverter |  | OUTDOOR
SRP13157 | ENPHASE ENERGY | M175-24-208-S | 215 | 25 |  |  | 0.96 | Solar Inverter |  | OUTDOOR
SRP13158 | ENPHASE ENERGY | M175-24-208-S | 215 | 25 |  |  | 0.96 | Solar Inverter |  | OUTDOOR
SRP13159 | ENPHASE ENERGY | M175-24-208-S | 215 | 18 |  |  | 0.96 | Solar Inverter |  | OUTDOOR
SRP13161 | ENPHASE ENERGY | M215-60-2LL-S2X | 215 | 10 |  |  | 0.96 | Solar Inverter |  | OUTDOOR
SRP13161 | ENPHASE ENERGY | M215-60-2LL-S2X | 215 | 28 |  |  | 0.96 | Solar Inverter |  | OUTDOOR
SRP13162 | ENPHASE ENERGY | M175-24-208-S | 215 | 25 |  |  | 0.96 | Solar Inverter |  | OUTDOOR
SRP13163 | ENPHASE ENERGY | M215-60-2LL-S2X | 215 | 20 |  |  | 0.96 | Solar Inverter |  | OUTDOOR
SRP13164 | ENPHASE ENERGY | M215-60-2LL-S2X | 215 | 30 |  |  | 0.96 | Solar Inverter |  | OUTDOOR
SRP13166 | ENPHASE ENERGY | M215-60-2LL-S2X | 215 | 12 |  |  | 0.96 | Solar Inverter |  | OUTDOOR
SRP13170 | ENPHASE ENERGY | M215-60-2LL-S2X | 215 | 1 |  |  | 0.96 | Solar Inverter |  | OUTDOOR
SRP13170 | ENPHASE ENERGY | M215-60-2LL-S2X | 215 | 35 |  |  | 0.96 | Solar Inverter |  | OUTDOOR
SRP13171 | SMA AMERICA | SB4000US (240V) | 4000 | 1 |  |  | 0.96 | Solar Inverter |  | OUTDOOR
SRP13173 | ENPHASE ENERGY | M175-24-208-S | 215 | 24 |  |  | 0.96 | Solar Inverter |  | Inside
SRP13174 | ENPHASE ENERGY | M215-60-2LL-S2X | 215 | 33 |  |  | 0.96 | Solar Inverter |  | Inside
SRP13175 | ENPHASE ENERGY | M200-32-240-S02 | 215 | 42 |  |  | 0.96 | Solar Inverter |  | Inside
SRP13178 | SMA AMERICA | SB3000US (208V) | 3000 | 1 |  |  | 0.96 | Solar Inverter |  | OUTDOOR
SRP13179 | ENPHASE ENERGY | M200-32-240-S02 | 215 | 35 |  |  | 0.96 | Solar Inverter |  | Inside
SRP13181 | SMA AMERICA | SB3000US (208V) | 2500 | 1 |  |  | 0.96 | Solar Inverter |  | INDOOR
SRP13181 | SMA AMERICA | SB3000US (208V) | 3000 | 1 |  |  | 0.96 | Solar Inverter |  | INDOOR
SRP13182 | ENPHASE ENERGY | M175-24-208-S | 215 | 38 |  |  | 0.96 | Solar Inverter |  | Inside
SRP13183 | ENPHASE ENERGY | M215-60-2LL-S2X | 215 | 23 |  |  | 0.96 | Solar Inverter |  | OUTDOOR
SRP13185 | SMA AMERICA | SB7000US (240V) | 8000 | 1 |  |  | 0.96 | Solar Inverter |  | INDOOR
SRP13189 | ENPHASE ENERGY | M200-32-240-S02 | 215 | 40 |  |  | 0.96 | Solar Inverter |  | Inside
SRP13192 | ENPHASE ENERGY | M215-60-2LL-S2X | 215 | 33 |  |  | 0.96 | Solar Inverter |  | Inside
SRP13193 | SMA AMERICA | SB1100U-SBD | 2500 | 1 |  |  | 0.96 | Solar Inverter |  | Inside
SRP13198 | SMA AMERICA | SB7000US (277V) | 8000 | 1 |  |  | 0.96 | Solar Inverter |  | INDOOR
SRP13210 | ENPHASE ENERGY | M190-72-240-SXX (-NA) | 190 | 6 |  |  | 0.96 | Solar Inverter |  | OUTDOOR
SRP13220 | POWER-ONE | PVI-4.2-OUTD-S-US (240 V) | 4200 | 1 |  |  | 0.96 | Solar Inverter |  | OUTDOOR
SRP13221 | ENPHASE ENERGY | M175-24-208-S | 215 | 22 |  |  | 0.96 | Solar Inverter |  | OUTDOOR
SRP13222 | SMA AMERICA | SB7000US (277V) | 8000 | 1 |  |  | 0.96 | Solar Inverter |  | INDOOR
SRP13226 | MOTECH INDUSTRIES | PVMATE 3900U (208V) | 3840 | 1 |  |  | 0.96 | Solar Inverter |  | Outside
SRP13228 | MOTECH INDUSTRIES | PVMATE 2900U (208V) | 3840 | 1 |  |  | 0.96 | Solar Inverter |  | Outside
SRP13239 | ENPHASE ENERGY | M175-24-208-S | 210 | 46 |  |  | 0.96 | Solar Inverter |  | OUTDOOR
SRP13256 | POWER-ONE | PVI-3000-I-OUTD-US | 3000 | 1 |  |  | 0.96 | Solar Inverter |  | Inside
SRP13256 | POWER-ONE | PVI-3000-I-OUTD-US | 4200 | 1 |  |  | 0.96 | Solar Inverter |  | Inside
SRP13260 | ENPHASE ENERGY | M175-24-208-S | 215 | 16 |  |  | 0.96 | Solar Inverter |  | OUTDOOR
SRP13261 | PV POWERED | PVP4800 | 4800 | 1 |  |  | 0.96 | Solar Inverter |  | INDOOR
SRP13262 | SMA AMERICA | SB5000US (277V) | 5000 | 1 |  |  | 0.96 | Solar Inverter |  | INDOOR
SRP13263 | PV POWERED | PVP4800 | 4800 | 2 |  |  | 0.96 | Solar Inverter |  | OUTDOOR
SRP13265 | PV POWERED | PVP4800 | 4800 | 1 |  |  | 0.96 | Solar Inverter |  | Outside
SRP13266 | ENPHASE ENERGY | M215-60-2LL-S2X | 215 | 17 |  |  | 0.96 | Solar Inverter |  | OUTDOOR
SRP13267 | ENPHASE ENERGY | M175-24-208-S | 215 | 12 |  |  | 0.96 | Solar Inverter |  | OUTDOOR
SRP13269 | ENPHASE ENERGY | M175-24-208-S | 215 | 16 |  |  | 0.96 | Solar Inverter |  | OUTDOOR
SRP13269 | ENPHASE ENERGY | M175-24-208-S | 215 | 16 |  |  | 0.96 | Solar Inverter |  | OUTDOOR
SRP13271 | ENPHASE ENERGY | M175-24-208-S | 215 | 14 |  |  | 0.96 | Solar Inverter |  | OUTDOOR
SRP13271 | ENPHASE ENERGY | M175-24-208-S | 215 | 15 |  |  | 0.96 | Solar Inverter |  | OUTDOOR
SRP13273 | ENPHASE ENERGY | M175-24-208-S | 215 | 8 |  |  | 0.96 | Solar Inverter |  | OUTDOOR
SRP13273 | ENPHASE ENERGY | M175-24-208-S | 215 | 10 |  |  | 0.96 | Solar Inverter |  | OUTDOOR
SRP13275 | ENPHASE ENERGY | M215-60-2LL-S2X | 215 | 17 |  |  | 0.96 | Solar Inverter |  | OUTDOOR
SRP13276 | ENPHASE ENERGY | M175-24-208-S | 215 | 15 |  |  | 0.96 | Solar Inverter |  | OUTDOOR
SRP13276 | ENPHASE ENERGY | M175-24-208-S | 215 | 17 |  |  | 0.96 | Solar Inverter |  | OUTDOOR
SRP13279 | PV POWERED | PVP4800 | 4800 | 1 |  |  | 0.96 | Solar Inverter |  | INDOOR
SRP13281 | PV POWERED | PVP4800 | 4800 | 1 |  |  | 0.96 | Solar Inverter |  | OUTDOOR
SRP13282 | ENPHASE ENERGY | M175-24-208-S | 215 | 27 |  |  | 0.96 | Solar Inverter |  | OUTDOOR
SRP13283 | ENPHASE ENERGY | M215-60-2LL-S2X | 215 | 30 |  |  | 0.96 | Solar Inverter |  | OUTDOOR
SRP13284 | ENPHASE ENERGY | M175-24-208-S | 215 | 10 |  |  | 0.96 | Solar Inverter |  | OUTDOOR
SRP13284 | ENPHASE ENERGY | M175-24-208-S | 215 | 15 |  |  | 0.96 | Solar Inverter |  | OUTDOOR
SRP13287 | ENPHASE ENERGY | M215-60-2LL-S2X | 215 | 29 |  |  | 0.96 | Solar Inverter |  | OUTDOOR
SRP13290 | PV POWERED | PVP100KW-208 | 100000 | 1 |  |  | 0.96 | Solar Inverter |  | OUTDOOR
SRP13293 | ENPHASE ENERGY | M200-32-240-S02 | 215 | 78 |  |  | 0.96 | Solar Inverter |  | Inside
SRP13307 | POWER-ONE | PVI-3.6-OUTD-S-US (240 V) | 3600 | 3 |  |  | 0.96 | Solar Inverter |  | Inside
SRP13316 | ENPHASE ENERGY | M215-60-2LL-S2X | 215 | 47 |  |  | 0.96 | Solar Inverter |  | OUTDOOR
SRP13317 | ENPHASE ENERGY | M215-60-2LL-S2X | 215 | 37 |  |  | 0.96 | Solar Inverter |  | OUTDOOR
SRP13325 | ENPHASE ENERGY | M215-60-2LL-S2X | 215 | 21 |  |  | 0.96 | Solar Inverter |  | OUTDOOR
SRP13326 | ENPHASE ENERGY | M175-24-208-S | 215 | 6 |  |  | 0.96 | Solar Inverter |  | INDOOR
SRP13326 | ENPHASE ENERGY | M175-24-208-S | 215 | 24 |  |  | 0.96 | Solar Inverter |  | INDOOR
SRP13329 | PV POWERED | PVP4800 | 4800 | 1 |  |  | 0.96 | Solar Inverter |  | INDOOR
SRP13331 | PV POWERED | PVP4800 | 4800 | 1 |  |  | 0.96 | Solar Inverter |  | OUTDOOR
SRP13337 | SMA AMERICA | SB5000US | 5000 | 1 |  |  | 0.96 | Solar Inverter |  | OUTDOOR
SRP13338 | ENPHASE ENERGY | M175-24-208-S | 215 | 4 |  |  | 0.96 | Solar Inverter |  | OUTDOOR
SRP13338 | ENPHASE ENERGY | M175-24-208-S | 215 | 10 |  |  | 0.96 | Solar Inverter |  | OUTDOOR
SRP13338 | ENPHASE ENERGY | M175-24-208-S | 215 | 11 |  |  | 0.96 | Solar Inverter |  | OUTDOOR
SRP13341 | POWER-ONE | PVI-4.2-OUTD-S-US (208 V) | 4200 | 1 |  |  | 0.96 | Solar Inverter |  | INDOOR
SRP13345 | ENPHASE ENERGY | M175-24-208-S | 215 | 12 |  |  | 0.96 | Solar Inverter |  | OUTDOOR
SRP13345 | ENPHASE ENERGY | M175-24-208-S | 215 | 38 |  |  | 0.96 | Solar Inverter |  | OUTDOOR
SRP13350 | SMA AMERICA | SB3800U (240V) | 3800 | 1 |  |  | 0.96 | Solar Inverter |  | OUTDOOR
SRP13352 | POWER-ONE | PVI-3.6-OUTD-S-US (240 V) | 3600 | 1 |  |  | 0.96 | Solar Inverter |  | OUTDOOR
SRP13352 | POWER-ONE | PVI-4.2-OUTD-S-US (240 V) | 4200 | 1 |  |  | 0.96 | Solar Inverter |  | OUTDOOR
SRP13353 | SMA AMERICA | SB7000US (240V) | 7000 | 1 |  |  | 0.96 | Solar Inverter |  | Inside
SRP13356 | PV POWERED | PVP4800 | 4800 | 1 |  |  | 0.96 | Solar Inverter |  | OUTDOOR
SRP13357 | SMA AMERICA | SB7000US-12 (240V) | 7000 | 1 |  |  | 0.96 | Solar Inverter |  | Inside
SRP13362 | PV POWERED | PVP4800 | 4800 | 1 |  |  | 0.96 | Solar Inverter |  | OUTDOOR
SRP13363 | PV POWERED | PVP4800 | 4800 | 2 |  |  | 0.96 | Solar Inverter |  | OUTDOOR
SRP13364 | PV POWERED | PVP4800 | 4800 | 1 |  |  | 0.96 | Solar Inverter |  | INDOOR
SRP13366 | ENPHASE ENERGY | M175-24-208-S | 215 | 54 |  |  | 0.96 | Solar Inverter |  | OUTDOOR
SRP13370 | PV POWERED | PVP4800 | 4800 | 1 |  |  | 0.96 | Solar Inverter |  | INDOOR
SRP13371 | SMA AMERICA | SB3000US (208V) | 3000 | 1 |  |  | 0.96 | Solar Inverter |  | INDOOR
SRP13371 | SMA AMERICA | SB3000US (208V) | 3000 | 1 |  |  | 0.96 | Solar Inverter |  | INDOOR
SRP13372 | SMA AMERICA | SB5000US (240V) | 5000 | 1 |  |  | 0.96 | Solar Inverter |  | INDOOR
SRP13374 | PV POWERED | PVP4800 | 4800 | 1 |  |  | 0.96 | Solar Inverter |  | INDOOR
SRP13375 | PV POWERED | PVP4800 | 4800 | 1 |  |  | 0.96 | Solar Inverter |  | INDOOR
SRP13377 | ENPHASE ENERGY | M175-24-208-S | 215 | 16 |  |  | 0.96 | Solar Inverter |  | OUTDOOR
SRP13378 | PV POWERED | PVP4800 | 4800 | 1 |  |  | 0.96 | Solar Inverter |  | INDOOR
SRP13384 | SMA AMERICA | SB5000US (240V) | 5000 | 1 |  |  | 0.96 | Solar Inverter |  | INDOOR
SRP13385 | SMA AMERICA | SB3000US (240V) | 3000 | 1 |  |  | 0.96 | Solar Inverter |  | Outside
SRP13386 | ENPHASE ENERGY | M175-24-208-S | 215 | 28 |  |  | 0.96 | Solar Inverter |  | OUTDOOR
SRP13387 | ENPHASE ENERGY | M175-24-208-S | 215 | 41 |  |  | 0.96 | Solar Inverter |  | OUTDOOR
SRP13389 | ENPHASE ENERGY | M175-24-208-S | 215 | 8 |  |  | 0.96 | Solar Inverter |  | OUTDOOR
SRP13389 | ENPHASE ENERGY | M175-24-208-S | 215 | 9 |  |  | 0.96 | Solar Inverter |  | OUTDOOR
SRP13389 | ENPHASE ENERGY | M175-24-208-S | 215 | 12 |  |  | 0.96 | Solar Inverter |  | OUTDOOR
SRP13389 | ENPHASE ENERGY | M175-24-208-S | 215 | 26 |  |  | 0.96 | Solar Inverter |  | OUTDOOR
SRP13391 | POWER-ONE | PVI-3600-OUTD-US-F (240V) | 3600 | 1 |  |  | 0.96 | Solar Inverter |  | OUTDOOR
SRP13392 | POWER-ONE | PVI-5000-OUTD-US (240 V) | 5000 | 1 |  |  | 0.96 | Solar Inverter |  | Inside
SRP13393 | POWER-ONE | PVI-3000-I-OUTD-US | 3000 | 1 |  |  | 0.96 | Solar Inverter |  | OUTDOOR
SRP13394 | POWER-ONE | PVI-5000-OUTD-US (240 V) | 5000 | 1 |  |  | 0.96 | Solar Inverter |  | OUTDOOR
SRP13395 | SMA AMERICA | SB7000US (240V) | 7000 | 1 |  |  | 0.96 | Solar Inverter |  | OUTDOOR
SRP13396 | POWER-ONE | PVI-5000-OUTD-US (208 V) | 4200 | 1 |  |  | 0.96 | Solar Inverter |  | OUTDOOR
SRP13398 | POWER-ONE | PVI-3600-OUTD-US-F (240V) | 3600 | 1 |  |  | 0.96 | Solar Inverter |  | OUTDOOR
SRP13400 | SMA AMERICA | SB4000US (240V) | 4000 | 1 |  |  | 0.96 | Solar Inverter |  | OUTDOOR
SRP13400 | SMA AMERICA | SB5000US (240V) | 5000 | 1 |  |  | 0.96 | Solar Inverter |  | OUTDOOR
SRP13401 | ENPHASE ENERGY | M175-24-208-S | 215 | 15 |  |  | 0.96 | Solar Inverter |  | OUTDOOR
SRP13405 | ENPHASE ENERGY | M215-60-2LL-S2X | 215 | 44 |  |  | 0.96 | Solar Inverter |  | OUTDOOR
SRP13409 | PV POWERED | PVP4800 | 4800 | 1 |  |  | 0.96 | Solar Inverter |  | INDOOR
SRP13412 | PV POWERED | PVP4800 | 4800 | 1 |  |  | 0.96 | Solar Inverter |  | INDOOR
SRP13413 | ENPHASE ENERGY | M175-24-208-S | 215 | 16 |  |  | 0.96 | Solar Inverter |  | OUTDOOR
SRP13415 | ENPHASE ENERGY | M175-24-208-S | 215 | 86 |  |  | 0.96 | Solar Inverter |  | OUTDOOR
SRP13416 | ENPHASE ENERGY | M175-24-208-S | 215 | 9 |  |  | 0.96 | Solar Inverter |  | OUTDOOR
SRP13416 | ENPHASE ENERGY | M175-24-208-S | 215 | 12 |  |  | 0.96 | Solar Inverter |  | OUTDOOR
SRP13417 | PV POWERED | PVP4800 | 4800 | 1 |  |  | 0.96 | Solar Inverter |  | OUTDOOR
SRP13418 | PV POWERED | PVP4800 | 4800 | 1 |  |  | 0.96 | Solar Inverter |  | OUTDOOR
SRP13421 | ENPHASE ENERGY | M215-60-2LL-S2X-IG | 215 | 23 |  |  | 0.96 | Solar Inverter |  | OUTDOOR
SRP13422 | PV POWERED | PVP4800 | 4800 | 1 |  |  | 0.96 | Solar Inverter |  | OUTDOOR
SRP13423 | ENPHASE ENERGY | M175-24-208-S | 215 | 21 |  |  | 0.96 | Solar Inverter |  | OUTDOOR
SRP13424 | ENPHASE ENERGY | M215-60-2LL-S2X | 215 | 42 |  |  | 0.96 | Solar Inverter |  | Outside
SRP13426 | PV POWERED | PVP4800 | 4800 | 1 |  |  | 0.96 | Solar Inverter |  | OUTDOOR
SRP13429 | PV POWERED | PVP4800 | 4800 | 2 |  |  | 0.96 | Solar Inverter |  | INDOOR
SRP13431 | POWER-ONE | PVI-3000-I-OUTD-US-F (240V) | 3000 | 1 |  |  | 0.96 | Solar Inverter |  | Inside
SRP13431 | POWER-ONE | PVI-3600-OUTD-US-F (240V) | 3600 | 1 |  |  | 0.96 | Solar Inverter |  | Inside
SRP13434 | ENPHASE ENERGY | M175-24-208-S | 215 | 17 |  |  | 0.96 | Solar Inverter |  | OUTDOOR
SRP13434 | ENPHASE ENERGY | M175-24-208-S | 215 | 17 |  |  | 0.96 | Solar Inverter |  | OUTDOOR
SRP13435 | SMA AMERICA | SB7000US (240V) | 7000 | 1 |  |  | 0.96 | Solar Inverter |  | INDOOR
SRP13437 | ENPHASE ENERGY | M175-24-208-S | 215 | 10 |  |  | 0.96 | Solar Inverter |  | OUTDOOR
SRP13437 | ENPHASE ENERGY | M175-24-208-S | 215 | 14 |  |  | 0.96 | Solar Inverter |  | OUTDOOR
SRP13437 | ENPHASE ENERGY | M175-24-208-S | 215 | 16 |  |  | 0.96 | Solar Inverter |  | OUTDOOR
SRP13438 | PV POWERED | PVP4800 | 4800 | 1 |  |  | 0.96 | Solar Inverter |  | INDOOR
SRP13439 | ENPHASE ENERGY | M215-60-2LL-S2X | 215 | 19 |  |  | 0.96 | Solar Inverter |  | OUTDOOR
SRP13446 | ENPHASE ENERGY | M215-60-2LL-S2X | 215 | 22 |  |  | 0.96 | Solar Inverter |  | OUTDOOR
SRP13447 | ENPHASE ENERGY | M215-60-2LL-S2X | 215 | 40 |  |  | 0.96 | Solar Inverter |  | OUTDOOR
SRP13450 | ENPHASE ENERGY | M215-60-2LL-S2X | 215 | 31 |  |  | 0.96 | Solar Inverter |  | OUTDOOR
SRP13456 | SUNPOWER CORP (ORIGINAL MFRSMA) | SPR-5000M (240V) | 5000 | 1 |  |  | 0.96 | Solar Inverter |  | OUTDOOR
SRP13456 | SUNPOWER CORP (ORIGINAL MFRSMA) | SPR-5000M (240V) | 5000 | 1 |  |  | 0.96 | Solar Inverter |  | OUTDOOR
SRP13457 | POWER-ONE | PVI-4.2-OUTD-S-US (240 V) | 4200 | 1 |  |  | 0.96 | Solar Inverter |  | OUTDOOR
SRP13462 | ENPHASE ENERGY | M215-60-2LL-S2X | 215 | 45 |  |  | 0.96 | Solar Inverter |  | OUTDOOR
SRP13463 | ENPHASE ENERGY | M175-24-208-S | 215 | 15 |  |  | 0.96 | Solar Inverter |  | OUTDOOR
SRP13463 | ENPHASE ENERGY | M175-24-208-S | 215 | 16 |  |  | 0.96 | Solar Inverter |  | OUTDOOR
SRP13466 | POWER-ONE | PVI-3.6-OUTD-S-US (240 V) | 3600 | 1 |  |  | 0.96 | Solar Inverter |  | OUTDOOR
SRP13466 | POWER-ONE | PVI-3000-I-OUTD-US | 3000 | 2 |  |  | 0.96 | Solar Inverter |  | OUTDOOR
SRP13467 | POWER-ONE | PVI-5000-OUTD-US (208 V) | 4200 | 1 |  |  | 0.96 | Solar Inverter |  | OUTDOOR
SRP13470 | POWER-ONE | PVI-4.2-OUTD-S-US (240 V) | 4200 | 1 |  |  | 0.96 | Solar Inverter |  | OUTDOOR
SRP13474 | SMA AMERICA | SB4000US (CL) (240V) | 4000 | 1 |  |  | 0.96 | Solar Inverter |  | Inside
SRP13480 | ENPHASE ENERGY | M175-24-208-S | 215 | 8 |  |  | 0.96 | Solar Inverter |  | OUTDOOR
SRP13480 | ENPHASE ENERGY | M175-24-208-S | 215 | 17 |  |  | 0.96 | Solar Inverter |  | OUTDOOR
SRP13481 | POWER-ONE | PVI-3.0-OUTD-S-US (240 V) | 3000 | 1 |  |  | 0.96 | Solar Inverter |  | Inside
SRP13483 | ENPHASE ENERGY | M215-60-2LL-S2X | 215 | 37 |  |  | 0.96 | Solar Inverter |  | OUTDOOR
SRP13484 | POWER-ONE | PVI-3000-I-OUTD-US | 3000 | 2 |  |  | 0.96 | Solar Inverter |  | Inside
SRP13485 | ENPHASE ENERGY | M175-24-208-S | 215 | 11 |  |  | 0.96 | Solar Inverter |  | OUTDOOR
SRP13485 | ENPHASE ENERGY | M175-24-208-S | 215 | 12 |  |  | 0.96 | Solar Inverter |  | OUTDOOR
SRP13485 | ENPHASE ENERGY | M175-24-208-S | 215 | 15 |  |  | 0.96 | Solar Inverter |  | OUTDOOR
SRP13486 | ENPHASE ENERGY | M215-60-2LL-S2X | 215 | 28 |  |  | 0.96 | Solar Inverter |  | Outside
SRP13488 | ENPHASE ENERGY | M215-60-2LL-S2X | 215 | 16 |  |  | 0.96 | Solar Inverter |  | OUTDOOR
SRP13493 | PV POWERED | PVP4800 | 4800 | 1 |  |  | 0.96 | Solar Inverter |  | OUTDOOR
SRP13497 | SMA AMERICA | SB7000US-11 (240V) | 7000 | 1 |  |  | 0.96 | Solar Inverter |  | OUTDOOR
SRP13499 | POWER-ONE | PVI-5000-OUTD-US (277 V) | 4200 | 1 |  |  | 0.96 | Solar Inverter |  | OUTDOOR
SRP13501 | ENPHASE ENERGY | M200-32-208-S01 | 215 | 22 |  |  | 0.96 | Solar Inverter |  | OUTDOOR
SRP13509 | ENPHASE ENERGY | M215-60-2LL-S2X | 215 | 28 |  |  | 0.96 | Solar Inverter |  | OUTDOOR
SRP13510 | POWER-ONE | PVI-3.0-OUTD-S-US (240 V) | 3000 | 1 |  |  | 0.96 | Solar Inverter |  | OUTDOOR
SRP13513 | ENPHASE ENERGY | M175-24-208-S | 215 | 60 |  |  | 0.96 | Solar Inverter |  | OUTDOOR
SRP13521 | POWER-ONE | PVI-6000-OUTD-US-W (277 V) | 7000 | 1 |  |  | 0.96 | Solar Inverter |  | OUTDOOR
SRP13522 | FRONIUS USA |  | 7500 | 1 |  |  | 0.96 | Solar Inverter |  | Inside
SRP13527 | ENPHASE ENERGY | M175-24-208-S | 215 | 33 |  |  | 0.96 | Solar Inverter |  | OUTDOOR
SRP13530 | PV POWERED | PVP4800 | 4800 | 1 |  |  | 0.96 | Solar Inverter |  | INDOOR
SRP13531 | PV POWERED | PVP4800 | 4800 | 1 |  |  | 0.96 | Solar Inverter |  | OUTDOOR
SRP13532 | SMA AMERICA | SB4000US (240V) | 4000 | 1 |  |  | 0.96 | Solar Inverter |  | INDOOR
SRP13533 | PV POWERED | PVP4800 | 4800 | 1 |  |  | 0.96 | Solar Inverter |  | INDOOR
SRP13536 | SMA AMERICA | SB7000US (240V) | 7000 | 1 |  |  | 0.96 | Solar Inverter |  | Inside
SRP13539 | POWER-ONE | PVI-3.0-OUTD-S-US (240 V) | 3000 | 1 |  |  | 0.96 | Solar Inverter |  | Inside
SRP13541 | SMA AMERICA | SB3800U (240V) | 3800 | 1 |  |  | 0.96 | Solar Inverter |  | Inside
SRP13542 | POWER-ONE | PVI-3000-I-OUTD-US-F (240V) | 3000 | 1 |  |  | 0.96 | Solar Inverter |  | OUTDOOR
SRP13542 | POWER-ONE | PVI-5000-OUTD-US (208 V) | 4200 | 1 |  |  | 0.96 | Solar Inverter |  | OUTDOOR
SRP13543 | POWER-ONE | PVI-3.0-OUTD-S-US (240 V) | 3000 | 1 |  |  | 0.96 | Solar Inverter |  | Inside
SRP13546 | POWER-ONE | PVI-3600-US (240V) | 3600 | 1 |  |  | 0.96 | Solar Inverter |  | Inside
SRP13550 | POWER-ONE | PVI-3000-I-OUTD-US | 3000 | 1 |  |  | 0.96 | Solar Inverter |  | Inside
SRP13550 | POWER-ONE | PVI-5000-OUTD-US (208 V) | 4200 | 1 |  |  | 0.96 | Solar Inverter |  | Inside
SRP13553 | POWER-ONE | PVI-6000-OUTD-US-W (240 V) | 6000 | 1 |  |  | 0.96 | Solar Inverter |  | Inside
SRP13554 | POWER-ONE | PVI-4.2-OUTD-S-US (208 V) | 4200 | 1 |  |  | 0.96 | Solar Inverter |  | OUTDOOR
SRP13556 | POWER-ONE | PVI-5000-OUTD-US (208 V) | 4200 | 1 |  |  | 0.96 | Solar Inverter |  | Inside
SRP13558 | SMA AMERICA | SB4000US (240V) | 4000 | 1 |  |  | 0.96 | Solar Inverter |  | Inside
SRP13558 | SMA AMERICA | SB4000US-12 (240V) | 4000 | 1 |  |  | 0.96 | Solar Inverter |  | Inside
SRP13559 | SMA AMERICA | SB6000US (240V) | 6000 | 1 |  |  | 0.96 | Solar Inverter |  | OUTDOOR
SRP13565 | ENPHASE ENERGY | M175-24-208-S | 215 | 68 |  |  | 0.96 | Solar Inverter |  | OUTDOOR
SRP13566 | PV POWERED | PVP4800 | 4800 | 1 |  |  | 0.96 | Solar Inverter |  | INDOOR
SRP13568 | PV POWERED | PVP4800 | 4800 | 1 |  |  | 0.96 | Solar Inverter |  | INDOOR
SRP13572 | ENPHASE ENERGY | M175-24-208-S | 215 | 24 |  |  | 0.96 | Solar Inverter |  | OUTDOOR
SRP13574 | SUNPOWER CORP (ORIGINAL MFRSMA) | SPR-5000M (208V) | 5000 | 1 |  |  | 0.96 | Solar Inverter |  | Inside
SRP13576 | SUNPOWER CORP (ORIGINAL MFRSMA) | SPR-7000M (240V) | 7500 | 1 |  |  | 0.96 | Solar Inverter |  | INDOOR
SRP13585 | PV POWERED | PVP4800 | 4800 | 1 |  |  | 0.96 | Solar Inverter |  | INDOOR
SRP13586 | PV POWERED | PVP4800 | 4800 | 1 |  |  | 0.96 | Solar Inverter |  | INDOOR
SRP13589 | SMA AMERICA | SB4000US (240V) | 4000 | 1 |  |  | 0.96 | Solar Inverter |  | Outside
SRP13592 | ENPHASE ENERGY | M175-24-208-S | 215 | 23 |  |  | 0.96 | Solar Inverter |  | Inside
SRP13595 | SOLAREDGE TECHNOLOGIES | SE3800 (240V) W/ -ER-US OR A-US | 3800 | 1 |  |  | 0.96 | Solar Inverter |  | OUTDOOR
SRP13596 | ENPHASE ENERGY | M215-60-2LL-S2X | 215 | 42 |  |  | 0.96 | Solar Inverter |  | Outside
SRP13598 | POWER-ONE | PVI-4.2-OUTD-S-US (208 V) | 4200 | 1 |  |  | 0.96 | Solar Inverter |  | OUTDOOR
SRP13599 | ENPHASE ENERGY | M215-60-2LL-S2X | 215 | 24 |  |  | 0.96 | Solar Inverter |  | INDOOR
SRP13601 | ENPHASE ENERGY | M200-32-208-S01 | 215 | 48 |  |  | 0.96 | Solar Inverter |  | Inside
SRP13602 | POWER-ONE | PVI-3.6-OUTD-S-US (240 V) | 3600 | 1 |  |  | 0.96 | Solar Inverter |  | OUTDOOR
SRP13603 | ENPHASE ENERGY | M215-60-2LL-S2X | 215 | 29 |  |  | 0.96 | Solar Inverter |  | Outside
SRP13604 | SUNPOWER CORP (ORIGINAL MFRSMA) | SPR-4000M (208V) | 4000 | 2 |  |  | 0.96 | Solar Inverter |  | INDOOR
SRP13605 | ENPHASE ENERGY | M200-32-208-S01 | 215 | 38 |  |  | 0.96 | Solar Inverter |  | Inside
SRP13606 | ENPHASE ENERGY | M215-60-2LL-S2X | 215 | 18 |  |  | 0.96 | Solar Inverter |  | OUTDOOR
SRP13608 | POWER-ONE | PVI-3.0-OUTD-S-US (240 V) | 3000 | 1 |  |  | 0.96 | Solar Inverter |  | OUTDOOR
SRP13609 | ENPHASE ENERGY | M200-32-240-S02 | 215 | 16 |  |  | 0.96 | Solar Inverter |  | OUTDOOR
SRP13609 | ENPHASE ENERGY | M200-32-240-S02 | 215 | 26 |  |  | 0.96 | Solar Inverter |  | OUTDOOR
SRP13610 | ENPHASE ENERGY | M200-32-240-S02 | 215 | 34 |  |  | 0.96 | Solar Inverter |  | OUTDOOR
SRP13611 | SMA AMERICA | SB5000US (240V) | 5000 | 1 |  |  | 0.96 | Solar Inverter |  | OUTDOOR
SRP13612 | ENPHASE ENERGY | M200-32-240-S02 | 215 | 23 |  |  | 0.96 | Solar Inverter |  | OUTDOOR
SRP13613 | ENPHASE ENERGY | M200-32-240-S02 | 215 | 28 |  |  | 0.96 | Solar Inverter |  | OUTDOOR
SRP13616 | ENPHASE ENERGY | M215-60-2LL-S2X | 215 | 28 |  |  | 0.96 | Solar Inverter |  | OUTDOOR
SRP13618 | ENPHASE ENERGY | M175-24-208-S | 215 | 39 |  |  | 0.96 | Solar Inverter |  | OUTDOOR
SRP13623 | POWER-ONE | PVI-3600-OUTD-US-F (240V) | 3600 | 1 |  |  | 0.96 | Solar Inverter |  | OUTDOOR
SRP13627 | POWER-ONE | PVI-4.2-OUTD-S-US (240 V) | 4200 | 2 |  |  | 0.96 | Solar Inverter |  | Outside
SRP13628 | POWER-ONE | PVI-3000-I-OUTD-US-F (240V) | 3000 | 1 |  |  | 0.96 | Solar Inverter |  | OUTDOOR
SRP13629 | POWER-ONE | PVI-3.0-OUTD-S-US (240 V) | 3000 | 1 |  |  | 0.96 | Solar Inverter |  | OUTDOOR
SRP13631 | POWER-ONE | PVI-3000-I-OUTD-US (208V) | 3000 | 1 |  |  | 0.96 | Solar Inverter |  | OUTDOOR
SRP13631 | POWER-ONE | PVI-5000-OUTD-US (208 V) | 4200 | 1 |  |  | 0.96 | Solar Inverter |  | OUTDOOR
SRP13640 | POWER-ONE | PVI-4.2-OUTD-S-US (208 V) | 4200 | 1 |  |  | 0.96 | Solar Inverter |  | OUTDOOR
SRP13641 | POWER-ONE | PVI-4.2-OUTD-S-US (208 V) | 4200 | 1 |  |  | 0.96 | Solar Inverter |  | Inside
SRP13643 | POWER-ONE | PVI-3.0-OUTD-S-US (208 V) | 3000 | 1 |  |  | 0.96 | Solar Inverter |  | OUTDOOR
SRP13649 | SMA AMERICA | SB7000US (277V) | 7000 | 1 |  |  | 0.96 | Solar Inverter |  | OUTDOOR
SRP13650 | POWER-ONE | PVI-3000-I-OUTD-US | 3000 | 1 |  |  | 0.96 | Solar Inverter |  | OUTDOOR
SRP13652 | POWER-ONE | PVI-4.2-OUTD-S-US (208 V) | 4200 | 1 |  |  | 0.96 | Solar Inverter |  | OUTDOOR
SRP13654 | ENPHASE ENERGY | M175-24-208-S | 215 | 7 |  |  | 0.96 | Solar Inverter |  | OUTDOOR
SRP13654 | ENPHASE ENERGY | M175-24-208-S | 215 | 12 |  |  | 0.96 | Solar Inverter |  | OUTDOOR
SRP13655 | ENPHASE ENERGY | M175-24-208-S | 215 | 16 |  |  | 0.96 | Solar Inverter |  | OUTDOOR
SRP13655 | ENPHASE ENERGY | M175-24-208-S | 215 | 17 |  |  | 0.96 | Solar Inverter |  | OUTDOOR
SRP13657 | ENPHASE ENERGY | M175-24-208-S | 215 | 17 |  |  | 0.96 | Solar Inverter |  | OUTDOOR
SRP13659 | PV POWERED | PVP4800 | 4800 | 1 |  |  | 0.96 | Solar Inverter |  | OUTDOOR
SRP13668 | SMA AMERICA | SB1100U | 2500 | 1 |  |  | 0.96 | Solar Inverter |  | OUTDOOR
SRP13670 | SMA AMERICA | SB1100U | 2500 | 1 |  |  | 0.96 | Solar Inverter |  | OUTDOOR
SRP13672 | ENPHASE ENERGY | M175-24-208-S | 215 | 16 |  |  | 0.96 | Solar Inverter |  | OUTDOOR
SRP13673 | ENPHASE ENERGY | M215-60-2LL-S2X | 215 | 36 |  |  | 0.96 | Solar Inverter |  | INDOOR
SRP13674 | ENPHASE ENERGY | M200-32-240-S02 | 215 | 24 |  |  | 0.96 | Solar Inverter |  | INDOOR
SRP13676 | SMA AMERICA | SB1100U | 2500 | 1 |  |  | 0.96 | Solar Inverter |  | OUTDOOR
SRP13678 | ENPHASE ENERGY | M175-24-208-S | 215 | 11 |  |  | 0.96 | Solar Inverter |  | OUTDOOR
SRP13678 | ENPHASE ENERGY | M175-24-208-S | 215 | 11 |  |  | 0.96 | Solar Inverter |  | OUTDOOR
SRP13680 | ENPHASE ENERGY | M175-24-208-S | 215 | 36 |  |  | 0.96 | Solar Inverter |  | OUTDOOR
SRP13683 | ENPHASE ENERGY | M215-60-2LL-S2X | 215 | 31 |  |  | 0.96 | Solar Inverter |  | OUTDOOR
SRP13687 | PV POWERED | PVP4800 | 4800 | 1 |  |  | 0.96 | Solar Inverter |  | Inside
SRP13696 | ENPHASE ENERGY | M175-24-208-S | 215 | 36 |  |  | 0.96 | Solar Inverter |  | OUTDOOR
SRP13698 | ENPHASE ENERGY | M215-60-2LL-S2X-IG | 215 | 36 |  |  | 0.96 | Solar Inverter |  | OUTDOOR
SRP13699 | ENPHASE ENERGY | M175-24-208-S | 215 | 17 |  |  | 0.96 | Solar Inverter |  | INDOOR
SRP13700 | ENPHASE ENERGY | M175-24-208-S | 215 | 35 |  |  | 0.96 | Solar Inverter |  | Inside
SRP13707 | ENPHASE ENERGY | M175-24-208-S | 215 | 50 |  |  | 0.96 | Solar Inverter |  | Inside
SRP13714 | POWER-ONE | PVI-3000-I-OUTD-US-F (240V) | 3000 | 1 |  |  | 0.96 | Solar Inverter |  | OUTDOOR
SRP13716 | SMA AMERICA | SB6000U (240V) | 6000 | 1 |  |  | 0.96 | Solar Inverter |  | INDOOR
SRP13717 | ENPHASE ENERGY | M215-60-2LL-S2X | 215 | 24 |  |  | 0.96 | Solar Inverter |  | OUTDOOR
SRP13718 | ENPHASE ENERGY | M215-60-2LL-S2X | 215 | 24 |  |  | 0.96 | Solar Inverter |  | OUTDOOR
SRP13719 | ENPHASE ENERGY | M215-60-2LL-S2X | 215 | 11 |  |  | 0.96 | Solar Inverter |  | OUTDOOR
SRP13719 | ENPHASE ENERGY | M215-60-2LL-S2X | 215 | 26 |  |  | 0.96 | Solar Inverter |  | OUTDOOR
SRP13720 | ENPHASE ENERGY | M175-24-208-S | 215 | 26 |  |  | 0.96 | Solar Inverter |  | OUTDOOR
SRP13723 | POWER-ONE | PVI-3600-OUTD-US-F (240V) | 3600 | 1 |  |  | 0.96 | Solar Inverter |  | OUTDOOR
SRP13725 | ENPHASE ENERGY | M215-60-2LL-S2X | 215 | 16 |  |  | 0.96 | Solar Inverter |  | OUTDOOR
SRP13726 | POWER-ONE | PVI-3.0-OUTD-S-US (240 V) | 3000 | 2 |  |  | 0.96 | Solar Inverter |  | OUTDOOR
SRP13728 | POWER-ONE | PVI-4.2-OUTD-S-US (240 V) | 4200 | 1 |  |  | 0.96 | Solar Inverter |  | OUTDOOR
SRP13730 | ENPHASE ENERGY | M175-24-208-S | 215 | 11 |  |  | 0.96 | Solar Inverter |  | OUTDOOR
SRP13730 | ENPHASE ENERGY | M175-24-208-S | 215 | 12 |  |  | 0.96 | Solar Inverter |  | OUTDOOR
SRP13730 | ENPHASE ENERGY | M175-24-208-S | 215 | 17 |  |  | 0.96 | Solar Inverter |  | OUTDOOR
SRP13731 | SMA AMERICA | SB7000US (240V) | 7000 | 1 |  |  | 0.96 | Solar Inverter |  | Inside
SRP13732 | POWER-ONE | PVI-4.2-OUTD-S-US (240 V) | 4200 | 1 |  |  | 0.96 | Solar Inverter |  | OUTDOOR
SRP13733 | POWER-ONE | PVI-3600-OUTD-US-F (240V) | 3600 | 1 |  |  | 0.96 | Solar Inverter |  | OUTDOOR
SRP13735 | POWER-ONE | PVI-3000-I-OUTD-US-F (240V) | 3000 | 1 |  |  | 0.96 | Solar Inverter |  | OUTDOOR
SRP13735 | POWER-ONE | PVI-3600-OUTD-US-F (240V) | 3600 | 1 |  |  | 0.96 | Solar Inverter |  | OUTDOOR
SRP13737 | POWER-ONE | PVI-3000-I-OUTD-US-F (240V) | 3000 | 1 |  |  | 0.96 | Solar Inverter |  | OUTDOOR
SRP13740 | SMA AMERICA | SB7000US (277V) | 8000 | 1 |  |  | 0.96 | Solar Inverter |  | Inside
SRP13741 | POWER-ONE | PVI-4.2-OUTD-S-US (240 V) | 4200 | 1 |  |  | 0.96 | Solar Inverter |  | OUTDOOR
SRP13743 | POWER-ONE | PVI-5000-OUTD-US (208 V) | 5000 | 1 |  |  | 0.96 | Solar Inverter |  | OUTDOOR
SRP13749 | POWER-ONE | PVI-5000-OUTD-US (240 V) | 5000 | 1 |  |  | 0.96 | Solar Inverter |  | OUTDOOR
SRP13750 | ENPHASE ENERGY | M200-32-240-S02 | 215 | 23 |  |  | 0.96 | Solar Inverter |  | OUTDOOR
SRP13754 | POWER-ONE | PVI-3.6-OUTD-S-US (208 V) | 3600 | 1 |  |  | 0.96 | Solar Inverter |  | OUTDOOR
SRP13754 | POWER-ONE | PVI-5000-OUTD-US (208 V) | 5000 | 1 |  |  | 0.96 | Solar Inverter |  | OUTDOOR
SRP13755 | ENPHASE ENERGY | M200-32-240-S02 | 215 | 24 |  |  | 0.96 | Solar Inverter |  | OUTDOOR
SRP13757 | ENPHASE ENERGY | M200-32-240-S02 | 215 | 30 |  |  | 0.96 | Solar Inverter |  | OUTDOOR
SRP13760 | ENPHASE ENERGY | M200-32-240-S02 | 215 | 22 |  |  | 0.96 | Solar Inverter |  | OUTDOOR
SRP13761 | ENPHASE ENERGY | M200-32-240-S02 | 215 | 6 |  |  | 0.96 | Solar Inverter |  | OUTDOOR
SRP13761 | ENPHASE ENERGY | M200-32-240-S02 | 215 | 22 |  |  | 0.96 | Solar Inverter |  | OUTDOOR
SRP13763 | POWER-ONE | PVI-3.0-OUTD-S-US (240 V) | 3000 | 1 |  |  | 0.96 | Solar Inverter |  | OUTDOOR
SRP13763 | POWER-ONE | PVI-4.2-OUTD-S-US (240 V) | 4200 | 1 |  |  | 0.96 | Solar Inverter |  | OUTDOOR
SRP13764 | SMA AMERICA | SB4000US (208V) | 4000 | 1 |  |  | 0.96 | Solar Inverter |  | Outside
SRP13764 | SMA AMERICA | SB5000US-11 (277V) | 5000 | 1 |  |  | 0.96 | Solar Inverter |  | Outside
SRP13765 | ENPHASE ENERGY | M200-32-240-S02 | 215 | 27 |  |  | 0.96 | Solar Inverter |  | OUTDOOR
SRP13766 | POWER-ONE | PVI-3000-I-OUTD-US-F (240V) | 3000 | 1 |  |  | 0.96 | Solar Inverter |  | Inside
SRP13767 | ENPHASE ENERGY | M200-32-240-S02 | 215 | 25 |  |  | 0.96 | Solar Inverter |  | Outside
SRP13768 | POWER-ONE | PVI-3600-OUTD-US-F (208V) | 3600 | 1 |  |  | 0.96 | Solar Inverter |  | OUTDOOR
SRP13769 | ENPHASE ENERGY | M200-32-240-S02 | 215 | 15 |  |  | 0.96 | Solar Inverter |  | INDOOR
SRP13770 | SMA AMERICA | SWR2500U (208V) | 2500 | 1 |  |  | 0.96 | Solar Inverter |  | OUTDOOR
SRP13772 | ENPHASE ENERGY | M200-32-240-S02 | 215 | 52 |  |  | 0.96 | Solar Inverter |  | OUTDOOR
SRP13773 | POWER-ONE | PVI-3600-OUTD-US-F (208V) | 3600 | 1 |  |  | 0.96 | Solar Inverter |  | OUTDOOR
SRP13775 | POWER-ONE | PVI-5000-OUTD-US (240 V) | 5000 | 1 |  |  | 0.96 | Solar Inverter |  | OUTDOOR
SRP13775 | POWER-ONE | PVI-5000-OUTD-US (240 V) | 5000 | 1 |  |  | 0.96 | Solar Inverter |  | OUTDOOR
SRP13775 | POWER-ONE | PVI-5000-OUTD-US (240 V) | 5000 | 1 |  |  | 0.96 | Solar Inverter |  | OUTDOOR
SRP13778 | ENPHASE ENERGY | M200-32-240-S02 | 215 | 40 |  |  | 0.96 | Solar Inverter |  | OUTDOOR
SRP13782 | ENPHASE ENERGY | M200-32-240-S02 | 215 | 50 |  |  | 0.96 | Solar Inverter |  | INDOOR
SRP13783 | ENPHASE ENERGY | M175-24-208-S | 215 | 26 |  |  | 0.96 | Solar Inverter |  | OUTDOOR
SRP13784 | ENPHASE ENERGY | M200-32-208-S01 | 215 | 40 |  |  | 0.96 | Solar Inverter |  | OUTDOOR
SRP13785 | ENPHASE ENERGY | M215-60-2LL-S2X | 215 | 18 |  |  | 0.96 | Solar Inverter |  | OUTDOOR
SRP13786 | ENPHASE ENERGY | M215-60-2LL-S2X | 215 | 93 |  |  | 0.96 | Solar Inverter |  | OUTDOOR
SRP13790 | POWER-ONE | PVI-5000-OUTD-US (240 V) | 5000 | 1 |  |  | 0.96 | Solar Inverter |  | OUTDOOR
SRP13795 | ENPHASE ENERGY | M215-60-2LL-S2X | 215 | 6 |  |  | 0.96 | Solar Inverter |  | OUTDOOR
SRP13795 | ENPHASE ENERGY | M215-60-2LL-S2X | 215 | 29 |  |  | 0.96 | Solar Inverter |  | OUTDOOR
SRP13796 | ENPHASE ENERGY | M175-24-208-S | 215 | 12 |  |  | 0.96 | Solar Inverter |  | OUTDOOR
SRP13796 | ENPHASE ENERGY | M175-24-208-S | 215 | 26 |  |  | 0.96 | Solar Inverter |  | OUTDOOR
SRP13797 | ENPHASE ENERGY | M175-24-208-S | 215 | 52 |  |  | 0.96 | Solar Inverter |  | INDOOR
SRP13805 | POWER-ONE | PVI-3.0-OUTD-S-US (208 V) | 3000 | 1 |  |  | 0.96 | Solar Inverter |  | Inside
SRP13806 | ENPHASE ENERGY | M175-24-208-S | 215 | 40 |  |  | 0.96 | Solar Inverter |  | INDOOR
SRP13807 | ENPHASE ENERGY | M175-24-208-S | 215 | 6 |  |  | 0.96 | Solar Inverter |  | OUTDOOR
SRP13807 | ENPHASE ENERGY | M175-24-208-S | 215 | 12 |  |  | 0.96 | Solar Inverter |  | OUTDOOR
SRP13809 | ENPHASE ENERGY | M215-60-2LL-S2X | 215 | 43 |  |  | 0.96 | Solar Inverter |  | INDOOR
SRP13810 | ENPHASE ENERGY | M175-24-208-S | 215 | 33 |  |  | 0.96 | Solar Inverter |  | INDOOR
SRP13811 | ENPHASE ENERGY | M215-60-2LL-S2X | 215 | 31 |  |  | 0.96 | Solar Inverter |  | INDOOR
SRP13813 | ENPHASE ENERGY | M175-24-208-S | 215 | 27 |  |  | 0.96 | Solar Inverter |  | INDOOR
SRP13814 | ENPHASE ENERGY | M215-60-2LL-S2X | 215 | 23 |  |  | 0.96 | Solar Inverter |  | Outside
SRP13816 | ENPHASE ENERGY | M175-24-208-S | 215 | 33 |  |  | 0.96 | Solar Inverter |  | OUTDOOR
SRP13817 | ENPHASE ENERGY | M175-24-208-S | 215 | 33 |  |  | 0.96 | Solar Inverter |  | OUTDOOR
SRP13818 | ENPHASE ENERGY | M175-24-208-S | 215 | 46 |  |  | 0.96 | Solar Inverter |  | Outside
SRP13819 | ENPHASE ENERGY | M200-32-240-S02 | 215 | 16 |  |  | 0.96 | Solar Inverter |  | OUTDOOR
SRP13819 | ENPHASE ENERGY | M200-32-240-S02 | 215 | 23 |  |  | 0.96 | Solar Inverter |  | OUTDOOR
SRP13821 | ENPHASE ENERGY | M215-60-2LL-S2X | 215 | 26 |  |  | 0.96 | Solar Inverter |  | OUTDOOR
SRP13823 | ENPHASE ENERGY | M175-24-208-S | 215 | 36 |  |  | 0.96 | Solar Inverter |  | Outside
SRP13825 | ENPHASE ENERGY | M215-60-2LL-S2X | 215 | 44 |  |  | 0.96 | Solar Inverter |  | OUTDOOR
SRP13828 | ENPHASE ENERGY | M175-24-208-S | 215 | 38 |  |  | 0.96 | Solar Inverter |  | INDOOR
SRP13829 | POWER-ONE | PVI-6000-OUTD-US (240 V) | 6000 | 1 |  |  | 0.96 | Solar Inverter |  | OUTDOOR
SRP13832 | ENPHASE ENERGY | M215-60-2LL-S2X | 215 | 40 |  |  | 0.96 | Solar Inverter |  | OUTDOOR
SRP13833 | ENPHASE ENERGY | M215-60-2LL-S2X | 215 | 19 |  |  | 0.96 | Solar Inverter |  | OUTDOOR
SRP13834 | ENPHASE ENERGY | M215-60-2LL-S2X | 215 | 9 |  |  | 0.96 | Solar Inverter |  | OUTDOOR
SRP13834 | ENPHASE ENERGY | M215-60-2LL-S2X | 215 | 9 |  |  | 0.96 | Solar Inverter |  | OUTDOOR
SRP13840 | POWER-ONE | PVI-3000-I-OUTD-US-F (240V) | 3000 | 1 |  |  | 0.96 | Solar Inverter |  | OUTDOOR
SRP13847 | SOLECTRIA RENEWABLES | PVI60KW-208 | 60000 | 2 |  |  | 0.96 | Solar Inverter |  | OUTDOOR
SRP13847 | SOLECTRIA RENEWABLES | PVI82KW-208 | 82000 | 1 |  |  | 0.96 | Solar Inverter |  | OUTDOOR
SRP13850 | ADVANCED ENERGY INDUSTRIES | AE 100TX-208 | 100000 | 1 |  |  | 0.96 | Solar Inverter |  | OUTDOOR
SRP13850 | ADVANCED ENERGY INDUSTRIES | AE 75TX-208 | 75000 | 1 |  |  | 0.96 | Solar Inverter |  | OUTDOOR
SRP13852 | ENPHASE ENERGY | M175-24-208-S | 215 | 252 |  |  | 0.96 | Solar Inverter |  | OUTDOOR
SRP13854 | ENPHASE ENERGY | M175-24-208-S | 215 | 28 |  |  | 0.96 | Solar Inverter |  | OUTDOOR
SRP13856 | ENPHASE ENERGY | M175-24-208-S | 215 | 46 |  |  | 0.96 | Solar Inverter |  | OUTDOOR
SRP13858 | ENPHASE ENERGY | M215-60-2LL-S2X | 215 | 41 |  |  | 0.96 | Solar Inverter |  | OUTDOOR
SRP13859 | PV POWERED | PVP4800 | 4800 | 1 |  |  | 0.96 | Solar Inverter |  | OUTDOOR
SRP13860 | ENPHASE ENERGY | M215-60-2LL-S2X | 215 | 24 |  |  | 0.96 | Solar Inverter |  | OUTDOOR
SRP13861 | ENPHASE ENERGY | M175-24-208-S01 | 215 | 26 |  |  | 0.96 | Solar Inverter |  | OUTDOOR
SRP13862 | POWER-ONE | PVI-3000-I-OUTD-US-F (240V) | 3000 | 1 |  |  | 0.96 | Solar Inverter |  | INDOOR
SRP13863 | SMA AMERICA | SB8000TL-US (240V) | 8000 | 1 |  |  | 0.96 | Solar Inverter |  | OUTDOOR
SRP13870 | PV POWERED | PVP4800 | 4800 | 2 |  |  | 0.96 | Solar Inverter |  | INDOOR
SRP13872 | POWER-ONE | PVI-4.2-OUTD-S-US (240 V) | 4200 | 1 |  |  | 0.96 | Solar Inverter |  | OUTDOOR
SRP13874 | PV POWERED | PVP4800 | 4800 | 1 |  |  | 0.96 | Solar Inverter |  | OUTDOOR
SRP13875 | PV POWERED | PVP4800 | 4800 | 1 |  |  | 0.96 | Solar Inverter |  | Outside
SRP13877 | PV POWERED | PVP4800 | 4800 | 1 |  |  | 0.96 | Solar Inverter |  | OUTDOOR
SRP13878 | ENPHASE ENERGY | M175-24-208-S | 215 | 24 |  |  | 0.96 | Solar Inverter |  | OUTDOOR
SRP13880 | POWER-ONE | PVI-3.6-OUTD-S-US (208 V) | 3600 | 1 |  |  | 0.96 | Solar Inverter |  | OUTDOOR
SRP13881 | POWER-ONE | PVI-4.2-OUTD-S-US (240 V) | 4200 | 1 |  |  | 0.96 | Solar Inverter |  | OUTDOOR
SRP13883 | PV POWERED | PVP4800 | 4800 | 2 |  |  | 0.96 | Solar Inverter |  | INDOOR
SRP13890 | POWER-ONE | PVI-4.2-OUTD-S-US (208 V) | 4200 | 1 |  |  | 0.96 | Solar Inverter |  | OUTDOOR
SRP13894 | POWER-ONE | PVI-3600-OUTD-US-F (240V) | 3600 | 1 |  |  | 0.96 | Solar Inverter |  | OUTDOOR
SRP13896 | POWER-ONE | PVI-5000-OUTD-US (240 V) | 5000 | 1 |  |  | 0.96 | Solar Inverter |  | OUTDOOR
SRP13896 | POWER-ONE | PVI-6000-OUTD-US (240 V) | 6000 | 1 |  |  | 0.96 | Solar Inverter |  | OUTDOOR
SRP13897 | SMA AMERICA | SB7000TL-US (240V) | 7000 | 1 |  |  | 0.96 | Solar Inverter |  | OUTDOOR
SRP13907 | POWER-ONE | PVI-3000-I-OUTD-US-F (240V) | 3000 | 1 |  |  | 0.96 | Solar Inverter |  | OUTDOOR
SRP13907 | POWER-ONE | PVI-5000-OUTD-US (208 V) | 4200 | 1 |  |  | 0.96 | Solar Inverter |  | OUTDOOR
SRP13909 | POWER-ONE | PVI-6000-OUTD-US (208 V) | 6000 | 1 |  |  | 0.96 | Solar Inverter |  | OUTDOOR
SRP13910 | POWER-ONE | PVI-5000-OUTD-US (240 V) | 5000 | 1 |  |  | 0.96 | Solar Inverter |  | OUTDOOR
SRP13911 | POWER-ONE | PVI-5000-OUTD-US (240 V) | 5000 | 1 |  |  | 0.96 | Solar Inverter |  | OUTDOOR
SRP13913 | POWER-ONE | PVI-6000-OUTD-US (208 V) | 6000 | 1 |  |  | 0.96 | Solar Inverter |  | OUTDOOR
SRP13915 | POWER-ONE | PVI-3000-I-OUTD-US (208V) | 3000 | 1 |  |  | 0.96 | Solar Inverter |  | OUTDOOR
SRP13915 | POWER-ONE | PVI-3600-OUTD-US-F (240V) | 4200 | 1 |  |  | 0.96 | Solar Inverter |  | OUTDOOR
SRP13916 | POWER-ONE | PVI-5000-OUTD-US (208 V) | 5000 | 1 |  |  | 0.96 | Solar Inverter |  | OUTDOOR
SRP13917 | POWER-ONE | PVI-6000-OUTD-US (208 V) | 6000 | 1 |  |  | 0.96 | Solar Inverter |  | OUTDOOR
SRP13918 | ENPHASE ENERGY | M200-32-240-S02 | 215 | 14 |  |  | 0.96 | Solar Inverter |  | OUTDOOR
SRP13921 | POWER-ONE | PVI-3600-US (240V) | 4200 | 1 |  |  | 0.96 | Solar Inverter |  | OUTDOOR
SRP13922 | POWER-ONE | PVI-6000-OUTD-US (208 V) | 6000 | 1 |  |  | 0.96 | Solar Inverter |  | OUTDOOR
SRP13922 | POWER-ONE | PVI-6000-OUTD-US (208 V) | 6000 | 1 |  |  | 0.96 | Solar Inverter |  | OUTDOOR
SRP13924 | ENPHASE ENERGY | M200-32-208-S01 | 215 | 39 |  |  | 0.96 | Solar Inverter |  | OUTDOOR
SRP13927 | ENPHASE ENERGY | M200-32-240-S02 | 215 | 14 |  |  | 0.96 | Solar Inverter |  | OUTDOOR
SRP13928 | ENPHASE ENERGY | M200-32-208-S01 | 215 | 53 |  |  | 0.96 | Solar Inverter |  | OUTDOOR
SRP13930 | POWER-ONE | PVI-5000-OUTD-US (208 V) | 5000 | 1 |  |  | 0.96 | Solar Inverter |  | OUTDOOR
SRP13931 | SMA AMERICA | SB7000US (277V) | 8000 | 1 |  |  | 0.96 | Solar Inverter |  | OUTDOOR
SRP13932 | POWER-ONE | PVI-3600-OUTD-US-F (240V) | 3600 | 1 |  |  | 0.96 | Solar Inverter |  | OUTDOOR
SRP13932 | POWER-ONE | PVI-5000-OUTD-US (240 V) | 4200 | 1 |  |  | 0.96 | Solar Inverter |  | OUTDOOR
SRP13934 | POWER-ONE | PVI-6000-OUTD-US (240 V) | 6000 | 1 |  |  | 0.96 | Solar Inverter |  | OUTDOOR
SRP13935 | POWER-ONE | PVI-6000-OUTD-US (240 V) | 6000 | 1 |  |  | 0.96 | Solar Inverter |  | OUTDOOR
SRP13939 | POWER-ONE | PVI-5000-OUTD-US (240 V) | 4200 | 2 |  |  | 0.96 | Solar Inverter |  | OUTDOOR
SRP13940 | POWER-ONE | PVI-5000-OUTD-US (208 V) | 5000 | 1 |  |  | 0.96 | Solar Inverter |  | OUTDOOR
SRP13941 | POWER-ONE | PVI-5000-OUTD-US (208 V) | 5000 | 1 |  |  | 0.96 | Solar Inverter |  | OUTDOOR
SRP13942 | POWER-ONE | PVI-6000-OUTD-US (240 V) | 6000 | 1 |  |  | 0.96 | Solar Inverter |  | OUTDOOR
SRP13943 | POWER-ONE | PVI-3000-I-OUTD-US-F (240V) | 3000 | 1 |  |  | 0.96 | Solar Inverter |  | OUTDOOR
SRP13943 | POWER-ONE | PVI-5000-OUTD-US (240 V) | 5000 | 1 |  |  | 0.96 | Solar Inverter |  | OUTDOOR
SRP13944 | POWER-ONE | PVI-3000-I-OUTD-US | 3000 | 1 |  |  | 0.96 | Solar Inverter |  | OUTDOOR
SRP13944 | POWER-ONE | PVI-6000-OUTD-US (208 V) | 6000 | 1 |  |  | 0.96 | Solar Inverter |  | OUTDOOR
SRP13945 | POWER-ONE | PVI-6000-OUTD-US (240 V) | 6000 | 1 |  |  | 0.96 | Solar Inverter |  | OUTDOOR
SRP13946 | POWER-ONE | PVI-6000-OUTD-US (240 V) | 6000 | 1 |  |  | 0.96 | Solar Inverter |  | OUTDOOR
SRP13947 | POWER-ONE | PVI-6000-OUTD-US (208 V) | 6000 | 1 |  |  | 0.96 | Solar Inverter |  | OUTDOOR
SRP13949 | POWER-ONE | PVI-5000-OUTD-US (240 V) | 5000 | 1 |  |  | 0.96 | Solar Inverter |  | Inside
SRP13949 | POWER-ONE | PVI-6000-OUTD-US (240 V) | 6000 | 1 |  |  | 0.96 | Solar Inverter |  | Inside
SRP13951 | POWER-ONE | PVI-3600-OUTD-US-F (208V) | 3600 | 1 |  |  | 0.96 | Solar Inverter |  | OUTDOOR
SRP13952 | POWER-ONE | PVI-6000-OUTD-US (240 V) | 6000 | 1 |  |  | 0.96 | Solar Inverter |  | OUTDOOR
SRP13953 | SMA AMERICA | SB7000US (240V) | 7000 | 1 |  |  | 0.96 | Solar Inverter |  | OUTDOOR
SRP13955 | POWER-ONE | PVI-5000-OUTD-US (240 V) | 5000 | 1 |  |  | 0.96 | Solar Inverter |  | OUTDOOR
SRP13956 | POWER-ONE | PVI-6000-OUTD-US (208 V) | 6000 | 1 |  |  | 0.96 | Solar Inverter |  | OUTDOOR
SRP13957 | ENPHASE ENERGY | M200-32-208-S01 | 215 | 14 |  |  | 0.96 | Solar Inverter |  | OUTDOOR
SRP13957 | ENPHASE ENERGY | M200-32-208-S01 | 215 | 15 |  |  | 0.96 | Solar Inverter |  | OUTDOOR
SRP13958 | POWER-ONE | PVI-4.2-OUTD-S-US (208 V) | 4200 | 1 |  |  | 0.96 | Solar Inverter |  | OUTDOOR
SRP13961 | POWER-ONE | PVI-3600-OUTD-US-F (208V) | 4200 | 1 |  |  | 0.96 | Solar Inverter |  | OUTDOOR
SRP13967 | POWER-ONE | PVI-6000-OUTD-US (208 V) | 6000 | 1 |  |  | 0.96 | Solar Inverter |  | OUTDOOR
SRP13969 | FRONIUS USA |  | 6000 | 1 |  |  | 0.96 | Solar Inverter |  | Inside
SRP13971 | POWER-ONE | PVI-3000-I-OUTD-US | 3000 | 1 |  |  | 0.96 | Solar Inverter |  | Inside
SRP13971 | POWER-ONE | PVI-3000-I-OUTD-US | 6000 | 1 |  |  | 0.96 | Solar Inverter |  | Inside
SRP13972 | POWER-ONE | PVI-3600-US (240V) | 4200 | 1 |  |  | 0.96 | Solar Inverter |  | OUTDOOR
SRP13977 | ENPHASE ENERGY | M215-60-2LL-S2X | 215 | 22 |  |  | 0.96 | Solar Inverter |  | Outside
SRP13979 | POWER-ONE | PVI-3000-I-OUTD-US-F (240V) | 3600 | 1 |  |  | 0.96 | Solar Inverter |  | Outside
SRP13979 | POWER-ONE | PVI-3600-OUTD-US-F (240V) | 3600 | 1 |  |  | 0.96 | Solar Inverter |  | Outside
SRP13980 | POWER-ONE | PVI-6000-OUTD-US (240 V) | 6000 | 2 |  |  | 0.96 | Solar Inverter |  | OUTDOOR
SRP14013 | ENPHASE ENERGY | M175-24-208-S | 215 | 27 |  |  | 0.96 | Solar Inverter |  | INDOOR
SRP14014 | ENPHASE ENERGY | M215-60-2LL-S2X | 215 | 22 |  |  | 0.96 | Solar Inverter |  | INDOOR
SRP14016 | SMA AMERICA | SB8000TL-US (208V) | 8000 | 1 |  |  | 0.96 | Solar Inverter |  | OUTDOOR
SRP14017 | SMA AMERICA | SB4000US (208V) | 4000 | 1 |  |  | 0.96 | Solar Inverter |  | OUTDOOR
SRP14019 | SMA AMERICA | SB4000US (240V) | 4000 | 1 |  |  | 0.96 | Solar Inverter |  | OUTDOOR
SRP14028 | SMA AMERICA | SB8000TL-US (208V) | 8000 | 1 |  |  | 0.96 | Solar Inverter |  | Outside
SRP14029 | POWER-ONE | PVI-4.2-OUTD-S-US (208 V) | 4200 | 1 |  |  | 0.96 | Solar Inverter |  | OUTDOOR
SRP14032 | POWER-ONE | PVI-5000-OUTD-US (277 V) | 4200 | 1 |  |  | 0.96 | Solar Inverter |  | Inside
SRP14033 | POWER-ONE | PVI-4.2-OUTD-S-US (240 V) | 4200 | 1 |  |  | 0.96 | Solar Inverter |  | Inside
SRP14034 | POWER-ONE | PVI-3.0-OUTD-S-US (240 V) | 3000 | 1 |  |  | 0.96 | Solar Inverter |  | Inside
SRP14034 | POWER-ONE | PVI-3.6-OUTD-S-US (240 V) | 3600 | 1 |  |  | 0.96 | Solar Inverter |  | Inside
SRP14035 | SMA AMERICA | SB7000US (240V) | 7000 | 1 |  |  | 0.96 | Solar Inverter |  | Inside
SRP14036 | ENPHASE ENERGY | M175-24-208-S | 215 | 11 |  |  | 0.96 | Solar Inverter |  | OUTDOOR
SRP14038 | SMA AMERICA | SB3000US (208V) | 2500 | 1 |  |  | 0.96 | Solar Inverter |  | OUTDOOR
SRP14040 | ENPHASE ENERGY | M215-60-2LL-S2X | 215 | 25 |  |  | 0.96 | Solar Inverter |  | INDOOR
SRP14043 | ENPHASE ENERGY | M215-60-2LL-S2X | 215 | 31 |  |  | 0.96 | Solar Inverter |  | OUTDOOR
SRP14047 | ENPHASE ENERGY | M175-24-208-S | 215 | 46 |  |  | 0.96 | Solar Inverter |  | INDOOR
SRP14048 | SMA AMERICA | SB3000US (208V) | 2500 | 1 |  |  | 0.96 | Solar Inverter |  | OUTDOOR
SRP14053 | POWER-ONE | PVI-3600-OUTD-US-F (240V) | 5000 | 1 |  |  | 0.96 | Solar Inverter |  | OUTDOOR
SRP14056 | SMA AMERICA | SB7000US (208V) | 7000 | 1 |  |  | 0.96 | Solar Inverter |  | OUTDOOR
SRP14057 | PV POWERED | PVP4800 | 4800 | 1 |  |  | 0.96 | Solar Inverter |  | OUTDOOR
SRP14059 | PV POWERED | PVP4800 | 4800 | 1 |  |  | 0.96 | Solar Inverter |  | Outside
SRP14059 | PV POWERED | PVP4800 | 4800 | 1 |  |  | 0.96 | Solar Inverter |  | Outside
SRP14060 | PV POWERED | PVP4800 | 4800 | 2 |  |  | 0.96 | Solar Inverter |  | INDOOR
SRP14064 | ENPHASE ENERGY | M175-24-208-S | 215 | 5 |  |  | 0.96 | Solar Inverter |  | OUTDOOR
SRP14064 | ENPHASE ENERGY | M175-24-208-S | 215 | 29 |  |  | 0.96 | Solar Inverter |  | OUTDOOR
SRP14065 | ENPHASE ENERGY | M215-60-2LL-S2X | 215 | 31 |  |  | 0.96 | Solar Inverter |  | OUTDOOR
SRP14066 | ENPHASE ENERGY | M175-24-208-S | 215 | 12 |  |  | 0.96 | Solar Inverter |  | OUTDOOR
SRP14066 | ENPHASE ENERGY | M175-24-208-S | 215 | 24 |  |  | 0.96 | Solar Inverter |  | OUTDOOR
SRP14067 | ENPHASE ENERGY | M215-60-2LL-S2X | 215 | 30 |  |  | 0.96 | Solar Inverter |  | OUTDOOR
SRP14069 | ENPHASE ENERGY | M175-24-208-S | 215 | 16 |  |  | 0.96 | Solar Inverter |  | OUTDOOR
SRP14070 | ENPHASE ENERGY | M215-60-2LL-S2X | 215 | 23 |  |  | 0.96 | Solar Inverter |  | OUTDOOR
SRP14072 | ENPHASE ENERGY | M215-60-2LL-S2X | 215 | 20 |  |  | 0.96 | Solar Inverter |  | OUTDOOR
SRP14075 | ENPHASE ENERGY | M215-60-2LL-S2X | 215 | 33 |  |  | 0.96 | Solar Inverter |  | OUTDOOR
SRP14077 | FRONIUS USA |  | 10000 | 1 |  |  | 0.96 | Solar Inverter |  | INDOOR
SRP14078 | ENPHASE ENERGY | M215-60-2LL-S2X | 215 | 27 |  |  | 0.96 | Solar Inverter |  | Outside
SRP14081 | ENPHASE ENERGY | M175-24-208-S | 215 | 28 |  |  | 0.96 | Solar Inverter |  | OUTDOOR
SRP14082 | ENPHASE ENERGY | M175-24-208-S | 215 | 18 |  |  | 0.96 | Solar Inverter |  | OUTDOOR
SRP14087 | SMA AMERICA | SB7000US (240V) | 7000 | 1 |  |  | 0.96 | Solar Inverter |  | Inside
SRP14088 | ENPHASE ENERGY | M215-60-2LL-S2X | 215 | 17 |  |  | 0.96 | Solar Inverter |  | OUTDOOR
SRP14089 | ENPHASE ENERGY | M215-60-2LL-S2X | 215 | 14 |  |  | 0.96 | Solar Inverter |  | OUTDOOR
SRP14091 | PV POWERED | PVP4800 | 4800 | 1 |  |  | 0.96 | Solar Inverter |  | INDOOR
SRP14092 | ENPHASE ENERGY | M200-32-208-S01 | 215 | 15 |  |  | 0.96 | Solar Inverter |  | OUTDOOR
SRP14095 | ENPHASE ENERGY | M215-60-2LL-S2X | 215 | 40 |  |  | 0.96 | Solar Inverter |  | Inside
SRP14097 | ENPHASE ENERGY | M215-60-2LL-S2X | 215 | 27 |  |  | 0.96 | Solar Inverter |  | INDOOR
SRP14099 | ENPHASE ENERGY | M215-60-2LL-S2X | 215 | 17 |  |  | 0.96 | Solar Inverter |  | OUTDOOR
SRP14100 | ENPHASE ENERGY | M215-60-2LL-S2X | 215 | 90 |  |  | 0.96 | Solar Inverter |  | OUTDOOR
SRP14104 | PV POWERED | PVP4800 | 4800 | 1 |  |  | 0.96 | Solar Inverter |  | INDOOR
SRP14109 | PV POWERED | PVP4800 | 4800 | 1 |  |  | 0.96 | Solar Inverter |  | INDOOR
SRP14111 | ENPHASE ENERGY | M200-32-240-S02 | 215 | 21 |  |  | 0.96 | Solar Inverter |  | OUTDOOR
SRP14114 | SMA AMERICA | SB7000US (208V) | 7000 | 1 |  |  | 0.96 | Solar Inverter |  | Inside
SRP14115 | ENPHASE ENERGY | M215-60-2LL-S2X | 215 | 10 |  |  | 0.96 | Solar Inverter |  | OUTDOOR
SRP14115 | ENPHASE ENERGY | M215-60-2LL-S2X | 215 | 11 |  |  | 0.96 | Solar Inverter |  | OUTDOOR
SRP14115 | ENPHASE ENERGY | M215-60-2LL-S2X | 215 | 15 |  |  | 0.96 | Solar Inverter |  | OUTDOOR
SRP14118 | ENPHASE ENERGY | M215-60-2LL-S2X | 215 | 30 |  |  | 0.96 | Solar Inverter |  | OUTDOOR
SRP14118 | ENPHASE ENERGY | M215-60-2LL-S2X-IG | 215 | 9 |  |  | 0.96 | Solar Inverter |  | OUTDOOR
SRP14121 | ENPHASE ENERGY | M215-60-2LL-S2X | 215 | 13 |  |  | 0.96 | Solar Inverter |  | OUTDOOR
SRP14123 | ENPHASE ENERGY | M215-60-2LL-S2X | 215 | 23 |  |  | 0.96 | Solar Inverter |  | OUTDOOR
SRP14125 | POWER-ONE | PVI-5000-OUTD-US (208 V) | 4200 | 2 |  |  | 0.96 | Solar Inverter |  | Inside
SRP14137 | SMA AMERICA | SB5000US | 5000 | 1 |  |  | 0.96 | Solar Inverter |  | OUTDOOR
SRP14137 | SMA AMERICA | SB5000US | 5000 | 1 |  |  | 0.96 | Solar Inverter |  | OUTDOOR
SRP14143 | SMA AMERICA | SB4000US-12 (208V) | 4000 | 1 |  |  | 0.96 | Solar Inverter |  | OUTDOOR
SRP14144 | SMA AMERICA | SB4000US (208V) | 4000 | 1 |  |  | 0.96 | Solar Inverter |  | OUTDOOR
SRP14146 | SMA AMERICA | SB4000US (208V) | 4000 | 1 |  |  | 0.96 | Solar Inverter |  | OUTDOOR
SRP14150 | SMA AMERICA | SB4000US (240V) | 4000 | 1 |  |  | 0.96 | Solar Inverter |  | OUTDOOR
SRP14166 | SMA AMERICA | SB8000TL-US (208V) | 8000 | 2 |  |  | 0.96 | Solar Inverter |  | OUTDOOR
SRP14168 | SMA AMERICA | SB7000TL-US (208V) | 7000 | 1 |  |  | 0.96 | Solar Inverter |  | OUTDOOR
SRP14169 | SMA AMERICA | SB4000US (208V) | 4000 | 1 |  |  | 0.96 | Solar Inverter |  | OUTDOOR
SRP14174 | SMA AMERICA | SB8000TL-US (208V) | 8000 | 1 |  |  | 0.96 | Solar Inverter |  | OUTDOOR
SRP14181 | ENPHASE ENERGY | M175-24-208-S | 215 | 24 |  |  | 0.96 | Solar Inverter |  | OUTDOOR
SRP14188 | SMA AMERICA | SB4000US (208V) | 4000 | 1 |  |  | 0.96 | Solar Inverter |  | OUTDOOR
SRP14188 | SMA AMERICA | SB8000TL-US (208V) | 8000 | 1 |  |  | 0.96 | Solar Inverter |  | OUTDOOR
SRP14195 | SMA AMERICA | SB5000US | 5000 | 1 |  |  | 0.96 | Solar Inverter |  | OUTDOOR
SRP14200 | ENPHASE ENERGY | M215-60-2LL-S2X | 215 | 24 |  |  | 0.96 | Solar Inverter |  | OUTDOOR
SRP14201 | ENPHASE ENERGY | M215-60-2LL-S2X-ZC-NA | 215 | 33 |  |  | 0.96 | Solar Inverter |  | OUTDOOR
SRP14203 | PV POWERED | PVP4800 | 4800 | 1 |  |  | 0.96 | Solar Inverter |  | Outside
SRP14206 | ENPHASE ENERGY | M215-60-2LL-S2X | 215 | 30 |  |  | 0.96 | Solar Inverter |  | OUTDOOR
SRP14207 | ENPHASE ENERGY | M215-60-2LL-S2X | 215 | 39 |  |  | 0.96 | Solar Inverter |  | OUTDOOR
SRP14208 | POWER-ONE | PVI-3000-I-OUTD-US-F (240V) | 3000 | 1 |  |  | 0.96 | Solar Inverter |  | Inside
SRP14212 | ENPHASE ENERGY | M215-60-2LL-S2X | 215 | 14 |  |  | 0.96 | Solar Inverter |  | OUTDOOR
SRP14212 | ENPHASE ENERGY | M215-60-2LL-S2X | 215 | 15 |  |  | 0.96 | Solar Inverter |  | OUTDOOR
SRP14214 | ENPHASE ENERGY | M175-24-208-S | 215 | 25 |  |  | 0.96 | Solar Inverter |  | OUTDOOR
SRP14215 | ENPHASE ENERGY | M175-24-208-S | 215 | 4 |  |  | 0.96 | Solar Inverter |  | OUTDOOR
SRP14215 | ENPHASE ENERGY | M175-24-208-S | 215 | 36 |  |  | 0.96 | Solar Inverter |  | OUTDOOR
SRP14218 | SMA AMERICA | SB5000US (240V) | 5000 | 1 |  |  | 0.96 | Solar Inverter |  | Outside
SRP14219 | ENPHASE ENERGY | M215-60-2LL-S2X | 215 | 20 |  |  | 0.96 | Solar Inverter |  | OUTDOOR
SRP14219 | ENPHASE ENERGY | M215-60-2LL-S2X-IG | 215 | 12 |  |  | 0.96 | Solar Inverter |  | OUTDOOR
SRP14221 | ENPHASE ENERGY | M175-24-208-S | 215 | 20 |  |  | 0.96 | Solar Inverter |  | OUTDOOR
SRP14223 | SMA AMERICA | SB5000US (240V) | 5000 | 1 |  |  | 0.96 | Solar Inverter |  | OUTDOOR
SRP14224 | ENPHASE ENERGY | M215-60-2LL-S2X | 215 | 36 |  |  | 0.96 | Solar Inverter |  | Outside
SRP14225 | ENPHASE ENERGY | M215-60-2LL-S2X | 215 | 55 |  |  | 0.96 | Solar Inverter |  | OUTDOOR
SRP14227 | SMA AMERICA | SB7000TL-US (208V) | 7000 | 1 |  |  | 0.96 | Solar Inverter |  | OUTDOOR
SRP14230 | SMA AMERICA | SB3000US (208V) | 3000 | 1 |  |  | 0.96 | Solar Inverter |  | OUTDOOR
SRP14230 | SMA AMERICA | SB5000US | 5000 | 2 |  |  | 0.96 | Solar Inverter |  | OUTDOOR
SRP14235 | SMA AMERICA | SB4000US (208V) | 4000 | 1 |  |  | 0.96 | Solar Inverter |  | OUTDOOR
SRP14236 | SMA AMERICA | SB8000TL-US (208V) | 8000 | 1 |  |  | 0.96 | Solar Inverter |  | OUTDOOR
SRP14238 | ENPHASE ENERGY | M175-24-208-S | 215 | 12 |  |  | 0.96 | Solar Inverter |  | OUTDOOR
SRP14238 | ENPHASE ENERGY | M175-24-208-S | 215 | 13 |  |  | 0.96 | Solar Inverter |  | OUTDOOR
SRP14238 | ENPHASE ENERGY | M175-24-208-S | 215 | 16 |  |  | 0.96 | Solar Inverter |  | OUTDOOR
SRP14240 | SMA AMERICA | SB7000TL-US (208V) | 7000 | 1 |  |  | 0.96 | Solar Inverter |  | OUTDOOR
SRP14241 | SMA AMERICA | SB5000US (240V) | 5000 | 1 |  |  | 0.96 | Solar Inverter |  | OUTDOOR
SRP14250 | SMA AMERICA | SB8000TL-US (208V) | 8000 | 1 |  |  | 0.96 | Solar Inverter |  | OUTDOOR
SRP14255 | SUNPOWER CORP (ORIGINAL MFRSMA) | SPR-6000M (240V) | 6000 | 1 |  |  | 0.96 | Solar Inverter |  | OUTDOOR
SRP14257 | ENPHASE ENERGY | M200-32-240-S02 | 215 | 50 |  |  | 0.96 | Solar Inverter |  | OUTDOOR
SRP14261 | SMA AMERICA | SB8000TL-US (208V) | 8000 | 1 |  |  | 0.96 | Solar Inverter |  | OUTDOOR
SRP14270 | SMA AMERICA | SB3000US (240V) | 3000 | 1 |  |  | 0.96 | Solar Inverter |  | OUTDOOR
SRP14271 | SMA AMERICA | SB4000US (208V) | 4000 | 1 |  |  | 0.96 | Solar Inverter |  | OUTDOOR
SRP14276 | SMA AMERICA | SB7000TL-US (208V) | 7000 | 1 |  |  | 0.96 | Solar Inverter |  | OUTDOOR
SRP14285 | SMA AMERICA | SB8000TL-US (208V) | 8000 | 1 |  |  | 0.96 | Solar Inverter |  | OUTDOOR
SRP14290 | SMA AMERICA | SB3000HFUS-30 (208V) | 3000 | 1 |  |  | 0.96 | Solar Inverter |  | OUTDOOR
SRP14299 | SMA AMERICA | SB8000TL-US (208V) | 8000 | 1 |  |  | 0.96 | Solar Inverter |  | Outside
SRP14300 | SMA AMERICA | SB5000US | 5000 | 1 |  |  | 0.96 | Solar Inverter |  | OUTDOOR
SRP14303 | SMA AMERICA | SB8000TL-US (208V) | 8000 | 1 |  |  | 0.96 | Solar Inverter |  | OUTDOOR
SRP14304 | POWER-ONE | PVI-3000-I-OUTD-US-F (240V) | 3600 | 1 |  |  | 0.96 | Solar Inverter |  | OUTDOOR
SRP14304 | POWER-ONE | PVI-5000-OUTD-US (240 V) | 4200 | 1 |  |  | 0.96 | Solar Inverter |  | OUTDOOR
SRP14312 | POWER-ONE | PVI-4.2-OUTD-S-US (240 V) | 4200 | 1 |  |  | 0.96 | Solar Inverter |  | Outside
SRP14317 | SUNPOWER CORP (ORIGINAL MFR - PV POWERED LLC) | SPR-2500 | 3000 | 1 |  |  | 0.96 | Solar Inverter |  | OUTDOOR
SRP14324 | SMA AMERICA | SB4000US (208V) | 4000 | 1 |  |  | 0.96 | Solar Inverter |  | OUTDOOR
SRP14324 | SMA AMERICA | SB8000TL-US (208V) | 8000 | 1 |  |  | 0.96 | Solar Inverter |  | OUTDOOR
SRP14328 | ENPHASE ENERGY | M175-24-208-S | 215 | 14 |  |  | 0.96 | Solar Inverter |  | OUTDOOR
SRP14329 | SMA AMERICA | SB3000HFUS-30 (208V) | 3000 | 1 |  |  | 0.96 | Solar Inverter |  | OUTDOOR
SRP14333 | SUNPOWER CORP (ORIGINAL MFRFRONIUS) | SPR-6500F-277 | 7690 | 1 |  |  | 0.96 | Solar Inverter |  | INDOOR
SRP14334 | SUNPOWER CORP (ORIGINAL MFRFRONIUS) | SPR-6500F-208 | 5000 | 1 |  |  | 0.96 | Solar Inverter |  | OUTDOOR
SRP14335 | SUNPOWER CORP (ORIGINAL MFRSMA) | SPR-5000M (277V) | 5000 | 1 |  |  | 0.96 | Solar Inverter |  | Inside
SRP14337 | SMA AMERICA | SB8000US (240V) | 8000 | 1 |  |  | 0.96 | Solar Inverter |  | Outside
SRP14341 | ENPHASE ENERGY | M175-24-208-S | 215 | 58 |  |  | 0.96 | Solar Inverter |  | Outside
SRP14344 | SMA AMERICA | SB7000TL-US (208V) | 7000 | 1 |  |  | 0.96 | Solar Inverter |  | OUTDOOR
SRP14344 | SMA AMERICA | SB8000TL-US (208V) | 8000 | 1 |  |  | 0.96 | Solar Inverter |  | OUTDOOR
SRP14348 | ENPHASE ENERGY | M215-60-2LL-S2X | 215 | 17 |  |  | 0.96 | Solar Inverter |  | Outside
SRP14351 | SMA AMERICA | SB7000US (240V) | 7000 | 1 |  |  | 0.96 | Solar Inverter |  | OUTDOOR
SRP14354 | SMA AMERICA | SB5000US (208V) | 5000 | 2 |  |  | 0.96 | Solar Inverter |  | OUTDOOR
SRP14355 | SATCON TECHNOLOGY | PVS-500 (480 V) | 500000 | 1 |  |  | 0.96 | Solar Inverter |  | OUTDOOR
SRP14356 | ENPHASE ENERGY | M175-24-208-S | 215 | 10 |  |  | 0.96 | Solar Inverter |  | OUTDOOR
SRP14356 | ENPHASE ENERGY | M175-24-208-S | 215 | 31 |  |  | 0.96 | Solar Inverter |  | OUTDOOR
SRP14358 | ENPHASE ENERGY | M175-24-208-S | 215 | 8 |  |  | 0.96 | Solar Inverter |  | OUTDOOR
SRP14358 | ENPHASE ENERGY | M175-24-208-S | 215 | 10 |  |  | 0.96 | Solar Inverter |  | OUTDOOR
SRP14358 | ENPHASE ENERGY | M175-24-208-S | 215 | 13 |  |  | 0.96 | Solar Inverter |  | OUTDOOR
SRP14359 | ENPHASE ENERGY | M215-60-2LL-S2X | 215 | 9 |  |  | 0.96 | Solar Inverter |  | OUTDOOR
SRP14359 | ENPHASE ENERGY | M215-60-2LL-S2X | 215 | 15 |  |  | 0.96 | Solar Inverter |  | OUTDOOR
SRP14360 | ENPHASE ENERGY | M175-24-208-S | 215 | 24 |  |  | 0.96 | Solar Inverter |  | OUTDOOR
SRP14364 | SMA AMERICA | SB4000US (240V) | 4000 | 1 |  |  | 0.96 | Solar Inverter |  | OUTDOOR
SRP14365 | SMA AMERICA | SB4000US (208V) | 4000 | 1 |  |  | 0.96 | Solar Inverter |  | OUTDOOR
SRP14367 | SMA AMERICA | SB5000US (208V) | 5000 | 1 |  |  | 0.96 | Solar Inverter |  | OUTDOOR
SRP14368 | SMA AMERICA | SB8000TL-US (208V) | 8000 | 1 |  |  | 0.96 | Solar Inverter |  | OUTDOOR
SRP14371 | SMA AMERICA | SB7000TL-US (208V) | 7000 | 1 |  |  | 0.96 | Solar Inverter |  | OUTDOOR
SRP14379 | SMA AMERICA | SB4000US-12 (240V) | 4000 | 1 |  |  | 0.96 | Solar Inverter |  | OUTDOOR
SRP14381 | SMA AMERICA | SB3000HFUS-30 (240V) | 3000 | 1 |  |  | 0.96 | Solar Inverter |  | OUTDOOR
SRP14386 | SMA AMERICA | SB4000US (208V) | 4000 | 1 |  |  | 0.96 | Solar Inverter |  | OUTDOOR
SRP14391 | SMA AMERICA | SB5000US (208V) | 5000 | 1 |  |  | 0.96 | Solar Inverter |  | OUTDOOR
SRP14392 | SMA AMERICA | SB5000US-11 (277V) | 5000 | 1 |  |  | 0.96 | Solar Inverter |  | OUTDOOR
SRP14393 | PV POWERED | PVP3500 | 3500 | 1 |  |  | 0.96 | Solar Inverter |  | OUTDOOR
SRP14393 | SMA AMERICA | SB5000US (208V) | 5000 | 1 |  |  | 0.96 | Solar Inverter |  | OUTDOOR
SRP14394 | SMA AMERICA | SB4000US (208V) | 4000 | 1 |  |  | 0.96 | Solar Inverter |  | OUTDOOR
SRP14395 | SMA AMERICA | SB7000TL-US (240V) | 7000 | 1 |  |  | 0.96 | Solar Inverter |  | OUTDOOR
SRP14398 | PV POWERED | PVP4800 | 4800 | 1 |  |  | 0.96 | Solar Inverter |  | INDOOR
SRP14399 | PV POWERED | PVP4800 | 4800 | 1 |  |  | 0.96 | Solar Inverter |  | Outside
SRP14400 | SMA AMERICA | SB7000TL-US (208V) | 7000 | 1 |  |  | 0.96 | Solar Inverter |  | OUTDOOR
SRP14402 | SMA AMERICA | SB7000TL-US (240V) | 7000 | 1 |  |  | 0.96 | Solar Inverter |  | Outside
SRP14403 | SMA AMERICA | SB5000US (208V) | 5000 | 1 |  |  | 0.96 | Solar Inverter |  | Outside
SRP14405 | SMA AMERICA | SB4000US-12 (240V) | 4000 | 1 |  |  | 0.96 | Solar Inverter |  | OUTDOOR
SRP14410 | SMA AMERICA | SB4000US (208V) | 4000 | 1 |  |  | 0.96 | Solar Inverter |  | OUTDOOR
SRP14410 | SMA AMERICA | SB8000TL-US (208V) | 8000 | 1 |  |  | 0.96 | Solar Inverter |  | OUTDOOR
SRP14416 | SMA AMERICA | SB4000US (240V) | 4000 | 1 |  |  | 0.96 | Solar Inverter |  | OUTDOOR
SRP14419 | PV POWERED | PVP4800 | 4800 | 1 |  |  | 0.96 | Solar Inverter |  | OUTDOOR
SRP14419 | SMA AMERICA |  | 6000 | 1 |  |  | 0.96 | Solar Inverter |  | OUTDOOR
SRP14422 | SMA AMERICA | SB4000US (208V) | 4000 | 1 |  |  | 0.96 | Solar Inverter |  | OUTDOOR
SRP14422 | SMA AMERICA | SB5000US | 5000 | 1 |  |  | 0.96 | Solar Inverter |  | OUTDOOR
SRP14422 | SMA AMERICA |  | 6000 | 1 |  |  | 0.96 | Solar Inverter |  | Outside
SRP14424 | SMA AMERICA | SB4000US (208V) | 4000 | 1 |  |  | 0.96 | Solar Inverter |  | OUTDOOR
SRP14427 | SMA AMERICA | SB4000US (240V) | 4000 | 1 |  |  | 0.96 | Solar Inverter |  | OUTDOOR
SRP14432 | SMA AMERICA | SB4000US (208V) | 4000 | 1 |  |  | 0.96 | Solar Inverter |  | OUTDOOR
SRP14433 | SMA AMERICA | SB5000US (240V) | 5000 | 1 |  |  | 0.96 | Solar Inverter |  | OUTDOOR
SRP14433 | SMA AMERICA | SB8000US (240V) | 8000 | 1 |  |  | 0.96 | Solar Inverter |  | OUTDOOR
SRP14434 | ENPHASE ENERGY | M200-32-208-S01 | 215 | 27 |  |  | 0.96 | Solar Inverter |  | Outside
SRP14438 | SMA AMERICA | SB4000US (208V) | 4000 | 1 |  |  | 0.96 | Solar Inverter |  | Outside
SRP14444 | SMA AMERICA | SB5000US (240V) | 5000 | 1 |  |  | 0.96 | Solar Inverter |  | OUTDOOR
SRP14449 | SMA AMERICA | SB8000TL-US (208V) | 8000 | 1 |  |  | 0.96 | Solar Inverter |  | OUTDOOR
SRP14450 | ENPHASE ENERGY | M200-32-240-S02 | 215 | 24 |  |  | 0.96 | Solar Inverter |  | OUTDOOR
SRP14451 | SMA AMERICA | SB4000US (240V) | 4000 | 1 |  |  | 0.96 | Solar Inverter |  | OUTDOOR
SRP14453 | POWER-ONE | PVI-3000-I-OUTD-US | 6000 | 1 |  |  | 0.96 | Solar Inverter |  | OUTDOOR
SRP14454 | ENPHASE ENERGY | M175-24-208-S | 215 | 10 |  |  | 0.96 | Solar Inverter |  | OUTDOOR
SRP14454 | ENPHASE ENERGY | M175-24-208-S | 215 | 11 |  |  | 0.96 | Solar Inverter |  | OUTDOOR
SRP14454 | ENPHASE ENERGY | M175-24-208-S | 215 | 12 |  |  | 0.96 | Solar Inverter |  | OUTDOOR
SRP14455 | POWER-ONE | PVI-6000-OUTD-US (208 V) | 6000 | 1 |  |  | 0.96 | Solar Inverter |  | OUTDOOR
SRP14456 | SMA AMERICA | SB4000US (208V) | 4000 | 1 |  |  | 0.96 | Solar Inverter |  | Outside
SRP14457 | SMA AMERICA | SB4000US-12 (240V) | 4000 | 1 |  |  | 0.96 | Solar Inverter |  | OUTDOOR
SRP14459 | ADVANCED ENERGY INDUSTRIES | 3159000-104 | 35000 | 1 |  |  | 0.96 | Solar Inverter |  | OUTDOOR
SRP14459 | ADVANCED ENERGY INDUSTRIES | 3159000-104 | 50000 | 1 |  |  | 0.96 | Solar Inverter |  | OUTDOOR
SRP14459 | ADVANCED ENERGY INDUSTRIES | 3159000-104 | 100000 | 1 |  |  | 0.96 | Solar Inverter |  | OUTDOOR
SRP14461 | POWER-ONE | PVI-5000-OUTD-US (208 V) | 4200 | 1 |  |  | 0.96 | Solar Inverter |  | Inside
SRP14461 | POWER-ONE | PVI-5000-OUTD-US (240 V) | 5000 | 1 |  |  | 0.96 | Solar Inverter |  | Inside
SRP14464 | ENPHASE ENERGY | M215-60-2LL-S2X | 215 | 39 |  |  | 0.96 | Solar Inverter |  | OUTDOOR
SRP14465 | ENPHASE ENERGY | M175-24-208-S01 | 215 | 29 |  |  | 0.96 | Solar Inverter |  | OUTDOOR
SRP14470 | ENPHASE ENERGY | M200-32-240-S02 | 215 | 20 |  |  | 0.96 | Solar Inverter |  | OUTDOOR
SRP14470 | ENPHASE ENERGY | M200-32-240-S02 | 215 | 21 |  |  | 0.96 | Solar Inverter |  | OUTDOOR
SRP14478 | POWER-ONE | PVI-4.2-OUTD-S-US (240 V) | 4200 | 1 |  |  | 0.96 | Solar Inverter |  | OUTDOOR
SRP14480 | ENPHASE ENERGY | M175-24-208-S | 215 | 36 |  |  | 0.96 | Solar Inverter |  | OUTDOOR
SRP14484 | PV POWERED | PVP4800 | 4800 | 1 |  |  | 0.96 | Solar Inverter |  | INDOOR
SRP14490 | ENPHASE ENERGY | M175-24-208-S | 215 | 27 |  |  | 0.96 | Solar Inverter |  | Outside
SRP14491 | ENPHASE ENERGY | M175-24-208-S | 215 | 41 |  |  | 0.96 | Solar Inverter |  | INDOOR
SRP14493 | POWER-ONE | PVI-3.6-OUTD-S-US (208 V) | 3600 | 1 |  |  | 0.96 | Solar Inverter |  | OUTDOOR
SRP14496 | FRONIUS USA | IG 2000 NEG | 2000 | 1 |  |  | 0.96 | Solar Inverter |  | Inside
SRP14497 | SMA AMERICA | SB3800US-12 (240V) | 3800 | 1 |  |  | 0.96 | Solar Inverter |  | Inside
SRP14499 | ENPHASE ENERGY | M175-24-208-S | 215 | 30 |  |  | 0.96 | Solar Inverter |  | INDOOR
SRP14504 | SMA AMERICA | SB4000US (CL) (208V) | 4000 | 1 |  |  | 0.96 | Solar Inverter |  | Outside
SRP14506 | POWER-ONE | PVI-6000-OUTD-US (240 V) | 6000 | 1 |  |  | 0.96 | Solar Inverter |  | OUTDOOR
SRP14509 | SATCON TECHNOLOGY | PVS-50 (240 V) | 50000 | 1 |  |  | 0.96 | Solar Inverter |  | OUTDOOR
SRP14511 | ENPHASE ENERGY | M175-24-208-S | 215 | 23 |  |  | 0.96 | Solar Inverter |  | OUTDOOR
SRP14513 | ENPHASE ENERGY | M200-32-240-S02 | 215 | 33 |  |  | 0.96 | Solar Inverter |  | Inside
SRP14514 | ENPHASE ENERGY | M200-32-240-S02 | 215 | 33 |  |  | 0.96 | Solar Inverter |  | Inside
SRP14515 | ENPHASE ENERGY | M175-24-208-S | 215 | 46 |  |  | 0.96 | Solar Inverter |  | Inside
SRP14520 | POWER-ONE | PVI-4.2-OUTD-S-US (240 V) | 4200 | 1 |  |  | 0.96 | Solar Inverter |  | Inside
SRP14520 | POWER-ONE | PVI-4.2-OUTD-S-US (240 V) | 4200 | 1 |  |  | 0.96 | Solar Inverter |  | Inside
SRP14522 | SMA AMERICA | SB7000US (240V) | 7000 | 1 |  |  | 0.96 | Solar Inverter |  | Inside
SRP14524 | POWER-ONE | PVI-3000-I-OUTD-US-F (240V) | 3000 | 1 |  |  | 0.96 | Solar Inverter |  | Inside
SRP14541 | POWER-ONE | PVI-3.0-OUTD-S-US (240 V) | 3000 | 1 |  |  | 0.96 | Solar Inverter |  | Inside
SRP14541 | POWER-ONE | PVI-5000-OUTD-US (240 V) | 5000 | 1 |  |  | 0.96 | Solar Inverter |  | Inside
SRP14542 | SMA AMERICA | SB5000US (240V) | 5000 | 1 |  |  | 0.96 | Solar Inverter |  | OUTDOOR
SRP14544 | POWER-ONE | PVI-3.0-OUTD-S-US (208 V) | 3000 | 1 |  |  | 0.96 | Solar Inverter |  | OUTDOOR
SRP14547 | SMA AMERICA | SB4000US (240V) | 4000 | 1 |  |  | 0.96 | Solar Inverter |  | Inside
SRP14557 | ENPHASE ENERGY | M175-24-208-S | 215 | 19 |  |  | 0.96 | Solar Inverter |  | OUTDOOR
SRP14558 | ENPHASE ENERGY | M175-24-208-S | 215 | 12 |  |  | 0.96 | Solar Inverter |  | OUTDOOR
SRP14558 | ENPHASE ENERGY | M200-32-240-S02 | 215 | 10 |  |  | 0.96 | Solar Inverter |  | Outside
SRP14559 | ENPHASE ENERGY | M215-60-2LL-S2X | 215 | 15 |  |  | 0.96 | Solar Inverter |  | OUTDOOR
SRP14569 | ENPHASE ENERGY | M215-60-2LL-S2X | 215 | 27 |  |  | 0.96 | Solar Inverter |  | OUTDOOR
SRP14571 | ENPHASE ENERGY | M175-24-208-S | 215 | 10 |  |  | 0.96 | Solar Inverter |  | OUTDOOR
SRP14572 | ENPHASE ENERGY | M175-24-208-S | 215 | 11 |  |  | 0.96 | Solar Inverter |  | OUTDOOR
SRP14572 | ENPHASE ENERGY | M175-24-208-S | 215 | 14 |  |  | 0.96 | Solar Inverter |  | OUTDOOR
SRP14572 | ENPHASE ENERGY | M175-24-208-S | 215 | 17 |  |  | 0.96 | Solar Inverter |  | OUTDOOR
SRP14583 | PV POWERED | PVP4800 | 4800 | 1 |  |  | 0.96 | Solar Inverter |  | Inside
SRP14587 | PV POWERED | PVP100KW-208 | 75000 | 2 |  |  | 0.96 | Solar Inverter |  | INDOOR
SRP14588 | SMA AMERICA | SB4000US (240V) | 4000 | 1 |  |  | 0.96 | Solar Inverter |  | Outside
SRP14591 | SUNPOWER CORP (ORIGINAL MFRSMA) | SPR-7000M (240V) | 10000 | 1 |  |  | 0.96 | Solar Inverter |  | INDOOR
SRP14593 | PV POWERED | PVP75KW-480 | 75000 | 3 |  |  | 0.96 | Solar Inverter |  | INDOOR
SRP14595 | PV POWERED | PVP75KW-208 | 75000 | 1 |  |  | 0.96 | Solar Inverter |  | INDOOR
SRP14596 | PV POWERED | PVP4800 | 4800 | 1 |  |  | 0.96 | Solar Inverter |  | OUTDOOR
SRP14597 | PV POWERED | PVP4800 | 4800 | 1 |  |  | 0.96 | Solar Inverter |  | Inside
SRP14599 | SMA AMERICA | SB4000US (240V) | 4000 | 1 |  |  | 0.96 | Solar Inverter |  | OUTDOOR
SRP14605 | PV POWERED | PVP4800 | 4800 | 1 |  |  | 0.96 | Solar Inverter |  | INDOOR
SRP14606 | SMA AMERICA | SB5000US (240V) | 5000 | 1 |  |  | 0.96 | Solar Inverter |  | OUTDOOR
SRP14608 | ENPHASE ENERGY | M215-60-2LL-S2X | 215 | 26 |  |  | 0.96 | Solar Inverter |  | OUTDOOR
SRP14609 | ENPHASE ENERGY | M175-24-208-S | 215 | 19 |  |  | 0.96 | Solar Inverter |  | OUTDOOR
SRP14610 | SATCON TECHNOLOGY | PVS-75 (240 V) | 75000 | 1 |  |  | 0.96 | Solar Inverter |  | OUTDOOR
SRP14611 | POWER-ONE | PVI-3.6-OUTD-S-US (240 V) | 3600 | 1 |  |  | 0.96 | Solar Inverter |  | Inside
SRP14612 | SUNPOWER CORP (ORIGINAL MFRSMA) | SPR-7000M (277V) | 8000 | 1 |  |  | 0.96 | Solar Inverter |  | OUTDOOR
SRP14613 | PV POWERED | PVP4800 | 4800 | 1 |  |  | 0.96 | Solar Inverter |  | INDOOR
SRP14614 | SATCON TECHNOLOGY | PVS-250 (208 V) | 250000 | 1 |  |  | 0.96 | Solar Inverter |  | OUTDOOR
SRP14614 | SATCON TECHNOLOGY | PVS-375 (480 V) | 375000 | 1 |  |  | 0.96 | Solar Inverter |  | OUTDOOR
SRP14616 | ENPHASE ENERGY | M215-60-2LL-S2X | 215 | 21 |  |  | 0.96 | Solar Inverter |  | Inside
SRP14618 | ENPHASE ENERGY | M215-60-2LL-S2X | 215 | 49 |  |  | 0.96 | Solar Inverter |  | INDOOR
SRP14619 | SATCON TECHNOLOGY | PVS-375 (480 V) | 375000 | 1 |  |  | 0.96 | Solar Inverter |  | OUTDOOR
SRP14619 | SATCON TECHNOLOGY | PVS-500 (480 V) | 500000 | 1 |  |  | 0.96 | Solar Inverter |  | OUTDOOR
SRP14622 | PV POWERED | PVP4800 | 4800 | 1 |  |  | 0.96 | Solar Inverter |  | INDOOR
SRP14624 | SATCON TECHNOLOGY | PVS-500 (480 V) | 500000 | 1 |  |  | 0.96 | Solar Inverter |  | OUTDOOR
SRP14625 | SOLECTRIA RENEWABLES | PVI95KW-480 | 95000 | 1 |  |  | 0.96 | Solar Inverter |  | OUTDOOR
SRP14626 | ENPHASE ENERGY | M175-24-208-S | 215 | 34 |  |  | 0.96 | Solar Inverter |  | INDOOR
SRP14627 | ENPHASE ENERGY | M215-60-2LL-S2X | 215 | 46 |  |  | 0.96 | Solar Inverter |  | Outside
SRP14628 | ENPHASE ENERGY | M175-24-208-S | 215 | 35 |  |  | 0.96 | Solar Inverter |  | Inside
SRP14632 | POWER-ONE | PVI-3.6-OUTD-S-US (240 V) | 3600 | 2 |  |  | 0.96 | Solar Inverter |  | OUTDOOR
SRP14633 | SMA AMERICA | SB3000US (240V) | 3000 | 1 |  |  | 0.96 | Solar Inverter |  | OUTDOOR
SRP14635 | SUNPOWER CORP (ORIGINAL MFR - PV POWERED LLC) | SPR-2500 | 9995 | 1 |  |  | 0.96 | Solar Inverter |  | INDOOR
SRP14636 | ENPHASE ENERGY | M175-24-208-S | 215 | 5 |  |  | 0.96 | Solar Inverter |  | OUTDOOR
SRP14636 | ENPHASE ENERGY | M175-24-208-S | 215 | 28 |  |  | 0.96 | Solar Inverter |  | OUTDOOR
SRP14637 | ENPHASE ENERGY | M175-24-208-S | 215 | 9 |  |  | 0.96 | Solar Inverter |  | OUTDOOR
SRP14637 | ENPHASE ENERGY | M175-24-208-S | 215 | 14 |  |  | 0.96 | Solar Inverter |  | OUTDOOR
SRP14640 | ENPHASE ENERGY | M215-60-2LL-S2X-NA | 215 | 22 |  |  | 0.96 | Solar Inverter |  | OUTDOOR
SRP14641 | ENPHASE ENERGY | M215-60-2LL-S2X | 215 | 10 |  |  | 0.96 | Solar Inverter |  | OUTDOOR
SRP14643 | ENPHASE ENERGY | M175-24-208-S | 215 | 15 |  |  | 0.96 | Solar Inverter |  | OUTDOOR
SRP14643 | ENPHASE ENERGY | M175-24-208-S | 215 | 22 |  |  | 0.96 | Solar Inverter |  | OUTDOOR
SRP14645 | ENPHASE ENERGY | M215-60-2LL-S2X | 215 | 14 |  |  | 0.96 | Solar Inverter |  | OUTDOOR
SRP14646 | ENPHASE ENERGY | M175-24-208-S | 215 | 8 |  |  | 0.96 | Solar Inverter |  | OUTDOOR
SRP14646 | ENPHASE ENERGY | M175-24-208-S | 215 | 10 |  |  | 0.96 | Solar Inverter |  | OUTDOOR
SRP14647 | ENPHASE ENERGY | M215-60-2LL-S2X | 215 | 10 |  |  | 0.96 | Solar Inverter |  | OUTDOOR
SRP14650 | PV POWERED | PVP4800 | 4800 | 1 |  |  | 0.96 | Solar Inverter |  | OUTDOOR
SRP14656 | PV POWERED | PVP4800 | 4800 | 2 |  |  | 0.96 | Solar Inverter |  | Inside
SRP14657 | ENPHASE ENERGY | M200-32-240-S02 | 215 | 16 |  |  | 0.96 | Solar Inverter |  | OUTDOOR
SRP14658 | ENPHASE ENERGY | M175-24-208-S | 215 | 6 |  |  | 0.96 | Solar Inverter |  | OUTDOOR
SRP14658 | ENPHASE ENERGY | M175-24-208-S | 215 | 9 |  |  | 0.96 | Solar Inverter |  | OUTDOOR
SRP14658 | ENPHASE ENERGY | M175-24-208-S | 215 | 15 |  |  | 0.96 | Solar Inverter |  | OUTDOOR
SRP14658 | ENPHASE ENERGY | M175-24-208-S | 215 | 17 |  |  | 0.96 | Solar Inverter |  | OUTDOOR
SRP14662 | ENPHASE ENERGY | M175-24-208-S | 215 | 15 |  |  | 0.96 | Solar Inverter |  | OUTDOOR
SRP14662 | ENPHASE ENERGY | M175-24-208-S | 215 | 27 |  |  | 0.96 | Solar Inverter |  | OUTDOOR
SRP14666 | PV POWERED | PVP4800 | 4800 | 1 |  |  | 0.96 | Solar Inverter |  | OUTDOOR
SRP14666 | PV POWERED | PVP4800 | 4800 | 1 |  |  | 0.96 | Solar Inverter |  | OUTDOOR
SRP14667 | PV POWERED | PVP4800 | 4800 | 1 |  |  | 0.96 | Solar Inverter |  | OUTDOOR
SRP14669 | SMA AMERICA | SB4000US (208V) | 4000 | 2 |  |  | 0.96 | Solar Inverter |  | Outside
SRP14670 | ENPHASE ENERGY | M200-32-240-S02 | 215 | 24 |  |  | 0.96 | Solar Inverter |  | OUTDOOR
SRP14671 | ENPHASE ENERGY | M200-32-240-S02 | 215 | 23 |  |  | 0.96 | Solar Inverter |  | OUTDOOR
SRP14673 | POWER-ONE | PVI-5000-OUTD-US (240 V) | 5000 | 1 |  |  | 0.96 | Solar Inverter |  | OUTDOOR
SRP14674 | POWER-ONE | PVI-6000-OUTD-US (240 V) | 6000 | 1 |  |  | 0.96 | Solar Inverter |  | Inside
SRP14675 | POWER-ONE | PVI-3.6-OUTD-S-US (240 V) | 3600 | 1 |  |  | 0.96 | Solar Inverter |  | Inside
SRP14675 | POWER-ONE | PVI-3.6-OUTD-S-US (240 V) | 3600 | 1 |  |  | 0.96 | Solar Inverter |  | Inside
SRP14676 | POWER-ONE | PVI-5000-OUTD-US (208 V) | 4200 | 1 |  |  | 0.96 | Solar Inverter |  | Inside
SRP14676 | POWER-ONE | PVI-5000-OUTD-US (240 V) | 4200 | 1 |  |  | 0.96 | Solar Inverter |  | Inside
SRP14678 | PV POWERED | PVP4800 | 4800 | 1 |  |  | 0.96 | Solar Inverter |  | INDOOR
SRP14682 | ENPHASE ENERGY | M215-60-2LL-S2X | 215 | 44 |  |  | 0.96 | Solar Inverter |  | Inside
SRP14684 | ENPHASE ENERGY | M175-24-208-S | 215 | 20 |  |  | 0.96 | Solar Inverter |  | INDOOR
SRP14685 | ENPHASE ENERGY | M175-24-208-S | 215 | 22 |  |  | 0.96 | Solar Inverter |  | INDOOR
SRP14686 | ENPHASE ENERGY | M215-60-2LL-S2X | 215 | 20 |  |  | 0.96 | Solar Inverter |  | INDOOR
SRP14687 | ENPHASE ENERGY | M215-60-2LL-S2X | 215 | 11 |  |  | 0.96 | Solar Inverter |  | OUTDOOR
SRP14688 | ENPHASE ENERGY | M215-60-2LL-S2X | 215 | 15 |  |  | 0.96 | Solar Inverter |  | OUTDOOR
SRP14692 | ENPHASE ENERGY | M215-60-2LL-S2X | 215 | 12 |  |  | 0.96 | Solar Inverter |  | OUTDOOR
SRP14697 | ENPHASE ENERGY | M200-32-208-S01 | 215 | 5 |  |  | 0.96 | Solar Inverter |  | OUTDOOR
SRP14697 | ENPHASE ENERGY | M200-32-208-S01 | 215 | 32 |  |  | 0.96 | Solar Inverter |  | OUTDOOR
SRP14698 | ENPHASE ENERGY | M215-60-2LL-S2X | 215 | 37 |  |  | 0.96 | Solar Inverter |  | OUTDOOR
SRP14701 | SMA AMERICA | SB4000US (CL) (240V) | 4000 | 1 |  |  | 0.96 | Solar Inverter |  | OUTDOOR
SRP14704 | POWER-ONE | PVI-3.0-OUTD-S-US (240 V) | 3000 | 1 |  |  | 0.96 | Solar Inverter |  | Inside
SRP14704 | POWER-ONE | PVI-4.2-OUTD-S-US (240 V) | 4200 | 3 |  |  | 0.96 | Solar Inverter |  | Inside
SRP14706 | ENPHASE ENERGY | M175-24-208-S | 215 | 35 |  |  | 0.96 | Solar Inverter |  | OUTDOOR
SRP14707 | SMA AMERICA | SB7000US (240V) | 7000 | 1 |  |  | 0.96 | Solar Inverter |  | Inside
SRP14707 | SMA AMERICA | SB7000US-11 (240V) | 7000 | 1 |  |  | 0.96 | Solar Inverter |  | Inside
SRP14708 | ENPHASE ENERGY | M215-60-2LL-S2X | 215 | 27 |  |  | 0.96 | Solar Inverter |  | OUTDOOR
SRP14710 | POWER-ONE | PVI-3.0-OUTD-S-US (208 V) | 3000 | 1 |  |  | 0.96 | Solar Inverter |  | OUTDOOR
SRP14711 | ENPHASE ENERGY | M215-60-2LL-S2X | 215 | 32 |  |  | 0.96 | Solar Inverter |  | OUTDOOR
SRP14714 | ENPHASE ENERGY | M200-32-208-S01 | 215 | 11 |  |  | 0.96 | Solar Inverter |  | OUTDOOR
SRP14716 | SMA AMERICA | SB3800U (240V) | 3800 | 1 |  |  | 0.96 | Solar Inverter |  | Inside
SRP14718 | POWER-ONE | PVI-3.0-OUTD-S-US (208 V) | 3000 | 1 |  |  | 0.96 | Solar Inverter |  | OUTDOOR
SRP14719 | ENPHASE ENERGY | M215-60-2LL-S2X | 215 | 34 |  |  | 0.96 | Solar Inverter |  | OUTDOOR
SRP14720 | ENPHASE ENERGY | M215-60-2LL-S2X | 215 | 38 |  |  | 0.96 | Solar Inverter |  | OUTDOOR
SRP14722 | SUNPOWER CORP (ORIGINAL MFRSMA) | SPR-3000M (240V) | 3000 | 1 |  |  | 0.96 | Solar Inverter |  | OUTDOOR
SRP14722 | SUNPOWER CORP (ORIGINAL MFRSMA) | SPR-7000M (240V) | 7000 | 1 |  |  | 0.96 | Solar Inverter |  | OUTDOOR
SRP14727 | POWER-ONE | PVI-4.2-OUTD-S-US (240 V) | 4200 | 1 |  |  | 0.96 | Solar Inverter |  | Inside
SRP14727 | POWER-ONE | PVI-4.2-OUTD-S-US (240 V) | 4200 | 1 |  |  | 0.96 | Solar Inverter |  | Inside
SRP14729 | POWER-ONE | PVI-3600-OUTD-US-F (240V) | 3600 | 1 |  |  | 0.96 | Solar Inverter |  | OUTDOOR
SRP14729 | POWER-ONE | PVI-3600-OUTD-US-F (240V) | 3600 | 1 |  |  | 0.96 | Solar Inverter |  | OUTDOOR
SRP14738 | PV POWERED | PVP4800 | 4800 | 1 |  |  | 0.96 | Solar Inverter |  | OUTDOOR
SRP14747 | PV POWERED | PVP100KW-208 | 100000 | 1 |  |  | 0.96 | Solar Inverter |  | INDOOR
SRP14749 | ENPHASE ENERGY | M175-24-208-S | 215 | 28 |  |  | 0.96 | Solar Inverter |  | INDOOR
SRP14750 | ENPHASE ENERGY | M175-24-208-S | 215 | 18 |  |  | 0.96 | Solar Inverter |  | INDOOR
SRP14751 | ENPHASE ENERGY | M175-24-208-S | 215 | 47 |  |  | 0.96 | Solar Inverter |  | Inside
SRP14752 | ENPHASE ENERGY | M175-24-208-S | 215 | 34 |  |  | 0.96 | Solar Inverter |  | Inside
SRP14753 | ENPHASE ENERGY | M215-60-2LL-S2X | 215 | 28 |  |  | 0.96 | Solar Inverter |  | INDOOR
SRP14754 | SMA AMERICA | SB1100U | 2000 | 1 |  |  | 0.96 | Solar Inverter |  | INDOOR
SRP14754 | SMA AMERICA | SB1100U | 2000 | 1 |  |  | 0.96 | Solar Inverter |  | INDOOR
SRP14756 | PV POWERED | PVP100KW-208 | 100000 | 2 |  |  | 0.96 | Solar Inverter |  | INDOOR
SRP14757 | PV POWERED | PVP100KW-208 | 100000 | 1 |  |  | 0.96 | Solar Inverter |  | INDOOR
SRP14757 | PV POWERED | PVP75KW-208 | 75000 | 1 |  |  | 0.96 | Solar Inverter |  | INDOOR
SRP14758 | POWER-ONE | PVI-3000-I-OUTD-US-F (240V) | 3000 | 1 |  |  | 0.96 | Solar Inverter |  | OUTDOOR
SRP14761 | PV POWERED | PVP4800 | 4800 | 1 |  |  | 0.96 | Solar Inverter |  | OUTDOOR
SRP14764 | PV POWERED | PVP100KW-208 | 100000 | 2 |  |  | 0.96 | Solar Inverter |  | INDOOR
SRP14765 | PV POWERED | PVP100KW-208 | 100000 | 2 |  |  | 0.96 | Solar Inverter |  | INDOOR
SRP14766 | PV POWERED | PVP4800 | 4800 | 1 |  |  | 0.96 | Solar Inverter |  | INDOOR
SRP14767 | PV POWERED | PVP4800 | 4800 | 2 |  |  | 0.96 | Solar Inverter |  | Inside
SRP14768 | PV POWERED | PVP4800 | 4800 | 1 |  |  | 0.96 | Solar Inverter |  | INDOOR
SRP14771 | SUNPOWER CORP (ORIGINAL MFR - PV POWERED LLC) | SPR-2500 | 240 | 62 |  |  | 0.96 | Solar Inverter |  | Outside
SRP14773 | ENPHASE ENERGY | M175-24-208-S | 215 | 34 |  |  | 0.96 | Solar Inverter |  | INDOOR
SRP14775 | POWER-ONE | PVI-3.0-OUTD-S-US (208 V) | 3000 | 1 |  |  | 0.96 | Solar Inverter |  | OUTDOOR
SRP14778 | SMA AMERICA | SB3800U (208V) | 3800 | 1 |  |  | 0.96 | Solar Inverter |  | OUTDOOR
SRP14778 | SMA AMERICA | SB7000US (208V) | 7000 | 1 |  |  | 0.96 | Solar Inverter |  | OUTDOOR
SRP14780 | POWER-ONE | PVI-3000-I-OUTD-US | 3000 | 1 |  |  | 0.96 | Solar Inverter |  | OUTDOOR
SRP14780 | POWER-ONE | PVI-3600-OUTD-US-F (208V) | 3600 | 1 |  |  | 0.96 | Solar Inverter |  | OUTDOOR
SRP14782 | ENPHASE ENERGY | M175-24-208-S | 215 | 21 |  |  | 0.96 | Solar Inverter |  | INDOOR
SRP14783 | ENPHASE ENERGY | M215-60-2LL-S2X | 215 | 33 |  |  | 0.96 | Solar Inverter |  | Inside
SRP14786 | ENPHASE ENERGY | M175-24-208-S | 215 | 29 |  |  | 0.96 | Solar Inverter |  | INDOOR
SRP14789 | ENPHASE ENERGY | M215-60-2LL-S2X | 215 | 36 |  |  | 0.96 | Solar Inverter |  | OUTDOOR
SRP14790 | POWER-ONE | PVI-3.6-OUTD-S-US (240 V) | 3600 | 1 |  |  | 0.96 | Solar Inverter |  | INDOOR
SRP14791 | POWER-ONE | PVI-3600-US (240V) | 4200 | 1 |  |  | 0.96 | Solar Inverter |  | INDOOR
SRP14792 | ENPHASE ENERGY | M215-60-2LL-S2X | 215 | 48 |  |  | 0.96 | Solar Inverter |  | OUTDOOR
SRP14793 | SMA AMERICA | SB3800U (240V) | 3800 | 1 |  |  | 0.96 | Solar Inverter |  | Inside
SRP14794 | POWER-ONE | PVI-5000-OUTD-US (208 V) | 4200 | 1 |  |  | 0.96 | Solar Inverter |  | Inside
SRP14797 | POWER-ONE | PVI-3.0-OUTD-S-US (208 V) | 3000 | 2 |  |  | 0.96 | Solar Inverter |  | Inside
SRP14798 | SMA AMERICA | SB8000US-12 (240V) | 8000 | 1 |  |  | 0.96 | Solar Inverter |  | OUTDOOR
SRP14799 | ENPHASE ENERGY | M215-60-2LL-S2X | 215 | 17 |  |  | 0.96 | Solar Inverter |  | OUTDOOR
SRP14800 | ENPHASE ENERGY | M215-60-2LL-S2X | 215 | 15 |  |  | 0.96 | Solar Inverter |  | OUTDOOR
SRP14801 | POWER-ONE | PVI-3.6-OUTD-S-US (208 V) | 3600 | 1 |  |  | 0.96 | Solar Inverter |  | OUTDOOR
SRP14805 | ENPHASE ENERGY | M175-24-208-S | 215 | 15 |  |  | 0.96 | Solar Inverter |  | OUTDOOR
SRP14806 | ENPHASE ENERGY | M215-60-2LL-S2X | 215 | 17 |  |  | 0.96 | Solar Inverter |  | OUTDOOR
SRP14808 | ENPHASE ENERGY | M215-60-2LL-S2X | 215 | 8 |  |  | 0.96 | Solar Inverter |  | OUTDOOR
SRP14808 | ENPHASE ENERGY | M215-60-2LL-S2X | 215 | 12 |  |  | 0.96 | Solar Inverter |  | OUTDOOR
SRP14808 | ENPHASE ENERGY | M215-60-2LL-S2X | 215 | 16 |  |  | 0.96 | Solar Inverter |  | OUTDOOR
SRP14809 | ENPHASE ENERGY | M215-60-2LL-S2X | 215 | 28 |  |  | 0.96 | Solar Inverter |  | OUTDOOR
SRP14810 | ENPHASE ENERGY | M215-60-2LL-S2X | 215 | 30 |  |  | 0.96 | Solar Inverter |  | OUTDOOR
SRP14811 | ENPHASE ENERGY | M175-24-208-S | 215 | 11 |  |  | 0.96 | Solar Inverter |  | OUTDOOR
SRP14811 | ENPHASE ENERGY | M175-24-208-S | 215 | 16 |  |  | 0.96 | Solar Inverter |  | OUTDOOR
SRP14812 | ENPHASE ENERGY | M215-60-2LL-S2X | 215 | 10 |  |  | 0.96 | Solar Inverter |  | OUTDOOR
SRP14813 | ADVANCED ENERGY | MM5 | 100000 | 1 |  |  | 0.96 | Solar Inverter |  | OUTDOOR
SRP14815 | POWER-ONE | PVI-3000-I-OUTD-US-F (240V) | 3000 | 1 |  |  | 0.96 | Solar Inverter |  | OUTDOOR
SRP14817 | ENPHASE ENERGY | M175-24-208-S | 215 | 4 |  |  | 0.96 | Solar Inverter |  | Outside
SRP14817 | ENPHASE ENERGY | M175-24-208-S | 215 | 8 |  |  | 0.96 | Solar Inverter |  | Outside
SRP14817 | ENPHASE ENERGY | M175-24-208-S | 215 | 16 |  |  | 0.96 | Solar Inverter |  | Outside
SRP14817 | ENPHASE ENERGY | M175-24-208-S | 215 | 30 |  |  | 0.96 | Solar Inverter |  | Outside
SRP14818 | ENPHASE ENERGY | M215-60-2LL-S2X | 215 | 17 |  |  | 0.96 | Solar Inverter |  | OUTDOOR
SRP14821 | ENPHASE ENERGY | M215-60-2LL-S2X | 215 | 28 |  |  | 0.96 | Solar Inverter |  | OUTDOOR
SRP14822 | PV POWERED | PVP4800 | 4800 | 1 |  |  | 0.96 | Solar Inverter |  | INDOOR
SRP14823 | PV POWERED | PVP4800 | 4800 | 1 |  |  | 0.96 | Solar Inverter |  | INDOOR
SRP14827 | PV POWERED | PVP4800 | 4800 | 1 |  |  | 0.96 | Solar Inverter |  | INDOOR
SRP14828 | PV POWERED | PVP4800 | 4800 | 1 |  |  | 0.96 | Solar Inverter |  | INDOOR
SRP14832 | POWER-ONE | PVI-3000-I-OUTD-US-F (240V) | 3000 | 1 |  |  | 0.96 | Solar Inverter |  | OUTDOOR
SRP14832 | POWER-ONE | PVI-3600-OUTD-US-F (240V) | 3600 | 1 |  |  | 0.96 | Solar Inverter |  | OUTDOOR
SRP14840 | SMA AMERICA | SB5000US (240V) | 5000 | 1 |  |  | 0.96 | Solar Inverter |  | OUTDOOR
SRP14841 | ENPHASE ENERGY | EMU | 215 | 31 |  |  | 0.96 | Solar Inverter |  | OUTDOOR
SRP14842 | ENPHASE ENERGY | M175-24-208-S | 215 | 18 |  |  | 0.96 | Solar Inverter |  | OUTDOOR
SRP14843 | SMA AMERICA | SB5000US (240V) | 5000 | 1 |  |  | 0.96 | Solar Inverter |  | OUTDOOR
SRP14849 | POWER-ONE | PVI-3.6-OUTD-S-US (240 V) | 3600 | 1 |  |  | 0.96 | Solar Inverter |  | OUTDOOR
SRP14852 | PV POWERED | PVP4800 | 4800 | 1 |  |  | 0.96 | Solar Inverter |  | Outside
SRP14853 | SMA AMERICA | SB4000US (240V) | 4000 | 1 |  |  | 0.96 | Solar Inverter |  | INDOOR
SRP14854 | PV POWERED | PVP4800 | 4800 | 1 |  |  | 0.96 | Solar Inverter |  | INDOOR
SRP14856 | PV POWERED | PVP4800 | 4800 | 1 |  |  | 0.96 | Solar Inverter |  | INDOOR
SRP14858 | PV POWERED | PVP4800 | 4800 | 1 |  |  | 0.96 | Solar Inverter |  | INDOOR
SRP14859 | SMA AMERICA | SB5000US (277V) | 5000 | 2 |  |  | 0.96 | Solar Inverter |  | Inside
SRP14863 | ENPHASE ENERGY | M215-60-2LL-S2X | 215 | 15 |  |  | 0.96 | Solar Inverter |  | OUTDOOR
SRP14864 | ENPHASE ENERGY | M215-60-2LL-S2X-IG-ZC | 215 | 16 |  |  | 0.96 | Solar Inverter |  | OUTDOOR
SRP14867 | ENPHASE ENERGY | EMU | 215 | 6 |  |  | 0.96 | Solar Inverter |  | OUTDOOR
SRP14867 | ENPHASE ENERGY | EMU | 215 | 16 |  |  | 0.96 | Solar Inverter |  | OUTDOOR
SRP14869 | ENPHASE ENERGY | M215-60-2LL-S2X | 215 | 11 |  |  | 0.96 | Solar Inverter |  | Outside
SRP14870 | ENPHASE ENERGY | M215-60-2LL-S2X | 215 | 30 |  |  | 0.96 | Solar Inverter |  | OUTDOOR
SRP14871 | ENPHASE ENERGY | M215-60-2LL-S2X | 215 | 24 |  |  | 0.96 | Solar Inverter |  | OUTDOOR
SRP14873 | ENPHASE ENERGY | M215-60-2LL-S2X | 215 | 21 |  |  | 0.96 | Solar Inverter |  | OUTDOOR
SRP14874 | ENPHASE ENERGY | EMU | 215 | 33 |  |  | 0.96 | Solar Inverter |  | OUTDOOR
SRP14875 | ENPHASE ENERGY | M215-60-2LL-S2X-IG | 215 | 42 |  |  | 0.96 | Solar Inverter |  | OUTDOOR
SRP14881 | PV POWERED | PVP100KW-480 | 100000 | 2 |  |  | 0.96 | Solar Inverter |  | INDOOR
SRP14882 | PV POWERED | PVP100KW-480 | 100000 | 1 |  |  | 0.96 | Solar Inverter |  | OUTDOOR
SRP14883 | PV POWERED | PVP100KW-208 | 100000 | 1 |  |  | 0.96 | Solar Inverter |  | INDOOR
SRP14892 | ENPHASE ENERGY | M200-32-240-S02 | 215 | 40 |  |  | 0.96 | Solar Inverter |  | INDOOR
SRP14898 | ENPHASE ENERGY | M200-32-208-S01 | 215 | 17 |  |  | 0.96 | Solar Inverter |  | OUTDOOR
SRP14906 | SMA AMERICA | SB4000US (240V) | 4000 | 1 |  |  | 0.96 | Solar Inverter |  | OUTDOOR
SRP14906 | SMA AMERICA | SB4000US (240V) | 4000 | 1 |  |  | 0.96 | Solar Inverter |  | OUTDOOR
SRP14906 | SMA AMERICA | SB4000US (240V) | 4000 | 1 |  |  | 0.96 | Solar Inverter |  | OUTDOOR
SRP14908 | ENPHASE ENERGY | M215-60-2LL-S2X | 215 | 88 |  |  | 0.96 | Solar Inverter |  | OUTDOOR
SRP14910 | SUNPOWER CORP (ORIGINAL MFRSMA) | SPR-7000M (277V) | 10000 | 1 |  |  | 0.96 | Solar Inverter |  | OUTDOOR
SRP14912 | SATCON TECHNOLOGY | PVS-30 (240 V) | 30000 | 3 |  |  | 0.96 | Solar Inverter |  | OUTDOOR
SRP14917 | PV POWERED | PVP4800 | 4800 | 1 |  |  | 0.96 | Solar Inverter |  | OUTDOOR
SRP14918 | POWER-ONE | PVI-3600-OUTD-US-F (240V) | 3600 | 2 |  |  | 0.96 | Solar Inverter |  | INDOOR
SRP14925 | ENPHASE ENERGY | M215-60-2LL-S2X | 215 | 32 |  |  | 0.96 | Solar Inverter |  | INDOOR
SRP14927 | POWER-ONE | PVI-4.2-OUTD-S-US (240 V) | 4200 | 1 |  |  | 0.96 | Solar Inverter |  | INDOOR
SRP14929 | SMA AMERICA | SB4000US (240V) | 4000 | 1 |  |  | 0.96 | Solar Inverter |  | OUTDOOR
SRP14929 | SMA AMERICA | SB6000US-12 (240V) | 6000 | 1 |  |  | 0.96 | Solar Inverter |  | OUTDOOR
SRP14930 | SMA AMERICA | SB6000U (240V) | 6000 | 1 |  |  | 0.96 | Solar Inverter |  | Inside
SRP14931 | SMA AMERICA | SB3000US (240V) | 3000 | 1 |  |  | 0.96 | Solar Inverter |  | OUTDOOR
SRP14931 | SMA AMERICA | SB8000TL-US (208V) | 8000 | 2 |  |  | 0.96 | Solar Inverter |  | OUTDOOR
SRP14932 | ENPHASE ENERGY | M215-60-2LL-S2X | 215 | 28 |  |  | 0.96 | Solar Inverter |  | Outside
SRP14933 | ENPHASE ENERGY | M200-32-240-S02 | 215 | 24 |  |  | 0.96 | Solar Inverter |  | Inside
SRP14934 | ENPHASE ENERGY | M175-24-208-S | 215 | 40 |  |  | 0.96 | Solar Inverter |  | OUTDOOR
SRP14935 | PV POWERED | PVP4800 | 4800 | 2 |  |  | 0.96 | Solar Inverter |  | INDOOR
SRP14936 | PV POWERED | PVP4800 | 4800 | 1 |  |  | 0.96 | Solar Inverter |  | INDOOR
SRP14937 | PV POWERED | PVP75KW-208 | 75000 | 1 |  |  | 0.96 | Solar Inverter |  | OUTDOOR
SRP14938 | SMA AMERICA | SB4000US (240V) | 4000 | 1 |  |  | 0.96 | Solar Inverter |  | Inside
SRP14941 | PV POWERED | PVP4800 | 4800 | 2 |  |  | 0.96 | Solar Inverter |  | INDOOR
SRP14948 | POWER-ONE | PVI-3600-US (240V) | 3600 | 1 |  |  | 0.96 | Solar Inverter |  | Inside
SRP14949 | PV POWERED | PVP4800 | 4800 | 4 |  |  | 0.96 | Solar Inverter |  | INDOOR
SRP14949 | PV POWERED | PVP5200 | 5200 | 10 |  |  | 0.96 | Solar Inverter |  | INDOOR
SRP14953 | PV POWERED | PVP4800 | 4800 | 1 |  |  | 0.96 | Solar Inverter |  | INDOOR
SRP14959 | ENPHASE ENERGY | M215-60-2LL-S2X-IG-NA | 215 | 21 |  |  | 0.96 | Solar Inverter |  | OUTDOOR
SRP14960 | ENPHASE ENERGY | M215-60-2LL-S2X | 215 | 29 |  |  | 0.96 | Solar Inverter |  | OUTDOOR
SRP14965 | ENPHASE ENERGY | M175-24-208-S | 215 | 12 |  |  | 0.96 | Solar Inverter |  | OUTDOOR
SRP14965 | ENPHASE ENERGY | M175-24-208-S | 215 | 14 |  |  | 0.96 | Solar Inverter |  | OUTDOOR
SRP14969 | PV POWERED | PVP4800 | 4800 | 2 |  |  | 0.96 | Solar Inverter |  | Outside
SRP14970 | PV POWERED | PVP4800 | 4800 | 1 |  |  | 0.96 | Solar Inverter |  | INDOOR
SRP14970 | SMA AMERICA | SB3000US (208V) | 3000 | 1 |  |  | 0.96 | Solar Inverter |  | INDOOR
SRP14972 | PV POWERED | PVP4800 | 4800 | 1 |  |  | 0.96 | Solar Inverter |  | INDOOR
SRP14975 | POWER-ONE | PVI-3.8-1-OUTD-X-US-Y (208 V) | 3800 | 1 |  |  | 0.96 | Solar Inverter |  | INDOOR
SRP14978 | SMA AMERICA | SB5000US (240V) | 5000 | 1 |  |  | 0.96 | Solar Inverter |  | OUTDOOR
SRP14979 | SMA AMERICA | SB4000US (240V) | 4000 | 2 |  |  | 0.96 | Solar Inverter |  | OUTDOOR
SRP14984 | SMA AMERICA | SB4000US (240V) | 4000 | 1 |  |  | 0.96 | Solar Inverter |  | Inside
SRP14984 | SMA AMERICA | SB7000US (240V) | 7000 | 1 |  |  | 0.96 | Solar Inverter |  | Inside
SRP14989 | ENPHASE ENERGY | M215-60-2LL-S2X | 215 | 11 |  |  | 0.96 | Solar Inverter |  | OUTDOOR
SRP14989 | ENPHASE ENERGY | M215-60-2LL-S2X-IG | 215 | 7 |  |  | 0.96 | Solar Inverter |  | OUTDOOR
SRP14994 | ENPHASE ENERGY | EMU | 215 | 44 |  |  | 0.96 | Solar Inverter |  | OUTDOOR
SRP14996 | ENPHASE ENERGY | EMU | 215 | 40 |  |  | 0.96 | Solar Inverter |  | INDOOR
SRP14997 | ENPHASE ENERGY | M200-32-208-S01 | 215 | 11 |  |  | 0.96 | Solar Inverter |  | OUTDOOR
SRP14997 | ENPHASE ENERGY | M200-32-208-S01 | 215 | 13 |  |  | 0.96 | Solar Inverter |  | OUTDOOR
SRP14998 | ENPHASE ENERGY | M215-60-2LL-S2X-IG-ZC | 215 | 19 |  |  | 0.96 | Solar Inverter |  | OUTDOOR
SRP15001 | ENPHASE ENERGY | M215-60-2LL-S2X | 215 | 26 |  |  | 0.96 | Solar Inverter |  | OUTDOOR
SRP15003 | ENPHASE ENERGY | M200-32-240-S02 | 215 | 34 |  |  | 0.96 | Solar Inverter |  | INDOOR
SRP15004 | POWER-ONE | PVI-5000-OUTD-US (240 V) | 5000 | 1 |  |  | 0.96 | Solar Inverter |  | OUTDOOR
SRP15006 | ENPHASE ENERGY | M200-32-240-S02 | 215 | 39 |  |  | 0.96 | Solar Inverter |  | INDOOR
SRP15009 | ENPHASE ENERGY | M215-60-2LL-S2X | 215 | 28 |  |  | 0.96 | Solar Inverter |  | OUTDOOR
SRP15011 | SMA AMERICA | SB5000US (208V) | 5000 | 1 |  |  | 0.96 | Solar Inverter |  | OUTDOOR
SRP15014 | POWER-ONE | PVI-3.0-OUTD-S-US (240 V) | 3000 | 1 |  |  | 0.96 | Solar Inverter |  | OUTDOOR
SRP15019 | ENPHASE ENERGY | M215-60-2LL-S2X | 215 | 91 |  |  | 0.96 | Solar Inverter |  | OUTDOOR
SRP15020 | ENPHASE ENERGY | M215-60-2LL-S2X | 215 | 34 |  |  | 0.96 | Solar Inverter |  | Outside
SRP15021 | POWER-ONE | PVI-6000-OUTD-US (240 V) | 6000 | 1 |  |  | 0.96 | Solar Inverter |  | Inside
SRP15024 | POWER-ONE | PVI-3000-I-OUTD-US | 4200 | 1 |  |  | 0.96 | Solar Inverter |  | Inside
SRP15027 | ENPHASE ENERGY | M215-60-2LL-S2X | 215 | 22 |  |  | 0.96 | Solar Inverter |  | OUTDOOR
SRP15029 | ENPHASE ENERGY | EMU | 215 | 28 |  |  | 0.96 | Solar Inverter |  | INDOOR
SRP15031 | ENPHASE ENERGY | M175-24-208-S | 215 | 8 |  |  | 0.96 | Solar Inverter |  | OUTDOOR
SRP15031 | ENPHASE ENERGY | M175-24-208-S | 215 | 9 |  |  | 0.96 | Solar Inverter |  | OUTDOOR
SRP15034 | ENPHASE ENERGY | M215-60-2LL-S2X | 215 | 32 |  |  | 0.96 | Solar Inverter |  | OUTDOOR
SRP15035 | ENPHASE ENERGY | M215-60-2LL-S2X | 215 | 11 |  |  | 0.96 | Solar Inverter |  | OUTDOOR
SRP15035 | ENPHASE ENERGY | M215-60-2LL-S2X | 215 | 14 |  |  | 0.96 | Solar Inverter |  | OUTDOOR
SRP15036 | ENPHASE ENERGY | M215-60-2LL-S2X-IG | 215 | 15 |  |  | 0.96 | Solar Inverter |  | OUTDOOR
SRP15039 | PV POWERED | PVP4800 | 4800 | 1 |  |  | 0.96 | Solar Inverter |  | Inside
SRP15040 | SMA AMERICA | SB3000US (240V) | 3000 | 1 |  |  | 0.96 | Solar Inverter |  | OUTDOOR
SRP15042 | SMA AMERICA | SB5000US (240V) | 5000 | 1 |  |  | 0.96 | Solar Inverter |  | Inside
SRP15042 | SMA AMERICA | SB6000U (240V) | 6000 | 1 |  |  | 0.96 | Solar Inverter |  | Inside
SRP15045 | SMA AMERICA | SB1100U-SBD | 2500 | 1 |  |  | 0.96 | Solar Inverter |  | OUTDOOR
SRP15046 | ENPHASE ENERGY | M215-60-2LL-S2X | 215 | 19 |  |  | 0.96 | Solar Inverter |  | OUTDOOR
SRP15047 | ENPHASE ENERGY | M200-32-240-S02 | 215 | 26 |  |  | 0.96 | Solar Inverter |  | Outside
SRP15048 | ENPHASE ENERGY | M215-60-2LL-S2X | 215 | 70 |  |  | 0.96 | Solar Inverter |  | INDOOR
SRP15051 | ENPHASE ENERGY | M200-32-208-S01 | 215 | 24 |  |  | 0.96 | Solar Inverter |  | OUTDOOR
SRP15052 | ENPHASE ENERGY | M200-32-240-S02 | 215 | 15 |  |  | 0.96 | Solar Inverter |  | Outside
SRP15053 | ENPHASE ENERGY | M215-60-2LL-S2X | 215 | 16 |  |  | 0.96 | Solar Inverter |  | INDOOR
SRP15054 | SMA AMERICA | SB5000US (240V) | 5000 | 1 |  |  | 0.96 | Solar Inverter |  | OUTDOOR
SRP15056 | ENPHASE ENERGY | M200-32-240-S02 | 215 | 59 |  |  | 0.96 | Solar Inverter |  | INDOOR
SRP15059 | ENPHASE ENERGY | M215-60-SIE-S2X-ZC-NA | 215 | 38 |  |  | 0.96 | Solar Inverter |  | INDOOR
SRP15060 | ENPHASE ENERGY | M200-32-240-S02 | 215 | 50 |  |  | 0.96 | Solar Inverter |  | INDOOR
SRP15062 | POWER-ONE | PVI-3600-US (240V) | 4200 | 1 |  |  | 0.96 | Solar Inverter |  | Inside
SRP15065 | POWER-ONE | PVI-6000-OUTD-US (240 V) | 6000 | 1 |  |  | 0.96 | Solar Inverter |  | OUTDOOR
SRP15066 | POWER-ONE | PVI-3000-I-OUTD-US-F (240V) | 4200 | 2 |  |  | 0.96 | Solar Inverter |  | Inside
SRP15068 | ENPHASE ENERGY | M215-60-2LL-S2X-IG | 215 | 30 |  |  | 0.96 | Solar Inverter |  | INDOOR
SRP15069 | ENPHASE ENERGY | M215-60-2LL-S2X | 215 | 24 |  |  | 0.96 | Solar Inverter |  | OUTDOOR
SRP15072 | ENPHASE ENERGY | M215-60-2LL-S2X-IG-ZC | 215 | 25 |  |  | 0.96 | Solar Inverter |  | INDOOR
SRP15075 | ENPHASE ENERGY | M215-60-2LL-S2X | 215 | 24 |  |  | 0.96 | Solar Inverter |  | OUTDOOR
SRP15077 | PV POWERED | PVP4800 | 4800 | 2 |  |  | 0.96 | Solar Inverter |  | Outside
SRP15078 | PV POWERED | PVP4800 | 4800 | 1 |  |  | 0.96 | Solar Inverter |  | INDOOR
SRP15079 | PV POWERED | PVP4800 | 4800 | 1 |  |  | 0.96 | Solar Inverter |  | INDOOR
SRP15082 | POWER-ONE | PVI-3000-I-OUTD-US-F (240V) | 3000 | 1 |  |  | 0.96 | Solar Inverter |  | Inside
SRP15086 | PV POWERED | PVP4800 | 4800 | 1 |  |  | 0.96 | Solar Inverter |  | INDOOR
SRP15088 | ENPHASE ENERGY | EMU | 215 | 10 |  |  | 0.96 | Solar Inverter |  | OUTDOOR
SRP15088 | ENPHASE ENERGY | EMU | 215 | 14 |  |  | 0.96 | Solar Inverter |  | OUTDOOR
SRP15090 | ENPHASE ENERGY | M215-60-2LL-S2X | 215 | 32 |  |  | 0.96 | Solar Inverter |  | OUTDOOR
SRP15091 | ENPHASE ENERGY | M215-60-2LL-S2X-IG-NA | 215 | 19 |  |  | 0.96 | Solar Inverter |  | OUTDOOR
SRP15093 | ENPHASE ENERGY | EMU | 215 | 30 |  |  | 0.96 | Solar Inverter |  | OUTDOOR
SRP15095 | ENPHASE ENERGY | EMU | 215 | 6 |  |  | 0.96 | Solar Inverter |  | OUTDOOR
SRP15095 | ENPHASE ENERGY | EMU | 215 | 6 |  |  | 0.96 | Solar Inverter |  | OUTDOOR
SRP15095 | ENPHASE ENERGY | EMU | 215 | 27 |  |  | 0.96 | Solar Inverter |  | OUTDOOR
SRP15097 | ENPHASE ENERGY | EMU | 215 | 22 |  |  | 0.96 | Solar Inverter |  | OUTDOOR
SRP15100 | SMA AMERICA | SB7000US (240V) | 7000 | 1 |  |  | 0.96 | Solar Inverter |  | OUTDOOR
SRP15107 | ENPHASE ENERGY | M175-24-208-S | 215 | 9 |  |  | 0.96 | Solar Inverter |  | OUTDOOR
SRP15107 | ENPHASE ENERGY | M175-24-208-S | 215 | 10 |  |  | 0.96 | Solar Inverter |  | OUTDOOR
SRP15109 | POWER-ONE | PVI-3000-I-OUTD-US | 4200 | 1 |  |  | 0.96 | Solar Inverter |  | OUTDOOR
SRP15110 | ENPHASE ENERGY | M215-60-2LL-S2X | 215 | 39 |  |  | 0.96 | Solar Inverter |  | OUTDOOR
SRP15111 | ENPHASE ENERGY | M215-60-2LL-S2X-IG-ZC-NA | 215 | 23 |  |  | 0.96 | Solar Inverter |  | OUTDOOR
SRP15113 | POWER-ONE | PVI-3.0-OUTD-S-US (240 V) | 3000 | 1 |  |  | 0.96 | Solar Inverter |  | OUTDOOR
SRP15113 | POWER-ONE | PVI-3.0-OUTD-S-US (240 V) | 3000 | 1 |  |  | 0.96 | Solar Inverter |  | OUTDOOR
SRP15114 | ENPHASE ENERGY | M215-60-SIE-S2X-NA | 215 | 27 |  |  | 0.96 | Solar Inverter |  | OUTDOOR
SRP15116 | ENPHASE ENERGY | M215-60-2LL-S2X | 215 | 16 |  |  | 0.96 | Solar Inverter |  | OUTDOOR
SRP15116 | ENPHASE ENERGY | M215-60-2LL-S2X | 215 | 17 |  |  | 0.96 | Solar Inverter |  | OUTDOOR
SRP15117 | ENPHASE ENERGY | M215-60-2LL-S2X | 215 | 12 |  |  | 0.96 | Solar Inverter |  | OUTDOOR
SRP15117 | ENPHASE ENERGY | M215-60-2LL-S2X | 215 | 15 |  |  | 0.96 | Solar Inverter |  | OUTDOOR
SRP15117 | ENPHASE ENERGY | M215-60-2LL-S2X | 215 | 15 |  |  | 0.96 | Solar Inverter |  | OUTDOOR
SRP15118 | ENPHASE ENERGY | M175-24-208-S | 215 | 5 |  |  | 0.96 | Solar Inverter |  | OUTDOOR
SRP15118 | ENPHASE ENERGY | M175-24-208-S | 215 | 15 |  |  | 0.96 | Solar Inverter |  | OUTDOOR
SRP15118 | ENPHASE ENERGY | M175-24-208-S | 215 | 16 |  |  | 0.96 | Solar Inverter |  | OUTDOOR
SRP15119 | POWER-ONE | PVI-5000-OUTD-US (240 V) | 5000 | 1 |  |  | 0.96 | Solar Inverter |  | OUTDOOR
SRP15120 | POWER-ONE | PVI-5000-OUTD-US (240 V) | 5000 | 1 |  |  | 0.96 | Solar Inverter |  | OUTDOOR
SRP15120 | POWER-ONE | PVI-5000-OUTD-US (240 V) | 5000 | 1 |  |  | 0.96 | Solar Inverter |  | OUTDOOR
SRP15122 | POWER-ONE | PVI-6000-OUTD-US (240 V) | 6000 | 1 |  |  | 0.96 | Solar Inverter |  | OUTDOOR
SRP15123 | POWER-ONE | PVI-5000-OUTD-US (208 V) | 4200 | 1 |  |  | 0.96 | Solar Inverter |  | OUTDOOR
SRP15125 | POWER-ONE | PVI-3000-I-OUTD-US (208V) | 3000 | 1 |  |  | 0.96 | Solar Inverter |  | Outside
SRP15125 | POWER-ONE | PVI-3600-OUTD-US-F (240V) | 3600 | 1 |  |  | 0.96 | Solar Inverter |  | OUTDOOR
SRP15125 | POWER-ONE | PVI-6000-OUTD-US (240 V) | 6000 | 1 |  |  | 0.96 | Solar Inverter |  | OUTDOOR
SRP15126 | FRONIUS USA |  | 3800 | 1 |  |  | 0.96 | Solar Inverter |  | INDOOR
SRP15127 | POWER-ONE | PVI-5000-OUTD-US (208 V) | 4200 | 1 |  |  | 0.96 | Solar Inverter |  | OUTDOOR
SRP15129 | PV POWERED | PVP4800 | 4800 | 1 |  |  | 0.96 | Solar Inverter |  | INDOOR
SRP15135 | POWER-ONE | PVI-3600-OUTD-US-F (240V) | 3600 | 1 |  |  | 0.96 | Solar Inverter |  | OUTDOOR
SRP15137 | PV POWERED | PVP4800 | 4800 | 2 |  |  | 0.96 | Solar Inverter |  | INDOOR
SRP15138 | PV POWERED | PVP4800 | 4800 | 2 |  |  | 0.96 | Solar Inverter |  | INDOOR
SRP15141 | ENPHASE ENERGY | M215-60-2LL-S2X | 215 | 28 |  |  | 0.96 | Solar Inverter |  | OUTDOOR
SRP15144 | SMA AMERICA | SB4000US (240V) | 4000 | 1 |  |  | 0.96 | Solar Inverter |  | OUTDOOR
SRP15145 | SMA AMERICA | SB4000US (240V) | 4000 | 1 |  |  | 0.96 | Solar Inverter |  | OUTDOOR
SRP15146 | POWER-ONE | PVI-3000-I-OUTD-US-F (240V) | 3000 | 1 |  |  | 0.96 | Solar Inverter |  | Inside
SRP15146 | POWER-ONE | PVI-6000-OUTD-US (240 V) | 6000 | 1 |  |  | 0.96 | Solar Inverter |  | Inside
SRP15147 | POWER-ONE | PVI-6000-OUTD-US (240 V) | 6000 | 1 |  |  | 0.96 | Solar Inverter |  | OUTDOOR
SRP15148 | POWER-ONE | PVI-6000-OUTD-US (240 V) | 6000 | 1 |  |  | 0.96 | Solar Inverter |  | Inside
SRP15153 | PV POWERED | PVP4800 | 4800 | 1 |  |  | 0.96 | Solar Inverter |  | INDOOR
SRP15154 | SMA AMERICA | SB5000US (240V) | 5000 | 1 |  |  | 0.96 | Solar Inverter |  | Inside
SRP15156 | ENPHASE ENERGY | M215-60-2LL-S2X | 215 | 61 |  |  | 0.96 | Solar Inverter |  | INDOOR
SRP15157 | ENPHASE ENERGY | M215-60-2LL-S2X | 215 | 17 |  |  | 0.96 | Solar Inverter |  | OUTDOOR
SRP15160 | ENPHASE ENERGY | M175-24-208-S | 215 | 22 |  |  | 0.96 | Solar Inverter |  | OUTDOOR
SRP15162 | ENPHASE ENERGY | M215-60-2LL-S2X | 215 | 12 |  |  | 0.96 | Solar Inverter |  | OUTDOOR
SRP15162 | ENPHASE ENERGY | M215-60-2LL-S2X-IG | 215 | 22 |  |  | 0.96 | Solar Inverter |  | OUTDOOR
SRP15164 | SMA AMERICA | SB4000US (240V) | 4000 | 1 |  |  | 0.96 | Solar Inverter |  | INDOOR
SRP15164 | SMA AMERICA | SB6000U (240V) | 6000 | 1 |  |  | 0.96 | Solar Inverter |  | INDOOR
SRP15167 | POWER-ONE | PVI-4.2-OUTD-S-US (208 V) | 4200 | 1 |  |  | 0.96 | Solar Inverter |  | OUTDOOR
SRP15170 | ENPHASE ENERGY | M215-60-2LL-S2X | 215 | 12 |  |  | 0.96 | Solar Inverter |  | OUTDOOR
SRP15170 | ENPHASE ENERGY | M215-60-2LL-S2X | 215 | 26 |  |  | 0.96 | Solar Inverter |  | OUTDOOR
SRP15171 | SMA AMERICA | SB3800U (208V) | 3800 | 1 |  |  | 0.96 | Solar Inverter |  | OUTDOOR
SRP15172 | ENPHASE ENERGY | M215-60-2LL-S2X | 215 | 49 |  |  | 0.96 | Solar Inverter |  | OUTDOOR
SRP15174 | ENPHASE ENERGY | M215-60-2LL-S2X | 215 | 233 |  |  | 0.96 | Solar Inverter |  | OUTDOOR
SRP15177 | FRONIUS USA |  | 10000 | 1 |  |  | 0.96 | Solar Inverter |  | OUTDOOR
SRP15177 | FRONIUS USA |  | 11400 | 1 |  |  | 0.96 | Solar Inverter |  | OUTDOOR
SRP15180 | ENPHASE ENERGY | M215-60-2LL-S2X | 215 | 34 |  |  | 0.96 | Solar Inverter |  | OUTDOOR
SRP15181 | FRONIUS USA |  | 10000 | 1 |  |  | 0.96 | Solar Inverter |  | OUTDOOR
SRP15181 | FRONIUS USA |  | 11400 | 1 |  |  | 0.96 | Solar Inverter |  | OUTDOOR
SRP15183 | SMA AMERICA | SB7000US (240V) | 7000 | 2 |  |  | 0.96 | Solar Inverter |  | OUTDOOR
SRP15187 | ENPHASE ENERGY | M200-32-240-S02 | 215 | 11 |  |  | 0.96 | Solar Inverter |  | OUTDOOR
SRP15187 | ENPHASE ENERGY | M200-32-240-S02 | 215 | 24 |  |  | 0.96 | Solar Inverter |  | OUTDOOR
SRP15188 | ENPHASE ENERGY | M215-60-2LL-S2X | 215 | 17 |  |  | 0.96 | Solar Inverter |  | OUTDOOR
SRP15189 | ENPHASE ENERGY | M200-32-240-S02 | 215 | 13 |  |  | 0.96 | Solar Inverter |  | OUTDOOR
SRP15189 | ENPHASE ENERGY | M200-32-240-S02 | 215 | 28 |  |  | 0.96 | Solar Inverter |  | OUTDOOR
SRP15190 | ENPHASE ENERGY | M200-32-240-S02 | 215 | 16 |  |  | 0.96 | Solar Inverter |  | OUTDOOR
SRP15190 | ENPHASE ENERGY | M200-32-240-S02 | 215 | 30 |  |  | 0.96 | Solar Inverter |  | OUTDOOR
SRP15193 | ENPHASE ENERGY | M210-84-208-SXX (-NA) | 210 | 35 |  |  | 0.96 | Solar Inverter |  | OUTDOOR
SRP15199 | POWER-ONE | PVI-3.0-OUTD-S-US (240 V) | 3000 | 1 |  |  | 0.96 | Solar Inverter |  | Inside
SRP15204 | ENPHASE ENERGY | M215-60-2LL-S2X | 215 | 11 |  |  | 0.96 | Solar Inverter |  | OUTDOOR
SRP15204 | ENPHASE ENERGY | M215-60-2LL-S2X | 215 | 12 |  |  | 0.96 | Solar Inverter |  | OUTDOOR
SRP15208 | ENPHASE ENERGY | M215-60-2LL-S2X | 215 | 33 |  |  | 0.96 | Solar Inverter |  | INDOOR
SRP15209 | ENPHASE ENERGY | EMU | 215 | 46 |  |  | 0.96 | Solar Inverter |  | INDOOR
SRP15210 | ENPHASE ENERGY | M215-60-2LL-S2X-IG-ZC-NA | 215 | 28 |  |  | 0.96 | Solar Inverter |  | OUTDOOR
SRP15211 | PV POWERED | PVP4800 | 4800 | 1 |  |  | 0.96 | Solar Inverter |  | Inside
SRP15212 | PV POWERED | PVP4800 | 4800 | 2 |  |  | 0.96 | Solar Inverter |  | Inside
SRP15213 | SMA AMERICA | SB7000US (240V) | 7000 | 1 |  |  | 0.96 | Solar Inverter |  | INDOOR
SRP15217 | SUNPOWER CORP (ORIGINAL MFRSMA) | SPR4000 | 3600 | 1 |  |  | 0.96 | Solar Inverter |  | Inside
SRP15219 | SMA AMERICA | SB2000HFUS-30 (208V) | 2000 | 1 |  |  | 0.96 | Solar Inverter |  | OUTDOOR
SRP15220 | ENPHASE ENERGY | M215-60-2LL-S2X | 215 | 45 |  |  | 0.96 | Solar Inverter |  | INDOOR
SRP15222 | SMA AMERICA | SB4000US (240V) | 4000 | 1 |  |  | 0.96 | Solar Inverter |  | INDOOR
SRP15227 | SUNPOWER CORP (ORIGINAL MFRSMA) | SPR-5000M (240V) | 5000 | 1 |  |  | 0.96 | Solar Inverter |  | OUTDOOR
SRP15233 | ENPHASE ENERGY | M215-60-2LL-S2X-IG-ZC | 215 | 12 |  |  | 0.96 | Solar Inverter |  | OUTDOOR
SRP15233 | ENPHASE ENERGY | M215-60-SIE-S2X-NA | 215 | 14 |  |  | 0.96 | Solar Inverter |  | OUTDOOR
SRP15234 | ENPHASE ENERGY | M215-60-2LL-S2X-IG-ZC-NA | 215 | 26 |  |  | 0.96 | Solar Inverter |  | OUTDOOR
SRP15236 | ENPHASE ENERGY | M215-60-2LL-S2X-NA | 215 | 20 |  |  | 0.96 | Solar Inverter |  | OUTDOOR
SRP15238 | ENPHASE ENERGY | EMU | 215 | 10 |  |  | 0.96 | Solar Inverter |  | OUTDOOR
SRP15240 | PV POWERED | PVP4800 | 4800 | 1 |  |  | 0.96 | Solar Inverter |  | Inside
SRP15243 | ENPHASE ENERGY | M215-60-2LL-S2X-ZC-NA | 215 | 15 |  |  | 0.96 | Solar Inverter |  | OUTDOOR
SRP15244 | ENPHASE ENERGY | M215-60-2LL-S2X | 215 | 15 |  |  | 0.96 | Solar Inverter |  | OUTDOOR
SRP15247 | ENPHASE ENERGY | M215-60-2LL-S2X-IG-ZC-NA | 215 | 20 |  |  | 0.96 | Solar Inverter |  | INDOOR
SRP15251 | ENPHASE ENERGY | M175-24-208-S | 215 | 5 |  |  | 0.96 | Solar Inverter |  | OUTDOOR
SRP15251 | ENPHASE ENERGY | M175-24-208-S | 215 | 12 |  |  | 0.96 | Solar Inverter |  | OUTDOOR
SRP15252 | ENPHASE ENERGY | M175-24-208-S01 | 215 | 15 |  |  | 0.96 | Solar Inverter |  | OUTDOOR
SRP15253 | POWER-ONE | PVI-3000-I-OUTD-US-F (240V) | 3000 | 1 |  |  | 0.96 | Solar Inverter |  | Inside
SRP15258 | SMA AMERICA | SB7000US (240V) | 7000 | 1 |  |  | 0.96 | Solar Inverter |  | OUTDOOR
SRP15260 | ENPHASE ENERGY | M175-24-208-S | 215 | 24 |  |  | 0.96 | Solar Inverter |  | OUTDOOR
SRP15261 | ENPHASE ENERGY | M215-60-2LL-S2X | 215 | 21 |  |  | 0.96 | Solar Inverter |  | OUTDOOR
SRP15262 | ENPHASE ENERGY | M175-24-208-S | 215 | 24 |  |  | 0.96 | Solar Inverter |  | OUTDOOR
SRP15265 | ENPHASE ENERGY | M215-60-2LL-S2X | 215 | 16 |  |  | 0.96 | Solar Inverter |  | OUTDOOR
SRP15266 | ENPHASE ENERGY | M215-60-2LL-S2X | 215 | 30 |  |  | 0.96 | Solar Inverter |  | Outside
SRP15267 | ENPHASE ENERGY | M215-60-2LL-S2X | 215 | 31 |  |  | 0.96 | Solar Inverter |  | OUTDOOR
SRP15268 | ENPHASE ENERGY | M175-24-208-S | 215 | 12 |  |  | 0.96 | Solar Inverter |  | OUTDOOR
SRP15268 | ENPHASE ENERGY | M215-60-2LL-S2X | 215 | 11 |  |  | 0.96 | Solar Inverter |  | OUTDOOR
SRP15268 | ENPHASE ENERGY | M215-60-2LL-S2X | 215 | 12 |  |  | 0.96 | Solar Inverter |  | OUTDOOR
SRP15269 | ENPHASE ENERGY | M175-24-208-S | 215 | 28 |  |  | 0.96 | Solar Inverter |  | OUTDOOR
SRP15271 | ENPHASE ENERGY | M215-60-2LL-S2X | 215 | 20 |  |  | 0.96 | Solar Inverter |  | Inside
SRP15272 | SMA AMERICA | SB6000U (240V) | 6000 | 1 |  |  | 0.96 | Solar Inverter |  | OUTDOOR
SRP15273 | SMA AMERICA | SB4000US (240V) | 4000 | 1 |  |  | 0.96 | Solar Inverter |  | OUTDOOR
SRP15276 | PV POWERED | PVP4800 | 4800 | 1 |  |  | 0.96 | Solar Inverter |  | INDOOR
SRP15280 | ENPHASE ENERGY | M215-60-2LL-S2X | 215 | 30 |  |  | 0.96 | Solar Inverter |  | Outside
SRP15282 | ENPHASE ENERGY | M215-60-2LL-S2X | 215 | 36 |  |  | 0.96 | Solar Inverter |  | INDOOR
SRP15284 | PV POWERED | PVP4800 | 4800 | 1 |  |  | 0.96 | Solar Inverter |  | OUTDOOR
SRP15285 | ENPHASE ENERGY | M215-60-2LL-S2X | 215 | 40 |  |  | 0.96 | Solar Inverter |  | Outside
SRP15289 | ENPHASE ENERGY | M215-60-2LL-S2X | 215 | 97 |  |  | 0.96 | Solar Inverter |  | INDOOR
SRP15290 | ENPHASE ENERGY | M215-60-2LL-S2X | 215 | 44 |  |  | 0.96 | Solar Inverter |  | OUTDOOR
SRP15291 | ENPHASE ENERGY | M215-60-2LL-S2X | 215 | 31 |  |  | 0.96 | Solar Inverter |  | INDOOR
SRP15293 | ENPHASE ENERGY | M215-60-2LL-S2X | 215 | 48 |  |  | 0.96 | Solar Inverter |  | OUTDOOR
SRP15294 | SMA AMERICA | SB3000US (240V) | 3000 | 1 |  |  | 0.96 | Solar Inverter |  | OUTDOOR
SRP15294 | SMA AMERICA | SB4000US (240V) | 4000 | 1 |  |  | 0.96 | Solar Inverter |  | OUTDOOR
SRP15295 | SMA AMERICA | SB5000US (240V) | 5000 | 1 |  |  | 0.96 | Solar Inverter |  | OUTDOOR
SRP15297 | SMA AMERICA | SB4000US (240V) | 4000 | 1 |  |  | 0.96 | Solar Inverter |  | INDOOR
SRP15297 | SMA AMERICA | SB7000US (240V) | 7000 | 1 |  |  | 0.96 | Solar Inverter |  | INDOOR
SRP15298 | PV POWERED | PVP4800 | 4800 | 1 |  |  | 0.96 | Solar Inverter |  | Outside
SRP15301 | POWER-ONE | PVI-3600-OUTD-US-F (208V) | 4200 | 1 |  |  | 0.96 | Solar Inverter |  | OUTDOOR
SRP15304 | ENPHASE ENERGY | EMU | 215 | 30 |  |  | 0.96 | Solar Inverter |  | OUTDOOR
SRP15307 | ENPHASE ENERGY | M215-60-2LL-S2X-IG-ZC-NA | 215 | 32 |  |  | 0.96 | Solar Inverter |  | OUTDOOR
SRP15310 | POWER-ONE | PVI-6000-OUTD-US (240 V) | 6000 | 1 |  |  | 0.96 | Solar Inverter |  | Inside
SRP15315 | ENPHASE ENERGY | M215-60-2LL-S2X | 215 | 17 |  |  | 0.96 | Solar Inverter |  | OUTDOOR
SRP15327 | POWER-ONE | PVI-3600-OUTD-US-F (240V) | 3600 | 1 |  |  | 0.96 | Solar Inverter |  | INDOOR
SRP15328 | SMA AMERICA | SB4000US (240V) | 4000 | 1 |  |  | 0.96 | Solar Inverter |  | OUTDOOR
SRP15330 | ENPHASE ENERGY | M215-60-2LL-S2X-NA | 215 | 10 |  |  | 0.96 | Solar Inverter |  | OUTDOOR
SRP15335 | ENPHASE ENERGY | M175-24-208-S | 215 | 20 |  |  | 0.96 | Solar Inverter |  | OTHER
SRP15335 | ENPHASE ENERGY | M215-60-2LL-S2X | 215 | 5 |  |  | 0.96 | Solar Inverter |  | OTHER
SRP15335 | ENPHASE ENERGY | M215-60-2LL-S2X | 215 | 6 |  |  | 0.96 | Solar Inverter |  | OTHER
SRP15336 | POWER-ONE | PVI-6000-OUTD-US (240 V) | 6000 | 1 |  |  | 0.96 | Solar Inverter |  | OUTDOOR
SRP15338 | PV POWERED | PVP2500 | 2500 | 2 |  |  | 0.96 | Solar Inverter |  | INDOOR
SRP15340 | PV POWERED | PVP4800 | 4800 | 1 |  |  | 0.96 | Solar Inverter |  | INDOOR
SRP15341 | POWER-ONE | PVI-3600-US (240V) | 3600 | 1 |  |  | 0.96 | Solar Inverter |  | OUTDOOR
SRP15342 | SMA AMERICA | SB7000US (240V) | 7000 | 1 |  |  | 0.96 | Solar Inverter |  | Inside
SRP15346 | ENPHASE ENERGY | EMU | 215 | 40 |  |  | 0.96 | Solar Inverter |  | OUTDOOR
SRP15347 | ENPHASE ENERGY | M215-60-2LL-S2X | 215 | 34 |  |  | 0.96 | Solar Inverter |  | OUTDOOR
SRP15348 | SMA AMERICA | SB5000US (240V) | 5000 | 1 |  |  | 0.96 | Solar Inverter |  | OUTDOOR
SRP15350 | PV POWERED | PVP4800 | 4800 | 3 |  |  | 0.96 | Solar Inverter |  | OUTDOOR
SRP15351 | PV POWERED | PVP75KW-480 | 75000 | 1 |  |  | 0.96 | Solar Inverter |  | INDOOR
SRP15354 | PV POWERED | PVP4800 | 4800 | 1 |  |  | 0.96 | Solar Inverter |  | Outside
SRP15355 | PV POWERED | PVP4800 | 4800 | 1 |  |  | 0.96 | Solar Inverter |  | INDOOR
SRP15357 | SMA AMERICA | SB4000US (240V) | 4000 | 1 |  |  | 0.96 | Solar Inverter |  | INDOOR
SRP15360 | PV POWERED | PVP4800 | 4800 | 2 |  |  | 0.96 | Solar Inverter |  | OUTDOOR
SRP15362 | PV POWERED | PVP4800 | 4800 | 1 |  |  | 0.96 | Solar Inverter |  | INDOOR
SRP15366 | PV POWERED | PVP4800 | 4800 | 1 |  |  | 0.96 | Solar Inverter |  | INDOOR
SRP15367 | PV POWERED | PVP4800 | 4800 | 1 |  |  | 0.96 | Solar Inverter |  | INDOOR
SRP15368 | PV POWERED | PVP4800 | 4800 | 1 |  |  | 0.96 | Solar Inverter |  | OUTDOOR
SRP15369 | PV POWERED | PVP75KW-208 | 75000 | 1 |  |  | 0.96 | Solar Inverter |  | INDOOR
SRP15370 | PV POWERED | PVP4800 | 4800 | 2 |  |  | 0.96 | Solar Inverter |  | Inside
SRP15371 | POWER-ONE | PVI-3600-US (240V) | 3600 | 1 |  |  | 0.96 | Solar Inverter |  | OUTDOOR
SRP15375 | POWER-ONE | PVI-3.0-OUTD-S-US (240 V) | 3000 | 1 |  |  | 0.96 | Solar Inverter |  | OUTDOOR
SRP15375 | POWER-ONE | PVI-3.6-OUTD-S-US (240 V) | 3600 | 1 |  |  | 0.96 | Solar Inverter |  | OUTDOOR
SRP15379 | ENPHASE ENERGY | M215-60-2LL-S2X-IG-NA | 215 | 75 |  |  | 0.96 | Solar Inverter |  | OUTDOOR
SRP15380 | ENPHASE ENERGY | M215-60-2LL-S2X | 215 | 62 |  |  | 0.96 | Solar Inverter |  | Inside
SRP15381 | ENPHASE ENERGY | M215-60-2LL-S2X-IG-ZC | 215 | 34 |  |  | 0.96 | Solar Inverter |  | OUTDOOR
SRP15381 | ENPHASE ENERGY | M215-60-2LL-S2X-IG-ZC-NA | 215 | 16 |  |  | 0.96 | Solar Inverter |  | OUTDOOR
SRP15383 | POWER-ONE | PVI-3000-I-OUTD-US-F (240V) | 3000 | 1 |  |  | 0.96 | Solar Inverter |  | OUTDOOR
SRP15385 | POWER-ONE | PVI-3.0-OUTD-S-US (240 V) | 3000 | 1 |  |  | 0.96 | Solar Inverter |  | OUTDOOR
SRP15385 | POWER-ONE | PVI-4.2-OUTD-S-US (240 V) | 4200 | 1 |  |  | 0.96 | Solar Inverter |  | OUTDOOR
SRP15388 | POWER-ONE | PVI-4.2-OUTD-S-US (240 V) | 4200 | 1 |  |  | 0.96 | Solar Inverter |  | Inside
SRP15391 | POWER-ONE | PVI-4.2-OUTD-S-US (240 V) | 4200 | 1 |  |  | 0.96 | Solar Inverter |  | Inside
SRP15392 | ENPHASE ENERGY | M175-24-208-S | 215 | 17 |  |  | 0.96 | Solar Inverter |  | OUTDOOR
SRP15394 | ENPHASE ENERGY | M215-60-2LL-S2X | 215 | 23 |  |  | 0.96 | Solar Inverter |  | OUTDOOR
SRP15395 | ENPHASE ENERGY | M175-24-208-S | 215 | 12 |  |  | 0.96 | Solar Inverter |  | OUTDOOR
SRP15395 | ENPHASE ENERGY | M175-24-208-S | 215 | 14 |  |  | 0.96 | Solar Inverter |  | OUTDOOR
SRP15396 | ENPHASE ENERGY | M215-60-2LL-S2X | 215 | 14 |  |  | 0.96 | Solar Inverter |  | OUTDOOR
SRP15397 | ENPHASE ENERGY | M215-60-2LL-S2X-IG | 215 | 19 |  |  | 0.96 | Solar Inverter |  | OUTDOOR
SRP15400 | POWER-ONE | PVI-6000-OUTD-US-W (240 V) | 6000 | 1 |  |  | 0.96 | Solar Inverter |  | Inside
SRP15407 | POWER-ONE | PVI-6000-OUTD-US (240 V) | 6000 | 1 |  |  | 0.96 | Solar Inverter |  | OUTDOOR
SRP15413 | ENPHASE ENERGY | M215-60-2LL-S2X-IG | 215 | 650 |  |  | 0.96 | Solar Inverter |  | OUTDOOR
SRP15416 | ENPHASE ENERGY | M215-60-2LL-S2X | 215 | 19 |  |  | 0.96 | Solar Inverter |  | OUTDOOR
SRP15417 | ENPHASE ENERGY | M215-60-2LL-S2X | 215 | 29 |  |  | 0.96 | Solar Inverter |  | OUTDOOR
SRP15419 | ENPHASE ENERGY | EMU | 215 | 14 |  |  | 0.96 | Solar Inverter |  | OUTDOOR
SRP15420 | ENPHASE ENERGY | EMU | 215 | 17 |  |  | 0.96 | Solar Inverter |  | OUTDOOR
SRP15422 | ENPHASE ENERGY | M215-60-2LL-S2X | 215 | 24 |  |  | 0.96 | Solar Inverter |  | OUTDOOR
SRP15423 | ENPHASE ENERGY | M215-60-2LL-S2X | 215 | 30 |  |  | 0.96 | Solar Inverter |  | OUTDOOR
SRP15425 | SMA AMERICA | SB6000U (240V) | 6000 | 1 |  |  | 0.96 | Solar Inverter |  | OUTDOOR
SRP15428 | SMA AMERICA | SB7000US-12 (240V) | 7000 | 1 |  |  | 0.96 | Solar Inverter |  | Inside
SRP15430 | SMA AMERICA | SB4000US-12 (240V) | 4000 | 1 |  |  | 0.96 | Solar Inverter |  | OUTDOOR
SRP15431 | POWER-ONE | PVI-3.0-OUTD-S-US (240 V) | 3000 | 1 |  |  | 0.96 | Solar Inverter |  | OUTDOOR
SRP15435 | PV POWERED | PVP4800 | 4800 | 2 |  |  | 0.96 | Solar Inverter |  | OUTDOOR
SRP15438 | POWER-ONE | PVI-3.6-OUTD-S-US (208 V) | 3600 | 1 |  |  | 0.96 | Solar Inverter |  | Outside
SRP15440 | ENPHASE ENERGY | M215-60-2LL-S2X | 215 | 24 |  |  | 0.96 | Solar Inverter |  | OUTDOOR
SRP15442 | ENPHASE ENERGY | M215-60-2LL-S2X-IG-ZC-NA | 215 | 22 |  |  | 0.96 | Solar Inverter |  | OUTDOOR
SRP15443 | ENPHASE ENERGY | M215-60-SIE-S2X-NA | 215 | 7 |  |  | 0.96 | Solar Inverter |  | OUTDOOR
SRP15444 | ENPHASE ENERGY | EMU | 215 | 7 |  |  | 0.96 | Solar Inverter |  | OUTDOOR
SRP15444 | ENPHASE ENERGY | EMU | 215 | 11 |  |  | 0.96 | Solar Inverter |  | OUTDOOR
SRP15445 | PV POWERED | PVP4800 | 4800 | 1 |  |  | 0.96 | Solar Inverter |  | Inside
SRP15446 | ENPHASE ENERGY | EMU | 215 | 10 |  |  | 0.96 | Solar Inverter |  | OUTDOOR
SRP15446 | ENPHASE ENERGY | EMU | 215 | 12 |  |  | 0.96 | Solar Inverter |  | OUTDOOR
SRP15447 | SMA AMERICA | SB4000US (240V) | 4000 | 1 |  |  | 0.96 | Solar Inverter |  | INDOOR
SRP15450 | POWER-ONE | PVI-3.0-OUTD-S-US (208 V) | 3000 | 1 |  |  | 0.96 | Solar Inverter |  | INDOOR
SRP15451 | PV POWERED | PVP4800 | 4800 | 1 |  |  | 0.96 | Solar Inverter |  | INDOOR
SRP15452 | POWER-ONE | PVI-3000-I-OUTD-US-F (240V) | 3000 | 1 |  |  | 0.96 | Solar Inverter |  | OUTDOOR
SRP15453 | PV POWERED | PVP4800 | 4800 | 1 |  |  | 0.96 | Solar Inverter |  | INDOOR
SRP15457 | SMA AMERICA | SB3000US (240V) | 3000 | 1 |  |  | 0.96 | Solar Inverter |  | Outside
SRP15458 | ENPHASE ENERGY | M215-60-2LL-S2X | 215 | 15 |  |  | 0.96 | Solar Inverter |  | OUTDOOR
SRP15459 | SMA AMERICA | SB4000US (CL) (240V) | 4000 | 3 |  |  | 0.96 | Solar Inverter |  | OUTDOOR
SRP15460 | ENPHASE ENERGY | M215-60-2LL-S2X | 215 | 15 |  |  | 0.96 | Solar Inverter |  | OUTDOOR
SRP15461 | ENPHASE ENERGY | M175-24-208-S | 215 | 11 |  |  | 0.96 | Solar Inverter |  | OUTDOOR
SRP15461 | ENPHASE ENERGY | M175-24-208-S | 215 | 14 |  |  | 0.96 | Solar Inverter |  | OUTDOOR
SRP15461 | ENPHASE ENERGY | M175-24-208-S | 215 | 15 |  |  | 0.96 | Solar Inverter |  | OUTDOOR
SRP15464 | ENPHASE ENERGY | M215-60-2LL-S2X | 215 | 16 |  |  | 0.96 | Solar Inverter |  | OUTDOOR
SRP15465 | ENPHASE ENERGY | M215-60-2LL-S2X | 215 | 11 |  |  | 0.96 | Solar Inverter |  | OUTDOOR
SRP15471 | ENPHASE ENERGY | M215-60-2LL-S2X | 215 | 6 |  |  | 0.96 | Solar Inverter |  | OUTDOOR
SRP15471 | ENPHASE ENERGY | M215-60-2LL-S2X | 215 | 20 |  |  | 0.96 | Solar Inverter |  | OUTDOOR
SRP15472 | ENPHASE ENERGY | EMU | 215 | 11 |  |  | 0.96 | Solar Inverter |  | OUTDOOR
SRP15472 | ENPHASE ENERGY | EMU | 215 | 12 |  |  | 0.96 | Solar Inverter |  | OUTDOOR
SRP15473 | ENPHASE ENERGY | M215-60-2LL-S2X-IG-ZC-NA | 215 | 15 |  |  | 0.96 | Solar Inverter |  | OUTDOOR
SRP15474 | ENPHASE ENERGY | M215-60-2LL-S2X-IG-ZC | 215 | 21 |  |  | 0.96 | Solar Inverter |  | OUTDOOR
SRP15476 | ENPHASE ENERGY | M215-60-2LL-S2X | 215 | 8 |  |  | 0.96 | Solar Inverter |  | OUTDOOR
SRP15476 | ENPHASE ENERGY | M215-60-2LL-S2X | 215 | 16 |  |  | 0.96 | Solar Inverter |  | OUTDOOR
SRP15477 | ENPHASE ENERGY | M215-60-2LL-S2X-IG-ZC-NA | 215 | 17 |  |  | 0.96 | Solar Inverter |  | OUTDOOR
SRP15478 | SMA AMERICA | SB7000US (240V) | 7000 | 1 |  |  | 0.96 | Solar Inverter |  | OUTDOOR
SRP15480 | POWER-ONE | PVI-5000-OUTD-US (240 V) | 5000 | 1 |  |  | 0.96 | Solar Inverter |  | Inside
SRP15481 | POWER-ONE | PVI-6000-OUTD-US-W (240 V) | 6000 | 1 |  |  | 0.96 | Solar Inverter |  | OUTDOOR
SRP15482 | ENPHASE ENERGY | M215-60-2LL-S2X | 215 | 9 |  |  | 0.96 | Solar Inverter |  | OUTDOOR
SRP15482 | ENPHASE ENERGY | M215-60-2LL-S2X | 215 | 10 |  |  | 0.96 | Solar Inverter |  | OUTDOOR
SRP15483 | ENPHASE ENERGY | EMU | 215 | 10 |  |  | 0.96 | Solar Inverter |  | OUTDOOR
SRP15484 | ENPHASE ENERGY | M215-60-2LL-S2X | 215 | 16 |  |  | 0.96 | Solar Inverter |  | OUTDOOR
SRP15487 | SMA AMERICA | SB3000US (240V) | 3000 | 1 |  |  | 0.96 | Solar Inverter |  | Outside
SRP15492 | SMA AMERICA | SB5000US-11 (240V) | 5000 | 1 |  |  | 0.96 | Solar Inverter |  | Inside
SRP15496 | SMA AMERICA | SB4000US (208V) | 4000 | 1 |  |  | 0.96 | Solar Inverter |  | OUTDOOR
SRP15498 | SMA AMERICA | SB3000US (240V) | 3000 | 1 |  |  | 0.96 | Solar Inverter |  | OUTDOOR
SRP15498 | SMA AMERICA | SB6000U (240V) | 6000 | 1 |  |  | 0.96 | Solar Inverter |  | OUTDOOR
SRP15500 | SMA AMERICA | SB5000US (240V) | 5000 | 1 |  |  | 0.96 | Solar Inverter |  | Inside
SRP15502 | ENPHASE ENERGY | M215-60-2LL-S2X | 215 | 10 |  |  | 0.96 | Solar Inverter |  | OUTDOOR
SRP15502 | ENPHASE ENERGY | M215-60-2LL-S2X | 215 | 15 |  |  | 0.96 | Solar Inverter |  | OUTDOOR
SRP15503 | ENPHASE ENERGY | M175-24-208-S | 215 | 15 |  |  | 0.96 | Solar Inverter |  | OUTDOOR
SRP15503 | ENPHASE ENERGY | M175-24-208-S | 215 | 16 |  |  | 0.96 | Solar Inverter |  | OUTDOOR
SRP15513 | ENPHASE ENERGY | M215-60-2LL-S2X | 215 | 48 |  |  | 0.96 | Solar Inverter |  | INDOOR
SRP15516 | ENPHASE ENERGY | M215-60-2LL-S2X | 215 | 33 |  |  | 0.96 | Solar Inverter |  | Inside
SRP15518 | ENPHASE ENERGY | EMU | 215 | 13 |  |  | 0.96 | Solar Inverter |  | OUTDOOR
SRP15518 | ENPHASE ENERGY | EMU | 215 | 14 |  |  | 0.96 | Solar Inverter |  | OUTDOOR
SRP15519 | ENPHASE ENERGY | M215-60-2LL-S2X | 215 | 26 |  |  | 0.96 | Solar Inverter |  | OUTDOOR
SRP15520 | ENPHASE ENERGY | M215-60-2LL-S2X | 215 | 14 |  |  | 0.96 | Solar Inverter |  | OUTDOOR
SRP15522 | ENPHASE ENERGY | M215-60-2LL-S2X-IG-ZC | 215 | 25 |  |  | 0.96 | Solar Inverter |  | OUTDOOR
SRP15524 | POWER-ONE | PVI-3000-I-OUTD-US-F (240V) | 3000 | 1 |  |  | 0.96 | Solar Inverter |  | OUTDOOR
SRP15525 | POWER-ONE | PVI-3.0-OUTD-S-US (240 V) | 3000 | 1 |  |  | 0.96 | Solar Inverter |  | Inside
SRP15526 | SMA AMERICA | SB7000US-12 (240V) | 7000 | 1 |  |  | 0.96 | Solar Inverter |  | Inside
SRP15537 | ENPHASE ENERGY | M215-60-2LL-S2X | 215 | 52 |  |  | 0.96 | Solar Inverter |  | OUTDOOR
SRP15544 | ENPHASE ENERGY | M175-24-208-S | 215 | 16 |  |  | 0.96 | Solar Inverter |  | OUTDOOR
SRP15545 | ENPHASE ENERGY | M215-60-2LL-S2X | 215 | 13 |  |  | 0.96 | Solar Inverter |  | OUTDOOR
SRP15545 | ENPHASE ENERGY | M215-60-2LL-S2X | 215 | 14 |  |  | 0.96 | Solar Inverter |  | OUTDOOR
SRP15546 | ENPHASE ENERGY | M175-24-208-S | 215 | 11 |  |  | 0.96 | Solar Inverter |  | OUTDOOR
SRP15546 | ENPHASE ENERGY | M175-24-208-S | 215 | 15 |  |  | 0.96 | Solar Inverter |  | OUTDOOR
SRP15547 | ENPHASE ENERGY | M215-60-2LL-S2X | 215 | 22 |  |  | 0.96 | Solar Inverter |  | OUTDOOR
SRP15549 | POWER-ONE | PVI-3.0-OUTD-S-US (240 V) | 3000 | 1 |  |  | 0.96 | Solar Inverter |  | OUTDOOR
SRP15549 | POWER-ONE | PVI-3.0-OUTD-S-US (240 V) | 3000 | 1 |  |  | 0.96 | Solar Inverter |  | OUTDOOR
SRP15551 | SMA AMERICA | SB6000U (240V) | 6000 | 1 |  |  | 0.96 | Solar Inverter |  | OUTDOOR
SRP15553 | SMA AMERICA | SB4000US (240V) | 4000 | 1 |  |  | 0.96 | Solar Inverter |  | Outside
SRP15556 | ENPHASE ENERGY | M175-24-208-S | 215 | 10 |  |  | 0.96 | Solar Inverter |  | OUTDOOR
SRP15556 | ENPHASE ENERGY | M175-24-208-S | 215 | 10 |  |  | 0.96 | Solar Inverter |  | OUTDOOR
SRP15557 | SMA AMERICA | SB6000U (240V) | 6000 | 1 |  |  | 0.96 | Solar Inverter |  | Inside
SRP15560 | ENPHASE ENERGY | M215-60-2LL-S2X | 215 | 18 |  |  | 0.96 | Solar Inverter |  | OUTDOOR
SRP15560 | ENPHASE ENERGY | M215-60-2LL-S2X | 215 | 19 |  |  | 0.96 | Solar Inverter |  | OUTDOOR
SRP15564 | SMA AMERICA | SB4000US (240V) | 4000 | 1 |  |  | 0.96 | Solar Inverter |  | OUTDOOR
SRP15567 | SMA AMERICA | SB5000US (240V) | 5000 | 1 |  |  | 0.96 | Solar Inverter |  | OUTDOOR
SRP15568 | SMA AMERICA | SB4000US (240V) | 4000 | 1 |  |  | 0.96 | Solar Inverter |  | OUTDOOR
SRP15573 | POWER-ONE | PVI-4.2-OUTD-S-US (240 V) | 4200 | 1 |  |  | 0.96 | Solar Inverter |  | OUTDOOR
SRP15573 | POWER-ONE | PVI-4.2-OUTD-S-US (240 V) | 4200 | 1 |  |  | 0.96 | Solar Inverter |  | OUTDOOR
SRP15574 | SMA AMERICA | SB6000U (240V) | 6000 | 1 |  |  | 0.96 | Solar Inverter |  | OUTDOOR
SRP15579 | SMA AMERICA | SB3000US (240V) | 3000 | 1 |  |  | 0.96 | Solar Inverter |  | Inside
SRP15579 | SMA AMERICA | SB4000US (240V) | 4000 | 1 |  |  | 0.96 | Solar Inverter |  | Inside
SRP15580 | SMA AMERICA | SB3000US (240V) | 3000 | 1 |  |  | 0.96 | Solar Inverter |  | OUTDOOR
SRP15581 | ENPHASE ENERGY | M175-24-208-S | 215 | 20 |  |  | 0.96 | Solar Inverter |  | OUTDOOR
SRP15582 | SMA AMERICA | SB6000U (240V) | 6000 | 1 |  |  | 0.96 | Solar Inverter |  | INDOOR
SRP15583 | SMA AMERICA | SB6000US (240V) | 6000 | 1 |  |  | 0.96 | Solar Inverter |  | OUTDOOR
SRP15584 | ENPHASE ENERGY | M175-24-208-S | 215 | 50 |  |  | 0.96 | Solar Inverter |  | OUTDOOR
SRP15589 | ENPHASE ENERGY | M175-24-208-S | 215 | 18 |  |  | 0.96 | Solar Inverter |  | OUTDOOR
SRP15589 | ENPHASE ENERGY | M175-24-208-S | 215 | 18 |  |  | 0.96 | Solar Inverter |  | OUTDOOR
SRP15590 | ENPHASE ENERGY | M215-60-2LL-S2X | 215 | 31 |  |  | 0.96 | Solar Inverter |  | OUTDOOR
SRP15591 | SMA AMERICA | SB5000US (240V) | 5000 | 2 |  |  | 0.96 | Solar Inverter |  | Inside
SRP15594 | ENPHASE ENERGY | M215-60-2LL-S2X | 215 | 55 |  |  | 0.96 | Solar Inverter |  | Inside
SRP15595 | ENPHASE ENERGY | M215-60-2LL-S2X | 215 | 21 |  |  | 0.96 | Solar Inverter |  | INDOOR
SRP15596 | ENPHASE ENERGY | M215-60-2LL-S2X | 215 | 26 |  |  | 0.96 | Solar Inverter |  | INDOOR
SRP15597 | ENPHASE ENERGY | M215-60-2LL-S2X | 215 | 21 |  |  | 0.96 | Solar Inverter |  | OUTDOOR
SRP15598 | ENPHASE ENERGY | M215-60-2LL-S2X | 215 | 59 |  |  | 0.96 | Solar Inverter |  | INDOOR
SRP15599 | ENPHASE ENERGY | M215-60-2LL-S2X | 215 | 30 |  |  | 0.96 | Solar Inverter |  | Outside
SRP15605 | POWER-ONE | PVI-3.6-OUTD-S-US (240 V) | 3600 | 1 |  |  | 0.96 | Solar Inverter |  | OUTDOOR
SRP15605 | POWER-ONE | PVI-3.6-OUTD-S-US (240 V) | 3600 | 1 |  |  | 0.96 | Solar Inverter |  | OUTDOOR
SRP15606 | PV POWERED | PVP4800 | 4800 | 1 |  |  | 0.96 | Solar Inverter |  | OUTDOOR
SRP15610 | ENPHASE ENERGY | M215-60-2LL-S2X-IG-NA | 215 | 25 |  |  | 0.96 | Solar Inverter |  | OUTDOOR
SRP15611 | POWER-ONE | PVI-3.0-OUTD-S-US (240 V) | 3000 | 1 |  |  | 0.96 | Solar Inverter |  | Inside
SRP15614 | ENPHASE ENERGY | M215-60-2LL-S2X | 215 | 30 |  |  | 0.96 | Solar Inverter |  | OUTDOOR
SRP15620 | ENPHASE ENERGY | M215-60-SIE-S2X | 215 | 42 |  |  | 0.96 | Solar Inverter |  | OUTDOOR
SRP15622 | ENPHASE ENERGY | M215-60-2LL-S2X | 215 | 24 |  |  | 0.96 | Solar Inverter |  | INDOOR
SRP15623 | ENPHASE ENERGY | M215-60-2LL-S2X | 215 | 40 |  |  | 0.96 | Solar Inverter |  | Outside
SRP15624 | ENPHASE ENERGY | M215-60-2LL-S2X-IG-ZC | 215 | 17 |  |  | 0.96 | Solar Inverter |  | INDOOR
SRP15630 | ENPHASE ENERGY | EMU | 215 | 34 |  |  | 0.96 | Solar Inverter |  | INDOOR
SRP15631 | ENPHASE ENERGY | M215-60-2LL-S2X | 215 | 39 |  |  | 0.96 | Solar Inverter |  | OUTDOOR
SRP15634 | ENPHASE ENERGY | M215-60-2LL-S2X | 215 | 11 |  |  | 0.96 | Solar Inverter |  | OUTDOOR
SRP15634 | ENPHASE ENERGY | M215-60-2LL-S2X-IG | 215 | 11 |  |  | 0.96 | Solar Inverter |  | OUTDOOR
SRP15636 | ENPHASE ENERGY | M215-60-2LL-S2X | 215 | 22 |  |  | 0.96 | Solar Inverter |  | OUTDOOR
SRP15638 | ENPHASE ENERGY | EMU | 215 | 22 |  |  | 0.96 | Solar Inverter |  | OUTDOOR
SRP15641 | ENPHASE ENERGY | EMU | 215 | 40 |  |  | 0.96 | Solar Inverter |  | OUTDOOR
SRP15644 | ENPHASE ENERGY | EMU | 215 | 17 |  |  | 0.96 | Solar Inverter |  | OUTDOOR
SRP15648 | ENPHASE ENERGY | EMU | 215 | 11 |  |  | 0.96 | Solar Inverter |  | OUTDOOR
SRP15648 | ENPHASE ENERGY | EMU | 215 | 22 |  |  | 0.96 | Solar Inverter |  | OUTDOOR
SRP15649 | ENPHASE ENERGY | M215-60-2LL-S2X | 215 | 33 |  |  | 0.96 | Solar Inverter |  | INDOOR
SRP15650 | ENPHASE ENERGY | M215-60-2LL-S2X | 215 | 29 |  |  | 0.96 | Solar Inverter |  | INDOOR
SRP15651 | ENPHASE ENERGY | M215-60-2LL-S2X | 215 | 36 |  |  | 0.96 | Solar Inverter |  | OUTDOOR
SRP15652 | ENPHASE ENERGY | M215-60-2LL-S2X | 215 | 28 |  |  | 0.96 | Solar Inverter |  | OUTDOOR
SRP15653 | ENPHASE ENERGY | EMU | 215 | 15 |  |  | 0.96 | Solar Inverter |  | OUTDOOR
SRP15653 | ENPHASE ENERGY | M215-60-2LL-S2X | 215 | 11 |  |  | 0.96 | Solar Inverter |  | OUTDOOR
SRP15653 | ENPHASE ENERGY | M215-60-2LL-S2X | 215 | 11 |  |  | 0.96 | Solar Inverter |  | OUTDOOR
SRP15654 | ENPHASE ENERGY | M215-60-2LL-S2X | 215 | 36 |  |  | 0.96 | Solar Inverter |  | INDOOR
SRP15655 | ENPHASE ENERGY | M215-60-2LL-S2X-IG | 215 | 48 |  |  | 0.96 | Solar Inverter |  | Outside
SRP15656 | SMA | SB 3000 | 3000 | 1 |  |  | 0.96 | Solar Inverter |  | INDOOR
SRP15656 | SMA | SB 3000 | 3000 | 1 |  |  | 0.96 | Solar Inverter |  | INDOOR
SRP15657 | SMA AMERICA | SB5000US (240V) | 5000 | 1 |  |  | 0.96 | Solar Inverter |  | Inside
SRP15665 | POWER-ONE | PVI-3.0-OUTD-S-US (208 V) | 3000 | 1 |  |  | 0.96 | Solar Inverter |  | OUTDOOR
SRP15669 | SMA AMERICA | SB6000U (240V) | 6000 | 1 |  |  | 0.96 | Solar Inverter |  | OUTDOOR
SRP15670 | SMA AMERICA | SB4000US (240V) | 4000 | 1 |  |  | 0.96 | Solar Inverter |  | OUTDOOR
SRP15672 | SMA AMERICA | SB4000US (240V) | 4000 | 1 |  |  | 0.96 | Solar Inverter |  | OUTDOOR
SRP15673 | ENPHASE ENERGY | M215-60-2LL-S2X | 215 | 28 |  |  | 0.96 | Solar Inverter |  | Inside
SRP15674 | ENPHASE ENERGY | M215-60-2LL-S2X | 215 | 11 |  |  | 0.96 | Solar Inverter |  | INDOOR
SRP15675 | ENPHASE ENERGY | M215-60-2LL-S2X | 215 | 27 |  |  | 0.96 | Solar Inverter |  | INDOOR
SRP15677 | ENPHASE ENERGY | EMU | 215 | 39 |  |  | 0.96 | Solar Inverter |  | INDOOR
SRP15678 | ENPHASE ENERGY | M215-60-2LL-S2X | 215 | 31 |  |  | 0.96 | Solar Inverter |  | INDOOR
SRP15679 | ENPHASE ENERGY | EMU | 215 | 16 |  |  | 0.96 | Solar Inverter |  | INDOOR
SRP15680 | ENPHASE ENERGY | M215-60-2LL-S2X | 215 | 48 |  |  | 0.96 | Solar Inverter |  | INDOOR
SRP15681 | SMA AMERICA | SB5000US (240V) | 5000 | 1 |  |  | 0.96 | Solar Inverter |  | Outside
SRP15683 | SMA AMERICA | SB3000US (240V) | 3000 | 1 |  |  | 0.96 | Solar Inverter |  | OUTDOOR
SRP15685 | SMA AMERICA | SB5000US (240V) | 5000 | 2 |  |  | 0.96 | Solar Inverter |  | Inside
SRP15686 | ENPHASE ENERGY | M215-60-2LL-S2X-IG-ZC-NA | 215 | 47 |  |  | 0.96 | Solar Inverter |  | INDOOR
SRP15689 | SMA AMERICA | SB3000US (240V) | 3000 | 1 |  |  | 0.96 | Solar Inverter |  | INDOOR
SRP15692 | SMA AMERICA | SB3000US (240V) | 3000 | 1 |  |  | 0.96 | Solar Inverter |  | INDOOR
SRP15695 | POWER-ONE | PVI-5000-OUTD-US (240 V) | 6000 | 1 |  |  | 0.96 | Solar Inverter |  | OUTDOOR
SRP15696 | ENPHASE ENERGY | M215-60-2LL-S2X | 215 | 49 |  |  | 0.96 | Solar Inverter |  | INDOOR
SRP15697 | POWER-ONE | PVI-3.0-OUTD-S-US (240 V) | 3000 | 1 |  |  | 0.96 | Solar Inverter |  | Inside
SRP15697 | POWER-ONE | PVI-4.2-OUTD-S-US (240 V) | 4200 | 1 |  |  | 0.96 | Solar Inverter |  | Inside
SRP15698 | ENPHASE ENERGY | M215-60-2LL-S2X | 215 | 48 |  |  | 0.96 | Solar Inverter |  | OUTDOOR
SRP15699 | ENPHASE ENERGY | EMU | 215 | 34 |  |  | 0.96 | Solar Inverter |  | INDOOR
SRP15701 | ENPHASE ENERGY | EMU | 215 | 15 |  |  | 0.96 | Solar Inverter |  | INDOOR
SRP15702 | ENPHASE ENERGY | M215-60-2LL-S2X | 215 | 43 |  |  | 0.96 | Solar Inverter |  | INDOOR
SRP15703 | ENPHASE ENERGY | M215-60-2LL-S2X | 215 | 22 |  |  | 0.96 | Solar Inverter |  | INDOOR
SRP15704 | ENPHASE ENERGY | M215-60-2LL-S2X | 215 | 24 |  |  | 0.96 | Solar Inverter |  | INDOOR
SRP15705 | ENPHASE ENERGY | EMU | 215 | 30 |  |  | 0.96 | Solar Inverter |  | INDOOR
SRP15706 | ENPHASE ENERGY | M215-60-2LL-S2X | 215 | 36 |  |  | 0.96 | Solar Inverter |  | INDOOR
SRP15707 | ENPHASE ENERGY | M215-60-2LL-S2X | 215 | 34 |  |  | 0.96 | Solar Inverter |  | Outside
SRP15708 | ENPHASE ENERGY | M215-60-2LL-S2X | 215 | 43 |  |  | 0.96 | Solar Inverter |  | OUTDOOR
SRP15710 | ENPHASE ENERGY | M215-60-2LL-S2X-NA | 215 | 52 |  |  | 0.96 | Solar Inverter |  | INDOOR
SRP15712 | ENPHASE ENERGY | M215-60-2LL-S2X | 215 | 31 |  |  | 0.96 | Solar Inverter |  | Inside
SRP15713 | ENPHASE ENERGY | M215-60-2LL-S2X | 215 | 66 |  |  | 0.96 | Solar Inverter |  | OUTDOOR
SRP15714 | ENPHASE ENERGY | M215-60-2LL-S2X | 215 | 61 |  |  | 0.96 | Solar Inverter |  | OUTDOOR
SRP15715 | ENPHASE ENERGY | M215-60-2LL-S2X | 215 | 60 |  |  | 0.96 | Solar Inverter |  | OUTDOOR
SRP15717 | ENPHASE ENERGY | M175-24-208-S | 215 | 16 |  |  | 0.96 | Solar Inverter |  | OUTDOOR
SRP15719 | ENPHASE ENERGY | M215-60-2LL-S2X | 215 | 17 |  |  | 0.96 | Solar Inverter |  | OUTDOOR
SRP15721 | ENPHASE ENERGY | M175-24-208-S | 215 | 11 |  |  | 0.96 | Solar Inverter |  | OUTDOOR
SRP15721 | ENPHASE ENERGY | M175-24-208-S | 215 | 16 |  |  | 0.96 | Solar Inverter |  | OUTDOOR
SRP15723 | ENPHASE ENERGY | M175-24-208-S | 215 | 11 |  |  | 0.96 | Solar Inverter |  | OUTDOOR
SRP15723 | ENPHASE ENERGY | M175-24-208-S | 215 | 13 |  |  | 0.96 | Solar Inverter |  | OUTDOOR
SRP15726 | PV POWERED | PVP4800 | 4800 | 1 |  |  | 0.96 | Solar Inverter |  | Outside
SRP15729 | ENPHASE ENERGY | M175-24-208-S | 215 | 9 |  |  | 0.96 | Solar Inverter |  | OUTDOOR
SRP15729 | ENPHASE ENERGY | M175-24-208-S | 215 | 12 |  |  | 0.96 | Solar Inverter |  | OUTDOOR
SRP15731 | ENPHASE ENERGY | M215-60-2LL-S2X | 215 | 15 |  |  | 0.96 | Solar Inverter |  | OUTDOOR
SRP15732 | ENPHASE ENERGY | M215-60-2LL-S2X | 215 | 11 |  |  | 0.96 | Solar Inverter |  | OUTDOOR
SRP15733 | POWER-ONE | PVI-3.0-OUTD-S-US (240 V) | 3000 | 1 |  |  | 0.96 | Solar Inverter |  | Inside
SRP15739 | SMA AMERICA | SB3000US (240V) | 3000 | 2 |  |  | 0.96 | Solar Inverter |  | INDOOR
SRP15741 | ENPHASE ENERGY | M175-24-208-S | 215 | 32 |  |  | 0.96 | Solar Inverter |  | Outside
SRP15742 | ENPHASE ENERGY | M215-60-2LL-S2X | 215 | 28 |  |  | 0.96 | Solar Inverter |  | OUTDOOR
SRP15743 | ENPHASE ENERGY | M175-24-208-S01 | 215 | 34 |  |  | 0.96 | Solar Inverter |  | INDOOR
SRP15744 | ENPHASE ENERGY | M215-60-2LL-S2X | 215 | 39 |  |  | 0.96 | Solar Inverter |  | INDOOR
SRP15745 | ENPHASE ENERGY | M215-60-2LL-S2X | 215 | 69 |  |  | 0.96 | Solar Inverter |  | INDOOR
SRP15746 | ENPHASE ENERGY | M215-60-2LL-S2X | 215 | 20 |  |  | 0.96 | Solar Inverter |  | INDOOR
SRP15747 | ENPHASE ENERGY | M215-60-2LL-S2X | 215 | 26 |  |  | 0.96 | Solar Inverter |  | INDOOR
SRP15748 | ENPHASE ENERGY | M215-60-2LL-S2X | 215 | 26 |  |  | 0.96 | Solar Inverter |  | INDOOR
SRP15749 | ENPHASE ENERGY | M215-60-2LL-S2X-NA | 215 | 38 |  |  | 0.96 | Solar Inverter |  | OUTDOOR
SRP15750 | ENPHASE ENERGY | M215-60-2LL-S2X | 215 | 68 |  |  | 0.96 | Solar Inverter |  | INDOOR
SRP15751 | ENPHASE ENERGY | M215-60-2LL-S2X | 215 | 18 |  |  | 0.96 | Solar Inverter |  | INDOOR
SRP15752 | ENPHASE ENERGY | M215-60-2LL-S2X-NA | 215 | 34 |  |  | 0.96 | Solar Inverter |  | Inside
SRP15753 | ENPHASE ENERGY | M215-60-2LL-S2X | 215 | 33 |  |  | 0.96 | Solar Inverter |  | Outside
SRP15759 | ENPHASE ENERGY | M215-60-2LL-S2X | 215 | 51 |  |  | 0.96 | Solar Inverter |  | OUTDOOR
SRP15761 | ENPHASE ENERGY | M215-60-2LL-S2X | 215 | 54 |  |  | 0.96 | Solar Inverter |  | Inside
SRP15762 | ENPHASE ENERGY | M215-60-SIE-S2X | 215 | 34 |  |  | 0.96 | Solar Inverter |  | INDOOR
SRP15763 | ENPHASE ENERGY | M215-60-2LL-S2X | 215 | 27 |  |  | 0.96 | Solar Inverter |  | INDOOR
SRP15764 | ENPHASE ENERGY | M215-60-2LL-S2X | 215 | 35 |  |  | 0.96 | Solar Inverter |  | INDOOR
SRP15766 | ENPHASE ENERGY | EMU | 215 | 34 |  |  | 0.96 | Solar Inverter |  | OUTDOOR
SRP15767 | ENPHASE ENERGY | M215-60-2LL-S2X | 215 | 80 |  |  | 0.96 | Solar Inverter |  | Inside
SRP15769 | ENPHASE ENERGY | M215-60-2LL-S2X | 215 | 6 |  |  | 0.96 | Solar Inverter |  | OUTDOOR
SRP15769 | ENPHASE ENERGY | M215-60-2LL-S2X | 215 | 7 |  |  | 0.96 | Solar Inverter |  | OUTDOOR
SRP15769 | ENPHASE ENERGY | M215-60-2LL-S2X | 215 | 17 |  |  | 0.96 | Solar Inverter |  | OUTDOOR
SRP15771 | ENPHASE ENERGY | M215-60-2LL-S2X | 215 | 8 |  |  | 0.96 | Solar Inverter |  | OUTDOOR
SRP15771 | ENPHASE ENERGY | M215-60-2LL-S2X | 215 | 24 |  |  | 0.96 | Solar Inverter |  | OUTDOOR
SRP15773 | ENPHASE ENERGY | M215-60-2LL-S2X | 215 | 47 |  |  | 0.96 | Solar Inverter |  | INDOOR
SRP15777 | ENPHASE ENERGY | M175-24-208-S | 215 | 7 |  |  | 0.96 | Solar Inverter |  | OUTDOOR
SRP15777 | ENPHASE ENERGY | M175-24-208-S | 215 | 23 |  |  | 0.96 | Solar Inverter |  | OUTDOOR
SRP15778 | ENPHASE ENERGY | M215-60-2LL-S2X | 215 | 12 |  |  | 0.96 | Solar Inverter |  | OUTDOOR
SRP15779 | ENPHASE ENERGY | M200-32-208-S01 | 215 | 14 |  |  | 0.96 | Solar Inverter |  | OUTDOOR
SRP15779 | ENPHASE ENERGY | M200-32-208-S01 | 215 | 16 |  |  | 0.96 | Solar Inverter |  | OUTDOOR
SRP15780 | ENPHASE ENERGY | M215-60-2LL-S2X-ZC-NA | 215 | 7 |  |  | 0.96 | Solar Inverter |  | OUTDOOR
SRP15782 | ENPHASE ENERGY | M215-60-2LL-S2X | 215 | 15 |  |  | 0.96 | Solar Inverter |  | OUTDOOR
SRP15782 | ENPHASE ENERGY | M215-60-2LL-S2X | 215 | 17 |  |  | 0.96 | Solar Inverter |  | OUTDOOR
SRP15784 | ENPHASE ENERGY | M215-60-2LL-S2X | 215 | 10 |  |  | 0.96 | Solar Inverter |  | OUTDOOR
SRP15785 | ENPHASE ENERGY | M215-60-2LL-S2X | 215 | 26 |  |  | 0.96 | Solar Inverter |  | OUTDOOR
SRP15787 | ENPHASE ENERGY | M215-60-2LL-S2X | 215 | 11 |  |  | 0.96 | Solar Inverter |  | OUTDOOR
SRP15787 | ENPHASE ENERGY | M215-60-2LL-S2X | 215 | 16 |  |  | 0.96 | Solar Inverter |  | OUTDOOR
SRP15789 | ENPHASE ENERGY | M215-60-2LL-S2X | 215 | 6 |  |  | 0.96 | Solar Inverter |  | OUTDOOR
SRP15789 | ENPHASE ENERGY | M215-60-2LL-S2X | 215 | 15 |  |  | 0.96 | Solar Inverter |  | OUTDOOR
SRP15789 | ENPHASE ENERGY | M215-60-2LL-S2X | 215 | 15 |  |  | 0.96 | Solar Inverter |  | OUTDOOR
SRP15790 | ENPHASE ENERGY | M200-32-208-S01 | 215 | 8 |  |  | 0.96 | Solar Inverter |  | OUTDOOR
SRP15790 | ENPHASE ENERGY | M215-60-2LL-S2X | 215 | 10 |  |  | 0.96 | Solar Inverter |  | OUTDOOR
SRP15790 | ENPHASE ENERGY | M215-60-2LL-S2X | 215 | 15 |  |  | 0.96 | Solar Inverter |  | OUTDOOR
SRP15791 | ENPHASE ENERGY | M215-60-2LL-S2X | 215 | 28 |  |  | 0.96 | Solar Inverter |  | OUTDOOR
SRP15792 | ENPHASE ENERGY | M215-60-2LL-S2X | 215 | 33 |  |  | 0.96 | Solar Inverter |  | Inside
SRP15793 | ENPHASE ENERGY | M215-60-2LL-S2X | 215 | 39 |  |  | 0.96 | Solar Inverter |  | OUTDOOR
SRP15794 | ENPHASE ENERGY | M215-60-2LL-S2X | 215 | 17 |  |  | 0.96 | Solar Inverter |  | OUTDOOR
SRP15796 | SMA AMERICA | SB7000US (240V) | 7000 | 1 |  |  | 0.96 | Solar Inverter |  | INDOOR
SRP15801 | ENPHASE ENERGY | M215-60-2LL-S2X | 215 | 14 |  |  | 0.96 | Solar Inverter |  | OUTDOOR
SRP15801 | ENPHASE ENERGY | M215-60-2LL-S2X | 215 | 24 |  |  | 0.96 | Solar Inverter |  | OUTDOOR
SRP15802 | ENPHASE ENERGY | M215-60-2LL-S2X | 215 | 60 |  |  | 0.96 | Solar Inverter |  | OUTDOOR
SRP15804 | POWER-ONE | PVI-3600-OUTD-US-F (240V) | 3600 | 1 |  |  | 0.96 | Solar Inverter |  | OUTDOOR
SRP15806 | ENPHASE ENERGY | M215-60-2LL-S2X | 215 | 32 |  |  | 0.96 | Solar Inverter |  | INDOOR
SRP15810 | ENPHASE ENERGY | M215-60-2LL-S2X | 215 | 20 |  |  | 0.96 | Solar Inverter |  | OUTDOOR
SRP15811 | SMA AMERICA | SB5000US (240V) | 5000 | 1 |  |  | 0.96 | Solar Inverter |  | OUTDOOR
SRP15812 | ENPHASE ENERGY | M210-84-208-SXX (-NA) | 215 | 39 |  |  | 0.96 | Solar Inverter |  | INDOOR
SRP15814 | ENPHASE ENERGY | M215-60-2LL-S2X | 215 | 13 |  |  | 0.96 | Solar Inverter |  | Inside
SRP15815 | ENPHASE ENERGY | M215-60-2LL-S2X | 215 | 45 |  |  | 0.96 | Solar Inverter |  | Outside
SRP15816 | ENPHASE ENERGY | M215-60-2LL-S2X | 215 | 26 |  |  | 0.96 | Solar Inverter |  | INDOOR
SRP15817 | ENPHASE ENERGY | M215-60-2LL-S2X | 215 | 51 |  |  | 0.96 | Solar Inverter |  | OUTDOOR
SRP15818 | POWER-ONE | PVI-3.0-OUTD-S-US (240 V) | 3000 | 1 |  |  | 0.96 | Solar Inverter |  | Inside
SRP15819 | ENPHASE ENERGY | M215-60-2LL-S2X | 215 | 22 |  |  | 0.96 | Solar Inverter |  | INDOOR
SRP15820 | ENPHASE ENERGY | M215-60-2LL-S2X | 215 | 36 |  |  | 0.96 | Solar Inverter |  | INDOOR
SRP15821 | ENPHASE ENERGY | M215-60-2LL-S2X | 215 | 54 |  |  | 0.96 | Solar Inverter |  | OUTDOOR
SRP15822 | ENPHASE ENERGY | M215-60-2LL-S2X | 215 | 36 |  |  | 0.96 | Solar Inverter |  | INDOOR
SRP15823 | POWER-ONE | PVI-3.6-OUTD-S-US (240 V) | 3600 | 1 |  |  | 0.96 | Solar Inverter |  | OUTDOOR
SRP15825 | ENPHASE ENERGY | M215-60-2LL-S2X | 215 | 30 |  |  | 0.96 | Solar Inverter |  | INDOOR
SRP15826 | POWER-ONE | PVI-3600-OUTD-US-F (240V) | 3600 | 1 |  |  | 0.96 | Solar Inverter |  | OUTDOOR
SRP15826 | POWER-ONE | PVI-3600-OUTD-US-F (240V) | 3600 | 1 |  |  | 0.96 | Solar Inverter |  | OUTDOOR
SRP15827 | ENPHASE ENERGY | M215-60-2LL-S2X | 215 | 25 |  |  | 0.96 | Solar Inverter |  | Outside
SRP15829 | POWER-ONE | PVI-3000-I-OUTD-US-F (240V) | 3000 | 1 |  |  | 0.96 | Solar Inverter |  | OUTDOOR
SRP15832 | ENPHASE ENERGY | M200-32-208-S01 | 215 | 32 |  |  | 0.96 | Solar Inverter |  | Outside
SRP15833 | ENPHASE ENERGY | M215-60-2LL-S2X | 215 | 19 |  |  | 0.96 | Solar Inverter |  | INDOOR
SRP15834 | POWER-ONE | PVI-3600-OUTD-US-F (208V) | 3600 | 1 |  |  | 0.96 | Solar Inverter |  | OUTDOOR
SRP15834 | POWER-ONE | PVI-4.2-OUTD-S-US (240 V) | 4200 | 1 |  |  | 0.96 | Solar Inverter |  | OUTDOOR
SRP15836 | ENPHASE ENERGY | M200-32-208-S01 | 215 | 34 |  |  | 0.96 | Solar Inverter |  | OUTDOOR
SRP15838 | ENPHASE ENERGY | M215-60-2LL-S2X | 215 | 30 |  |  | 0.96 | Solar Inverter |  | OUTDOOR
SRP15841 | ENPHASE ENERGY | M215-60-2LL-S2X | 215 | 12 |  |  | 0.96 | Solar Inverter |  | Outside
SRP15849 | SMA AMERICA | SB5000US (240V) | 5000 | 1 |  |  | 0.96 | Solar Inverter |  | OUTDOOR
SRP15850 | ENPHASE ENERGY | M215-60-2LL-S2X | 215 | 27 |  |  | 0.96 | Solar Inverter |  | Outside
SRP15854 | ENPHASE ENERGY | M215-60-2LL-S2X | 215 | 50 |  |  | 0.96 | Solar Inverter |  | Outside
SRP15855 | ENPHASE ENERGY | M175-24-208-S | 215 | 49 |  |  | 0.96 | Solar Inverter |  | INDOOR
SRP15857 | SMA AMERICA | SB7000US (240V) | 7000 | 1 |  |  | 0.96 | Solar Inverter |  | OUTDOOR
SRP15859 | SMA AMERICA | SB6000U (240V) | 6000 | 1 |  |  | 0.96 | Solar Inverter |  | Inside
SRP15860 | POWER-ONE | PVI-3.0-OUTD-S-US (208 V) | 3000 | 1 |  |  | 0.96 | Solar Inverter |  | OUTDOOR
SRP15862 | ENPHASE ENERGY | M215-60-2LL-S2X | 215 | 30 |  |  | 0.96 | Solar Inverter |  | OUTDOOR
SRP15865 | ENPHASE ENERGY | M200-32-208-S01 | 215 | 37 |  |  | 0.96 | Solar Inverter |  | INDOOR
SRP15867 | ENPHASE ENERGY | M200-32-208-S01 | 215 | 35 |  |  | 0.96 | Solar Inverter |  | OUTDOOR
SRP15868 | POWER-ONE | PVI-5000-OUTD-US (208 V) | 5000 | 1 |  |  | 0.96 | Solar Inverter |  | INDOOR
SRP15868 | POWER-ONE | PVI-6000-OUTD-US (208 V) | 6000 | 1 |  |  | 0.96 | Solar Inverter |  | INDOOR
SRP15873 | ENPHASE ENERGY | M215-60-2LL-S2X-IG-ZC-NA | 215 | 24 |  |  | 0.96 | Solar Inverter |  | OUTDOOR
SRP15874 | PV POWERED | PVP75KW-208 | 50000 | 1 |  |  | 0.96 | Solar Inverter |  | OUTDOOR
SRP15875 | ENPHASE ENERGY | M215-60-2LL-S2X | 215 | 34 |  |  | 0.96 | Solar Inverter |  | INDOOR
SRP15876 | PV POWERED | PVP30KW-LV-480 | 50000 | 1 |  |  | 0.96 | Solar Inverter |  | OUTDOOR
SRP15877 | ENPHASE ENERGY | M215-60-2LL-S2X | 215 | 27 |  |  | 0.96 | Solar Inverter |  | Inside
SRP15878 | POWER-ONE | PVI-3600-OUTD-US-F (240V) | 3600 | 1 |  |  | 0.96 | Solar Inverter |  | OUTDOOR
SRP15878 | SMA AMERICA | SB6000U (240V) | 6000 | 1 |  |  | 0.96 | Solar Inverter |  | OUTDOOR
SRP15880 | POWER-ONE | PVI-5000-OUTD-US (208 V) | 4200 | 1 |  |  | 0.96 | Solar Inverter |  | OUTDOOR
SRP15880 | POWER-ONE | PVI-6000-OUTD-US (240 V) | 6000 | 1 |  |  | 0.96 | Solar Inverter |  | OUTDOOR
SRP15882 | POWER-ONE | PVI-6000-OUTD-US (240 V) | 6000 | 1 |  |  | 0.96 | Solar Inverter |  | Inside
SRP15885 | ENPHASE ENERGY | M215-60-2LL-S2X-NA | 215 | 18 |  |  | 0.96 | Solar Inverter |  | INDOOR
SRP15886 | ENPHASE ENERGY | M215-60-2LL-S2X-IG-ZC | 215 | 64 |  |  | 0.96 | Solar Inverter |  | OUTDOOR
SRP15887 | ENPHASE ENERGY | EMU | 215 | 28 |  |  | 0.96 | Solar Inverter |  | INDOOR
SRP15890 | ENPHASE ENERGY | M215-60-2LL-S2X | 215 | 60 |  |  | 0.96 | Solar Inverter |  | OUTDOOR
SRP15891 | POWER-ONE | PVI-5000-OUTD-US (208 V) | 4200 | 1 |  |  | 0.96 | Solar Inverter |  | OUTDOOR
SRP15893 | POWER-ONE | PVI-5000-OUTD-US (240 V) | 5000 | 1 |  |  | 0.96 | Solar Inverter |  | OUTDOOR
SRP15904 | ENPHASE ENERGY | M215-60-2LL-S2X | 215 | 20 |  |  | 0.96 | Solar Inverter |  | INDOOR
SRP15907 | POWER-ONE | PVI-3.0-OUTD-S-US (240 V) | 3000 | 1 |  |  | 0.96 | Solar Inverter |  | Inside
SRP15908 | SMA AMERICA | SB6000US-11 (208V) | 6000 | 1 |  |  | 0.96 | Solar Inverter |  | Outside
SRP15908 | SMA AMERICA | SB7000US (240V) | 7000 | 1 |  |  | 0.96 | Solar Inverter |  | Outside
SRP15910 | ENPHASE ENERGY | M215-60-2LL-S2X | 215 | 59 |  |  | 0.96 | Solar Inverter |  | Outside
SRP15913 | ENPHASE ENERGY | M215-60-2LL-S2X | 215 | 42 |  |  | 0.96 | Solar Inverter |  | INDOOR
SRP15914 | ENPHASE ENERGY | M215-60-2LL-S2X | 215 | 47 |  |  | 0.96 | Solar Inverter |  | INDOOR
SRP15916 | ENPHASE ENERGY | M175-24-208-S | 215 | 30 |  |  | 0.96 | Solar Inverter |  | INDOOR
SRP15919 | ENPHASE ENERGY | M175-24-208-S | 215 | 13 |  |  | 0.96 | Solar Inverter |  | OUTDOOR
SRP15919 | ENPHASE ENERGY | M175-24-208-S | 215 | 16 |  |  | 0.96 | Solar Inverter |  | OUTDOOR
SRP15921 | ENPHASE ENERGY | EMU | 215 | 36 |  |  | 0.96 | Solar Inverter |  | INDOOR
SRP15922 | ENPHASE ENERGY | M215-60-2LL-S2X | 215 | 16 |  |  | 0.96 | Solar Inverter |  | OUTDOOR
SRP15924 | ENPHASE ENERGY | M215-60-2LL-S2X | 215 | 33 |  |  | 0.96 | Solar Inverter |  | OUTDOOR
SRP15925 | ENPHASE ENERGY | M215-60-2LL-S2X | 215 | 17 |  |  | 0.96 | Solar Inverter |  | OUTDOOR
SRP15926 | SMA AMERICA | SB5000US (240V) | 5000 | 1 |  |  | 0.96 | Solar Inverter |  | OUTDOOR
SRP15927 | ENPHASE ENERGY | M215-60-2LL-S2X | 215 | 15 |  |  | 0.96 | Solar Inverter |  | OUTDOOR
SRP15930 | ENPHASE ENERGY | M215-60-2LL-S2X | 215 | 13 |  |  | 0.96 | Solar Inverter |  | OUTDOOR
SRP15930 | ENPHASE ENERGY | M215-60-2LL-S2X | 215 | 25 |  |  | 0.96 | Solar Inverter |  | OUTDOOR
SRP15932 | ENPHASE ENERGY | M215-60-2LL-S2X | 215 | 45 |  |  | 0.96 | Solar Inverter |  | OUTDOOR
SRP15933 | ENPHASE ENERGY | M215-60-2LL-S2X-IG-NA | 215 | 51 |  |  | 0.96 | Solar Inverter |  | Outside
SRP15934 | ENPHASE ENERGY | M215-60-2LL-S2X | 215 | 49 |  |  | 0.96 | Solar Inverter |  | Inside
SRP15935 | ENPHASE ENERGY | M215-60-2LL-S2X | 215 | 19 |  |  | 0.96 | Solar Inverter |  | INDOOR
SRP15936 | ENPHASE ENERGY | M215-60-SIE-S2X-ZC-NA | 215 | 32 |  |  | 0.96 | Solar Inverter |  | OUTDOOR
SRP15939 | ENPHASE ENERGY | M215-60-2LL-S2X | 215 | 48 |  |  | 0.96 | Solar Inverter |  | INDOOR
SRP15940 | ENPHASE ENERGY | M215-60-2LL-S2X | 215 | 48 |  |  | 0.96 | Solar Inverter |  | INDOOR
SRP15941 | POWER-ONE | PVI-3.0-OUTD-S-US (240 V) | 3000 | 1 |  |  | 0.96 | Solar Inverter |  | Inside
SRP15942 | SMA AMERICA | SB7000US (240V) | 7000 | 1 |  |  | 0.96 | Solar Inverter |  | Inside
SRP15943 | POWER-ONE | PVI-3.6-OUTD-S-US (240 V) | 3600 | 1 |  |  | 0.96 | Solar Inverter |  | OUTDOOR
SRP15950 | ENPHASE ENERGY | M215-60-2LL-S2X | 215 | 27 |  |  | 0.96 | Solar Inverter |  | INDOOR
SRP15957 | ENPHASE ENERGY | M215-60-2LL-S2X | 215 | 17 |  |  | 0.96 | Solar Inverter |  | OUTDOOR
SRP15958 | ENPHASE ENERGY | M215-60-2LL-S2X | 215 | 44 |  |  | 0.96 | Solar Inverter |  | OUTDOOR
SRP15964 | SMA AMERICA | SB6000US (208V) | 6000 | 1 |  |  | 0.96 | Solar Inverter |  | Outside
SRP15966 | POWER-ONE | PVI-4.2-OUTD-S-US (240 V) | 4200 | 1 |  |  | 0.96 | Solar Inverter |  | OUTDOOR
SRP15970 | POWER-ONE | PVI-4.2-OUTD-S-US (240 V) | 4200 | 1 |  |  | 0.96 | Solar Inverter |  | OUTDOOR
SRP15971 | POWER-ONE | PVI-3.0-OUTD-S-US (208 V) | 3000 | 1 |  |  | 0.96 | Solar Inverter |  | OUTDOOR
SRP15977 | ENPHASE ENERGY | M215-60-2LL-S2X | 215 | 9 |  |  | 0.96 | Solar Inverter |  | OUTDOOR
SRP15977 | ENPHASE ENERGY | M215-60-2LL-S2X | 215 | 26 |  |  | 0.96 | Solar Inverter |  | OUTDOOR
SRP15978 | ENPHASE ENERGY | M215-60-2LL-S2X | 215 | 29 |  |  | 0.96 | Solar Inverter |  | OUTDOOR
SRP15979 | ENPHASE ENERGY | EMU | 215 | 32 |  |  | 0.96 | Solar Inverter |  | OUTDOOR
SRP15982 | SMA AMERICA | SB5000US (240V) | 5000 | 1 |  |  | 0.96 | Solar Inverter |  | OUTDOOR
SRP15987 | ENPHASE ENERGY | M215-60-2LL-S2X-IG-NA | 215 | 27 |  |  | 0.96 | Solar Inverter |  | OUTDOOR
SRP15989 | ENPHASE ENERGY | M200-32-208-S01 | 215 | 13 |  |  | 0.96 | Solar Inverter |  | OUTDOOR
SRP15991 | ENPHASE ENERGY | M215-60-2LL-S2X | 215 | 15 |  |  | 0.96 | Solar Inverter |  | OUTDOOR
SRP15992 | ENPHASE ENERGY | M215-60-2LL-S2X | 215 | 17 |  |  | 0.96 | Solar Inverter |  | OUTDOOR
SRP15993 | ENPHASE ENERGY | M200-32-208-S01 | 215 | 12 |  |  | 0.96 | Solar Inverter |  | OUTDOOR
SRP15993 | ENPHASE ENERGY | M200-32-208-S01 | 215 | 12 |  |  | 0.96 | Solar Inverter |  | OUTDOOR
SRP15994 | ENPHASE ENERGY | M215-60-2LL-S2X-IG-ZC-NA | 215 | 17 |  |  | 0.96 | Solar Inverter |  | OUTDOOR
SRP15997 | ENPHASE ENERGY | M200-32-208-S01 | 215 | 12 |  |  | 0.96 | Solar Inverter |  | OUTDOOR
SRP15997 | ENPHASE ENERGY | M200-32-208-S01 | 215 | 28 |  |  | 0.96 | Solar Inverter |  | OUTDOOR
SRP15998 | ENPHASE ENERGY | M215-60-2LL-S2X | 215 | 18 |  |  | 0.96 | Solar Inverter |  | INDOOR
SRP16005 | SMA AMERICA | SB5000US (240V) | 5000 | 1 |  |  | 0.96 | Solar Inverter |  | Inside
SRP16005 | SMA AMERICA | SB5000US (240V) | 5000 | 1 |  |  | 0.96 | Solar Inverter |  | Inside
SRP16007 | ENPHASE ENERGY | M215-60-2LL-S2X | 215 | 19 |  |  | 0.96 | Solar Inverter |  | OUTDOOR
SRP16009 | ENPHASE ENERGY | M215-60-2LL-S2X | 215 | 49 |  |  | 0.96 | Solar Inverter |  | OUTDOOR
SRP16010 | POWER-ONE | PVI-6000-OUTD-US (240 V) | 6000 | 1 |  |  | 0.96 | Solar Inverter |  | Inside
SRP16011 | ENPHASE ENERGY | M215-60-2LL-S2X | 215 | 22 |  |  | 0.96 | Solar Inverter |  | Outside
SRP16012 | ENPHASE ENERGY | M215-60-2LL-S2X | 215 | 42 |  |  | 0.96 | Solar Inverter |  | INDOOR
SRP16013 | ENPHASE ENERGY | M215-60-2LL-S2X | 215 | 24 |  |  | 0.96 | Solar Inverter |  | INDOOR
SRP16015 | SMA AMERICA | SB3000US-12 (240V) | 3000 | 1 |  |  | 0.96 | Solar Inverter |  | Outside
SRP16015 | SMA AMERICA | SB4000US (240V) | 4000 | 1 |  |  | 0.96 | Solar Inverter |  | Outside
SRP16016 | SMA AMERICA | SB3000HFUS-30 (208V) | 3000 | 1 |  |  | 0.96 | Solar Inverter |  | OUTDOOR
SRP16021 | ENPHASE ENERGY | M200-32-208-S01 | 215 | 9 |  |  | 0.96 | Solar Inverter |  | OUTDOOR
SRP16021 | ENPHASE ENERGY | M200-32-208-S01 | 215 | 26 |  |  | 0.96 | Solar Inverter |  | OUTDOOR
SRP16022 | ENPHASE ENERGY | M215-60-2LL-S2X | 215 | 15 |  |  | 0.96 | Solar Inverter |  | OUTDOOR
SRP16022 | ENPHASE ENERGY | M215-60-2LL-S2X | 215 | 27 |  |  | 0.96 | Solar Inverter |  | OUTDOOR
SRP16023 | ENPHASE ENERGY | M200-32-208-S01 | 215 | 15 |  |  | 0.96 | Solar Inverter |  | OUTDOOR
SRP16023 | ENPHASE ENERGY | M200-32-208-S01 | 215 | 16 |  |  | 0.96 | Solar Inverter |  | OUTDOOR
SRP16024 | ENPHASE ENERGY | M215-60-2LL-S2X | 215 | 15 |  |  | 0.96 | Solar Inverter |  | OUTDOOR
SRP16026 | SMA AMERICA | SB4000US (240V) | 4000 | 1 |  |  | 0.96 | Solar Inverter |  | OUTDOOR
SRP16027 | POWER-ONE | PVI-6000-OUTD-US-W (240 V) | 6000 | 2 |  |  | 0.96 | Solar Inverter |  | OUTDOOR
SRP16028 | POWER-ONE | PVI-3600-OUTD-US-F (240V) | 3600 | 1 |  |  | 0.96 | Solar Inverter |  | OUTDOOR
SRP16036 | POWER-ONE | PVI-5000-OUTD-US (240 V) | 4200 | 1 |  |  | 0.96 | Solar Inverter |  | OUTDOOR
SRP16037 | ENPHASE ENERGY | M215-60-2LL-S2X | 215 | 17 |  |  | 0.96 | Solar Inverter |  | OUTDOOR
SRP16041 | SMA AMERICA | SB3800U (240V) | 3800 | 1 |  |  | 0.96 | Solar Inverter |  | OUTDOOR
SRP16042 | SMA AMERICA | SB5000US (240V) | 5000 | 1 |  |  | 0.96 | Solar Inverter |  | INDOOR
SRP16043 | SMA AMERICA | SB5000US (240V) | 5000 | 1 |  |  | 0.96 | Solar Inverter |  | INDOOR
SRP16044 | SMA AMERICA | SB3000US (240V) | 3000 | 1 |  |  | 0.96 | Solar Inverter |  | Outside
SRP16047 | ENPHASE ENERGY | M200-32-208-S01 | 215 | 17 |  |  | 0.96 | Solar Inverter |  | OUTDOOR
SRP16048 | ENPHASE ENERGY | M215-60-2LL-S2X | 215 | 24 |  |  | 0.96 | Solar Inverter |  | OUTDOOR
SRP16049 | SMA AMERICA | SB5000US (240V) | 5000 | 1 |  |  | 0.96 | Solar Inverter |  | Outside
SRP16049 | SMA AMERICA | SB6000US (240V) | 6000 | 4 |  |  | 0.96 | Solar Inverter |  | OUTDOOR
SRP16050 | ENPHASE ENERGY | M200-32-208-S01 | 215 | 17 |  |  | 0.96 | Solar Inverter |  | OUTDOOR
SRP16050 | ENPHASE ENERGY | M200-32-208-S01 | 215 | 23 |  |  | 0.96 | Solar Inverter |  | OUTDOOR
SRP16054 | POWER-ONE | PVI-5000-OUTD-US (208 V) | 4200 | 1 |  |  | 0.96 | Solar Inverter |  | OUTDOOR
SRP16058 | POWER-ONE | PVI-3.6-OUTD-S-US (208 V) | 3600 | 1 |  |  | 0.96 | Solar Inverter |  | OUTDOOR
SRP16064 | ENPHASE ENERGY | M175-24-208-S | 215 | 12 |  |  | 0.96 | Solar Inverter |  | OUTDOOR
SRP16064 | ENPHASE ENERGY | M175-24-208-S | 215 | 20 |  |  | 0.96 | Solar Inverter |  | OUTDOOR
SRP16069 | ENPHASE ENERGY | M215-60-2LL-S2X | 215 | 31 |  |  | 0.96 | Solar Inverter |  | OUTDOOR
SRP16070 | ENPHASE ENERGY | M215-60-2LL-S2X | 215 | 23 |  |  | 0.96 | Solar Inverter |  | INDOOR
SRP16071 | ENPHASE ENERGY | M215-60-2LL-S2X | 215 | 35 |  |  | 0.96 | Solar Inverter |  | INDOOR
SRP16072 | ENPHASE ENERGY | M215-60-2LL-S2X | 215 | 35 |  |  | 0.96 | Solar Inverter |  | Outside
SRP16073 | ENPHASE ENERGY | M215-60-2LL-S2X | 215 | 38 |  |  | 0.96 | Solar Inverter |  | INDOOR
SRP16074 | ENPHASE ENERGY | M215-60-2LL-S2X | 215 | 48 |  |  | 0.96 | Solar Inverter |  | INDOOR
SRP16075 | ENPHASE ENERGY | M215-60-2LL-S2X | 215 | 48 |  |  | 0.96 | Solar Inverter |  | INDOOR
SRP16076 | ENPHASE ENERGY | M215-60-2LL-S2X | 215 | 26 |  |  | 0.96 | Solar Inverter |  | INDOOR
SRP16078 | ENPHASE ENERGY | M215-60-2LL-S2X | 215 | 5 |  |  | 0.96 | Solar Inverter |  | OUTDOOR
SRP16080 | ENPHASE ENERGY | M215-60-2LL-S2X | 215 | 17 |  |  | 0.96 | Solar Inverter |  | OUTDOOR
SRP16081 | ENPHASE ENERGY | M215-60-2LL-S2X | 215 | 17 |  |  | 0.96 | Solar Inverter |  | OUTDOOR
SRP16082 | ENPHASE ENERGY | M200-32-208-S01 | 215 | 17 |  |  | 0.96 | Solar Inverter |  | OUTDOOR
SRP16083 | ENPHASE ENERGY | M215-60-2LL-S2X | 215 | 17 |  |  | 0.96 | Solar Inverter |  | OUTDOOR
SRP16084 | ENPHASE ENERGY | M215-60-2LL-S2X | 215 | 11 |  |  | 0.96 | Solar Inverter |  | OUTDOOR
SRP16084 | ENPHASE ENERGY | M215-60-2LL-S2X | 215 | 19 |  |  | 0.96 | Solar Inverter |  | OUTDOOR
SRP16085 | ENPHASE ENERGY | M215-60-2LL-S2X | 215 | 44 |  |  | 0.96 | Solar Inverter |  | OUTDOOR
SRP16086 | ENPHASE ENERGY | M215-60-2LL-S2X | 215 | 17 |  |  | 0.96 | Solar Inverter |  | OUTDOOR
SRP16087 | POWER-ONE | PVI-4.6-1-OUTD-X-US-Y (208 V) | 4600 | 1 |  |  | 0.96 | Solar Inverter |  | OUTDOOR
SRP16087 | POWER-ONE | UNO-2.5-I-OUTD-US (208 V) | 2500 | 1 |  |  | 0.96 | Solar Inverter |  | OUTDOOR
SRP16088 | POWER-ONE | PVI-4.2-OUTD-S-US (240 V) | 4200 | 1 |  |  | 0.96 | Solar Inverter |  | OUTDOOR
SRP16089 | ENPHASE ENERGY | M200-32-208-S01 | 215 | 12 |  |  | 0.96 | Solar Inverter |  | OUTDOOR
SRP16089 | ENPHASE ENERGY | M200-32-208-S01 | 215 | 14 |  |  | 0.96 | Solar Inverter |  | OUTDOOR
SRP16090 | ENPHASE ENERGY | M215-60-2LL-S2X | 215 | 25 |  |  | 0.96 | Solar Inverter |  | OUTDOOR
SRP16092 | ENPHASE ENERGY | M215-60-2LL-S2X | 215 | 15 |  |  | 0.96 | Solar Inverter |  | OUTDOOR
SRP16092 | ENPHASE ENERGY | M215-60-2LL-S2X | 215 | 16 |  |  | 0.96 | Solar Inverter |  | OUTDOOR
SRP16096 | ENPHASE ENERGY | M215-60-2LL-S2X | 215 | 21 |  |  | 0.96 | Solar Inverter |  | OUTDOOR
SRP16097 | ENPHASE ENERGY | M215-60-2LL-S2X-NA | 215 | 34 |  |  | 0.96 | Solar Inverter |  | INDOOR
SRP16098 | ENPHASE ENERGY | M215-60-SIE-S2X | 215 | 25 |  |  | 0.96 | Solar Inverter |  | INDOOR
SRP16100 | ENPHASE ENERGY | M215-60-2LL-S2X | 215 | 17 |  |  | 0.96 | Solar Inverter |  | OUTDOOR
SRP16101 | SMA AMERICA | SB3000US (240V) | 3000 | 2 |  |  | 0.96 | Solar Inverter |  | INDOOR
SRP16101 | SMA AMERICA | SB5000US (240V) | 5000 | 1 |  |  | 0.96 | Solar Inverter |  | INDOOR
SRP16102 | ENPHASE ENERGY | M215-60-2LL-S2X-IG | 215 | 26 |  |  | 0.96 | Solar Inverter |  | OUTDOOR
SRP16103 | ENPHASE ENERGY | M215-60-2LL-S2X | 215 | 15 |  |  | 0.96 | Solar Inverter |  | OUTDOOR
SRP16104 | ENPHASE ENERGY | M215-60-2LL-S2X | 215 | 16 |  |  | 0.96 | Solar Inverter |  | OUTDOOR
SRP16105 | ENPHASE ENERGY | M215-60-2LL-S2X | 215 | 12 |  |  | 0.96 | Solar Inverter |  | OUTDOOR
SRP16107 | ENPHASE ENERGY | M215-60-2LL-S2X | 215 | 26 |  |  | 0.96 | Solar Inverter |  | OUTDOOR
SRP16108 | ENPHASE ENERGY | M215-60-2LL-S2X-IG-ZC | 215 | 28 |  |  | 0.96 | Solar Inverter |  | OUTDOOR
SRP16109 | ENPHASE ENERGY | M215-60-2LL-S2X | 215 | 12 |  |  | 0.96 | Solar Inverter |  | OUTDOOR
SRP16110 | ENPHASE ENERGY | M215-60-2LL-S2X | 215 | 14 |  |  | 0.96 | Solar Inverter |  | OUTDOOR
SRP16112 | ENPHASE ENERGY | M215-60-2LL-S2X | 215 | 15 |  |  | 0.96 | Solar Inverter |  | OUTDOOR
SRP16113 | ENPHASE ENERGY | M215-60-2LL-S2X-IG-ZC-NA | 215 | 9 |  |  | 0.96 | Solar Inverter |  | OUTDOOR
SRP16113 | ENPHASE ENERGY | M215-60-2LL-S2X-IG-ZC-NA | 215 | 15 |  |  | 0.96 | Solar Inverter |  | OUTDOOR
SRP16114 | ENPHASE ENERGY | M215-60-2LL-S2X | 215 | 17 |  |  | 0.96 | Solar Inverter |  | OUTDOOR
SRP16116 | ENPHASE ENERGY | M215-60-2LL-S2X | 215 | 45 |  |  | 0.96 | Solar Inverter |  | OUTDOOR
SRP16117 | ENPHASE ENERGY | M215-60-2LL-S2X-IG-NA | 215 | 48 |  |  | 0.96 | Solar Inverter |  | OUTDOOR
SRP16118 | ENPHASE ENERGY | M215-60-2LL-S2X | 215 | 10 |  |  | 0.96 | Solar Inverter |  | OUTDOOR
SRP16118 | ENPHASE ENERGY | M215-60-2LL-S2X | 215 | 28 |  |  | 0.96 | Solar Inverter |  | OUTDOOR
SRP16122 | ENPHASE ENERGY | M215-60-2LL-S2X | 215 | 19 |  |  | 0.96 | Solar Inverter |  | OUTDOOR
SRP16126 | ENPHASE ENERGY | M215-60-2LL-S2X | 215 | 8 |  |  | 0.96 | Solar Inverter |  | INDOOR
SRP16126 | SMA AMERICA | SB3000US (240V) | 3000 | 2 |  |  | 0.96 | Solar Inverter |  | INDOOR
SRP16126 | SMA AMERICA | SB5000US (240V) | 5000 | 1 |  |  | 0.96 | Solar Inverter |  | INDOOR
SRP16127 | ENPHASE ENERGY | M215-60-2LL-S2X | 215 | 17 |  |  | 0.96 | Solar Inverter |  | OUTDOOR
SRP16128 | ENPHASE ENERGY | M215-60-2LL-S2X-IG-ZC-NA | 215 | 20 |  |  | 0.96 | Solar Inverter |  | INDOOR
SRP16129 | ENPHASE ENERGY | M215-60-2LL-S2X-IG-ZC-NA | 215 | 26 |  |  | 0.96 | Solar Inverter |  | INDOOR
SRP16130 | ENPHASE ENERGY | M215-60-2LL-S2X | 215 | 35 |  |  | 0.96 | Solar Inverter |  | INDOOR
SRP16131 | ENPHASE ENERGY | M175-24-208-S | 215 | 30 |  |  | 0.96 | Solar Inverter |  | OUTDOOR
SRP16132 | ENPHASE ENERGY | M215-60-SIE-S2X-ZC-NA | 215 | 54 |  |  | 0.96 | Solar Inverter |  | Outside
SRP16135 | ENPHASE ENERGY | M215-60-2LL-S2X-IG | 215 | 8 |  |  | 0.96 | Solar Inverter |  | OUTDOOR
SRP16139 | ENPHASE ENERGY | M215-60-2LL-S2X | 215 | 26 |  |  | 0.96 | Solar Inverter |  | OUTDOOR
SRP16140 | ENPHASE ENERGY | M175-24-208-S | 215 | 44 |  |  | 0.96 | Solar Inverter |  | INDOOR
SRP16141 | ENPHASE ENERGY | M215-60-2LL-S2X | 215 | 27 |  |  | 0.96 | Solar Inverter |  | INDOOR
SRP16142 | ENPHASE ENERGY | M215-60-2LL-S2X | 215 | 48 |  |  | 0.96 | Solar Inverter |  | INDOOR
SRP16143 | ENPHASE ENERGY | M175-24-208-S | 215 | 22 |  |  | 0.96 | Solar Inverter |  | INDOOR
SRP16144 | GREENVOLTS | GV-SCP001 | 200 | 12 |  |  | 0.96 | Solar Inverter |  | OUTDOOR
SRP16150 | ENPHASE ENERGY | M175-24-208-S | 215 | 11 |  |  | 0.96 | Solar Inverter |  | OUTDOOR
SRP16158 | ENPHASE ENERGY | M215-60-2LL-S2X | 215 | 35 |  |  | 0.96 | Solar Inverter |  | INDOOR
SRP16159 | PV POWERED | PVP50KW-480 | 50000 | 1 |  |  | 0.96 | Solar Inverter |  | OUTDOOR
SRP16182 | ENPHASE ENERGY | EMU | 215 | 17 |  |  | 0.96 | Solar Inverter |  | OUTDOOR
SRP16183 | ENPHASE ENERGY | M215-60-2LL-S2X | 215 | 20 |  |  | 0.96 | Solar Inverter |  | OUTDOOR
SRP16184 | ENPHASE ENERGY | M215-60-2LL-S2X | 215 | 21 |  |  | 0.96 | Solar Inverter |  | OUTDOOR
SRP16185 | ENPHASE ENERGY | M215-60-2LL-S2X | 215 | 12 |  |  | 0.96 | Solar Inverter |  | OUTDOOR
SRP16186 | ENPHASE ENERGY | EMU | 215 | 34 |  |  | 0.96 | Solar Inverter |  | OUTDOOR
SRP16187 | ENPHASE ENERGY | M215-60-2LL-S2X | 215 | 18 |  |  | 0.96 | Solar Inverter |  | OUTDOOR
SRP16189 | ENPHASE ENERGY | M215-60-2LL-S2X-IG-ZC | 215 | 32 |  |  | 0.96 | Solar Inverter |  | OUTDOOR
SRP16196 | ENPHASE ENERGY | M215-60-SIE-S2X | 215 | 42 |  |  | 0.96 | Solar Inverter |  | INDOOR
SRP16198 | ENPHASE ENERGY | M215-60-2LL-S2X-IG-ZC-NA | 215 | 83 |  |  | 0.96 | Solar Inverter |  | INDOOR
SRP16199 | ENPHASE ENERGY | M215-60-2LL-S2X-IG-NA | 215 | 22 |  |  | 0.96 | Solar Inverter |  | INDOOR
SRP16200 | ENPHASE ENERGY | M215-60-2LL-S2X-NA | 215 | 30 |  |  | 0.96 | Solar Inverter |  | INDOOR
SRP16201 | ENPHASE ENERGY | M215-60-2LL-S2X | 215 | 56 |  |  | 0.96 | Solar Inverter |  | INDOOR
SRP16202 | ENPHASE ENERGY | M215-60-2LL-S2X | 215 | 15 |  |  | 0.96 | Solar Inverter |  | INDOOR
SRP16203 | ENPHASE ENERGY | M215-60-2LL-S2X | 215 | 41 |  |  | 0.96 | Solar Inverter |  | INDOOR
SRP16205 | ENPHASE ENERGY | M215-60-2LL-S2X | 215 | 32 |  |  | 0.96 | Solar Inverter |  | INDOOR
SRP16206 | ENPHASE ENERGY | M215-60-2LL-S2X | 215 | 26 |  |  | 0.96 | Solar Inverter |  | INDOOR
SRP16207 | ENPHASE ENERGY | M215-60-2LL-S2X | 215 | 24 |  |  | 0.96 | Solar Inverter |  | INDOOR
SRP16208 | ENPHASE ENERGY | M215-60-2LL-S2X-IG-NA | 215 | 48 |  |  | 0.96 | Solar Inverter |  | INDOOR
SRP16209 | ENPHASE ENERGY | M215-60-2LL-S2X-IG-ZC | 215 | 29 |  |  | 0.96 | Solar Inverter |  | INDOOR
SRP16211 | ENPHASE ENERGY | M215-60-2LL-S2X | 215 | 23 |  |  | 0.96 | Solar Inverter |  | INDOOR
SRP16212 | ENPHASE ENERGY | M215-60-2LL-S2X | 215 | 16 |  |  | 0.96 | Solar Inverter |  | INDOOR
SRP16214 | ENPHASE ENERGY | M215-60-2LL-S2X | 215 | 30 |  |  | 0.96 | Solar Inverter |  | INDOOR
SRP16215 | ENPHASE ENERGY | M215-60-2LL-S2X | 215 | 28 |  |  | 0.96 | Solar Inverter |  | OUTDOOR
SRP16218 | ENPHASE ENERGY | M215-60-2LL-S2X | 215 | 37 |  |  | 0.96 | Solar Inverter |  | Inside
SRP16219 | ENPHASE ENERGY | M215-60-2LL-S2X | 215 | 13 |  |  | 0.96 | Solar Inverter |  | OUTDOOR
SRP16224 | ENPHASE ENERGY | EMU | 190 | 8 |  |  | 0.96 | Solar Inverter |  | OUTDOOR
SRP16225 | ENPHASE ENERGY | M215-60-2LL-S2X | 215 | 14 |  |  | 0.96 | Solar Inverter |  | OUTDOOR
SRP16227 | ENPHASE ENERGY | M215-60-2LL-S2X-IG-ZC | 215 | 13 |  |  | 0.96 | Solar Inverter |  | OUTDOOR
SRP16227 | ENPHASE ENERGY | M215-60-SIE-S2X | 215 | 12 |  |  | 0.96 | Solar Inverter |  | OUTDOOR
SRP16232 | SMA AMERICA | SB3000US (240V) | 3000 | 1 |  |  | 0.96 | Solar Inverter |  | INDOOR
SRP16239 | ENPHASE ENERGY | M215-60-2LL-S2X-IG-ZC | 215 | 38 |  |  | 0.96 | Solar Inverter |  | OUTDOOR
SRP16240 | ENPHASE ENERGY | M215-60-2LL-S2X | 215 | 30 |  |  | 0.96 | Solar Inverter |  | INDOOR
SRP16241 | ENPHASE ENERGY | M215-60-2LL-S2X-IG-ZC-NA | 215 | 30 |  |  | 0.96 | Solar Inverter |  | INDOOR
SRP16242 | ENPHASE ENERGY | M215-60-2LL-S2X | 215 | 31 |  |  | 0.96 | Solar Inverter |  | OUTDOOR
SRP16245 | ENPHASE ENERGY | M215-60-2LL-S2X | 215 | 33 |  |  | 0.96 | Solar Inverter |  | OUTDOOR
SRP16248 | ENPHASE ENERGY | M215-60-2LL-S2X-IG | 215 | 49 |  |  | 0.96 | Solar Inverter |  | Outside
SRP16249 | ENPHASE ENERGY | M215-60-2LL-S2X | 215 | 34 |  |  | 0.96 | Solar Inverter |  | OUTDOOR
SRP16250 | ENPHASE ENERGY | M175-24-208-S | 215 | 17 |  |  | 0.96 | Solar Inverter |  | OUTDOOR
SRP16252 | ENPHASE ENERGY | M215-60-2LL-S2X | 215 | 33 |  |  | 0.96 | Solar Inverter |  | INDOOR
SRP16253 | ENPHASE ENERGY | M175-24-208-S | 215 | 12 |  |  | 0.96 | Solar Inverter |  | OUTDOOR
SRP16255 | ENPHASE ENERGY | M215-60-2LL-S2X | 215 | 40 |  |  | 0.96 | Solar Inverter |  | Inside
SRP16261 | SMA AMERICA | SB5000US (240V) | 5000 | 2 |  |  | 0.96 | Solar Inverter |  | INDOOR
SRP16262 | SMA AMERICA | SB3000US (240V) | 3000 | 2 |  |  | 0.96 | Solar Inverter |  | INDOOR
SRP16263 | ENPHASE ENERGY | M215-60-2LL-S2X | 215 | 4 |  |  | 0.96 | Solar Inverter |  | OUTDOOR
SRP16266 | ENPHASE ENERGY | M215-60-2LL-S2X-IG-NA | 215 | 30 |  |  | 0.96 | Solar Inverter |  | OUTDOOR
SRP16268 | POWER-ONE | PVI-3.0-OUTD-S-US (240 V) | 3000 | 1 |  |  | 0.96 | Solar Inverter |  | Inside
SRP16269 | POWER-ONE | PVI-3.0-OUTD-S-US (208 V) | 3000 | 1 |  |  | 0.96 | Solar Inverter |  | OUTDOOR
SRP16271 | POWER-ONE | PVI-3.0-OUTD-S-US (240 V) | 3000 | 1 |  |  | 0.96 | Solar Inverter |  | OUTDOOR
SRP16272 | POWER-ONE | PVI-3600-OUTD-US-F (240V) | 3600 | 1 |  |  | 0.96 | Solar Inverter |  | OUTDOOR
SRP16272 | POWER-ONE | PVI-4.2-OUTD-S-US (240 V) | 4200 | 1 |  |  | 0.96 | Solar Inverter |  | OUTDOOR
SRP16273 | ENPHASE ENERGY | M215-60-2LL-S2X | 215 | 16 |  |  | 0.96 | Solar Inverter |  | OUTDOOR
SRP16274 | ENPHASE ENERGY | M215-60-2LL-S2X | 215 | 26 |  |  | 0.96 | Solar Inverter |  | OUTDOOR
SRP16276 | SMA AMERICA | SB7000US-12 (240V) | 7000 | 1 |  |  | 0.96 | Solar Inverter |  | Inside
SRP16280 | ENPHASE ENERGY | M215-60-2LL-S2X | 215 | 35 |  |  | 0.96 | Solar Inverter |  | Outside
SRP16282 | ENPHASE ENERGY | M175-24-208-S | 215 | 20 |  |  | 0.96 | Solar Inverter |  | INDOOR
SRP16297 | ENPHASE ENERGY | M215-60-2LL-S2X-IG-NA | 215 | 15 |  |  | 0.96 | Solar Inverter |  | OUTDOOR
SRP16298 | ENPHASE ENERGY | M215-60-2LL-S2X-IG-ZC | 215 | 26 |  |  | 0.96 | Solar Inverter |  | OUTDOOR
SRP16299 | ENPHASE ENERGY | M215-60-2LL-S2X-IG | 215 | 10 |  |  | 0.96 | Solar Inverter |  | OUTDOOR
SRP16299 | ENPHASE ENERGY | M215-60-2LL-S2X-IG | 215 | 30 |  |  | 0.96 | Solar Inverter |  | OUTDOOR
SRP16300 | ENPHASE ENERGY | M215-60-2LL-S2X | 215 | 30 |  |  | 0.96 | Solar Inverter |  | OUTDOOR
SRP16302 | ENPHASE ENERGY | M215-60-2LL-S2X | 215 | 19 |  |  | 0.96 | Solar Inverter |  | OUTDOOR
SRP16305 | ENPHASE ENERGY | M215-60-2LL-S2X | 215 | 25 |  |  | 0.96 | Solar Inverter |  | Outside
SRP16314 | PV POWERED | PVP75KW-208 | 75000 | 1 |  |  | 0.96 | Solar Inverter |  | INDOOR
SRP16316 | ENPHASE ENERGY | M175-24-208-S | 215 | 26 |  |  | 0.96 | Solar Inverter |  | OUTDOOR
SRP16317 | SMA AMERICA | SB4000US-12 (240V) | 4000 | 1 |  |  | 0.96 | Solar Inverter |  | Inside
SRP16318 | POWER-ONE | PVI-4.2-OUTD-S-US (277 V) | 4200 | 1 |  |  | 0.96 | Solar Inverter |  | OUTDOOR
SRP16319 | SMA AMERICA | SB4000US (240V) | 4000 | 2 |  |  | 0.96 | Solar Inverter |  | INDOOR
SRP16320 | ENPHASE ENERGY | M215-60-2LL-S2X | 215 | 22 |  |  | 0.96 | Solar Inverter |  | Inside
SRP16326 | POWER-ONE | PVI-3.0-OUTD-S-US (240 V) | 3000 | 1 |  |  | 0.96 | Solar Inverter |  | INDOOR
SRP16333 | SMA AMERICA | SB4000US (240V) | 4000 | 1 |  |  | 0.96 | Solar Inverter |  | OUTDOOR
SRP16337 | ENPHASE ENERGY | M215-60-2LL-S2X-NA | 215 | 42 |  |  | 0.96 | Solar Inverter |  | INDOOR
SRP16338 | ENPHASE ENERGY | M215-60-2LL-S2X-NA | 215 | 35 |  |  | 0.96 | Solar Inverter |  | INDOOR
SRP16343 | ENPHASE ENERGY | M215-60-2LL-S2X-IG-ZC | 215 | 58 |  |  | 0.96 | Solar Inverter |  | OUTDOOR
SRP16344 | ENPHASE ENERGY | M215-60-2LL-S2X | 215 | 44 |  |  | 0.96 | Solar Inverter |  | INDOOR
SRP16350 | ENPHASE ENERGY | M215-60-2LL-S2X | 215 | 14 |  |  | 0.96 | Solar Inverter |  | OUTDOOR
SRP16358 | PV POWERED | PVP100KW-480 | 100000 | 1 |  |  | 0.96 | Solar Inverter |  | INDOOR
SRP16358 | PV POWERED | PVP75KW-480 | 75000 | 1 |  |  | 0.96 | Solar Inverter |  | INDOOR
SRP16361 | ENPHASE ENERGY | M215-60-2LL-S2X | 215 | 10 |  |  | 0.96 | Solar Inverter |  | OUTDOOR
SRP16361 | ENPHASE ENERGY | M215-60-2LL-S2X | 215 | 20 |  |  | 0.96 | Solar Inverter |  | OUTDOOR
SRP16363 | ENPHASE ENERGY | M215-60-2LL-S2X | 215 | 34 |  |  | 0.96 | Solar Inverter |  | OUTDOOR
SRP16364 | SMA AMERICA | SB3000US (240V) | 3000 | 1 |  |  | 0.96 | Solar Inverter |  | Inside
SRP16364 | SMA AMERICA | SB5000US (240V) | 5000 | 1 |  |  | 0.96 | Solar Inverter |  | Inside
SRP16370 | SMA AMERICA | SB4000US (240V) | 4000 | 1 |  |  | 0.96 | Solar Inverter |  | OUTDOOR
SRP16370 | SMA AMERICA | SB4000US (240V) | 4000 | 1 |  |  | 0.96 | Solar Inverter |  | OUTDOOR
SRP16374 | SMA AMERICA | SB5000US-12 (240V) | 5000 | 1 |  |  | 0.96 | Solar Inverter |  | OUTDOOR
SRP16375 | ENPHASE ENERGY | M215-60-2LL-S2X | 215 | 48 |  |  | 0.96 | Solar Inverter |  | OUTDOOR
SRP16377 | SMA AMERICA | SB7000US (240V) | 7000 | 1 |  |  | 0.96 | Solar Inverter |  | Inside
SRP16378 | ENPHASE ENERGY | M215-60-2LL-S2X | 215 | 9 |  |  | 0.96 | Solar Inverter |  | OUTDOOR
SRP16380 | ENPHASE ENERGY | M175-24-208-S | 215 | 30 |  |  | 0.96 | Solar Inverter |  | OUTDOOR
SRP16381 | POWER-ONE | PVI-4.2-OUTD-S-US (240 V) | 4200 | 1 |  |  | 0.96 | Solar Inverter |  | Inside
SRP16382 | ENPHASE ENERGY | M215-60-2LL-S2X | 215 | 29 |  |  | 0.96 | Solar Inverter |  | OUTDOOR
SRP16384 | ENPHASE ENERGY | M175-24-208-S | 215 | 12 |  |  | 0.96 | Solar Inverter |  | OUTDOOR
SRP16384 | ENPHASE ENERGY | M175-24-208-S | 215 | 28 |  |  | 0.96 | Solar Inverter |  | OUTDOOR
SRP16388 | ENPHASE ENERGY | M215-60-2LL-S2X-IG-ZC | 215 | 15 |  |  | 0.96 | Solar Inverter |  | OUTDOOR
SRP16389 | ENPHASE ENERGY | M215-60-2LL-S2X | 215 | 33 |  |  | 0.96 | Solar Inverter |  | OUTDOOR
SRP16390 | ENPHASE ENERGY | M215-60-2LL-S2X | 215 | 25 |  |  | 0.96 | Solar Inverter |  | OUTDOOR
SRP16392 | ENPHASE ENERGY | M215-60-2LL-S2X | 215 | 32 |  |  | 0.96 | Solar Inverter |  | OUTDOOR
SRP16394 | SATCON TECHNOLOGY | PVS-30 (240 V) | 27100 | 1 |  |  | 0.96 | Solar Inverter |  | OUTDOOR
SRP16395 | ENPHASE ENERGY | M215-60-2LL-S2X | 215 | 6 |  |  | 0.96 | Solar Inverter |  | OUTDOOR
SRP16395 | ENPHASE ENERGY | M215-60-2LL-S2X | 215 | 34 |  |  | 0.96 | Solar Inverter |  | OUTDOOR
SRP16397 | ENPHASE ENERGY | M215-60-2LL-S2X | 215 | 11 |  |  | 0.96 | Solar Inverter |  | OUTDOOR
SRP16399 | ENPHASE ENERGY | M215-60-2LL-S2X | 215 | 20 |  |  | 0.96 | Solar Inverter |  | OUTDOOR
SRP16411 | POWER-ONE | PVI-3000-I-OUTD-US-F (240V) | 3000 | 1 |  |  | 0.96 | Solar Inverter |  | OUTDOOR
SRP16411 | POWER-ONE | PVI-4.2-OUTD-S-US (240 V) | 4200 | 1 |  |  | 0.96 | Solar Inverter |  | OUTDOOR
SRP16413 | ENPHASE ENERGY | EMU | 215 | 24 |  |  | 0.96 | Solar Inverter |  | OUTDOOR
SRP16414 | ENPHASE ENERGY | M215-60-2LL-S2X-ZC-NA | 215 | 76 |  |  | 0.96 | Solar Inverter |  | Outside
SRP16417 | ENPHASE ENERGY | M215-60-2LL-S2X | 215 | 29 |  |  | 0.96 | Solar Inverter |  | OUTDOOR
SRP16418 | ENPHASE ENERGY | M215-60-2LL-S2X-IG-ZC | 215 | 28 |  |  | 0.96 | Solar Inverter |  | Outside
SRP16419 | ENPHASE ENERGY | M215-60-2LL-S2X | 215 | 44 |  |  | 0.96 | Solar Inverter |  | INDOOR
SRP16420 | ENPHASE ENERGY | M215-60-2LL-S2X | 215 | 49 |  |  | 0.96 | Solar Inverter |  | INDOOR
SRP16422 | ENPHASE ENERGY | M215-60-2LL-S2X | 215 | 6 |  |  | 0.96 | Solar Inverter |  | Outside
SRP16422 | SMA AMERICA | SB3000US (240V) | 3000 | 2 |  |  | 0.96 | Solar Inverter |  | Outside
SRP16424 | ENPHASE ENERGY | M215-60-2LL-S2X | 215 | 56 |  |  | 0.96 | Solar Inverter |  | OUTDOOR
SRP16432 | ENPHASE ENERGY | M215-60-2LL-S2X | 215 | 27 |  |  | 0.96 | Solar Inverter |  | OUTDOOR
SRP16439 | ENPHASE ENERGY | M215-60-2LL-S2X | 215 | 33 |  |  | 0.96 | Solar Inverter |  | Outside
SRP16440 | ENPHASE ENERGY | EMU | 215 | 27 |  |  | 0.96 | Solar Inverter |  | INDOOR
SRP16443 | ENPHASE ENERGY | M215-60-2LL-S2X-IG-ZC-NA | 215 | 54 |  |  | 0.96 | Solar Inverter |  | OUTDOOR
SRP16453 | POWER-ONE | PVI-3.0-OUTD-S-US (240 V) | 3000 | 1 |  |  | 0.96 | Solar Inverter |  | Inside
SRP16453 | POWER-ONE | PVI-3.6-OUTD-S-US (240 V) | 3600 | 1 |  |  | 0.96 | Solar Inverter |  | Inside
SRP16460 | ENPHASE ENERGY | M215-60-2LL-S2X | 215 | 56 |  |  | 0.96 | Solar Inverter |  | OUTDOOR
SRP16468 | ENPHASE ENERGY | M215-60-2LL-S2X-IG | 215 | 39 |  |  | 0.96 | Solar Inverter |  | INDOOR
SRP16469 | ENPHASE ENERGY | M215-60-2LL-S2X-IG-ZC | 215 | 20 |  |  | 0.96 | Solar Inverter |  | INDOOR
SRP16470 | ENPHASE ENERGY | M215-60-2LL-S2X | 215 | 32 |  |  | 0.96 | Solar Inverter |  | INDOOR
SRP16471 | ENPHASE ENERGY | M215-60-2LL-S2X | 215 | 54 |  |  | 0.96 | Solar Inverter |  | INDOOR
SRP16472 | ENPHASE ENERGY | M215-60-2LL-S2X | 215 | 54 |  |  | 0.96 | Solar Inverter |  | Outside
SRP16473 | ENPHASE ENERGY | M215-60-2LL-S2X-IG-ZC-NA | 215 | 12 |  |  | 0.96 | Solar Inverter |  | INDOOR
SRP16474 | ENPHASE ENERGY | M215-60-2LL-S2X-IG-NA | 215 | 36 |  |  | 0.96 | Solar Inverter |  | INDOOR
SRP16475 | ENPHASE ENERGY | M215-60-2LL-S2X-IG-NA | 215 | 44 |  |  | 0.96 | Solar Inverter |  | INDOOR
SRP16476 | ENPHASE ENERGY | M215-60-2LL-S2X | 215 | 45 |  |  | 0.96 | Solar Inverter |  | OUTDOOR
SRP16478 | ENPHASE ENERGY | M215-60-2LL-S2X | 215 | 53 |  |  | 0.96 | Solar Inverter |  | INDOOR
SRP16479 | ENPHASE ENERGY | M215-60-2LL-S2X | 215 | 55 |  |  | 0.96 | Solar Inverter |  | INDOOR
SRP16480 | SMA AMERICA | SB7000TL-US (240V) | 7000 | 1 |  |  | 0.96 | Solar Inverter |  | Inside
SRP16490 | SMA AMERICA | SB3000US (240V) | 3000 | 3 |  |  | 0.96 | Solar Inverter |  | INDOOR
SRP16494 | ENPHASE ENERGY | M215-60-2LL-S2X | 215 | 15 |  |  | 0.96 | Solar Inverter |  | OUTDOOR
SRP16505 | ENPHASE ENERGY | M215-60-2LL-S2X-IG-ZC-NA | 215 | 18 |  |  | 0.96 | Solar Inverter |  | OUTDOOR
SRP16507 | ENPHASE ENERGY | M215-60-2LL-S2X | 215 | 16 |  |  | 0.96 | Solar Inverter |  | OUTDOOR
SRP16509 | ENPHASE ENERGY | M215-60-2LL-S2X-IG-ZC | 215 | 16 |  |  | 0.96 | Solar Inverter |  | OUTDOOR
SRP16510 | SMA AMERICA | SB6000U (240V) | 6000 | 1 |  |  | 0.96 | Solar Inverter |  | OUTDOOR
SRP16513 | ENPHASE ENERGY | M215-60-2LL-S2X | 215 | 39 |  |  | 0.96 | Solar Inverter |  | OUTDOOR
SRP16516 | ENPHASE ENERGY | M175-24-208-S | 215 | 36 |  |  | 0.96 | Solar Inverter |  | INDOOR
SRP16517 | ENPHASE ENERGY | M215-60-2LL-S2X | 215 | 55 |  |  | 0.96 | Solar Inverter |  | INDOOR
SRP16519 | ENPHASE ENERGY | M175-24-208-S | 215 | 49 |  |  | 0.96 | Solar Inverter |  | Outside
SRP16520 | ENPHASE ENERGY | M215-60-2LL-S2X | 215 | 6 |  |  | 0.96 | Solar Inverter |  | OUTDOOR
SRP16520 | MOTECH INDUSTRIES | PVMATE 7500U (240V) | 7500 | 1 |  |  | 0.96 | Solar Inverter |  | OUTDOOR
SRP16522 | ENPHASE ENERGY | M215-60-2LL-S2X | 215 | 105 |  |  | 0.96 | Solar Inverter |  | OUTDOOR
SRP16525 | SMA AMERICA | SB5000US | 5000 | 1 |  |  | 0.96 | Solar Inverter |  | Inside
SRP16526 | SMA AMERICA | SB3000US (240V) | 3000 | 2 |  |  | 0.96 | Solar Inverter |  | Outside
SRP16529 | SMA AMERICA | SB7000US-12 (240V) | 7000 | 1 |  |  | 0.96 | Solar Inverter |  | Inside
SRP16531 | ENPHASE ENERGY | M215-60-2LL-S2X-IG | 215 | 21 |  |  | 0.96 | Solar Inverter |  | INDOOR
SRP16532 | ENPHASE ENERGY | M215-60-2LL-S2X-IG-ZC | 215 | 41 |  |  | 0.96 | Solar Inverter |  | INDOOR
SRP16533 | ENPHASE ENERGY | M215-60-2LL-S2X-IG-NA | 215 | 24 |  |  | 0.96 | Solar Inverter |  | INDOOR
SRP16534 | POWER-ONE | PVI-4.2-OUTD-S-US (240 V) | 4200 | 1 |  |  | 0.96 | Solar Inverter |  | Outside
SRP16535 | SMA AMERICA | SB4000US (240V) | 4000 | 1 |  |  | 0.96 | Solar Inverter |  | Inside
SRP16537 | ENPHASE ENERGY | M215-60-2LL-S2X | 215 | 29 |  |  | 0.96 | Solar Inverter |  | Outside
SRP16539 | ENPHASE ENERGY | M215-60-2LL-S2X | 215 | 25 |  |  | 0.96 | Solar Inverter |  | OUTDOOR
SRP16540 | ENPHASE ENERGY | M215-60-2LL-S2X | 215 | 33 |  |  | 0.96 | Solar Inverter |  | OUTDOOR
SRP16541 | ENPHASE ENERGY | M215-60-2LL-S2X-IG-NA | 215 | 13 |  |  | 0.96 | Solar Inverter |  | OUTDOOR
SRP16547 | POWER-ONE | PVI-4.2-OUTD-S-US (240 V) | 4200 | 2 |  |  | 0.96 | Solar Inverter |  | Inside
SRP16559 | POWER-ONE | PVI-3000-I-OUTD-US-F (240V) | 3000 | 1 |  |  | 0.96 | Solar Inverter |  | OUTDOOR
SRP16559 | POWER-ONE | PVI-4.2-OUTD-S-US (240 V) | 4200 | 1 |  |  | 0.96 | Solar Inverter |  | OUTDOOR
SRP16561 | POWER-ONE | PVI-3.0-OUTD-S-US (208 V) | 3000 | 1 |  |  | 0.96 | Solar Inverter |  | OUTDOOR
SRP16561 | POWER-ONE | PVI-4.2-OUTD-S-US (208 V) | 4200 | 1 |  |  | 0.96 | Solar Inverter |  | OUTDOOR
SRP16570 | POWER-ONE | PVI-3000-I-OUTD-US | 3000 | 1 |  |  | 0.96 | Solar Inverter |  | OUTDOOR
SRP16572 | ENPHASE ENERGY | M175-24-208-S | 215 | 26 |  |  | 0.96 | Solar Inverter |  | OUTDOOR
SRP16573 | POWER-ONE | PVI-3600-OUTD-US-F (240V) | 3600 | 1 |  |  | 0.96 | Solar Inverter |  | Outside
SRP16573 | POWER-ONE | PVI-3600-OUTD-US-F (240V) | 3600 | 1 |  |  | 0.96 | Solar Inverter |  | Outside
SRP16580 | ENPHASE ENERGY | M215-60-2LL-S2X | 215 | 22 |  |  | 0.96 | Solar Inverter |  | INDOOR
SRP16581 | ENPHASE ENERGY | M215-60-2LL-S2X | 215 | 40 |  |  | 0.96 | Solar Inverter |  | INDOOR
SRP16585 | ENPHASE ENERGY | M215-60-2LL-S2X | 215 | 14 |  |  | 0.96 | Solar Inverter |  | OUTDOOR
SRP16586 | ENPHASE ENERGY | M175-24-208-S | 215 | 8 |  |  | 0.96 | Solar Inverter |  | OUTDOOR
SRP16586 | ENPHASE ENERGY | M175-24-208-S | 215 | 20 |  |  | 0.96 | Solar Inverter |  | OUTDOOR
SRP16588 | ENPHASE ENERGY | M215-60-2LL-S2X | 215 | 40 |  |  | 0.96 | Solar Inverter |  | OUTDOOR
SRP16589 | ENPHASE ENERGY | M215-60-2LL-S2X | 215 | 27 |  |  | 0.96 | Solar Inverter |  | OUTDOOR
SRP16591 | ENPHASE ENERGY | M215-60-2LL-S2X | 215 | 25 |  |  | 0.96 | Solar Inverter |  | OUTDOOR
SRP16592 | ENPHASE ENERGY | M215-60-2LL-S2X | 215 | 69 |  |  | 0.96 | Solar Inverter |  | OUTDOOR
SRP16593 | ENPHASE ENERGY | M175-24-208-S | 215 | 43 |  |  | 0.96 | Solar Inverter |  | OUTDOOR
SRP16594 | ENPHASE ENERGY | M175-24-208-S | 215 | 42 |  |  | 0.96 | Solar Inverter |  | OUTDOOR
SRP16595 | ENPHASE ENERGY | M215-60-2LL-S2X | 215 | 20 |  |  | 0.96 | Solar Inverter |  | Outside
SRP16598 | SMA AMERICA | SB3000US (240V) | 3000 | 1 |  |  | 0.96 | Solar Inverter |  | Outside
SRP16600 | ENPHASE ENERGY | M215-60-2LL-S2X | 215 | 24 |  |  | 0.96 | Solar Inverter |  | OUTDOOR
SRP16601 | ENPHASE ENERGY | M175-24-208-S | 215 | 34 |  |  | 0.96 | Solar Inverter |  | OUTDOOR
SRP16604 | SMA AMERICA | SB6000U (240V) | 6000 | 1 |  |  | 0.96 | Solar Inverter |  | OUTDOOR
SRP16611 | POWER-ONE | PVI-4.2-OUTD-S-US (240 V) | 4200 | 2 |  |  | 0.96 | Solar Inverter |  | Inside
SRP16612 | POWER-ONE | PVI-4.2-OUTD-S-US (240 V) | 4200 | 1 |  |  | 0.96 | Solar Inverter |  | OUTDOOR
SRP16613 | SMA AMERICA | SB3000US (240V) | 3000 | 1 |  |  | 0.96 | Solar Inverter |  | INDOOR
SRP16613 | SMA AMERICA | SB3000US (240V) | 3000 | 1 |  |  | 0.96 | Solar Inverter |  | INDOOR
SRP16614 | SMA AMERICA | SB4000US (240V) | 4000 | 2 |  |  | 0.96 | Solar Inverter |  | OUTDOOR
SRP16615 | SMA AMERICA | SB3000US (240V) | 3000 | 1 |  |  | 0.96 | Solar Inverter |  | INDOOR
SRP16616 | SMA AMERICA | SB3000US (240V) | 3000 | 2 |  |  | 0.96 | Solar Inverter |  | Outside
SRP16617 | SMA AMERICA | SB4000US (240V) | 4000 | 2 |  |  | 0.96 | Solar Inverter |  | INDOOR
SRP16618 | ENPHASE ENERGY | M215-60-2LL-S2X | 215 | 20 |  |  | 0.96 | Solar Inverter |  | Outside
SRP16622 | ENPHASE ENERGY | M215-60-2LL-S2X | 215 | 21 |  |  | 0.96 | Solar Inverter |  | OUTDOOR
SRP16623 | ENPHASE ENERGY | M215-60-2LL-S2X | 215 | 21 |  |  | 0.96 | Solar Inverter |  | OUTDOOR
SRP16626 | ENPHASE ENERGY | M175-24-208-S | 215 | 22 |  |  | 0.96 | Solar Inverter |  | INDOOR
SRP16627 | ENPHASE ENERGY | M215-60-2LL-S2X | 215 | 24 |  |  | 0.96 | Solar Inverter |  | OUTDOOR
SRP16627 | ENPHASE ENERGY | M215-60-2LL-S2X | 215 | 25 |  |  | 0.96 | Solar Inverter |  | OUTDOOR
SRP16628 | ENPHASE ENERGY | M215-60-2LL-S2X | 215 | 35 |  |  | 0.96 | Solar Inverter |  | OUTDOOR
SRP16629 | ENPHASE ENERGY | M215-60-2LL-S2X | 215 | 72 |  |  | 0.96 | Solar Inverter |  | OUTDOOR
SRP16630 | ENPHASE ENERGY | M215-60-SIE-S2X-ZC-NA | 215 | 46 |  |  | 0.96 | Solar Inverter |  | Outside
SRP16632 | ENPHASE ENERGY | M215-60-SIE-S2X-ZC-NA | 215 | 32 |  |  | 0.96 | Solar Inverter |  | INDOOR
SRP16633 | ENPHASE ENERGY | M215-60-SIE-S2X-ZC-NA | 215 | 48 |  |  | 0.96 | Solar Inverter |  | OUTDOOR
SRP16634 | ENPHASE ENERGY | M215-60-2LL-S2X-IG-NA | 215 | 32 |  |  | 0.96 | Solar Inverter |  | INDOOR
SRP16636 | ENPHASE ENERGY | M215-60-SIE-S2X | 215 | 47 |  |  | 0.96 | Solar Inverter |  | INDOOR
SRP16637 | ENPHASE ENERGY | M215-60-2LL-S2X | 215 | 33 |  |  | 0.96 | Solar Inverter |  | INDOOR
SRP16638 | ENPHASE ENERGY | M215-60-2LL-S2X | 215 | 38 |  |  | 0.96 | Solar Inverter |  | INDOOR
SRP16639 | ENPHASE ENERGY | M215-60-2LL-S2X-IG-NA | 215 | 26 |  |  | 0.96 | Solar Inverter |  | INDOOR
SRP16640 | POWER-ONE | PVI-3.6-OUTD-S-US (208 V) | 3600 | 1 |  |  | 0.96 | Solar Inverter |  | Outside
SRP16643 | POWER-ONE | PVI-3000-I-OUTD-US-F (240V) | 3000 | 1 |  |  | 0.96 | Solar Inverter |  | OUTDOOR
SRP16645 | ENPHASE ENERGY | M215-60-2LL-S2X-IG-ZC-NA | 215 | 12 |  |  | 0.96 | Solar Inverter |  | OUTDOOR
SRP16645 | ENPHASE ENERGY | M215-60-2LL-S2X-IG-ZC-NA | 215 | 18 |  |  | 0.96 | Solar Inverter |  | OUTDOOR
SRP16647 | ENPHASE ENERGY | M215-60-2LL-S2X | 215 | 52 |  |  | 0.96 | Solar Inverter |  | Outside
SRP16648 | ENPHASE ENERGY | M215-60-2LL-S2X | 215 | 32 |  |  | 0.96 | Solar Inverter |  | Outside
SRP16649 | ENPHASE ENERGY | M215-60-2LL-S2X | 215 | 30 |  |  | 0.96 | Solar Inverter |  | INDOOR
SRP16650 | ENPHASE ENERGY | M215-60-2LL-S2X | 215 | 24 |  |  | 0.96 | Solar Inverter |  | OUTDOOR
SRP16651 | ENPHASE ENERGY | M215-60-2LL-S2X-IG-ZC-NA | 215 | 24 |  |  | 0.96 | Solar Inverter |  | OUTDOOR
SRP16652 | ENPHASE ENERGY | M215-60-2LL-S2X | 215 | 33 |  |  | 0.96 | Solar Inverter |  | INDOOR
SRP16653 | POWER-ONE | PVI-3.0-OUTD-S-US (208 V) | 3000 | 1 |  |  | 0.96 | Solar Inverter |  | OUTDOOR
SRP16654 | ENPHASE ENERGY | M215-60-2LL-S2X-IG | 215 | 79 |  |  | 0.96 | Solar Inverter |  | INDOOR
SRP16655 | ENPHASE ENERGY | M215-60-2LL-S2X-IG-NA | 215 | 32 |  |  | 0.96 | Solar Inverter |  | INDOOR
SRP16656 | POWER-ONE | PVI-3.6-OUTD-S-US (240 V) | 3600 | 1 |  |  | 0.96 | Solar Inverter |  | OUTDOOR
SRP16659 | ENPHASE ENERGY | M215-60-2LL-S2X-IG-ZC-NA | 215 | 13 |  |  | 0.96 | Solar Inverter |  | OUTDOOR
SRP16659 | ENPHASE ENERGY | M215-60-SIE-S2X-NA | 215 | 13 |  |  | 0.96 | Solar Inverter |  | OUTDOOR
SRP16660 | ENPHASE ENERGY | M215-60-2LL-S2X-IG-NA | 215 | 15 |  |  | 0.96 | Solar Inverter |  | OUTDOOR
SRP16666 | SUNPOWER CORP (ORIGINAL MFRSMA) | SPR-7000M (240V) | 7000 | 1 |  |  | 0.96 | Solar Inverter |  | OUTDOOR
SRP16683 | ENPHASE ENERGY | M215-60-2LL-S2X | 215 | 22 |  |  | 0.96 | Solar Inverter |  | OUTDOOR
SRP16693 | ENPHASE ENERGY | M175-24-208-S | 215 | 12 |  |  | 0.96 | Solar Inverter |  | OUTDOOR
SRP16693 | ENPHASE ENERGY | M175-24-208-S | 215 | 14 |  |  | 0.96 | Solar Inverter |  | OUTDOOR
SRP16697 | ENPHASE ENERGY | M215-60-2LL-S2X | 215 | 12 |  |  | 0.96 | Solar Inverter |  | OUTDOOR
SRP16697 | ENPHASE ENERGY | M215-60-2LL-S2X-IG | 215 | 13 |  |  | 0.96 | Solar Inverter |  | OUTDOOR
SRP16699 | ENPHASE ENERGY | M215-60-2LL-S2X | 215 | 32 |  |  | 0.96 | Solar Inverter |  | OUTDOOR
SRP16700 | POWER-ONE | PVI-3600-OUTD-US-F (208V) | 3600 | 1 |  |  | 0.96 | Solar Inverter |  | OUTDOOR
SRP16705 | ENPHASE ENERGY | EMU | 215 | 17 |  |  | 0.96 | Solar Inverter |  | OUTDOOR
SRP16707 | ENPHASE ENERGY | M215-60-2LL-S2X | 215 | 12 |  |  | 0.96 | Solar Inverter |  | OUTDOOR
SRP16710 | POWER-ONE | PVI-3.0-OUTD-S-US (240 V) | 3000 | 2 |  |  | 0.96 | Solar Inverter |  | Inside
SRP16711 | POWER-ONE | PVI-4.2-OUTD-S-US (240 V) | 4200 | 1 |  |  | 0.96 | Solar Inverter |  | OUTDOOR
SRP16712 | ENPHASE ENERGY | M215-60-2LL-S2X | 215 | 15 |  |  | 0.96 | Solar Inverter |  | OUTDOOR
SRP16717 | POWER-ONE | PVI-3.0-OUTD-S-US (240 V) | 3000 | 1 |  |  | 0.96 | Solar Inverter |  | INDOOR
SRP16721 | ENPHASE ENERGY | M215-60-2LL-S2X | 215 | 28 |  |  | 0.96 | Solar Inverter |  | OUTDOOR
SRP16722 | ENPHASE ENERGY | M215-60-2LL-S2X-IG-ZC-NA | 215 | 26 |  |  | 0.96 | Solar Inverter |  | INDOOR
SRP16723 | ENPHASE ENERGY | M215-60-2LL-S2X | 215 | 32 |  |  | 0.96 | Solar Inverter |  | OUTDOOR
SRP16724 | ENPHASE ENERGY | M215-60-2LL-S2X | 215 | 20 |  |  | 0.96 | Solar Inverter |  | Outside
SRP16729 | POWER-ONE | PVI-6000-OUTD-US (208 V) | 6000 | 1 |  |  | 0.96 | Solar Inverter |  | Inside
SRP16731 | ENPHASE ENERGY | M215-60-2LL-S2X | 215 | 50 |  |  | 0.96 | Solar Inverter |  | INDOOR
SRP16736 | ADVANCED ENERGY INDUSTRIES | AE 250TX-480 | 250000 | 1 |  |  | 0.96 | Solar Inverter |  | OUTDOOR
SRP16737 | ENPHASE ENERGY | M215-60-2LL-S2X | 215 | 48 |  |  | 0.96 | Solar Inverter |  | OUTDOOR
SRP16738 | ENPHASE ENERGY | M200-32-240-S02 | 215 | 208 |  |  | 0.96 | Solar Inverter |  | OUTDOOR
SRP16739 | ADVANCED ENERGY INDUSTRIES | AE 50TX-208 | 50000 | 1 |  |  | 0.96 | Solar Inverter |  | OUTDOOR
SRP16747 | ENPHASE ENERGY | M215-60-2LL-S2X | 215 | 30 |  |  | 0.96 | Solar Inverter |  | OUTDOOR
SRP16753 | ENPHASE ENERGY | M215-60-2LL-S2X | 215 | 31 |  |  | 0.96 | Solar Inverter |  | OUTDOOR
SRP16754 | ENPHASE ENERGY | M215-60-2LL-S2X | 215 | 19 |  |  | 0.96 | Solar Inverter |  | OUTDOOR
SRP16755 | ENPHASE ENERGY | M215-60-2LL-S2X | 215 | 14 |  |  | 0.96 | Solar Inverter |  | OUTDOOR
SRP16756 | ENPHASE ENERGY | M215-60-2LL-S2X | 215 | 35 |  |  | 0.96 | Solar Inverter |  | OUTDOOR
SRP16758 | ENPHASE ENERGY | M215-60-2LL-S2X | 215 | 19 |  |  | 0.96 | Solar Inverter |  | OUTDOOR
SRP16759 | ENPHASE ENERGY | M215-60-2LL-S2X | 215 | 34 |  |  | 0.96 | Solar Inverter |  | OUTDOOR
SRP16761 | ENPHASE ENERGY | M215-60-2LL-S2X | 215 | 10 |  |  | 0.96 | Solar Inverter |  | OUTDOOR
SRP16761 | ENPHASE ENERGY | M215-60-2LL-S2X | 215 | 24 |  |  | 0.96 | Solar Inverter |  | OUTDOOR
SRP16763 | ENPHASE ENERGY | M215-60-2LL-S2X | 215 | 12 |  |  | 0.96 | Solar Inverter |  | OUTDOOR
SRP16763 | ENPHASE ENERGY | M215-60-2LL-S2X | 215 | 12 |  |  | 0.96 | Solar Inverter |  | OUTDOOR
SRP16764 | ENPHASE ENERGY | M215-60-2LL-S2X | 215 | 19 |  |  | 0.96 | Solar Inverter |  | OUTDOOR
SRP16764 | ENPHASE ENERGY | M215-60-2LL-S2X | 215 | 24 |  |  | 0.96 | Solar Inverter |  | OUTDOOR
SRP16768 | ENPHASE ENERGY | M215-60-2LL-S2X | 215 | 14 |  |  | 0.96 | Solar Inverter |  | OUTDOOR
SRP16769 | ENPHASE ENERGY | M215-60-2LL-S2X | 215 | 32 |  |  | 0.96 | Solar Inverter |  | OUTDOOR
SRP16772 | ENPHASE ENERGY | M215-60-2LL-S2X | 215 | 13 |  |  | 0.96 | Solar Inverter |  | OUTDOOR
SRP16772 | ENPHASE ENERGY | M215-60-2LL-S2X-IG | 215 | 25 |  |  | 0.96 | Solar Inverter |  | OUTDOOR
SRP16773 | ENPHASE ENERGY | M215-60-2LL-S2X | 215 | 14 |  |  | 0.96 | Solar Inverter |  | OUTDOOR
SRP16775 | ENPHASE ENERGY | M215-60-2LL-S2X | 215 | 20 |  |  | 0.96 | Solar Inverter |  | OUTDOOR
SRP16776 | ENPHASE ENERGY | M215-60-2LL-S2X | 215 | 34 |  |  | 0.96 | Solar Inverter |  | OUTDOOR
SRP16777 | ENPHASE ENERGY | M175-24-208-S | 215 | 16 |  |  | 0.96 | Solar Inverter |  | OUTDOOR
SRP16777 | ENPHASE ENERGY | M175-24-208-S | 215 | 17 |  |  | 0.96 | Solar Inverter |  | OUTDOOR
SRP16778 | ENPHASE ENERGY | M215-60-2LL-S2X | 215 | 31 |  |  | 0.96 | Solar Inverter |  | OUTDOOR
SRP16782 | ENPHASE ENERGY | M215-60-2LL-S2X | 215 | 6 |  |  | 0.96 | Solar Inverter |  | OUTDOOR
SRP16784 | ENPHASE ENERGY | M215-60-2LL-S2X | 215 | 14 |  |  | 0.96 | Solar Inverter |  | OUTDOOR
SRP16785 | ENPHASE ENERGY | M215-60-2LL-S2X | 215 | 19 |  |  | 0.96 | Solar Inverter |  | OUTDOOR
SRP16786 | ENPHASE ENERGY | M215-60-2LL-S2X | 215 | 14 |  |  | 0.96 | Solar Inverter |  | OUTDOOR
SRP16787 | ENPHASE ENERGY | M215-60-2LL-S2X | 215 | 22 |  |  | 0.96 | Solar Inverter |  | OUTDOOR
SRP16791 | ENPHASE ENERGY | M215-60-2LL-S2X | 215 | 17 |  |  | 0.96 | Solar Inverter |  | OUTDOOR
SRP16791 | ENPHASE ENERGY | M215-60-2LL-S2X | 215 | 17 |  |  | 0.96 | Solar Inverter |  | OUTDOOR
SRP16793 | ENPHASE ENERGY | M215-60-2LL-S2X | 215 | 24 |  |  | 0.96 | Solar Inverter |  | OUTDOOR
SRP16793 | ENPHASE ENERGY | M215-60-2LL-S2X-IG | 215 | 12 |  |  | 0.96 | Solar Inverter |  | OUTDOOR
SRP16794 | SMA AMERICA | SB3000HFUS-30 (240V) | 3000 | 1 |  |  | 0.96 | Solar Inverter |  | OUTDOOR
SRP16798 | ENPHASE ENERGY | M190-72-208-SXX (-NA) | 190 | 6 |  |  | 0.96 | Solar Inverter |  | OUTDOOR
SRP16800 | ENPHASE ENERGY | M215-60-2LL-S2X | 215 | 12 |  |  | 0.96 | Solar Inverter |  | OUTDOOR
SRP16801 | ENPHASE ENERGY | M215-60-2LL-S2X | 215 | 17 |  |  | 0.96 | Solar Inverter |  | OUTDOOR
SRP16802 | ENPHASE ENERGY | M215-60-2LL-S2X | 215 | 19 |  |  | 0.96 | Solar Inverter |  | OUTDOOR
SRP16803 | ENPHASE ENERGY | M175-24-208-S | 215 | 7 |  |  | 0.96 | Solar Inverter |  | OUTDOOR
SRP16803 | ENPHASE ENERGY | M175-24-208-S | 215 | 14 |  |  | 0.96 | Solar Inverter |  | OUTDOOR
SRP16804 | ENPHASE ENERGY | M215-60-2LL-S2X | 215 | 24 |  |  | 0.96 | Solar Inverter |  | OUTDOOR
SRP16807 | ENPHASE ENERGY | M215-60-2LL-S2X | 215 | 20 |  |  | 0.96 | Solar Inverter |  | OUTDOOR
SRP16809 | ENPHASE ENERGY | M215-60-2LL-S2X | 215 | 28 |  |  | 0.96 | Solar Inverter |  | OUTDOOR
SRP16810 | ENPHASE ENERGY | M215-60-2LL-S2X | 215 | 27 |  |  | 0.96 | Solar Inverter |  | OUTDOOR
SRP16811 | ENPHASE ENERGY | M215-60-2LL-S2X | 215 | 23 |  |  | 0.96 | Solar Inverter |  | OUTDOOR
SRP16813 | SATCON TECHNOLOGY | PVS-135 (480 V) | 135000 | 1 |  |  | 0.96 | Solar Inverter |  | OUTDOOR
SRP16814 | ENPHASE ENERGY | M215-60-2LL-S2X | 215 | 16 |  |  | 0.96 | Solar Inverter |  | Outside
SRP16818 | ENPHASE ENERGY | M175-24-208-S | 215 | 29 |  |  | 0.96 | Solar Inverter |  | OUTDOOR
SRP16819 | ENPHASE ENERGY | M215-60-2LL-S2X | 215 | 22 |  |  | 0.96 | Solar Inverter |  | OUTDOOR
SRP16820 | ENPHASE ENERGY | M215-60-2LL-S2X | 215 | 16 |  |  | 0.96 | Solar Inverter |  | OUTDOOR
SRP16821 | ENPHASE ENERGY | M215-60-2LL-S2X | 215 | 16 |  |  | 0.96 | Solar Inverter |  | OUTDOOR
SRP16822 | ENPHASE ENERGY | M215-60-2LL-S2X | 215 | 10 |  |  | 0.96 | Solar Inverter |  | OUTDOOR
SRP16822 | ENPHASE ENERGY | M215-60-2LL-S2X-IG | 215 | 18 |  |  | 0.96 | Solar Inverter |  | OUTDOOR
SRP16823 | ENPHASE ENERGY | M215-60-2LL-S2X | 215 | 8 |  |  | 0.96 | Solar Inverter |  | OUTDOOR
SRP16823 | ENPHASE ENERGY | M215-60-2LL-S2X | 215 | 10 |  |  | 0.96 | Solar Inverter |  | OUTDOOR
SRP16824 | ENPHASE ENERGY | M215-60-2LL-S2X | 215 | 14 |  |  | 0.96 | Solar Inverter |  | OUTDOOR
SRP16825 | ENPHASE ENERGY | M215-60-2LL-S2X | 215 | 12 |  |  | 0.96 | Solar Inverter |  | OUTDOOR
SRP16826 | ENPHASE ENERGY | M215-60-2LL-S2X | 215 | 32 |  |  | 0.96 | Solar Inverter |  | Inside
SRP16827 | ENPHASE ENERGY | M215-60-2LL-S2X | 215 | 28 |  |  | 0.96 | Solar Inverter |  | Outside
SRP16828 | ENPHASE ENERGY | M215-60-2LL-S2X | 215 | 34 |  |  | 0.96 | Solar Inverter |  | Outside
SRP16829 | ENPHASE ENERGY | M215-60-2LL-S2X-IG | 215 | 12 |  |  | 0.96 | Solar Inverter |  | OUTDOOR
SRP16830 | ENPHASE ENERGY | M215-60-2LL-S2X-IG-NA | 215 | 16 |  |  | 0.96 | Solar Inverter |  | OUTDOOR
SRP16831 | ENPHASE ENERGY | M215-60-2LL-S2X | 215 | 17 |  |  | 0.96 | Solar Inverter |  | OUTDOOR
SRP16833 | ENPHASE ENERGY | M175-24-208-S | 215 | 26 |  |  | 0.96 | Solar Inverter |  | OUTDOOR
SRP16834 | ENPHASE ENERGY | M175-24-208-S | 215 | 16 |  |  | 0.96 | Solar Inverter |  | OUTDOOR
SRP16835 | ENPHASE ENERGY | M175-24-208-S | 215 | 6 |  |  | 0.96 | Solar Inverter |  | OUTDOOR
SRP16835 | ENPHASE ENERGY | M175-24-208-S | 215 | 12 |  |  | 0.96 | Solar Inverter |  | OUTDOOR
SRP16836 | ENPHASE ENERGY | M175-24-208-S | 215 | 16 |  |  | 0.96 | Solar Inverter |  | OUTDOOR
SRP16836 | ENPHASE ENERGY | M175-24-208-S | 215 | 17 |  |  | 0.96 | Solar Inverter |  | OUTDOOR
SRP16837 | ENPHASE ENERGY | M215-60-2LL-S2X-IG | 215 | 12 |  |  | 0.96 | Solar Inverter |  | OUTDOOR
SRP16839 | ENPHASE ENERGY | M215-60-2LL-S2X-IG-ZC-NA | 215 | 16 |  |  | 0.96 | Solar Inverter |  | OUTDOOR
SRP16839 | ENPHASE ENERGY | M215-60-SIE-S2X | 215 | 15 |  |  | 0.96 | Solar Inverter |  | OUTDOOR
SRP16841 | POWER-ONE | PVI-3600-US (240V) | 3600 | 1 |  |  | 0.96 | Solar Inverter |  | OUTDOOR
SRP16852 | ENPHASE ENERGY | M215-60-2LL-S2X | 215 | 40 |  |  | 0.96 | Solar Inverter |  | Outside
SRP16853 | ENPHASE ENERGY | M215-60-2LL-S2X | 215 | 14 |  |  | 0.96 | Solar Inverter |  | OUTDOOR
SRP16855 | POWER-ONE | PVI-3600-US (240V) | 3600 | 1 |  |  | 0.96 | Solar Inverter |  | OUTDOOR
SRP16856 | ENPHASE ENERGY | M215-60-2LL-S2X-IG-NA | 215 | 24 |  |  | 0.96 | Solar Inverter |  | OUTDOOR
SRP16857 | ENPHASE ENERGY | M215-60-2LL-S2X | 215 | 20 |  |  | 0.96 | Solar Inverter |  | OUTDOOR
SRP16861 | ENPHASE ENERGY | M215-60-2LL-S2X | 215 | 13 |  |  | 0.96 | Solar Inverter |  | OUTDOOR
SRP16866 | ENPHASE ENERGY | M215-60-2LL-S2X | 215 | 12 |  |  | 0.96 | Solar Inverter |  | OUTDOOR
SRP16866 | ENPHASE ENERGY | M215-60-2LL-S2X-NA | 215 | 11 |  |  | 0.96 | Solar Inverter |  | OUTDOOR
SRP16869 | ENPHASE ENERGY | M215-60-2LL-S2X | 215 | 21 |  |  | 0.96 | Solar Inverter |  | OUTDOOR
SRP16870 | ENPHASE ENERGY | M215-60-2LL-S2X | 215 | 17 |  |  | 0.96 | Solar Inverter |  | OUTDOOR
SRP16870 | ENPHASE ENERGY | M215-60-2LL-S2X | 215 | 17 |  |  | 0.96 | Solar Inverter |  | OUTDOOR
SRP16871 | ENPHASE ENERGY | M215-60-SIE-S2X-ZC-NA | 215 | 32 |  |  | 0.96 | Solar Inverter |  | OUTDOOR
SRP16872 | POWER-ONE | PVI-5000-OUTD-US (240 V) | 4200 | 1 |  |  | 0.96 | Solar Inverter |  | INDOOR
SRP16874 | POWER-ONE | PVI-3600-US (240V) | 4200 | 1 |  |  | 0.96 | Solar Inverter |  | INDOOR
SRP16875 | ENPHASE ENERGY | M215-60-2LL-S2X | 215 | 17 |  |  | 0.96 | Solar Inverter |  | OUTDOOR
SRP16880 | ENPHASE ENERGY | M215-60-2LL-S2X | 215 | 29 |  |  | 0.96 | Solar Inverter |  | OUTDOOR
SRP16881 | ENPHASE ENERGY | M215-60-2LL-S2X | 215 | 26 |  |  | 0.96 | Solar Inverter |  | Outside
SRP16882 | ENPHASE ENERGY | M175-24-208-S | 215 | 16 |  |  | 0.96 | Solar Inverter |  | OUTDOOR
SRP16883 | ENPHASE ENERGY | M215-60-2LL-S2X | 215 | 22 |  |  | 0.96 | Solar Inverter |  | INDOOR
SRP16884 | ENPHASE ENERGY | M215-60-2LL-S2X | 215 | 29 |  |  | 0.96 | Solar Inverter |  | INDOOR
SRP16886 | ENPHASE ENERGY | M215-60-2LL-S2X | 215 | 13 |  |  | 0.96 | Solar Inverter |  | OUTDOOR
SRP16886 | ENPHASE ENERGY | M215-60-2LL-S2X | 215 | 13 |  |  | 0.96 | Solar Inverter |  | OUTDOOR
SRP16891 | ENPHASE ENERGY | M215-60-2LL-S2X | 215 | 47 |  |  | 0.96 | Solar Inverter |  | Outside
SRP16892 | ENPHASE ENERGY | M215-60-2LL-S2X-IG-NA | 215 | 29 |  |  | 0.96 | Solar Inverter |  | INDOOR
SRP16894 | ENPHASE ENERGY | M215-60-2LL-S2X | 215 | 32 |  |  | 0.96 | Solar Inverter |  | Inside
SRP16895 | ENPHASE ENERGY | M215-60-2LL-S2X-IG-ZC | 215 | 30 |  |  | 0.96 | Solar Inverter |  | OUTDOOR
SRP16898 | ENPHASE ENERGY | M215-60-2LL-S2X | 215 | 25 |  |  | 0.96 | Solar Inverter |  | INDOOR
SRP16901 | ENPHASE ENERGY | M215-60-2LL-S2X | 215 | 40 |  |  | 0.96 | Solar Inverter |  | Outside
SRP16902 | ENPHASE ENERGY | M215-60-2LL-S2X | 215 | 34 |  |  | 0.96 | Solar Inverter |  | OUTDOOR
SRP16903 | ENPHASE ENERGY | M215-60-2LL-S2X | 215 | 78 |  |  | 0.96 | Solar Inverter |  | INDOOR
SRP16905 | ENPHASE ENERGY | M215-60-2LL-S2X-IG-ZC-NA | 215 | 29 |  |  | 0.96 | Solar Inverter |  | INDOOR
SRP16906 | ENPHASE ENERGY | M215-60-2LL-S2X | 215 | 27 |  |  | 0.96 | Solar Inverter |  | Outside
SRP16911 | ENPHASE ENERGY | M215-60-2LL-S2X-IG-NA | 215 | 27 |  |  | 0.96 | Solar Inverter |  | OUTDOOR
SRP16913 | ENPHASE ENERGY | M215-60-2LL-S2X | 215 | 5 |  |  | 0.96 | Solar Inverter |  | OUTDOOR
SRP16914 | ENPHASE ENERGY | M215-60-2LL-S2X | 215 | 17 |  |  | 0.96 | Solar Inverter |  | OUTDOOR
SRP16916 | ENPHASE ENERGY | M215-60-2LL-S2X | 215 | 12 |  |  | 0.96 | Solar Inverter |  | OUTDOOR
SRP16920 | ENPHASE ENERGY | M215-60-2LL-S2X | 215 | 12 |  |  | 0.96 | Solar Inverter |  | OUTDOOR
SRP16920 | ENPHASE ENERGY | M215-60-2LL-S2X | 215 | 12 |  |  | 0.96 | Solar Inverter |  | OUTDOOR
SRP16921 | ENPHASE ENERGY | M215-60-2LL-S2X | 215 | 8 |  |  | 0.96 | Solar Inverter |  | OUTDOOR
SRP16921 | ENPHASE ENERGY | M215-60-2LL-S2X | 215 | 26 |  |  | 0.96 | Solar Inverter |  | OUTDOOR
SRP16922 | ENPHASE ENERGY | M215-60-2LL-S2X-IG-ZC | 215 | 10 |  |  | 0.96 | Solar Inverter |  | OUTDOOR
SRP16923 | ENPHASE ENERGY | M215-60-2LL-S2X | 215 | 14 |  |  | 0.96 | Solar Inverter |  | OUTDOOR
SRP16926 | ENPHASE ENERGY | M215-60-2LL-S2X-IG | 215 | 14 |  |  | 0.96 | Solar Inverter |  | OUTDOOR
SRP16927 | ENPHASE ENERGY | M215-60-2LL-S2X-IG-ZC-NA | 215 | 16 |  |  | 0.96 | Solar Inverter |  | OUTDOOR
SRP16930 | SCHNEIDER | CONEXT TX 5000 NA (240V) | 5000 | 1 |  |  | 0.96 | Solar Inverter |  | OUTDOOR
SRP16931 | SMA AMERICA | SB3000US (240V) | 3000 | 1 |  |  | 0.96 | Solar Inverter |  | INDOOR
SRP16931 | SMA AMERICA | SB5000US | 5000 | 1 |  |  | 0.96 | Solar Inverter |  | INDOOR
SRP16932 | ENPHASE ENERGY | M215-60-2LL-S2X | 215 | 11 |  |  | 0.96 | Solar Inverter |  | OUTDOOR
SRP16932 | ENPHASE ENERGY | M215-60-2LL-S2X | 215 | 20 |  |  | 0.96 | Solar Inverter |  | OUTDOOR
SRP16933 | ENPHASE ENERGY | M215-60-2LL-S2X | 215 | 32 |  |  | 0.96 | Solar Inverter |  | OUTDOOR
SRP16935 | ENPHASE ENERGY | M215-60-2LL-S2X | 215 | 28 |  |  | 0.96 | Solar Inverter |  | OUTDOOR
SRP16936 | POWER-ONE | PVI-3.6-OUTD-S-US (240 V) | 3600 | 1 |  |  | 0.96 | Solar Inverter |  | Inside
SRP16936 | POWER-ONE | PVI-3.6-OUTD-S-US (240 V) | 3600 | 1 |  |  | 0.96 | Solar Inverter |  | Inside
SRP16938 | ENPHASE ENERGY | M215-60-2LL-S2X | 215 | 22 |  |  | 0.96 | Solar Inverter |  | OUTDOOR
SRP16943 | POWER-ONE | PVI-3.0-OUTD-S-US (240 V) | 3000 | 1 |  |  | 0.96 | Solar Inverter |  | OUTDOOR
SRP16943 | POWER-ONE | PVI-4.2-OUTD-S-US (240 V) | 4200 | 1 |  |  | 0.96 | Solar Inverter |  | Outside
SRP16945 | ENPHASE ENERGY | M215-60-2LL-S2X-IG | 215 | 26 |  |  | 0.96 | Solar Inverter |  | OUTDOOR
SRP16946 | ENPHASE ENERGY | M215-60-2LL-S2X-IG-ZC-NA | 215 | 51 |  |  | 0.96 | Solar Inverter |  | Outside
SRP16947 | ENPHASE ENERGY | M215-60-2LL-S2X | 215 | 13 |  |  | 0.96 | Solar Inverter |  | OUTDOOR
SRP16947 | ENPHASE ENERGY | M215-60-2LL-S2X-IG | 215 | 13 |  |  | 0.96 | Solar Inverter |  | OUTDOOR
SRP16949 | ENPHASE ENERGY | M215-60-2LL-S2X | 215 | 35 |  |  | 0.96 | Solar Inverter |  | OUTDOOR
SRP16951 | ENPHASE ENERGY | M215-60-2LL-S2X | 215 | 28 |  |  | 0.96 | Solar Inverter |  | OUTDOOR
SRP16953 | ENPHASE ENERGY | M215-60-2LL-S2X-IG-ZC-NA | 215 | 19 |  |  | 0.96 | Solar Inverter |  | OUTDOOR
SRP16954 | ENPHASE ENERGY | M215-60-2LL-S2X-IG | 215 | 20 |  |  | 0.96 | Solar Inverter |  | OUTDOOR
SRP16955 | ENPHASE ENERGY | M175-24-208-S | 215 | 46 |  |  | 0.96 | Solar Inverter |  | OUTDOOR
SRP16956 | ENPHASE ENERGY | M215-60-2LL-S2X | 215 | 29 |  |  | 0.96 | Solar Inverter |  | OUTDOOR
SRP16957 | ENPHASE ENERGY | M215-60-2LL-S2X | 215 | 57 |  |  | 0.96 | Solar Inverter |  | OUTDOOR
SRP16960 | SMA AMERICA | SB3000US (240V) | 3000 | 2 |  |  | 0.96 | Solar Inverter |  | INDOOR
SRP16964 | ENPHASE ENERGY | M215-60-2LL-S2X-IG-ZC | 215 | 42 |  |  | 0.96 | Solar Inverter |  | OUTDOOR
SRP16967 | MOTECH INDUSTRIES | PVMATE 2900U-PG (208V) | 2900 | 1 |  |  | 0.96 | Solar Inverter |  | OUTDOOR
SRP16967 | MOTECH INDUSTRIES | PVMATE 7500U (208V) | 7500 | 1 |  |  | 0.96 | Solar Inverter |  | OUTDOOR
SRP16971 | ENPHASE ENERGY | M215-60-2LL-S2X | 215 | 30 |  |  | 0.96 | Solar Inverter |  | OUTDOOR
SRP16972 | POWER-ONE | PVI-3600-US (240V) | 3600 | 1 |  |  | 0.96 | Solar Inverter |  | Inside
SRP16977 | ENPHASE ENERGY | M215-60-2LL-S2X | 215 | 48 |  |  | 0.96 | Solar Inverter |  | INDOOR
SRP16978 | ENPHASE ENERGY | M215-60-2LL-S2X | 215 | 68 |  |  | 0.96 | Solar Inverter |  | INDOOR
SRP16979 | ENPHASE ENERGY | M215-60-2LL-S2X | 215 | 28 |  |  | 0.96 | Solar Inverter |  | INDOOR
SRP16980 | ENPHASE ENERGY | M215-60-2LL-S2X | 215 | 47 |  |  | 0.96 | Solar Inverter |  | OUTDOOR
SRP16981 | ENPHASE ENERGY | M215-60-2LL-S2X | 215 | 36 |  |  | 0.96 | Solar Inverter |  | INDOOR
SRP16986 | ENPHASE ENERGY | M215-60-2LL-S2X | 215 | 38 |  |  | 0.96 | Solar Inverter |  | OUTDOOR
SRP16987 | ENPHASE ENERGY | M215-60-2LL-S2X | 215 | 15 |  |  | 0.96 | Solar Inverter |  | Outside
SRP16994 | ENPHASE ENERGY | M215-60-2LL-S2X | 215 | 29 |  |  | 0.96 | Solar Inverter |  | Inside
SRP16995 | ENPHASE ENERGY | M175-24-208-S | 215 | 62 |  |  | 0.96 | Solar Inverter |  | INDOOR
SRP16996 | SMA AMERICA | SB4000US (240V) | 4000 | 1 |  |  | 0.96 | Solar Inverter |  | INDOOR
SRP16998 | ENPHASE ENERGY | M215-60-2LL-S2X | 215 | 40 |  |  | 0.96 | Solar Inverter |  | OUTDOOR
SRP17005 | ENPHASE ENERGY | M215-60-2LL-S2X | 215 | 10 |  |  | 0.96 | Solar Inverter |  | Outside
SRP17005 | ENPHASE ENERGY | M215-60-2LL-S2X | 215 | 11 |  |  | 0.96 | Solar Inverter |  | Outside
SRP17005 | ENPHASE ENERGY | M215-60-2LL-S2X | 215 | 45 |  |  | 0.96 | Solar Inverter |  | Outside
SRP17007 | ENPHASE ENERGY | M175-24-208-S | 215 | 37 |  |  | 0.96 | Solar Inverter |  | OUTDOOR
SRP17011 | ENPHASE ENERGY | M215-60-2LL-S2X | 215 | 27 |  |  | 0.96 | Solar Inverter |  | OUTDOOR
SRP17012 | ENPHASE ENERGY | M215-60-2LL-S2X | 215 | 30 |  |  | 0.96 | Solar Inverter |  | INDOOR
SRP17013 | ENPHASE ENERGY | M215-60-SIE-S2X-ZC-NA | 215 | 25 |  |  | 0.96 | Solar Inverter |  | INDOOR
SRP17015 | POWER-ONE | PVI-3.0-OUTD-S-US (208 V) | 3000 | 1 |  |  | 0.96 | Solar Inverter |  | OUTDOOR
SRP17015 | POWER-ONE | PVI-3.6-OUTD-S-US (208 V) | 3600 | 1 |  |  | 0.96 | Solar Inverter |  | OUTDOOR
SRP17016 | ENPHASE ENERGY | M215-60-2LL-S2X | 215 | 26 |  |  | 0.96 | Solar Inverter |  | OUTDOOR
SRP17022 | ENPHASE ENERGY | M215-60-SIE-S2X-ZC-NA | 215 | 30 |  |  | 0.96 | Solar Inverter |  | INDOOR
SRP17024 | ENPHASE ENERGY | M215-60-2LL-S2X-IG-ZC-NA | 215 | 53 |  |  | 0.96 | Solar Inverter |  | Outside
SRP17027 | SMA AMERICA | SB5000US (240V) | 5000 | 1 |  |  | 0.96 | Solar Inverter |  | Outside
SRP17029 | POWER-ONE | PVI-3.6-OUTD-S-US (208 V) | 3600 | 1 |  |  | 0.96 | Solar Inverter |  | OUTDOOR
SRP17033 | ENPHASE ENERGY | M215-60-2LL-S2X | 215 | 22 |  |  | 0.96 | Solar Inverter |  | OUTDOOR
SRP17035 | SMA AMERICA | SB3000US (240V) | 3000 | 1 |  |  | 0.96 | Solar Inverter |  | Inside
SRP17036 | ENPHASE ENERGY | M215-60-2LL-S2X | 215 | 19 |  |  | 0.96 | Solar Inverter |  | OUTDOOR
SRP17043 | ENPHASE ENERGY | M215-60-2LL-S2X | 215 | 22 |  |  | 0.96 | Solar Inverter |  | Outside
SRP17044 | ENPHASE ENERGY | M215-60-2LL-S2X | 215 | 17 |  |  | 0.96 | Solar Inverter |  | OUTDOOR
SRP17045 | ENPHASE ENERGY | M215-60-2LL-S2X-IG-ZC | 215 | 53 |  |  | 0.96 | Solar Inverter |  | INDOOR
SRP17046 | SMA AMERICA | SB3000US (240V) | 3000 | 2 |  |  | 0.96 | Solar Inverter |  | Inside
SRP17048 | ENPHASE ENERGY | M215-60-2LL-S2X | 215 | 25 |  |  | 0.96 | Solar Inverter |  | OUTDOOR
SRP17050 | ENPHASE ENERGY | M215-60-2LL-S2X | 215 | 10 |  |  | 0.96 | Solar Inverter |  | OUTDOOR
SRP17051 | ENPHASE ENERGY | M215-60-2LL-S2X | 215 | 21 |  |  | 0.96 | Solar Inverter |  | OUTDOOR
SRP17053 | ENPHASE ENERGY | M215-60-2LL-S2X-ZC-NA | 215 | 16 |  |  | 0.96 | Solar Inverter |  | Inside
SRP17055 | POWER-ONE | PVI-3.0-OUTD-S-US (240 V) | 3000 | 1 |  |  | 0.96 | Solar Inverter |  | INDOOR
SRP17055 | POWER-ONE | PVI-3600-OUTD-US-F (240V) | 3600 | 1 |  |  | 0.96 | Solar Inverter |  | INDOOR
SRP17057 | SATCON TECHNOLOGY | PVS-100 (208 V) | 100000 | 1 |  |  | 0.96 | Solar Inverter |  | OUTDOOR
SRP17058 | POWER-ONE | PVI-4.2-OUTD-S-US (240 V) | 4200 | 1 |  |  | 0.96 | Solar Inverter |  | OUTDOOR
SRP17059 | SATCON TECHNOLOGY | PVS-30 (240 V) | 30000 | 1 |  |  | 0.96 | Solar Inverter |  | OUTDOOR
SRP17060 | SATCON TECHNOLOGY | PVS-100 (208 V) | 100000 | 1 |  |  | 0.96 | Solar Inverter |  | OUTDOOR
SRP17061 | SATCON TECHNOLOGY | PVS-50 (240 V) | 50000 | 1 |  |  | 0.96 | Solar Inverter |  | OUTDOOR
SRP17061 | SATCON TECHNOLOGY | PVS-75 (240 V) | 75000 | 1 |  |  | 0.96 | Solar Inverter |  | OUTDOOR
SRP17062 | ENPHASE ENERGY | M175-24-208-S | 215 | 25 |  |  | 0.96 | Solar Inverter |  | INDOOR
SRP17063 | SATCON TECHNOLOGY | AE-100-60-PV-A | 100000 | 1 |  |  | 0.96 | Solar Inverter |  | OUTDOOR
SRP17064 | ENPHASE ENERGY | M215-60-2LL-S2X | 215 | 18 |  |  | 0.96 | Solar Inverter |  | OUTDOOR
SRP17065 | SATCON TECHNOLOGY | PVS-100 (240 V) | 100000 | 1 |  |  | 0.96 | Solar Inverter |  | OUTDOOR
SRP17066 | SATCON TECHNOLOGY | PVS-50 (240 V) | 50000 | 1 |  |  | 0.96 | Solar Inverter |  | OUTDOOR
SRP17066 | SATCON TECHNOLOGY | PVS-50 (240 V) | 50000 | 1 |  |  | 0.96 | Solar Inverter |  | OUTDOOR
SRP17067 | SATCON TECHNOLOGY | PVS-375 (480 V) | 375000 | 1 |  |  | 0.96 | Solar Inverter |  | OUTDOOR
SRP17070 | ENPHASE ENERGY | M215-60-2LL-S2X-IG-NA | 215 | 30 |  |  | 0.96 | Solar Inverter |  | OUTDOOR
SRP17076 | ENPHASE ENERGY | EMU | 215 | 57 |  |  | 0.96 | Solar Inverter |  | INDOOR
SRP17077 | ENPHASE ENERGY | M215-60-2LL-S2X | 215 | 24 |  |  | 0.96 | Solar Inverter |  | OUTDOOR
SRP17081 | ENPHASE ENERGY | M215-60-2LL-S2X | 215 | 26 |  |  | 0.96 | Solar Inverter |  | INDOOR
SRP17082 | ENPHASE ENERGY | M215-60-2LL-S2X-IG-ZC-NA | 215 | 36 |  |  | 0.96 | Solar Inverter |  | INDOOR
SRP17083 | ENPHASE ENERGY | M215-60-2LL-S2X-IG-NA | 215 | 36 |  |  | 0.96 | Solar Inverter |  | INDOOR
SRP17084 | ENPHASE ENERGY | M215-60-2LL-S2X-ZC | 215 | 41 |  |  | 0.96 | Solar Inverter |  | INDOOR
SRP17085 | ENPHASE ENERGY | M215-60-2LL-S2X | 215 | 12 |  |  | 0.96 | Solar Inverter |  | OUTDOOR
SRP17085 | ENPHASE ENERGY | M215-60-2LL-S2X | 215 | 13 |  |  | 0.96 | Solar Inverter |  | OUTDOOR
SRP17087 | SUSTAINABLE ENERGY TECHNOLOGIES | SUNERGY TENK 240D | 5000 | 15 |  |  | 0.96 | Solar Inverter |  | OUTDOOR
SRP17090 | ENPHASE ENERGY | M215-60-2LL-S2X-IG-ZC-NA | 215 | 11 |  |  | 0.96 | Solar Inverter |  | OUTDOOR
SRP17095 | POWER-ONE | PVI-3.0-OUTD-S-US (240 V) | 3000 | 1 |  |  | 0.96 | Solar Inverter |  | OUTDOOR
SRP17096 | ENPHASE ENERGY | M215-60-2LL-S2X | 215 | 7 |  |  | 0.96 | Solar Inverter |  | INDOOR
SRP17096 | ENPHASE ENERGY | M215-60-2LL-S2X | 215 | 11 |  |  | 0.96 | Solar Inverter |  | INDOOR
SRP17096 | ENPHASE ENERGY | M215-60-2LL-S2X | 215 | 12 |  |  | 0.96 | Solar Inverter |  | INDOOR
SRP17096 | ENPHASE ENERGY | M215-60-2LL-S2X | 215 | 14 |  |  | 0.96 | Solar Inverter |  | INDOOR
SRP17097 | ENPHASE ENERGY | M215-60-2LL-S2X | 215 | 29 |  |  | 0.96 | Solar Inverter |  | OUTDOOR
SRP17098 | ENPHASE ENERGY | M215-60-2LL-S2X | 215 | 29 |  |  | 0.96 | Solar Inverter |  | INDOOR
SRP17100 | ENPHASE ENERGY | M215-60-2LL-S2X | 215 | 27 |  |  | 0.96 | Solar Inverter |  | INDOOR
SRP17101 | ENPHASE ENERGY | M215-60-2LL-S2X-IG-ZC-NA | 215 | 52 |  |  | 0.96 | Solar Inverter |  | INDOOR
SRP17102 | ENPHASE ENERGY | M215-60-2LL-S2X | 215 | 36 |  |  | 0.96 | Solar Inverter |  | OUTDOOR
SRP17108 | ENPHASE ENERGY | M215-60-2LL-S2X-IG | 215 | 30 |  |  | 0.96 | Solar Inverter |  | INDOOR
SRP17109 | ENPHASE ENERGY | M215-60-2LL-S2X | 215 | 21 |  |  | 0.96 | Solar Inverter |  | Inside
SRP17110 | ENPHASE ENERGY | M215-60-2LL-S2X-IG-ZC | 215 | 24 |  |  | 0.96 | Solar Inverter |  | INDOOR
SRP17111 | ENPHASE ENERGY | M215-60-2LL-S2X-IG-ZC-NA | 215 | 18 |  |  | 0.96 | Solar Inverter |  | INDOOR
SRP17112 | ENPHASE ENERGY | M215-60-2LL-S2X | 215 | 14 |  |  | 0.96 | Solar Inverter |  | Outside
SRP17112 | ENPHASE ENERGY | M215-60-2LL-S2X | 215 | 17 |  |  | 0.96 | Solar Inverter |  | Outside
SRP17112 | ENPHASE ENERGY | M215-60-2LL-S2X | 215 | 20 |  |  | 0.96 | Solar Inverter |  | Outside
SRP17112 | ENPHASE ENERGY | M215-60-2LL-S2X | 215 | 24 |  |  | 0.96 | Solar Inverter |  | Outside
SRP17113 | ENPHASE ENERGY | M215-60-2LL-S2X | 215 | 29 |  |  | 0.96 | Solar Inverter |  | OUTDOOR
SRP17114 | ENPHASE ENERGY | M215-60-2LL-S2X-IG-ZC-NA | 215 | 26 |  |  | 0.96 | Solar Inverter |  | INDOOR
SRP17115 | ENPHASE ENERGY | M215-60-2LL-S2X | 215 | 13 |  |  | 0.96 | Solar Inverter |  | OUTDOOR
SRP17116 | ENPHASE ENERGY | M215-60-2LL-S2X | 215 | 10 |  |  | 0.96 | Solar Inverter |  | OUTDOOR
SRP17116 | ENPHASE ENERGY | M215-60-2LL-S2X | 215 | 12 |  |  | 0.96 | Solar Inverter |  | OUTDOOR
SRP17117 | ENPHASE ENERGY | M215-60-2LL-S2X-IG-ZC | 215 | 26 |  |  | 0.96 | Solar Inverter |  | OUTDOOR
SRP17119 | ENPHASE ENERGY | M215-60-2LL-S2X-ZC | 215 | 29 |  |  | 0.96 | Solar Inverter |  | OUTDOOR
SRP17121 | ENPHASE ENERGY | M215-60-2LL-S2X | 215 | 19 |  |  | 0.96 | Solar Inverter |  | OUTDOOR
SRP17122 | ENPHASE ENERGY | M215-60-2LL-S2X | 215 | 19 |  |  | 0.96 | Solar Inverter |  | OUTDOOR
SRP17123 | ENPHASE ENERGY | M215-60-2LL-S2X | 215 | 12 |  |  | 0.96 | Solar Inverter |  | OUTDOOR
SRP17123 | ENPHASE ENERGY | M215-60-2LL-S2X | 215 | 26 |  |  | 0.96 | Solar Inverter |  | OUTDOOR
SRP17125 | ENPHASE ENERGY | M175-24-208-S | 215 | 33 |  |  | 0.96 | Solar Inverter |  | OUTDOOR
SRP17128 | ENPHASE ENERGY | M215-60-2LL-S2X | 215 | 14 |  |  | 0.96 | Solar Inverter |  | OUTDOOR
SRP17128 | ENPHASE ENERGY | M215-60-2LL-S2X | 215 | 15 |  |  | 0.96 | Solar Inverter |  | OUTDOOR
SRP17132 | POWER-ONE | PVI-4.2-OUTD-S-US (240 V) | 4200 | 1 |  |  | 0.96 | Solar Inverter |  | Inside
SRP17132 | POWER-ONE | PVI-4.2-OUTD-S-US (240 V) | 4200 | 1 |  |  | 0.96 | Solar Inverter |  | Inside
SRP17134 | ENPHASE ENERGY | M215-60-2LL-S2X | 215 | 68 |  |  | 0.96 | Solar Inverter |  | OUTDOOR
SRP17137 | ENPHASE ENERGY | M215-60-2LL-S2X | 215 | 9 |  |  | 0.96 | Solar Inverter |  | OUTDOOR
SRP17137 | ENPHASE ENERGY | M215-60-2LL-S2X | 215 | 10 |  |  | 0.96 | Solar Inverter |  | OUTDOOR
SRP17146 | ENPHASE ENERGY | M215-60-2LL-S2X | 215 | 34 |  |  | 0.96 | Solar Inverter |  | INDOOR
SRP17147 | ENPHASE ENERGY | M215-60-2LL-S2X | 215 | 14 |  |  | 0.96 | Solar Inverter |  | OUTDOOR
SRP17150 | ENPHASE ENERGY | M215-60-2LL-S2X-NA | 215 | 16 |  |  | 0.96 | Solar Inverter |  | OUTDOOR
SRP17151 | ENPHASE ENERGY | M215-60-2LL-S2X | 215 | 34 |  |  | 0.96 | Solar Inverter |  | OUTDOOR
SRP17152 | ENPHASE ENERGY | M215-60-2LL-S2X | 215 | 27 |  |  | 0.96 | Solar Inverter |  | OUTDOOR
SRP17153 | ENPHASE ENERGY | M215-60-2LL-S2X | 215 | 15 |  |  | 0.96 | Solar Inverter |  | OUTDOOR
SRP17154 | ENPHASE ENERGY | M215-60-2LL-S2X | 215 | 32 |  |  | 0.96 | Solar Inverter |  | Inside
SRP17155 | ENPHASE ENERGY | M215-60-2LL-S2X | 215 | 23 |  |  | 0.96 | Solar Inverter |  | INDOOR
SRP17156 | SMA AMERICA | SB3000US (240V) | 3000 | 1 |  |  | 0.96 | Solar Inverter |  | INDOOR
SRP17157 | SMA AMERICA | SB3000US (240V) | 3000 | 1 |  |  | 0.96 | Solar Inverter |  | OUTDOOR
SRP17161 | ENPHASE ENERGY | M215-60-2LL-S2X | 215 | 7 |  |  | 0.96 | Solar Inverter |  | OUTDOOR
SRP17161 | ENPHASE ENERGY | M215-60-2LL-S2X | 215 | 28 |  |  | 0.96 | Solar Inverter |  | OUTDOOR
SRP17164 | ADVANCED ENERGY INDUSTRIES | AE 250TX-480 | 250000 | 1 |  |  | 0.96 | Solar Inverter |  | Outside
SRP17164 | SAT CON | PV225 | 375000 | 1 |  |  | 0.96 | Solar Inverter |  | OUTDOOR
SRP17165 | ENPHASE ENERGY | M215-60-2LL-S2X | 215 | 8 |  |  | 0.96 | Solar Inverter |  | OUTDOOR
SRP17166 | ENPHASE ENERGY | M215-60-2LL-S2X-IG-ZC | 215 | 11 |  |  | 0.96 | Solar Inverter |  | OUTDOOR
SRP17166 | ENPHASE ENERGY | M215-60-2LL-S2X-IG-ZC | 215 | 25 |  |  | 0.96 | Solar Inverter |  | OUTDOOR
SRP17172 | SMA AMERICA | SB4000US (240V) | 4000 | 1 |  |  | 0.96 | Solar Inverter |  | OUTDOOR
SRP17172 | SMA AMERICA | SB7000US (240V) | 7000 | 1 |  |  | 0.96 | Solar Inverter |  | OUTDOOR
SRP17175 | POWER-ONE | PVI-4.2-OUTD-S-US (208 V) | 4200 | 2 |  |  | 0.96 | Solar Inverter |  | OUTDOOR
SRP17175 | POWER-ONE | PVI-6000-OUTD-US (240 V) | 6000 | 1 |  |  | 0.96 | Solar Inverter |  | OUTDOOR
SRP17176 | SMA AMERICA | SB3000HFUS-30 (240V) | 3000 | 1 |  |  | 0.96 | Solar Inverter |  | OUTDOOR
SRP17178 | POWER-ONE | PVI-3.0-OUTD-S-US (208 V) | 3000 | 1 |  |  | 0.96 | Solar Inverter |  | OUTDOOR
SRP17181 | SMA AMERICA | SB5000US | 5000 | 1 |  |  | 0.96 | Solar Inverter |  | OUTDOOR
SRP17182 | ENPHASE ENERGY | M215-60-2LL-S2X | 215 | 32 |  |  | 0.96 | Solar Inverter |  | Outside
SRP17187 | POWER-ONE | PVI-3.6-OUTD-S-US (240 V) | 3600 | 1 |  |  | 0.96 | Solar Inverter |  | INDOOR
SRP17187 | POWER-ONE | PVI-3000-I-OUTD-US-F (240V) | 3000 | 1 |  |  | 0.96 | Solar Inverter |  | INDOOR
SRP17212 | FRONIUS USA |  | 9995 | 1 |  |  | 0.96 | Solar Inverter |  | OUTDOOR
SRP17213 | ENPHASE ENERGY | M215-60-2LL-S2X | 215 | 21 |  |  | 0.96 | Solar Inverter |  | OUTDOOR
SRP17214 | ENPHASE ENERGY | M215-60-2LL-S2X | 215 | 8 |  |  | 0.96 | Solar Inverter |  | INDOOR
SRP17214 | ENPHASE ENERGY | M215-60-2LL-S2X | 215 | 9 |  |  | 0.96 | Solar Inverter |  | INDOOR
SRP17214 | ENPHASE ENERGY | M215-60-2LL-S2X | 215 | 11 |  |  | 0.96 | Solar Inverter |  | INDOOR
SRP17214 | ENPHASE ENERGY | M215-60-2LL-S2X | 215 | 12 |  |  | 0.96 | Solar Inverter |  | INDOOR
SRP17217 | POWER-ONE | PVI-3.6-OUTD-S-US (240 V) | 3600 | 1 |  |  | 0.96 | Solar Inverter |  | Inside
SRP17217 | POWER-ONE | PVI-3000-I-OUTD-US | 3000 | 1 |  |  | 0.96 | Solar Inverter |  | Inside
SRP17218 | POWER-ONE | PVI-4.2-OUTD-S-US (240 V) | 4200 | 1 |  |  | 0.96 | Solar Inverter |  | INDOOR
SRP17220 | FRONIUS USA | IG PLUS V 7.5-240 | 7500 | 1 |  |  | 0.96 | Solar Inverter |  | OUTDOOR
SRP17223 | ENPHASE ENERGY | M215-60-2LL-S2X-IG-ZC | 215 | 12 |  |  | 0.96 | Solar Inverter |  | OUTDOOR
SRP17232 | ADVANCED ENERGY INDUSTRIES | AE 50TX-208 | 500000 | 1 |  |  | 0.96 | Solar Inverter |  | OUTDOOR
SRP17240 | ENPHASE ENERGY | M215-60-2LL-S2X-IG-ZC | 215 | 13 |  |  | 0.96 | Solar Inverter |  | OUTDOOR
SRP17240 | ENPHASE ENERGY | M215-60-2LL-S2X-IG-ZC | 215 | 13 |  |  | 0.96 | Solar Inverter |  | OUTDOOR
SRP17242 | ENPHASE ENERGY | M215-60-2LL-S2X-IG-NA | 215 | 40 |  |  | 0.96 | Solar Inverter |  | OUTDOOR
SRP17244 | SMA AMERICA | SB8000TL-US-12 (240V) | 8000 | 1 |  |  | 0.96 | Solar Inverter |  | OUTDOOR
SRP17246 | SMA AMERICA | SB8000TL-US (208V) | 8000 | 1 |  |  | 0.96 | Solar Inverter |  | Outside
SRP17247 | SMA AMERICA | SB8000TL-US (208V) | 8000 | 1 |  |  | 0.96 | Solar Inverter |  | OUTDOOR
SRP17248 | SMA AMERICA | SB8000TL-US (208V) | 8000 | 1 |  |  | 0.96 | Solar Inverter |  | OUTDOOR
SRP17252 | SMA AMERICA | SB8000TL-US (208V) | 8000 | 1 |  |  | 0.96 | Solar Inverter |  | OUTDOOR
SRP17254 | ENPHASE ENERGY | M215-60-2LL-S2X | 215 | 12 |  |  | 0.96 | Solar Inverter |  | OUTDOOR
SRP17255 | ENPHASE ENERGY | M215-60-2LL-S2X | 215 | 28 |  |  | 0.96 | Solar Inverter |  | OUTDOOR
SRP17260 | ENPHASE ENERGY | M215-60-2LL-S2X | 215 | 1 |  |  | 0.96 | Solar Inverter |  | OUTDOOR
SRP17262 | ENPHASE ENERGY | M215-60-2LL-S2X | 215 | 13 |  |  | 0.96 | Solar Inverter |  | OUTDOOR
SRP17263 | ENPHASE ENERGY | M215-60-2LL-S2X | 215 | 32 |  |  | 0.96 | Solar Inverter |  | OUTDOOR
SRP17271 | ENPHASE ENERGY | M215-60-2LL-S2X | 215 | 27 |  |  | 0.96 | Solar Inverter |  | INDOOR
SRP17272 | POWER-ONE | PVI-4.2-OUTD-S-US (240 V) | 4200 | 1 |  |  | 0.96 | Solar Inverter |  | Inside
SRP17275 | ENPHASE ENERGY | M215-60-2LL-S2X-IG-ZC | 215 | 17 |  |  | 0.96 | Solar Inverter |  | OUTDOOR
SRP17277 | ENPHASE ENERGY | M175-24-208-S | 215 | 28 |  |  | 0.96 | Solar Inverter |  | INDOOR
SRP17280 | SMA AMERICA | SB3000US (240V) | 3000 | 2 |  |  | 0.96 | Solar Inverter |  | INDOOR
SRP17281 | SMA AMERICA | SB3000US (240V) | 3000 | 1 |  |  | 0.96 | Solar Inverter |  | OUTDOOR
SRP17282 | ENPHASE ENERGY | M215-60-2LL-S2X-IG-NA | 215 | 17 |  |  | 0.96 | Solar Inverter |  | OUTDOOR
SRP17283 | ENPHASE ENERGY | M215-60-2LL-S2X-IG-ZC | 215 | 12 |  |  | 0.96 | Solar Inverter |  | OUTDOOR
SRP17284 | ENPHASE ENERGY | M215-60-2LL-S2X | 215 | 12 |  |  | 0.96 | Solar Inverter |  | OUTDOOR
SRP17286 | ENPHASE ENERGY | M215-60-2LL-S2X | 215 | 8 |  |  | 0.96 | Solar Inverter |  | OUTDOOR
SRP17286 | ENPHASE ENERGY | M215-60-2LL-S2X | 215 | 10 |  |  | 0.96 | Solar Inverter |  | OUTDOOR
SRP17287 | ENPHASE ENERGY | M215-60-2LL-S2X | 215 | 22 |  |  | 0.96 | Solar Inverter |  | OUTDOOR
SRP17288 | SMA AMERICA | SB4000US (240V) | 4000 | 1 |  |  | 0.96 | Solar Inverter |  | Inside
SRP17293 | ENPHASE ENERGY | M215-60-2LL-S2X | 215 | 9 |  |  | 0.96 | Solar Inverter |  | OUTDOOR
SRP17295 | ENPHASE ENERGY | M215-60-2LL-S2X | 215 | 17 |  |  | 0.96 | Solar Inverter |  | OUTDOOR
SRP17296 | ENPHASE ENERGY | M200-32-208-S01 | 215 | 11 |  |  | 0.96 | Solar Inverter |  | OUTDOOR
SRP17298 | ENPHASE ENERGY | M200-32-208-S01 | 215 | 16 |  |  | 0.96 | Solar Inverter |  | OUTDOOR
SRP17302 | ENPHASE ENERGY | M200-32-208-S01 | 215 | 12 |  |  | 0.96 | Solar Inverter |  | OUTDOOR
SRP17305 | SMA AMERICA | SB3000US (208V) | 3000 | 1 |  |  | 0.96 | Solar Inverter |  | OUTDOOR
SRP17305 | SMA AMERICA | SB4000US (208V) | 4000 | 1 |  |  | 0.96 | Solar Inverter |  | OUTDOOR
SRP17309 | ENPHASE ENERGY | M200-32-208-S01 | 215 | 21 |  |  | 0.96 | Solar Inverter |  | OUTDOOR
SRP17313 | ENPHASE ENERGY | M190-72-240-SXX (-NA) | 190 | 12 |  |  | 0.96 | Solar Inverter |  | OUTDOOR
SRP17315 | ENPHASE ENERGY | M215-60-2LL-S2X | 215 | 19 |  |  | 0.96 | Solar Inverter |  | OUTDOOR
SRP17320 | ENPHASE ENERGY | M215-60-2LL-S2X | 215 | 24 |  |  | 0.96 | Solar Inverter |  | OUTDOOR
SRP17321 | ENPHASE ENERGY | M215-60-2LL-S2X-IG-ZC | 215 | 16 |  |  | 0.96 | Solar Inverter |  | INDOOR
SRP17322 | ENPHASE ENERGY | M215-60-2LL-S2X | 215 | 31 |  |  | 0.96 | Solar Inverter |  | OUTDOOR
SRP17323 | ENPHASE ENERGY | M200-32-208-S01 | 215 | 18 |  |  | 0.96 | Solar Inverter |  | OUTDOOR
SRP17324 | ENPHASE ENERGY | M215-60-2LL-S2X-NA | 215 | 13 |  |  | 0.96 | Solar Inverter |  | INDOOR
SRP17327 | ENPHASE ENERGY | M215-60-2LL-S2X-IG-ZC | 215 | 42 |  |  | 0.96 | Solar Inverter |  | Outside
SRP17328 | ENPHASE ENERGY | M215-60-2LL-S2X | 215 | 12 |  |  | 0.96 | Solar Inverter |  | OUTDOOR
SRP17334 | ENPHASE ENERGY | M215-60-2LL-S2X | 215 | 22 |  |  | 0.96 | Solar Inverter |  | OUTDOOR
SRP17335 | ENPHASE ENERGY | M215-60-2LL-S2X-IG-ZC-NA | 215 | 46 |  |  | 0.96 | Solar Inverter |  | OUTDOOR
SRP17336 | ENPHASE ENERGY | M215-60-2LL-S2X | 215 | 26 |  |  | 0.96 | Solar Inverter |  | INDOOR
SRP17337 | ENPHASE ENERGY | M215-60-2LL-S2X | 215 | 12 |  |  | 0.96 | Solar Inverter |  | OUTDOOR
SRP17337 | ENPHASE ENERGY | M215-60-2LL-S2X | 215 | 13 |  |  | 0.96 | Solar Inverter |  | OUTDOOR
SRP17339 | ENPHASE ENERGY | M215-60-2LL-S2X-IG-NA | 215 | 55 |  |  | 0.96 | Solar Inverter |  | Outside
SRP17340 | ENPHASE ENERGY | M215-60-2LL-S2X | 215 | 24 |  |  | 0.96 | Solar Inverter |  | INDOOR
SRP17341 | ENPHASE ENERGY | M215-60-2LL-S2X | 215 | 22 |  |  | 0.96 | Solar Inverter |  | OUTDOOR
SRP17342 | ENPHASE ENERGY | M215-60-2LL-S2X-IG-ZC | 215 | 36 |  |  | 0.96 | Solar Inverter |  | INDOOR
SRP17343 | ENPHASE ENERGY | M215-60-2LL-S2X | 215 | 42 |  |  | 0.96 | Solar Inverter |  | INDOOR
SRP17344 | ENPHASE ENERGY | M215-60-2LL-S2X | 215 | 40 |  |  | 0.96 | Solar Inverter |  | INDOOR
SRP17353 | ENPHASE ENERGY | M175-24-208-S | 215 | 18 |  |  | 0.96 | Solar Inverter |  | OUTDOOR
SRP17354 | ENPHASE ENERGY | M175-24-208-S | 215 | 23 |  |  | 0.96 | Solar Inverter |  | OUTDOOR
SRP17355 | ENPHASE ENERGY | M215-60-2LL-S2X-IG-ZC | 215 | 9 |  |  | 0.96 | Solar Inverter |  | OUTDOOR
SRP17359 | SMA AMERICA | SB8000TL-US (208V) | 8000 | 1 |  |  | 0.96 | Solar Inverter |  | OUTDOOR
SRP17364 | ENPHASE ENERGY | M215-60-2LL-S2X-IG-ZC | 215 | 16 |  |  | 0.96 | Solar Inverter |  | OUTDOOR
SRP17365 | ENPHASE ENERGY | M215-60-2LL-S2X | 215 | 39 |  |  | 0.96 | Solar Inverter |  | INDOOR
SRP17368 | SMA AMERICA | SB8000TL-US (208V) | 8000 | 1 |  |  | 0.96 | Solar Inverter |  | OUTDOOR
SRP17375 | SMA AMERICA | SB5000US-12 (240V) | 5000 | 1 |  |  | 0.96 | Solar Inverter |  | OUTDOOR
SRP17379 | SMA AMERICA | SB5000US-11 (240V) | 5000 | 1 |  |  | 0.96 | Solar Inverter |  | OUTDOOR
SRP17385 | POWER-ONE | PVI-3600-OUTD-US-F (208V) | 3600 | 1 |  |  | 0.96 | Solar Inverter |  | Inside
SRP17387 | POWER-ONE | PVI-3.0-OUTD-S-US (240 V) | 3000 | 1 |  |  | 0.96 | Solar Inverter |  | OUTDOOR
SRP17389 | ENPHASE ENERGY | M215-60-2LL-S2X | 215 | 26 |  |  | 0.96 | Solar Inverter |  | OUTDOOR
SRP17391 | POWER-ONE | PVI-4.2-OUTD-S-US (240 V) | 4200 | 1 |  |  | 0.96 | Solar Inverter |  | Inside
SRP17392 | ENPHASE ENERGY | M215-60-2LL-S2X-NA | 215 | 22 |  |  | 0.96 | Solar Inverter |  | OUTDOOR
SRP17394 | ENPHASE ENERGY | M215-60-2LL-S2X | 215 | 29 |  |  | 0.96 | Solar Inverter |  | OUTDOOR
SRP17397 | ENPHASE ENERGY | M215-60-2LL-S2X | 215 | 20 |  |  | 0.96 | Solar Inverter |  | OUTDOOR
SRP17400 | SMA AMERICA |  | 3600 | 1 |  |  | 0.96 | Solar Inverter |  | OUTDOOR
SRP17401 | ENPHASE ENERGY | M215-60-2LL-S2X | 215 | 17 |  |  | 0.96 | Solar Inverter |  | OUTDOOR
SRP17401 | ENPHASE ENERGY | M215-60-2LL-S2X | 215 | 20 |  |  | 0.96 | Solar Inverter |  | OUTDOOR
SRP17403 | ENPHASE ENERGY | M215-60-2LL-S2X | 215 | 14 |  |  | 0.96 | Solar Inverter |  | OUTDOOR
SRP17403 | ENPHASE ENERGY | M215-60-2LL-S2X-IG | 215 | 14 |  |  | 0.96 | Solar Inverter |  | OUTDOOR
SRP17404 | ENPHASE ENERGY | M215-60-2LL-S2X | 215 | 24 |  |  | 0.96 | Solar Inverter |  | OUTDOOR
SRP17408 | ENPHASE ENERGY | M175-24-208-S | 215 | 19 |  |  | 0.96 | Solar Inverter |  | OUTDOOR
SRP17410 | ENPHASE ENERGY | M215-60-2LL-S2X | 215 | 10 |  |  | 0.96 | Solar Inverter |  | OUTDOOR
SRP17420 | SMA AMERICA | SB5000US (208V) | 5000 | 1 |  |  | 0.96 | Solar Inverter |  | OUTDOOR
SRP17422 | SMA AMERICA | SB3000US (240V) | 3000 | 1 |  |  | 0.96 | Solar Inverter |  | OUTDOOR
SRP17427 | POWER-ONE | PVI-3000-I-OUTD-US-F (208V) | 3000 | 1 |  |  | 0.96 | Solar Inverter |  | INDOOR
SRP17428 | SMA AMERICA | SB3000HFUS-30 (208V) | 3000 | 1 |  |  | 0.96 | Solar Inverter |  | OUTDOOR
SRP17428 | SMA AMERICA | SB5000US (208V) | 5000 | 2 |  |  | 0.96 | Solar Inverter |  | OUTDOOR
SRP17430 | SMA AMERICA | SB5000US | 5000 | 1 |  |  | 0.96 | Solar Inverter |  | OUTDOOR
SRP17431 | ENPHASE ENERGY | M215-60-2LL-S2X | 215 | 36 |  |  | 0.96 | Solar Inverter |  | OUTDOOR
SRP17435 | ENPHASE ENERGY | M215-60-2LL-S2X | 215 | 29 |  |  | 0.96 | Solar Inverter |  | OUTDOOR
SRP17436 | FRONIUS USA |  | 6000 | 1 |  |  | 0.96 | Solar Inverter |  | INDOOR
SRP17438 | ENPHASE ENERGY | M215-60-2LL-S2X | 215 | 55 |  |  | 0.96 | Solar Inverter |  | OUTDOOR
SRP17439 | ENPHASE ENERGY | M215-60-2LL-S2X-NA | 215 | 33 |  |  | 0.96 | Solar Inverter |  | INDOOR
SRP17443 | POWER-ONE | PVI-3000-I-OUTD-US | 3000 | 1 |  |  | 0.96 | Solar Inverter |  | INDOOR
SRP17447 | SMA AMERICA | SB4000US (208V) | 4000 | 1 |  |  | 0.96 | Solar Inverter |  | OUTDOOR
SRP17448 | ENPHASE ENERGY | M175-24-208-S | 215 | 14 |  |  | 0.96 | Solar Inverter |  | OUTDOOR
SRP17450 | ENPHASE ENERGY | M215-60-2LL-S2X | 215 | 26 |  |  | 0.96 | Solar Inverter |  | INDOOR
SRP17451 | ENPHASE ENERGY | M215-60-2LL-S2X | 215 | 14 |  |  | 0.96 | Solar Inverter |  | OUTDOOR
SRP17456 | SMA AMERICA | SB1100U | 500000 | 1 |  |  | 0.96 | Solar Inverter |  | OUTDOOR
SRP17460 | ENPHASE ENERGY | M215-60-SIE-S2X | 215 | 12 |  |  | 0.96 | Solar Inverter |  | OUTDOOR
SRP17460 | ENPHASE ENERGY | M215-60-SIE-S2X | 215 | 14 |  |  | 0.96 | Solar Inverter |  | OUTDOOR
SRP17461 | SMA AMERICA | SB5000US (240V) | 5000 | 1 |  |  | 0.96 | Solar Inverter |  | INDOOR
SRP17467 | ENPHASE ENERGY | M215-60-2LL-S2X-IG-ZC-NA | 215 | 28 |  |  | 0.96 | Solar Inverter |  | OUTDOOR
SRP17468 | ENPHASE ENERGY | M215-60-2LL-S2X-IG-ZC-NA | 215 | 13 |  |  | 0.96 | Solar Inverter |  | OUTDOOR
SRP17470 | ENPHASE ENERGY | M215-60-2LL-S2X-IG | 215 | 22 |  |  | 0.96 | Solar Inverter |  | OUTDOOR
SRP17472 | ENPHASE ENERGY | M215-60-SIE-S2X | 215 | 21 |  |  | 0.96 | Solar Inverter |  | OUTDOOR
SRP17473 | SMA AMERICA | SB3000US-12 (240V) | 3000 | 2 |  |  | 0.96 | Solar Inverter |  | Outside
SRP17474 | ENPHASE ENERGY | M215-60-2LL-S2X-IG-ZC-NA | 215 | 12 |  |  | 0.96 | Solar Inverter |  | OUTDOOR
SRP17481 | ENPHASE ENERGY | M215-60-2LL-S2X | 215 | 34 |  |  | 0.96 | Solar Inverter |  | Inside
SRP17487 | ENPHASE ENERGY | M215-60-2LL-S2X-ZC | 215 | 17 |  |  | 0.96 | Solar Inverter |  | OUTDOOR
SRP17488 | FRONIUS USA | IG PLUS V 10.0-240 | 9995 | 1 |  |  | 0.96 | Solar Inverter |  | Inside
SRP17489 | ENPHASE ENERGY | M215-60-2LL-S2X-IG-ZC-NA | 215 | 36 |  |  | 0.96 | Solar Inverter |  | OUTDOOR
SRP17499 | SMA AMERICA | SB5000US (240V) | 5000 | 1 |  |  | 0.96 | Solar Inverter |  | Outside
SRP17500 | SMA AMERICA | SB3000US (240V) | 3000 | 2 |  |  | 0.96 | Solar Inverter |  | INDOOR
SRP17500 | SMA AMERICA | SB4000US (240V) | 4000 | 1 |  |  | 0.96 | Solar Inverter |  | INDOOR
SRP17505 | ENPHASE ENERGY | M200-32-208-S01 | 215 | 12 |  |  | 0.96 | Solar Inverter |  | OUTDOOR
SRP17508 | ENPHASE ENERGY | M215-60-2LL-S2X | 215 | 26 |  |  | 0.96 | Solar Inverter |  | OUTDOOR
SRP17509 | ENPHASE ENERGY | M200-32-240-S02 | 215 | 13 |  |  | 0.96 | Solar Inverter |  | OUTDOOR
SRP17509 | ENPHASE ENERGY | M200-32-240-S02 | 215 | 16 |  |  | 0.96 | Solar Inverter |  | OUTDOOR
SRP17510 | ENPHASE ENERGY | M215-60-2LL-S2X | 215 | 24 |  |  | 0.96 | Solar Inverter |  | OUTDOOR
SRP17516 | POWER-ONE | PVI-3600-US (240V) | 3600 | 1 |  |  | 0.96 | Solar Inverter |  | OUTDOOR
SRP17516 | POWER-ONE | PVI-3600-US (240V) | 3600 | 1 |  |  | 0.96 | Solar Inverter |  | OUTDOOR
SRP17523 | ENPHASE ENERGY | M215-60-2LL-S2X | 215 | 54 |  |  | 0.96 | Solar Inverter |  | INDOOR
SRP17527 | ENPHASE ENERGY | M215-60-2LL-S2X | 215 | 102 |  |  | 0.96 | Solar Inverter |  | OUTDOOR
SRP17528 | ENPHASE ENERGY | M215-60-2LL-S2X | 215 | 9 |  |  | 0.96 | Solar Inverter |  | OUTDOOR
SRP17528 | ENPHASE ENERGY | M215-60-2LL-S2X | 215 | 40 |  |  | 0.96 | Solar Inverter |  | OUTDOOR
SRP17529 | ENPHASE ENERGY | M215-60-2LL-S2X | 215 | 10 |  |  | 0.96 | Solar Inverter |  | OUTDOOR
SRP17530 | ENPHASE ENERGY | M215-60-2LL-S2X-IG | 215 | 10 |  |  | 0.96 | Solar Inverter |  | OUTDOOR
SRP17531 | ENPHASE ENERGY | M215-60-2LL-S2X | 215 | 30 |  |  | 0.96 | Solar Inverter |  | Outside
SRP17533 | ENPHASE ENERGY | M215-60-2LL-S2X | 215 | 19 |  |  | 0.96 | Solar Inverter |  | OUTDOOR
SRP17536 | ENPHASE ENERGY | M200-32-240-S02 | 215 | 31 |  |  | 0.96 | Solar Inverter |  | OUTDOOR
SRP17537 | ENPHASE ENERGY | M215-60-2LL-S2X | 215 | 28 |  |  | 0.96 | Solar Inverter |  | OUTDOOR
SRP17538 | ENPHASE ENERGY | M215-60-2LL-S2X | 215 | 14 |  |  | 0.96 | Solar Inverter |  | OUTDOOR
SRP17539 | POWER-ONE | PVI-3.6-OUTD-S-US (240 V) | 3600 | 1 |  |  | 0.96 | Solar Inverter |  | OUTDOOR
SRP17539 | POWER-ONE | PVI-3000-I-OUTD-US | 3000 | 1 |  |  | 0.96 | Solar Inverter |  | OUTDOOR
SRP17540 | ENPHASE ENERGY | M215-60-2LL-S2X | 215 | 40 |  |  | 0.96 | Solar Inverter |  | OUTDOOR
SRP17543 | ENPHASE ENERGY | M215-60-2LL-S2X | 215 | 20 |  |  | 0.96 | Solar Inverter |  | OUTDOOR
SRP17544 | ENPHASE ENERGY | M200-32-208-S01 | 215 | 17 |  |  | 0.96 | Solar Inverter |  | OUTDOOR
SRP17545 | ENPHASE ENERGY | M215-60-2LL-S2X | 215 | 12 |  |  | 0.96 | Solar Inverter |  | OUTDOOR
SRP17545 | ENPHASE ENERGY | M215-60-2LL-S2X | 215 | 24 |  |  | 0.96 | Solar Inverter |  | OUTDOOR
SRP17546 | ENPHASE ENERGY | M215-60-2LL-S2X | 215 | 15 |  |  | 0.96 | Solar Inverter |  | OUTDOOR
SRP17546 | ENPHASE ENERGY | M215-60-2LL-S2X | 215 | 15 |  |  | 0.96 | Solar Inverter |  | OUTDOOR
SRP17547 | ENPHASE ENERGY | M200-32-240-S02 | 215 | 8 |  |  | 0.96 | Solar Inverter |  | Roof
SRP17549 | ENPHASE ENERGY | M175-24-208-S | 215 | 10 |  |  | 0.96 | Solar Inverter |  | OUTDOOR
SRP17550 | ENPHASE ENERGY | M200-32-240-S02 | 215 | 16 |  |  | 0.96 | Solar Inverter |  | OUTDOOR
SRP17550 | ENPHASE ENERGY | M200-32-240-S02 | 215 | 17 |  |  | 0.96 | Solar Inverter |  | OUTDOOR
SRP17552 | ENPHASE ENERGY | M200-32-240-S02 | 215 | 16 |  |  | 0.96 | Solar Inverter |  | OUTDOOR
SRP17554 | ENPHASE ENERGY | M215-60-2LL-S2X | 215 | 25 |  |  | 0.96 | Solar Inverter |  | OUTDOOR
SRP17555 | ENPHASE ENERGY | M215-60-2LL-S2X | 215 | 10 |  |  | 0.96 | Solar Inverter |  | OUTDOOR
SRP17555 | ENPHASE ENERGY | M215-60-2LL-S2X | 215 | 17 |  |  | 0.96 | Solar Inverter |  | OUTDOOR
SRP17557 | ENPHASE ENERGY | M215-60-2LL-S2X | 215 | 10 |  |  | 0.96 | Solar Inverter |  | OUTDOOR
SRP17557 | ENPHASE ENERGY | M215-60-2LL-S2X | 215 | 42 |  |  | 0.96 | Solar Inverter |  | OUTDOOR
SRP17559 | ENPHASE ENERGY | M215-60-2LL-S2X | 215 | 18 |  |  | 0.96 | Solar Inverter |  | OUTDOOR
SRP17560 | ENPHASE ENERGY | M215-60-2LL-S2X | 215 | 45 |  |  | 0.96 | Solar Inverter |  | OUTDOOR
SRP17563 | ENPHASE ENERGY | M215-60-2LL-S2X | 215 | 10 |  |  | 0.96 | Solar Inverter |  | OUTDOOR
SRP17563 | ENPHASE ENERGY | M215-60-2LL-S2X | 215 | 17 |  |  | 0.96 | Solar Inverter |  | OUTDOOR
SRP17564 | SMA AMERICA | SB4000US (240V) | 4000 | 1 |  |  | 0.96 | Solar Inverter |  | OUTDOOR
SRP17565 | SMA AMERICA | SB5000US (208V) | 5000 | 1 |  |  | 0.96 | Solar Inverter |  | OUTDOOR
SRP17568 | ENPHASE ENERGY | M215-60-2LL-S2X-NA | 215 | 19 |  |  | 0.96 | Solar Inverter |  | OUTDOOR
SRP17569 | ENPHASE ENERGY | M215-60-SIE-S2X-ZC-NA | 215 | 25 |  |  | 0.96 | Solar Inverter |  | OUTDOOR
SRP17570 | ENPHASE ENERGY | M215-60-SIE-S2X-ZC-NA | 215 | 82 |  |  | 0.96 | Solar Inverter |  | Outside
SRP17571 | ENPHASE ENERGY | M215-60-2LL-S2X-NA | 215 | 45 |  |  | 0.96 | Solar Inverter |  | OUTDOOR
SRP17572 | ENPHASE ENERGY | M215-60-2LL-S2X-IG-ZC | 215 | 45 |  |  | 0.96 | Solar Inverter |  | INDOOR
SRP17573 | ENPHASE ENERGY | M215-60-2LL-S2X-ZC-NA | 215 | 24 |  |  | 0.96 | Solar Inverter |  | INDOOR
SRP17576 | SMA AMERICA | SB5000US (208V) | 5000 | 1 |  |  | 0.96 | Solar Inverter |  | OUTDOOR
SRP17577 | SMA AMERICA | SB4000US (208V) | 4000 | 1 |  |  | 0.96 | Solar Inverter |  | OUTDOOR
SRP17580 | ENPHASE ENERGY | M215-60-2LL-S2X | 215 | 23 |  |  | 0.96 | Solar Inverter |  | OUTDOOR
SRP17587 | ENPHASE ENERGY | M175-24-208-S | 215 | 16 |  |  | 0.96 | Solar Inverter |  | Outside
SRP17588 | ENPHASE ENERGY | M215-60-2LL-S2X | 215 | 30 |  |  | 0.96 | Solar Inverter |  | INDOOR
SRP17589 | ENPHASE ENERGY | M215-60-2LL-S2X | 215 | 32 |  |  | 0.96 | Solar Inverter |  | INDOOR
SRP17590 | ENPHASE ENERGY | M215-60-2LL-S2X | 215 | 34 |  |  | 0.96 | Solar Inverter |  | INDOOR
SRP17591 | ENPHASE ENERGY | M215-60-2LL-S2X | 215 | 51 |  |  | 0.96 | Solar Inverter |  | INDOOR
SRP17592 | ENPHASE ENERGY | M215-60-2LL-S2X | 215 | 34 |  |  | 0.96 | Solar Inverter |  | INDOOR
SRP17593 | ENPHASE ENERGY | M215-60-2LL-S2X-ZC-NA | 215 | 34 |  |  | 0.96 | Solar Inverter |  | INDOOR
SRP17594 | ENPHASE ENERGY | M215-60-2LL-S2X | 215 | 23 |  |  | 0.96 | Solar Inverter |  | INDOOR
SRP17598 | ENPHASE ENERGY | M215-60-2LL-S2X | 215 | 25 |  |  | 0.96 | Solar Inverter |  | OUTDOOR
SRP17599 | ENPHASE ENERGY | M175-24-208-S | 215 | 22 |  |  | 0.96 | Solar Inverter |  | INDOOR
SRP17600 | ENPHASE ENERGY | M175-24-208-S | 215 | 2 |  |  | 0.96 | Solar Inverter |  | INDOOR
SRP17600 | ENPHASE ENERGY | M175-24-208-S | 215 | 45 |  |  | 0.96 | Solar Inverter |  | INDOOR
SRP17608 | SUNPOWER CORP (ORIGINAL MFRSMA) | SPR-4000M (240V) | 4000 | 1 |  |  | 0.96 | Solar Inverter |  | INDOOR
SRP17608 | SUNPOWER CORP (ORIGINAL MFRSMA) | SPR-5000M (240V) | 5000 | 1 |  |  | 0.96 | Solar Inverter |  | INDOOR
SRP17609 | MOTECH INDUSTRIES | PVMATE 3840U (208V) | 3840 | 1 |  |  | 0.96 | Solar Inverter |  | INDOOR
SRP17609 | MOTECH INDUSTRIES | PVMATE 5300U (240V) | 5300 | 2 |  |  | 0.96 | Solar Inverter |  | INDOOR
SRP17611 | ENPHASE ENERGY | M215-60-2LL-S2X-IG-NA | 215 | 11 |  |  | 0.96 | Solar Inverter |  | OUTDOOR
SRP17616 | SMA AMERICA | SB5000US (240V) | 5000 | 1 |  |  | 0.96 | Solar Inverter |  | Inside
SRP17618 | ENPHASE ENERGY | M215-60-2LL-S2X | 215 | 55 |  |  | 0.96 | Solar Inverter |  | Inside
SRP17620 | ENPHASE ENERGY | M215-60-2LL-S2X | 215 | 34 |  |  | 0.96 | Solar Inverter |  | OUTDOOR
SRP17631 | POWER-ONE | PVI-4.2-OUTD-S-US (240 V) | 4200 | 1 |  |  | 0.96 | Solar Inverter |  | Inside
SRP17631 | POWER-ONE | PVI-4.2-OUTD-S-US (240 V) | 4200 | 1 |  |  | 0.96 | Solar Inverter |  | Inside
SRP17634 | POWER-ONE | PVI-3.0-OUTD-S-US (240 V) | 3000 | 1 |  |  | 0.96 | Solar Inverter |  | Inside
SRP17643 | ENPHASE ENERGY | M215-60-2LL-S2X | 215 | 25 |  |  | 0.96 | Solar Inverter |  | OUTDOOR
SRP17648 | ENPHASE ENERGY | M175-24-208-S | 215 | 19 |  |  | 0.96 | Solar Inverter |  | OUTDOOR
SRP17650 | ENPHASE ENERGY | M215-60-2LL-S2X | 215 | 6 |  |  | 0.96 | Solar Inverter |  | OUTDOOR
SRP17650 | ENPHASE ENERGY | M215-60-2LL-S2X | 215 | 16 |  |  | 0.96 | Solar Inverter |  | OUTDOOR
SRP17652 | MOTECH INDUSTRIES | PVMATE 5300U-PG (240V) | 6500 | 2 |  |  | 0.96 | Solar Inverter |  | OUTDOOR
SRP17652 | MOTECH INDUSTRIES | PVMATE 7500U (208V) | 7500 | 1 |  |  | 0.96 | Solar Inverter |  | OUTDOOR
SRP17655 | ENPHASE ENERGY | M200-32-208-S01 | 215 | 33 |  |  | 0.96 | Solar Inverter |  | INDOOR
SRP17656 | ENPHASE ENERGY | M215-60-2LL-S2X | 215 | 9 |  |  | 0.96 | Solar Inverter |  | OUTDOOR
SRP17656 | ENPHASE ENERGY | M215-60-2LL-S2X | 215 | 10 |  |  | 0.96 | Solar Inverter |  | OUTDOOR
SRP17659 | ENPHASE ENERGY | M215-60-2LL-S2X | 215 | 30 |  |  | 0.96 | Solar Inverter |  | OUTDOOR
SRP17660 | ENPHASE ENERGY | M215-60-2LL-S2X | 215 | 11 |  |  | 0.96 | Solar Inverter |  | OUTDOOR
SRP17660 | ENPHASE ENERGY | M215-60-2LL-S2X | 215 | 13 |  |  | 0.96 | Solar Inverter |  | OUTDOOR
SRP17661 | SMA AMERICA | SWR2500U (240V) | 2500 | 1 |  |  | 0.96 | Solar Inverter |  | OUTDOOR
SRP17661 | SMA AMERICA | SWR2500U (240V) | 2500 | 1 |  |  | 0.96 | Solar Inverter |  | OUTDOOR
SRP17672 | ENPHASE ENERGY | M215-60-2LL-S2X | 215 | 14 |  |  | 0.96 | Solar Inverter |  | OUTDOOR
SRP17674 | SMA AMERICA | SB3000US (240V) | 3000 | 1 |  |  | 0.96 | Solar Inverter |  | OUTDOOR
SRP17674 | SMA AMERICA | SB5000US-11 (240V) | 5000 | 1 |  |  | 0.96 | Solar Inverter |  | OUTDOOR
SRP17678 | POWER-ONE | PVI-3000-I-OUTD-US | 3000 | 1 |  |  | 0.96 | Solar Inverter |  | INDOOR
SRP17679 | PV POWERED | PVP100KW-208 | 100000 | 2 |  |  | 0.96 | Solar Inverter |  | OUTDOOR
SRP17680 | ENPHASE ENERGY | M215-60-2LL-S2X | 215 | 24 |  |  | 0.96 | Solar Inverter |  | OUTDOOR
SRP17685 | ENPHASE ENERGY | M215-60-2LL-S2X | 215 | 14 |  |  | 0.96 | Solar Inverter |  | OUTDOOR
SRP17687 | ENPHASE ENERGY | M215-60-2LL-S2X | 215 | 13 |  |  | 0.96 | Solar Inverter |  | OUTDOOR
SRP17687 | ENPHASE ENERGY | M215-60-2LL-S2X | 215 | 20 |  |  | 0.96 | Solar Inverter |  | OUTDOOR
SRP17688 | ENPHASE ENERGY | M215-60-2LL-S2X-IG-ZC | 215 | 44 |  |  | 0.96 | Solar Inverter |  | OUTDOOR
SRP17690 | ENPHASE ENERGY | M215-60-2LL-S2X | 215 | 18 |  |  | 0.96 | Solar Inverter |  | INDOOR
SRP17693 | SMA AMERICA | SB7000US (240V) | 7000 | 1 |  |  | 0.96 | Solar Inverter |  | INDOOR
SRP17695 | SMA AMERICA | SB4000US (208V) | 4000 | 1 |  |  | 0.96 | Solar Inverter |  | OUTDOOR
SRP17695 | SMA AMERICA | SB4000US-12 (208V) | 4000 | 1 |  |  | 0.96 | Solar Inverter |  | Outside
SRP17696 | ENPHASE ENERGY | M215-60-2LL-S2X | 215 | 22 |  |  | 0.96 | Solar Inverter |  | OUTDOOR
SRP17697 | ENPHASE ENERGY | M215-60-2LL-S2X | 215 | 20 |  |  | 0.96 | Solar Inverter |  | OUTDOOR
SRP17699 | ENPHASE ENERGY | M215-60-2LL-S2X | 215 | 20 |  |  | 0.96 | Solar Inverter |  | OUTDOOR
SRP17700 | ENPHASE ENERGY | M215-60-2LL-S2X | 215 | 11 |  |  | 0.96 | Solar Inverter |  | OUTDOOR
SRP17701 | ENPHASE ENERGY | M215-60-2LL-S2X | 215 | 14 |  |  | 0.96 | Solar Inverter |  | OUTDOOR
SRP17701 | ENPHASE ENERGY | M215-60-2LL-S2X | 215 | 14 |  |  | 0.96 | Solar Inverter |  | OUTDOOR
SRP17702 | ENPHASE ENERGY | M215-60-2LL-S2X | 215 | 10 |  |  | 0.96 | Solar Inverter |  | OUTDOOR
SRP17702 | ENPHASE ENERGY | M215-60-2LL-S2X | 215 | 24 |  |  | 0.96 | Solar Inverter |  | OUTDOOR
SRP17704 | SMA AMERICA | SB6000US (240V) | 6000 | 1 |  |  | 0.96 | Solar Inverter |  | INDOOR
SRP17706 | ENPHASE ENERGY | M215-60-2LL-S2X-IG-ZC-NA | 215 | 44 |  |  | 0.96 | Solar Inverter |  | OUTDOOR
SRP17707 | ENPHASE ENERGY | M215-60-2LL-S2X | 215 | 24 |  |  | 0.96 | Solar Inverter |  | OUTDOOR
SRP17708 | ENPHASE ENERGY | M215-60-2LL-S2X-IG-ZC | 215 | 35 |  |  | 0.96 | Solar Inverter |  | OUTDOOR
SRP17713 | ENPHASE ENERGY | M215-60-2LL-S2X-IG | 215 | 28 |  |  | 0.96 | Solar Inverter |  | OUTDOOR
SRP17714 | ENPHASE ENERGY | M215-60-2LL-S2X-IG-ZC | 215 | 11 |  |  | 0.96 | Solar Inverter |  | OUTDOOR
SRP17716 | ENPHASE ENERGY | M215-60-2LL-S2X-IG-ZC | 215 | 8 |  |  | 0.96 | Solar Inverter |  | OUTDOOR
SRP17717 | ENPHASE ENERGY | M215-60-SIE-S2X | 215 | 10 |  |  | 0.96 | Solar Inverter |  | OUTDOOR
SRP17717 | ENPHASE ENERGY | M215-60-SIE-S2X | 215 | 26 |  |  | 0.96 | Solar Inverter |  | OUTDOOR
SRP17718 | ENPHASE ENERGY | M215-60-2LL-S2X | 215 | 31 |  |  | 0.96 | Solar Inverter |  | OUTDOOR
SRP17720 | ENPHASE ENERGY | M215-60-2LL-S2X | 215 | 13 |  |  | 0.96 | Solar Inverter |  | OUTDOOR
SRP17720 | ENPHASE ENERGY | M215-60-2LL-S2X | 215 | 13 |  |  | 0.96 | Solar Inverter |  | OUTDOOR
SRP17721 | ENPHASE ENERGY | M215-60-2LL-S2X-NA | 215 | 11 |  |  | 0.96 | Solar Inverter |  | OUTDOOR
SRP17723 | ENPHASE ENERGY | M215-60-2LL-S2X | 215 | 20 |  |  | 0.96 | Solar Inverter |  | OUTDOOR
SRP17724 | ENPHASE ENERGY | M215-60-2LL-S2X | 215 | 70 |  |  | 0.96 | Solar Inverter |  | INDOOR
SRP17725 | ENPHASE ENERGY | M215-60-2LL-S2X-IG-ZC | 215 | 11 |  |  | 0.96 | Solar Inverter |  | OUTDOOR
SRP17725 | ENPHASE ENERGY | M215-60-SIE-S2X | 215 | 13 |  |  | 0.96 | Solar Inverter |  | OUTDOOR
SRP17727 | ENPHASE ENERGY | M215-60-2LL-S2X | 215 | 10 |  |  | 0.96 | Solar Inverter |  | OUTDOOR
SRP17729 | ENPHASE ENERGY | M215-60-2LL-S2X-ZC-NA | 215 | 17 |  |  | 0.96 | Solar Inverter |  | OUTDOOR
SRP17731 | ENPHASE ENERGY | M215-60-2LL-S2X-IG-NA | 215 | 22 |  |  | 0.96 | Solar Inverter |  | OUTDOOR
SRP17732 | ENPHASE ENERGY | M215-60-2LL-S2X | 215 | 25 |  |  | 0.96 | Solar Inverter |  | OUTDOOR
SRP17733 | ENPHASE ENERGY | M215-60-2LL-S2X | 215 | 12 |  |  | 0.96 | Solar Inverter |  | OUTDOOR
SRP17733 | ENPHASE ENERGY | M215-60-2LL-S2X | 215 | 12 |  |  | 0.96 | Solar Inverter |  | OUTDOOR
SRP17735 | ENPHASE ENERGY | M215-60-2LL-S2X-IG-ZC | 215 | 56 |  |  | 0.96 | Solar Inverter |  | OUTDOOR
SRP17738 | ENPHASE ENERGY | M215-60-2LL-S2X-IG | 215 | 31 |  |  | 0.96 | Solar Inverter |  | INDOOR
SRP17739 | ENPHASE ENERGY | M215-60-2LL-S2X | 215 | 32 |  |  | 0.96 | Solar Inverter |  | Inside
SRP17740 | ENPHASE ENERGY | M215-60-2LL-S2X | 215 | 46 |  |  | 0.96 | Solar Inverter |  | INDOOR
SRP17741 | ENPHASE ENERGY | M215-60-2LL-S2X | 215 | 43 |  |  | 0.96 | Solar Inverter |  | Inside
SRP17742 | ENPHASE ENERGY | M215-60-2LL-S2X | 215 | 40 |  |  | 0.96 | Solar Inverter |  | Roof
SRP17743 | ENPHASE ENERGY | M215-60-2LL-S2X | 215 | 41 |  |  | 0.96 | Solar Inverter |  | OUTDOOR
SRP17744 | ENPHASE ENERGY | M215-60-2LL-S2X-NA | 215 | 26 |  |  | 0.96 | Solar Inverter |  | OUTDOOR
SRP17745 | ENPHASE ENERGY | M215-60-SIE-S2X | 215 | 38 |  |  | 0.96 | Solar Inverter |  | Outside
SRP17748 | FRONIUS USA |  | 11400 | 4 |  |  | 0.96 | Solar Inverter |  | OUTDOOR
SRP17749 | FRONIUS USA |  | 11400 | 2 |  |  | 0.96 | Solar Inverter |  | OUTDOOR
SRP17750 | FRONIUS USA |  | 11400 | 5 |  |  | 0.96 | Solar Inverter |  | OUTDOOR
SRP17751 | FRONIUS USA |  | 11400 | 2 |  |  | 0.96 | Solar Inverter |  | OUTDOOR
SRP17752 | ENPHASE ENERGY | M215-60-2LL-S2X | 215 | 32 |  |  | 0.96 | Solar Inverter |  | Inside
SRP17754 | ENPHASE ENERGY | M215-60-2LL-S2X | 215 | 42 |  |  | 0.96 | Solar Inverter |  | INDOOR
SRP17756 | ENPHASE ENERGY | M215-60-2LL-S2X | 215 | 30 |  |  | 0.96 | Solar Inverter |  | OUTDOOR
SRP17758 | SMA AMERICA | SB5000US (208V) | 5000 | 1 |  |  | 0.96 | Solar Inverter |  | INDOOR
SRP17760 | POWER-ONE | PVI-3.6-OUTD-S-US (240 V) | 3600 | 1 |  |  | 0.96 | Solar Inverter |  | Inside
SRP17765 | ENPHASE ENERGY | M215-60-2LL-S2X | 215 | 26 |  |  | 0.96 | Solar Inverter |  | INDOOR
SRP17774 | ENPHASE ENERGY | M215-60-2LL-S2X-IG-NA | 215 | 13 |  |  | 0.96 | Solar Inverter |  | OUTDOOR
SRP17776 | ENPHASE ENERGY | M215-60-2LL-S2X-ZC-NA | 215 | 15 |  |  | 0.96 | Solar Inverter |  | OUTDOOR
SRP17778 | ENPHASE ENERGY | M215-60-2LL-S2X-IG-ZC-NA | 215 | 14 |  |  | 0.96 | Solar Inverter |  | OUTDOOR
SRP17779 | ENPHASE ENERGY | M215-60-2LL-S2X | 215 | 20 |  |  | 0.96 | Solar Inverter |  | Roof
SRP17782 | ENPHASE ENERGY | M175-24-208-S | 215 | 39 |  |  | 0.96 | Solar Inverter |  | INDOOR
SRP17785 | ENPHASE ENERGY | M175-24-208-S | 215 | 16 |  |  | 0.96 | Solar Inverter |  | OUTDOOR
SRP17785 | ENPHASE ENERGY | M175-24-208-S | 215 | 17 |  |  | 0.96 | Solar Inverter |  | OUTDOOR
SRP17787 | ENPHASE ENERGY | M215-60-2LL-S2X | 215 | 17 |  |  | 0.96 | Solar Inverter |  | INDOOR
SRP17788 | ENPHASE ENERGY | M215-60-2LL-S2X | 215 | 16 |  |  | 0.96 | Solar Inverter |  | Inside
SRP17789 | ENPHASE ENERGY | M215-60-2LL-S2X | 215 | 24 |  |  | 0.96 | Solar Inverter |  | Outside
SRP17791 | POWER-ONE | PVI-3000-I-OUTD-US | 3000 | 1 |  |  | 0.96 | Solar Inverter |  | Inside
SRP17791 | POWER-ONE | PVI-4.2-OUTD-S-US (240 V) | 4200 | 1 |  |  | 0.96 | Solar Inverter |  | Inside
SRP17794 | ENPHASE ENERGY | M215-60-2LL-S2X-IG-NA | 215 | 26 |  |  | 0.96 | Solar Inverter |  | Outside
SRP17795 | ENPHASE ENERGY | M215-60-2LL-S2X-IG-ZC-NA | 215 | 29 |  |  | 0.96 | Solar Inverter |  | Outside
SRP17797 | SMA AMERICA | SB6000US (240V) | 6000 | 2 |  |  | 0.96 | Solar Inverter |  | INDOOR
SRP17799 | ENPHASE ENERGY | M215-60-2LL-S2X | 215 | 45 |  |  | 0.96 | Solar Inverter |  | OUTDOOR
SRP17801 | ENPHASE ENERGY | M175-24-208-S | 215 | 68 |  |  | 0.96 | Solar Inverter |  | OUTDOOR
SRP17804 | ENPHASE ENERGY | M215-60-2LL-S2X-IG | 215 | 45 |  |  | 0.96 | Solar Inverter |  | INDOOR
SRP17805 | ENPHASE ENERGY | M215-60-2LL-S2X | 215 | 11 |  |  | 0.96 | Solar Inverter |  | OUTDOOR
SRP17808 | ENPHASE ENERGY | M215-60-2LL-S2X | 215 | 39 |  |  | 0.96 | Solar Inverter |  | OUTDOOR
SRP17809 | POWER-ONE | PVI-3.0-OUTD-S-US (240 V) | 3000 | 1 |  |  | 0.96 | Solar Inverter |  | Inside
SRP17809 | POWER-ONE | PVI-4.2-OUTD-S-US (240 V) | 4200 | 1 |  |  | 0.96 | Solar Inverter |  | Inside
SRP17812 | ENPHASE ENERGY | M215-60-2LL-S2X | 215 | 27 |  |  | 0.96 | Solar Inverter |  | OUTDOOR
SRP17813 | SATCON TECHNOLOGY | PVS-250 (208 V) | 250000 | 2 |  |  | 0.96 | Solar Inverter |  | OUTDOOR
SRP17814 | SATCON TECHNOLOGY | PVS-375 (480 V) | 375000 | 1 |  |  | 0.96 | Solar Inverter |  | OUTDOOR
SRP17815 | SATCON TECHNOLOGY | PVS-375 (480 V) | 375000 | 2 |  |  | 0.96 | Solar Inverter |  | OUTDOOR
SRP17817 | POWER-ONE | PVI-4.2-OUTD-S-US (240 V) | 4200 | 1 |  |  | 0.96 | Solar Inverter |  | INDOOR
SRP17818 | ENPHASE ENERGY | M215-60-2LL-S2X | 215 | 23 |  |  | 0.96 | Solar Inverter |  | OUTDOOR
SRP17820 | ENPHASE ENERGY | M215-60-2LL-S2X | 215 | 34 |  |  | 0.96 | Solar Inverter |  | OUTDOOR
SRP17824 | ENPHASE ENERGY | M215-60-2LL-S2X-NA | 215 | 41 |  |  | 0.96 | Solar Inverter |  | OUTDOOR
SRP17825 | ENPHASE ENERGY | M215-60-2LL-S2X | 215 | 34 |  |  | 0.96 | Solar Inverter |  | OUTDOOR
SRP17827 | ENPHASE ENERGY | M215-60-2LL-S2X-IG-ZC-NA | 215 | 21 |  |  | 0.96 | Solar Inverter |  | INDOOR
SRP17828 | ENPHASE ENERGY | M215-60-SIE-S2X-ZC-NA | 215 | 25 |  |  | 0.96 | Solar Inverter |  | INDOOR
SRP17829 | ENPHASE ENERGY | M215-60-2LL-S2X-IG-ZC | 215 | 27 |  |  | 0.96 | Solar Inverter |  | INDOOR
SRP17830 | POWER-ONE | PVI-4.2-OUTD-S-US (240 V) | 4200 | 1 |  |  | 0.96 | Solar Inverter |  | Inside
SRP17831 | ENPHASE ENERGY | M215-60-2LL-S2X-IG | 215 | 32 |  |  | 0.96 | Solar Inverter |  | OUTDOOR
SRP17832 | ENPHASE ENERGY | M215-60-2LL-S2X-IG-ZC | 215 | 12 |  |  | 0.96 | Solar Inverter |  | OUTDOOR
SRP17833 | ENPHASE ENERGY | M215-60-2LL-S2X | 215 | 27 |  |  | 0.96 | Solar Inverter |  | INDOOR
SRP17834 | ENPHASE ENERGY | M215-60-2LL-S2X-IG-ZC-NA | 215 | 30 |  |  | 0.96 | Solar Inverter |  | INDOOR
SRP17835 | ENPHASE ENERGY | M215-60-2LL-S2X | 215 | 54 |  |  | 0.96 | Solar Inverter |  | INDOOR
SRP17836 | ENPHASE ENERGY | M215-60-2LL-S2X | 215 | 36 |  |  | 0.96 | Solar Inverter |  | Inside
SRP17837 | ENPHASE ENERGY | M215-60-2LL-S2X-IG-ZC | 215 | 23 |  |  | 0.96 | Solar Inverter |  | OUTDOOR
SRP17838 | ENPHASE ENERGY | M215-60-2LL-S2X-IG-ZC | 215 | 49 |  |  | 0.96 | Solar Inverter |  | OUTDOOR
SRP17841 | ENPHASE ENERGY | M215-60-2LL-S2X-IG-ZC | 215 | 33 |  |  | 0.96 | Solar Inverter |  | INDOOR
SRP17843 | ENPHASE ENERGY | M215-60-2LL-S2X-IG-ZC | 215 | 34 |  |  | 0.96 | Solar Inverter |  | INDOOR
SRP17844 | ENPHASE ENERGY | M215-60-2LL-S2X-IG-ZC-NA | 215 | 51 |  |  | 0.96 | Solar Inverter |  | INDOOR
SRP17845 | ENPHASE ENERGY | M215-60-2LL-S2X | 215 | 24 |  |  | 0.96 | Solar Inverter |  | OUTDOOR
SRP17849 | SMA AMERICA |  | 2000 | 1 |  |  | 0.96 | Solar Inverter |  | INDOOR
SRP17850 | ENPHASE ENERGY | M215-60-2LL-S2X | 215 | 15 |  |  | 0.96 | Solar Inverter |  | OUTDOOR
SRP17852 | ENPHASE ENERGY | M215-60-2LL-S2X | 215 | 25 |  |  | 0.96 | Solar Inverter |  | OUTDOOR
SRP17855 | ENPHASE ENERGY | M215-60-2LL-S2X-IG-ZC-NA | 215 | 30 |  |  | 0.96 | Solar Inverter |  | OUTDOOR
SRP17856 | ENPHASE ENERGY | M200-32-208-S01 | 215 | 22 |  |  | 0.96 | Solar Inverter |  | INDOOR
SRP17857 | POWER-ONE | PVI-3.0-OUTD-S-US (208 V) | 3000 | 1 |  |  | 0.96 | Solar Inverter |  | Inside
SRP17866 | ENPHASE ENERGY | M215-60-2LL-S2X-IG-ZC-NA | 215 | 21 |  |  | 0.96 | Solar Inverter |  | OUTDOOR
SRP17867 | ENPHASE ENERGY | M215-60-2LL-S2X | 215 | 10 |  |  | 0.96 | Solar Inverter |  | OUTDOOR
SRP17867 | ENPHASE ENERGY | M215-60-2LL-S2X | 215 | 10 |  |  | 0.96 | Solar Inverter |  | OUTDOOR
SRP17868 | ENPHASE ENERGY | M215-60-2LL-S2X-IG-ZC | 215 | 20 |  |  | 0.96 | Solar Inverter |  | OUTDOOR
SRP17869 | ENPHASE ENERGY | M215-60-2LL-S2X | 215 | 3 |  |  | 0.96 | Solar Inverter |  | OUTDOOR
SRP17869 | ENPHASE ENERGY | M215-60-2LL-S2X | 215 | 6 |  |  | 0.96 | Solar Inverter |  | OUTDOOR
SRP17869 | ENPHASE ENERGY | M215-60-2LL-S2X | 215 | 19 |  |  | 0.96 | Solar Inverter |  | OUTDOOR
SRP17870 | ENPHASE ENERGY | M215-60-2LL-S2X-IG-NA | 215 | 12 |  |  | 0.96 | Solar Inverter |  | OUTDOOR
SRP17873 | ENPHASE ENERGY | M215-60-2LL-S2X | 215 | 18 |  |  | 0.96 | Solar Inverter |  | OUTDOOR
SRP17873 | ENPHASE ENERGY | M215-60-2LL-S2X | 215 | 18 |  |  | 0.96 | Solar Inverter |  | OUTDOOR
SRP17875 | ENPHASE ENERGY | M215-60-2LL-S2X | 215 | 25 |  |  | 0.96 | Solar Inverter |  | OUTDOOR
SRP17876 | ENPHASE ENERGY | M215-60-2LL-S2X | 215 | 32 |  |  | 0.96 | Solar Inverter |  | OUTDOOR
SRP17878 | SMA AMERICA | SB7000US-12 (240V) | 7000 | 1 |  |  | 0.96 | Solar Inverter |  | Inside
SRP17878 | SMA AMERICA |  | 3800 | 1 |  |  | 0.96 | Solar Inverter |  | Inside
SRP17880 | POWER-ONE | PVI-3000-I-OUTD-US-F (240V) | 3000 | 1 |  |  | 0.96 | Solar Inverter |  | OUTDOOR
SRP17883 | SMA AMERICA | SB5000US (240V) | 5000 | 1 |  |  | 0.96 | Solar Inverter |  | OUTDOOR
SRP17884 | ENPHASE ENERGY | M175-24-208-S | 215 | 28 |  |  | 0.96 | Solar Inverter |  | Roof
SRP17886 | ENPHASE ENERGY | M215-60-2LL-S2X | 215 | 20 |  |  | 0.96 | Solar Inverter |  | OUTDOOR
SRP17887 | POWER-ONE | PVI-6000-OUTD-US (240 V) | 6000 | 1 |  |  | 0.96 | Solar Inverter |  | OUTDOOR
SRP17888 | ENPHASE ENERGY | M215-60-2LL-S2X | 215 | 24 |  |  | 0.96 | Solar Inverter |  | Outside
SRP17892 | POWER-ONE | PVI-4.2-OUTD-S-US (208 V) | 4200 | 1 |  |  | 0.96 | Solar Inverter |  | OUTDOOR
SRP17894 | ENPHASE ENERGY | M175-24-208-S | 215 | 37 |  |  | 0.96 | Solar Inverter |  | OUTDOOR
SRP17895 | POWER-ONE | PVI-3600-US (240V) | 3600 | 1 |  |  | 0.96 | Solar Inverter |  | OUTDOOR
SRP17898 | SMA AMERICA | SB7000US-12 (240V) | 7000 | 1 |  |  | 0.96 | Solar Inverter |  | OUTDOOR
SRP17901 | ENPHASE ENERGY | M215-60-2LL-S2X | 215 | 39 |  |  | 0.96 | Solar Inverter |  | Inside
SRP17903 | ENPHASE ENERGY | M215-60-2LL-S2X | 215 | 13 |  |  | 0.96 | Solar Inverter |  | OUTDOOR
SRP17903 | ENPHASE ENERGY | M215-60-2LL-S2X | 215 | 26 |  |  | 0.96 | Solar Inverter |  | OUTDOOR
SRP17905 | ENPHASE ENERGY | M215-60-2LL-S2X | 215 | 60 |  |  | 0.96 | Solar Inverter |  | OUTDOOR
SRP17908 | ENPHASE ENERGY | M215-60-2LL-S2X | 215 | 46 |  |  | 0.96 | Solar Inverter |  | OUTDOOR
SRP17909 | ENPHASE ENERGY | M215-60-2LL-S2X | 215 | 44 |  |  | 0.96 | Solar Inverter |  | Inside
SRP17910 | ENPHASE ENERGY | M215-60-2LL-S2X | 215 | 32 |  |  | 0.96 | Solar Inverter |  | INDOOR
SRP17912 | ENPHASE ENERGY | M215-60-2LL-S2X | 215 | 15 |  |  | 0.96 | Solar Inverter |  | OUTDOOR
SRP17915 | ENPHASE ENERGY | M215-60-2LL-S2X | 215 | 12 |  |  | 0.96 | Solar Inverter |  | OUTDOOR
SRP17918 | ENPHASE ENERGY | M215-60-2LL-S2X-IG-ZC | 215 | 10 |  |  | 0.96 | Solar Inverter |  | OUTDOOR
SRP17920 | ENPHASE ENERGY | M215-60-2LL-S2X | 215 | 10 |  |  | 0.96 | Solar Inverter |  | OUTDOOR
SRP17920 | ENPHASE ENERGY | M215-60-2LL-S2X | 215 | 12 |  |  | 0.96 | Solar Inverter |  | OUTDOOR
SRP17921 | ENPHASE ENERGY | M215-60-2LL-S2X | 215 | 19 |  |  | 0.96 | Solar Inverter |  | OUTDOOR
SRP17922 | ENPHASE ENERGY | M175-24-208-S | 215 | 105 |  |  | 0.96 | Solar Inverter |  | Outside
SRP17924 | ENPHASE ENERGY | M215-60-2LL-S2X | 215 | 10 |  |  | 0.96 | Solar Inverter |  | INDOOR
SRP17924 | ENPHASE ENERGY | M215-60-2LL-S2X | 215 | 14 |  |  | 0.96 | Solar Inverter |  | INDOOR
SRP17924 | ENPHASE ENERGY | M215-60-2LL-S2X | 215 | 16 |  |  | 0.96 | Solar Inverter |  | INDOOR
SRP17927 | ENPHASE ENERGY | M215-60-2LL-S2X-IG-ZC-NA | 215 | 26 |  |  | 0.96 | Solar Inverter |  | INDOOR
SRP17933 | ENPHASE ENERGY | M215-60-2LL-S2X-IG-NA | 215 | 17 |  |  | 0.96 | Solar Inverter |  | OUTDOOR
SRP17934 | ENPHASE ENERGY | M215-60-2LL-S2X | 215 | 15 |  |  | 0.96 | Solar Inverter |  | OUTDOOR
SRP17934 | ENPHASE ENERGY | M215-60-2LL-S2X | 215 | 15 |  |  | 0.96 | Solar Inverter |  | OUTDOOR
SRP17936 | ENPHASE ENERGY | M215-60-2LL-S2X-IG-ZC | 215 | 17 |  |  | 0.96 | Solar Inverter |  | OUTDOOR
SRP17938 | ENPHASE ENERGY | M200-32-240-S02 | 215 | 18 |  |  | 0.96 | Solar Inverter |  | OUTDOOR
SRP17939 | ENPHASE ENERGY | M175-24-208-S | 215 | 49 |  |  | 0.96 | Solar Inverter |  | Outside
SRP17940 | ENPHASE ENERGY | M175-24-208-S | 215 | 27 |  |  | 0.96 | Solar Inverter |  | OUTDOOR
SRP17941 | ENPHASE ENERGY | M215-60-2LL-S2X-IG-ZC-NA | 215 | 13 |  |  | 0.96 | Solar Inverter |  | OUTDOOR
SRP17943 | ENPHASE ENERGY | M215-60-2LL-S2X-IG-ZC | 215 | 16 |  |  | 0.96 | Solar Inverter |  | OUTDOOR
SRP17944 | ENPHASE ENERGY | M215-60-2LL-S2X-IG-ZC | 215 | 14 |  |  | 0.96 | Solar Inverter |  | OUTDOOR
SRP17945 | ENPHASE ENERGY | M215-60-2LL-S2X-ZC-NA | 215 | 13 |  |  | 0.96 | Solar Inverter |  | OUTDOOR
SRP17946 | ENPHASE ENERGY | M215-60-2LL-S2X | 215 | 22 |  |  | 0.96 | Solar Inverter |  | OUTDOOR
SRP17947 | ENPHASE ENERGY | M215-60-2LL-S2X-IG-NA | 215 | 15 |  |  | 0.96 | Solar Inverter |  | OUTDOOR
SRP17948 | ENPHASE ENERGY | M215-60-2LL-S2X-IG-ZC | 215 | 24 |  |  | 0.96 | Solar Inverter |  | OUTDOOR
SRP17949 | ENPHASE ENERGY | M215-60-2LL-S2X | 215 | 140 |  |  | 0.96 | Solar Inverter |  | OUTDOOR
SRP17951 | ENPHASE ENERGY | M215-60-2LL-S2X-IG-NA | 215 | 37 |  |  | 0.96 | Solar Inverter |  | INDOOR
SRP17953 | SATCON TECHNOLOGY | PVS-50 (208 V) | 50000 | 1 |  |  | 0.96 | Solar Inverter |  | OUTDOOR
SRP17954 | ENPHASE ENERGY | M215-60-2LL-S2X | 215 | 19 |  |  | 0.96 | Solar Inverter |  | OUTDOOR
SRP17955 | SATCON TECHNOLOGY | PVS-135 (240 V) | 135000 | 1 |  |  | 0.96 | Solar Inverter |  | OUTDOOR
SRP17955 | SATCON TECHNOLOGY | PVS-250 (208 V) | 250000 | 1 |  |  | 0.96 | Solar Inverter |  | OUTDOOR
SRP17956 | ENPHASE ENERGY | M215-60-SIE-S2X-ZC-NA | 215 | 33 |  |  | 0.96 | Solar Inverter |  | INDOOR
SRP17957 | ENPHASE ENERGY | M215-60-2LL-S2X | 215 | 21 |  |  | 0.96 | Solar Inverter |  | OUTDOOR
SRP17963 | ENPHASE ENERGY | M215-60-2LL-S2X-IG-ZC | 215 | 34 |  |  | 0.96 | Solar Inverter |  | INDOOR
SRP17965 | ENPHASE ENERGY | M215-60-2LL-S2X | 215 | 28 |  |  | 0.96 | Solar Inverter |  | OUTDOOR
SRP17968 | ENPHASE ENERGY | M215-60-2LL-S2X | 215 | 20 |  |  | 0.96 | Solar Inverter |  | OUTDOOR
SRP17968 | ENPHASE ENERGY | M215-60-2LL-S2X-IG-NA | 215 | 9 |  |  | 0.96 | Solar Inverter |  | OUTDOOR
SRP17971 | ENPHASE ENERGY | M215-60-2LL-S2X | 215 | 28 |  |  | 0.96 | Solar Inverter |  | Roof
SRP17976 | ENPHASE ENERGY | M215-60-2LL-S2X | 215 | 8 |  |  | 0.96 | Solar Inverter |  | OUTDOOR
SRP17976 | ENPHASE ENERGY | M215-60-2LL-S2X | 215 | 22 |  |  | 0.96 | Solar Inverter |  | OUTDOOR
SRP17979 | ENPHASE ENERGY | M215-60-2LL-S2X | 215 | 12 |  |  | 0.96 | Solar Inverter |  | OUTDOOR
SRP17980 | ENPHASE ENERGY | M215-60-2LL-S2X | 215 | 10 |  |  | 0.96 | Solar Inverter |  | OUTDOOR
SRP17980 | ENPHASE ENERGY | M215-60-2LL-S2X | 215 | 33 |  |  | 0.96 | Solar Inverter |  | OUTDOOR
SRP17982 | ENPHASE ENERGY | M215-60-2LL-S2X | 215 | 22 |  |  | 0.96 | Solar Inverter |  | OUTDOOR
SRP17986 | ENPHASE ENERGY | M215-60-2LL-S2X-NA | 215 | 23 |  |  | 0.96 | Solar Inverter |  | OUTDOOR
SRP17990 | ENPHASE ENERGY | M215-60-2LL-S2X | 215 | 12 |  |  | 0.96 | Solar Inverter |  | OUTDOOR
SRP17990 | ENPHASE ENERGY | M215-60-2LL-S2X | 215 | 12 |  |  | 0.96 | Solar Inverter |  | OUTDOOR
SRP17992 | ENPHASE ENERGY | M215-60-2LL-S2X-IG-NA | 215 | 31 |  |  | 0.96 | Solar Inverter |  | OUTDOOR
SRP17998 | SMA AMERICA | SB7000US (240V) | 7000 | 1 |  |  | 0.96 | Solar Inverter |  | INDOOR
SRP18004 | ENPHASE ENERGY | M215-60-2LL-S2X-IG-ZC-NA | 215 | 21 |  |  | 0.96 | Solar Inverter |  | OUTDOOR
SRP18005 | ENPHASE ENERGY | M215-60-2LL-S2X | 215 | 20 |  |  | 0.96 | Solar Inverter |  | OUTDOOR
SRP18008 | ENPHASE ENERGY | M175-24-208-S | 215 | 9 |  |  | 0.96 | Solar Inverter |  | OUTDOOR
SRP18008 | ENPHASE ENERGY | M175-24-208-S | 215 | 16 |  |  | 0.96 | Solar Inverter |  | OUTDOOR
SRP18009 | ENPHASE ENERGY | M215-60-2LL-S2X | 215 | 58 |  |  | 0.96 | Solar Inverter |  | OUTDOOR
SRP18010 | POWER-ONE | PVI-3000-I-OUTD-US-F (240V) | 3000 | 1 |  |  | 0.96 | Solar Inverter |  | OUTDOOR
SRP18010 | POWER-ONE | PVI-4.2-OUTD-S-US (240 V) | 4200 | 1 |  |  | 0.96 | Solar Inverter |  | OUTDOOR
SRP18014 | ENPHASE ENERGY | M215-60-2LL-S2X | 215 | 17 |  |  | 0.96 | Solar Inverter |  | OUTDOOR
SRP18015 | ENPHASE ENERGY | M215-60-2LL-S2X | 215 | 27 |  |  | 0.96 | Solar Inverter |  | OUTDOOR
SRP18016 | ENPHASE ENERGY | M215-60-2LL-S2X | 215 | 65 |  |  | 0.96 | Solar Inverter |  | INDOOR
SRP18017 | ENPHASE ENERGY | M215-60-2LL-S2X-ZC-NA | 215 | 42 |  |  | 0.96 | Solar Inverter |  | OUTDOOR
SRP18017 | ENPHASE ENERGY | M215-60-SIE-S2X-NA | 215 | 17 |  |  | 0.96 | Solar Inverter |  | OUTDOOR
SRP18020 | POWER-ONE | PVI-3.0-OUTD-S-US (277 V) | 3000 | 1 |  |  | 0.96 | Solar Inverter |  | Inside
SRP18021 | ENPHASE ENERGY | M215-60-2LL-S2X | 215 | 12 |  |  | 0.96 | Solar Inverter |  | OUTDOOR
SRP18022 | SMA AMERICA | SB3000US (240V) | 3000 | 3 |  |  | 0.96 | Solar Inverter |  | INDOOR
SRP18022 | SMA AMERICA | SB4000US (240V) | 4000 | 1 |  |  | 0.96 | Solar Inverter |  | INDOOR
SRP18023 | ENPHASE ENERGY | M215-60-2LL-S2X-IG-ZC | 215 | 26 |  |  | 0.96 | Solar Inverter |  | INDOOR
SRP18024 | ENPHASE ENERGY | M215-60-2LL-S2X | 215 | 29 |  |  | 0.96 | Solar Inverter |  | OUTDOOR
SRP18028 | ENPHASE ENERGY | M215-60-2LL-S2X | 215 | 50 |  |  | 0.96 | Solar Inverter |  | OUTDOOR
SRP18029 | SMA AMERICA | SB4000US (240V) | 4000 | 2 |  |  | 0.96 | Solar Inverter |  | INDOOR
SRP18031 | ENPHASE ENERGY | M175-24-208-S | 215 | 31 |  |  | 0.96 | Solar Inverter |  | INDOOR
SRP18032 | SIEMENS INDUSTRY | SMIINV215R60XX (208V) | 215 | 16 |  |  | 0.96 | Solar Inverter |  | OUTDOOR
SRP18033 | ENPHASE ENERGY | M215-60-2LL-S2X | 215 | 18 |  |  | 0.96 | Solar Inverter |  | INDOOR
SRP18034 | ENPHASE ENERGY | M215-60-2LL-S2X-IG-NA | 215 | 20 |  |  | 0.96 | Solar Inverter |  | OUTDOOR
SRP18035 | ENPHASE ENERGY | M215-60-2LL-S2X | 215 | 28 |  |  | 0.96 | Solar Inverter |  | INDOOR
SRP18036 | ENPHASE ENERGY | M215-60-2LL-S2X | 215 | 19 |  |  | 0.96 | Solar Inverter |  | INDOOR
SRP18039 | ENPHASE ENERGY | M175-24-208-S | 215 | 16 |  |  | 0.96 | Solar Inverter |  | OUTDOOR
SRP18047 | ENPHASE ENERGY | M215-60-SIE-S2X-ZC | 215 | 17 |  |  | 0.96 | Solar Inverter |  | OUTDOOR
SRP18048 | ENPHASE ENERGY | M215-60-SIE-S2X-ZC-NA | 215 | 43 |  |  | 0.96 | Solar Inverter |  | Outside
SRP18049 | ENPHASE ENERGY | M215-60-SIE-S2X-ZC-NA | 215 | 12 |  |  | 0.96 | Solar Inverter |  | INDOOR
SRP18050 | ENPHASE ENERGY | M215-60-SIE-S2X-ZC-NA | 215 | 39 |  |  | 0.96 | Solar Inverter |  | INDOOR
SRP18051 | ENPHASE ENERGY | M215-60-SIE-S2X-ZC-NA | 215 | 17 |  |  | 0.96 | Solar Inverter |  | OUTDOOR
SRP18053 | ENPHASE ENERGY | M215-60-SIE-S2X-ZC-NA | 215 | 31 |  |  | 0.96 | Solar Inverter |  | OUTDOOR
SRP18056 | ENPHASE ENERGY | M215-60-2LL-S2X | 215 | 17 |  |  | 0.96 | Solar Inverter |  | OUTDOOR
SRP18056 | ENPHASE ENERGY | M215-60-2LL-S2X | 215 | 30 |  |  | 0.96 | Solar Inverter |  | OUTDOOR
SRP18057 | SMA AMERICA | SB7000US (240V) | 7000 | 1 |  |  | 0.96 | Solar Inverter |  | INDOOR
SRP18058 | ENPHASE ENERGY | M215-60-2LL-S2X | 215 | 19 |  |  | 0.96 | Solar Inverter |  | OUTDOOR
SRP18067 | SMA AMERICA | SB4000US (240V) | 4000 | 1 |  |  | 0.96 | Solar Inverter |  | Outside
SRP18071 | POWER-ONE | PVI-3000-I-OUTD-US-F (208V) | 3000 | 1 |  |  | 0.96 | Solar Inverter |  | OUTDOOR
SRP18079 | SMA AMERICA | SB5000US (240V) | 5000 | 3 |  |  | 0.96 | Solar Inverter |  | OUTDOOR
SRP18079 | SMA AMERICA | SB7000US (240V) | 7000 | 2 |  |  | 0.96 | Solar Inverter |  | OUTDOOR
SRP18081 | ENPHASE ENERGY | M215-60-2LL-S2X | 215 | 35 |  |  | 0.96 | Solar Inverter |  | INDOOR
SRP18083 | ENPHASE ENERGY | M215-60-2LL-S2X | 215 | 94 |  |  | 0.96 | Solar Inverter |  | Roof
SRP18084 | ENPHASE ENERGY | M215-60-2LL-S2X | 215 | 14 |  |  | 0.96 | Solar Inverter |  | OUTDOOR
SRP18084 | ENPHASE ENERGY | M215-60-2LL-S2X | 215 | 17 |  |  | 0.96 | Solar Inverter |  | OUTDOOR
SRP18084 | ENPHASE ENERGY | M215-60-2LL-S2X | 215 | 32 |  |  | 0.96 | Solar Inverter |  | OUTDOOR
SRP18084 | ENPHASE ENERGY | M215-60-2LL-S2X | 215 | 80 |  |  | 0.96 | Solar Inverter |  | OUTDOOR
SRP18085 | ENPHASE ENERGY | M215-60-SIE-S2X-ZC-NA | 215 | 8 |  |  | 0.96 | Solar Inverter |  | INDOOR
SRP18085 | ENPHASE ENERGY | M215-60-SIE-S2X-ZC-NA | 215 | 14 |  |  | 0.96 | Solar Inverter |  | INDOOR
SRP18085 | ENPHASE ENERGY | M215-60-SIE-S2X-ZC-NA | 215 | 24 |  |  | 0.96 | Solar Inverter |  | INDOOR
SRP18089 | ENPHASE ENERGY | M215-60-2LL-S2X | 215 | 33 |  |  | 0.96 | Solar Inverter |  | OUTDOOR
SRP18092 | ENPHASE ENERGY | M215-60-2LL-S2X | 215 | 48 |  |  | 0.96 | Solar Inverter |  | OUTDOOR
SRP18093 | ENPHASE ENERGY | M215-60-2LL-S2X | 215 | 27 |  |  | 0.96 | Solar Inverter |  | OUTDOOR
SRP18094 | ENPHASE ENERGY | M215-60-2LL-S2X | 215 | 30 |  |  | 0.96 | Solar Inverter |  | OUTDOOR
SRP18095 | ENPHASE ENERGY | M215-60-2LL-S2X | 215 | 21 |  |  | 0.96 | Solar Inverter |  | OUTDOOR
SRP18099 | ENPHASE ENERGY | M175-24-208-S | 215 | 19 |  |  | 0.96 | Solar Inverter |  | OUTDOOR
SRP18100 | ENPHASE ENERGY | M215-60-2LL-S2X | 215 | 15 |  |  | 0.96 | Solar Inverter |  | INDOOR
SRP18100 | ENPHASE ENERGY | M215-60-2LL-S2X | 215 | 26 |  |  | 0.96 | Solar Inverter |  | INDOOR
SRP18101 | SUNPOWER | SPR-5000M (208V) | 5000 | 1 |  |  | 0.96 | Solar Inverter |  | INDOOR
SRP18102 | ENPHASE ENERGY | M215-60-2LL-S2X | 215 | 97 |  |  | 0.96 | Solar Inverter |  | OUTDOOR
SRP18103 | SATCON TECHNOLOGY | PVS-250 (240 V) | 250000 | 1 |  |  | 0.96 | Solar Inverter |  | OUTDOOR
SRP18109 | ENPHASE ENERGY | M215-60-2LL-S2X | 215 | 31 |  |  | 0.96 | Solar Inverter |  | INDOOR
SRP18110 | ENPHASE ENERGY | M215-60-2LL-S2X | 215 | 30 |  |  | 0.96 | Solar Inverter |  | Outside
SRP18111 | ENPHASE ENERGY | M215-60-2LL-S2X | 215 | 62 |  |  | 0.96 | Solar Inverter |  | OUTDOOR
SRP18113 | ENPHASE ENERGY | M215-60-2LL-S2X | 215 | 151 |  |  | 0.96 | Solar Inverter |  | OUTDOOR
SRP18115 | ENPHASE ENERGY | M215-60-2LL-S2X | 215 | 6 |  |  | 0.96 | Solar Inverter |  | OUTDOOR
SRP18115 | ENPHASE ENERGY | M215-60-2LL-S2X | 215 | 11 |  |  | 0.96 | Solar Inverter |  | OUTDOOR
SRP18115 | ENPHASE ENERGY | M215-60-2LL-S2X | 215 | 12 |  |  | 0.96 | Solar Inverter |  | OUTDOOR
SRP18116 | SUNPOWER CORP (ORIGINAL MFRSMA) | SPR-7000M (240V) | 7000 | 1 |  |  | 0.96 | Solar Inverter |  | OUTDOOR
SRP18118 | ENPHASE ENERGY | M215-60-2LL-S2X | 215 | 22 |  |  | 0.96 | Solar Inverter |  | Roof
SRP18121 | ENPHASE ENERGY | M215-60-2LL-S2X | 215 | 20 |  |  | 0.96 | Solar Inverter |  | OUTDOOR
SRP18122 | ENPHASE ENERGY | M215-60-2LL-S2X | 215 | 48 |  |  | 0.96 | Solar Inverter |  | INDOOR
SRP18123 | ENPHASE ENERGY | M215-60-2LL-S2X | 215 | 9 |  |  | 0.96 | Solar Inverter |  | INDOOR
SRP18123 | ENPHASE ENERGY | M215-60-2LL-S2X | 215 | 11 |  |  | 0.96 | Solar Inverter |  | INDOOR
SRP18123 | ENPHASE ENERGY | M215-60-2LL-S2X | 215 | 20 |  |  | 0.96 | Solar Inverter |  | INDOOR
SRP18125 | ENPHASE ENERGY | M215-60-2LL-S2X | 215 | 18 |  |  | 0.96 | Solar Inverter |  | OUTDOOR
SRP18128 | POWER-ONE | PVI-3.6-OUTD-S-US (240 V) | 3600 | 2 |  |  | 0.96 | Solar Inverter |  | OUTDOOR
SRP18133 | MOTECH INDUSTRIES | PVMATE 2900U (240V) | 2900 | 1 |  |  | 0.96 | Solar Inverter |  | OUTDOOR
SRP18139 | ENPHASE ENERGY | M215-60-2LL-S2X | 215 | 16 |  |  | 0.96 | Solar Inverter |  | OUTDOOR
SRP18141 | POWER-ONE | PVI-4.2-OUTD-S-US (240 V) | 4200 | 1 |  |  | 0.96 | Solar Inverter |  | OUTDOOR
SRP18144 | ENPHASE ENERGY | M215-60-2LL-S2X | 215 | 33 |  |  | 0.96 | Solar Inverter |  | INDOOR
SRP18146 | ENPHASE ENERGY | M215-60-2LL-S2X | 215 | 39 |  |  | 0.96 | Solar Inverter |  | INDOOR
SRP18147 | ENPHASE ENERGY | M215-60-2LL-S2X | 215 | 43 |  |  | 0.96 | Solar Inverter |  | OUTDOOR
SRP18149 | ENPHASE ENERGY | M215-60-2LL-S2X | 215 | 9 |  |  | 0.96 | Solar Inverter |  | OUTDOOR
SRP18149 | ENPHASE ENERGY | M215-60-2LL-S2X | 215 | 9 |  |  | 0.96 | Solar Inverter |  | OUTDOOR
SRP18153 | ENPHASE ENERGY | M215-60-2LL-S2X | 215 | 30 |  |  | 0.96 | Solar Inverter |  | OUTDOOR
SRP18154 | ENPHASE ENERGY | M215-60-2LL-S2X | 215 | 40 |  |  | 0.96 | Solar Inverter |  | INDOOR
SRP18155 | ENPHASE ENERGY | M215-60-2LL-S2X | 215 | 38 |  |  | 0.96 | Solar Inverter |  | Outside
SRP18156 | ENPHASE ENERGY | M215-60-2LL-S2X | 215 | 46 |  |  | 0.96 | Solar Inverter |  | INDOOR
SRP18157 | ENPHASE ENERGY | M215-60-2LL-S2X | 215 | 18 |  |  | 0.96 | Solar Inverter |  | OUTDOOR
SRP18161 | ENPHASE ENERGY | M215-60-2LL-S2X | 215 | 36 |  |  | 0.96 | Solar Inverter |  | INDOOR
SRP18164 | ENPHASE ENERGY | M215-60-2LL-S2X | 215 | 14 |  |  | 0.96 | Solar Inverter |  | OUTDOOR
SRP18165 | ENPHASE ENERGY | M215-60-2LL-S2X | 215 | 34 |  |  | 0.96 | Solar Inverter |  | OUTDOOR
SRP18166 | POWER-ONE | PVI-3.6-OUTD-S-US (240 V) | 3600 | 1 |  |  | 0.96 | Solar Inverter |  | Inside
SRP18166 | POWER-ONE | PVI-3.6-OUTD-S-US (240 V) | 3600 | 1 |  |  | 0.96 | Solar Inverter |  | Inside
SRP18169 | ENPHASE ENERGY | M215-60-2LL-S2X | 215 | 35 |  |  | 0.96 | Solar Inverter |  | OUTDOOR
SRP18170 | ENPHASE ENERGY | M215-60-2LL-S2X | 215 | 46 |  |  | 0.96 | Solar Inverter |  | Outside
SRP18172 | POWER-ONE | PVI-3.0-OUTD-S-US (240 V) | 3000 | 1 |  |  | 0.96 | Solar Inverter |  | OUTDOOR
SRP18172 | POWER-ONE | PVI-3.6-OUTD-S-US (240 V) | 3600 | 1 |  |  | 0.96 | Solar Inverter |  | OUTDOOR
SRP18173 | ENPHASE ENERGY | M215-60-2LL-S2X | 215 | 32 |  |  | 0.96 | Solar Inverter |  | OUTDOOR
SRP18174 | ENPHASE ENERGY | M215-60-2LL-S2X | 215 | 32 |  |  | 0.96 | Solar Inverter |  | INDOOR
SRP18175 | ENPHASE ENERGY | M215-60-2LL-S2X | 215 | 65 |  |  | 0.96 | Solar Inverter |  | INDOOR
SRP18177 | ENPHASE ENERGY | M215-60-2LL-S2X | 215 | 20 |  |  | 0.96 | Solar Inverter |  | OUTDOOR
SRP18181 | ENPHASE ENERGY | M215-60-2LL-S2X | 215 | 27 |  |  | 0.96 | Solar Inverter |  | OUTDOOR
SRP18182 | ENPHASE ENERGY | M215-60-2LL-S2X | 215 | 24 |  |  | 0.96 | Solar Inverter |  | OUTDOOR
SRP18184 | ENPHASE ENERGY | M215-60-2LL-S2X | 215 | 12 |  |  | 0.96 | Solar Inverter |  | OUTDOOR
SRP18187 | POWER-ONE | PVI-3.6-OUTD-S-US (240 V) | 3600 | 1 |  |  | 0.96 | Solar Inverter |  | Inside
SRP18190 | ENPHASE ENERGY | M215-60-2LL-S2X | 215 | 22 |  |  | 0.96 | Solar Inverter |  | Outside
SRP18193 | ENPHASE ENERGY | M215-60-2LL-S2X | 215 | 19 |  |  | 0.96 | Solar Inverter |  | INDOOR
SRP18194 | ENPHASE ENERGY | M215-60-2LL-S2X | 215 | 30 |  |  | 0.96 | Solar Inverter |  | OUTDOOR
SRP18197 | ENPHASE ENERGY | M215-60-2LL-S2X | 215 | 17 |  |  | 0.96 | Solar Inverter |  | OUTDOOR
SRP18198 | ENPHASE ENERGY | M215-60-2LL-S2X-IG-ZC | 215 | 18 |  |  | 0.96 | Solar Inverter |  | OUTDOOR
SRP18199 | ENPHASE ENERGY | M215-60-2LL-S2X | 215 | 12 |  |  | 0.96 | Solar Inverter |  | OUTDOOR
SRP18199 | ENPHASE ENERGY | M215-60-2LL-S2X | 215 | 28 |  |  | 0.96 | Solar Inverter |  | OUTDOOR
SRP18202 | ENPHASE ENERGY | M175-24-208-S | 215 | 16 |  |  | 0.96 | Solar Inverter |  | OUTDOOR
SRP18202 | ENPHASE ENERGY | M175-24-208-S | 215 | 17 |  |  | 0.96 | Solar Inverter |  | OUTDOOR
SRP18204 | ENPHASE ENERGY | M215-60-2LL-S2X | 215 | 11 |  |  | 0.96 | Solar Inverter |  | OUTDOOR
SRP18207 | ENPHASE ENERGY | M215-60-2LL-S2X | 215 | 17 |  |  | 0.96 | Solar Inverter |  | OUTDOOR
SRP18210 | ENPHASE ENERGY | M215-60-2LL-S2X | 215 | 35 |  |  | 0.96 | Solar Inverter |  | Outside
SRP18211 | ENPHASE ENERGY | M215-60-2LL-S2X | 215 | 40 |  |  | 0.96 | Solar Inverter |  | OUTDOOR
SRP18213 | ENPHASE ENERGY | M215-60-2LL-S2X | 215 | 15 |  |  | 0.96 | Solar Inverter |  | Outside
SRP18214 | ENPHASE ENERGY | M215-60-2LL-S2X | 215 | 42 |  |  | 0.96 | Solar Inverter |  | OUTDOOR
SRP18217 | ENPHASE ENERGY | M215-60-2LL-S2X | 215 | 30 |  |  | 0.96 | Solar Inverter |  | INDOOR
SRP18230 | POWER-ONE | PVI-3.0-OUTD-S-US (240 V) | 3000 | 1 |  |  | 0.96 | Solar Inverter |  | OUTDOOR
SRP18233 | ENPHASE ENERGY | M215-60-2LL-S2X | 215 | 14 |  |  | 0.96 | Solar Inverter |  | OUTDOOR
SRP18233 | ENPHASE ENERGY | M215-60-2LL-S2X | 215 | 32 |  |  | 0.96 | Solar Inverter |  | OUTDOOR
SRP18234 | ENPHASE ENERGY | M215-60-2LL-S2X | 215 | 16 |  |  | 0.96 | Solar Inverter |  | OUTDOOR
SRP18236 | ENPHASE ENERGY | M215-60-2LL-S2X | 215 | 40 |  |  | 0.96 | Solar Inverter |  | OUTDOOR
SRP18237 | ENPHASE ENERGY | M215-60-2LL-S2X | 215 | 22 |  |  | 0.96 | Solar Inverter |  | OUTDOOR
SRP18238 | ENPHASE ENERGY | M175-24-208-S | 215 | 25 |  |  | 0.96 | Solar Inverter |  | OUTDOOR
SRP18241 | SMA AMERICA | SB5000US (240V) | 5000 | 1 |  |  | 0.96 | Solar Inverter |  | OUTDOOR
SRP18242 | SMA AMERICA | SB5000US (240V) | 5000 | 1 |  |  | 0.96 | Solar Inverter |  | OUTDOOR
SRP18246 | ENPHASE ENERGY | M215-60-2LL-S2X | 215 | 41 |  |  | 0.96 | Solar Inverter |  | OUTDOOR
SRP18247 | ENPHASE ENERGY | M215-60-2LL-S2X | 215 | 46 |  |  | 0.96 | Solar Inverter |  | INDOOR
SRP18255 | SMA AMERICA | SB5000US-12 (240V) | 5000 | 1 |  |  | 0.96 | Solar Inverter |  | OUTDOOR
SRP18256 | ENPHASE ENERGY | M215-60-2LL-S2X | 215 | 10 |  |  | 0.96 | Solar Inverter |  | OUTDOOR
SRP18256 | ENPHASE ENERGY | M215-60-2LL-S2X | 215 | 23 |  |  | 0.96 | Solar Inverter |  | OUTDOOR
SRP18259 | ENPHASE ENERGY | M215-60-2LL-S2X | 215 | 45 |  |  | 0.96 | Solar Inverter |  | Outside
SRP18261 | ENPHASE ENERGY | M215-60-2LL-S2X | 215 | 29 |  |  | 0.96 | Solar Inverter |  | INDOOR
SRP18263 | ENPHASE ENERGY | M215-60-2LL-S2X | 215 | 68 |  |  | 0.96 | Solar Inverter |  | INDOOR
SRP18264 | ENPHASE ENERGY | M215-60-2LL-S2X | 215 | 71 |  |  | 0.96 | Solar Inverter |  | Roof
SRP18265 | ENPHASE ENERGY | M215-60-2LL-S2X | 215 | 21 |  |  | 0.96 | Solar Inverter |  | INDOOR
SRP18266 | ENPHASE ENERGY | M215-60-2LL-S2X | 215 | 30 |  |  | 0.96 | Solar Inverter |  | INDOOR
SRP18267 | ENPHASE ENERGY | M215-60-2LL-S2X | 215 | 38 |  |  | 0.96 | Solar Inverter |  | OUTDOOR
SRP18268 | POWER-ONE | PVI-3.0-OUTD-S-US (240 V) | 3000 | 1 |  |  | 0.96 | Solar Inverter |  | OUTDOOR
SRP18270 | ENPHASE ENERGY | M215-60-2LL-S2X | 215 | 28 |  |  | 0.96 | Solar Inverter |  | OUTDOOR
SRP18275 | ENPHASE ENERGY | M215-60-2LL-S2X | 215 | 23 |  |  | 0.96 | Solar Inverter |  | OUTDOOR
SRP18278 | ENPHASE ENERGY | M215-60-2LL-S2X | 215 | 42 |  |  | 0.96 | Solar Inverter |  | INDOOR
SRP18279 | ENPHASE ENERGY | M215-60-2LL-S2X-IG-NA | 215 | 14 |  |  | 0.96 | Solar Inverter |  | OUTDOOR
SRP18279 | ENPHASE ENERGY | M215-60-2LL-S2X-IG-NA | 215 | 16 |  |  | 0.96 | Solar Inverter |  | OUTDOOR
SRP18280 | ENPHASE ENERGY | M215-60-2LL-S2X-IG-NA | 215 | 23 |  |  | 0.96 | Solar Inverter |  | Outside
SRP18281 | SMA AMERICA | SB8000US (240V) | 8000 | 1 |  |  | 0.96 | Solar Inverter |  | Inside
SRP18282 | ENPHASE ENERGY | M215-60-2LL-S2X | 215 | 49 |  |  | 0.96 | Solar Inverter |  | INDOOR
SRP18283 | ENPHASE ENERGY | M215-60-2LL-S2X | 215 | 29 |  |  | 0.96 | Solar Inverter |  | OUTDOOR
SRP18284 | ENPHASE ENERGY | M215-60-2LL-S2X | 215 | 10 |  |  | 0.96 | Solar Inverter |  | OUTDOOR
SRP18284 | ENPHASE ENERGY | M215-60-2LL-S2X | 215 | 10 |  |  | 0.96 | Solar Inverter |  | OUTDOOR
SRP18287 | ENPHASE ENERGY | M215-60-2LL-S2X-IG-ZC-NA | 215 | 208 |  |  | 0.96 | Solar Inverter |  | INDOOR
SRP18292 | SMA AMERICA | SB5000US (240V) | 5000 | 1 |  |  | 0.96 | Solar Inverter |  | OUTDOOR
SRP18293 | ENPHASE ENERGY | M215-60-2LL-S2X | 215 | 46 |  |  | 0.96 | Solar Inverter |  | OUTDOOR
SRP18295 | ENPHASE ENERGY | M215-60-2LL-S2X | 215 | 12 |  |  | 0.96 | Solar Inverter |  | OUTDOOR
SRP18295 | ENPHASE ENERGY | M215-60-2LL-S2X | 215 | 16 |  |  | 0.96 | Solar Inverter |  | OUTDOOR
SRP18296 | ENPHASE ENERGY | M215-60-2LL-S2X | 215 | 8 |  |  | 0.96 | Solar Inverter |  | OUTDOOR
SRP18296 | ENPHASE ENERGY | M215-60-2LL-S2X | 215 | 14 |  |  | 0.96 | Solar Inverter |  | OUTDOOR
SRP18301 | ENPHASE ENERGY | M215-60-2LL-S2X | 215 | 13 |  |  | 0.96 | Solar Inverter |  | INDOOR
SRP18301 | ENPHASE ENERGY | M215-60-2LL-S2X | 215 | 14 |  |  | 0.96 | Solar Inverter |  | INDOOR
SRP18302 | ENPHASE ENERGY | M190-72-240-SXX (-NA) | 190 | 12 |  |  | 0.96 | Solar Inverter |  | OUTDOOR
SRP18304 | SMA AMERICA | SB3000US (240V) | 3000 | 1 |  |  | 0.96 | Solar Inverter |  | INDOOR
SRP18306 | SMA AMERICA | SB4000US (240V) | 4000 | 1 |  |  | 0.96 | Solar Inverter |  | INDOOR
SRP18307 | ENPHASE ENERGY | M215-60-2LL-S2X-NA | 215 | 55 |  |  | 0.96 | Solar Inverter |  | OUTDOOR
SRP18309 | ENPHASE ENERGY | M215-60-2LL-S2X-NA | 215 | 33 |  |  | 0.96 | Solar Inverter |  | OUTDOOR
SRP18310 | ENPHASE ENERGY | M215-60-2LL-S2X-NA | 215 | 42 |  |  | 0.96 | Solar Inverter |  | INDOOR
SRP18312 | ENPHASE ENERGY | M215-60-2LL-S2X | 215 | 16 |  |  | 0.96 | Solar Inverter |  | OUTDOOR
SRP18314 | ENPHASE ENERGY | M215-60-2LL-S2X | 215 | 38 |  |  | 0.96 | Solar Inverter |  | OUTDOOR
SRP18315 | ENPHASE ENERGY | M215-60-2LL-S2X | 215 | 32 |  |  | 0.96 | Solar Inverter |  | OUTDOOR
SRP18316 | ENPHASE ENERGY | M215-60-2LL-S2X-NA | 215 | 34 |  |  | 0.96 | Solar Inverter |  | Outside
SRP18317 | ENPHASE ENERGY | M215-60-2LL-S2X | 215 | 44 |  |  | 0.96 | Solar Inverter |  | INDOOR
SRP18319 | ENPHASE ENERGY | M215-60-2LL-S2X | 215 | 39 |  |  | 0.96 | Solar Inverter |  | INDOOR
SRP18320 | ENPHASE ENERGY | M215-60-2LL-S2X-IG-ZC | 215 | 24 |  |  | 0.96 | Solar Inverter |  | OUTDOOR
SRP18321 | ENPHASE ENERGY | M215-60-2LL-S2X | 215 | 17 |  |  | 0.96 | Solar Inverter |  | OUTDOOR
SRP18322 | ENPHASE ENERGY | M215-60-2LL-S2X-IG | 215 | 11 |  |  | 0.96 | Solar Inverter |  | OUTDOOR
SRP18323 | ENPHASE ENERGY | M215-60-2LL-S2X | 215 | 14 |  |  | 0.96 | Solar Inverter |  | OUTDOOR
SRP18326 | ENPHASE ENERGY | M215-60-2LL-S2X-NA | 215 | 33 |  |  | 0.96 | Solar Inverter |  | INDOOR
SRP18329 | ENPHASE ENERGY | M215-60-2LL-S2X-IG-NA | 215 | 12 |  |  | 0.96 | Solar Inverter |  | OUTDOOR
SRP18329 | ENPHASE ENERGY | M215-60-2LL-S2X-NA | 215 | 6 |  |  | 0.96 | Solar Inverter |  | OUTDOOR
SRP18330 | ENPHASE ENERGY | M215-60-2LL-S2X | 215 | 12 |  |  | 0.96 | Solar Inverter |  | OUTDOOR
SRP18334 | ENPHASE ENERGY | M215-60-2LL-S2X-NA | 215 | 23 |  |  | 0.96 | Solar Inverter |  | OUTDOOR
SRP18335 | ENPHASE ENERGY | M215-60-2LL-S2X | 215 | 16 |  |  | 0.96 | Solar Inverter |  | OUTDOOR
SRP18336 | ENPHASE ENERGY | M215-60-2LL-S2X | 215 | 27 |  |  | 0.96 | Solar Inverter |  | OUTDOOR
SRP18337 | ENPHASE ENERGY | M215-60-2LL-S2X | 215 | 9 |  |  | 0.96 | Solar Inverter |  | OUTDOOR
SRP18337 | ENPHASE ENERGY | M215-60-2LL-S2X | 215 | 12 |  |  | 0.96 | Solar Inverter |  | OUTDOOR
SRP18338 | ENPHASE ENERGY | M215-60-2LL-S2X | 215 | 18 |  |  | 0.96 | Solar Inverter |  | OUTDOOR
SRP18339 | ENPHASE ENERGY | M215-60-2LL-S2X | 215 | 22 |  |  | 0.96 | Solar Inverter |  | OUTDOOR
SRP18341 | ENPHASE ENERGY | M215-60-2LL-S2X | 215 | 8 |  |  | 0.96 | Solar Inverter |  | OUTDOOR
SRP18341 | ENPHASE ENERGY | M215-60-2LL-S2X | 215 | 10 |  |  | 0.96 | Solar Inverter |  | OUTDOOR
SRP18345 | ENPHASE ENERGY | M215-60-2LL-S2X | 215 | 6 |  |  | 0.96 | Solar Inverter |  | OUTDOOR
SRP18347 | ENPHASE ENERGY | M215-60-2LL-S2X | 215 | 24 |  |  | 0.96 | Solar Inverter |  | OUTDOOR
SRP18350 | ENPHASE ENERGY | M215-60-2LL-S2X | 215 | 34 |  |  | 0.96 | Solar Inverter |  | OUTDOOR
SRP18352 | ENPHASE ENERGY | M215-60-2LL-S2X-IG-NA | 215 | 7 |  |  | 0.96 | Solar Inverter |  | OUTDOOR
SRP18352 | ENPHASE ENERGY | M215-60-2LL-S2X-IG-NA | 215 | 12 |  |  | 0.96 | Solar Inverter |  | OUTDOOR
SRP18356 | ENPHASE ENERGY | M215-60-2LL-S2X | 215 | 16 |  |  | 0.96 | Solar Inverter |  | OUTDOOR
SRP18362 | SMA AMERICA | SB4000US (240V) | 4000 | 1 |  |  | 0.96 | Solar Inverter |  | OUTDOOR
SRP18367 | SMA AMERICA | SB3000US (240V) | 3000 | 1 |  |  | 0.96 | Solar Inverter |  | OUTDOOR
SRP18369 | ENPHASE ENERGY | M215-60-2LL-S2X | 215 | 55 |  |  | 0.96 | Solar Inverter |  | OUTDOOR
SRP18370 | ENPHASE ENERGY | M215-60-2LL-S2X | 215 | 11 |  |  | 0.96 | Solar Inverter |  | OUTDOOR
SRP18371 | SUNPOWER CORP (ORIGINAL MFRSMA) | SPR-3000M (240V) | 3000 | 1 |  |  | 0.96 | Solar Inverter |  | INDOOR
SRP18372 | SMA AMERICA | SB3000US (240V) | 3000 | 1 |  |  | 0.96 | Solar Inverter |  | OUTDOOR
SRP18372 | SMA AMERICA | SB5000US (240V) | 5000 | 2 |  |  | 0.96 | Solar Inverter |  | OUTDOOR
SRP18374 | ENPHASE ENERGY | M215-60-2LL-S2X | 215 | 49 |  |  | 0.96 | Solar Inverter |  | OUTDOOR
SRP18378 | ENPHASE ENERGY | M215-60-2LL-S2X | 215 | 25 |  |  | 0.96 | Solar Inverter |  | OUTDOOR
SRP18379 | ENPHASE ENERGY | M215-60-2LL-S2X | 215 | 38 |  |  | 0.96 | Solar Inverter |  | OUTDOOR
SRP18383 | ENPHASE ENERGY | M215-60-2LL-S2X | 215 | 28 |  |  | 0.96 | Solar Inverter |  | OUTDOOR
SRP18388 | ENPHASE ENERGY | M215-60-2LL-S2X | 215 | 30 |  |  | 0.96 | Solar Inverter |  | OUTDOOR
SRP18390 | ENPHASE ENERGY | M215-60-2LL-S2X | 215 | 23 |  |  | 0.96 | Solar Inverter |  | OUTDOOR
SRP18393 | ENPHASE ENERGY | M215-60-2LL-S2X | 215 | 24 |  |  | 0.96 | Solar Inverter |  | OUTDOOR
SRP18394 | ENPHASE ENERGY | M215-60-2LL-S2X-IG-ZC | 215 | 15 |  |  | 0.96 | Solar Inverter |  | OUTDOOR
SRP18396 | SMA AMERICA | SB5000US-11 (208V) | 5000 | 1 |  |  | 0.96 | Solar Inverter |  | Outside
SRP18398 | ENPHASE ENERGY | M215-60-2LL-S2X-IG | 215 | 38 |  |  | 0.96 | Solar Inverter |  | OUTDOOR
SRP18400 | ENPHASE ENERGY | M215-60-2LL-S2X | 215 | 15 |  |  | 0.96 | Solar Inverter |  | OUTDOOR
SRP18400 | ENPHASE ENERGY | M215-60-2LL-S2X-IG | 215 | 9 |  |  | 0.96 | Solar Inverter |  | OUTDOOR
SRP18401 | ENPHASE ENERGY | M215-60-2LL-S2X | 215 | 10 |  |  | 0.96 | Solar Inverter |  | OUTDOOR
SRP18401 | ENPHASE ENERGY | M215-60-2LL-S2X | 215 | 32 |  |  | 0.96 | Solar Inverter |  | OUTDOOR
SRP18402 | ENPHASE ENERGY | M215-60-2LL-S2X | 215 | 20 |  |  | 0.96 | Solar Inverter |  | OUTDOOR
SRP18404 | ENPHASE ENERGY | M215-60-2LL-S2X | 215 | 12 |  |  | 0.96 | Solar Inverter |  | OUTDOOR
SRP18405 | ENPHASE ENERGY | M215-60-2LL-S2X | 215 | 17 |  |  | 0.96 | Solar Inverter |  | OUTDOOR
SRP18407 | ENPHASE ENERGY | M215-60-2LL-S2X | 215 | 27 |  |  | 0.96 | Solar Inverter |  | OUTDOOR
SRP18408 | ENPHASE ENERGY | M215-60-2LL-S2X | 215 | 23 |  |  | 0.96 | Solar Inverter |  | OUTDOOR
SRP18409 | ENPHASE ENERGY | M215-60-2LL-S2X-NA | 215 | 17 |  |  | 0.96 | Solar Inverter |  | OUTDOOR
SRP18410 | ENPHASE ENERGY | M215-60-SIE-S2X | 215 | 17 |  |  | 0.96 | Solar Inverter |  | OUTDOOR
SRP18411 | ENPHASE ENERGY | M215-60-2LL-S2X-IG-ZC-NA | 215 | 22 |  |  | 0.96 | Solar Inverter |  | OUTDOOR
SRP18412 | ENPHASE ENERGY | M215-60-2LL-S2X | 215 | 19 |  |  | 0.96 | Solar Inverter |  | OUTDOOR
SRP18417 | ENPHASE ENERGY | M215-60-2LL-S2X | 215 | 25 |  |  | 0.96 | Solar Inverter |  | OUTDOOR
SRP18418 | ENPHASE ENERGY | M215-60-2LL-S2X | 215 | 30 |  |  | 0.96 | Solar Inverter |  | OUTDOOR
SRP18419 | ENPHASE ENERGY | M215-60-2LL-S2X | 215 | 30 |  |  | 0.96 | Solar Inverter |  | OUTDOOR
SRP18420 | ENPHASE ENERGY | M215-60-2LL-S2X | 215 | 84 |  |  | 0.96 | Solar Inverter |  | INDOOR
SRP18422 | ENPHASE ENERGY | M215-60-2LL-S2X | 215 | 48 |  |  | 0.96 | Solar Inverter |  | OUTDOOR
SRP18423 | ENPHASE ENERGY | M215-60-2LL-S2X | 215 | 42 |  |  | 0.96 | Solar Inverter |  | INDOOR
SRP18426 | ENPHASE ENERGY | M215-60-2LL-S2X | 215 | 13 |  |  | 0.96 | Solar Inverter |  | OUTDOOR
SRP18426 | ENPHASE ENERGY | M215-60-2LL-S2X | 215 | 14 |  |  | 0.96 | Solar Inverter |  | OUTDOOR
SRP18427 | PV POWERED | PVP100KW-480 | 100000 | 1 |  |  | 0.96 | Solar Inverter |  | OUTDOOR
SRP18428 | ENPHASE ENERGY | M215-60-2LL-S2X | 215 | 15 |  |  | 0.96 | Solar Inverter |  | OUTDOOR
SRP18430 | ENPHASE ENERGY | M215-60-2LL-S2X | 215 | 14 |  |  | 0.96 | Solar Inverter |  | OUTDOOR
SRP18431 | ENPHASE ENERGY | M215-60-2LL-S2X | 215 | 13 |  |  | 0.96 | Solar Inverter |  | OUTDOOR
SRP18431 | ENPHASE ENERGY | M215-60-2LL-S2X | 215 | 13 |  |  | 0.96 | Solar Inverter |  | OUTDOOR
SRP18433 | ENPHASE ENERGY | M215-60-2LL-S2X | 215 | 21 |  |  | 0.96 | Solar Inverter |  | OUTDOOR
SRP18436 | ENPHASE ENERGY | M215-60-2LL-S2X | 215 | 11 |  |  | 0.96 | Solar Inverter |  | Outside
SRP18436 | ENPHASE ENERGY | M215-60-2LL-S2X | 215 | 20 |  |  | 0.96 | Solar Inverter |  | Outside
SRP18438 | ENPHASE ENERGY | M215-60-2LL-S2X | 215 | 28 |  |  | 0.96 | Solar Inverter |  | OUTDOOR
SRP18439 | ENPHASE ENERGY | M215-60-2LL-S2X | 215 | 35 |  |  | 0.96 | Solar Inverter |  | OUTDOOR
SRP18440 | ENPHASE ENERGY | M215-60-2LL-S2X | 215 | 13 |  |  | 0.96 | Solar Inverter |  | OUTDOOR
SRP18443 | ENPHASE ENERGY | M215-60-2LL-S2X | 215 | 24 |  |  | 0.96 | Solar Inverter |  | OUTDOOR
SRP18444 | ENPHASE ENERGY | M215-60-2LL-S2X | 215 | 8 |  |  | 0.96 | Solar Inverter |  | OUTDOOR
SRP18444 | ENPHASE ENERGY | M215-60-2LL-S2X | 215 | 16 |  |  | 0.96 | Solar Inverter |  | OUTDOOR
SRP18445 | ENPHASE ENERGY | M215-60-2LL-S2X | 215 | 22 |  |  | 0.96 | Solar Inverter |  | OUTDOOR
SRP18446 | ENPHASE ENERGY | M215-60-2LL-S2X | 215 | 23 |  |  | 0.96 | Solar Inverter |  | OUTDOOR
SRP18448 | ENPHASE ENERGY | M215-60-2LL-S2X | 215 | 23 |  |  | 0.96 | Solar Inverter |  | INDOOR
SRP18450 | ENPHASE ENERGY | M215-60-2LL-S2X | 215 | 34 |  |  | 0.96 | Solar Inverter |  | INDOOR
SRP18453 | ENPHASE ENERGY | M215-60-2LL-S2X | 215 | 52 |  |  | 0.96 | Solar Inverter |  | OUTDOOR
SRP18454 | ENPHASE ENERGY | M215-60-2LL-S2X | 215 | 22 |  |  | 0.96 | Solar Inverter |  | OUTDOOR
SRP18455 | ENPHASE ENERGY | M215-60-2LL-S2X | 215 | 28 |  |  | 0.96 | Solar Inverter |  | Inside
SRP18456 | ENPHASE ENERGY | M215-60-2LL-S2X | 215 | 13 |  |  | 0.96 | Solar Inverter |  | OUTDOOR
SRP18457 | SMA AMERICA | SB2500HFUS-30 (240V) | 2500 | 1 |  |  | 0.96 | Solar Inverter |  | OUTDOOR
SRP18458 | ENPHASE ENERGY | M215-60-2LL-S2X | 215 | 10 |  |  | 0.96 | Solar Inverter |  | OUTDOOR
SRP18458 | ENPHASE ENERGY | M215-60-2LL-S2X | 215 | 11 |  |  | 0.96 | Solar Inverter |  | OUTDOOR
SRP18460 | PV POWERED | PVP4800 | 4800 | 1 |  |  | 0.96 | Solar Inverter |  | Inside
SRP18460 | PV POWERED | PVP4800 | 4800 | 1 |  |  | 0.96 | Solar Inverter |  | Inside
SRP18461 | ENPHASE ENERGY | M215-60-2LL-S2X | 215 | 19 |  |  | 0.96 | Solar Inverter |  | OUTDOOR
SRP18464 | ENPHASE ENERGY | M215-60-2LL-S2X | 215 | 28 |  |  | 0.96 | Solar Inverter |  | INDOOR
SRP18465 | ENPHASE ENERGY | M215-60-2LL-S2X | 215 | 29 |  |  | 0.96 | Solar Inverter |  | Outside
SRP18466 | ENPHASE ENERGY | M215-60-2LL-S2X | 215 | 25 |  |  | 0.96 | Solar Inverter |  | INDOOR
SRP18468 | ENPHASE ENERGY | M215-60-2LL-S2X | 215 | 28 |  |  | 0.96 | Solar Inverter |  | INDOOR
SRP18470 | ENPHASE ENERGY | M215-60-2LL-S2X | 215 | 96 |  |  | 0.96 | Solar Inverter |  | OUTDOOR
SRP18471 | ENPHASE ENERGY | M215-60-2LL-S2X | 215 | 62 |  |  | 0.96 | Solar Inverter |  | INDOOR
SRP18473 | ENPHASE ENERGY | M215-60-2LL-S2X | 215 | 22 |  |  | 0.96 | Solar Inverter |  | OUTDOOR
SRP18474 | ENPHASE ENERGY | M215-60-2LL-S2X | 215 | 54 |  |  | 0.96 | Solar Inverter |  | OUTDOOR
SRP18477 | ENPHASE ENERGY | M215-60-2LL-S2X | 215 | 40 |  |  | 0.96 | Solar Inverter |  | INDOOR
SRP18479 | ENPHASE ENERGY | M215-60-2LL-S2X | 215 | 32 |  |  | 0.96 | Solar Inverter |  | INDOOR
SRP18480 | ADVANCED ENERGY INDUSTRIES | AE 50TX-208 | 50000 | 1 |  |  | 0.96 | Solar Inverter |  | INDOOR
SRP18480 | ADVANCED ENERGY INDUSTRIES | AE 75TX-208 | 75000 | 1 |  |  | 0.96 | Solar Inverter |  | INDOOR
SRP18481 | ENPHASE ENERGY | M215-60-2LL-S2X | 215 | 48 |  |  | 0.96 | Solar Inverter |  | OUTDOOR
SRP18483 | ENPHASE ENERGY | M215-60-2LL-S2X | 215 | 28 |  |  | 0.96 | Solar Inverter |  | OUTDOOR
SRP18488 | ENPHASE ENERGY | M215-60-2LL-S2X | 215 | 24 |  |  | 0.96 | Solar Inverter |  | OUTDOOR
SRP18489 | ENPHASE ENERGY | M215-60-2LL-S2X | 215 | 41 |  |  | 0.96 | Solar Inverter |  | INDOOR
SRP18492 | ENPHASE ENERGY | M215-60-2LL-S2X | 215 | 14 |  |  | 0.96 | Solar Inverter |  | OUTDOOR
SRP18496 | ENPHASE ENERGY | M215-60-2LL-S2X | 215 | 33 |  |  | 0.96 | Solar Inverter |  | OUTDOOR
SRP18498 | ENPHASE ENERGY | M215-60-2LL-S2X | 215 | 13 |  |  | 0.96 | Solar Inverter |  | OUTDOOR
SRP18498 | ENPHASE ENERGY | M215-60-2LL-S2X | 215 | 24 |  |  | 0.96 | Solar Inverter |  | OUTDOOR
SRP18504 | ENPHASE ENERGY | M215-60-2LL-S2X | 215 | 20 |  |  | 0.96 | Solar Inverter |  | OUTDOOR
SRP18506 | POWER-ONE | PVI-3.0-OUTD-S-US (240 V) | 3000 | 1 |  |  | 0.96 | Solar Inverter |  | INDOOR
SRP18506 | POWER-ONE | PVI-3.6-OUTD-S-US (240 V) | 3600 | 1 |  |  | 0.96 | Solar Inverter |  | INDOOR
SRP18509 | ENPHASE ENERGY | M215-60-2LL-S2X | 215 | 23 |  |  | 0.96 | Solar Inverter |  | OUTDOOR
SRP18510 | SMA AMERICA | SB4000US (208V) | 4000 | 1 |  |  | 0.96 | Solar Inverter |  | Outside
SRP18512 | ENPHASE ENERGY | M215-60-2LL-S2X | 215 | 78 |  |  | 0.96 | Solar Inverter |  | OUTDOOR
SRP18516 | POWER-ONE | PVI-3.6-OUTD-S-US (208 V) | 3600 | 1 |  |  | 0.96 | Solar Inverter |  | INDOOR
SRP18516 | POWER-ONE | PVI-3.6-OUTD-S-US (208 V) | 3600 | 1 |  |  | 0.96 | Solar Inverter |  | INDOOR
SRP18517 | ENPHASE ENERGY | M215-60-2LL-S2X | 215 | 35 |  |  | 0.96 | Solar Inverter |  | Outside
SRP18519 | POWER-ONE | PVI-3.0-OUTD-S-US (240 V) | 3000 | 2 |  |  | 0.96 | Solar Inverter |  | Inside
SRP18519 | POWER-ONE | PVI-3600-OUTD-US-F (240V) | 3600 | 1 |  |  | 0.96 | Solar Inverter |  | Inside
SRP18520 | SMA AMERICA | SB3000US (240V) | 3000 | 1 |  |  | 0.96 | Solar Inverter |  | OUTDOOR
SRP18521 | POWER-ONE | PVI-4.2-OUTD-S-US (240 V) | 4200 | 1 |  |  | 0.96 | Solar Inverter |  | Inside
SRP18521 | POWER-ONE | PVI-4.2-OUTD-S-US (240 V) | 4200 | 1 |  |  | 0.96 | Solar Inverter |  | Inside
SRP18523 | ENPHASE ENERGY | M215-60-2LL-S2X | 215 | 38 |  |  | 0.96 | Solar Inverter |  | OUTDOOR
SRP18524 | ENPHASE ENERGY | M215-60-2LL-S2X | 215 | 36 |  |  | 0.96 | Solar Inverter |  | INDOOR
SRP18525 | ENPHASE ENERGY | M215-60-2LL-S2X | 215 | 23 |  |  | 0.96 | Solar Inverter |  | Outside
SRP18526 | ENPHASE ENERGY | M215-60-2LL-S2X | 215 | 78 |  |  | 0.96 | Solar Inverter |  | OUTDOOR
SRP18530 | SMA AMERICA | SB5000US (240V) | 5000 | 1 |  |  | 0.96 | Solar Inverter |  | OUTDOOR
SRP18532 | ENPHASE ENERGY | M215-60-2LL-S2X | 215 | 10 |  |  | 0.96 | Solar Inverter |  | OUTDOOR
SRP18532 | ENPHASE ENERGY | M215-60-2LL-S2X | 215 | 10 |  |  | 0.96 | Solar Inverter |  | OUTDOOR
SRP18533 | ENPHASE ENERGY | M215-60-2LL-S2X | 215 | 30 |  |  | 0.96 | Solar Inverter |  | OUTDOOR
SRP18534 | ENPHASE ENERGY | M215-60-2LL-S2X | 215 | 24 |  |  | 0.96 | Solar Inverter |  | OUTDOOR
SRP18537 | FRONIUS USA |  | 7500 | 1 |  |  | 0.96 | Solar Inverter |  | OUTDOOR
SRP18538 | POWER-ONE | PVI-3.6-OUTD-S-US (240 V) | 3600 | 2 |  |  | 0.96 | Solar Inverter |  | INDOOR
SRP18540 | ENPHASE ENERGY | M215-60-2LL-S2X | 215 | 23 |  |  | 0.96 | Solar Inverter |  | OUTDOOR
SRP18543 | SUNPOWER | SPR 11401F-240 | 11400 | 1 |  |  | 0.96 | Solar Inverter |  | INDOOR
SRP18545 | ENPHASE ENERGY | M215-60-2LL-S2X | 215 | 30 |  |  | 0.96 | Solar Inverter |  | OUTDOOR
SRP18546 | ENPHASE ENERGY | M215-60-2LL-S2X | 215 | 8 |  |  | 0.96 | Solar Inverter |  | INDOOR
SRP18546 | ENPHASE ENERGY | M215-60-2LL-S2X | 215 | 9 |  |  | 0.96 | Solar Inverter |  | INDOOR
SRP18546 | ENPHASE ENERGY | M215-60-2LL-S2X | 215 | 26 |  |  | 0.96 | Solar Inverter |  | INDOOR
SRP18557 | SMA AMERICA | SB3000US (240V) | 3000 | 1 |  |  | 0.96 | Solar Inverter |  | Outside
SRP18561 | SMA AMERICA | SB8000US (240V) | 8000 | 1 |  |  | 0.96 | Solar Inverter |  | OUTDOOR
SRP18562 | ENPHASE ENERGY | M215-60-2LL-S2X | 215 | 79 |  |  | 0.96 | Solar Inverter |  | OUTDOOR
SRP18569 | ENPHASE ENERGY | M215-60-2LL-S2X | 215 | 44 |  |  | 0.96 | Solar Inverter |  | INDOOR
SRP18570 | ENPHASE ENERGY | M215-60-2LL-S2X | 215 | 46 |  |  | 0.96 | Solar Inverter |  | INDOOR
SRP18571 | ENPHASE ENERGY | M215-60-2LL-S2X | 215 | 42 |  |  | 0.96 | Solar Inverter |  | INDOOR
SRP18572 | ENPHASE ENERGY | M215-60-2LL-S2X | 215 | 25 |  |  | 0.96 | Solar Inverter |  | Inside
SRP18573 | ENPHASE ENERGY | M215-60-2LL-S2X | 215 | 42 |  |  | 0.96 | Solar Inverter |  | OUTDOOR
SRP18574 | ENPHASE ENERGY | M215-60-2LL-S2X | 215 | 41 |  |  | 0.96 | Solar Inverter |  | OUTDOOR
SRP18575 | ENPHASE ENERGY | M215-60-2LL-S2X | 215 | 50 |  |  | 0.96 | Solar Inverter |  | OUTDOOR
SRP18583 | ENPHASE ENERGY | M215-60-2LL-S2X | 215 | 21 |  |  | 0.96 | Solar Inverter |  | OUTDOOR
SRP18585 | ENPHASE ENERGY | M215-60-2LL-S2X | 215 | 42 |  |  | 0.96 | Solar Inverter |  | Outside
SRP18586 | POWER-ONE | PVI-3.0-OUTD-S-US (240 V) | 3000 | 1 |  |  | 0.96 | Solar Inverter |  | INDOOR
SRP18586 | POWER-ONE | PVI-3.0-OUTD-S-US (240 V) | 3000 | 1 |  |  | 0.96 | Solar Inverter |  | INDOOR
SRP18587 | ENPHASE ENERGY | M215-60-2LL-S2X | 215 | 12 |  |  | 0.96 | Solar Inverter |  | OUTDOOR
SRP18587 | ENPHASE ENERGY | M215-60-2LL-S2X | 215 | 12 |  |  | 0.96 | Solar Inverter |  | OUTDOOR
SRP18588 | ENPHASE ENERGY | M215-60-2LL-S2X | 215 | 15 |  |  | 0.96 | Solar Inverter |  | OUTDOOR
SRP18589 | ENPHASE ENERGY | M215-60-2LL-S2X | 215 | 20 |  |  | 0.96 | Solar Inverter |  | OUTDOOR
SRP18590 | ENPHASE ENERGY | M215-60-2LL-S2X | 215 | 15 |  |  | 0.96 | Solar Inverter |  | OUTDOOR
SRP18592 | ENPHASE ENERGY | M215-60-2LL-S2X | 215 | 56 |  |  | 0.96 | Solar Inverter |  | OUTDOOR
SRP18593 | ENPHASE ENERGY | M215-60-2LL-S2X | 215 | 39 |  |  | 0.96 | Solar Inverter |  | OUTDOOR
SRP18594 | ENPHASE ENERGY | M215-60-2LL-S2X | 215 | 20 |  |  | 0.96 | Solar Inverter |  | Outside
SRP18596 | ENPHASE ENERGY | M215-60-2LL-S2X | 215 | 29 |  |  | 0.96 | Solar Inverter |  | OUTDOOR
SRP18599 | ENPHASE ENERGY | M215-60-2LL-S2X | 215 | 24 |  |  | 0.96 | Solar Inverter |  | OUTDOOR
SRP18606 | ENPHASE ENERGY | M215-60-2LL-S2X | 215 | 43 |  |  | 0.96 | Solar Inverter |  | Outside
SRP18608 | POWER-ONE | PVI-3.0-OUTD-S-US (240 V) | 3000 | 1 |  |  | 0.96 | Solar Inverter |  | Inside
SRP18608 | POWER-ONE | PVI-3.6-OUTD-S-US (240 V) | 3600 | 1 |  |  | 0.96 | Solar Inverter |  | Inside
SRP18612 | POWER-ONE | PVI-4.2-OUTD-S-US (240 V) | 4200 | 1 |  |  | 0.96 | Solar Inverter |  | OUTDOOR
SRP18613 | POWER-ONE | PVI-3.0-OUTD-S-US (240 V) | 3000 | 1 |  |  | 0.96 | Solar Inverter |  | Inside
SRP18613 | POWER-ONE | PVI-4.2-OUTD-S-US (240 V) | 4200 | 1 |  |  | 0.96 | Solar Inverter |  | Inside
SRP18619 | ENPHASE ENERGY | M215-60-2LL-S2X | 215 | 29 |  |  | 0.96 | Solar Inverter |  | OUTDOOR
SRP18620 | ENPHASE ENERGY | M215-60-2LL-S2X | 215 | 30 |  |  | 0.96 | Solar Inverter |  | OUTDOOR
SRP18621 | ENPHASE ENERGY | M215-60-2LL-S2X | 215 | 46 |  |  | 0.96 | Solar Inverter |  | INDOOR
SRP18622 | ENPHASE ENERGY | M215-60-2LL-S2X | 215 | 78 |  |  | 0.96 | Solar Inverter |  | OUTDOOR
SRP18623 | ENPHASE ENERGY | M215-60-2LL-S2X | 215 | 24 |  |  | 0.96 | Solar Inverter |  | OUTDOOR
SRP18627 | PV POWERED | PVP100KW-208 | 100000 | 1 |  |  | 0.96 | Solar Inverter |  | OUTDOOR
SRP18627 | PV POWERED | PVP100KW-208 | 100000 | 1 |  |  | 0.96 | Solar Inverter |  | OUTDOOR
SRP18627 | PV POWERED | PVP50KW-208 | 50000 | 1 |  |  | 0.96 | Solar Inverter |  | OUTDOOR
SRP18628 | PV POWERED | PVP35KW-208 | 35000 | 1 |  |  | 0.96 | Solar Inverter |  | OUTDOOR
SRP18631 | PV POWERED | PVP100KW-208 | 100000 | 2 |  |  | 0.96 | Solar Inverter |  | OUTDOOR
SRP18637 | SMA AMERICA | SB3000US (240V) | 3000 | 2 |  |  | 0.96 | Solar Inverter |  | INDOOR
SRP18638 | PV POWERED | PVP100KW-208 | 100000 | 1 |  |  | 0.96 | Solar Inverter |  | OUTDOOR
SRP18638 | PV POWERED | PVP100KW-208 | 100000 | 3 |  |  | 0.96 | Solar Inverter |  | OUTDOOR
SRP18640 | SOLECTRIA | PVI13 | 15000 | 6 |  |  | 0.96 | Solar Inverter |  | OUTDOOR
SRP18642 | FRONIUS USA |  | 10000 | 1 |  |  | 0.96 | Solar Inverter |  | INDOOR
SRP18643 | ENPHASE ENERGY | M215-60-2LL-S2X | 215 | 137 |  |  | 0.96 | Solar Inverter |  | Outside
SRP18650 | FRONIUS USA |  | 11400 | 5 |  |  | 0.96 | Solar Inverter |  | INDOOR
SRP18653 | ENPHASE ENERGY | M215-60-2LL-S2X | 215 | 23 |  |  | 0.96 | Solar Inverter |  | OUTDOOR
SRP18656 | ENPHASE ENERGY | M215-60-2LL-S2X | 215 | 17 |  |  | 0.96 | Solar Inverter |  | OUTDOOR
SRP18656 | ENPHASE ENERGY | M215-60-2LL-S2X | 215 | 17 |  |  | 0.96 | Solar Inverter |  | OUTDOOR
SRP18657 | ENPHASE ENERGY | M215-60-2LL-S2X | 215 | 12 |  |  | 0.96 | Solar Inverter |  | OUTDOOR
SRP18657 | ENPHASE ENERGY | M215-60-2LL-S2X | 215 | 13 |  |  | 0.96 | Solar Inverter |  | OUTDOOR
SRP18658 | ENPHASE ENERGY | M215-60-2LL-S2X | 215 | 21 |  |  | 0.96 | Solar Inverter |  | OUTDOOR
SRP18659 | ENPHASE ENERGY | M215-60-2LL-S2X | 215 | 15 |  |  | 0.96 | Solar Inverter |  | OUTDOOR
SRP18661 | ENPHASE ENERGY | M215-60-2LL-S2X | 215 | 22 |  |  | 0.96 | Solar Inverter |  | OUTDOOR
SRP18662 | ENPHASE ENERGY | M215-60-2LL-S2X | 215 | 29 |  |  | 0.96 | Solar Inverter |  | OUTDOOR
SRP18662 | ENPHASE ENERGY | M215-60-SIE-S2X | 215 | 8 |  |  | 0.96 | Solar Inverter |  | OUTDOOR
SRP18663 | ENPHASE ENERGY | M215-60-2LL-S2X | 215 | 8 |  |  | 0.96 | Solar Inverter |  | OUTDOOR
SRP18665 | ENPHASE ENERGY | M215-60-2LL-S2X | 215 | 12 |  |  | 0.96 | Solar Inverter |  | OUTDOOR
SRP18665 | ENPHASE ENERGY | M215-60-2LL-S2X | 215 | 12 |  |  | 0.96 | Solar Inverter |  | OUTDOOR
SRP18668 | ENPHASE ENERGY | M215-60-2LL-S2X | 215 | 27 |  |  | 0.96 | Solar Inverter |  | OUTDOOR
SRP18670 | ENPHASE ENERGY | M215-60-2LL-S2X | 215 | 23 |  |  | 0.96 | Solar Inverter |  | OUTDOOR
SRP18672 | ENPHASE ENERGY | M215-60-2LL-S2X | 215 | 21 |  |  | 0.96 | Solar Inverter |  | OUTDOOR
SRP18675 | SMA AMERICA | SB6000TL-US-12 (240V) | 6000 | 1 |  |  | 0.96 | Solar Inverter |  | OUTDOOR
SRP18684 | POWER-ONE | PVI-5000-OUTD-US (208 V) | 5000 | 1 |  |  | 0.96 | Solar Inverter |  | Inside
SRP18688 | ENPHASE ENERGY | M215-60-2LL-S2X | 215 | 55 |  |  | 0.96 | Solar Inverter |  | OUTDOOR
SRP18689 | SUNPOWER | SPR-7501F-240 | 7500 | 2 |  |  | 0.96 | Solar Inverter |  | INDOOR
SRP18690 | ENPHASE ENERGY | M215-60-2LL-S2X | 215 | 17 |  |  | 0.96 | Solar Inverter |  | OUTDOOR
SRP18691 | POWER-ONE | PVI-3.6-OUTD-S-US (240 V) | 3600 | 1 |  |  | 0.96 | Solar Inverter |  | Inside
SRP18691 | POWER-ONE | PVI-4.2-OUTD-S-US (240 V) | 4200 | 1 |  |  | 0.96 | Solar Inverter |  | Inside
SRP18694 | FRONIUS USA |  | 9995 | 1 |  |  | 0.96 | Solar Inverter |  | INDOOR
SRP18696 | ENPHASE ENERGY | M215-60-2LL-S2X | 215 | 16 |  |  | 0.96 | Solar Inverter |  | OUTDOOR
SRP18697 | ENPHASE ENERGY | M215-60-2LL-S2X | 215 | 17 |  |  | 0.96 | Solar Inverter |  | OUTDOOR
SRP18698 | SOLECTRIA | PV12500 | 500000 | 1 |  |  | 0.96 | Solar Inverter |  | OUTDOOR
SRP18699 | SMA AMERICA | SB5000US-12 (240V) | 5000 | 1 |  |  | 0.96 | Solar Inverter |  | Inside
SRP18700 | ENPHASE ENERGY | M215-60-2LL-S2X | 215 | 10 |  |  | 0.96 | Solar Inverter |  | OUTDOOR
SRP18700 | ENPHASE ENERGY | M215-60-2LL-S2X | 215 | 11 |  |  | 0.96 | Solar Inverter |  | OUTDOOR
SRP18701 | ENPHASE ENERGY | M215-60-2LL-S2X | 215 | 13 |  |  | 0.96 | Solar Inverter |  | OUTDOOR
SRP18701 | ENPHASE ENERGY | M215-60-2LL-S2X | 215 | 17 |  |  | 0.96 | Solar Inverter |  | OUTDOOR
SRP18703 | ENPHASE ENERGY | M215-60-2LL-S2X | 215 | 17 |  |  | 0.96 | Solar Inverter |  | OUTDOOR
SRP18704 | ENPHASE ENERGY | M215-60-2LL-S2X | 215 | 20 |  |  | 0.96 | Solar Inverter |  | OUTDOOR
SRP18705 | ENPHASE ENERGY | M215-60-2LL-S2X | 215 | 28 |  |  | 0.96 | Solar Inverter |  | INDOOR
SRP18706 | ENPHASE ENERGY | M215-60-2LL-S2X | 215 | 24 |  |  | 0.96 | Solar Inverter |  | OUTDOOR
SRP18707 | POWER-ONE | PVI-5000-OUTD-US (208 V) | 5000 | 1 |  |  | 0.96 | Solar Inverter |  | OUTDOOR
SRP18714 | ENPHASE ENERGY | M215-60-2LL-S2X | 215 | 13 |  |  | 0.96 | Solar Inverter |  | OUTDOOR
SRP18715 | ENPHASE ENERGY | M215-60-2LL-S2X | 215 | 26 |  |  | 0.96 | Solar Inverter |  | OUTDOOR
SRP18725 | ENPHASE ENERGY | M215-60-2LL-S2X | 215 | 29 |  |  | 0.96 | Solar Inverter |  | OUTDOOR
SRP18726 | ENPHASE ENERGY | M215-60-2LL-S2X | 215 | 31 |  |  | 0.96 | Solar Inverter |  | OUTDOOR
SRP18727 | ENPHASE ENERGY | M215-60-2LL-S2X | 215 | 29 |  |  | 0.96 | Solar Inverter |  | OUTDOOR
SRP18736 | SMA AMERICA | SB3000US (240V) | 3000 | 2 |  |  | 0.96 | Solar Inverter |  | OUTDOOR
SRP18737 | ENPHASE ENERGY | M215-60-2LL-S2X | 215 | 20 |  |  | 0.96 | Solar Inverter |  | OUTDOOR
SRP18738 | ENPHASE ENERGY | M215-60-2LL-S2X | 215 | 19 |  |  | 0.96 | Solar Inverter |  | OUTDOOR
SRP18743 | ENPHASE ENERGY | M215-60-2LL-S2X | 215 | 87 |  |  | 0.96 | Solar Inverter |  | INDOOR
SRP18744 | ENPHASE ENERGY | M215-60-2LL-S2X | 215 | 40 |  |  | 0.96 | Solar Inverter |  | OUTDOOR
SRP18747 | ENPHASE ENERGY | M215-60-2LL-S2X | 215 | 55 |  |  | 0.96 | Solar Inverter |  | INDOOR
SRP18752 | ENPHASE ENERGY | M215-60-2LL-S2X | 215 | 41 |  |  | 0.96 | Solar Inverter |  | INDOOR
SRP18754 | POWER-ONE | PVI-3.6-OUTD-S-US (208 V) | 3600 | 1 |  |  | 0.96 | Solar Inverter |  | INDOOR
SRP18756 | ENPHASE ENERGY | M215-60-2LL-S2X | 215 | 22 |  |  | 0.96 | Solar Inverter |  | INDOOR
SRP18757 | ENPHASE ENERGY | M215-60-2LL-S2X | 215 | 54 |  |  | 0.96 | Solar Inverter |  | INDOOR
SRP18758 | ENPHASE ENERGY | M215-60-2LL-S2X | 215 | 32 |  |  | 0.96 | Solar Inverter |  | Outside
SRP18759 | ENPHASE ENERGY | M215-60-2LL-S2X | 215 | 18 |  |  | 0.96 | Solar Inverter |  | INDOOR
SRP18761 | ENPHASE ENERGY | M215-60-2LL-S2X | 215 | 66 |  |  | 0.96 | Solar Inverter |  | Outside
SRP18763 | ENPHASE ENERGY | M215-60-2LL-S2X | 215 | 18 |  |  | 0.96 | Solar Inverter |  | OUTDOOR
SRP18765 | ENPHASE ENERGY | M215-60-2LL-S2X | 215 | 26 |  |  | 0.96 | Solar Inverter |  | OUTDOOR
SRP18766 | ENPHASE ENERGY | M215-60-2LL-S2X | 215 | 9 |  |  | 0.96 | Solar Inverter |  | OUTDOOR
SRP18767 | ENPHASE ENERGY | M215-60-2LL-S2X | 215 | 34 |  |  | 0.96 | Solar Inverter |  | OUTDOOR
SRP18768 | ENPHASE ENERGY | M215-60-2LL-S2X | 215 | 24 |  |  | 0.96 | Solar Inverter |  | OUTDOOR
SRP18769 | ENPHASE ENERGY | M215-60-2LL-S2X | 215 | 12 |  |  | 0.96 | Solar Inverter |  | OUTDOOR
SRP18770 | ENPHASE ENERGY | M215-60-2LL-S2X | 215 | 15 |  |  | 0.96 | Solar Inverter |  | OUTDOOR
SRP18770 | ENPHASE ENERGY | M215-60-2LL-S2X | 215 | 16 |  |  | 0.96 | Solar Inverter |  | OUTDOOR
SRP18771 | ENPHASE ENERGY | M215-60-2LL-S2X | 215 | 16 |  |  | 0.96 | Solar Inverter |  | OUTDOOR
SRP18772 | ENPHASE ENERGY | M215-60-2LL-S2X | 215 | 17 |  |  | 0.96 | Solar Inverter |  | OUTDOOR
SRP18774 | ENPHASE ENERGY | M215-60-2LL-S2X | 215 | 24 |  |  | 0.96 | Solar Inverter |  | OUTDOOR
SRP18776 | ENPHASE ENERGY | M215-60-2LL-S2X | 215 | 24 |  |  | 0.96 | Solar Inverter |  | OUTDOOR
SRP18777 | POWER-ONE | PVI-4.2-OUTD-S-US (240 V) | 4200 | 1 |  |  | 0.96 | Solar Inverter |  | OUTDOOR
SRP18778 | ENPHASE ENERGY | M215-60-2LL-S2X | 215 | 32 |  |  | 0.96 | Solar Inverter |  | OUTDOOR
SRP18780 | ENPHASE ENERGY | M215-60-2LL-S2X | 215 | 11 |  |  | 0.96 | Solar Inverter |  | OUTDOOR
SRP18780 | ENPHASE ENERGY | M215-60-2LL-S2X | 215 | 12 |  |  | 0.96 | Solar Inverter |  | OUTDOOR
SRP18782 | SMA AMERICA | SB2500HFUS-30 (240V) | 2500 | 1 |  |  | 0.96 | Solar Inverter |  | OUTDOOR
SRP18784 | ENPHASE ENERGY | M215-60-2LL-S2X | 215 | 25 |  |  | 0.96 | Solar Inverter |  | INDOOR
SRP18787 | ENPHASE ENERGY | M215-60-2LL-S2X | 215 | 13 |  |  | 0.96 | Solar Inverter |  | OUTDOOR
SRP18788 | POWER-ONE | PVI-5000-OUTD-US (240 V) | 5000 | 2 |  |  | 0.96 | Solar Inverter |  | OUTDOOR
SRP18790 | SMA AMERICA | SB4000US (240V) | 4000 | 1 |  |  | 0.96 | Solar Inverter |  | OUTDOOR
SRP18790 | SMA AMERICA | SB4000US (240V) | 4000 | 1 |  |  | 0.96 | Solar Inverter |  | OUTDOOR
SRP18794 | ENPHASE ENERGY | M215-60-2LL-S2X | 215 | 16 |  |  | 0.96 | Solar Inverter |  | OUTDOOR
SRP18796 | ENPHASE ENERGY | M215-60-2LL-S2X | 215 | 30 |  |  | 0.96 | Solar Inverter |  | OUTDOOR
SRP18797 | ENPHASE ENERGY | M215-60-2LL-S2X | 215 | 34 |  |  | 0.96 | Solar Inverter |  | OUTDOOR
SRP18798 | ENPHASE ENERGY | M215-60-2LL-S2X | 215 | 13 |  |  | 0.96 | Solar Inverter |  | OUTDOOR
SRP18799 | ENPHASE ENERGY | M215-60-2LL-S2X | 215 | 12 |  |  | 0.96 | Solar Inverter |  | OUTDOOR
SRP18799 | ENPHASE ENERGY | M215-60-2LL-S2X | 215 | 12 |  |  | 0.96 | Solar Inverter |  | OUTDOOR
SRP18800 | ENPHASE ENERGY | M215-60-2LL-S2X | 215 | 24 |  |  | 0.96 | Solar Inverter |  | OUTDOOR
SRP18801 | ENPHASE ENERGY | M215-60-2LL-S2X | 215 | 28 |  |  | 0.96 | Solar Inverter |  | OUTDOOR
SRP18804 | SUNPOWER | SPR-11401F-240 DELTA | 11400 | 1 |  |  | 0.96 | Solar Inverter |  | INDOOR
SRP18805 | SUNPOWER | SPR-10001F-240 | 10000 | 1 |  |  | 0.96 | Solar Inverter |  | INDOOR
SRP18806 | FRONIUS USA |  | 6000 | 1 |  |  | 0.96 | Solar Inverter |  | INDOOR
SRP18806 | FRONIUS USA |  | 7500 | 1 |  |  | 0.96 | Solar Inverter |  | INDOOR
SRP18809 | POWER-ONE | PVI-3.6-OUTD-S-US (208 V) | 3600 | 1 |  |  | 0.96 | Solar Inverter |  | Inside
SRP18809 | POWER-ONE | PVI-4.2-OUTD-S-US (240 V) | 4200 | 1 |  |  | 0.96 | Solar Inverter |  | Inside
SRP18810 | POWER-ONE | PVI-3.0-OUTD-S-US (208 V) | 3000 | 1 |  |  | 0.96 | Solar Inverter |  | Inside
SRP18812 | POWER-ONE | PVI-4.2-OUTD-S-US (240 V) | 4200 | 1 |  |  | 0.96 | Solar Inverter |  | OUTDOOR
SRP18814 | ENPHASE ENERGY | M215-60-2LL-S2X | 215 | 42 |  |  | 0.96 | Solar Inverter |  | OUTDOOR
SRP18817 | ENPHASE ENERGY | M215-60-2LL-S2X | 215 | 36 |  |  | 0.96 | Solar Inverter |  | OUTDOOR
SRP18818 | ENPHASE ENERGY | M215-60-2LL-S2X | 215 | 16 |  |  | 0.96 | Solar Inverter |  | OUTDOOR
SRP18818 | ENPHASE ENERGY | M215-60-2LL-S2X | 215 | 17 |  |  | 0.96 | Solar Inverter |  | OUTDOOR
SRP18819 | ENPHASE ENERGY | M215-60-2LL-S2X-NA | 215 | 26 |  |  | 0.96 | Solar Inverter |  | OUTDOOR
SRP18820 | ENPHASE ENERGY | M215-60-2LL-S2X | 215 | 32 |  |  | 0.96 | Solar Inverter |  | OUTDOOR
SRP18821 | ENPHASE ENERGY | M215-60-2LL-S2X | 215 | 50 |  |  | 0.96 | Solar Inverter |  | INDOOR
SRP18822 | ENPHASE ENERGY | M215-60-2LL-S2X | 215 | 47 |  |  | 0.96 | Solar Inverter |  | Outside
SRP18823 | ENPHASE ENERGY | M215-60-2LL-S2X | 215 | 41 |  |  | 0.96 | Solar Inverter |  | INDOOR
SRP18824 | ENPHASE ENERGY | M215-60-2LL-S2X | 215 | 48 |  |  | 0.96 | Solar Inverter |  | INDOOR
SRP18825 | ENPHASE ENERGY | M215-60-2LL-S2X | 215 | 33 |  |  | 0.96 | Solar Inverter |  | Outside
SRP18832 | ENPHASE ENERGY | M215-60-2LL-S2X | 215 | 31 |  |  | 0.96 | Solar Inverter |  | INDOOR
SRP18835 | ENPHASE ENERGY | M215-60-2LL-S2X | 215 | 48 |  |  | 0.96 | Solar Inverter |  | OUTDOOR
SRP18836 | ENPHASE ENERGY | M215-60-2LL-S2X | 215 | 18 |  |  | 0.96 | Solar Inverter |  | OUTDOOR
SRP18842 | ENPHASE ENERGY | M215-60-2LL-S2X | 215 | 37 |  |  | 0.96 | Solar Inverter |  | OUTDOOR
SRP18844 | ENPHASE ENERGY | M215-60-2LL-S2X | 215 | 16 |  |  | 0.96 | Solar Inverter |  | OUTDOOR
SRP18848 | FRONIUS USA |  | 10000 | 1 |  |  | 0.96 | Solar Inverter |  | INDOOR
SRP18849 | ENPHASE ENERGY | M215-60-2LL-S2X | 215 | 28 |  |  | 0.96 | Solar Inverter |  | OUTDOOR
SRP18851 | ENPHASE ENERGY | M215-60-2LL-S2X | 215 | 19 |  |  | 0.96 | Solar Inverter |  | OUTDOOR
SRP18852 | ENPHASE ENERGY | M215-60-2LL-S2X | 215 | 18 |  |  | 0.96 | Solar Inverter |  | OUTDOOR
SRP18853 | ENPHASE ENERGY | M215-60-2LL-S2X | 215 | 39 |  |  | 0.96 | Solar Inverter |  | OUTDOOR
SRP18855 | SMA AMERICA |  | 6000 | 1 |  |  | 0.96 | Solar Inverter |  | OUTDOOR
SRP18862 | ENPHASE ENERGY | M215-60-2LL-S2X | 215 | 21 |  |  | 0.96 | Solar Inverter |  | OUTDOOR
SRP18865 | ENPHASE ENERGY | M215-60-2LL-S2X | 215 | 17 |  |  | 0.96 | Solar Inverter |  | OUTDOOR
SRP18868 | ENPHASE ENERGY | M215-60-2LL-S2X | 215 | 12 |  |  | 0.96 | Solar Inverter |  | OUTDOOR
SRP18868 | ENPHASE ENERGY | M215-60-2LL-S2X | 215 | 13 |  |  | 0.96 | Solar Inverter |  | OUTDOOR
SRP18868 | ENPHASE ENERGY | M215-60-2LL-S2X | 215 | 13 |  |  | 0.96 | Solar Inverter |  | OUTDOOR
SRP18871 | ENPHASE ENERGY | M215-60-2LL-S2X | 215 | 12 |  |  | 0.96 | Solar Inverter |  | OUTDOOR
SRP18873 | ENPHASE ENERGY | M215-60-2LL-S2X | 215 | 58 |  |  | 0.96 | Solar Inverter |  | OUTDOOR
SRP18875 | ENPHASE ENERGY | M215-60-2LL-S2X | 215 | 42 |  |  | 0.96 | Solar Inverter |  | OUTDOOR
SRP18876 | ENPHASE ENERGY | M215-60-2LL-S2X | 215 | 15 |  |  | 0.96 | Solar Inverter |  | OUTDOOR
SRP18877 | ENPHASE ENERGY | M215-60-2LL-S2X | 215 | 62 |  |  | 0.96 | Solar Inverter |  | OUTDOOR
SRP18879 | ENPHASE ENERGY | M215-60-2LL-S2X | 215 | 24 |  |  | 0.96 | Solar Inverter |  | OUTDOOR
SRP18885 | ENPHASE ENERGY | M215-60-2LL-S2X | 215 | 10 |  |  | 0.96 | Solar Inverter |  | OUTDOOR
SRP18887 | ENPHASE ENERGY | M215-60-2LL-S2X | 215 | 10 |  |  | 0.96 | Solar Inverter |  | OUTDOOR
SRP18890 | ENPHASE ENERGY | M215-60-2LL-S2X | 215 | 10 |  |  | 0.96 | Solar Inverter |  | OUTDOOR
SRP18890 | ENPHASE ENERGY | M215-60-2LL-S2X | 215 | 12 |  |  | 0.96 | Solar Inverter |  | OUTDOOR
SRP18891 | ENPHASE ENERGY | M215-60-2LL-S2X | 215 | 10 |  |  | 0.96 | Solar Inverter |  | OUTDOOR
SRP18891 | ENPHASE ENERGY | M215-60-2LL-S2X | 215 | 11 |  |  | 0.96 | Solar Inverter |  | OUTDOOR
SRP18891 | ENPHASE ENERGY | M215-60-2LL-S2X | 215 | 12 |  |  | 0.96 | Solar Inverter |  | OUTDOOR
SRP18891 | ENPHASE ENERGY | M215-60-2LL-S2X | 215 | 15 |  |  | 0.96 | Solar Inverter |  | OUTDOOR
SRP18892 | ENPHASE ENERGY | M215-60-2LL-S2X | 215 | 22 |  |  | 0.96 | Solar Inverter |  | OUTDOOR
SRP18893 | ENPHASE ENERGY | M215-60-2LL-S2X | 215 | 21 |  |  | 0.96 | Solar Inverter |  | INDOOR
SRP18894 | ENPHASE ENERGY | M215-60-2LL-S2X | 215 | 34 |  |  | 0.96 | Solar Inverter |  | INDOOR
SRP18895 | ENPHASE ENERGY | M215-60-2LL-S2X | 215 | 25 |  |  | 0.96 | Solar Inverter |  | OUTDOOR
SRP18896 | ENPHASE ENERGY | M215-60-2LL-S2X | 215 | 50 |  |  | 0.96 | Solar Inverter |  | INDOOR
SRP18897 | ENPHASE ENERGY | M215-60-2LL-S2X | 215 | 15 |  |  | 0.96 | Solar Inverter |  | OUTDOOR
SRP18897 | ENPHASE ENERGY | M215-60-2LL-S2X | 215 | 17 |  |  | 0.96 | Solar Inverter |  | OUTDOOR
SRP18898 | ENPHASE ENERGY | M215-60-2LL-S2X | 215 | 40 |  |  | 0.96 | Solar Inverter |  | INDOOR
SRP18899 | ENPHASE ENERGY | M215-60-2LL-S2X | 215 | 31 |  |  | 0.96 | Solar Inverter |  | OUTDOOR
SRP18900 | ENPHASE ENERGY | M215-60-2LL-S2X | 215 | 41 |  |  | 0.96 | Solar Inverter |  | OUTDOOR
SRP18902 | ENPHASE ENERGY | M215-60-2LL-S2X | 215 | 41 |  |  | 0.96 | Solar Inverter |  | Outside
SRP18903 | ENPHASE ENERGY | M215-60-2LL-S2X | 215 | 25 |  |  | 0.96 | Solar Inverter |  | OUTDOOR
SRP18904 | ENPHASE ENERGY | M215-60-2LL-S2X | 215 | 140 |  |  | 0.96 | Solar Inverter |  | OUTDOOR
SRP18905 | ENPHASE ENERGY | M215-60-2LL-S2X | 215 | 40 |  |  | 0.96 | Solar Inverter |  | INDOOR
SRP18907 | ENPHASE ENERGY | M215-60-2LL-S2X | 215 | 19 |  |  | 0.96 | Solar Inverter |  | OUTDOOR
SRP18908 | MOTECH INDUSTRIES | PVMATE 6500U (240V) | 6500 | 1 |  |  | 0.96 | Solar Inverter |  | Inside
SRP18908 | POWER-ONE | UNO-2.0-I-OUTD-US (240 V) | 2000 | 1 |  |  | 0.96 | Solar Inverter |  | Inside
SRP18909 | ENPHASE ENERGY | M215-60-2LL-S2X | 215 | 13 |  |  | 0.96 | Solar Inverter |  | OUTDOOR
SRP18910 | ENPHASE ENERGY | M215-60-2LL-S2X | 215 | 54 |  |  | 0.96 | Solar Inverter |  | Outside
SRP18911 | ENPHASE ENERGY | M215-60-2LL-S2X | 215 | 15 |  |  | 0.96 | Solar Inverter |  | OUTDOOR
SRP18913 | ENPHASE ENERGY | M215-60-2LL-S2X | 215 | 35 |  |  | 0.96 | Solar Inverter |  | OUTDOOR
SRP18914 | ENPHASE ENERGY | M215-60-2LL-S2X | 215 | 11 |  |  | 0.96 | Solar Inverter |  | OUTDOOR
SRP18916 | ENPHASE ENERGY | M215-60-2LL-S2X | 215 | 9 |  |  | 0.96 | Solar Inverter |  | OUTDOOR
SRP18919 | ENPHASE ENERGY | M215-60-2LL-S2X | 215 | 35 |  |  | 0.96 | Solar Inverter |  | OUTDOOR
SRP18920 | SMA AMERICA | SB3000US (240V) | 3000 | 1 |  |  | 0.96 | Solar Inverter |  | INDOOR
SRP18924 | POWER-ONE | PVI-3.0-OUTD-S-US (240 V) | 3000 | 1 |  |  | 0.96 | Solar Inverter |  | INDOOR
SRP18924 | POWER-ONE | PVI-3.6-OUTD-S-US (240 V) | 3600 | 1 |  |  | 0.96 | Solar Inverter |  | INDOOR
SRP18925 | POWER-ONE | PVI-3.0-OUTD-S-US (208 V) | 3000 | 1 |  |  | 0.96 | Solar Inverter |  | OUTDOOR
SRP18926 | SMA AMERICA | SB3000US (240V) | 3000 | 1 |  |  | 0.96 | Solar Inverter |  | Outside
SRP18926 | SMA AMERICA | SB4000US (240V) | 4000 | 1 |  |  | 0.96 | Solar Inverter |  | OUTDOOR
SRP18930 | ENPHASE ENERGY | M215-60-2LL-S2X | 215 | 28 |  |  | 0.96 | Solar Inverter |  | OUTDOOR
SRP18931 | ENPHASE ENERGY | M215-60-2LL-S2X | 215 | 35 |  |  | 0.96 | Solar Inverter |  | OUTDOOR
SRP18932 | ENPHASE ENERGY | M215-60-2LL-S2X | 215 | 17 |  |  | 0.96 | Solar Inverter |  | OUTDOOR
SRP18933 | ENPHASE ENERGY | M215-60-2LL-S2X | 215 | 26 |  |  | 0.96 | Solar Inverter |  | OUTDOOR
SRP18934 | ENPHASE ENERGY | M215-60-2LL-S2X | 215 | 13 |  |  | 0.96 | Solar Inverter |  | OUTDOOR
SRP18935 | ENPHASE ENERGY | M215-60-2LL-S2X | 215 | 18 |  |  | 0.96 | Solar Inverter |  | OUTDOOR
SRP18936 | ENPHASE ENERGY | M215-60-2LL-S2X | 215 | 26 |  |  | 0.96 | Solar Inverter |  | OUTDOOR
SRP18937 | ENPHASE ENERGY | M215-60-2LL-S2X | 215 | 215 |  |  | 0.96 | Solar Inverter |  | OUTDOOR
SRP18938 | ENPHASE ENERGY | M215-60-2LL-S2X | 215 | 7 |  |  | 0.96 | Solar Inverter |  | OUTDOOR
SRP18939 | ENPHASE ENERGY | M215-60-2LL-S2X | 215 | 17 |  |  | 0.96 | Solar Inverter |  | OUTDOOR
SRP18940 | ENPHASE ENERGY | M215-60-2LL-S2X | 215 | 7 |  |  | 0.96 | Solar Inverter |  | OUTDOOR
SRP18940 | ENPHASE ENERGY | M215-60-2LL-S2X | 215 | 11 |  |  | 0.96 | Solar Inverter |  | OUTDOOR
SRP18941 | ENPHASE ENERGY | M215-60-2LL-S2X | 215 | 13 |  |  | 0.96 | Solar Inverter |  | OUTDOOR
SRP18942 | ENPHASE ENERGY | M215-60-2LL-S2X | 215 | 32 |  |  | 0.96 | Solar Inverter |  | OUTDOOR
SRP18943 | ENPHASE ENERGY | M215-60-2LL-S2X | 215 | 18 |  |  | 0.96 | Solar Inverter |  | OUTDOOR
SRP18944 | ENPHASE ENERGY | M215-60-2LL-S2X | 215 | 30 |  |  | 0.96 | Solar Inverter |  | OUTDOOR
SRP18945 | ENPHASE ENERGY | M215-60-2LL-S2X | 215 | 9 |  |  | 0.96 | Solar Inverter |  | OUTDOOR
SRP18947 | ENPHASE ENERGY | M215-60-2LL-S2X | 215 | 15 |  |  | 0.96 | Solar Inverter |  | OUTDOOR
SRP18948 | ENPHASE ENERGY | M215-60-2LL-S2X | 215 | 22 |  |  | 0.96 | Solar Inverter |  | OUTDOOR
SRP18949 | ENPHASE ENERGY | M215-60-2LL-S2X | 215 | 30 |  |  | 0.96 | Solar Inverter |  | OUTDOOR
SRP18950 | ENPHASE ENERGY | M215-60-2LL-S2X | 215 | 17 |  |  | 0.96 | Solar Inverter |  | OUTDOOR
SRP18955 | POWER-ONE | PVI-4.2-OUTD-S-US (240 V) | 4200 | 1 |  |  | 0.96 | Solar Inverter |  | OUTDOOR
SRP18956 | POWER-ONE | PVI-4.2-OUTD-S-US (240 V) | 4200 | 1 |  |  | 0.96 | Solar Inverter |  | OUTDOOR
SRP18958 | POWER-ONE | PVI-3.6-OUTD-S-US (240 V) | 3600 | 1 |  |  | 0.96 | Solar Inverter |  | INDOOR
SRP18963 | ENPHASE ENERGY | M215-60-2LL-S2X | 215 | 43 |  |  | 0.96 | Solar Inverter |  | INDOOR
SRP18968 | ENPHASE ENERGY | M215-60-2LL-S2X | 215 | 28 |  |  | 0.96 | Solar Inverter |  | OUTDOOR
SRP18970 | ENPHASE ENERGY | M215-60-2LL-S2X | 215 | 41 |  |  | 0.96 | Solar Inverter |  | OUTDOOR
SRP18973 | ENPHASE ENERGY | M215-60-2LL-S2X | 215 | 9 |  |  | 0.96 | Solar Inverter |  | OUTDOOR
SRP18974 | ENPHASE ENERGY | M215-60-2LL-S2X | 215 | 48 |  |  | 0.96 | Solar Inverter |  | OUTDOOR
SRP18975 | ENPHASE ENERGY | M215-60-2LL-S2X | 215 | 36 |  |  | 0.96 | Solar Inverter |  | OUTDOOR
SRP18977 | ENPHASE ENERGY | M215-60-2LL-S2X | 215 | 30 |  |  | 0.96 | Solar Inverter |  | OUTDOOR
SRP18982 | ENPHASE ENERGY | M215-60-2LL-S2X-IG | 215 | 39 |  |  | 0.96 | Solar Inverter |  | Outside
SRP18984 | POWER-ONE | PVI-3.0-OUTD-S-US (208 V) | 3000 | 1 |  |  | 0.96 | Solar Inverter |  | OUTDOOR
SRP18984 | POWER-ONE | PVI-3.6-OUTD-S-US (208 V) | 3600 | 1 |  |  | 0.96 | Solar Inverter |  | OUTDOOR
SRP18988 | ENPHASE ENERGY | M215-60-2LL-S2X | 215 | 22 |  |  | 0.96 | Solar Inverter |  | OUTDOOR
SRP18989 | ENPHASE ENERGY | M215-60-2LL-S2X | 215 | 10 |  |  | 0.96 | Solar Inverter |  | OUTDOOR
SRP18992 | ENPHASE ENERGY | M215-60-2LL-S2X | 215 | 35 |  |  | 0.96 | Solar Inverter |  | OUTDOOR
SRP18994 | ENPHASE ENERGY | M215-60-2LL-S2X | 215 | 32 |  |  | 0.96 | Solar Inverter |  | OUTDOOR
SRP18996 | ENPHASE ENERGY | M215-60-2LL-S2X | 215 | 17 |  |  | 0.96 | Solar Inverter |  | OUTDOOR
SRP18997 | ENPHASE ENERGY | M215-60-2LL-S2X | 215 | 27 |  |  | 0.96 | Solar Inverter |  | OUTDOOR
SRP18999 | ENPHASE ENERGY | M215-60-2LL-S2X | 215 | 22 |  |  | 0.96 | Solar Inverter |  | OUTDOOR
SRP19000 | ENPHASE ENERGY | M215-60-2LL-S2X | 215 | 21 |  |  | 0.96 | Solar Inverter |  | OUTDOOR
SRP19002 | ENPHASE ENERGY | M215-60-2LL-S2X | 215 | 14 |  |  | 0.96 | Solar Inverter |  | OUTDOOR
SRP19003 | ENPHASE ENERGY | M215-60-2LL-S2X | 215 | 25 |  |  | 0.96 | Solar Inverter |  | OUTDOOR
SRP19004 | ENPHASE ENERGY | M215-60-2LL-S2X | 215 | 30 |  |  | 0.96 | Solar Inverter |  | OUTDOOR
SRP19005 | ENPHASE ENERGY | M215-60-2LL-S2X | 215 | 9 |  |  | 0.96 | Solar Inverter |  | OUTDOOR
SRP19005 | ENPHASE ENERGY | M215-60-2LL-S2X | 215 | 12 |  |  | 0.96 | Solar Inverter |  | OUTDOOR
SRP19008 | ENPHASE ENERGY | M215-60-2LL-S2X | 215 | 18 |  |  | 0.96 | Solar Inverter |  | OUTDOOR
SRP19010 | ENPHASE ENERGY | M215-60-2LL-S2X | 215 | 14 |  |  | 0.96 | Solar Inverter |  | OUTDOOR
SRP19010 | ENPHASE ENERGY | M215-60-2LL-S2X | 215 | 14 |  |  | 0.96 | Solar Inverter |  | OUTDOOR
SRP19011 | ENPHASE ENERGY | M215-60-2LL-S2X | 215 | 28 |  |  | 0.96 | Solar Inverter |  | OUTDOOR
SRP19014 | POWER-ONE | PVI-3.0-OUTD-S-US (240 V) | 3000 | 1 |  |  | 0.96 | Solar Inverter |  | INDOOR
SRP19014 | POWER-ONE | PVI-3000-I-OUTD-US | 3000 | 1 |  |  | 0.96 | Solar Inverter |  | INDOOR
SRP19015 | ENPHASE ENERGY | M215-60-2LL-S2X | 215 | 22 |  |  | 0.96 | Solar Inverter |  | INDOOR
SRP19017 | ENPHASE ENERGY | M215-60-2LL-S2X | 215 | 32 |  |  | 0.96 | Solar Inverter |  | OUTDOOR
SRP19021 | ENPHASE ENERGY | M215-60-2LL-S2X | 215 | 12 |  |  | 0.96 | Solar Inverter |  | OUTDOOR
SRP19023 | ENPHASE ENERGY | M215-60-2LL-S2X | 215 | 14 |  |  | 0.96 | Solar Inverter |  | OUTDOOR
SRP19024 | ENPHASE ENERGY | M215-60-2LL-S2X | 215 | 21 |  |  | 0.96 | Solar Inverter |  | OUTDOOR
SRP19025 | ENPHASE ENERGY | M215-60-2LL-S2X | 215 | 18 |  |  | 0.96 | Solar Inverter |  | OUTDOOR
SRP19028 | ENPHASE ENERGY | M215-60-2LL-S2X | 215 | 15 |  |  | 0.96 | Solar Inverter |  | OUTDOOR
SRP19029 | ENPHASE ENERGY | M215-60-2LL-S2X | 215 | 8 |  |  | 0.96 | Solar Inverter |  | OUTDOOR
SRP19034 | ENPHASE ENERGY | M215-60-2LL-S2X | 215 | 20 |  |  | 0.96 | Solar Inverter |  | OUTDOOR
SRP19039 | ENPHASE ENERGY | M215-60-2LL-S2X | 215 | 28 |  |  | 0.96 | Solar Inverter |  | OUTDOOR
SRP19042 | ENPHASE ENERGY | M215-60-2LL-S2X | 215 | 15 |  |  | 0.96 | Solar Inverter |  | OUTDOOR
SRP19045 | ENPHASE ENERGY | M215-60-2LL-S2X | 215 | 14 |  |  | 0.96 | Solar Inverter |  | OUTDOOR
SRP19046 | ENPHASE ENERGY | M215-60-2LL-S2X | 215 | 16 |  |  | 0.96 | Solar Inverter |  | OUTDOOR
SRP19047 | ENPHASE ENERGY | M215-60-2LL-S2X | 215 | 24 |  |  | 0.96 | Solar Inverter |  | OUTDOOR
SRP19049 | ENPHASE ENERGY | M215-60-2LL-S2X | 215 | 7 |  |  | 0.96 | Solar Inverter |  | OUTDOOR
SRP19050 | ENPHASE ENERGY | M215-60-2LL-S2X | 215 | 21 |  |  | 0.96 | Solar Inverter |  | OUTDOOR
SRP19051 | ENPHASE ENERGY | M215-60-2LL-S2X | 215 | 24 |  |  | 0.96 | Solar Inverter |  | OUTDOOR
SRP19052 | ENPHASE ENERGY | M215-60-2LL-S2X-ZC | 215 | 11 |  |  | 0.96 | Solar Inverter |  | OUTDOOR
SRP19052 | ENPHASE ENERGY | M215-60-2LL-S2X-ZC | 215 | 13 |  |  | 0.96 | Solar Inverter |  | OUTDOOR
SRP19054 | ENPHASE ENERGY | M215-60-2LL-S2X | 215 | 17 |  |  | 0.96 | Solar Inverter |  | OUTDOOR
SRP19056 | ENPHASE ENERGY | M215-60-2LL-S2X-IG-NA | 215 | 25 |  |  | 0.96 | Solar Inverter |  | OUTDOOR
SRP19057 | ENPHASE ENERGY | M215-60-2LL-S2X | 215 | 19 |  |  | 0.96 | Solar Inverter |  | OUTDOOR
SRP19064 | ENPHASE ENERGY | M215-60-2LL-S2X | 215 | 38 |  |  | 0.96 | Solar Inverter |  | OUTDOOR
SRP19067 | ENPHASE ENERGY | M215-60-2LL-S2X | 215 | 10 |  |  | 0.96 | Solar Inverter |  | OUTDOOR
SRP19068 | ENPHASE ENERGY | M215-60-2LL-S2X | 215 | 18 |  |  | 0.96 | Solar Inverter |  | OUTDOOR
SRP19071 | ENPHASE ENERGY | M215-60-2LL-S2X | 215 | 23 |  |  | 0.96 | Solar Inverter |  | OUTDOOR
SRP19072 | ENPHASE ENERGY | M215-60-2LL-S2X | 215 | 90 |  |  | 0.96 | Solar Inverter |  | OUTDOOR
SRP19073 | SUNPOWER | SPR-8000F-240 | 8000 | 1 |  |  | 0.96 | Solar Inverter |  | OUTDOOR
SRP19074 | ENPHASE ENERGY | M215-60-2LL-S2X | 215 | 21 |  |  | 0.96 | Solar Inverter |  | OUTDOOR
SRP19076 | ENPHASE ENERGY | M215-60-2LL-S2X | 215 | 12 |  |  | 0.96 | Solar Inverter |  | OUTDOOR
SRP19077 | ENPHASE ENERGY | M215-60-2LL-S2X | 215 | 8 |  |  | 0.96 | Solar Inverter |  | OUTDOOR
SRP19079 | ENPHASE ENERGY | M215-60-2LL-S2X | 215 | 16 |  |  | 0.96 | Solar Inverter |  | OUTDOOR
SRP19080 | ENPHASE ENERGY | M215-60-2LL-S2X | 215 | 20 |  |  | 0.96 | Solar Inverter |  | OUTDOOR
SRP19081 | ENPHASE ENERGY | M215-60-2LL-S2X | 215 | 23 |  |  | 0.96 | Solar Inverter |  | OUTDOOR
SRP19083 | ENPHASE ENERGY | M215-60-2LL-S2X | 215 | 11 |  |  | 0.96 | Solar Inverter |  | OUTDOOR
SRP19084 | ENPHASE ENERGY | M215-60-2LL-S2X | 215 | 20 |  |  | 0.96 | Solar Inverter |  | INDOOR
SRP19085 | ENPHASE ENERGY | M215-60-2LL-S2X | 215 | 15 |  |  | 0.96 | Solar Inverter |  | OUTDOOR
SRP19085 | ENPHASE ENERGY | M215-60-2LL-S2X | 215 | 16 |  |  | 0.96 | Solar Inverter |  | OUTDOOR
SRP19086 | ENPHASE ENERGY | M215-60-2LL-S2X | 215 | 20 |  |  | 0.96 | Solar Inverter |  | OUTDOOR
SRP19087 | ENPHASE ENERGY | M215-60-2LL-S2X | 215 | 12 |  |  | 0.96 | Solar Inverter |  | OUTDOOR
SRP19090 | ENPHASE ENERGY | M215-60-2LL-S2X | 215 | 16 |  |  | 0.96 | Solar Inverter |  | Outside
SRP19094 | ENPHASE ENERGY | M215-60-2LL-S2X | 215 | 14 |  |  | 0.96 | Solar Inverter |  | OUTDOOR
SRP19095 | ENPHASE ENERGY | M215-60-2LL-S2X | 215 | 17 |  |  | 0.96 | Solar Inverter |  | OUTDOOR
SRP19096 | ENPHASE ENERGY | M215-60-2LL-S2X | 215 | 13 |  |  | 0.96 | Solar Inverter |  | OUTDOOR
SRP19097 | POWER-ONE | PVI-4.2-OUTD-S-US (208 V) | 4200 | 2 |  |  | 0.96 | Solar Inverter |  | Inside
SRP19098 | ENPHASE ENERGY | M215-60-2LL-S2X | 215 | 31 |  |  | 0.96 | Solar Inverter |  | OUTDOOR
SRP19099 | ENPHASE ENERGY | M215-60-2LL-S2X | 215 | 8 |  |  | 0.96 | Solar Inverter |  | OUTDOOR
SRP19101 | POWER-ONE | PVI-3.6-OUTD-S-US (208 V) | 3600 | 1 |  |  | 0.96 | Solar Inverter |  | OUTDOOR
SRP19102 | ENPHASE ENERGY | M215-60-2LL-S2X | 215 | 19 |  |  | 0.96 | Solar Inverter |  | OUTDOOR
SRP19103 | ENPHASE ENERGY | M215-60-2LL-S2X | 215 | 23 |  |  | 0.96 | Solar Inverter |  | OUTDOOR
SRP19106 | FRONIUS USA |  | 6000 | 1 |  |  | 0.96 | Solar Inverter |  | INDOOR
SRP19108 | ENPHASE ENERGY | M215-60-2LL-S2X | 215 | 36 |  |  | 0.96 | Solar Inverter |  | INDOOR
SRP19110 | ENPHASE ENERGY | M215-60-2LL-S2X | 215 | 16 |  |  | 0.96 | Solar Inverter |  | OUTDOOR
SRP19113 | ENPHASE ENERGY | M215-60-2LL-S2X | 215 | 26 |  |  | 0.96 | Solar Inverter |  | OUTDOOR
SRP19114 | POWER-ONE | PVI-3.6-OUTD-S-US (208 V) | 3600 | 1 |  |  | 0.96 | Solar Inverter |  | Inside
SRP19121 | POWER-ONE | PVI-3.6-OUTD-S-US (240 V) | 3600 | 1 |  |  | 0.96 | Solar Inverter |  | OUTDOOR
SRP19122 | POWER-ONE | PVI-3.0-OUTD-S-US (240 V) | 3000 | 1 |  |  | 0.96 | Solar Inverter |  | OUTDOOR
SRP19125 | ENPHASE ENERGY | M215-60-2LL-S2X | 215 | 16 |  |  | 0.96 | Solar Inverter |  | OUTDOOR
SRP19126 | ENPHASE ENERGY | M215-60-2LL-S2X | 215 | 20 |  |  | 0.96 | Solar Inverter |  | OUTDOOR
SRP19127 | POWER-ONE | PVI-3.0-OUTD-S-US (240 V) | 3000 | 1 |  |  | 0.96 | Solar Inverter |  | OUTDOOR
SRP19136 | ENPHASE ENERGY | M215-60-2LL-S2X | 215 | 27 |  |  | 0.96 | Solar Inverter |  | OUTDOOR
SRP19138 | POWER-ONE | MICRO-0.25-I-OUTD-US-240 | 250 | 16 |  |  | 0.96 | Solar Inverter |  | OUTDOOR
SRP19140 | SMA AMERICA | SB3000US (240V) | 3000 | 1 |  |  | 0.96 | Solar Inverter |  | INDOOR
SRP19141 | ENPHASE ENERGY | M215-60-2LL-S2X | 215 | 19 |  |  | 0.96 | Solar Inverter |  | OUTDOOR
SRP19143 | POWER-ONE | PVI-3.0-OUTD-S-US (240 V) | 3000 | 1 |  |  | 0.96 | Solar Inverter |  | INDOOR
SRP19145 | POWER-ONE | PVI-4.2-OUTD-S-US (240 V) | 4200 | 1 |  |  | 0.96 | Solar Inverter |  | INDOOR
SRP19146 | SMA AMERICA | SB7000US (240V) | 7000 | 1 |  |  | 0.96 | Solar Inverter |  | OUTDOOR
SRP19147 | ENPHASE ENERGY | M215-60-2LL-S2X | 215 | 10 |  |  | 0.96 | Solar Inverter |  | OUTDOOR
SRP19147 | ENPHASE ENERGY | M215-60-2LL-S2X | 215 | 11 |  |  | 0.96 | Solar Inverter |  | OUTDOOR
SRP19148 | ENPHASE ENERGY | M215-60-2LL-S2X | 215 | 11 |  |  | 0.96 | Solar Inverter |  | OUTDOOR
SRP19148 | ENPHASE ENERGY | M215-60-2LL-S2X | 215 | 16 |  |  | 0.96 | Solar Inverter |  | OUTDOOR
SRP19151 | ENPHASE ENERGY | M215-60-2LL-S2X | 215 | 10 |  |  | 0.96 | Solar Inverter |  | OUTDOOR
SRP19156 | ENPHASE ENERGY | M215-60-2LL-S2X | 215 | 9 |  |  | 0.96 | Solar Inverter |  | INDOOR
SRP19156 | ENPHASE ENERGY | M215-60-2LL-S2X | 215 | 22 |  |  | 0.96 | Solar Inverter |  | INDOOR
SRP19157 | ENPHASE ENERGY | M215-60-2LL-S2X | 215 | 29 |  |  | 0.96 | Solar Inverter |  | OUTDOOR
SRP19158 | POWER-ONE | PVI-3000-I-OUTD-US | 3000 | 1 |  |  | 0.96 | Solar Inverter |  | INDOOR
SRP19158 | POWER-ONE | PVI-4.2-OUTD-S-US (240 V) | 4200 | 1 |  |  | 0.96 | Solar Inverter |  | INDOOR
SRP19161 | POWER-ONE | PVI-4.2-OUTD-S-US (240 V) | 4200 | 1 |  |  | 0.96 | Solar Inverter |  | OUTDOOR
SRP19162 | POWER-ONE | PVI-4.2-OUTD-S-US (208 V) | 4200 | 1 |  |  | 0.96 | Solar Inverter |  | OUTDOOR
SRP19164 | ENPHASE ENERGY | M215-60-2LL-S2X | 215 | 34 |  |  | 0.96 | Solar Inverter |  | OUTDOOR
SRP19166 | ENPHASE ENERGY | M215-60-2LL-S2X | 215 | 14 |  |  | 0.96 | Solar Inverter |  | OUTDOOR
SRP19168 | ENPHASE ENERGY | M215-60-2LL-S2X | 215 | 16 |  |  | 0.96 | Solar Inverter |  | OUTDOOR
SRP19169 | ENPHASE ENERGY | M215-60-2LL-S2X | 215 | 15 |  |  | 0.96 | Solar Inverter |  | OUTDOOR
SRP19172 | ENPHASE ENERGY | M215-60-2LL-S2X | 215 | 22 |  |  | 0.96 | Solar Inverter |  | OUTDOOR
SRP19173 | ENPHASE ENERGY | M215-60-2LL-S2X | 215 | 25 |  |  | 0.96 | Solar Inverter |  | OUTDOOR
SRP19174 | ENPHASE ENERGY | M215-60-2LL-S2X | 215 | 17 |  |  | 0.96 | Solar Inverter |  | OUTDOOR
SRP19175 | ENPHASE ENERGY | M215-60-2LL-S2X | 215 | 15 |  |  | 0.96 | Solar Inverter |  | OUTDOOR
SRP19177 | ENPHASE ENERGY | M215-60-2LL-S2X | 215 | 12 |  |  | 0.96 | Solar Inverter |  | OUTDOOR
SRP19179 | ENPHASE ENERGY | M215-60-2LL-S2X | 215 | 17 |  |  | 0.96 | Solar Inverter |  | OUTDOOR
SRP19180 | ENPHASE ENERGY | M215-60-2LL-S2X | 215 | 22 |  |  | 0.96 | Solar Inverter |  | OUTDOOR
SRP19181 | ENPHASE ENERGY | M215-60-2LL-S2X | 215 | 18 |  |  | 0.96 | Solar Inverter |  | OUTDOOR
SRP19182 | ENPHASE ENERGY | M215-60-2LL-S2X | 215 | 7 |  |  | 0.96 | Solar Inverter |  | OUTDOOR
SRP19183 | ENPHASE ENERGY | M215-60-2LL-S2X | 215 | 22 |  |  | 0.96 | Solar Inverter |  | OUTDOOR
SRP19184 | ENPHASE ENERGY | M200-32-208-S01 | 215 | 8 |  |  | 0.96 | Solar Inverter |  | OUTDOOR
SRP19185 | ENPHASE ENERGY | M215-60-2LL-S2X | 215 | 27 |  |  | 0.96 | Solar Inverter |  | OUTDOOR
SRP19188 | ENPHASE ENERGY | M215-60-2LL-S2X | 215 | 17 |  |  | 0.96 | Solar Inverter |  | OUTDOOR
SRP19189 | ENPHASE ENERGY | M215-60-2LL-S2X | 215 | 17 |  |  | 0.96 | Solar Inverter |  | OUTDOOR
SRP19190 | SOLAREDGE TECHNOLOGIES | SE3000 (240V) W/ -ER-US OR A-US | 3000 | 1 |  |  | 0.96 | Solar Inverter |  | INDOOR
SRP19192 | POWER-ONE | PVI-3.0-OUTD-S-US (240 V) | 3000 | 1 |  |  | 0.96 | Solar Inverter |  | Inside
SRP19194 | POWER-ONE | PVI-3.0-OUTD-S-US (208 V) | 3000 | 1 |  |  | 0.96 | Solar Inverter |  | OUTDOOR
SRP19197 | ENPHASE ENERGY | M215-60-2LL-S2X | 215 | 22 |  |  | 0.96 | Solar Inverter |  | OUTDOOR
SRP19198 | ENPHASE ENERGY | M215-60-2LL-S2X | 215 | 40 |  |  | 0.96 | Solar Inverter |  | OUTDOOR
SRP19199 | ENPHASE ENERGY | M215-60-2LL-S2X | 215 | 17 |  |  | 0.96 | Solar Inverter |  | OUTDOOR
SRP19205 | ENPHASE ENERGY | M215-60-2LL-S2X | 215 | 14 |  |  | 0.96 | Solar Inverter |  | OUTDOOR
SRP19206 | ENPHASE ENERGY | M215-60-2LL-S2X | 215 | 47 |  |  | 0.96 | Solar Inverter |  | Inside
SRP19209 | ENPHASE ENERGY | M215-60-2LL-S2X | 215 | 44 |  |  | 0.96 | Solar Inverter |  | OUTDOOR
SRP19211 | POWER-ONE | PVI-3.0-OUTD-S-US (240 V) | 3000 | 1 |  |  | 0.96 | Solar Inverter |  | Outside
SRP19211 | POWER-ONE | PVI-6000-OUTD-US (208 V) | 6000 | 1 |  |  | 0.96 | Solar Inverter |  | OUTDOOR
SRP19214 | ENPHASE ENERGY | M215-60-2LL-S2X | 215 | 27 |  |  | 0.96 | Solar Inverter |  | OUTDOOR
SRP19219 | ENPHASE ENERGY | M215-60-2LL-S2X | 215 | 14 |  |  | 0.96 | Solar Inverter |  | OUTDOOR
SRP19221 | SMA AMERICA | SB3000US-12 (240V) | 3000 | 2 |  |  | 0.96 | Solar Inverter |  | OUTDOOR
SRP19226 | POWER-ONE | PVI-4.2-OUTD-S-US (240 V) | 4200 | 1 |  |  | 0.96 | Solar Inverter |  | OUTDOOR
SRP19228 | ENPHASE ENERGY | M215-60-2LL-S2X | 215 | 85 |  |  | 0.96 | Solar Inverter |  | OUTDOOR
SRP19229 | ENPHASE ENERGY | M215-60-2LL-S2X | 215 | 45 |  |  | 0.96 | Solar Inverter |  | OUTDOOR
SRP19230 | ENPHASE ENERGY | M215-60-2LL-S2X | 215 | 76 |  |  | 0.96 | Solar Inverter |  | INDOOR
SRP19234 | ENPHASE ENERGY | M215-60-2LL-S2X | 215 | 16 |  |  | 0.96 | Solar Inverter |  | INDOOR
SRP19236 | ENPHASE ENERGY | M215-60-2LL-S2X | 215 | 64 |  |  | 0.96 | Solar Inverter |  | INDOOR
SRP19239 | ENPHASE ENERGY | M215-60-2LL-S2X | 215 | 47 |  |  | 0.96 | Solar Inverter |  | OUTDOOR
SRP19240 | POWER-ONE | PVI-4.2-OUTD-S-US (240 V) | 4200 | 1 |  |  | 0.96 | Solar Inverter |  | Inside
SRP19245 | ENPHASE ENERGY | M215-60-2LL-S2X | 215 | 35 |  |  | 0.96 | Solar Inverter |  | OUTDOOR
SRP19247 | ENPHASE ENERGY | M215-60-2LL-S2X | 215 | 37 |  |  | 0.96 | Solar Inverter |  | OUTDOOR
SRP19248 | SMA AMERICA | SB4000US (240V) | 4000 | 1 |  |  | 0.96 | Solar Inverter |  | OUTDOOR
SRP19249 | ADVANCED ENERGY INDUSTRIES | AE 100TX-480 | 100000 | 3 |  |  | 0.96 | Solar Inverter |  | OUTDOOR
SRP19251 | POWER-ONE | PVI-5000-OUTD-US (240 V) | 5000 | 1 |  |  | 0.96 | Solar Inverter |  | INDOOR
SRP19251 | POWER-ONE | PVI-6000-OUTD-US (240 V) | 6000 | 1 |  |  | 0.96 | Solar Inverter |  | INDOOR
SRP19260 | POWER-ONE | PVI-3.0-OUTD-S-US (240 V) | 3000 | 1 |  |  | 0.96 | Solar Inverter |  | INDOOR
SRP19260 | POWER-ONE | PVI-4.2-OUTD-S-US (240 V) | 4200 | 1 |  |  | 0.96 | Solar Inverter |  | INDOOR
SRP19261 | ENPHASE ENERGY | M215-60-2LL-S2X | 215 | 9 |  |  | 0.96 | Solar Inverter |  | OUTDOOR
SRP19261 | ENPHASE ENERGY | M215-60-2LL-S2X | 215 | 20 |  |  | 0.96 | Solar Inverter |  | OUTDOOR
SRP19264 | ENPHASE ENERGY | M215-60-2LL-S2X | 215 | 14 |  |  | 0.96 | Solar Inverter |  | OUTDOOR
SRP19270 | ENPHASE ENERGY | M215-60-2LL-S2X | 215 | 42 |  |  | 0.96 | Solar Inverter |  | INDOOR
SRP19271 | ENPHASE ENERGY | M215-60-2LL-S2X | 215 | 17 |  |  | 0.96 | Solar Inverter |  | OUTDOOR
SRP19272 | ENPHASE ENERGY | M215-60-2LL-S2X | 215 | 16 |  |  | 0.96 | Solar Inverter |  | OUTDOOR
SRP19272 | ENPHASE ENERGY | M215-60-2LL-S2X | 215 | 16 |  |  | 0.96 | Solar Inverter |  | OUTDOOR
SRP19279 | ENPHASE ENERGY | M215-60-2LL-S2X | 215 | 15 |  |  | 0.96 | Solar Inverter |  | OUTDOOR
SRP19279 | ENPHASE ENERGY | M215-60-2LL-S2X | 215 | 45 |  |  | 0.96 | Solar Inverter |  | OUTDOOR
SRP19282 | ENPHASE ENERGY | M215-60-2LL-S2X | 215 | 27 |  |  | 0.96 | Solar Inverter |  | OUTDOOR
SRP19284 | ENPHASE ENERGY | M215-60-2LL-S2X | 215 | 10 |  |  | 0.96 | Solar Inverter |  | OUTDOOR
SRP19285 | ENPHASE ENERGY | M215-60-2LL-S2X | 215 | 21 |  |  | 0.96 | Solar Inverter |  | OUTDOOR
SRP19286 | ENPHASE ENERGY | M215-60-2LL-S2X | 215 | 9 |  |  | 0.96 | Solar Inverter |  | OUTDOOR
SRP19286 | ENPHASE ENERGY | M215-60-2LL-S2X | 215 | 11 |  |  | 0.96 | Solar Inverter |  | OUTDOOR
SRP19286 | ENPHASE ENERGY | M215-60-2LL-S2X | 215 | 17 |  |  | 0.96 | Solar Inverter |  | OUTDOOR
SRP19286 | ENPHASE ENERGY | M215-60-2LL-S2X | 215 | 17 |  |  | 0.96 | Solar Inverter |  | OUTDOOR
SRP19288 | ENPHASE ENERGY | M215-60-2LL-S2X | 215 | 23 |  |  | 0.96 | Solar Inverter |  | OUTDOOR
SRP19289 | ENPHASE ENERGY | M215-60-2LL-S2X | 215 | 16 |  |  | 0.96 | Solar Inverter |  | OUTDOOR
SRP19291 | ENPHASE ENERGY | M215-60-2LL-S2X | 215 | 20 |  |  | 0.96 | Solar Inverter |  | OUTDOOR
SRP19296 | ENPHASE ENERGY | M215-60-2LL-S2X | 215 | 22 |  |  | 0.96 | Solar Inverter |  | OUTDOOR
SRP19299 | ENPHASE ENERGY | M215-60-2LL-S2X | 215 | 18 |  |  | 0.96 | Solar Inverter |  | OUTDOOR
SRP19303 | ENPHASE ENERGY | M215-60-2LL-S2X | 215 | 19 |  |  | 0.96 | Solar Inverter |  | OUTDOOR
SRP19304 | ENPHASE ENERGY | M215-60-2LL-S2X | 215 | 32 |  |  | 0.96 | Solar Inverter |  | OUTDOOR
SRP19307 | SOLAREDGE TECHNOLOGIES | SE6000 (240V) W/ -ER-US OR A-US | 6000 | 1 |  |  | 0.96 | Solar Inverter |  | INDOOR
SRP19310 | ENPHASE ENERGY | M215-60-2LL-S2X | 215 | 145 |  |  | 0.96 | Solar Inverter |  | OUTDOOR
SRP19311 | ENPHASE ENERGY | M215-60-2LL-S2X | 215 | 82 |  |  | 0.96 | Solar Inverter |  | OUTDOOR
SRP19312 | ENPHASE ENERGY | M215-60-2LL-S2X | 215 | 86 |  |  | 0.96 | Solar Inverter |  | OUTDOOR
SRP19316 | ENPHASE ENERGY | M215-60-2LL-S2X | 215 | 44 |  |  | 0.96 | Solar Inverter |  | INDOOR
SRP19320 | ENPHASE ENERGY | M215-60-2LL-S2X | 215 | 79 |  |  | 0.96 | Solar Inverter |  | Outside
SRP19323 | SMA AMERICA | SB5000US (240V) | 5000 | 1 |  |  | 0.96 | Solar Inverter |  | INDOOR
SRP19324 | POWER-ONE | PVI-3.0-OUTD-S-US (208 V) | 3000 | 1 |  |  | 0.96 | Solar Inverter |  | Outside
SRP19327 | ENPHASE ENERGY | M215-60-2LL-S2X | 215 | 45 |  |  | 0.96 | Solar Inverter |  | INDOOR
SRP19329 | POWER-ONE | PVI-3.0-OUTD-S-US (240 V) | 3000 | 2 |  |  | 0.96 | Solar Inverter |  | OUTDOOR
SRP19332 | ENPHASE ENERGY | M215-60-2LL-S2X | 215 | 17 |  |  | 0.96 | Solar Inverter |  | OUTDOOR
SRP19333 | ENPHASE ENERGY | M215-60-2LL-S2X | 215 | 26 |  |  | 0.96 | Solar Inverter |  | OUTDOOR
SRP19334 | ENPHASE ENERGY | M215-60-2LL-S2X | 215 | 20 |  |  | 0.96 | Solar Inverter |  | OUTDOOR
SRP19335 | ENPHASE ENERGY | M215-60-2LL-S2X | 215 | 49 |  |  | 0.96 | Solar Inverter |  | Inside
SRP19336 | ENPHASE ENERGY | M215-60-2LL-S2X | 215 | 16 |  |  | 0.96 | Solar Inverter |  | OUTDOOR
SRP19336 | ENPHASE ENERGY | M215-60-2LL-S2X | 215 | 16 |  |  | 0.96 | Solar Inverter |  | OUTDOOR
SRP19338 | ENPHASE ENERGY | M215-60-2LL-S2X | 215 | 45 |  |  | 0.96 | Solar Inverter |  | OUTDOOR
SRP19339 | ENPHASE ENERGY | M215-60-2LL-S2X | 215 | 13 |  |  | 0.96 | Solar Inverter |  | OUTDOOR
SRP19339 | ENPHASE ENERGY | M215-60-2LL-S2X | 215 | 14 |  |  | 0.96 | Solar Inverter |  | OUTDOOR
SRP19340 | ENPHASE ENERGY | M215-60-2LL-S2X | 215 | 12 |  |  | 0.96 | Solar Inverter |  | OUTDOOR
SRP19341 | ENPHASE ENERGY | M215-60-2LL-S2X | 215 | 17 |  |  | 0.96 | Solar Inverter |  | OUTDOOR
SRP19342 | ENPHASE ENERGY | M215-60-2LL-S2X | 215 | 12 |  |  | 0.96 | Solar Inverter |  | OUTDOOR
SRP19342 | ENPHASE ENERGY | M215-60-2LL-S2X | 215 | 30 |  |  | 0.96 | Solar Inverter |  | OUTDOOR
SRP19344 | ENPHASE ENERGY | M215-60-2LL-S2X | 215 | 20 |  |  | 0.96 | Solar Inverter |  | OUTDOOR
SRP19345 | ENPHASE ENERGY | M215-60-2LL-S2X | 215 | 40 |  |  | 0.96 | Solar Inverter |  | OUTDOOR
SRP19346 | ENPHASE ENERGY | M215-60-2LL-S2X | 215 | 15 |  |  | 0.96 | Solar Inverter |  | OUTDOOR
SRP19346 | ENPHASE ENERGY | M215-60-2LL-S2X | 215 | 42 |  |  | 0.96 | Solar Inverter |  | OUTDOOR
SRP19347 | ENPHASE ENERGY | M215-60-2LL-S2X | 215 | 28 |  |  | 0.96 | Solar Inverter |  | OUTDOOR
SRP19350 | ENPHASE ENERGY | M215-60-2LL-S2X | 215 | 15 |  |  | 0.96 | Solar Inverter |  | OUTDOOR
SRP19359 | POWER-ONE | PVI-4.2-OUTD-S-US (208 V) | 4200 | 1 |  |  | 0.96 | Solar Inverter |  | OUTDOOR
SRP19360 | ENPHASE ENERGY | M215-60-2LL-S2X | 215 | 12 |  |  | 0.96 | Solar Inverter |  | OUTDOOR
SRP19361 | ENPHASE ENERGY | M215-60-2LL-S2X | 215 | 16 |  |  | 0.96 | Solar Inverter |  | OUTDOOR
SRP19363 | ENPHASE ENERGY | M215-60-2LL-S2X | 215 | 20 |  |  | 0.96 | Solar Inverter |  | OUTDOOR
SRP19364 | ENPHASE ENERGY | M215-60-2LL-S2X | 215 | 26 |  |  | 0.96 | Solar Inverter |  | OUTDOOR
SRP19366 | ENPHASE ENERGY | M215-60-2LL-S2X | 215 | 18 |  |  | 0.96 | Solar Inverter |  | OUTDOOR
SRP19370 | ENPHASE ENERGY | M215-60-2LL-S2X | 215 | 29 |  |  | 0.96 | Solar Inverter |  | OUTDOOR
SRP19374 | ENPHASE ENERGY | M215-60-2LL-S2X | 215 | 15 |  |  | 0.96 | Solar Inverter |  | OUTDOOR
SRP19375 | POWER-ONE | PVI-4.2-OUTD-S-US (240 V) | 4200 | 1 |  |  | 0.96 | Solar Inverter |  | OUTDOOR
SRP19377 | ENPHASE ENERGY | M215-60-2LL-S2X | 215 | 12 |  |  | 0.96 | Solar Inverter |  | OUTDOOR
SRP19378 | ENPHASE ENERGY | M215-60-2LL-S2X | 215 | 115 |  |  | 0.96 | Solar Inverter |  | OUTDOOR
SRP19379 | ENPHASE ENERGY | M215-60-2LL-S2X | 215 | 65 |  |  | 0.96 | Solar Inverter |  | OUTDOOR
SRP19380 | ENPHASE ENERGY | M215-60-2LL-S2X | 215 | 23 |  |  | 0.96 | Solar Inverter |  | OUTDOOR
SRP19381 | ENPHASE ENERGY | M215-60-2LL-S2X | 215 | 34 |  |  | 0.96 | Solar Inverter |  | OUTDOOR
SRP19382 | FRONIUS USA | IG PLUS V 10.0-240 | 10000 | 1 |  |  | 0.96 | Solar Inverter |  | INDOOR
SRP19382 | FRONIUS USA |  | 3800 | 1 |  |  | 0.96 | Solar Inverter |  | INDOOR
SRP19383 | ENPHASE ENERGY | M215-60-2LL-S2X | 215 | 22 |  |  | 0.96 | Solar Inverter |  | OUTDOOR
SRP19385 | POWER-ONE | PVI-4.2-OUTD-S-US (240 V) | 4200 | 1 |  |  | 0.96 | Solar Inverter |  | INDOOR
SRP19386 | FRONIUS USA |  | 11400 | 1 |  |  | 0.96 | Solar Inverter |  | Outside
SRP19389 | ENPHASE ENERGY | M215-60-2LL-S2X | 215 | 13 |  |  | 0.96 | Solar Inverter |  | OUTDOOR
SRP19391 | ENPHASE ENERGY | M215-60-2LL-S2X | 215 | 8 |  |  | 0.96 | Solar Inverter |  | OUTDOOR
SRP19391 | ENPHASE ENERGY | M215-60-2LL-S2X | 215 | 13 |  |  | 0.96 | Solar Inverter |  | OUTDOOR
SRP19392 | ENPHASE ENERGY | M215-60-2LL-S2X | 215 | 15 |  |  | 0.96 | Solar Inverter |  | OUTDOOR
SRP19394 | ENPHASE ENERGY | M215-60-2LL-S2X | 215 | 10 |  |  | 0.96 | Solar Inverter |  | OUTDOOR
SRP19394 | ENPHASE ENERGY | M215-60-2LL-S2X | 215 | 10 |  |  | 0.96 | Solar Inverter |  | OUTDOOR
SRP19400 | ENPHASE ENERGY | M215-60-2LL-S2X | 215 | 23 |  |  | 0.96 | Solar Inverter |  | OUTDOOR
SRP19401 | ENPHASE ENERGY | M215-60-2LL-S2X | 215 | 11 |  |  | 0.96 | Solar Inverter |  | OUTDOOR
SRP19401 | ENPHASE ENERGY | M215-60-2LL-S2X | 215 | 14 |  |  | 0.96 | Solar Inverter |  | OUTDOOR
SRP19402 | ENPHASE ENERGY | M215-60-2LL-S2X | 215 | 19 |  |  | 0.96 | Solar Inverter |  | OUTDOOR
SRP19403 | ENPHASE ENERGY | M215-60-2LL-S2X | 215 | 24 |  |  | 0.96 | Solar Inverter |  | OUTDOOR
SRP19404 | ENPHASE ENERGY | M215-60-2LL-S2X | 215 | 13 |  |  | 0.96 | Solar Inverter |  | OUTDOOR
SRP19406 | ENPHASE ENERGY | M215-60-2LL-S2X | 215 | 12 |  |  | 0.96 | Solar Inverter |  | OUTDOOR
SRP19407 | ENPHASE ENERGY | M215-60-2LL-S2X | 215 | 18 |  |  | 0.96 | Solar Inverter |  | OUTDOOR
SRP19408 | ENPHASE ENERGY | M215-60-2LL-S2X | 215 | 20 |  |  | 0.96 | Solar Inverter |  | OUTDOOR
SRP19409 | ENPHASE ENERGY | M215-60-2LL-S2X | 215 | 13 |  |  | 0.96 | Solar Inverter |  | OUTDOOR
SRP19409 | ENPHASE ENERGY | M215-60-2LL-S2X | 215 | 21 |  |  | 0.96 | Solar Inverter |  | OUTDOOR
SRP19410 | SUNPOWER | SPR-4000X (240V) | 4200 | 1 |  |  | 0.96 | Solar Inverter |  | INDOOR
SRP19412 | ENPHASE ENERGY | M215-60-2LL-S2X | 215 | 13 |  |  | 0.96 | Solar Inverter |  | OUTDOOR
SRP19417 | POWER-ONE | PVI-4.2-OUTD-S-US (208 V) | 4200 | 1 |  |  | 0.96 | Solar Inverter |  | INDOOR
SRP19418 | POWER-ONE | PVI-3000-I-OUTD-US (208V) | 4200 | 1 |  |  | 0.96 | Solar Inverter |  | INDOOR
SRP19423 | ENPHASE ENERGY | M215-60-2LL-S2X | 215 | 20 |  |  | 0.96 | Solar Inverter |  | INDOOR
SRP19424 | POWER-ONE | PVI-3600-OUTD-US-F (208V) | 3600 | 1 |  |  | 0.96 | Solar Inverter |  | INDOOR
SRP19425 | ENPHASE ENERGY | M215-60-2LL-S2X | 215 | 42 |  |  | 0.96 | Solar Inverter |  | INDOOR
SRP19427 | ENPHASE ENERGY | M215-60-2LL-S2X | 215 | 31 |  |  | 0.96 | Solar Inverter |  | OUTDOOR
SRP19428 | POWER-ONE | PVI-3.6-OUTD-S-US (277 V) | 3600 | 1 |  |  | 0.96 | Solar Inverter |  | OUTDOOR
SRP19429 | ENPHASE ENERGY | M215-60-2LL-S2X | 215 | 16 |  |  | 0.96 | Solar Inverter |  | OUTDOOR
SRP19429 | ENPHASE ENERGY | M215-60-2LL-S2X | 215 | 17 |  |  | 0.96 | Solar Inverter |  | OUTDOOR
SRP19433 | ENPHASE ENERGY | M215-60-2LL-S2X | 215 | 73 |  |  | 0.96 | Solar Inverter |  | OUTDOOR
SRP19434 | ENPHASE ENERGY | M215-60-2LL-S2X | 215 | 28 |  |  | 0.96 | Solar Inverter |  | OUTDOOR
SRP19436 | ENPHASE ENERGY | M215-60-2LL-S2X | 215 | 40 |  |  | 0.96 | Solar Inverter |  | INDOOR
SRP19438 | ENPHASE ENERGY | M215-60-2LL-S2X | 215 | 10 |  |  | 0.96 | Solar Inverter |  | OUTDOOR
SRP19438 | ENPHASE ENERGY | M215-60-2LL-S2X | 215 | 26 |  |  | 0.96 | Solar Inverter |  | OUTDOOR
SRP19440 | ENPHASE ENERGY | M215-60-2LL-S2X | 215 | 62 |  |  | 0.96 | Solar Inverter |  | OUTDOOR
SRP19442 | ENPHASE ENERGY | M215-60-2LL-S2X | 215 | 30 |  |  | 0.96 | Solar Inverter |  | OUTDOOR
SRP19443 | SMA AMERICA | SB4000US (240V) | 4000 | 1 |  |  | 0.96 | Solar Inverter |  | OUTDOOR
SRP19444 | SMA AMERICA | SB4000US (240V) | 4000 | 1 |  |  | 0.96 | Solar Inverter |  | OUTDOOR
SRP19445 | ENPHASE ENERGY | M215-60-2LL-S2X | 215 | 34 |  |  | 0.96 | Solar Inverter |  | INDOOR
SRP19446 | ENPHASE ENERGY | M215-60-2LL-S2X | 215 | 33 |  |  | 0.96 | Solar Inverter |  | INDOOR
SRP19447 | ENPHASE ENERGY | M215-60-2LL-S2X | 215 | 19 |  |  | 0.96 | Solar Inverter |  | OUTDOOR
SRP19449 | ENPHASE ENERGY | M215-60-2LL-S2X | 215 | 33 |  |  | 0.96 | Solar Inverter |  | OUTDOOR
SRP19454 | SMA AMERICA | SB3000US (240V) | 3000 | 2 |  |  | 0.96 | Solar Inverter |  | Inside
SRP19456 | SMA AMERICA | SB4000US (240V) | 4000 | 2 |  |  | 0.96 | Solar Inverter |  | OUTDOOR
SRP19459 | SMA AMERICA | SB3000US (240V) | 3000 | 1 |  |  | 0.96 | Solar Inverter |  | INDOOR
SRP19459 | SMA AMERICA | SB4000US (208V) | 4000 | 1 |  |  | 0.96 | Solar Inverter |  | INDOOR
SRP19462 | POWER-ONE | PVI-4.2-OUTD-S-US (240 V) | 4200 | 1 |  |  | 0.96 | Solar Inverter |  | Inside
SRP19463 | SMA AMERICA | SB3800US-12 (240V) | 3800 | 1 |  |  | 0.96 | Solar Inverter |  | Outside
SRP19464 | POWER-ONE | PVI-3.6-OUTD-S-US (240 V) | 3600 | 1 |  |  | 0.96 | Solar Inverter |  | Outside
SRP19464 | POWER-ONE | PVI-4.2-OUTD-S-US (240 V) | 4200 | 1 |  |  | 0.96 | Solar Inverter |  | Outside
SRP19465 | ENPHASE ENERGY | M215-60-2LL-S2X | 215 | 4 |  |  | 0.96 | Solar Inverter |  | OUTDOOR
SRP19465 | ENPHASE ENERGY | M215-60-2LL-S2X | 215 | 10 |  |  | 0.96 | Solar Inverter |  | OUTDOOR
SRP19465 | ENPHASE ENERGY | M215-60-2LL-S2X | 215 | 28 |  |  | 0.96 | Solar Inverter |  | OUTDOOR
SRP19466 | ENPHASE ENERGY | M215-60-2LL-S2X | 215 | 24 |  |  | 0.96 | Solar Inverter |  | OUTDOOR
SRP19467 | SMA AMERICA | SB4000US (240V) | 4000 | 1 |  |  | 0.96 | Solar Inverter |  | OUTDOOR
SRP19471 | ENPHASE ENERGY | M215-60-2LL-S2X | 215 | 17 |  |  | 0.96 | Solar Inverter |  | OUTDOOR
SRP19473 | ENPHASE ENERGY | M215-60-2LL-S2X | 215 | 16 |  |  | 0.96 | Solar Inverter |  | OUTDOOR
SRP19476 | ENPHASE ENERGY | M215-60-2LL-S2X | 215 | 32 |  |  | 0.96 | Solar Inverter |  | INDOOR
SRP19477 | ENPHASE ENERGY | M215-60-2LL-S2X | 215 | 23 |  |  | 0.96 | Solar Inverter |  | INDOOR
SRP19478 | ENPHASE ENERGY | M215-60-2LL-S2X | 215 | 40 |  |  | 0.96 | Solar Inverter |  | INDOOR
SRP19479 | ENPHASE ENERGY | M215-60-2LL-S2X | 215 | 34 |  |  | 0.96 | Solar Inverter |  | Inside
SRP19484 | ENPHASE ENERGY | M215-60-2LL-S2X | 215 | 23 |  |  | 0.96 | Solar Inverter |  | OUTDOOR
SRP19485 | ENPHASE ENERGY | M215-60-2LL-S2X-IG | 215 | 32 |  |  | 0.96 | Solar Inverter |  | INDOOR
SRP19486 | ENPHASE ENERGY | M215-60-2LL-S2X | 215 | 28 |  |  | 0.96 | Solar Inverter |  | Outside
SRP19490 | SUNPOWER | SPR-10001F-240 | 10000 | 1 |  |  | 0.96 | Solar Inverter |  | INDOOR
SRP19492 | ENPHASE ENERGY | M215-60-2LL-S2X | 215 | 41 |  |  | 0.96 | Solar Inverter |  | OUTDOOR
SRP19494 | POWER-ONE | PVI-4.2-OUTD-S-US (240 V) | 4200 | 1 |  |  | 0.96 | Solar Inverter |  | INDOOR
SRP19499 | ENPHASE ENERGY | M215-60-2LL-S2X | 215 | 84 |  |  | 0.96 | Solar Inverter |  | OUTDOOR
SRP19501 | ENPHASE ENERGY | M215-60-2LL-S2X | 215 | 24 |  |  | 0.96 | Solar Inverter |  | OUTDOOR
SRP19502 | ENPHASE ENERGY | M215-60-2LL-S2X | 215 | 37 |  |  | 0.96 | Solar Inverter |  | OUTDOOR
SRP19509 | POWER-ONE | PVI-3.6-OUTD-S-US (240 V) | 3600 | 1 |  |  | 0.96 | Solar Inverter |  | OUTDOOR
SRP19513 | SMA AMERICA | SB4000US (240V) | 4000 | 1 |  |  | 0.96 | Solar Inverter |  | OUTDOOR
SRP19514 | ENPHASE ENERGY | M215-60-2LL-S2X | 215 | 44 |  |  | 0.96 | Solar Inverter |  | OUTDOOR
SRP19519 | ENPHASE ENERGY | M215-60-2LL-S2X | 215 | 14 |  |  | 0.96 | Solar Inverter |  | OUTDOOR
SRP19519 | ENPHASE ENERGY | M215-60-2LL-S2X | 215 | 15 |  |  | 0.96 | Solar Inverter |  | OUTDOOR
SRP19522 | SMA AMERICA | SB3000US (240V) | 3000 | 14 |  |  | 0.96 | Solar Inverter |  | OUTDOOR
SRP19522 | SMA AMERICA | SB4000US (240V) | 4000 | 7 |  |  | 0.96 | Solar Inverter |  | OUTDOOR
SRP19522 | SMA AMERICA | SB5000US (240V) | 5000 | 31 |  |  | 0.96 | Solar Inverter |  | OUTDOOR
SRP19530 | ENPHASE ENERGY | M215-60-2LL-S2X | 215 | 8 |  |  | 0.96 | Solar Inverter |  | OUTDOOR
SRP19530 | ENPHASE ENERGY | M215-60-2LL-S2X | 215 | 27 |  |  | 0.96 | Solar Inverter |  | OUTDOOR
SRP19536 | ENPHASE ENERGY | M215-60-2LL-S2X | 215 | 10 |  |  | 0.96 | Solar Inverter |  | OUTDOOR
SRP19537 | POWER-ONE | PVI-4.2-OUTD-S-US (240 V) | 4200 | 1 |  |  | 0.96 | Solar Inverter |  | INDOOR
SRP19539 | ENPHASE ENERGY | M215-60-2LL-S2X | 215 | 8 |  |  | 0.96 | Solar Inverter |  | OUTDOOR
SRP19540 | POWER-ONE | PVI-3.6-OUTD-S-US (240 V) | 3600 | 1 |  |  | 0.96 | Solar Inverter |  | OUTDOOR
SRP19545 | SUNPOWER | SPR-3000M (240V) | 3000 | 1 |  |  | 0.96 | Solar Inverter |  | INDOOR
SRP19562 | ENPHASE ENERGY | M215-60-2LL-S2X | 215 | 24 |  |  | 0.96 | Solar Inverter |  | OUTDOOR
SRP19563 | ENPHASE ENERGY | M215-60-2LL-S2X | 215 | 20 |  |  | 0.96 | Solar Inverter |  | OUTDOOR
SRP19566 | POWER-ONE | PVI-3.0-OUTD-S-US (240 V) | 3000 | 1 |  |  | 0.96 | Solar Inverter |  | INDOOR
SRP19568 | ENPHASE ENERGY | M215-60-2LL-S2X | 215 | 11 |  |  | 0.96 | Solar Inverter |  | OUTDOOR
SRP19568 | ENPHASE ENERGY | M215-60-2LL-S2X | 215 | 12 |  |  | 0.96 | Solar Inverter |  | OUTDOOR
SRP19569 | ENPHASE ENERGY | M215-60-2LL-S2X | 215 | 8 |  |  | 0.96 | Solar Inverter |  | OUTDOOR
SRP19569 | ENPHASE ENERGY | M215-60-2LL-S2X | 215 | 10 |  |  | 0.96 | Solar Inverter |  | OUTDOOR
SRP19572 | ENPHASE ENERGY | M215-60-2LL-S2X | 215 | 17 |  |  | 0.96 | Solar Inverter |  | OUTDOOR
SRP19576 | ENPHASE ENERGY | M215-60-2LL-S2X | 215 | 78 |  |  | 0.96 | Solar Inverter |  | OUTDOOR
SRP19578 | SMA AMERICA | SB6000US (240V) | 6000 | 1 |  |  | 0.96 | Solar Inverter |  | OUTDOOR
SRP19579 | SMA AMERICA | SB5000US | 5000 | 1 |  |  | 0.96 | Solar Inverter |  | OUTDOOR
SRP19582 | SMA AMERICA | SB5000US (240V) | 5000 | 1 |  |  | 0.96 | Solar Inverter |  | OUTDOOR
SRP19583 | ENPHASE ENERGY | M215-60-2LL-S2X | 215 | 15 |  |  | 0.96 | Solar Inverter |  | OUTDOOR
SRP19585 | SMA AMERICA | SB5000US | 5000 | 1 |  |  | 0.96 | Solar Inverter |  | OUTDOOR
SRP19586 | SMA AMERICA | SB5000US (240V) | 5000 | 1 |  |  | 0.96 | Solar Inverter |  | OUTDOOR
SRP19587 | SMA AMERICA | SB5000US (240V) | 5000 | 1 |  |  | 0.96 | Solar Inverter |  | OUTDOOR
SRP19588 | SMA AMERICA | SB5000US (240V) | 5000 | 1 |  |  | 0.96 | Solar Inverter |  | OUTDOOR
SRP19589 | SMA AMERICA | SB5000US (240V) | 5000 | 1 |  |  | 0.96 | Solar Inverter |  | OUTDOOR
SRP19590 | SMA AMERICA | SB5000US (240V) | 5000 | 1 |  |  | 0.96 | Solar Inverter |  | OUTDOOR
SRP19591 | SMA AMERICA | SB5000US (240V) | 5000 | 1 |  |  | 0.96 | Solar Inverter |  | OUTDOOR
SRP19593 | SMA AMERICA | SB5000US (240V) | 5000 | 1 |  |  | 0.96 | Solar Inverter |  | OUTDOOR
SRP19594 | SMA AMERICA | SB5000US (240V) | 5000 | 1 |  |  | 0.96 | Solar Inverter |  | OUTDOOR
SRP19601 | SMA AMERICA | SB2000HFUS-30 (240V) | 2000 | 1 |  |  | 0.96 | Solar Inverter |  | OUTDOOR
SRP19603 | ENPHASE ENERGY | M215-60-2LL-S2X | 215 | 40 |  |  | 0.96 | Solar Inverter |  | OUTDOOR
SRP19604 | ENPHASE ENERGY | M215-60-2LL-S2X | 215 | 12 |  |  | 0.96 | Solar Inverter |  | OUTDOOR
SRP19604 | ENPHASE ENERGY | M215-60-2LL-S2X | 215 | 42 |  |  | 0.96 | Solar Inverter |  | OUTDOOR
SRP19605 | ENPHASE ENERGY | M215-60-2LL-S2X | 215 | 18 |  |  | 0.96 | Solar Inverter |  | OUTDOOR
SRP19607 | ENPHASE ENERGY | M215-60-2LL-S2X | 215 | 17 |  |  | 0.96 | Solar Inverter |  | OUTDOOR
SRP19608 | ENPHASE ENERGY | M215-60-2LL-S2X | 215 | 14 |  |  | 0.96 | Solar Inverter |  | OUTDOOR
SRP19609 | ENPHASE ENERGY | M215-60-2LL-S2X | 215 | 14 |  |  | 0.96 | Solar Inverter |  | OUTDOOR
SRP19609 | ENPHASE ENERGY | M215-60-2LL-S2X | 215 | 14 |  |  | 0.96 | Solar Inverter |  | OUTDOOR
SRP19611 | ENPHASE ENERGY | M215-60-2LL-S2X | 215 | 15 |  |  | 0.96 | Solar Inverter |  | OUTDOOR
SRP19612 | ENPHASE ENERGY | M215-60-2LL-S2X | 215 | 12 |  |  | 0.96 | Solar Inverter |  | OUTDOOR
SRP19612 | ENPHASE ENERGY | M215-60-2LL-S2X | 215 | 14 |  |  | 0.96 | Solar Inverter |  | OUTDOOR
SRP19613 | ENPHASE ENERGY | M215-60-2LL-S2X | 215 | 31 |  |  | 0.96 | Solar Inverter |  | OUTDOOR
SRP19614 | ENPHASE ENERGY | M215-60-2LL-S2X | 215 | 10 |  |  | 0.96 | Solar Inverter |  | OUTDOOR
SRP19614 | ENPHASE ENERGY | M215-60-2LL-S2X | 215 | 17 |  |  | 0.96 | Solar Inverter |  | OUTDOOR
SRP19615 | ENPHASE ENERGY | M215-60-2LL-S2X | 215 | 30 |  |  | 0.96 | Solar Inverter |  | OUTDOOR
SRP19616 | ENPHASE ENERGY | M215-60-2LL-S2X | 215 | 8 |  |  | 0.96 | Solar Inverter |  | OUTDOOR
SRP19616 | ENPHASE ENERGY | M215-60-2LL-S2X | 215 | 12 |  |  | 0.96 | Solar Inverter |  | OUTDOOR
SRP19617 | ENPHASE ENERGY | M215-60-2LL-S2X | 215 | 19 |  |  | 0.96 | Solar Inverter |  | OUTDOOR
SRP19618 | ENPHASE ENERGY | M215-60-2LL-S2X | 215 | 11 |  |  | 0.96 | Solar Inverter |  | OUTDOOR
SRP19618 | ENPHASE ENERGY | M215-60-2LL-S2X | 215 | 15 |  |  | 0.96 | Solar Inverter |  | OUTDOOR
SRP19619 | ENPHASE ENERGY | M215-60-2LL-S2X | 215 | 6 |  |  | 0.96 | Solar Inverter |  | OUTDOOR
SRP19619 | ENPHASE ENERGY | M215-60-2LL-S2X | 215 | 12 |  |  | 0.96 | Solar Inverter |  | OUTDOOR
SRP19623 | SMA AMERICA | SB3000US (240V) | 3000 | 1 |  |  | 0.96 | Solar Inverter |  | INDOOR
SRP19623 | SMA AMERICA | SB4000US (240V) | 4000 | 1 |  |  | 0.96 | Solar Inverter |  | INDOOR
SRP19631 | POWER-ONE | PVI-4.2-OUTD-S-US (240 V) | 4200 | 1 |  |  | 0.96 | Solar Inverter |  | INDOOR
SRP19633 | ENPHASE ENERGY | M215-60-2LL-S2X | 215 | 18 |  |  | 0.96 | Solar Inverter |  | OUTDOOR
SRP19636 | ENPHASE ENERGY | M215-60-2LL-S2X | 215 | 18 |  |  | 0.96 | Solar Inverter |  | OUTDOOR
SRP19638 | ENPHASE ENERGY | M215-60-2LL-S2X | 215 | 21 |  |  | 0.96 | Solar Inverter |  | OUTDOOR
SRP19641 | ENPHASE ENERGY | M215-60-2LL-S2X | 215 | 11 |  |  | 0.96 | Solar Inverter |  | OUTDOOR
SRP19641 | ENPHASE ENERGY | M215-60-2LL-S2X | 215 | 15 |  |  | 0.96 | Solar Inverter |  | OUTDOOR
SRP19643 | ENPHASE ENERGY | M215-60-2LL-S2X | 215 | 25 |  |  | 0.96 | Solar Inverter |  | OUTDOOR
SRP19644 | ENPHASE ENERGY | M215-60-2LL-S2X | 215 | 23 |  |  | 0.96 | Solar Inverter |  | OUTDOOR
SRP19645 | ENPHASE ENERGY | M215-60-2LL-S2X | 215 | 7 |  |  | 0.96 | Solar Inverter |  | OUTDOOR
SRP19646 | ENPHASE ENERGY | M215-60-2LL-S2X | 215 | 23 |  |  | 0.96 | Solar Inverter |  | OUTDOOR
SRP19647 | ENPHASE ENERGY | M215-60-2LL-S2X | 215 | 36 |  |  | 0.96 | Solar Inverter |  | OUTDOOR
SRP19648 | SUNPOWER | SPR-7000M (240V) | 7000 | 1 |  |  | 0.96 | Solar Inverter |  | Outside
SRP19649 | SUNPOWER | SPR 11401F-240 | 11400 | 1 |  |  | 0.96 | Solar Inverter |  | INDOOR
SRP19650 | ENPHASE ENERGY | M215-60-2LL-S2X | 215 | 35 |  |  | 0.96 | Solar Inverter |  | OUTDOOR
SRP19651 | POWER-ONE | PVI-3000-I-OUTD-US-F (240V) | 3600 | 1 |  |  | 0.96 | Solar Inverter |  | OUTDOOR
SRP19652 | POWER-ONE | PVI-3.0-OUTD-S-US (240 V) | 3000 | 1 |  |  | 0.96 | Solar Inverter |  | OUTDOOR
SRP19656 | POWER-ONE | PVI-3.6-OUTD-S-US (240 V) | 3600 | 1 |  |  | 0.96 | Solar Inverter |  | OUTDOOR
SRP19658 | POWER-ONE | PVI-4.2-OUTD-S-US (240 V) | 4200 | 1 |  |  | 0.96 | Solar Inverter |  | INDOOR
SRP19661 | ENPHASE ENERGY | M215-60-2LL-S2X | 215 | 21 |  |  | 0.96 | Solar Inverter |  | INDOOR
SRP19662 | ENPHASE ENERGY | M215-60-2LL-S2X | 215 | 20 |  |  | 0.96 | Solar Inverter |  | OUTDOOR
SRP19665 | ENPHASE ENERGY | M215-60-2LL-S2X | 215 | 32 |  |  | 0.96 | Solar Inverter |  | INDOOR
SRP19666 | POWER-ONE | PVI-3.6-OUTD-S-US (240 V) | 3600 | 1 |  |  | 0.96 | Solar Inverter |  | OUTDOOR
SRP19666 | POWER-ONE | PVI-3.6-OUTD-S-US (240 V) | 3600 | 1 |  |  | 0.96 | Solar Inverter |  | OUTDOOR
SRP19669 | POWER-ONE | PVI-3.6-OUTD-S-US (240 V) | 3600 | 1 |  |  | 0.96 | Solar Inverter |  | OUTDOOR
SRP19671 | ENPHASE ENERGY | M215-60-2LL-S2X | 215 | 22 |  |  | 0.96 | Solar Inverter |  | OUTDOOR
SRP19672 | ENPHASE ENERGY | M215-60-2LL-S2X | 215 | 9 |  |  | 0.96 | Solar Inverter |  | OUTDOOR
SRP19672 | ENPHASE ENERGY | M215-60-2LL-S2X | 215 | 11 |  |  | 0.96 | Solar Inverter |  | OUTDOOR
SRP19673 | ENPHASE ENERGY | M215-60-2LL-S2X | 215 | 37 |  |  | 0.96 | Solar Inverter |  | INDOOR
SRP19679 | ENPHASE ENERGY | M215-60-2LL-S2X | 215 | 21 |  |  | 0.96 | Solar Inverter |  | OUTDOOR
SRP19680 | ENPHASE ENERGY | M215-60-2LL-S2X | 215 | 17 |  |  | 0.96 | Solar Inverter |  | OUTDOOR
SRP19681 | ENPHASE ENERGY | M215-60-2LL-S2X | 215 | 29 |  |  | 0.96 | Solar Inverter |  | OUTDOOR
SRP19682 | ENPHASE ENERGY | M215-60-2LL-S2X | 215 | 10 |  |  | 0.96 | Solar Inverter |  | OUTDOOR
SRP19682 | ENPHASE ENERGY | M215-60-2LL-S2X | 215 | 10 |  |  | 0.96 | Solar Inverter |  | OUTDOOR
SRP19683 | ENPHASE ENERGY | M215-60-2LL-S2X | 215 | 15 |  |  | 0.96 | Solar Inverter |  | OUTDOOR
SRP19683 | ENPHASE ENERGY | M215-60-2LL-S2X | 215 | 17 |  |  | 0.96 | Solar Inverter |  | OUTDOOR
SRP19684 | ENPHASE ENERGY | M215-60-2LL-S2X | 215 | 36 |  |  | 0.96 | Solar Inverter |  | OUTDOOR
SRP19691 | POWER-ONE | PVI-4.2-OUTD-S-US (240 V) | 4200 | 1 |  |  | 0.96 | Solar Inverter |  | OUTDOOR
SRP19692 | POWER-ONE | PVI-3.0-OUTD-S-US (240 V) | 3000 | 1 |  |  | 0.96 | Solar Inverter |  | OUTDOOR
SRP19692 | POWER-ONE | PVI-3.6-OUTD-S-US (240 V) | 3600 | 1 |  |  | 0.96 | Solar Inverter |  | OUTDOOR
SRP19693 | ENPHASE ENERGY | M215-60-2LL-S2X | 215 | 26 |  |  | 0.96 | Solar Inverter |  | INDOOR
SRP19694 | ENPHASE ENERGY | M215-60-2LL-S2X | 215 | 50 |  |  | 0.96 | Solar Inverter |  | Roof
SRP19695 | ENPHASE ENERGY | M215-60-2LL-S2X | 215 | 39 |  |  | 0.96 | Solar Inverter |  | OUTDOOR
SRP19696 | ENPHASE ENERGY | M215-60-2LL-S2X | 215 | 43 |  |  | 0.96 | Solar Inverter |  | INDOOR
SRP19697 | ENPHASE ENERGY | M215-60-2LL-S2X | 215 | 26 |  |  | 0.96 | Solar Inverter |  | OUTDOOR
SRP19698 | ENPHASE ENERGY | M215-60-2LL-S2X | 215 | 288 |  |  | 0.96 | Solar Inverter |  | OUTDOOR
SRP19699 | ENPHASE ENERGY | M215-60-2LL-S2X | 215 | 29 |  |  | 0.96 | Solar Inverter |  | OUTDOOR
SRP19701 | ENPHASE ENERGY | M215-60-2LL-S2X | 215 | 46 |  |  | 0.96 | Solar Inverter |  | Outside
SRP19703 | ENPHASE ENERGY | M215-60-2LL-S2X | 215 | 26 |  |  | 0.96 | Solar Inverter |  | INDOOR
SRP19704 | ENPHASE ENERGY | M215-60-2LL-S2X | 215 | 36 |  |  | 0.96 | Solar Inverter |  | INDOOR
SRP19706 | ENPHASE ENERGY | M215-60-2LL-S2X | 215 | 38 |  |  | 0.96 | Solar Inverter |  | INDOOR
SRP19708 | ENPHASE ENERGY | M215-60-2LL-S2X | 215 | 27 |  |  | 0.96 | Solar Inverter |  | INDOOR
SRP19709 | ENPHASE ENERGY | M215-60-2LL-S2X | 215 | 18 |  |  | 0.96 | Solar Inverter |  | INDOOR
SRP19710 | ENPHASE ENERGY | M215-60-2LL-S2X | 215 | 26 |  |  | 0.96 | Solar Inverter |  | OUTDOOR
SRP19711 | ENPHASE ENERGY | M215-60-2LL-S2X | 215 | 36 |  |  | 0.96 | Solar Inverter |  | OUTDOOR
SRP19712 | ENPHASE ENERGY | M210-84-208-SXX (-NA) | 210 | 4 |  |  | 0.96 | Solar Inverter |  | OUTDOOR
SRP19713 | POWER-ONE | PVI-4.2-OUTD-S-US (240 V) | 4200 | 1 |  |  | 0.96 | Solar Inverter |  | OUTDOOR
SRP19714 | ENPHASE ENERGY | M215-60-2LL-S2X | 215 | 8 |  |  | 0.96 | Solar Inverter |  | OUTDOOR
SRP19715 | ENPHASE ENERGY | M215-60-2LL-S2X | 215 | 21 |  |  | 0.96 | Solar Inverter |  | OUTDOOR
SRP19717 | SMA AMERICA | SB3000US (240V) | 3000 | 1 |  |  | 0.96 | Solar Inverter |  | Inside
SRP19725 | ENPHASE ENERGY | M215-60-2LL-S2X | 215 | 34 |  |  | 0.96 | Solar Inverter |  | OUTDOOR
SRP19729 | POWER-ONE | PVI-4.2-OUTD-S-US (240 V) | 4200 | 1 |  |  | 0.96 | Solar Inverter |  | Inside
SRP19731 | ENPHASE ENERGY | M215-60-2LL-S2X | 215 | 42 |  |  | 0.96 | Solar Inverter |  | Outside
SRP19732 | ENPHASE ENERGY | M215-60-2LL-S2X | 215 | 23 |  |  | 0.96 | Solar Inverter |  | OUTDOOR
SRP19733 | POWER-ONE | PVI-4.2-OUTD-S-US (240 V) | 4200 | 1 |  |  | 0.96 | Solar Inverter |  | OUTDOOR
SRP19735 | ENPHASE ENERGY | M215-60-2LL-S2X | 215 | 73 |  |  | 0.96 | Solar Inverter |  | OUTDOOR
SRP19736 | ENPHASE ENERGY | M215-60-2LL-S2X | 215 | 53 |  |  | 0.96 | Solar Inverter |  | INDOOR
SRP19737 | ENPHASE ENERGY | M215-60-2LL-S2X | 215 | 80 |  |  | 0.96 | Solar Inverter |  | Outside
SRP19738 | ENPHASE ENERGY | M215-60-2LL-S2X | 215 | 39 |  |  | 0.96 | Solar Inverter |  | INDOOR
SRP19739 | ENPHASE ENERGY | M215-60-2LL-S2X | 215 | 13 |  |  | 0.96 | Solar Inverter |  | INDOOR
SRP19741 | ENPHASE ENERGY | M215-60-2LL-S2X | 215 | 40 |  |  | 0.96 | Solar Inverter |  | OUTDOOR
SRP19742 | ENPHASE ENERGY | M215-60-2LL-S2X | 215 | 23 |  |  | 0.96 | Solar Inverter |  | OUTDOOR
SRP19743 | ENPHASE ENERGY | M215-60-2LL-S2X | 215 | 24 |  |  | 0.96 | Solar Inverter |  | OUTDOOR
SRP19745 | ENPHASE ENERGY | M215-60-2LL-S2X | 215 | 54 |  |  | 0.96 | Solar Inverter |  | INDOOR
SRP19746 | ENPHASE ENERGY | M215-60-2LL-S2X | 215 | 27 |  |  | 0.96 | Solar Inverter |  | OUTDOOR
SRP19747 | ENPHASE ENERGY | M215-60-2LL-S2X | 215 | 13 |  |  | 0.96 | Solar Inverter |  | OUTDOOR
SRP19748 | ENPHASE ENERGY | M215-60-2LL-S2X | 215 | 45 |  |  | 0.96 | Solar Inverter |  | OUTDOOR
SRP19749 | ENPHASE ENERGY | M215-60-2LL-S2X | 215 | 19 |  |  | 0.96 | Solar Inverter |  | OUTDOOR
SRP19750 | SMA AMERICA | SB8000US (240V) | 8000 | 1 |  |  | 0.96 | Solar Inverter |  | OUTDOOR
SRP19756 | SMA AMERICA | SB5000US (208V) | 5000 | 1 |  |  | 0.96 | Solar Inverter |  | OUTDOOR
SRP19757 | SMA AMERICA | SB4000US (208V) | 4000 | 1 |  |  | 0.96 | Solar Inverter |  | OUTDOOR
SRP19764 | ENPHASE ENERGY | M215-60-2LL-S2X | 215 | 30 |  |  | 0.96 | Solar Inverter |  | OUTDOOR
SRP19764 | ENPHASE ENERGY | M215-60-2LL-S2X | 215 | 35 |  |  | 0.96 | Solar Inverter |  | OUTDOOR
SRP19766 | SMA AMERICA | SB4000US-12 (240V) | 4000 | 1 |  |  | 0.96 | Solar Inverter |  | Outside
SRP19768 | ENPHASE ENERGY | M215-60-2LL-S2X | 215 | 10 |  |  | 0.96 | Solar Inverter |  | Outside
SRP19768 | ENPHASE ENERGY | M215-60-2LL-S2X | 215 | 11 |  |  | 0.96 | Solar Inverter |  | Outside
SRP19770 | ENPHASE ENERGY | M215-60-2LL-S2X | 215 | 42 |  |  | 0.96 | Solar Inverter |  | Outside
SRP19779 | SMA AMERICA | SB4000US (208V) | 4000 | 1 |  |  | 0.96 | Solar Inverter |  | OUTDOOR
SRP19781 | ENPHASE ENERGY | M215-60-2LL-S2X | 215 | 35 |  |  | 0.96 | Solar Inverter |  | OUTDOOR
SRP19788 | ENPHASE ENERGY | M215-60-2LL-S2X | 215 | 39 |  |  | 0.96 | Solar Inverter |  | INDOOR
SRP19799 | SMA AMERICA | SB4000US (208V) | 4000 | 1 |  |  | 0.96 | Solar Inverter |  | OUTDOOR
SRP19803 | ENPHASE ENERGY | M215-60-2LL-S2X | 215 | 22 |  |  | 0.96 | Solar Inverter |  | INDOOR
SRP19804 | ENPHASE ENERGY | M215-60-2LL-S2X | 215 | 54 |  |  | 0.96 | Solar Inverter |  | INDOOR
SRP19807 | POWER-ONE | PVI-3.6-OUTD-S-US (240 V) | 3600 | 1 |  |  | 0.96 | Solar Inverter |  | OUTDOOR
SRP19807 | POWER-ONE | PVI-3.6-OUTD-S-US (240 V) | 3600 | 1 |  |  | 0.96 | Solar Inverter |  | OUTDOOR
SRP19810 | ENPHASE ENERGY | M215-60-2LL-S2X | 215 | 31 |  |  | 0.96 | Solar Inverter |  | OUTDOOR
SRP19812 | ENPHASE ENERGY | M215-60-2LL-S2X | 215 | 22 |  |  | 0.96 | Solar Inverter |  | OUTDOOR
SRP19813 | SMA AMERICA |  | 6000 | 1 |  |  | 0.96 | Solar Inverter |  | OUTDOOR
SRP19814 | SMA AMERICA | SB7000US (240V) | 7000 | 1 |  |  | 0.96 | Solar Inverter |  | OUTDOOR
SRP19824 | ENPHASE ENERGY | M215-60-2LL-S2X | 215 | 31 |  |  | 0.96 | Solar Inverter |  | OUTDOOR
SRP19826 | POWER-ONE | PVI-5000-OUTD-US (240 V) | 5000 | 1 |  |  | 0.96 | Solar Inverter |  | OUTDOOR
SRP19828 | SMA AMERICA | SB4000US (240V) | 4000 | 1 |  |  | 0.96 | Solar Inverter |  | OUTDOOR
SRP19829 | POWER-ONE | PVI-3.6-OUTD-S-US (240 V) | 3600 | 1 |  |  | 0.96 | Solar Inverter |  | OUTDOOR
SRP19830 | POWER-ONE | PVI-5000-OUTD-US (240 V) | 5000 | 1 |  |  | 0.96 | Solar Inverter |  | Inside
SRP19832 | ENPHASE ENERGY | M215-60-2LL-S2X | 215 | 27 |  |  | 0.96 | Solar Inverter |  | Outside
SRP19834 | ENPHASE ENERGY | M215-60-2LL-S2X | 215 | 49 |  |  | 0.96 | Solar Inverter |  | Outside
SRP19835 | ENPHASE ENERGY | M215-60-2LL-S2X | 215 | 42 |  |  | 0.96 | Solar Inverter |  | INDOOR
SRP19836 | ENPHASE ENERGY | M215-60-2LL-S2X | 215 | 23 |  |  | 0.96 | Solar Inverter |  | INDOOR
SRP19839 | ENPHASE ENERGY | M215-60-2LL-S2X | 215 | 70 |  |  | 0.96 | Solar Inverter |  | INDOOR
SRP19843 | ENPHASE ENERGY | M215-60-2LL-S2X | 215 | 22 |  |  | 0.96 | Solar Inverter |  | INDOOR
SRP19844 | ENPHASE ENERGY | M215-60-2LL-S2X | 215 | 30 |  |  | 0.96 | Solar Inverter |  | INDOOR
SRP19845 | ENPHASE ENERGY | M215-60-2LL-S2X | 215 | 33 |  |  | 0.96 | Solar Inverter |  | INDOOR
SRP19847 | ENPHASE ENERGY | M215-60-2LL-S2X | 215 | 33 |  |  | 0.96 | Solar Inverter |  | OUTDOOR
SRP19848 | ENPHASE ENERGY | M215-60-2LL-S2X | 215 | 28 |  |  | 0.96 | Solar Inverter |  | OUTDOOR
SRP19851 | ENPHASE ENERGY | M215-60-2LL-S2X | 215 | 30 |  |  | 0.96 | Solar Inverter |  | Inside
SRP19852 | ENPHASE ENERGY | M215-60-2LL-S2X | 215 | 32 |  |  | 0.96 | Solar Inverter |  | INDOOR
SRP19854 | ENPHASE ENERGY | M215-60-2LL-S2X | 215 | 41 |  |  | 0.96 | Solar Inverter |  | Roof
SRP19856 | ENPHASE ENERGY | M215-60-2LL-S2X | 215 | 38 |  |  | 0.96 | Solar Inverter |  | Inside
SRP19874 | SMA AMERICA | SB5000US (240V) | 5000 | 1 |  |  | 0.96 | Solar Inverter |  | OUTDOOR
SRP19875 | SMA AMERICA | SB5000US (240V) | 5000 | 1 |  |  | 0.96 | Solar Inverter |  | OUTDOOR
SRP19876 | SMA AMERICA | SB5000US (240V) | 5000 | 1 |  |  | 0.96 | Solar Inverter |  | OUTDOOR
SRP19878 | SMA AMERICA | SB4000US-12 (240V) | 4000 | 2 |  |  | 0.96 | Solar Inverter |  | OUTDOOR
SRP19889 | ENPHASE ENERGY | M215-60-2LL-S2X | 215 | 18 |  |  | 0.96 | Solar Inverter |  | OUTDOOR
SRP19895 | SMA AMERICA | SB5000US (240V) | 5000 | 1 |  |  | 0.96 | Solar Inverter |  | OUTDOOR
SRP19904 | SMA AMERICA | SB5000US (240V) | 5000 | 1 |  |  | 0.96 | Solar Inverter |  | OUTDOOR
SRP19910 | ENPHASE ENERGY | M215-60-2LL-S2X | 215 | 22 |  |  | 0.96 | Solar Inverter |  | INDOOR
SRP19915 | POWER-ONE | PVI-3.0-OUTD-S-US (240 V) | 3000 | 1 |  |  | 0.96 | Solar Inverter |  | INDOOR
SRP19915 | POWER-ONE | PVI-4.2-OUTD-S-US (240 V) | 4200 | 1 |  |  | 0.96 | Solar Inverter |  | INDOOR
SRP19917 | ENPHASE ENERGY | M215-60-2LL-S2X | 215 | 50 |  |  | 0.96 | Solar Inverter |  | INDOOR
SRP19924 | SMA AMERICA | SB5000US (240V) | 5000 | 2 |  |  | 0.96 | Solar Inverter |  | OUTDOOR
SRP19928 | ENPHASE ENERGY | M215-60-2LL-S2X | 215 | 34 |  |  | 0.96 | Solar Inverter |  | OUTDOOR
SRP19929 | ENPHASE ENERGY | M215-60-2LL-S2X | 215 | 9 |  |  | 0.96 | Solar Inverter |  | OUTDOOR
SRP19929 | ENPHASE ENERGY | M215-60-2LL-S2X | 215 | 17 |  |  | 0.96 | Solar Inverter |  | OUTDOOR
SRP19929 | ENPHASE ENERGY | M215-60-2LL-S2X | 215 | 17 |  |  | 0.96 | Solar Inverter |  | OUTDOOR
SRP19930 | ENPHASE ENERGY | M215-60-2LL-S2X | 215 | 16 |  |  | 0.96 | Solar Inverter |  | OUTDOOR
SRP19931 | ENPHASE ENERGY | M215-60-2LL-S2X | 215 | 11 |  |  | 0.96 | Solar Inverter |  | OUTDOOR
SRP19932 | ENPHASE ENERGY | M215-60-2LL-S2X-IG | 215 | 19 |  |  | 0.96 | Solar Inverter |  | INDOOR
SRP19933 | ENPHASE ENERGY | M215-60-2LL-S2X | 215 | 26 |  |  | 0.96 | Solar Inverter |  | INDOOR
SRP19934 | POWER-ONE | PVI-4.2-OUTD-S-US (240 V) | 4200 | 1 |  |  | 0.96 | Solar Inverter |  | OUTDOOR
SRP19934 | POWER-ONE | PVI-4.2-OUTD-S-US (240 V) | 4200 | 1 |  |  | 0.96 | Solar Inverter |  | OUTDOOR
SRP19936 | ENPHASE ENERGY | M215-60-2LL-S2X | 215 | 19 |  |  | 0.96 | Solar Inverter |  | OUTDOOR
SRP19937 | ENPHASE ENERGY | M215-60-2LL-S2X | 215 | 27 |  |  | 0.96 | Solar Inverter |  | OUTDOOR
SRP19939 | ENPHASE ENERGY | M215-60-2LL-S2X | 215 | 20 |  |  | 0.96 | Solar Inverter |  | INDOOR
SRP19940 | ENPHASE ENERGY | M215-60-2LL-S2X | 215 | 44 |  |  | 0.96 | Solar Inverter |  | INDOOR
SRP19941 | ENPHASE ENERGY | M215-60-2LL-S2X | 215 | 45 |  |  | 0.96 | Solar Inverter |  | INDOOR
SRP19942 | SMA AMERICA | SB3000US (208V) | 3000 | 1 |  |  | 0.96 | Solar Inverter |  | OUTDOOR
SRP19943 | ENPHASE ENERGY | M215-60-2LL-S2X | 215 | 30 |  |  | 0.96 | Solar Inverter |  | INDOOR
SRP19970 | SMA AMERICA | SB5000US (240V) | 5000 | 1 |  |  | 0.96 | Solar Inverter |  | OUTDOOR
SRP19971 | SMA AMERICA | SB5000US (240V) | 5000 | 1 |  |  | 0.96 | Solar Inverter |  | OUTDOOR
SRP19972 | SMA AMERICA | SB5000US (240V) | 5000 | 1 |  |  | 0.96 | Solar Inverter |  | OUTDOOR
SRP19976 | SMA AMERICA | SB4000US (240V) | 4000 | 1 |  |  | 0.96 | Solar Inverter |  | OUTDOOR
SRP19977 | ENPHASE ENERGY | M215-60-2LL-S2X | 215 | 35 |  |  | 0.96 | Solar Inverter |  | OUTDOOR
SRP19978 | ENPHASE ENERGY | M215-60-2LL-S2X | 215 | 35 |  |  | 0.96 | Solar Inverter |  | OUTDOOR
SRP19980 | ENPHASE ENERGY | M215-60-2LL-S2X | 215 | 40 |  |  | 0.96 | Solar Inverter |  | Inside
SRP19981 | ENPHASE ENERGY | M215-60-2LL-S2X | 215 | 13 |  |  | 0.96 | Solar Inverter |  | OUTDOOR
SRP19981 | ENPHASE ENERGY | M215-60-2LL-S2X | 215 | 13 |  |  | 0.96 | Solar Inverter |  | OUTDOOR
SRP19981 | ENPHASE ENERGY | M215-60-2LL-S2X | 215 | 14 |  |  | 0.96 | Solar Inverter |  | OUTDOOR
SRP19985 | POWER-ONE | PVI-3.6-OUTD-S-US (240 V) | 3600 | 1 |  |  | 0.96 | Solar Inverter |  | OUTDOOR
SRP19985 | POWER-ONE | PVI-3.6-OUTD-S-US (240 V) | 3600 | 1 |  |  | 0.96 | Solar Inverter |  | OUTDOOR
SRP19989 | SMA AMERICA | SB4000US (240V) | 4000 | 1 |  |  | 0.96 | Solar Inverter |  | Outside
SRP19992 | SMA AMERICA | SB5000US-11 (277V) | 5000 | 1 |  |  | 0.96 | Solar Inverter |  | OUTDOOR
SRP19993 | SMA AMERICA | SB4000US (240V) | 4000 | 1 |  |  | 0.96 | Solar Inverter |  | OUTDOOR
SRP19994 | SMA AMERICA | SB4000US (240V) | 4000 | 1 |  |  | 0.96 | Solar Inverter |  | OUTDOOR
SRP19995 | SMA AMERICA | SB4000US (240V) | 4000 | 1 |  |  | 0.96 | Solar Inverter |  | OUTDOOR
SRP19997 | SMA AMERICA | SB3000HFUS-30 (208V) | 3000 | 1 |  |  | 0.96 | Solar Inverter |  | OUTDOOR
SRP19998 | SMA AMERICA | SB8000TL-US (208V) | 8000 | 1 |  |  | 0.96 | Solar Inverter |  | OUTDOOR
SRP20001 | SMA AMERICA | SB5000US (240V) | 5000 | 1 |  |  | 0.96 | Solar Inverter |  | OUTDOOR
SRP20002 | SMA AMERICA | SB5000US (240V) | 5000 | 1 |  |  | 0.96 | Solar Inverter |  | OUTDOOR
SRP20025 | ENPHASE ENERGY | M215-60-2LL-S2X | 215 | 12 |  |  | 0.96 | Solar Inverter |  | OUTDOOR
SRP20026 | ENPHASE ENERGY | M215-60-2LL-S2X | 215 | 17 |  |  | 0.96 | Solar Inverter |  | OUTDOOR
SRP20028 | ENPHASE ENERGY | M215-60-2LL-S2X | 215 | 41 |  |  | 0.96 | Solar Inverter |  | OUTDOOR
SRP20029 | ENPHASE ENERGY | M215-60-2LL-S2X | 215 | 36 |  |  | 0.96 | Solar Inverter |  | OUTDOOR
SRP20030 | POWER-ONE | PVI-3.0-OUTD-S-US (240 V) | 3000 | 1 |  |  | 0.96 | Solar Inverter |  | OUTDOOR
SRP20030 | POWER-ONE | PVI-3.6-OUTD-S-US (240 V) | 3600 | 1 |  |  | 0.96 | Solar Inverter |  | OUTDOOR
SRP20031 | SMA AMERICA | SB3000HFUS-30 (208V) | 3000 | 1 |  |  | 0.96 | Solar Inverter |  | INDOOR
SRP20031 | SMA AMERICA | SB4000US (208V) | 4000 | 1 |  |  | 0.96 | Solar Inverter |  | INDOOR
SRP20032 | ENPHASE ENERGY | M215-60-2LL-S2X | 215 | 12 |  |  | 0.96 | Solar Inverter |  | OUTDOOR
SRP20032 | ENPHASE ENERGY | M215-60-2LL-S2X | 215 | 25 |  |  | 0.96 | Solar Inverter |  | OUTDOOR
SRP20033 | SMA AMERICA | SB3000US (240V) | 3000 | 2 |  |  | 0.96 | Solar Inverter |  | INDOOR
SRP20034 | ENPHASE ENERGY | M215-60-2LL-S2X | 215 | 26 |  |  | 0.96 | Solar Inverter |  | OUTDOOR
SRP20036 | ENPHASE ENERGY | M215-60-2LL-S2X | 215 | 35 |  |  | 0.96 | Solar Inverter |  | OUTDOOR
SRP20038 | SATCON TECHNOLOGY | PVS-375 (480 V) | 375000 | 1 |  |  | 0.96 | Solar Inverter |  | OUTDOOR
SRP20044 | SMA AMERICA | SB3000US (208V) | 3000 | 2 |  |  | 0.96 | Solar Inverter |  | Inside
SRP20044 | SMA AMERICA | SB4000US (240V) | 4000 | 1 |  |  | 0.96 | Solar Inverter |  | Inside
SRP20050 | ENPHASE ENERGY | M215-60-2LL-S2X | 215 | 23 |  |  | 0.96 | Solar Inverter |  | OUTDOOR
SRP20051 | ENPHASE ENERGY | M215-60-2LL-S2X | 215 | 16 |  |  | 0.96 | Solar Inverter |  | OUTDOOR
SRP20054 | POWER-ONE | PVI-3.0-OUTD-S-US (240 V) | 3000 | 1 |  |  | 0.96 | Solar Inverter |  | OUTDOOR
SRP20054 | POWER-ONE | PVI-4.2-OUTD-S-US (240 V) | 4200 | 1 |  |  | 0.96 | Solar Inverter |  | OUTDOOR
SRP20061 | ENPHASE ENERGY | M215-60-2LL-S2X | 215 | 12 |  |  | 0.96 | Solar Inverter |  | OUTDOOR
SRP20061 | ENPHASE ENERGY | M215-60-2LL-S2X | 215 | 13 |  |  | 0.96 | Solar Inverter |  | OUTDOOR
SRP20061 | ENPHASE ENERGY | M215-60-2LL-S2X | 215 | 17 |  |  | 0.96 | Solar Inverter |  | OUTDOOR
SRP20061 | ENPHASE ENERGY | M215-60-2LL-S2X | 215 | 17 |  |  | 0.96 | Solar Inverter |  | OUTDOOR
SRP20064 | POWER-ONE | PVI-4.2-OUTD-S-US (240 V) | 4200 | 1 |  |  | 0.96 | Solar Inverter |  | Inside
SRP20068 | ENPHASE ENERGY | M215-60-2LL-S2X | 215 | 41 |  |  | 0.96 | Solar Inverter |  | OUTDOOR
SRP20070 | POWER-ONE | PVI-5000-OUTD-US (240 V) | 5000 | 1 |  |  | 0.96 | Solar Inverter |  | OUTDOOR
SRP20071 | POWER-ONE | PVI-5000-OUTD-US (240 V) | 5000 | 1 |  |  | 0.96 | Solar Inverter |  | Inside
SRP20078 | ENPHASE ENERGY | M215-60-2LL-S2X | 215 | 33 |  |  | 0.96 | Solar Inverter |  | OUTDOOR
SRP20079 | ENPHASE ENERGY | M215-60-2LL-S2X | 215 | 86 |  |  | 0.96 | Solar Inverter |  | INDOOR
SRP20082 | ENPHASE ENERGY | M215-60-2LL-S2X | 215 | 22 |  |  | 0.96 | Solar Inverter |  | OUTDOOR
SRP20083 | ENPHASE ENERGY | M215-60-2LL-S2X | 215 | 24 |  |  | 0.96 | Solar Inverter |  | INDOOR
SRP20084 | ENPHASE ENERGY | M215-60-2LL-S2X | 215 | 32 |  |  | 0.96 | Solar Inverter |  | INDOOR
SRP20085 | ENPHASE ENERGY | M215-60-2LL-S2X | 215 | 36 |  |  | 0.96 | Solar Inverter |  | INDOOR
SRP20089 | ENPHASE ENERGY | M215-60-2LL-S2X | 215 | 31 |  |  | 0.96 | Solar Inverter |  | OUTDOOR
SRP20090 | ENPHASE ENERGY | M215-60-2LL-S2X | 215 | 25 |  |  | 0.96 | Solar Inverter |  | OUTDOOR
SRP20092 | ENPHASE ENERGY | M215-60-2LL-S2X | 215 | 20 |  |  | 0.96 | Solar Inverter |  | OUTDOOR
SRP20094 | ENPHASE ENERGY | M215-60-2LL-S2X | 215 | 14 |  |  | 0.96 | Solar Inverter |  | OUTDOOR
SRP20095 | POWER-ONE | PVI-3.6-OUTD-S-US (240 V) | 3600 | 1 |  |  | 0.96 | Solar Inverter |  | Inside
SRP20095 | POWER-ONE | PVI-5000-OUTD-US (240 V) | 5000 | 1 |  |  | 0.96 | Solar Inverter |  | Inside
SRP20097 | ENPHASE ENERGY | M215-60-2LL-S2X | 215 | 29 |  |  | 0.96 | Solar Inverter |  | OUTDOOR
SRP20098 | ENPHASE ENERGY | M215-60-2LL-S2X | 215 | 24 |  |  | 0.96 | Solar Inverter |  | OUTDOOR
SRP20106 | ENPHASE ENERGY | M215-60-2LL-S2X | 215 | 24 |  |  | 0.96 | Solar Inverter |  | OUTDOOR
SRP20108 | ENPHASE ENERGY | M215-60-2LL-S2X | 215 | 30 |  |  | 0.96 | Solar Inverter |  | OUTDOOR
SRP20109 | ENPHASE ENERGY | M215-60-2LL-S2X | 215 | 34 |  |  | 0.96 | Solar Inverter |  | OUTDOOR
SRP20110 | ENPHASE ENERGY | M215-60-2LL-S2X | 215 | 15 |  |  | 0.96 | Solar Inverter |  | OUTDOOR
SRP20111 | ENPHASE ENERGY | M215-60-2LL-S2X | 215 | 40 |  |  | 0.96 | Solar Inverter |  | INDOOR
SRP20112 | ENPHASE ENERGY | M215-60-2LL-S2X | 215 | 18 |  |  | 0.96 | Solar Inverter |  | OUTDOOR
SRP20114 | ENPHASE ENERGY | M215-60-2LL-S2X | 215 | 32 |  |  | 0.96 | Solar Inverter |  | OUTDOOR
SRP20116 | SMA AMERICA | SB3000US (240V) | 3000 | 1 |  |  | 0.96 | Solar Inverter |  | OUTDOOR
SRP20116 | SMA AMERICA | SB8000US (240V) | 8000 | 1 |  |  | 0.96 | Solar Inverter |  | OUTDOOR
SRP20119 | ENPHASE ENERGY | M215-60-2LL-S2X | 215 | 17 |  |  | 0.96 | Solar Inverter |  | OUTDOOR
SRP20121 | ENPHASE ENERGY | M215-60-2LL-S2X | 215 | 15 |  |  | 0.96 | Solar Inverter |  | OUTDOOR
SRP20122 | ENPHASE ENERGY | M215-60-2LL-S2X | 215 | 17 |  |  | 0.96 | Solar Inverter |  | OUTDOOR
SRP20124 | ENPHASE ENERGY | M215-60-2LL-S2X | 215 | 9 |  |  | 0.96 | Solar Inverter |  | OUTDOOR
SRP20126 | ENPHASE ENERGY | M215-60-2LL-S2X | 215 | 21 |  |  | 0.96 | Solar Inverter |  | OUTDOOR
SRP20127 | ENPHASE ENERGY | M215-60-2LL-S2X | 215 | 9 |  |  | 0.96 | Solar Inverter |  | OUTDOOR
SRP20128 | ENPHASE ENERGY | M215-60-2LL-S2X | 215 | 13 |  |  | 0.96 | Solar Inverter |  | OUTDOOR
SRP20129 | ENPHASE ENERGY | M215-60-2LL-S2X | 215 | 22 |  |  | 0.96 | Solar Inverter |  | OUTDOOR
SRP20134 | ENPHASE ENERGY | M215-60-2LL-S2X | 215 | 24 |  |  | 0.96 | Solar Inverter |  | OUTDOOR
SRP20135 | ENPHASE ENERGY | M215-60-2LL-S2X | 215 | 34 |  |  | 0.96 | Solar Inverter |  | OUTDOOR
SRP20136 | ENPHASE ENERGY | M215-60-2LL-S2X | 215 | 27 |  |  | 0.96 | Solar Inverter |  | OUTDOOR
SRP20137 | ENPHASE ENERGY | M215-60-2LL-S2X | 215 | 21 |  |  | 0.96 | Solar Inverter |  | OUTDOOR
SRP20138 | ENPHASE ENERGY | M215-60-2LL-S2X | 215 | 20 |  |  | 0.96 | Solar Inverter |  | OUTDOOR
SRP20139 | ENPHASE ENERGY | M215-60-2LL-S2X | 215 | 30 |  |  | 0.96 | Solar Inverter |  | OUTDOOR
SRP20140 | ENPHASE ENERGY | M215-60-2LL-S2X | 215 | 13 |  |  | 0.96 | Solar Inverter |  | OUTDOOR
SRP20141 | ENPHASE ENERGY | M215-60-2LL-S2X | 215 | 19 |  |  | 0.96 | Solar Inverter |  | OUTDOOR
SRP20142 | ENPHASE ENERGY | M215-60-2LL-S2X | 215 | 10 |  |  | 0.96 | Solar Inverter |  | OUTDOOR
SRP20142 | ENPHASE ENERGY | M215-60-2LL-S2X | 215 | 28 |  |  | 0.96 | Solar Inverter |  | OUTDOOR
SRP20144 | SMA AMERICA | SB5000US-11 (208V) | 5000 | 6 |  |  | 0.96 | Solar Inverter |  | OUTDOOR
SRP20145 | ENPHASE ENERGY | M215-60-2LL-S2X | 215 | 25 |  |  | 0.96 | Solar Inverter |  | OUTDOOR
SRP20146 | ENPHASE ENERGY | M215-60-2LL-S2X | 215 | 21 |  |  | 0.96 | Solar Inverter |  | OUTDOOR
SRP20149 | POWER-ONE | PVI-3.0-OUTD-S-US (240 V) | 3000 | 1 |  |  | 0.96 | Solar Inverter |  | Inside
SRP20153 | ENPHASE ENERGY | M215-60-2LL-S2X | 215 | 18 |  |  | 0.96 | Solar Inverter |  | OUTDOOR
SRP20157 | SMA AMERICA | SB3000US (240V) | 3000 | 2 |  |  | 0.96 | Solar Inverter |  | INDOOR
SRP20157 | SMA AMERICA | SB4000US (240V) | 4000 | 1 |  |  | 0.96 | Solar Inverter |  | INDOOR
SRP20158 | ENPHASE ENERGY | M215-60-2LL-S2X | 215 | 28 |  |  | 0.96 | Solar Inverter |  | OUTDOOR
SRP20159 | ENPHASE ENERGY | M215-60-2LL-S2X | 215 | 39 |  |  | 0.96 | Solar Inverter |  | Roof
SRP20160 | ENPHASE ENERGY | M215-60-2LL-S2X | 215 | 17 |  |  | 0.96 | Solar Inverter |  | OUTDOOR
SRP20162 | SMA AMERICA | ST42 (240V) | 7000 | 6 |  |  | 0.96 | Solar Inverter |  | OUTDOOR
SRP20164 | ENPHASE ENERGY | M215-60-2LL-S2X | 215 | 35 |  |  | 0.96 | Solar Inverter |  | OUTDOOR
SRP20165 | ENPHASE ENERGY | M215-60-2LL-S2X | 215 | 90 |  |  | 0.96 | Solar Inverter |  | OUTDOOR
SRP20169 | ENPHASE ENERGY | M215-60-2LL-S2X | 215 | 33 |  |  | 0.96 | Solar Inverter |  | OUTDOOR
SRP20173 | POWER-ONE | PVI-3.6-OUTD-S-US (240 V) | 3600 | 1 |  |  | 0.96 | Solar Inverter |  | INDOOR
SRP20173 | POWER-ONE | PVI-3.6-OUTD-S-US (240 V) | 3600 | 1 |  |  | 0.96 | Solar Inverter |  | INDOOR
SRP20174 | POWER-ONE | PVI-6000-OUTD-US (208 V) | 6000 | 2 |  |  | 0.96 | Solar Inverter |  | OUTDOOR
SRP20176 | POWER-ONE | PVI-3.6-OUTD-S-US (240 V) | 3600 | 1 |  |  | 0.96 | Solar Inverter |  | INDOOR
SRP20177 | POWER-ONE | PVI-3.0-OUTD-S-US (240 V) | 3000 | 1 |  |  | 0.96 | Solar Inverter |  | Inside
SRP20179 | SUNPOWER | SPR-3000M (240V) | 3000 | 1 |  |  | 0.96 | Solar Inverter |  | INDOOR
SRP20180 | SMA AMERICA | SB3000US (240V) | 3000 | 2 |  |  | 0.96 | Solar Inverter |  | INDOOR
SRP20185 | POWER-ONE | PVI-4.2-OUTD-S-US (240 V) | 4200 | 1 |  |  | 0.96 | Solar Inverter |  | INDOOR
SRP20189 | ENPHASE ENERGY | M215-60-2LL-S2X | 215 | 53 |  |  | 0.96 | Solar Inverter |  | OUTDOOR
SRP20194 | ENPHASE ENERGY | M215-60-2LL-S2X | 215 | 27 |  |  | 0.96 | Solar Inverter |  | Inside
SRP20195 | SMA AMERICA | SB4000US (240V) | 4000 | 1 |  |  | 0.96 | Solar Inverter |  | INDOOR
SRP20196 | POWER-ONE | PVI-3.0-OUTD-S-US (240 V) | 3000 | 1 |  |  | 0.96 | Solar Inverter |  | OUTDOOR
SRP20201 | ENPHASE ENERGY | M215-60-2LL-S2X | 215 | 20 |  |  | 0.96 | Solar Inverter |  | INDOOR
SRP20203 | ENPHASE ENERGY | M215-60-2LL-S2X | 215 | 30 |  |  | 0.96 | Solar Inverter |  | INDOOR
SRP20204 | ENPHASE ENERGY | M215-60-2LL-S2X | 215 | 20 |  |  | 0.96 | Solar Inverter |  | INDOOR
SRP20205 | ENPHASE ENERGY | M215-60-2LL-S2X | 215 | 30 |  |  | 0.96 | Solar Inverter |  | Outside
SRP20207 | ENPHASE ENERGY | M215-60-2LL-S2X | 215 | 61 |  |  | 0.96 | Solar Inverter |  | OUTDOOR
SRP20208 | ENPHASE ENERGY | M215-60-2LL-S2X | 215 | 37 |  |  | 0.96 | Solar Inverter |  | INDOOR
SRP20209 | ENPHASE ENERGY | M215-60-2LL-S2X | 215 | 90 |  |  | 0.96 | Solar Inverter |  | INDOOR
SRP20210 | ENPHASE ENERGY | M215-60-2LL-S2X | 215 | 52 |  |  | 0.96 | Solar Inverter |  | INDOOR
SRP20211 | ENPHASE ENERGY | M215-60-2LL-S2X | 215 | 66 |  |  | 0.96 | Solar Inverter |  | OUTDOOR
SRP20212 | ENPHASE ENERGY | M215-60-2LL-S2X | 215 | 31 |  |  | 0.96 | Solar Inverter |  | Outside
SRP20213 | ENPHASE ENERGY | M215-60-2LL-S2X | 215 | 24 |  |  | 0.96 | Solar Inverter |  | Roof
SRP20214 | ENPHASE ENERGY | M215-60-2LL-S2X | 215 | 40 |  |  | 0.96 | Solar Inverter |  | INDOOR
SRP20216 | ENPHASE ENERGY | M215-60-2LL-S2X | 215 | 63 |  |  | 0.96 | Solar Inverter |  | Outside
SRP20217 | ENPHASE ENERGY | M215-60-2LL-S2X | 215 | 35 |  |  | 0.96 | Solar Inverter |  | INDOOR
SRP20218 | ENPHASE ENERGY | M215-60-2LL-S2X | 215 | 40 |  |  | 0.96 | Solar Inverter |  | INDOOR
SRP20219 | ENPHASE ENERGY | M215-60-2LL-S2X | 215 | 35 |  |  | 0.96 | Solar Inverter |  | OUTDOOR
SRP20220 | ENPHASE ENERGY | M215-60-2LL-S2X | 215 | 23 |  |  | 0.96 | Solar Inverter |  | OUTDOOR
SRP20221 | ENPHASE ENERGY | M215-60-2LL-S2X | 215 | 50 |  |  | 0.96 | Solar Inverter |  | INDOOR
SRP20223 | ENPHASE ENERGY | M215-60-2LL-S2X | 215 | 32 |  |  | 0.96 | Solar Inverter |  | OUTDOOR
SRP20224 | ENPHASE ENERGY | M215-60-2LL-S2X | 215 | 23 |  |  | 0.96 | Solar Inverter |  | OUTDOOR
SRP20226 | ENPHASE ENERGY | M215-60-2LL-S2X | 215 | 28 |  |  | 0.96 | Solar Inverter |  | OUTDOOR
SRP20227 | ENPHASE ENERGY | M215-60-2LL-S2X | 215 | 20 |  |  | 0.96 | Solar Inverter |  | OUTDOOR
SRP20228 | POWER-ONE | PVI-3.0-OUTD-S-US (240 V) | 3000 | 1 |  |  | 0.96 | Solar Inverter |  | Inside
SRP20231 | ENPHASE ENERGY | M215-60-2LL-S2X | 215 | 36 |  |  | 0.96 | Solar Inverter |  | INDOOR
SRP20234 | POWER-ONE | PVI-3.0-OUTD-S-US (240 V) | 3000 | 1 |  |  | 0.96 | Solar Inverter |  | INDOOR
SRP20236 | POWER-ONE | PVI-3.0-OUTD-S-US (240 V) | 3000 | 1 |  |  | 0.96 | Solar Inverter |  | INDOOR
SRP20239 | ENPHASE ENERGY | M215-60-2LL-S2X | 215 | 9 |  |  | 0.96 | Solar Inverter |  | OUTDOOR
SRP20239 | ENPHASE ENERGY | M215-60-2LL-S2X | 215 | 13 |  |  | 0.96 | Solar Inverter |  | OUTDOOR
SRP20239 | ENPHASE ENERGY | M215-60-2LL-S2X | 215 | 16 |  |  | 0.96 | Solar Inverter |  | OUTDOOR
SRP20240 | ENPHASE ENERGY | M215-60-2LL-S2X | 215 | 16 |  |  | 0.96 | Solar Inverter |  | OUTDOOR
SRP20240 | ENPHASE ENERGY | M215-60-2LL-S2X | 215 | 24 |  |  | 0.96 | Solar Inverter |  | OUTDOOR
SRP20241 | ENPHASE ENERGY | M215-60-2LL-S2X | 215 | 45 |  |  | 0.96 | Solar Inverter |  | INDOOR
SRP20242 | SMA AMERICA | SB7000TL-US (208V) | 7000 | 1 |  |  | 0.96 | Solar Inverter |  | OUTDOOR
SRP20244 | ENPHASE ENERGY | M215-60-2LL-S2X | 215 | 35 |  |  | 0.96 | Solar Inverter |  | INDOOR
SRP20245 | ENPHASE ENERGY | M215-60-2LL-S2X | 215 | 90 |  |  | 0.96 | Solar Inverter |  | INDOOR
SRP20246 | ENPHASE ENERGY | M215-60-2LL-S2X | 215 | 26 |  |  | 0.96 | Solar Inverter |  | INDOOR
SRP20248 | ENPHASE ENERGY | M215-60-2LL-S2X | 215 | 36 |  |  | 0.96 | Solar Inverter |  | Inside
SRP20251 | POWER-ONE | PVI-3.6-OUTD-S-US (240 V) | 3600 | 1 |  |  | 0.96 | Solar Inverter |  | INDOOR
SRP20254 | POWER-ONE | PVI-3.0-OUTD-S-US (240 V) | 3000 | 1 |  |  | 0.96 | Solar Inverter |  | OUTDOOR
SRP20254 | POWER-ONE | PVI-3.6-OUTD-S-US (240 V) | 3600 | 1 |  |  | 0.96 | Solar Inverter |  | OUTDOOR
SRP20256 | POWER-ONE | PVI-3.0-OUTD-S-US (240 V) | 3000 | 1 |  |  | 0.96 | Solar Inverter |  | OUTDOOR
SRP20257 | ENPHASE ENERGY | M215-60-2LL-S2X | 215 | 12 |  |  | 0.96 | Solar Inverter |  | OUTDOOR
SRP20257 | ENPHASE ENERGY | M215-60-2LL-S2X | 215 | 12 |  |  | 0.96 | Solar Inverter |  | OUTDOOR
SRP20258 | ENPHASE ENERGY | M215-60-2LL-S2X | 215 | 21 |  |  | 0.96 | Solar Inverter |  | OUTDOOR
SRP20259 | ENPHASE ENERGY | M215-60-2LL-S2X | 215 | 18 |  |  | 0.96 | Solar Inverter |  | OUTDOOR
SRP20260 | POWER-ONE | PVI-3.0-OUTD-S-US (240 V) | 3000 | 1 |  |  | 0.96 | Solar Inverter |  | Outside
SRP20260 | POWER-ONE | PVI-4.2-OUTD-S-US (240 V) | 4200 | 1 |  |  | 0.96 | Solar Inverter |  | Outside
SRP20261 | SMA AMERICA | SB4000US (240V) | 4000 | 1 |  |  | 0.96 | Solar Inverter |  | INDOOR
SRP20261 | SMA AMERICA | SB5000US (240V) | 5000 | 2 |  |  | 0.96 | Solar Inverter |  | INDOOR
SRP20262 | ENPHASE ENERGY | M215-60-2LL-S2X | 215 | 17 |  |  | 0.96 | Solar Inverter |  | OUTDOOR
SRP20263 | ENPHASE ENERGY | M215-60-2LL-S2X | 215 | 15 |  |  | 0.96 | Solar Inverter |  | OUTDOOR
SRP20264 | ENPHASE ENERGY | M215-60-2LL-S2X | 215 | 24 |  |  | 0.96 | Solar Inverter |  | OUTDOOR
SRP20265 | ENPHASE ENERGY | M215-60-2LL-S2X | 215 | 19 |  |  | 0.96 | Solar Inverter |  | OUTDOOR
SRP20267 | POWER-ONE | PVI-4.2-OUTD-S-US (240 V) | 4200 | 1 |  |  | 0.96 | Solar Inverter |  | OUTDOOR
SRP20271 | ENPHASE ENERGY | M215-60-2LL-S2X | 215 | 38 |  |  | 0.96 | Solar Inverter |  | OUTDOOR
SRP20272 | POWER-ONE | PVI-3.0-OUTD-S-US (240 V) | 3000 | 1 |  |  | 0.96 | Solar Inverter |  | OUTDOOR
SRP20273 | SMA AMERICA | SB5000US | 5000 | 1 |  |  | 0.96 | Solar Inverter |  | Outside
SRP20276 | ENPHASE ENERGY | M215-60-2LL-S2X | 215 | 16 |  |  | 0.96 | Solar Inverter |  | OUTDOOR
SRP20277 | SMA AMERICA | SB4000US (240V) | 4000 | 1 |  |  | 0.96 | Solar Inverter |  | INDOOR
SRP20283 | ENPHASE ENERGY | M215-60-2LL-S2X | 215 | 21 |  |  | 0.96 | Solar Inverter |  | OUTDOOR
SRP20292 | ENPHASE ENERGY | M215-60-2LL-S2X | 215 | 32 |  |  | 0.96 | Solar Inverter |  | OUTDOOR
SRP20295 | ENPHASE ENERGY | M215-60-2LL-S2X | 215 | 27 |  |  | 0.96 | Solar Inverter |  | OUTDOOR
SRP20296 | ENPHASE ENERGY | M215-60-2LL-S2X | 215 | 10 |  |  | 0.96 | Solar Inverter |  | OUTDOOR
SRP20302 | ENPHASE ENERGY | M215-60-2LL-S2X | 215 | 15 |  |  | 0.96 | Solar Inverter |  | OUTDOOR
SRP20304 | ENPHASE ENERGY | M215-60-2LL-S2X | 215 | 21 |  |  | 0.96 | Solar Inverter |  | OUTDOOR
SRP20305 | SMA AMERICA | SB5000US | 5000 | 1 |  |  | 0.96 | Solar Inverter |  | INDOOR
SRP20309 | ENPHASE ENERGY | M215-60-2LL-S2X | 215 | 50 |  |  | 0.96 | Solar Inverter |  | OUTDOOR
SRP20315 | ENPHASE ENERGY | M215-60-2LL-S2X | 215 | 11 |  |  | 0.96 | Solar Inverter |  | OUTDOOR
SRP20316 | POWER-ONE | PVI-4.2-OUTD-S-US (240 V) | 4200 | 1 |  |  | 0.96 | Solar Inverter |  | OUTDOOR
SRP20322 | SMA AMERICA | SB5000US (240V) | 5000 | 1 |  |  | 0.96 | Solar Inverter |  | Inside
SRP20322 | SMA AMERICA | SB6000U (240V) | 6000 | 2 |  |  | 0.96 | Solar Inverter |  | Inside
SRP20324 | ENPHASE ENERGY | M215-60-2LL-S2X | 215 | 15 |  |  | 0.96 | Solar Inverter |  | OUTDOOR
SRP20331 | ENPHASE ENERGY | M215-60-2LL-S2X | 215 | 14 |  |  | 0.96 | Solar Inverter |  | OUTDOOR
SRP20337 | ADVANCED ENERGY INDUSTRIES | AE 50TX-480 | 50000 | 1 |  |  | 0.96 | Solar Inverter |  | OUTDOOR
SRP20337 | ADVANCED ENERGY INDUSTRIES | AE 75TX-480 | 75000 | 1 |  |  | 0.96 | Solar Inverter |  | OUTDOOR
SRP20339 | AE SOLAR ENERGY | AE7.0 (277V) | 75000 | 1 |  |  | 0.96 | Solar Inverter |  | OUTDOOR
SRP20339 | SMA | SB6000U | 6000 | 6 |  |  | 0.96 | Solar Inverter |  | Outside
SRP20340 | ENPHASE ENERGY | M215-60-2LL-S2X | 215 | 9 |  |  | 0.96 | Solar Inverter |  | OUTDOOR
SRP20340 | ENPHASE ENERGY | M215-60-2LL-S2X | 215 | 31 |  |  | 0.96 | Solar Inverter |  | OUTDOOR
SRP20343 | ADVANCED ENERGY INDUSTRIES | AE 75TX-480 | 75000 | 1 |  |  | 0.96 | Solar Inverter |  | OUTDOOR
SRP20347 | POWER-ONE | PVI-3.6-OUTD-S-US (240 V) | 3600 | 1 |  |  | 0.96 | Solar Inverter |  | OUTDOOR
SRP20348 | POWER-ONE | PVI-3.6-OUTD-S-US (240 V) | 3600 | 1 |  |  | 0.96 | Solar Inverter |  | OUTDOOR
SRP20349 | POWER-ONE | PVI-3.0-OUTD-S-US (240 V) | 3000 | 1 |  |  | 0.96 | Solar Inverter |  | INDOOR
SRP20349 | POWER-ONE | PVI-3.6-OUTD-S-US (240 V) | 3600 | 1 |  |  | 0.96 | Solar Inverter |  | INDOOR
SRP20352 | POWER-ONE | PVI-3.0-OUTD-S-US (240 V) | 3000 | 1 |  |  | 0.96 | Solar Inverter |  | OUTDOOR
SRP20356 | POWER-ONE | PVI-6000-OUTD-US (240 V) | 6000 | 1 |  |  | 0.96 | Solar Inverter |  | OUTDOOR
SRP20358 | POWER-ONE | PVI-4.2-OUTD-S-US (240 V) | 4200 | 1 |  |  | 0.96 | Solar Inverter |  | OUTDOOR
SRP20362 | ENPHASE ENERGY | M215-60-2LL-S2X | 215 | 16 |  |  | 0.96 | Solar Inverter |  | OUTDOOR
SRP20363 | ENPHASE ENERGY | M215-60-2LL-S2X | 215 | 57 |  |  | 0.96 | Solar Inverter |  | OUTDOOR
SRP20364 | ENPHASE ENERGY | M215-60-2LL-S2X | 215 | 28 |  |  | 0.96 | Solar Inverter |  | OUTDOOR
SRP20365 | ENPHASE ENERGY | M215-60-2LL-S2X | 215 | 29 |  |  | 0.96 | Solar Inverter |  | OUTDOOR
SRP20366 | ENPHASE ENERGY | M215-60-2LL-S2X | 215 | 29 |  |  | 0.96 | Solar Inverter |  | OUTDOOR
SRP20369 | ENPHASE ENERGY | M215-60-2LL-S2X | 215 | 36 |  |  | 0.96 | Solar Inverter |  | OUTDOOR
SRP20370 | ENPHASE ENERGY | M215-60-2LL-S2X | 215 | 64 |  |  | 0.96 | Solar Inverter |  | OUTDOOR
SRP20371 | ENPHASE ENERGY | M215-60-2LL-S2X | 215 | 28 |  |  | 0.96 | Solar Inverter |  | OUTDOOR
SRP20372 | ENPHASE ENERGY | M215-60-2LL-S2X | 215 | 64 |  |  | 0.96 | Solar Inverter |  | OUTDOOR
SRP20373 | ENPHASE ENERGY | M215-60-2LL-S2X | 215 | 14 |  |  | 0.96 | Solar Inverter |  | OUTDOOR
SRP20373 | ENPHASE ENERGY | M215-60-2LL-S2X | 215 | 15 |  |  | 0.96 | Solar Inverter |  | OUTDOOR
SRP20376 | ENPHASE ENERGY | M215-60-2LL-S2X | 215 | 28 |  |  | 0.96 | Solar Inverter |  | OUTDOOR
SRP20377 | ENPHASE ENERGY | M215-60-2LL-S2X | 215 | 30 |  |  | 0.96 | Solar Inverter |  | Inside
SRP20379 | ENPHASE ENERGY | M215-60-2LL-S2X | 215 | 37 |  |  | 0.96 | Solar Inverter |  | INDOOR
SRP20380 | ENPHASE ENERGY | M215-60-2LL-S2X | 215 | 29 |  |  | 0.96 | Solar Inverter |  | OUTDOOR
SRP20381 | ENPHASE ENERGY | M215-60-2LL-S2X | 215 | 34 |  |  | 0.96 | Solar Inverter |  | INDOOR
SRP20382 | ENPHASE ENERGY | M215-60-2LL-S2X | 215 | 32 |  |  | 0.96 | Solar Inverter |  | OUTDOOR
SRP20382 | ENPHASE ENERGY | M215-60-2LL-S2X | 215 | 34 |  |  | 0.96 | Solar Inverter |  | OUTDOOR
SRP20383 | ENPHASE ENERGY | M215-60-2LL-S2X | 215 | 22 |  |  | 0.96 | Solar Inverter |  | INDOOR
SRP20384 | ENPHASE ENERGY | M215-60-2LL-S2X | 215 | 27 |  |  | 0.96 | Solar Inverter |  | OUTDOOR
SRP20387 | POWER-ONE | PVI-3.6-OUTD-S-US (240 V) | 3600 | 1 |  |  | 0.96 | Solar Inverter |  | OUTDOOR
SRP20389 | ENPHASE ENERGY | M215-60-2LL-S2X | 215 | 34 |  |  | 0.96 | Solar Inverter |  | OUTDOOR
SRP20395 | ENPHASE ENERGY | M215-60-2LL-S2X | 215 | 43 |  |  | 0.96 | Solar Inverter |  | Outside
SRP20396 | ENPHASE ENERGY | M215-60-2LL-S2X | 215 | 14 |  |  | 0.96 | Solar Inverter |  | OUTDOOR
SRP20396 | ENPHASE ENERGY | M215-60-2LL-S2X | 215 | 26 |  |  | 0.96 | Solar Inverter |  | OUTDOOR
SRP20397 | ENPHASE ENERGY | M215-60-2LL-S2X | 215 | 14 |  |  | 0.96 | Solar Inverter |  | OUTDOOR
SRP20397 | ENPHASE ENERGY | M215-60-2LL-S2X | 215 | 39 |  |  | 0.96 | Solar Inverter |  | OUTDOOR
SRP20398 | ENPHASE ENERGY | M215-60-2LL-S2X | 215 | 21 |  |  | 0.96 | Solar Inverter |  | OUTDOOR
SRP20399 | ENPHASE ENERGY | M215-60-2LL-S2X | 215 | 17 |  |  | 0.96 | Solar Inverter |  | OUTDOOR
SRP20400 | ENPHASE ENERGY | M215-60-2LL-S2X | 215 | 23 |  |  | 0.96 | Solar Inverter |  | OUTDOOR
SRP20402 | ENPHASE ENERGY | M215-60-2LL-S2X | 215 | 20 |  |  | 0.96 | Solar Inverter |  | OUTDOOR
SRP20406 | POWER-ONE | PVI-4.2-OUTD-S-US (240 V) | 4200 | 1 |  |  | 0.96 | Solar Inverter |  | OUTDOOR
SRP20408 | POWER-ONE | PVI-3.0-OUTD-S-US (240 V) | 3000 | 1 |  |  | 0.96 | Solar Inverter |  | OUTDOOR
SRP20409 | ENPHASE ENERGY | M215-60-2LL-S2X | 215 | 13 |  |  | 0.96 | Solar Inverter |  | OUTDOOR
SRP20410 | ENPHASE ENERGY | M215-60-2LL-S2X | 215 | 14 |  |  | 0.96 | Solar Inverter |  | OUTDOOR
SRP20412 | POWER-ONE | PVI-4.2-OUTD-S-US (240 V) | 4200 | 1 |  |  | 0.96 | Solar Inverter |  | INDOOR
SRP20416 | POWER-ONE | PVI-3.0-OUTD-S-US (240 V) | 3000 | 1 |  |  | 0.96 | Solar Inverter |  | OUTDOOR
SRP20419 | ENPHASE ENERGY | M215-60-2LL-S2X | 215 | 17 |  |  | 0.96 | Solar Inverter |  | OUTDOOR
SRP20421 | ENPHASE ENERGY | M215-60-2LL-S2X | 215 | 25 |  |  | 0.96 | Solar Inverter |  | OUTDOOR
SRP20422 | ENPHASE ENERGY | M215-60-2LL-S2X | 215 | 29 |  |  | 0.96 | Solar Inverter |  | OUTDOOR
SRP20423 | ENPHASE ENERGY | M215-60-2LL-S2X | 215 | 28 |  |  | 0.96 | Solar Inverter |  | OUTDOOR
SRP20424 | ENPHASE ENERGY | M215-60-2LL-S2X | 215 | 10 |  |  | 0.96 | Solar Inverter |  | OUTDOOR
SRP20425 | ENPHASE ENERGY | M215-60-2LL-S2X | 215 | 25 |  |  | 0.96 | Solar Inverter |  | OUTDOOR
SRP20429 | ENPHASE ENERGY | M215-60-2LL-S2X | 215 | 14 |  |  | 0.96 | Solar Inverter |  | OUTDOOR
SRP20430 | ENPHASE ENERGY | M215-60-2LL-S2X | 215 | 8 |  |  | 0.96 | Solar Inverter |  | OUTDOOR
SRP20430 | ENPHASE ENERGY | M215-60-2LL-S2X | 215 | 22 |  |  | 0.96 | Solar Inverter |  | OUTDOOR
SRP20432 | ENPHASE ENERGY | M215-60-2LL-S2X | 215 | 17 |  |  | 0.96 | Solar Inverter |  | OUTDOOR
SRP20433 | ENPHASE ENERGY | M200-32-208-S01 | 215 | 23 |  |  | 0.96 | Solar Inverter |  | OUTDOOR
SRP20434 | ENPHASE ENERGY | M215-60-2LL-S2X | 215 | 16 |  |  | 0.96 | Solar Inverter |  | OUTDOOR
SRP20435 | ENPHASE ENERGY | M215-60-2LL-S2X | 215 | 13 |  |  | 0.96 | Solar Inverter |  | OUTDOOR
SRP20438 | ENPHASE ENERGY | M215-60-2LL-S2X | 215 | 21 |  |  | 0.96 | Solar Inverter |  | OUTDOOR
SRP20439 | ENPHASE ENERGY | M215-60-2LL-S2X | 215 | 19 |  |  | 0.96 | Solar Inverter |  | OUTDOOR
SRP20441 | ENPHASE ENERGY | M215-60-2LL-S2X | 215 | 13 |  |  | 0.96 | Solar Inverter |  | OUTDOOR
SRP20442 | ENPHASE ENERGY | M215-60-2LL-S2X | 215 | 14 |  |  | 0.96 | Solar Inverter |  | OUTDOOR
SRP20443 | ENPHASE ENERGY | M215-60-2LL-S2X | 215 | 19 |  |  | 0.96 | Solar Inverter |  | OUTDOOR
SRP20444 | ENPHASE ENERGY | M215-60-2LL-S2X | 215 | 22 |  |  | 0.96 | Solar Inverter |  | OUTDOOR
SRP20446 | ENPHASE ENERGY | M215-60-2LL-S2X | 215 | 50 |  |  | 0.96 | Solar Inverter |  | Outside
SRP20448 | ENPHASE ENERGY | M215-60-2LL-S2X | 215 | 34 |  |  | 0.96 | Solar Inverter |  | OUTDOOR
SRP20449 | ENPHASE ENERGY | M215-60-2LL-S2X | 215 | 15 |  |  | 0.96 | Solar Inverter |  | INDOOR
SRP20449 | ENPHASE ENERGY | M215-60-2LL-S2X | 215 | 28 |  |  | 0.96 | Solar Inverter |  | INDOOR
SRP20450 | ENPHASE ENERGY | M215-60-2LL-S2X | 215 | 25 |  |  | 0.96 | Solar Inverter |  | OUTDOOR
SRP20452 | ENPHASE ENERGY | M215-60-2LL-S2X | 215 | 27 |  |  | 0.96 | Solar Inverter |  | OUTDOOR
SRP20454 | ENPHASE ENERGY | M215-60-2LL-S2X | 215 | 26 |  |  | 0.96 | Solar Inverter |  | OUTDOOR
SRP20455 | SMA AMERICA | SB4000US (240V) | 4000 | 1 |  |  | 0.96 | Solar Inverter |  | OUTDOOR
SRP20456 | ENPHASE ENERGY | M215-60-2LL-S2X | 215 | 14 |  |  | 0.96 | Solar Inverter |  | OUTDOOR
SRP20457 | SMA AMERICA | SB3000US (240V) | 3000 | 1 |  |  | 0.96 | Solar Inverter |  | INDOOR
SRP20457 | SMA AMERICA | SB4000US (240V) | 4000 | 2 |  |  | 0.96 | Solar Inverter |  | INDOOR
SRP20459 | POWER-ONE | PVI-4.2-OUTD-S-US (240 V) | 4200 | 1 |  |  | 0.96 | Solar Inverter |  | Outside
SRP20460 | POWER-ONE | PVI-3.6-OUTD-S-US (240 V) | 3600 | 1 |  |  | 0.96 | Solar Inverter |  | OUTDOOR
SRP20462 | POWER-ONE | PVI-4.2-OUTD-S-US (240 V) | 4200 | 1 |  |  | 0.96 | Solar Inverter |  | Outside
SRP20462 | POWER-ONE | PVI-4.2-OUTD-S-US (240 V) | 4200 | 1 |  |  | 0.96 | Solar Inverter |  | Outside
SRP20463 | POWER-ONE | PVI-3.6-OUTD-S-US (240 V) | 3600 | 1 |  |  | 0.96 | Solar Inverter |  | INDOOR
SRP20465 | ENPHASE ENERGY | M215-60-2LL-S2X | 215 | 33 |  |  | 0.96 | Solar Inverter |  | OUTDOOR
SRP20466 | ENPHASE ENERGY | M215-60-2LL-S2X | 215 | 39 |  |  | 0.96 | Solar Inverter |  | Outside
SRP20469 | POWER-ONE | PVI-4.2-OUTD-S-US (240 V) | 4200 | 1 |  |  | 0.96 | Solar Inverter |  | OUTDOOR
SRP20471 | SMA AMERICA | SB3800US (240V) | 3800 | 1 |  |  | 0.96 | Solar Inverter |  | INDOOR
SRP20474 | ENPHASE ENERGY | M215-60-2LL-S2X | 215 | 29 |  |  | 0.96 | Solar Inverter |  | OUTDOOR
SRP20475 | ENPHASE ENERGY | M215-60-2LL-S2X | 215 | 10 |  |  | 0.96 | Solar Inverter |  | INDOOR
SRP20475 | ENPHASE ENERGY | M215-60-2LL-S2X | 215 | 48 |  |  | 0.96 | Solar Inverter |  | INDOOR
SRP20478 | ENPHASE ENERGY | M215-60-2LL-S2X | 215 | 30 |  |  | 0.96 | Solar Inverter |  | Inside
SRP20479 | ENPHASE ENERGY | M215-60-2LL-S2X | 215 | 32 |  |  | 0.96 | Solar Inverter |  | INDOOR
SRP20480 | ENPHASE ENERGY | M215-60-2LL-S2X | 215 | 18 |  |  | 0.96 | Solar Inverter |  | INDOOR
SRP20481 | ENPHASE ENERGY | M215-60-2LL-S2X | 215 | 46 |  |  | 0.96 | Solar Inverter |  | INDOOR
SRP20482 | ENPHASE ENERGY | M215-60-2LL-S2X | 215 | 43 |  |  | 0.96 | Solar Inverter |  | INDOOR
SRP20484 | ENPHASE ENERGY | M215-60-2LL-S2X | 215 | 39 |  |  | 0.96 | Solar Inverter |  | OUTDOOR
SRP20486 | ENPHASE ENERGY | M215-60-2LL-S2X | 215 | 24 |  |  | 0.96 | Solar Inverter |  | INDOOR
SRP20487 | ENPHASE ENERGY | M215-60-2LL-S2X | 215 | 40 |  |  | 0.96 | Solar Inverter |  | OUTDOOR
SRP20489 | ENPHASE ENERGY | M215-60-2LL-S2X | 215 | 34 |  |  | 0.96 | Solar Inverter |  | OUTDOOR
SRP20492 | ENPHASE ENERGY | M215-60-2LL-S2X | 215 | 24 |  |  | 0.96 | Solar Inverter |  | Outside
SRP20494 | ENPHASE ENERGY | M215-60-2LL-S2X | 215 | 46 |  |  | 0.96 | Solar Inverter |  | Outside
SRP20495 | ENPHASE ENERGY | M215-60-2LL-S2X | 215 | 9 |  |  | 0.96 | Solar Inverter |  | INDOOR
SRP20495 | ENPHASE ENERGY | M215-60-2LL-S2X | 215 | 15 |  |  | 0.96 | Solar Inverter |  | INDOOR
SRP20496 | POWER-ONE | PVI-3.8-1-OUTD-X-US-Y (240 V) | 3800 | 1 |  |  | 0.96 | Solar Inverter |  | INDOOR
SRP20500 | POWER-ONE | PVI-3.0-OUTD-S-US (240 V) | 3000 | 1 |  |  | 0.96 | Solar Inverter |  | INDOOR
SRP20500 | POWER-ONE | PVI-3.6-OUTD-S-US (240 V) | 3600 | 1 |  |  | 0.96 | Solar Inverter |  | INDOOR
SRP20501 | POWER-ONE | PVI-3.0-OUTD-S-US (240 V) | 3000 | 1 |  |  | 0.96 | Solar Inverter |  | INDOOR
SRP20501 | POWER-ONE | PVI-3.6-OUTD-S-US (240 V) | 3600 | 1 |  |  | 0.96 | Solar Inverter |  | INDOOR
SRP20502 | ENPHASE ENERGY | M215-60-2LL-S2X | 215 | 26 |  |  | 0.96 | Solar Inverter |  | OUTDOOR
SRP20503 | ENPHASE ENERGY | M215-60-2LL-S2X | 215 | 15 |  |  | 0.96 | Solar Inverter |  | INDOOR
SRP20503 | ENPHASE ENERGY | M215-60-2LL-S2X | 215 | 17 |  |  | 0.96 | Solar Inverter |  | INDOOR
SRP20504 | ENPHASE ENERGY | M215-60-2LL-S2X | 215 | 34 |  |  | 0.96 | Solar Inverter |  | OUTDOOR
SRP20505 | ENPHASE ENERGY | M215-60-2LL-S2X | 215 | 30 |  |  | 0.96 | Solar Inverter |  | OUTDOOR
SRP20509 | ENPHASE ENERGY | M215-60-2LL-S2X | 215 | 13 |  |  | 0.96 | Solar Inverter |  | OUTDOOR
SRP20510 | ENPHASE ENERGY | M215-60-2LL-S2X | 215 | 8 |  |  | 0.96 | Solar Inverter |  | INDOOR
SRP20510 | ENPHASE ENERGY | M215-60-2LL-S2X | 215 | 42 |  |  | 0.96 | Solar Inverter |  | INDOOR
SRP20511 | POWER-ONE | PVI-3.6-OUTD-S-US (240 V) | 3600 | 1 |  |  | 0.96 | Solar Inverter |  | OUTDOOR
SRP20511 | POWER-ONE | PVI-3.6-OUTD-S-US (240 V) | 3600 | 1 |  |  | 0.96 | Solar Inverter |  | OUTDOOR
SRP20512 | ENPHASE ENERGY | M215-60-2LL-S2X | 215 | 20 |  |  | 0.96 | Solar Inverter |  | OUTDOOR
SRP20514 | ENPHASE ENERGY | M215-60-2LL-S2X | 215 | 35 |  |  | 0.96 | Solar Inverter |  | OUTDOOR
SRP20519 | POWER-ONE | PVI-4.2-OUTD-S-US (240 V) | 4200 | 1 |  |  | 0.96 | Solar Inverter |  | OUTDOOR
SRP20522 | POWER-ONE | PVI-4.2-OUTD-S-US (240 V) | 4200 | 1 |  |  | 0.96 | Solar Inverter |  | OUTDOOR
SRP20527 | SUNPOWER | SPR-10001F-240 | 9995 | 1 |  |  | 0.96 | Solar Inverter |  | INDOOR
SRP20532 | ADVANCED ENERGY INDUSTRIES | AE 35TX-208 | 35000 | 1 |  |  | 0.96 | Solar Inverter |  | OUTDOOR
SRP20532 | ADVANCED ENERGY INDUSTRIES | AE 35TX-208 | 35000 | 1 |  |  | 0.96 | Solar Inverter |  | OUTDOOR
SRP20540 | POWER-ONE | PVI-3.6-OUTD-S-US (240 V) | 3600 | 1 |  |  | 0.96 | Solar Inverter |  | OUTDOOR
SRP20548 | ENPHASE ENERGY | M215-60-2LL-S2X | 215 | 8 |  |  | 0.96 | Solar Inverter |  | OUTDOOR
SRP20548 | ENPHASE ENERGY | M215-60-2LL-S2X | 215 | 17 |  |  | 0.96 | Solar Inverter |  | OUTDOOR
SRP20551 | POWER-ONE | PVI-4.2-OUTD-S-US (240 V) | 4200 | 1 |  |  | 0.96 | Solar Inverter |  | Inside
SRP20552 | ENPHASE ENERGY | M215-60-2LL-S2X | 215 | 29 |  |  | 0.96 | Solar Inverter |  | Outside
SRP20555 | POWER-ONE | PVI-4.2-OUTD-S-US (240 V) | 4200 | 1 |  |  | 0.96 | Solar Inverter |  | INDOOR
SRP20563 | POWER-ONE | PVI-3.6-OUTD-S-US (240 V) | 3600 | 1 |  |  | 0.96 | Solar Inverter |  | Outside
SRP20565 | POWER-ONE | PVI-4.2-OUTD-S-US (240 V) | 4200 | 1 |  |  | 0.96 | Solar Inverter |  | OUTDOOR
SRP20566 | POWER-ONE | PVI-3.6-OUTD-S-US (240 V) | 3600 | 1 |  |  | 0.96 | Solar Inverter |  | INDOOR
SRP20566 | POWER-ONE | PVI-3.6-OUTD-S-US (240 V) | 3600 | 1 |  |  | 0.96 | Solar Inverter |  | INDOOR
SRP20568 | POWER-ONE | PVI-3.0-OUTD-S-US (240 V) | 3000 | 1 |  |  | 0.96 | Solar Inverter |  | OUTDOOR
SRP20569 | POWER-ONE | PVI-3.6-OUTD-S-US (240 V) | 3600 | 1 |  |  | 0.96 | Solar Inverter |  | Inside
SRP20570 | POWER-ONE | PVI-3.6-OUTD-S-US (240 V) | 3600 | 1 |  |  | 0.96 | Solar Inverter |  | Inside
SRP20570 | POWER-ONE | PVI-5000-OUTD-US (240 V) | 5000 | 1 |  |  | 0.96 | Solar Inverter |  | Inside
SRP20572 | POWER-ONE | PVI-3.6-OUTD-S-US (240 V) | 3600 | 1 |  |  | 0.96 | Solar Inverter |  | OUTDOOR
SRP20573 | POWER-ONE | PVI-6000-OUTD-US (240 V) | 6000 | 1 |  |  | 0.96 | Solar Inverter |  | OUTDOOR
SRP20575 | SMA AMERICA | SB8000US (240V) | 8000 | 1 |  |  | 0.96 | Solar Inverter |  | Inside
SRP20576 | ENPHASE ENERGY | M215-60-2LL-S2X | 215 | 34 |  |  | 0.96 | Solar Inverter |  | INDOOR
SRP20581 | ENPHASE ENERGY | M215-60-2LL-S2X | 215 | 30 |  |  | 0.96 | Solar Inverter |  | INDOOR
SRP20582 | MOTECH INDUSTRIES | PVMATE 2900U (240V) | 2900 | 1 |  |  | 0.96 | Solar Inverter |  | OUTDOOR
SRP20582 | MOTECH INDUSTRIES | PVMATE 6500U (240V) | 6500 | 1 |  |  | 0.96 | Solar Inverter |  | OUTDOOR
SRP20584 | ENPHASE ENERGY | M215-60-2LL-S2X | 215 | 40 |  |  | 0.96 | Solar Inverter |  | OUTDOOR
SRP20589 | ENPHASE ENERGY | M215-60-2LL-S2X | 215 | 43 |  |  | 0.96 | Solar Inverter |  | INDOOR
SRP20590 | POWER-ONE | PVI-6000-OUTD-US (240 V) | 6000 | 1 |  |  | 0.96 | Solar Inverter |  | Inside
SRP20591 | SMA AMERICA | SB7000US-12 (240V) | 7000 | 1 |  |  | 0.96 | Solar Inverter |  | Inside
SRP20596 | ENPHASE ENERGY | M215-60-2LL-S2X | 215 | 26 |  |  | 0.96 | Solar Inverter |  | Inside
SRP20597 | POWER-ONE | PVI-3.0-OUTD-S-US (240 V) | 3000 | 1 |  |  | 0.96 | Solar Inverter |  | Outside
SRP20599 | POWER-ONE | PVI-3.0-OUTD-S-US (240 V) | 3000 | 1 |  |  | 0.96 | Solar Inverter |  | OUTDOOR
SRP20600 | ENPHASE ENERGY | M215-60-2LL-S2X | 215 | 20 |  |  | 0.96 | Solar Inverter |  | INDOOR
SRP20603 | ENPHASE ENERGY | M215-60-2LL-S2X | 215 | 18 |  |  | 0.96 | Solar Inverter |  | INDOOR
SRP20606 | ENPHASE ENERGY | M215-60-2LL-S2X | 215 | 14 |  |  | 0.96 | Solar Inverter |  | INDOOR
SRP20607 | ENPHASE ENERGY | M215-60-2LL-S2X | 215 | 51 |  |  | 0.96 | Solar Inverter |  | Roof
SRP20608 | ENPHASE ENERGY | M215-60-2LL-S2X | 215 | 34 |  |  | 0.96 | Solar Inverter |  | INDOOR
SRP20609 | ENPHASE ENERGY | M215-60-2LL-S2X | 215 | 40 |  |  | 0.96 | Solar Inverter |  | INDOOR
SRP20613 | ENPHASE ENERGY | M215-60-2LL-S2X | 215 | 18 |  |  | 0.96 | Solar Inverter |  | OUTDOOR
SRP20613 | ENPHASE ENERGY | M215-60-2LL-S2X | 215 | 28 |  |  | 0.96 | Solar Inverter |  | OUTDOOR
SRP20615 | POWER-ONE | PVI-3.0-OUTD-S-US (240 V) | 3000 | 1 |  |  | 0.96 | Solar Inverter |  | OUTDOOR
SRP20615 | POWER-ONE | PVI-3.0-OUTD-S-US (240 V) | 3000 | 1 |  |  | 0.96 | Solar Inverter |  | OUTDOOR
SRP20615 | POWER-ONE | PVI-3.6-OUTD-S-US (240 V) | 3600 | 1 |  |  | 0.96 | Solar Inverter |  | OUTDOOR
SRP20616 | POWER-ONE | PVI-3.6-OUTD-S-US (240 V) | 3600 | 1 |  |  | 0.96 | Solar Inverter |  | OUTDOOR
SRP20618 | ENPHASE ENERGY | M215-60-2LL-S2X | 215 | 34 |  |  | 0.96 | Solar Inverter |  | OUTDOOR
SRP20620 | ENPHASE ENERGY | M215-60-2LL-S2X | 215 | 27 |  |  | 0.96 | Solar Inverter |  | OUTDOOR
SRP20623 | ENPHASE ENERGY | M215-60-2LL-S2X | 215 | 19 |  |  | 0.96 | Solar Inverter |  | OUTDOOR
SRP20626 | SMA AMERICA | SB6000US (240V) | 6000 | 1 |  |  | 0.96 | Solar Inverter |  | Inside
SRP20629 | ENPHASE ENERGY | M215-60-2LL-S2X | 215 | 38 |  |  | 0.96 | Solar Inverter |  | OUTDOOR
SRP20632 | ENPHASE ENERGY | M215-60-2LL-S2X | 215 | 12 |  |  | 0.96 | Solar Inverter |  | OUTDOOR
SRP20632 | ENPHASE ENERGY | M215-60-2LL-S2X | 215 | 24 |  |  | 0.96 | Solar Inverter |  | OUTDOOR
SRP20635 | ENPHASE ENERGY | M215-60-2LL-S2X | 215 | 32 |  |  | 0.96 | Solar Inverter |  | OUTDOOR
SRP20640 | ENPHASE ENERGY | M215-60-2LL-S2X | 215 | 11 |  |  | 0.96 | Solar Inverter |  | OUTDOOR
SRP20643 | ENPHASE ENERGY | M215-60-2LL-S2X | 215 | 25 |  |  | 0.96 | Solar Inverter |  | OUTDOOR
SRP20644 | ENPHASE ENERGY | M215-60-2LL-S2X | 215 | 29 |  |  | 0.96 | Solar Inverter |  | Outside
SRP20646 | ENPHASE ENERGY | M215-60-2LL-S2X | 215 | 14 |  |  | 0.96 | Solar Inverter |  | OUTDOOR
SRP20656 | POWER-ONE | PVI-4.2-OUTD-S-US (240 V) | 4200 | 1 |  |  | 0.96 | Solar Inverter |  | INDOOR
SRP20659 | ENPHASE ENERGY | M215-60-2LL-S2X | 215 | 17 |  |  | 0.96 | Solar Inverter |  | OUTDOOR
SRP20660 | POWER-ONE | PVI-4.2-OUTD-S-US (240 V) | 4200 | 1 |  |  | 0.96 | Solar Inverter |  | INDOOR
SRP20661 | ENPHASE ENERGY | M215-60-2LL-S2X | 215 | 23 |  |  | 0.96 | Solar Inverter |  | OUTDOOR
SRP20662 | ENPHASE ENERGY | M215-60-2LL-S2X | 215 | 20 |  |  | 0.96 | Solar Inverter |  | OUTDOOR
SRP20663 | ENPHASE ENERGY | M215-60-2LL-S2X | 215 | 17 |  |  | 0.96 | Solar Inverter |  | OUTDOOR
SRP20664 | SOLARBRIDGE TECHNOLOGIES | P235HV-240 | 225 | 12 |  |  | 0.96 | Solar Inverter |  | OUTDOOR
SRP20665 | ENPHASE ENERGY | M215-60-2LL-S2X | 215 | 15 |  |  | 0.96 | Solar Inverter |  | OUTDOOR
SRP20666 | SMA AMERICA | SB4000US (240V) | 4000 | 1 |  |  | 0.96 | Solar Inverter |  | OUTDOOR
SRP20666 | SMA AMERICA | SB8000US (240V) | 8000 | 1 |  |  | 0.96 | Solar Inverter |  | OUTDOOR
SRP20667 | ENPHASE ENERGY | M215-60-2LL-S2X | 215 | 41 |  |  | 0.96 | Solar Inverter |  | Inside
SRP20673 | ENPHASE ENERGY | M215-60-2LL-S2X | 215 | 33 |  |  | 0.96 | Solar Inverter |  | OUTDOOR
SRP20675 | SMA AMERICA | SB6000U (240V) | 6000 | 1 |  |  | 0.96 | Solar Inverter |  | OUTDOOR
SRP20676 | ENPHASE ENERGY | M215-60-2LL-S2X | 215 | 22 |  |  | 0.96 | Solar Inverter |  | OUTDOOR
SRP20677 | ENPHASE ENERGY | M215-60-2LL-S2X | 215 | 16 |  |  | 0.96 | Solar Inverter |  | OUTDOOR
SRP20678 | ENPHASE ENERGY | M215-60-2LL-S2X | 215 | 46 |  |  | 0.96 | Solar Inverter |  | OUTDOOR
SRP20690 | POWER-ONE | PVI-4.2-OUTD-S-US (240 V) | 4200 | 1 |  |  | 0.96 | Solar Inverter |  | OUTDOOR
SRP20697 | ENPHASE ENERGY | M215-60-2LL-S2X | 215 | 10 |  |  | 0.96 | Solar Inverter |  | Outside
SRP20697 | ENPHASE ENERGY | M215-60-2LL-S2X | 215 | 11 |  |  | 0.96 | Solar Inverter |  | Outside
SRP20697 | ENPHASE ENERGY | M215-60-2LL-S2X | 215 | 14 |  |  | 0.96 | Solar Inverter |  | Outside
SRP20701 | ENPHASE ENERGY | M215-60-2LL-S2X | 215 | 14 |  |  | 0.96 | Solar Inverter |  | INDOOR
SRP20702 | ENPHASE ENERGY | M215-60-2LL-S2X | 215 | 31 |  |  | 0.96 | Solar Inverter |  | INDOOR
SRP20707 | ENPHASE ENERGY | M215-60-2LL-S2X-NA | 215 | 30 |  |  | 0.96 | Solar Inverter |  | OUTDOOR
SRP20721 | ENPHASE ENERGY | M215-60-2LL-S2X | 215 | 35 |  |  | 0.96 | Solar Inverter |  | INDOOR
SRP20722 | ENPHASE ENERGY | M215-60-2LL-S2X | 215 | 20 |  |  | 0.96 | Solar Inverter |  | INDOOR
SRP20725 | ENPHASE ENERGY | M215-60-2LL-S2X | 215 | 7 |  |  | 0.96 | Solar Inverter |  | OUTDOOR
SRP20725 | ENPHASE ENERGY | M215-60-2LL-S2X | 215 | 27 |  |  | 0.96 | Solar Inverter |  | OUTDOOR
SRP20727 | ENPHASE ENERGY | M215-60-2LL-S2X | 215 | 50 |  |  | 0.96 | Solar Inverter |  | INDOOR
SRP20734 | ENPHASE ENERGY | M215-60-2LL-S2X | 215 | 26 |  |  | 0.96 | Solar Inverter |  | OUTDOOR
SRP20740 | ENPHASE ENERGY | M215-60-2LL-S2X | 215 | 39 |  |  | 0.96 | Solar Inverter |  | OUTDOOR
SRP20741 | ENPHASE ENERGY | M215-60-2LL-S2X | 215 | 25 |  |  | 0.96 | Solar Inverter |  | OUTDOOR
SRP20750 | ENPHASE ENERGY | M215-60-2LL-S2X | 215 | 16 |  |  | 0.96 | Solar Inverter |  | OUTDOOR
SRP20753 | ENPHASE ENERGY | M215-60-2LL-S2X | 215 | 16 |  |  | 0.96 | Solar Inverter |  | INDOOR
SRP20754 | ENPHASE ENERGY | M215-60-2LL-S2X | 215 | 17 |  |  | 0.96 | Solar Inverter |  | OUTDOOR
SRP20755 | ENPHASE ENERGY | M215-60-2LL-S2X | 215 | 24 |  |  | 0.96 | Solar Inverter |  | OUTDOOR
SRP20756 | ENPHASE ENERGY | M215-60-2LL-S2X | 215 | 19 |  |  | 0.96 | Solar Inverter |  | OUTDOOR
SRP20758 | ENPHASE ENERGY | M215-60-2LL-S2X | 215 | 24 |  |  | 0.96 | Solar Inverter |  | OUTDOOR
SRP20760 | ENPHASE ENERGY | M215-60-2LL-S2X | 215 | 14 |  |  | 0.96 | Solar Inverter |  | OUTDOOR
SRP20763 | ENPHASE ENERGY | M215-60-2LL-S2X | 215 | 14 |  |  | 0.96 | Solar Inverter |  | OUTDOOR
SRP20765 | ENPHASE ENERGY | M215-60-2LL-S2X | 215 | 16 |  |  | 0.96 | Solar Inverter |  | OUTDOOR
SRP20766 | ENPHASE ENERGY | M215-60-2LL-S2X | 215 | 18 |  |  | 0.96 | Solar Inverter |  | OUTDOOR
SRP20767 | ENPHASE ENERGY | M215-60-2LL-S2X | 215 | 26 |  |  | 0.96 | Solar Inverter |  | OUTDOOR
SRP20770 | ENPHASE ENERGY | M215-60-2LL-S2X | 215 | 18 |  |  | 0.96 | Solar Inverter |  | OUTDOOR
SRP20771 | ENPHASE ENERGY | M215-60-2LL-S2X | 215 | 18 |  |  | 0.96 | Solar Inverter |  | OUTDOOR
SRP20776 | ENPHASE ENERGY | M215-60-2LL-S2X | 215 | 60 |  |  | 0.96 | Solar Inverter |  | OUTDOOR
SRP20778 | ENPHASE ENERGY | M215-60-2LL-S2X | 215 | 41 |  |  | 0.96 | Solar Inverter |  | OUTDOOR
SRP20779 | ENPHASE ENERGY | M215-60-2LL-S2X | 215 | 35 |  |  | 0.96 | Solar Inverter |  | Outside
SRP20780 | ENPHASE ENERGY | M215-60-2LL-S2X | 215 | 28 |  |  | 0.96 | Solar Inverter |  | Outside
SRP20781 | ENPHASE ENERGY | M215-60-2LL-S2X | 215 | 59 |  |  | 0.96 | Solar Inverter |  | OUTDOOR
SRP20782 | ENPHASE ENERGY | M215-60-2LL-S2X | 215 | 34 |  |  | 0.96 | Solar Inverter |  | OUTDOOR
SRP20783 | ENPHASE ENERGY | M215-60-2LL-S2X | 215 | 30 |  |  | 0.96 | Solar Inverter |  | OUTDOOR
SRP20786 | SMA AMERICA | SB3000US (240V) | 3000 | 2 |  |  | 0.96 | Solar Inverter |  | Inside
SRP20787 | POWER-ONE | PVI-3.6-OUTD-S-US (240 V) | 3600 | 1 |  |  | 0.96 | Solar Inverter |  | OUTDOOR
SRP20790 | POWER-ONE | PVI-3.0-OUTD-S-US (240 V) | 3000 | 1 |  |  | 0.96 | Solar Inverter |  | OUTDOOR
SRP20790 | POWER-ONE | PVI-3.0-OUTD-S-US (240 V) | 3000 | 1 |  |  | 0.96 | Solar Inverter |  | OUTDOOR
SRP20791 | SMA AMERICA | SB4000US (240V) | 4000 | 1 |  |  | 0.96 | Solar Inverter |  | INDOOR
SRP20791 | SMA AMERICA | SB5000US (240V) | 5000 | 1 |  |  | 0.96 | Solar Inverter |  | INDOOR
SRP20792 | ENPHASE ENERGY | M215-60-2LL-S2X | 215 | 22 |  |  | 0.96 | Solar Inverter |  | OUTDOOR
SRP20801 | POWER-ONE | PVI-3.6-OUTD-S-US (240 V) | 3600 | 1 |  |  | 0.96 | Solar Inverter |  | OUTDOOR
SRP20801 | POWER-ONE | PVI-3.6-OUTD-S-US (240 V) | 3600 | 1 |  |  | 0.96 | Solar Inverter |  | OUTDOOR
SRP20804 | ENPHASE ENERGY | M215-60-2LL-S2X | 215 | 20 |  |  | 0.96 | Solar Inverter |  | OUTDOOR
SRP20805 | ENPHASE ENERGY | M215-60-2LL-S2X | 215 | 12 |  |  | 0.96 | Solar Inverter |  | OUTDOOR
SRP20807 | ENPHASE ENERGY | M215-60-2LL-S2X | 215 | 17 |  |  | 0.96 | Solar Inverter |  | OUTDOOR
SRP20808 | ENPHASE ENERGY | M215-60-2LL-S2X | 215 | 15 |  |  | 0.96 | Solar Inverter |  | OUTDOOR
SRP20809 | ENPHASE ENERGY | M215-60-2LL-S2X | 215 | 28 |  |  | 0.96 | Solar Inverter |  | OUTDOOR
SRP20812 | SUNPOWER | SPR 11401F-240 | 11400 | 1 |  |  | 0.96 | Solar Inverter |  | INDOOR
SRP20815 | ENPHASE ENERGY | M215-60-2LL-S2X | 215 | 34 |  |  | 0.96 | Solar Inverter |  | OUTDOOR
SRP20816 | ENPHASE ENERGY | M215-60-2LL-S2X | 215 | 14 |  |  | 0.96 | Solar Inverter |  | OUTDOOR
SRP20817 | POWER-ONE | PVI-4.2-OUTD-S-US (208 V) | 4200 | 1 |  |  | 0.96 | Solar Inverter |  | OUTDOOR
SRP20818 | POWER-ONE | PVI-3.0-OUTD-S-US (277 V) | 3000 | 1 |  |  | 0.96 | Solar Inverter |  | OUTDOOR
SRP20818 | POWER-ONE | PVI-3.6-OUTD-S-US (240 V) | 3600 | 1 |  |  | 0.96 | Solar Inverter |  | OUTDOOR
SRP20819 | POWER-ONE | PVI-5000-OUTD-US (240 V) | 5000 | 1 |  |  | 0.96 | Solar Inverter |  | OUTDOOR
SRP20824 | ENPHASE ENERGY | M215-60-2LL-S2X | 215 | 20 |  |  | 0.96 | Solar Inverter |  | OUTDOOR
SRP20825 | ENPHASE ENERGY | M215-60-2LL-S2X | 215 | 14 |  |  | 0.96 | Solar Inverter |  | OUTDOOR
SRP20829 | ENPHASE ENERGY | M215-60-2LL-S2X | 215 | 17 |  |  | 0.96 | Solar Inverter |  | OUTDOOR
SRP20831 | SMA AMERICA | SB5000US (240V) | 5000 | 1 |  |  | 0.96 | Solar Inverter |  | INDOOR
SRP20832 | ENPHASE ENERGY | M215-60-2LL-S2X | 215 | 20 |  |  | 0.96 | Solar Inverter |  | OUTDOOR
SRP20833 | ENPHASE ENERGY | M215-60-2LL-S2X | 215 | 20 |  |  | 0.96 | Solar Inverter |  | OUTDOOR
SRP20834 | ENPHASE ENERGY | M215-60-2LL-S2X | 215 | 18 |  |  | 0.96 | Solar Inverter |  | OUTDOOR
SRP20835 | ENPHASE ENERGY | M215-60-2LL-S2X | 215 | 20 |  |  | 0.96 | Solar Inverter |  | OUTDOOR
SRP20836 | ENPHASE ENERGY | M215-60-2LL-S2X | 215 | 37 |  |  | 0.96 | Solar Inverter |  | OUTDOOR
SRP20837 | ENPHASE ENERGY | M215-60-2LL-S2X | 215 | 68 |  |  | 0.96 | Solar Inverter |  | OUTDOOR
SRP20839 | ENPHASE ENERGY | M215-60-2LL-S2X | 215 | 7 |  |  | 0.96 | Solar Inverter |  | OUTDOOR
SRP20839 | ENPHASE ENERGY | M215-60-2LL-S2X | 215 | 14 |  |  | 0.96 | Solar Inverter |  | OUTDOOR
SRP20840 | ENPHASE ENERGY | M215-60-2LL-S2X | 215 | 43 |  |  | 0.96 | Solar Inverter |  | INDOOR
SRP20841 | ENPHASE ENERGY | M215-60-2LL-S2X | 215 | 33 |  |  | 0.96 | Solar Inverter |  | INDOOR
SRP20848 | ENPHASE ENERGY | M215-60-2LL-S2X | 215 | 23 |  |  | 0.96 | Solar Inverter |  | Inside
SRP20849 | ENPHASE ENERGY | M215-60-2LL-S2X | 215 | 28 |  |  | 0.96 | Solar Inverter |  | Inside
SRP20851 | ENPHASE ENERGY | M215-60-2LL-S2X | 215 | 28 |  |  | 0.96 | Solar Inverter |  | INDOOR
SRP20855 | ENPHASE ENERGY | M215-60-2LL-S2X | 215 | 16 |  |  | 0.96 | Solar Inverter |  | OUTDOOR
SRP20859 | ENPHASE ENERGY | M215-60-2LL-S2X | 215 | 20 |  |  | 0.96 | Solar Inverter |  | INDOOR
SRP20860 | ENPHASE ENERGY | M215-60-2LL-S2X | 215 | 24 |  |  | 0.96 | Solar Inverter |  | INDOOR
SRP20861 | ENPHASE ENERGY | M215-60-2LL-S2X | 215 | 24 |  |  | 0.96 | Solar Inverter |  | INDOOR
SRP20862 | ENPHASE ENERGY | M215-60-2LL-S2X | 215 | 13 |  |  | 0.96 | Solar Inverter |  | Outside
SRP20866 | ENPHASE ENERGY | M215-60-2LL-S2X | 215 | 10 |  |  | 0.96 | Solar Inverter |  | OUTDOOR
SRP20867 | ENPHASE ENERGY | M215-60-2LL-S2X | 215 | 14 |  |  | 0.96 | Solar Inverter |  | OUTDOOR
SRP20868 | ENPHASE ENERGY | M215-60-2LL-S2X | 215 | 20 |  |  | 0.96 | Solar Inverter |  | OUTDOOR
SRP20871 | ENPHASE ENERGY | M215-60-2LL-S2X | 215 | 10 |  |  | 0.96 | Solar Inverter |  | INDOOR
SRP20871 | ENPHASE ENERGY | M215-60-2LL-S2X | 215 | 45 |  |  | 0.96 | Solar Inverter |  | INDOOR
SRP20873 | ENPHASE ENERGY | M215-60-2LL-S2X | 215 | 62 |  |  | 0.96 | Solar Inverter |  | INDOOR
SRP20874 | ENPHASE ENERGY | M215-60-2LL-S2X | 215 | 20 |  |  | 0.96 | Solar Inverter |  | OUTDOOR
SRP20876 | POWER-ONE | PVI-3.6-OUTD-S-US (240 V) | 3600 | 2 |  |  | 0.96 | Solar Inverter |  | OUTDOOR
SRP20884 | ENPHASE ENERGY | M215-60-2LL-S2X | 215 | 24 |  |  | 0.96 | Solar Inverter |  | OUTDOOR
SRP20890 | POWER-ONE | PVI-3.6-OUTD-S-US (240 V) | 3600 | 1 |  |  | 0.96 | Solar Inverter |  | OUTDOOR
SRP20893 | ENPHASE ENERGY | M215-60-2LL-S2X | 215 | 12 |  |  | 0.96 | Solar Inverter |  | OUTDOOR
SRP20893 | ENPHASE ENERGY | M215-60-2LL-S2X | 215 | 13 |  |  | 0.96 | Solar Inverter |  | OUTDOOR
SRP20896 | POWER-ONE | PVI-3.0-OUTD-S-US (240 V) | 3000 | 1 |  |  | 0.96 | Solar Inverter |  | INDOOR
SRP20897 | POWER-ONE | PVI-4.2-OUTD-S-US (240 V) | 4200 | 2 |  |  | 0.96 | Solar Inverter |  | OUTDOOR
SRP20902 | ENPHASE ENERGY | M215-60-2LL-S2X | 215 | 55 |  |  | 0.96 | Solar Inverter |  | INDOOR
SRP20904 | ENPHASE ENERGY | M215-60-2LL-S2X | 215 | 44 |  |  | 0.96 | Solar Inverter |  | INDOOR
SRP20906 | ENPHASE ENERGY | M215-60-2LL-S2X | 215 | 26 |  |  | 0.96 | Solar Inverter |  | Outside
SRP20907 | ENPHASE ENERGY | M215-60-2LL-S2X | 215 | 14 |  |  | 0.96 | Solar Inverter |  | INDOOR
SRP20908 | ENPHASE ENERGY | M215-60-2LL-S2X | 215 | 23 |  |  | 0.96 | Solar Inverter |  | Outside
SRP20909 | ENPHASE ENERGY | M215-60-2LL-S2X | 215 | 22 |  |  | 0.96 | Solar Inverter |  | INDOOR
SRP20919 | POWER-ONE | PVI-3.0-OUTD-S-US (240 V) | 3000 | 1 |  |  | 0.96 | Solar Inverter |  | OUTDOOR
SRP20921 | POWER-ONE | PVI-3.6-OUTD-S-US (240 V) | 3600 | 1 |  |  | 0.96 | Solar Inverter |  | OUTDOOR
SRP20922 | POWER-ONE | PVI-3.6-OUTD-S-US (240 V) | 3600 | 1 |  |  | 0.96 | Solar Inverter |  | OUTDOOR
SRP20923 | FRONIUS USA |  | 5000 | 1 |  |  | 0.96 | Solar Inverter |  | INDOOR
SRP20926 | ENPHASE ENERGY | M215-60-2LL-S2X | 215 | 85 |  |  | 0.96 | Solar Inverter |  | Roof
SRP20927 | ENPHASE ENERGY | M215-60-2LL-S2X | 215 | 20 |  |  | 0.96 | Solar Inverter |  | INDOOR
SRP20928 | ENPHASE ENERGY | M215-60-2LL-S2X | 215 | 28 |  |  | 0.96 | Solar Inverter |  | INDOOR
SRP20929 | ENPHASE ENERGY | M215-60-2LL-S2X | 215 | 70 |  |  | 0.96 | Solar Inverter |  | INDOOR
SRP20930 | ENPHASE ENERGY | M215-60-2LL-S2X | 215 | 50 |  |  | 0.96 | Solar Inverter |  | INDOOR
SRP20932 | ENPHASE ENERGY | M215-60-2LL-S2X | 215 | 25 |  |  | 0.96 | Solar Inverter |  | OUTDOOR
SRP20933 | ENPHASE ENERGY | M215-60-2LL-S2X | 215 | 60 |  |  | 0.96 | Solar Inverter |  | Outside
SRP20934 | ENPHASE ENERGY | M215-60-2LL-S2X | 215 | 38 |  |  | 0.96 | Solar Inverter |  | Outside
SRP20935 | ENPHASE ENERGY | M215-60-2LL-S2X | 215 | 28 |  |  | 0.96 | Solar Inverter |  | OUTDOOR
SRP20937 | ENPHASE ENERGY | M215-60-2LL-S2X | 215 | 24 |  |  | 0.96 | Solar Inverter |  | INDOOR
SRP20938 | ENPHASE ENERGY | M215-60-2LL-S2X | 215 | 14 |  |  | 0.96 | Solar Inverter |  | INDOOR
SRP20939 | ENPHASE ENERGY | M215-60-2LL-S2X | 215 | 30 |  |  | 0.96 | Solar Inverter |  | Outside
SRP20944 | ENPHASE ENERGY | M215-60-2LL-S2X | 215 | 3 |  |  | 0.96 | Solar Inverter |  | OUTDOOR
SRP20944 | ENPHASE ENERGY | M215-60-2LL-S2X | 215 | 21 |  |  | 0.96 | Solar Inverter |  | OUTDOOR
SRP20951 | ENPHASE ENERGY | M215-60-2LL-S2X | 215 | 28 |  |  | 0.96 | Solar Inverter |  | Outside
SRP20953 | ENPHASE ENERGY | M215-60-2LL-S2X | 215 | 33 |  |  | 0.96 | Solar Inverter |  | OUTDOOR
SRP20956 | SMA AMERICA | SB7000US-12 (240V) | 7000 | 1 |  |  | 0.96 | Solar Inverter |  | Outside
SRP20957 | ENPHASE ENERGY | M215-60-2LL-S2X | 215 | 11 |  |  | 0.96 | Solar Inverter |  | OUTDOOR
SRP20958 | ENPHASE ENERGY | M215-60-2LL-S2X | 215 | 15 |  |  | 0.96 | Solar Inverter |  | OUTDOOR
SRP20959 | ENPHASE ENERGY | M215-60-2LL-S2X | 215 | 16 |  |  | 0.96 | Solar Inverter |  | OUTDOOR
SRP20962 | SMA AMERICA | SB4000US (240V) | 4000 | 1 |  |  | 0.96 | Solar Inverter |  | Inside
SRP20966 | ENPHASE ENERGY | M215-60-2LL-S2X | 215 | 22 |  |  | 0.96 | Solar Inverter |  | OUTDOOR
SRP20967 | ENPHASE ENERGY | M215-60-2LL-S2X | 215 | 8 |  |  | 0.96 | Solar Inverter |  | OUTDOOR
SRP20967 | ENPHASE ENERGY | M215-60-2LL-S2X | 215 | 27 |  |  | 0.96 | Solar Inverter |  | OUTDOOR
SRP20968 | ENPHASE ENERGY | M215-60-2LL-S2X | 215 | 20 |  |  | 0.96 | Solar Inverter |  | OUTDOOR
SRP20969 | ENPHASE ENERGY | M215-60-2LL-S2X | 215 | 27 |  |  | 0.96 | Solar Inverter |  | OUTDOOR
SRP20972 | MOTECH INDUSTRIES | PVMATE 7500U (240V) | 7500 | 1 |  |  | 0.96 | Solar Inverter |  | OUTDOOR
SRP20975 | ENPHASE ENERGY | M215-60-2LL-S2X | 215 | 60 |  |  | 0.96 | Solar Inverter |  | Inside
SRP20976 | ENPHASE ENERGY | M215-60-2LL-S2X | 215 | 21 |  |  | 0.96 | Solar Inverter |  | OUTDOOR
SRP20977 | ENPHASE ENERGY | M215-60-2LL-S2X | 215 | 13 |  |  | 0.96 | Solar Inverter |  | OUTDOOR
SRP20977 | ENPHASE ENERGY | M215-60-2LL-S2X | 215 | 25 |  |  | 0.96 | Solar Inverter |  | OUTDOOR
SRP20979 | ENPHASE ENERGY | M215-60-2LL-S2X | 215 | 15 |  |  | 0.96 | Solar Inverter |  | OUTDOOR
SRP20981 | ENPHASE ENERGY | M215-60-2LL-S2X | 215 | 30 |  |  | 0.96 | Solar Inverter |  | OUTDOOR
SRP20982 | ENPHASE ENERGY | M215-60-2LL-S2X | 215 | 21 |  |  | 0.96 | Solar Inverter |  | OUTDOOR
SRP20984 | ENPHASE ENERGY | M215-60-2LL-S2X | 215 | 15 |  |  | 0.96 | Solar Inverter |  | OUTDOOR
SRP20985 | ENPHASE ENERGY | M215-60-2LL-S2X | 215 | 32 |  |  | 0.96 | Solar Inverter |  | OUTDOOR
SRP20988 | ENPHASE ENERGY | M215-60-2LL-S2X | 215 | 19 |  |  | 0.96 | Solar Inverter |  | OUTDOOR
SRP20992 | ENPHASE ENERGY | M215-60-2LL-S2X | 215 | 12 |  |  | 0.96 | Solar Inverter |  | OUTDOOR
SRP20994 | POWER-ONE | PVI-3.0-OUTD-S-US (240 V) | 3000 | 1 |  |  | 0.96 | Solar Inverter |  | Inside
SRP20994 | POWER-ONE | PVI-3.6-OUTD-S-US (208 V) | 3600 | 1 |  |  | 0.96 | Solar Inverter |  | Inside
SRP20996 | ENPHASE ENERGY | M215-60-2LL-S2X | 215 | 19 |  |  | 0.96 | Solar Inverter |  | OUTDOOR
SRP20999 | POWER-ONE | PVI-3.0-OUTD-S-US (240 V) | 3000 | 1 |  |  | 0.96 | Solar Inverter |  | OUTDOOR
SRP21000 | ENPHASE ENERGY | M215-60-2LL-S2X | 215 | 17 |  |  | 0.96 | Solar Inverter |  | OUTDOOR
SRP21001 | ENPHASE ENERGY | M215-60-2LL-S2X | 215 | 17 |  |  | 0.96 | Solar Inverter |  | OUTDOOR
SRP21002 | SMA AMERICA | SB7000US (240V) | 7000 | 1 |  |  | 0.96 | Solar Inverter |  | OUTDOOR
SRP21003 | ENPHASE ENERGY | M215-60-2LL-S2X | 215 | 20 |  |  | 0.96 | Solar Inverter |  | OUTDOOR
SRP21005 | POWER-ONE | PVI-4.2-OUTD-S-US (240 V) | 4200 | 1 |  |  | 0.96 | Solar Inverter |  | OUTDOOR
SRP21006 | POWER-ONE | PVI-3.0-OUTD-S-US (240 V) | 3000 | 2 |  |  | 0.96 | Solar Inverter |  | OUTDOOR
SRP21016 | ENPHASE ENERGY | M215-60-2LL-S2X | 215 | 21 |  |  | 0.96 | Solar Inverter |  | INDOOR
SRP21027 | SOLAREDGE TECHNOLOGIES | SE5000 (208V) W/ -ER-US OR A-US | 5000 | 1 |  |  | 0.96 | Solar Inverter |  | Inside
SRP21034 | ENPHASE ENERGY | M215-60-2LL-S2X | 215 | 42 |  |  | 0.96 | Solar Inverter |  | INDOOR
SRP21035 | ENPHASE ENERGY | M215-60-SIE-S2X | 215 | 78 |  |  | 0.96 | Solar Inverter |  | OUTDOOR
SRP21037 | ENPHASE ENERGY | M215-60-2LL-S2X | 215 | 42 |  |  | 0.96 | Solar Inverter |  | Outside
SRP21038 | ENPHASE ENERGY | M215-60-2LL-S2X | 215 | 32 |  |  | 0.96 | Solar Inverter |  | Outside
SRP21039 | ENPHASE ENERGY | M215-60-2LL-S2X | 215 | 26 |  |  | 0.96 | Solar Inverter |  | INDOOR
SRP21042 | ENPHASE ENERGY | M215-60-2LL-S2X | 215 | 40 |  |  | 0.96 | Solar Inverter |  | Inside
SRP21044 | ENPHASE ENERGY | M215-60-2LL-S2X | 215 | 27 |  |  | 0.96 | Solar Inverter |  | INDOOR
SRP21045 | ENPHASE ENERGY | M215-60-2LL-S2X | 215 | 23 |  |  | 0.96 | Solar Inverter |  | OUTDOOR
SRP21046 | ENPHASE ENERGY | M215-60-2LL-S2X | 215 | 66 |  |  | 0.96 | Solar Inverter |  | Outside
SRP21047 | ENPHASE ENERGY | M215-60-2LL-S2X | 215 | 15 |  |  | 0.96 | Solar Inverter |  | OUTDOOR
SRP21049 | ENPHASE ENERGY | M210-84-240-SXX (-NA) | 215 | 25 |  |  | 0.96 | Solar Inverter |  | INDOOR
SRP21050 | SMA AMERICA | SB5000US (240V) | 5000 | 1 |  |  | 0.96 | Solar Inverter |  | OUTDOOR
SRP21051 | ENPHASE ENERGY | M215-60-2LL-S2X | 215 | 34 |  |  | 0.96 | Solar Inverter |  | INDOOR
SRP21052 | SMA AMERICA | SB8000US (240V) | 8000 | 1 |  |  | 0.96 | Solar Inverter |  | Inside
SRP21053 | ENPHASE ENERGY | M215-60-2LL-S2X | 215 | 28 |  |  | 0.96 | Solar Inverter |  | OUTDOOR
SRP21054 | SMA AMERICA | SB6000US-11 (240V) | 6000 | 1 |  |  | 0.96 | Solar Inverter |  | OUTDOOR
SRP21056 | ENPHASE ENERGY | M215-60-2LL-S2X | 215 | 21 |  |  | 0.96 | Solar Inverter |  | OUTDOOR
SRP21057 | ENPHASE ENERGY | M215-60-2LL-S2X | 215 | 28 |  |  | 0.96 | Solar Inverter |  | OUTDOOR
SRP21058 | ENPHASE ENERGY | M215-60-2LL-S2X | 215 | 26 |  |  | 0.96 | Solar Inverter |  | OUTDOOR
SRP21059 | ENPHASE ENERGY | M215-60-2LL-S2X | 215 | 19 |  |  | 0.96 | Solar Inverter |  | OUTDOOR
SRP21060 | ENPHASE ENERGY | M215-60-2LL-S2X | 215 | 38 |  |  | 0.96 | Solar Inverter |  | OUTDOOR
SRP21066 | ENPHASE ENERGY | M215-60-2LL-S2X | 215 | 30 |  |  | 0.96 | Solar Inverter |  | OUTDOOR
SRP21070 | ENPHASE ENERGY | M215-60-2LL-S2X-IG | 215 | 23 |  |  | 0.96 | Solar Inverter |  | OUTDOOR
SRP21071 | ENPHASE ENERGY | M215-60-2LL-S2X | 215 | 46 |  |  | 0.96 | Solar Inverter |  | Inside
SRP21072 | ENPHASE ENERGY | M215-60-2LL-S2X | 215 | 25 |  |  | 0.96 | Solar Inverter |  | INDOOR
SRP21076 | ENPHASE ENERGY | M215-60-2LL-S2X-IG | 215 | 21 |  |  | 0.96 | Solar Inverter |  | OUTDOOR
SRP21078 | ENPHASE ENERGY | M215-60-2LL-S2X | 215 | 20 |  |  | 0.96 | Solar Inverter |  | OUTDOOR
SRP21081 | ENPHASE ENERGY | M215-60-2LL-S2X | 215 | 20 |  |  | 0.96 | Solar Inverter |  | OUTDOOR
SRP21082 | ENPHASE ENERGY | M215-60-2LL-S2X | 215 | 51 |  |  | 0.96 | Solar Inverter |  | OUTDOOR
SRP21083 | ENPHASE ENERGY | M215-60-2LL-S2X | 215 | 32 |  |  | 0.96 | Solar Inverter |  | OUTDOOR
SRP21086 | SMA AMERICA | SB4000US (240V) | 4000 | 1 |  |  | 0.96 | Solar Inverter |  | Inside
SRP21087 | DARFON ELECTRONICS | MIG240UL00 | 240 | 14 |  |  | 0.96 | Solar Inverter |  | OUTDOOR
SRP21088 | ENPHASE ENERGY | M215-60-2LL-S2X | 215 | 31 |  |  | 0.96 | Solar Inverter |  | INDOOR
SRP21089 | ENPHASE ENERGY | M215-60-2LL-S2X | 215 | 27 |  |  | 0.96 | Solar Inverter |  | INDOOR
SRP21090 | ENPHASE ENERGY | M215-60-2LL-S2X | 215 | 42 |  |  | 0.96 | Solar Inverter |  | INDOOR
SRP21091 | ENPHASE ENERGY | M215-60-2LL-S2X | 215 | 56 |  |  | 0.96 | Solar Inverter |  | Inside
SRP21094 | ENPHASE ENERGY | M215-60-2LL-S2X | 215 | 32 |  |  | 0.96 | Solar Inverter |  | OUTDOOR
SRP21095 | ENPHASE ENERGY | M215-60-2LL-S2X | 215 | 29 |  |  | 0.96 | Solar Inverter |  | OUTDOOR
SRP21100 | SUNPOWER | SPR-10001F-240 | 10000 | 1 |  |  | 0.96 | Solar Inverter |  | Outside
SRP21101 | ENPHASE ENERGY | M215-60-2LL-S2X | 215 | 14 |  |  | 0.96 | Solar Inverter |  | OUTDOOR
SRP21102 | ENPHASE ENERGY | M215-60-2LL-S2X | 215 | 45 |  |  | 0.96 | Solar Inverter |  | Outside
SRP21103 | ENPHASE ENERGY | M215-60-2LL-S2X | 215 | 17 |  |  | 0.96 | Solar Inverter |  | OUTDOOR
SRP21104 | SMA AMERICA | SB5000US (240V) | 5000 | 2 |  |  | 0.96 | Solar Inverter |  | OUTDOOR
SRP21108 | ENPHASE ENERGY | M215-60-2LL-S2X | 215 | 35 |  |  | 0.96 | Solar Inverter |  | OUTDOOR
SRP21109 | ENPHASE ENERGY | M215-60-2LL-S2X | 215 | 40 |  |  | 0.96 | Solar Inverter |  | OUTDOOR
SRP21115 | ENPHASE ENERGY | M215-60-2LL-S2X | 215 | 14 |  |  | 0.96 | Solar Inverter |  | OUTDOOR
SRP21117 | ENPHASE ENERGY | M215-60-2LL-S2X | 215 | 16 |  |  | 0.96 | Solar Inverter |  | OUTDOOR
SRP21118 | ENPHASE ENERGY | M215-60-2LL-S2X | 215 | 36 |  |  | 0.96 | Solar Inverter |  | OUTDOOR
SRP21119 | ENPHASE ENERGY | M215-60-2LL-S2X | 215 | 28 |  |  | 0.96 | Solar Inverter |  | OUTDOOR
SRP21120 | ENPHASE ENERGY | M215-60-2LL-S2X | 215 | 19 |  |  | 0.96 | Solar Inverter |  | OUTDOOR
SRP21122 | ENPHASE ENERGY | M215-60-2LL-S2X | 215 | 27 |  |  | 0.96 | Solar Inverter |  | OUTDOOR
SRP21123 | ENPHASE ENERGY | M215-60-2LL-S2X | 215 | 56 |  |  | 0.96 | Solar Inverter |  | OUTDOOR
SRP21124 | ENPHASE ENERGY | M215-60-2LL-S2X | 215 | 11 |  |  | 0.96 | Solar Inverter |  | OUTDOOR
SRP21124 | ENPHASE ENERGY | M215-60-2LL-S2X | 215 | 30 |  |  | 0.96 | Solar Inverter |  | OUTDOOR
SRP21126 | POWER-ONE | PVI-3.0-OUTD-S-US (240 V) | 3000 | 1 |  |  | 0.96 | Solar Inverter |  | INDOOR
SRP21129 | ENPHASE ENERGY | M215-60-2LL-S2X | 215 | 24 |  |  | 0.96 | Solar Inverter |  | Outside
SRP21130 | ENPHASE ENERGY | M215-60-2LL-S2X | 215 | 21 |  |  | 0.96 | Solar Inverter |  | OUTDOOR
SRP21132 | ENPHASE ENERGY | M215-60-2LL-S2X | 215 | 38 |  |  | 0.96 | Solar Inverter |  | OUTDOOR
SRP21136 | SOLAREDGE TECHNOLOGIES | SE6000 (240V) W/ -ER-US OR A-US | 6000 | 1 |  |  | 0.96 | Solar Inverter |  | OUTDOOR
SRP21138 | ENPHASE ENERGY | M215-60-2LL-S2X | 215 | 17 |  |  | 0.96 | Solar Inverter |  | OUTDOOR
SRP21146 | ENPHASE ENERGY | M215-60-2LL-S2X | 215 | 26 |  |  | 0.96 | Solar Inverter |  | OUTDOOR
SRP21151 | ENPHASE ENERGY | M215-60-2LL-S2X | 215 | 28 |  |  | 0.96 | Solar Inverter |  | OUTDOOR
SRP21153 | ENPHASE ENERGY | M215-60-2LL-S2X | 215 | 12 |  |  | 0.96 | Solar Inverter |  | OUTDOOR
SRP21154 | ENPHASE ENERGY | M215-60-2LL-S2X | 215 | 25 |  |  | 0.96 | Solar Inverter |  | OUTDOOR
SRP21157 | ADVANCED ENERGY INDUSTRIES | AE 50TX-208 | 50000 | 1 |  |  | 0.96 | Solar Inverter |  | OUTDOOR
SRP21157 | SATCON TECHNOLOGY | PVS-100 (240 V) | 100000 | 1 |  |  | 0.96 | Solar Inverter |  | OUTDOOR
SRP21157 | SATCON TECHNOLOGY | PVS-135 (240 V) | 135000 | 1 |  |  | 0.96 | Solar Inverter |  | OUTDOOR
SRP21162 | ENPHASE ENERGY | M215-60-2LL-S2X | 215 | 6 |  |  | 0.96 | Solar Inverter |  | OUTDOOR
SRP21164 | ENPHASE ENERGY | M215-60-2LL-S2X | 215 | 84 |  |  | 0.96 | Solar Inverter |  | OUTDOOR
SRP21165 | ENPHASE ENERGY | M215-60-2LL-S2X | 215 | 37 |  |  | 0.96 | Solar Inverter |  | Outside
SRP21166 | ENPHASE ENERGY | M215-60-2LL-S2X | 215 | 42 |  |  | 0.96 | Solar Inverter |  | Inside
SRP21167 | ENPHASE ENERGY | M215-60-2LL-S2X | 215 | 34 |  |  | 0.96 | Solar Inverter |  | INDOOR
SRP21168 | ENPHASE ENERGY | M215-60-2LL-S2X | 215 | 18 |  |  | 0.96 | Solar Inverter |  | INDOOR
SRP21169 | ENPHASE ENERGY | M215-60-2LL-S2X | 215 | 60 |  |  | 0.96 | Solar Inverter |  | INDOOR
SRP21172 | SMA AMERICA | SB6000U (240V) | 6000 | 1 |  |  | 0.96 | Solar Inverter |  | Inside
SRP21179 | ENPHASE ENERGY | M215-60-2LL-S2X | 215 | 21 |  |  | 0.96 | Solar Inverter |  | OUTDOOR
SRP21180 | ENPHASE ENERGY | M215-60-2LL-S2X | 215 | 14 |  |  | 0.96 | Solar Inverter |  | OUTDOOR
SRP21188 | ENPHASE ENERGY | M215-60-2LL-S2X | 215 | 23 |  |  | 0.96 | Solar Inverter |  | OUTDOOR
SRP21189 | ENPHASE ENERGY | M215-60-2LL-S2X | 215 | 34 |  |  | 0.96 | Solar Inverter |  | OUTDOOR
SRP21191 | ENPHASE ENERGY | M215-60-2LL-S2X | 215 | 30 |  |  | 0.96 | Solar Inverter |  | OUTDOOR
SRP21196 | PV POWERED | PVP100KW-208 | 100000 | 2 |  |  | 0.96 | Solar Inverter |  | Inside
SRP21196 | PV POWERED | PVP75KW-208 | 75000 | 1 |  |  | 0.96 | Solar Inverter |  | Inside
SRP21201 | POWER-ONE | PVI-3.0-OUTD-S-US (240 V) | 3000 | 1 |  |  | 0.96 | Solar Inverter |  | OUTDOOR
SRP21204 | ENPHASE ENERGY | M215-60-2LL-S2X-IG-ZC | 215 | 20 |  |  | 0.96 | Solar Inverter |  | OUTDOOR
SRP21206 | ENPHASE ENERGY | M215-60-2LL-S2X | 215 | 18 |  |  | 0.96 | Solar Inverter |  | OUTDOOR
SRP21210 | ENPHASE ENERGY | M215-60-2LL-S2X | 215 | 9 |  |  | 0.96 | Solar Inverter |  | OUTDOOR
SRP21212 | ENPHASE ENERGY | M215-60-2LL-S2X | 215 | 22 |  |  | 0.96 | Solar Inverter |  | OUTDOOR
SRP21215 | SMA AMERICA | SB7000US-11 (240V) | 7000 | 1 |  |  | 0.96 | Solar Inverter |  | OUTDOOR
SRP21219 | ENPHASE ENERGY | M215-60-2LL-S2X | 215 | 14 |  |  | 0.96 | Solar Inverter |  | INDOOR
SRP21219 | ENPHASE ENERGY | M215-60-2LL-S2X | 215 | 16 |  |  | 0.96 | Solar Inverter |  | INDOOR
SRP21220 | ENPHASE ENERGY | M215-60-2LL-S2X | 215 | 54 |  |  | 0.96 | Solar Inverter |  | OUTDOOR
SRP21221 | ENPHASE ENERGY | M215-60-2LL-S2X | 215 | 42 |  |  | 0.96 | Solar Inverter |  | Outside
SRP21224 | SMA AMERICA | SB4000US (240V) | 4000 | 1 |  |  | 0.96 | Solar Inverter |  | OUTDOOR
SRP21224 | SMA AMERICA | SB6000U (240V) | 6000 | 1 |  |  | 0.96 | Solar Inverter |  | OUTDOOR
SRP21228 | POWER-ONE | PVI-3.0-OUTD-S-US (240 V) | 3000 | 1 |  |  | 0.96 | Solar Inverter |  | OUTDOOR
SRP21228 | POWER-ONE | PVI-6000-OUTD-US (240 V) | 6000 | 1 |  |  | 0.96 | Solar Inverter |  | OUTDOOR
SRP21231 | POWER-ONE | PVI-6000-OUTD-US (240 V) | 6000 | 1 |  |  | 0.96 | Solar Inverter |  | OUTDOOR
SRP21232 | ENPHASE ENERGY | M215-60-2LL-S2X | 215 | 46 |  |  | 0.96 | Solar Inverter |  | OUTDOOR
SRP21233 | ENPHASE ENERGY | M215-60-2LL-S2X | 215 | 32 |  |  | 0.96 | Solar Inverter |  | OUTDOOR
SRP21234 | SMA AMERICA | SB5000US (240V) | 5000 | 1 |  |  | 0.96 | Solar Inverter |  | OUTDOOR
SRP21235 | ENPHASE ENERGY | M215-60-2LL-S2X | 215 | 16 |  |  | 0.96 | Solar Inverter |  | OUTDOOR
SRP21237 | ENPHASE ENERGY | M215-60-2LL-S2X | 215 | 23 |  |  | 0.96 | Solar Inverter |  | OUTDOOR
SRP21238 | SMA AMERICA | SB6000US (240V) | 6000 | 1 |  |  | 0.96 | Solar Inverter |  | OUTDOOR
SRP21240 | ENPHASE ENERGY | M215-60-2LL-S2X | 215 | 8 |  |  | 0.96 | Solar Inverter |  | OUTDOOR
SRP21240 | ENPHASE ENERGY | M215-60-2LL-S2X | 215 | 28 |  |  | 0.96 | Solar Inverter |  | OUTDOOR
SRP21241 | ENPHASE ENERGY | M215-60-2LL-S2X | 215 | 10 |  |  | 0.96 | Solar Inverter |  | OUTDOOR
SRP21241 | ENPHASE ENERGY | M215-60-2LL-S2X | 215 | 28 |  |  | 0.96 | Solar Inverter |  | OUTDOOR
SRP21243 | ENPHASE ENERGY | M215-60-2LL-S2X | 215 | 12 |  |  | 0.96 | Solar Inverter |  | OUTDOOR
SRP21244 | ENPHASE ENERGY | M215-60-2LL-S2X | 215 | 18 |  |  | 0.96 | Solar Inverter |  | OUTDOOR
SRP21246 | ENPHASE ENERGY | M215-60-2LL-S2X | 215 | 27 |  |  | 0.96 | Solar Inverter |  | OUTDOOR
SRP21249 | ENPHASE ENERGY | M215-60-2LL-S2X | 215 | 20 |  |  | 0.96 | Solar Inverter |  | OUTDOOR
SRP21250 | ENPHASE ENERGY | M215-60-2LL-S2X | 215 | 12 |  |  | 0.96 | Solar Inverter |  | OUTDOOR
SRP21251 | ENPHASE ENERGY | M215-60-2LL-S2X | 215 | 22 |  |  | 0.96 | Solar Inverter |  | OUTDOOR
SRP21252 | ENPHASE ENERGY | M215-60-2LL-S2X | 215 | 28 |  |  | 0.96 | Solar Inverter |  | OUTDOOR
SRP21253 | ENPHASE ENERGY | M215-60-2LL-S2X | 215 | 33 |  |  | 0.96 | Solar Inverter |  | OUTDOOR
SRP21254 | ENPHASE ENERGY | M215-60-2LL-S2X | 215 | 18 |  |  | 0.96 | Solar Inverter |  | OUTDOOR
SRP21257 | ENPHASE ENERGY | M215-60-2LL-S2X | 215 | 12 |  |  | 0.96 | Solar Inverter |  | OUTDOOR
SRP21257 | ENPHASE ENERGY | M215-60-2LL-S2X | 215 | 26 |  |  | 0.96 | Solar Inverter |  | OUTDOOR
SRP21262 | SMA AMERICA | SB6000US (240V) | 6000 | 1 |  |  | 0.96 | Solar Inverter |  | Inside
SRP21263 | ENPHASE ENERGY | M215-60-2LL-S2X | 215 | 9 |  |  | 0.96 | Solar Inverter |  | OUTDOOR
SRP21270 | ENPHASE ENERGY | M215-60-2LL-S2X | 215 | 25 |  |  | 0.96 | Solar Inverter |  | OUTDOOR
SRP21271 | ENPHASE ENERGY | M215-60-2LL-S2X | 215 | 24 |  |  | 0.96 | Solar Inverter |  | OUTDOOR
SRP21273 | ENPHASE ENERGY | M215-60-2LL-S2X | 215 | 60 |  |  | 0.96 | Solar Inverter |  | INDOOR
SRP21274 | ENPHASE ENERGY | M215-60-2LL-S2X | 215 | 24 |  |  | 0.96 | Solar Inverter |  | Outside
SRP21280 | ENPHASE ENERGY | M215-60-2LL-S2X | 215 | 60 |  |  | 0.96 | Solar Inverter |  | INDOOR
SRP21284 | ENPHASE ENERGY | M215-60-2LL-S2X | 215 | 26 |  |  | 0.96 | Solar Inverter |  | OUTDOOR
SRP21288 | ENPHASE ENERGY | M215-60-2LL-S2X | 215 | 23 |  |  | 0.96 | Solar Inverter |  | OUTDOOR
SRP21289 | ENPHASE ENERGY | M215-60-2LL-S2X | 215 | 21 |  |  | 0.96 | Solar Inverter |  | OUTDOOR
SRP21291 | ENPHASE ENERGY | M215-60-2LL-S2X | 215 | 45 |  |  | 0.96 | Solar Inverter |  | INDOOR
SRP21292 | ENPHASE ENERGY | M215-60-2LL-S2X | 215 | 20 |  |  | 0.96 | Solar Inverter |  | OUTDOOR
SRP21294 | ENPHASE ENERGY | M215-60-2LL-S2X | 215 | 20 |  |  | 0.96 | Solar Inverter |  | Outside
SRP21295 | ENPHASE ENERGY | M215-60-2LL-S2X | 215 | 10 |  |  | 0.96 | Solar Inverter |  | OUTDOOR
SRP21295 | ENPHASE ENERGY | M215-60-2LL-S2X | 215 | 30 |  |  | 0.96 | Solar Inverter |  | OUTDOOR
SRP21297 | SUNPOWER | SPR-10001F-240 | 10000 | 1 |  |  | 0.96 | Solar Inverter |  | INDOOR
SRP21298 | ENPHASE ENERGY | M215-60-2LL-S2X | 215 | 20 |  |  | 0.96 | Solar Inverter |  | OUTDOOR
SRP21298 | ENPHASE ENERGY | M215-60-2LL-S2X | 215 | 30 |  |  | 0.96 | Solar Inverter |  | OUTDOOR
SRP21299 | ENPHASE ENERGY | M215-60-2LL-S2X | 215 | 10 |  |  | 0.96 | Solar Inverter |  | Outside
SRP21299 | ENPHASE ENERGY | M215-60-2LL-S2X | 215 | 60 |  |  | 0.96 | Solar Inverter |  | Outside
SRP21301 | ENPHASE ENERGY | M215-60-2LL-S2X | 215 | 35 |  |  | 0.96 | Solar Inverter |  | INDOOR
SRP21302 | ENPHASE ENERGY | M215-60-2LL-S2X | 215 | 21 |  |  | 0.96 | Solar Inverter |  | OUTDOOR
SRP21303 | ENPHASE ENERGY | M215-60-2LL-S2X | 215 | 20 |  |  | 0.96 | Solar Inverter |  | INDOOR
SRP21305 | ENPHASE ENERGY | M215-60-2LL-S2X | 215 | 32 |  |  | 0.96 | Solar Inverter |  | INDOOR
SRP21306 | ENPHASE ENERGY | M215-60-2LL-S2X | 215 | 20 |  |  | 0.96 | Solar Inverter |  | OUTDOOR
SRP21308 | POWER-ONE | PVI-4.2-OUTD-S-US (240 V) | 4200 | 1 |  |  | 0.96 | Solar Inverter |  | OUTDOOR
SRP21310 | POWER-ONE | PVI-4.2-OUTD-S-US (240 V) | 4200 | 1 |  |  | 0.96 | Solar Inverter |  | Inside
SRP21312 | SMA AMERICA | SB7000US-12 (240V) | 7000 | 1 |  |  | 0.96 | Solar Inverter |  | Inside
SRP21315 | ENPHASE ENERGY | M215-60-2LL-S2X | 215 | 6 |  |  | 0.96 | Solar Inverter |  | OUTDOOR
SRP21315 | ENPHASE ENERGY | M215-60-2LL-S2X | 215 | 24 |  |  | 0.96 | Solar Inverter |  | OUTDOOR
SRP21316 | ENPHASE ENERGY | M215-60-2LL-S2X | 215 | 10 |  |  | 0.96 | Solar Inverter |  | OUTDOOR
SRP21316 | ENPHASE ENERGY | M215-60-2LL-S2X | 215 | 20 |  |  | 0.96 | Solar Inverter |  | OUTDOOR
SRP21316 | ENPHASE ENERGY | M215-60-2LL-S2X | 215 | 20 |  |  | 0.96 | Solar Inverter |  | OUTDOOR
SRP21319 | ENPHASE ENERGY | M215-60-2LL-S2X-ZC | 215 | 12 |  |  | 0.96 | Solar Inverter |  | OUTDOOR
SRP21319 | ENPHASE ENERGY | M215-60-2LL-S2X-ZC | 215 | 29 |  |  | 0.96 | Solar Inverter |  | OUTDOOR
SRP21321 | ENPHASE ENERGY | M215-60-2LL-S2X | 215 | 21 |  |  | 0.96 | Solar Inverter |  | OUTDOOR
SRP21325 | ENPHASE ENERGY | M215-60-2LL-S2X | 215 | 22 |  |  | 0.96 | Solar Inverter |  | OUTDOOR
SRP21326 | ENPHASE ENERGY | M215-60-2LL-S2X | 215 | 14 |  |  | 0.96 | Solar Inverter |  | OUTDOOR
SRP21327 | ENPHASE ENERGY | M215-60-2LL-S2X | 215 | 30 |  |  | 0.96 | Solar Inverter |  | Outside
SRP21334 | SMA AMERICA | SB3000US (240V) | 3000 | 1 |  |  | 0.96 | Solar Inverter |  | Outside
SRP21334 | SMA AMERICA | SB4000US (240V) | 4000 | 1 |  |  | 0.96 | Solar Inverter |  | Outside
SRP21341 | ENPHASE ENERGY | M215-60-2LL-S2X | 215 | 32 |  |  | 0.96 | Solar Inverter |  | OUTDOOR
SRP21350 | ENPHASE ENERGY | M215-60-2LL-S2X | 215 | 26 |  |  | 0.96 | Solar Inverter |  | OUTDOOR
SRP21354 | ENPHASE ENERGY | M215-60-2LL-S2X | 215 | 57 |  |  | 0.96 | Solar Inverter |  | INDOOR
SRP21357 | ENPHASE ENERGY | M215-60-2LL-S2X | 215 | 32 |  |  | 0.96 | Solar Inverter |  | INDOOR
SRP21360 | POWER-ONE | PVI-3.0-OUTD-S-US (240 V) | 3000 | 1 |  |  | 0.96 | Solar Inverter |  | Inside
SRP21366 | ENPHASE ENERGY | M215-60-2LL-S2X | 215 | 38 |  |  | 0.96 | Solar Inverter |  | INDOOR
SRP21367 | ENPHASE ENERGY | M215-60-2LL-S2X | 215 | 42 |  |  | 0.96 | Solar Inverter |  | INDOOR
SRP21368 | POWER-ONE | PVI-3.0-OUTD-S-US (240 V) | 3000 | 1 |  |  | 0.96 | Solar Inverter |  | Inside
SRP21371 | ENPHASE ENERGY | M215-60-2LL-S2X | 215 | 26 |  |  | 0.96 | Solar Inverter |  | OUTDOOR
SRP21372 | POWER-ONE | PVI-6000-OUTD-US-W (240 V) | 6000 | 1 |  |  | 0.96 | Solar Inverter |  | Inside
SRP21373 | ENPHASE ENERGY | M215-60-2LL-S2X | 215 | 28 |  |  | 0.96 | Solar Inverter |  | OUTDOOR
SRP21376 | ENPHASE ENERGY | M215-60-2LL-S2X | 215 | 27 |  |  | 0.96 | Solar Inverter |  | OUTDOOR
SRP21378 | ENPHASE ENERGY | M215-60-2LL-S2X-ZC | 215 | 21 |  |  | 0.96 | Solar Inverter |  | OUTDOOR
SRP21380 | ENPHASE ENERGY | M215-60-2LL-S2X | 215 | 38 |  |  | 0.96 | Solar Inverter |  | OUTDOOR
SRP21381 | SMA AMERICA | SB3000US (240V) | 3000 | 1 |  |  | 0.96 | Solar Inverter |  | INDOOR
SRP21381 | SMA AMERICA | SB4000US (240V) | 4000 | 1 |  |  | 0.96 | Solar Inverter |  | INDOOR
SRP21384 | ENPHASE ENERGY | M215-60-2LL-S2X | 215 | 38 |  |  | 0.96 | Solar Inverter |  | INDOOR
SRP21385 | ENPHASE ENERGY | M215-60-2LL-S2X | 215 | 28 |  |  | 0.96 | Solar Inverter |  | OUTDOOR
SRP21386 | ENPHASE ENERGY | M215-60-2LL-S2X | 215 | 20 |  |  | 0.96 | Solar Inverter |  | INDOOR
SRP21387 | ENPHASE ENERGY | M215-60-2LL-S2X | 215 | 21 |  |  | 0.96 | Solar Inverter |  | INDOOR
SRP21388 | ENPHASE ENERGY | M215-60-2LL-S2X | 215 | 30 |  |  | 0.96 | Solar Inverter |  | INDOOR
SRP21404 | SMA AMERICA | SB4000US (240V) | 4000 | 1 |  |  | 0.96 | Solar Inverter |  | OUTDOOR
SRP21404 | SMA AMERICA | SB5000US (240V) | 5000 | 1 |  |  | 0.96 | Solar Inverter |  | OUTDOOR
SRP21405 | ENPHASE ENERGY | M215-60-2LL-S2X-IG-NA | 215 | 27 |  |  | 0.96 | Solar Inverter |  | OUTDOOR
SRP21406 | POWER-ONE | PVI-4.2-OUTD-S-US (240 V) | 4200 | 1 |  |  | 0.96 | Solar Inverter |  | OUTDOOR
SRP21412 | POWER-ONE | PVI-6000-OUTD-US (240 V) | 6000 | 1 |  |  | 0.96 | Solar Inverter |  | OUTDOOR
SRP21413 | ENPHASE ENERGY | M215-60-2LL-S2X | 215 | 45 |  |  | 0.96 | Solar Inverter |  | OUTDOOR
SRP21414 | ENPHASE ENERGY | M215-60-2LL-S2X | 215 | 34 |  |  | 0.96 | Solar Inverter |  | OUTDOOR
SRP21417 | ENPHASE ENERGY | M215-60-2LL-S2X | 215 | 27 |  |  | 0.96 | Solar Inverter |  | OUTDOOR
SRP21418 | SMA AMERICA | SB7000US (240V) | 7000 | 1 |  |  | 0.96 | Solar Inverter |  | OUTDOOR
SRP21420 | ENPHASE ENERGY | M215-60-2LL-S2X | 215 | 22 |  |  | 0.96 | Solar Inverter |  | OUTDOOR
SRP21421 | ENPHASE ENERGY | M215-60-2LL-S2X | 215 | 6 |  |  | 0.96 | Solar Inverter |  | OUTDOOR
SRP21421 | ENPHASE ENERGY | M215-60-2LL-S2X | 215 | 8 |  |  | 0.96 | Solar Inverter |  | OUTDOOR
SRP21421 | ENPHASE ENERGY | M215-60-2LL-S2X | 215 | 14 |  |  | 0.96 | Solar Inverter |  | OUTDOOR
SRP21421 | ENPHASE ENERGY | M215-60-2LL-S2X | 215 | 14 |  |  | 0.96 | Solar Inverter |  | OUTDOOR
SRP21424 | ENPHASE ENERGY | M215-60-2LL-S2X | 215 | 49 |  |  | 0.96 | Solar Inverter |  | OUTDOOR
SRP21425 | ENPHASE ENERGY | M215-60-2LL-S2X | 215 | 60 |  |  | 0.96 | Solar Inverter |  | OUTDOOR
SRP21426 | ENPHASE ENERGY | M215-60-2LL-S2X | 215 | 46 |  |  | 0.96 | Solar Inverter |  | INDOOR
SRP21430 | ENPHASE ENERGY | M215-60-2LL-S2X | 215 | 34 |  |  | 0.96 | Solar Inverter |  | OUTDOOR
SRP21431 | ENPHASE ENERGY | M215-60-2LL-S2X | 215 | 29 |  |  | 0.96 | Solar Inverter |  | OUTDOOR
SRP21435 | SMA AMERICA | SB4000US (240V) | 4000 | 1 |  |  | 0.96 | Solar Inverter |  | Outside
SRP21436 | ENPHASE ENERGY | M215-60-2LL-S2X | 215 | 22 |  |  | 0.96 | Solar Inverter |  | OUTDOOR
SRP21438 | ENPHASE ENERGY | M215-60-2LL-S2X | 215 | 25 |  |  | 0.96 | Solar Inverter |  | OUTDOOR
SRP21439 | ENPHASE ENERGY | M215-60-2LL-S2X | 215 | 34 |  |  | 0.96 | Solar Inverter |  | INDOOR
SRP21440 | SMA AMERICA | SB3000US (240V) | 3000 | 1 |  |  | 0.96 | Solar Inverter |  | INDOOR
SRP21440 | SMA AMERICA | SB4000US (240V) | 4000 | 1 |  |  | 0.96 | Solar Inverter |  | INDOOR
SRP21441 | ENPHASE ENERGY | M215-60-2LL-S2X | 215 | 66 |  |  | 0.96 | Solar Inverter |  | INDOOR
SRP21442 | ENPHASE ENERGY | M215-60-2LL-S2X | 215 | 17 |  |  | 0.96 | Solar Inverter |  | INDOOR
SRP21443 | ENPHASE ENERGY | M215-60-2LL-S2X | 215 | 36 |  |  | 0.96 | Solar Inverter |  | INDOOR
SRP21447 | ENPHASE ENERGY | M215-60-2LL-S2X | 215 | 16 |  |  | 0.96 | Solar Inverter |  | OUTDOOR
SRP21448 | ENPHASE ENERGY | M215-60-2LL-S2X | 215 | 14 |  |  | 0.96 | Solar Inverter |  | OUTDOOR
SRP21451 | ENPHASE ENERGY | M215-60-2LL-S2X | 215 | 19 |  |  | 0.96 | Solar Inverter |  | OUTDOOR
SRP21452 | ENPHASE ENERGY | M215-60-2LL-S2X | 215 | 28 |  |  | 0.96 | Solar Inverter |  | OUTDOOR
SRP21454 | ENPHASE ENERGY | M215-60-2LL-S2X | 215 | 18 |  |  | 0.96 | Solar Inverter |  | OUTDOOR
SRP21455 | SMA AMERICA | SB5000US (240V) | 5000 | 1 |  |  | 0.96 | Solar Inverter |  | OUTDOOR
SRP21457 | ENPHASE ENERGY | M215-60-2LL-S2X | 215 | 19 |  |  | 0.96 | Solar Inverter |  | OUTDOOR
SRP21464 | SMA AMERICA | SB3000US (240V) | 3000 | 2 |  |  | 0.96 | Solar Inverter |  | OUTDOOR
SRP21464 | SMA AMERICA | SB4000US (240V) | 4000 | 1 |  |  | 0.96 | Solar Inverter |  | OUTDOOR
SRP21466 | ENPHASE ENERGY | M215-60-2LL-S2X | 215 | 33 |  |  | 0.96 | Solar Inverter |  | OUTDOOR
SRP21468 | ENPHASE ENERGY | M215-60-2LL-S2X | 215 | 28 |  |  | 0.96 | Solar Inverter |  | OUTDOOR
SRP21470 | POWER-ONE | PVI-4.2-OUTD-S-US (240 V) | 4200 | 1 |  |  | 0.96 | Solar Inverter |  | OUTDOOR
SRP21471 | POWER-ONE | PVI-4.2-OUTD-S-US (240 V) | 4200 | 1 |  |  | 0.96 | Solar Inverter |  | OUTDOOR
SRP21474 | SMA AMERICA | SB7000TL-US (208V) | 7000 | 1 |  |  | 0.96 | Solar Inverter |  | OUTDOOR
SRP21481 | ENPHASE ENERGY | M215-60-2LL-S2X | 215 | 8 |  |  | 0.96 | Solar Inverter |  | OUTDOOR
SRP21481 | ENPHASE ENERGY | M215-60-2LL-S2X | 215 | 28 |  |  | 0.96 | Solar Inverter |  | OUTDOOR
SRP21486 | ENPHASE ENERGY | M215-60-2LL-S2X | 215 | 6 |  |  | 0.96 | Solar Inverter |  | OUTDOOR
SRP21488 | ENPHASE ENERGY | M215-60-2LL-S2X | 215 | 23 |  |  | 0.96 | Solar Inverter |  | OUTDOOR
SRP21489 | ENPHASE ENERGY | M215-60-2LL-S2X | 215 | 20 |  |  | 0.96 | Solar Inverter |  | OUTDOOR
SRP21491 | ENPHASE ENERGY | M215-60-2LL-S2X | 215 | 17 |  |  | 0.96 | Solar Inverter |  | OUTDOOR
SRP21493 | ENPHASE ENERGY | M215-60-2LL-S2X | 215 | 30 |  |  | 0.96 | Solar Inverter |  | OUTDOOR
SRP21495 | ENPHASE ENERGY | M215-60-2LL-S2X | 215 | 8 |  |  | 0.96 | Solar Inverter |  | OUTDOOR
SRP21496 | ENPHASE ENERGY | M215-60-2LL-S2X | 215 | 13 |  |  | 0.96 | Solar Inverter |  | OUTDOOR
SRP21497 | ENPHASE ENERGY | M215-60-2LL-S2X | 215 | 33 |  |  | 0.96 | Solar Inverter |  | OUTDOOR
SRP21498 | ENPHASE ENERGY | M215-60-2LL-S2X | 215 | 13 |  |  | 0.96 | Solar Inverter |  | INDOOR
SRP21498 | ENPHASE ENERGY | M215-60-2LL-S2X | 215 | 22 |  |  | 0.96 | Solar Inverter |  | INDOOR
SRP21499 | ENPHASE ENERGY | M215-60-2LL-S2X | 215 | 15 |  |  | 0.96 | Solar Inverter |  | INDOOR
SRP21499 | ENPHASE ENERGY | M215-60-2LL-S2X | 215 | 48 |  |  | 0.96 | Solar Inverter |  | INDOOR
SRP21500 | ENPHASE ENERGY | M215-60-2LL-S2X | 215 | 14 |  |  | 0.96 | Solar Inverter |  | Outside
SRP21500 | ENPHASE ENERGY | M215-60-2LL-S2X | 215 | 14 |  |  | 0.96 | Solar Inverter |  | Outside
SRP21502 | ENPHASE ENERGY | M215-60-2LL-S2X | 215 | 11 |  |  | 0.96 | Solar Inverter |  | Outside
SRP21502 | ENPHASE ENERGY | M215-60-2LL-S2X | 215 | 12 |  |  | 0.96 | Solar Inverter |  | Outside
SRP21502 | ENPHASE ENERGY | M215-60-2LL-S2X | 215 | 15 |  |  | 0.96 | Solar Inverter |  | Outside
SRP21510 | ENPHASE ENERGY | M215-60-2LL-S2X | 215 | 22 |  |  | 0.96 | Solar Inverter |  | OUTDOOR
SRP21512 | ENPHASE ENERGY | M215-60-2LL-S2X | 215 | 17 |  |  | 0.96 | Solar Inverter |  | OUTDOOR
SRP21514 | ENPHASE ENERGY | M215-60-2LL-S2X | 215 | 21 |  |  | 0.96 | Solar Inverter |  | OUTDOOR
SRP21519 | SMA AMERICA | SB8000TL-US (240V) | 8000 | 1 |  |  | 0.96 | Solar Inverter |  | OUTDOOR
SRP21520 | ENPHASE ENERGY | M215-60-2LL-S2X | 215 | 45 |  |  | 0.96 | Solar Inverter |  | OUTDOOR
SRP21525 | ENPHASE ENERGY | M215-60-2LL-S2X | 215 | 6 |  |  | 0.96 | Solar Inverter |  | OUTDOOR
SRP21526 | ENPHASE ENERGY | M215-60-2LL-S2X | 215 | 26 |  |  | 0.96 | Solar Inverter |  | OUTDOOR
SRP21527 | ENPHASE ENERGY | M215-60-2LL-S2X | 215 | 17 |  |  | 0.96 | Solar Inverter |  | OUTDOOR
SRP21529 | ENPHASE ENERGY | M215-60-2LL-S2X | 215 | 17 |  |  | 0.96 | Solar Inverter |  | OUTDOOR
SRP21530 | ENPHASE ENERGY | M215-60-2LL-S2X | 215 | 25 |  |  | 0.96 | Solar Inverter |  | OUTDOOR
SRP21531 | ENPHASE ENERGY | M215-60-2LL-S2X | 215 | 14 |  |  | 0.96 | Solar Inverter |  | OUTDOOR
SRP21532 | ENPHASE ENERGY | M215-60-2LL-S2X | 215 | 20 |  |  | 0.96 | Solar Inverter |  | OUTDOOR
SRP21533 | ENPHASE ENERGY | M215-60-2LL-S2X | 215 | 16 |  |  | 0.96 | Solar Inverter |  | OUTDOOR
SRP21534 | ENPHASE ENERGY | M215-60-2LL-S2X | 215 | 46 |  |  | 0.96 | Solar Inverter |  | INDOOR
SRP21535 | ENPHASE ENERGY | M215-60-2LL-S2X | 215 | 44 |  |  | 0.96 | Solar Inverter |  | INDOOR
SRP21538 | ENPHASE ENERGY | M215-60-2LL-S2X | 215 | 38 |  |  | 0.96 | Solar Inverter |  | INDOOR
SRP21539 | ENPHASE ENERGY | M215-60-2LL-S2X | 215 | 15 |  |  | 0.96 | Solar Inverter |  | OUTDOOR
SRP21540 | ENPHASE ENERGY | M215-60-2LL-S2X | 215 | 55 |  |  | 0.96 | Solar Inverter |  | INDOOR
SRP21545 | ENPHASE ENERGY | M215-60-2LL-S2X | 215 | 44 |  |  | 0.96 | Solar Inverter |  | INDOOR
SRP21549 | ENPHASE ENERGY | M215-60-2LL-S2X | 215 | 29 |  |  | 0.96 | Solar Inverter |  | INDOOR
SRP21550 | ENPHASE ENERGY | M215-60-2LL-S2X | 215 | 27 |  |  | 0.96 | Solar Inverter |  | OUTDOOR
SRP21552 | ENPHASE ENERGY | M215-60-2LL-S2X | 215 | 28 |  |  | 0.96 | Solar Inverter |  | Roof
SRP21553 | ENPHASE ENERGY | M215-60-2LL-S2X | 215 | 22 |  |  | 0.96 | Solar Inverter |  | INDOOR
SRP21554 | ENPHASE ENERGY | M215-60-2LL-S2X | 215 | 12 |  |  | 0.96 | Solar Inverter |  | OUTDOOR
SRP21556 | ENPHASE ENERGY | M215-60-2LL-S2X | 215 | 12 |  |  | 0.96 | Solar Inverter |  | OUTDOOR
SRP21557 | ENPHASE ENERGY | M215-60-2LL-S2X | 215 | 19 |  |  | 0.96 | Solar Inverter |  | OUTDOOR
SRP21558 | ENPHASE ENERGY | M215-60-2LL-S2X-ZC | 215 | 11 |  |  | 0.96 | Solar Inverter |  | OUTDOOR
SRP21559 | ENPHASE ENERGY | M215-60-2LL-S2X-ZC | 215 | 19 |  |  | 0.96 | Solar Inverter |  | OUTDOOR
SRP21560 | POWER-ONE | PVI-3.6-OUTD-S-US (240 V) | 3600 | 1 |  |  | 0.96 | Solar Inverter |  | Inside
SRP21564 | SMA AMERICA | SB5000US (240V) | 5000 | 1 |  |  | 0.96 | Solar Inverter |  | OUTDOOR
SRP21567 | ENPHASE ENERGY | M215-60-2LL-S2X | 215 | 18 |  |  | 0.96 | Solar Inverter |  | OUTDOOR
SRP21569 | ENPHASE ENERGY | M215-60-2LL-S2X | 215 | 57 |  |  | 0.96 | Solar Inverter |  | INDOOR
SRP21570 | ENPHASE ENERGY | M215-60-2LL-S2X | 215 | 35 |  |  | 0.96 | Solar Inverter |  | Roof
SRP21571 | ENPHASE ENERGY | M215-60-2LL-S2X | 215 | 18 |  |  | 0.96 | Solar Inverter |  | OUTDOOR
SRP21575 | POWER-ONE | PVI-3.6-OUTD-S-US (240 V) | 3600 | 1 |  |  | 0.96 | Solar Inverter |  | OUTDOOR
SRP21575 | POWER-ONE | PVI-3.6-OUTD-S-US (240 V) | 3600 | 1 |  |  | 0.96 | Solar Inverter |  | OUTDOOR
SRP21585 | SMA AMERICA | SB5000US (240V) | 5000 | 1 |  |  | 0.96 | Solar Inverter |  | INDOOR
SRP21585 | SMA AMERICA | SB5000US-12 (208V) | 5000 | 1 |  |  | 0.96 | Solar Inverter |  | INDOOR
SRP21589 | ENPHASE ENERGY | M215-60-2LL-S2X | 215 | 30 |  |  | 0.96 | Solar Inverter |  | OUTDOOR
SRP21592 | ENPHASE ENERGY | M215-60-2LL-S2X | 215 | 40 |  |  | 0.96 | Solar Inverter |  | INDOOR
SRP21593 | ENPHASE ENERGY | M215-60-2LL-S2X | 215 | 74 |  |  | 0.96 | Solar Inverter |  | INDOOR
SRP21594 | ENPHASE ENERGY | M215-60-2LL-S2X | 215 | 50 |  |  | 0.96 | Solar Inverter |  | INDOOR
SRP21595 | ENPHASE ENERGY | M215-60-2LL-S2X | 215 | 44 |  |  | 0.96 | Solar Inverter |  | INDOOR
SRP21596 | ENPHASE ENERGY | M215-60-2LL-S2X | 215 | 27 |  |  | 0.96 | Solar Inverter |  | INDOOR
SRP21605 | ENPHASE ENERGY | M215-60-2LL-S2X | 215 | 30 |  |  | 0.96 | Solar Inverter |  | OUTDOOR
SRP21609 | ENPHASE ENERGY | M215-60-2LL-S2X | 215 | 28 |  |  | 0.96 | Solar Inverter |  | OUTDOOR
SRP21611 | POWER-ONE | PVI-5000-OUTD-US (208 V) | 5000 | 1 |  |  | 0.96 | Solar Inverter |  | OUTDOOR
SRP21612 | ENPHASE ENERGY | M215-60-2LL-S2X | 215 | 30 |  |  | 0.96 | Solar Inverter |  | INDOOR
SRP21614 | POWER-ONE | PVI-3.6-OUTD-S-US (240 V) | 3600 | 1 |  |  | 0.96 | Solar Inverter |  | INDOOR
SRP21614 | POWER-ONE | PVI-4.2-OUTD-S-US (240 V) | 4200 | 1 |  |  | 0.96 | Solar Inverter |  | INDOOR
SRP21617 | POWER-ONE | PVI-3.0-OUTD-S-US (240 V) | 3000 | 1 |  |  | 0.96 | Solar Inverter |  | Inside
SRP21617 | POWER-ONE | PVI-4.2-OUTD-S-US (240 V) | 4200 | 1 |  |  | 0.96 | Solar Inverter |  | Inside
SRP21629 | SMA AMERICA | SB5000US (240V) | 5000 | 1 |  |  | 0.96 | Solar Inverter |  | Outside
SRP21629 | SMA AMERICA | SB5000US-12 (240V) | 5000 | 1 |  |  | 0.96 | Solar Inverter |  | Outside
SRP21632 | POWER-ONE | PVI-3000-I-OUTD-US-F (240V) | 3000 | 1 |  |  | 0.96 | Solar Inverter |  | OUTDOOR
SRP21634 | ENPHASE ENERGY | M215-60-2LL-S2X | 215 | 31 |  |  | 0.96 | Solar Inverter |  | OUTDOOR
SRP21635 | ENPHASE ENERGY | M215-60-2LL-S2X | 215 | 25 |  |  | 0.96 | Solar Inverter |  | OUTDOOR
SRP21636 | SMA AMERICA | SB3000US (208V) | 3000 | 1 |  |  | 0.96 | Solar Inverter |  | INDOOR
SRP21640 | ENPHASE ENERGY | M215-60-2LL-S2X | 215 | 28 |  |  | 0.96 | Solar Inverter |  | INDOOR
SRP21641 | ENPHASE ENERGY | M215-60-2LL-S2X | 215 | 33 |  |  | 0.96 | Solar Inverter |  | INDOOR
SRP21647 | ENPHASE ENERGY | M215-60-2LL-S2X | 215 | 36 |  |  | 0.96 | Solar Inverter |  | INDOOR
SRP21648 | ENPHASE ENERGY | M215-60-2LL-S2X | 215 | 14 |  |  | 0.96 | Solar Inverter |  | INDOOR
SRP21648 | ENPHASE ENERGY | M215-60-2LL-S2X | 215 | 45 |  |  | 0.96 | Solar Inverter |  | INDOOR
SRP21650 | ENPHASE ENERGY | M215-60-2LL-S2X | 215 | 52 |  |  | 0.96 | Solar Inverter |  | OUTDOOR
SRP21651 | ENPHASE ENERGY | M215-60-2LL-S2X | 215 | 15 |  |  | 0.96 | Solar Inverter |  | INDOOR
SRP21652 | SMA AMERICA | SB4000US (240V) | 4000 | 1 |  |  | 0.96 | Solar Inverter |  | OUTDOOR
SRP21655 | ENPHASE ENERGY | M215-60-2LL-S2X | 215 | 32 |  |  | 0.96 | Solar Inverter |  | INDOOR
SRP21656 | ENPHASE ENERGY | M215-60-2LL-S2X | 215 | 23 |  |  | 0.96 | Solar Inverter |  | OUTDOOR
SRP21657 | ENPHASE ENERGY | M215-60-2LL-S2X | 215 | 46 |  |  | 0.96 | Solar Inverter |  | OUTDOOR
SRP21660 | ENPHASE ENERGY | M215-60-2LL-S2X | 215 | 24 |  |  | 0.96 | Solar Inverter |  | OUTDOOR
SRP21661 | ENPHASE ENERGY | M215-60-2LL-S2X | 215 | 26 |  |  | 0.96 | Solar Inverter |  | OUTDOOR
SRP21662 | ENPHASE ENERGY | M215-60-2LL-S2X | 215 | 24 |  |  | 0.96 | Solar Inverter |  | OUTDOOR
SRP21663 | ENPHASE ENERGY | M215-60-2LL-S2X | 215 | 27 |  |  | 0.96 | Solar Inverter |  | Outside
SRP21664 | ENPHASE ENERGY | M215-60-2LL-S2X | 215 | 39 |  |  | 0.96 | Solar Inverter |  | Outside
SRP21665 | ENPHASE ENERGY | M215-60-2LL-S2X | 215 | 8 |  |  | 0.96 | Solar Inverter |  | Outside
SRP21665 | ENPHASE ENERGY | M215-60-2LL-S2X | 215 | 9 |  |  | 0.96 | Solar Inverter |  | Outside
SRP21665 | ENPHASE ENERGY | M215-60-2LL-S2X | 215 | 13 |  |  | 0.96 | Solar Inverter |  | Outside
SRP21665 | ENPHASE ENERGY | M215-60-2LL-S2X | 215 | 14 |  |  | 0.96 | Solar Inverter |  | Outside
SRP21666 | ENPHASE ENERGY | M215-60-2LL-S2X | 215 | 8 |  |  | 0.96 | Solar Inverter |  | OUTDOOR
SRP21666 | ENPHASE ENERGY | M215-60-2LL-S2X | 215 | 15 |  |  | 0.96 | Solar Inverter |  | OUTDOOR
SRP21666 | ENPHASE ENERGY | M215-60-2LL-S2X | 215 | 16 |  |  | 0.96 | Solar Inverter |  | OUTDOOR
SRP21671 | ENPHASE ENERGY | M215-60-2LL-S2X | 215 | 16 |  |  | 0.96 | Solar Inverter |  | OUTDOOR
SRP21675 | ENPHASE ENERGY | M215-60-2LL-S2X | 215 | 33 |  |  | 0.96 | Solar Inverter |  | OUTDOOR
SRP21676 | ENPHASE ENERGY | M215-60-2LL-S2X | 215 | 16 |  |  | 0.96 | Solar Inverter |  | OUTDOOR
SRP21678 | SMA AMERICA | SB5000US (240V) | 5000 | 1 |  |  | 0.96 | Solar Inverter |  | OUTDOOR
SRP21679 | ENPHASE ENERGY | M215-60-2LL-S2X | 215 | 45 |  |  | 0.96 | Solar Inverter |  | INDOOR
SRP21680 | ENPHASE ENERGY | M215-60-2LL-S2X | 215 | 22 |  |  | 0.96 | Solar Inverter |  | INDOOR
SRP21681 | ENPHASE ENERGY | M215-60-2LL-S2X | 215 | 26 |  |  | 0.96 | Solar Inverter |  | Outside
SRP21682 | ENPHASE ENERGY | M215-60-2LL-S2X | 215 | 11 |  |  | 0.96 | Solar Inverter |  | INDOOR
SRP21682 | ENPHASE ENERGY | M215-60-2LL-S2X | 215 | 12 |  |  | 0.96 | Solar Inverter |  | INDOOR
SRP21684 | ENPHASE ENERGY | M215-60-2LL-S2X | 215 | 18 |  |  | 0.96 | Solar Inverter |  | Outside
SRP21685 | ENPHASE ENERGY | M215-60-2LL-S2X | 215 | 13 |  |  | 0.96 | Solar Inverter |  | INDOOR
SRP21685 | ENPHASE ENERGY | M215-60-2LL-S2X | 215 | 14 |  |  | 0.96 | Solar Inverter |  | INDOOR
SRP21685 | ENPHASE ENERGY | M215-60-2LL-S2X | 215 | 15 |  |  | 0.96 | Solar Inverter |  | INDOOR
SRP21685 | ENPHASE ENERGY | M215-60-2LL-S2X | 215 | 16 |  |  | 0.96 | Solar Inverter |  | INDOOR
SRP21686 | ENPHASE ENERGY | M215-60-2LL-S2X | 215 | 14 |  |  | 0.96 | Solar Inverter |  | INDOOR
SRP21686 | ENPHASE ENERGY | M215-60-2LL-S2X | 215 | 20 |  |  | 0.96 | Solar Inverter |  | INDOOR
SRP21687 | ENPHASE ENERGY | M215-60-2LL-S2X | 215 | 29 |  |  | 0.96 | Solar Inverter |  | Outside
SRP21695 | ENPHASE ENERGY | M215-60-2LL-S2X | 215 | 28 |  |  | 0.96 | Solar Inverter |  | OUTDOOR
SRP21696 | ENPHASE ENERGY | M215-60-2LL-S2X | 215 | 14 |  |  | 0.96 | Solar Inverter |  | OUTDOOR
SRP21696 | ENPHASE ENERGY | M215-60-2LL-S2X | 215 | 26 |  |  | 0.96 | Solar Inverter |  | OUTDOOR
SRP21697 | ENPHASE ENERGY | M215-60-2LL-S2X | 215 | 36 |  |  | 0.96 | Solar Inverter |  | OUTDOOR
SRP21697 | ENPHASE ENERGY | M215-60-2LL-S2X-IG | 215 | 6 |  |  | 0.96 | Solar Inverter |  | OUTDOOR
SRP21698 | POWER-ONE | PVI-3.6-OUTD-S-US (240 V) | 3000 | 1 |  |  | 0.96 | Solar Inverter |  | OUTDOOR
SRP21702 | SOLAREDGE TECHNOLOGIES | SE5000 (240V) W/ -ER-US OR A-US | 5000 | 1 |  |  | 0.96 | Solar Inverter |  | Inside
SRP21703 | ENPHASE ENERGY | M215-60-2LL-S2X | 215 | 14 |  |  | 0.96 | Solar Inverter |  | OUTDOOR
SRP21703 | ENPHASE ENERGY | M215-60-2LL-S2X | 215 | 26 |  |  | 0.96 | Solar Inverter |  | OUTDOOR
SRP21705 | SOLAREDGE TECHNOLOGIES | SE3800 (208V) W/ -ER-US OR A-US | 3800 | 1 |  |  | 0.96 | Solar Inverter |  | OUTDOOR
SRP21708 | POWER-ONE | PVI-3600-OUTD-US-F (240V) | 3600 | 1 |  |  | 0.96 | Solar Inverter |  | Inside
SRP21708 | POWER-ONE | PVI-3600-OUTD-US-F (240V) | 3600 | 1 |  |  | 0.96 | Solar Inverter |  | Inside
SRP21710 | ENPHASE ENERGY | M215-60-2LL-S2X | 215 | 36 |  |  | 0.96 | Solar Inverter |  | OUTDOOR
SRP21711 | POWER-ONE | PVI-3.0-OUTD-S-US (240 V) | 3000 | 1 |  |  | 0.96 | Solar Inverter |  | INDOOR
SRP21711 | POWER-ONE | PVI-4.2-OUTD-S-US (240 V) | 4200 | 1 |  |  | 0.96 | Solar Inverter |  | INDOOR
SRP21712 | ENPHASE ENERGY | M215-60-2LL-S2X | 215 | 32 |  |  | 0.96 | Solar Inverter |  | OUTDOOR
SRP21714 | ENPHASE ENERGY | M215-60-2LL-S2X-IG | 215 | 51 |  |  | 0.96 | Solar Inverter |  | OUTDOOR
SRP21715 | ENPHASE ENERGY | M215-60-2LL-S2X | 215 | 48 |  |  | 0.96 | Solar Inverter |  | OUTDOOR
SRP21716 | ENPHASE ENERGY | M215-60-2LL-S2X | 215 | 17 |  |  | 0.96 | Solar Inverter |  | OUTDOOR
SRP21716 | ENPHASE ENERGY | M215-60-2LL-S2X | 215 | 32 |  |  | 0.96 | Solar Inverter |  | OUTDOOR
SRP21717 | SMA AMERICA | SB8000US (240V) | 8000 | 1 |  |  | 0.96 | Solar Inverter |  | OUTDOOR
SRP21718 | ENPHASE ENERGY | M215-60-2LL-S2X | 215 | 24 |  |  | 0.96 | Solar Inverter |  | INDOOR
SRP21720 | ENPHASE ENERGY | M215-60-2LL-S2X | 215 | 37 |  |  | 0.96 | Solar Inverter |  | Outside
SRP21722 | ENPHASE ENERGY | M215-60-2LL-S2X | 215 | 39 |  |  | 0.96 | Solar Inverter |  | INDOOR
SRP21723 | ENPHASE ENERGY | M215-60-2LL-S2X | 215 | 26 |  |  | 0.96 | Solar Inverter |  | Inside
SRP21724 | ENPHASE ENERGY | M215-60-2LL-S2X | 215 | 33 |  |  | 0.96 | Solar Inverter |  | Inside
SRP21731 | SMA AMERICA | SB5000US (240V) | 5000 | 1 |  |  | 0.96 | Solar Inverter |  | INDOOR
SRP21733 | ENPHASE ENERGY | M215-60-2LL-S2X | 215 | 13 |  |  | 0.96 | Solar Inverter |  | OUTDOOR
SRP21735 | ENPHASE ENERGY | M215-60-2LL-S2X | 215 | 23 |  |  | 0.96 | Solar Inverter |  | OUTDOOR
SRP21736 | ENPHASE ENERGY | M215-60-2LL-S2X | 215 | 19 |  |  | 0.96 | Solar Inverter |  | OUTDOOR
SRP21738 | ENPHASE ENERGY | M215-60-2LL-S2X | 215 | 22 |  |  | 0.96 | Solar Inverter |  | OUTDOOR
SRP21739 | ENPHASE ENERGY | M215-60-2LL-S2X | 215 | 12 |  |  | 0.96 | Solar Inverter |  | OUTDOOR
SRP21741 | ENPHASE ENERGY | M215-60-2LL-S2X | 215 | 30 |  |  | 0.96 | Solar Inverter |  | OUTDOOR
SRP21742 | ENPHASE ENERGY | M215-60-2LL-S2X | 215 | 16 |  |  | 0.96 | Solar Inverter |  | OUTDOOR
SRP21745 | ENPHASE ENERGY | M215-60-2LL-S2X | 215 | 18 |  |  | 0.96 | Solar Inverter |  | OUTDOOR
SRP21747 | ENPHASE ENERGY | M215-60-2LL-S2X | 215 | 12 |  |  | 0.96 | Solar Inverter |  | OUTDOOR
SRP21748 | ENPHASE ENERGY | M215-60-2LL-S2X | 215 | 13 |  |  | 0.96 | Solar Inverter |  | OUTDOOR
SRP21751 | ENPHASE ENERGY | M215-60-2LL-S2X | 215 | 11 |  |  | 0.96 | Solar Inverter |  | OUTDOOR
SRP21753 | ENPHASE ENERGY | M215-60-2LL-S2X | 215 | 11 |  |  | 0.96 | Solar Inverter |  | OUTDOOR
SRP21754 | ENPHASE ENERGY | M215-60-2LL-S2X | 215 | 25 |  |  | 0.96 | Solar Inverter |  | OUTDOOR
SRP21756 | ENPHASE ENERGY | M215-60-2LL-S2X | 215 | 22 |  |  | 0.96 | Solar Inverter |  | OUTDOOR
SRP21759 | ENPHASE ENERGY | M215-60-2LL-S2X | 215 | 34 |  |  | 0.96 | Solar Inverter |  | Outside
SRP21764 | ENPHASE ENERGY | M215-60-2LL-S2X | 215 | 26 |  |  | 0.96 | Solar Inverter |  | OUTDOOR
SRP21765 | ENPHASE ENERGY | M215-60-2LL-S2X | 215 | 8 |  |  | 0.96 | Solar Inverter |  | OUTDOOR
SRP21765 | ENPHASE ENERGY | M215-60-2LL-S2X | 215 | 18 |  |  | 0.96 | Solar Inverter |  | OUTDOOR
SRP21771 | ENPHASE ENERGY | M215-60-2LL-S2X | 215 | 32 |  |  | 0.96 | Solar Inverter |  | INDOOR
SRP21772 | ENPHASE ENERGY | M215-60-2LL-S2X | 215 | 37 |  |  | 0.96 | Solar Inverter |  | INDOOR
SRP21773 | ENPHASE ENERGY | M215-60-2LL-S2X | 215 | 43 |  |  | 0.96 | Solar Inverter |  | INDOOR
SRP21774 | ENPHASE ENERGY | M215-60-2LL-S2X | 215 | 68 |  |  | 0.96 | Solar Inverter |  | INDOOR
SRP21776 | ENPHASE ENERGY | M215-60-2LL-S2X | 215 | 18 |  |  | 0.96 | Solar Inverter |  | INDOOR
SRP21777 | ENPHASE ENERGY | M215-60-2LL-S2X | 215 | 45 |  |  | 0.96 | Solar Inverter |  | INDOOR
SRP21779 | ENPHASE ENERGY | M215-60-2LL-S2X | 215 | 14 |  |  | 0.96 | Solar Inverter |  | INDOOR
SRP21779 | ENPHASE ENERGY | M215-60-2LL-S2X | 215 | 16 |  |  | 0.96 | Solar Inverter |  | INDOOR
SRP21781 | ENPHASE ENERGY | M215-60-2LL-S2X | 215 | 26 |  |  | 0.96 | Solar Inverter |  | OUTDOOR
SRP21782 | ENPHASE ENERGY | M215-60-2LL-S2X | 215 | 54 |  |  | 0.96 | Solar Inverter |  | OUTDOOR
SRP21783 | ENPHASE ENERGY | M215-60-2LL-S2X | 215 | 26 |  |  | 0.96 | Solar Inverter |  | OUTDOOR
SRP21785 | ENPHASE ENERGY | M215-60-2LL-S2X | 215 | 16 |  |  | 0.96 | Solar Inverter |  | OUTDOOR
SRP21791 | POWER-ONE | PVI-3.0-OUTD-S-US (240 V) | 3000 | 1 |  |  | 0.96 | Solar Inverter |  | INDOOR
SRP21792 | ENPHASE ENERGY | M215-60-2LL-S2X | 215 | 20 |  |  | 0.96 | Solar Inverter |  | Outside
SRP21794 | ENPHASE ENERGY | M215-60-2LL-S2X | 215 | 34 |  |  | 0.96 | Solar Inverter |  | Outside
SRP21798 | ENPHASE ENERGY | M215-60-2LL-S2X | 215 | 17 |  |  | 0.96 | Solar Inverter |  | OUTDOOR
SRP21800 | POWER-ONE | PVI-3.6-OUTD-S-US (240 V) | 3600 | 1 |  |  | 0.96 | Solar Inverter |  | OUTDOOR
SRP21803 | ENPHASE ENERGY | M215-60-2LL-S2X | 215 | 26 |  |  | 0.96 | Solar Inverter |  | OUTDOOR
SRP21804 | ENPHASE ENERGY | M215-60-2LL-S2X | 215 | 14 |  |  | 0.96 | Solar Inverter |  | OUTDOOR
SRP21807 | SUNPOWER | SPR-4000M (240V) | 4000 | 2 |  |  | 0.96 | Solar Inverter |  | OUTDOOR
SRP21810 | SMA AMERICA | SB7000US (240V) | 7000 | 1 |  |  | 0.96 | Solar Inverter |  | Outside
SRP21813 | ENPHASE ENERGY | M215-60-2LL-S2X | 215 | 27 |  |  | 0.96 | Solar Inverter |  | OUTDOOR
SRP21815 | ENPHASE ENERGY | M215-60-2LL-S2X | 215 | 54 |  |  | 0.96 | Solar Inverter |  | INDOOR
SRP21818 | ENPHASE ENERGY | M215-60-2LL-S2X | 215 | 12 |  |  | 0.96 | Solar Inverter |  | OUTDOOR
SRP21819 | ENPHASE ENERGY | M215-60-2LL-S2X | 215 | 17 |  |  | 0.96 | Solar Inverter |  | OUTDOOR
SRP21819 | ENPHASE ENERGY | M215-60-2LL-S2X | 215 | 29 |  |  | 0.96 | Solar Inverter |  | OUTDOOR
SRP21820 | ENPHASE ENERGY | M215-60-2LL-S2X | 215 | 14 |  |  | 0.96 | Solar Inverter |  | OUTDOOR
SRP21821 | ENPHASE ENERGY | M215-60-2LL-S2X-IG | 215 | 20 |  |  | 0.96 | Solar Inverter |  | OUTDOOR
SRP21822 | ENPHASE ENERGY | M215-60-2LL-S2X | 215 | 21 |  |  | 0.96 | Solar Inverter |  | OUTDOOR
SRP21824 | SUNPOWER | SPR 11401F-240 | 11400 | 1 |  |  | 0.96 | Solar Inverter |  | INDOOR
SRP21833 | ENPHASE ENERGY | M215-60-2LL-S2X | 215 | 34 |  |  | 0.96 | Solar Inverter |  | OUTDOOR
SRP21834 | ENPHASE ENERGY | M215-60-2LL-S2X | 215 | 76 |  |  | 0.96 | Solar Inverter |  | INDOOR
SRP21835 | ENPHASE ENERGY | M215-60-2LL-S2X | 215 | 42 |  |  | 0.96 | Solar Inverter |  | INDOOR
SRP21838 | ENPHASE ENERGY | M215-60-2LL-S2X | 215 | 34 |  |  | 0.96 | Solar Inverter |  | INDOOR
SRP21841 | ENPHASE ENERGY | M215-60-2LL-S2X | 215 | 34 |  |  | 0.96 | Solar Inverter |  | OUTDOOR
SRP21842 | POWER-ONE | PVI-4.2-OUTD-S-US (240 V) | 4200 | 1 |  |  | 0.96 | Solar Inverter |  | INDOOR
SRP21844 | POWER-ONE | PVI-4.2-OUTD-S-US (240 V) | 4200 | 1 |  |  | 0.96 | Solar Inverter |  | OUTDOOR
SRP21846 | POWER-ONE | PVI-3.8-1-OUTD-X-US-Y (240 V) | 3800 | 1 |  |  | 0.96 | Solar Inverter |  | OUTDOOR
SRP21852 | ENPHASE ENERGY | M215-60-2LL-S2X | 215 | 30 |  |  | 0.96 | Solar Inverter |  | OUTDOOR
SRP21853 | POWER-ONE | PVI-6000-OUTD-US (240 V) | 6000 | 1 |  |  | 0.96 | Solar Inverter |  | OUTDOOR
SRP21855 | ENPHASE ENERGY | M215-60-2LL-S2X | 215 | 10 |  |  | 0.96 | Solar Inverter |  | OUTDOOR
SRP21855 | ENPHASE ENERGY | M215-60-2LL-S2X | 215 | 11 |  |  | 0.96 | Solar Inverter |  | OUTDOOR
SRP21855 | ENPHASE ENERGY | M215-60-2LL-S2X | 215 | 12 |  |  | 0.96 | Solar Inverter |  | OUTDOOR
SRP21857 | POWER-ONE | PVI-3.6-OUTD-S-US (240 V) | 3600 | 1 |  |  | 0.96 | Solar Inverter |  | OUTDOOR
SRP21858 | ENPHASE ENERGY | M215-60-2LL-S2X | 215 | 12 |  |  | 0.96 | Solar Inverter |  | Outside
SRP21858 | ENPHASE ENERGY | M215-60-2LL-S2X | 215 | 30 |  |  | 0.96 | Solar Inverter |  | OUTDOOR
SRP21858 | ENPHASE ENERGY | M215-60-2LL-S2X-IG | 215 | 3 |  |  | 0.96 | Solar Inverter |  | Outside
SRP21863 | SMA AMERICA | SB4000US (208V) | 4000 | 2 |  |  | 0.96 | Solar Inverter |  | INDOOR
SRP21875 | POWER-ONE | PVI-3.6-OUTD-S-US (240 V) | 3600 | 1 |  |  | 0.96 | Solar Inverter |  | OUTDOOR
SRP21875 | POWER-ONE | PVI-3.6-OUTD-S-US (240 V) | 3600 | 1 |  |  | 0.96 | Solar Inverter |  | OUTDOOR
SRP21881 | ENPHASE ENERGY | M215-60-2LL-S2X | 215 | 13 |  |  | 0.96 | Solar Inverter |  | OUTDOOR
SRP21881 | ENPHASE ENERGY | M215-60-2LL-S2X | 215 | 22 |  |  | 0.96 | Solar Inverter |  | OUTDOOR
SRP21882 | ENPHASE ENERGY | M215-60-2LL-S2X | 215 | 13 |  |  | 0.96 | Solar Inverter |  | OUTDOOR
SRP21882 | ENPHASE ENERGY | M215-60-2LL-S2X | 215 | 14 |  |  | 0.96 | Solar Inverter |  | OUTDOOR
SRP21883 | ENPHASE ENERGY | M215-60-2LL-S2X | 215 | 16 |  |  | 0.96 | Solar Inverter |  | OUTDOOR
SRP21883 | ENPHASE ENERGY | M215-60-2LL-S2X | 215 | 17 |  |  | 0.96 | Solar Inverter |  | OUTDOOR
SRP21884 | ENPHASE ENERGY | M215-60-2LL-S2X | 215 | 12 |  |  | 0.96 | Solar Inverter |  | OUTDOOR
SRP21884 | ENPHASE ENERGY | M215-60-2LL-S2X | 215 | 26 |  |  | 0.96 | Solar Inverter |  | OUTDOOR
SRP21885 | ENPHASE ENERGY | M215-60-2LL-S2X | 215 | 33 |  |  | 0.96 | Solar Inverter |  | INDOOR
SRP21886 | ENPHASE ENERGY | M215-60-2LL-S2X | 215 | 26 |  |  | 0.96 | Solar Inverter |  | OUTDOOR
SRP21890 | ENPHASE ENERGY | M215-60-2LL-S2X | 215 | 18 |  |  | 0.96 | Solar Inverter |  | OUTDOOR
SRP21894 | POWER-ONE | PVI-3.6-OUTD-S-US (240 V) | 3600 | 1 |  |  | 0.96 | Solar Inverter |  | Inside
SRP21895 | ENPHASE ENERGY | M215-60-2LL-S2X | 215 | 25 |  |  | 0.96 | Solar Inverter |  | OUTDOOR
SRP21905 | ENPHASE ENERGY | M215-60-2LL-S2X | 215 | 13 |  |  | 0.96 | Solar Inverter |  | OUTDOOR
SRP21906 | ENPHASE ENERGY | M215-60-2LL-S2X | 215 | 23 |  |  | 0.96 | Solar Inverter |  | OUTDOOR
SRP21913 | ENPHASE ENERGY | M215-60-2LL-S2X | 215 | 20 |  |  | 0.96 | Solar Inverter |  | OUTDOOR
SRP21916 | ENPHASE ENERGY | M215-60-2LL-S2X | 215 | 40 |  |  | 0.96 | Solar Inverter |  | Inside
SRP21918 | ENPHASE ENERGY | M215-60-2LL-S2X | 215 | 23 |  |  | 0.96 | Solar Inverter |  | Inside
SRP21921 | ENPHASE ENERGY | M215-60-2LL-S2X | 215 | 14 |  |  | 0.96 | Solar Inverter |  | OUTDOOR
SRP21922 | ENPHASE ENERGY | M215-60-2LL-S2X | 215 | 24 |  |  | 0.96 | Solar Inverter |  | OUTDOOR
SRP21926 | ENPHASE ENERGY | M215-60-2LL-S2X | 215 | 37 |  |  | 0.96 | Solar Inverter |  | INDOOR
SRP21928 | SUNPOWER | SPR-10000F-208 | 9995 | 1 |  |  | 0.96 | Solar Inverter |  | INDOOR
SRP21929 | ENPHASE ENERGY | M215-60-2LL-S2X | 215 | 14 |  |  | 0.96 | Solar Inverter |  | Inside
SRP21930 | ENPHASE ENERGY | M215-60-2LL-S2X | 215 | 23 |  |  | 0.96 | Solar Inverter |  | INDOOR
SRP21936 | ENPHASE ENERGY | M215-60-2LL-S2X | 215 | 63 |  |  | 0.96 | Solar Inverter |  | OUTDOOR
SRP21944 | ENPHASE ENERGY | M215-60-2LL-S2X | 215 | 40 |  |  | 0.96 | Solar Inverter |  | INDOOR
SRP21946 | ENPHASE ENERGY | M215-60-2LL-S2X | 215 | 55 |  |  | 0.96 | Solar Inverter |  | Outside
SRP21947 | ENPHASE ENERGY | M215-60-2LL-S2X | 215 | 48 |  |  | 0.96 | Solar Inverter |  | INDOOR
SRP21950 | ENPHASE ENERGY | M215-60-2LL-S2X | 215 | 20 |  |  | 0.96 | Solar Inverter |  | INDOOR
SRP21951 | SMA AMERICA | SB3000HFUS-30 (240V) | 3000 | 1 |  |  | 0.96 | Solar Inverter |  | INDOOR
SRP21955 | ENPHASE ENERGY | M215-60-2LL-S2X | 215 | 45 |  |  | 0.96 | Solar Inverter |  | INDOOR
SRP21956 | ENPHASE ENERGY | M215-60-2LL-S2X | 215 | 37 |  |  | 0.96 | Solar Inverter |  | Roof
SRP21959 | ENPHASE ENERGY | M215-60-2LL-S2X | 215 | 12 |  |  | 0.96 | Solar Inverter |  | Outside
SRP21959 | ENPHASE ENERGY | M215-60-2LL-S2X | 215 | 14 |  |  | 0.96 | Solar Inverter |  | Outside
SRP21960 | ENPHASE ENERGY | M215-60-2LL-S2X | 215 | 26 |  |  | 0.96 | Solar Inverter |  | INDOOR
SRP21962 | ENPHASE ENERGY | M215-60-2LL-S2X | 215 | 48 |  |  | 0.96 | Solar Inverter |  | OUTDOOR
SRP21963 | ENPHASE ENERGY | M215-60-2LL-S2X | 215 | 55 |  |  | 0.96 | Solar Inverter |  | OUTDOOR
SRP21964 | ENPHASE ENERGY | M215-60-2LL-S2X | 215 | 34 |  |  | 0.96 | Solar Inverter |  | Outside
SRP21966 | ENPHASE ENERGY | M215-60-2LL-S2X | 215 | 39 |  |  | 0.96 | Solar Inverter |  | INDOOR
SRP21967 | ENPHASE ENERGY | M215-60-2LL-S2X | 215 | 10 |  |  | 0.96 | Solar Inverter |  | Outside
SRP21967 | ENPHASE ENERGY | M215-60-2LL-S2X | 215 | 24 |  |  | 0.96 | Solar Inverter |  | Outside
SRP21969 | ENPHASE ENERGY | M215-60-2LL-S2X | 215 | 11 |  |  | 0.96 | Solar Inverter |  | OUTDOOR
SRP21970 | ENPHASE ENERGY | M215-60-2LL-S2X | 215 | 16 |  |  | 0.96 | Solar Inverter |  | OUTDOOR
SRP21971 | ENPHASE ENERGY | M215-60-2LL-S2X | 215 | 60 |  |  | 0.96 | Solar Inverter |  | INDOOR
SRP21972 | ENPHASE ENERGY | M215-60-2LL-S2X | 215 | 11 |  |  | 0.96 | Solar Inverter |  | OUTDOOR
SRP21973 | ENPHASE ENERGY | M215-60-2LL-S2X | 215 | 11 |  |  | 0.96 | Solar Inverter |  | OUTDOOR
SRP21974 | ENPHASE ENERGY | M215-60-2LL-S2X | 215 | 20 |  |  | 0.96 | Solar Inverter |  | OUTDOOR
SRP21975 | ENPHASE ENERGY | M215-60-2LL-S2X | 215 | 28 |  |  | 0.96 | Solar Inverter |  | OUTDOOR
SRP21982 | ENPHASE ENERGY | M215-60-2LL-S2X | 215 | 34 |  |  | 0.96 | Solar Inverter |  | OUTDOOR
SRP21983 | ENPHASE ENERGY | M215-60-2LL-S2X-ZC | 215 | 16 |  |  | 0.96 | Solar Inverter |  | OUTDOOR
SRP21984 | ENPHASE ENERGY | M215-60-2LL-S2X-ZC | 215 | 22 |  |  | 0.96 | Solar Inverter |  | OUTDOOR
SRP21985 | ENPHASE ENERGY | M215-60-2LL-S2X-ZC | 215 | 10 |  |  | 0.96 | Solar Inverter |  | OUTDOOR
SRP21987 | ENPHASE ENERGY | M215-60-2LL-S2X | 215 | 23 |  |  | 0.96 | Solar Inverter |  | OUTDOOR
SRP21989 | ENPHASE ENERGY | M215-60-2LL-S2X-ZC | 215 | 18 |  |  | 0.96 | Solar Inverter |  | OUTDOOR
SRP21990 | ENPHASE ENERGY | M215-60-2LL-S2X | 215 | 26 |  |  | 0.96 | Solar Inverter |  | OUTDOOR
SRP21992 | ENPHASE ENERGY | M215-60-2LL-S2X | 215 | 24 |  |  | 0.96 | Solar Inverter |  | OUTDOOR
SRP21995 | ENPHASE ENERGY | M215-60-2LL-S2X | 215 | 22 |  |  | 0.96 | Solar Inverter |  | OUTDOOR
SRP21996 | ENPHASE ENERGY | M215-60-2LL-S2X | 215 | 10 |  |  | 0.96 | Solar Inverter |  | OUTDOOR
SRP22002 | ENPHASE ENERGY | M215-60-2LL-S2X | 215 | 55 |  |  | 0.96 | Solar Inverter |  | OUTDOOR
SRP22003 | SMA AMERICA | SB4000US (240V) | 4000 | 1 |  |  | 0.96 | Solar Inverter |  | OUTDOOR
SRP22003 | SMA AMERICA | SB5000US | 5000 | 1 |  |  | 0.96 | Solar Inverter |  | OUTDOOR
SRP22004 | SMA AMERICA | SB5000US (240V) | 5000 | 1 |  |  | 0.96 | Solar Inverter |  | OUTDOOR
SRP22005 | ENPHASE ENERGY | M215-60-2LL-S2X | 215 | 18 |  |  | 0.96 | Solar Inverter |  | Outside
SRP22005 | ENPHASE ENERGY | M215-60-2LL-S2X | 215 | 19 |  |  | 0.96 | Solar Inverter |  | Outside
SRP22005 | ENPHASE ENERGY | M215-60-2LL-S2X | 215 | 168 |  |  | 0.96 | Solar Inverter |  | Outside
SRP22008 | ENPHASE ENERGY | M215-60-2LL-S2X-ZC | 215 | 16 |  |  | 0.96 | Solar Inverter |  | OUTDOOR
SRP22010 | ENPHASE ENERGY | M215-60-2LL-S2X | 215 | 34 |  |  | 0.96 | Solar Inverter |  | OUTDOOR
SRP22013 | ENPHASE ENERGY | M215-60-2LL-S2X-ZC | 215 | 13 |  |  | 0.96 | Solar Inverter |  | OUTDOOR
SRP22014 | ENPHASE ENERGY | M215-60-2LL-S2X | 215 | 16 |  |  | 0.96 | Solar Inverter |  | OUTDOOR
SRP22016 | ENPHASE ENERGY | M215-60-2LL-S2X | 215 | 20 |  |  | 0.96 | Solar Inverter |  | OUTDOOR
SRP22017 | SUNPOWER | SPR-6000M (208V) | 6000 | 2 |  |  | 0.96 | Solar Inverter |  | INDOOR
SRP22018 | ADVANCED ENERGY INDUSTRIES | AE 100TX-480 | 100000 | 1 |  |  | 0.96 | Solar Inverter |  | OUTDOOR
SRP22019 | ADVANCED ENERGY INDUSTRIES | AE 100TX-480 | 100000 | 2 |  |  | 0.96 | Solar Inverter |  | OUTDOOR
SRP22022 | ENPHASE ENERGY | M215-60-2LL-S2X | 215 | 120 |  |  | 0.96 | Solar Inverter |  | OUTDOOR
SRP22023 | ENPHASE ENERGY | M215-60-2LL-S2X | 215 | 25 |  |  | 0.96 | Solar Inverter |  | INDOOR
SRP22025 | ENPHASE ENERGY | M215-60-2LL-S2X | 215 | 30 |  |  | 0.96 | Solar Inverter |  | OUTDOOR
SRP22032 | ENPHASE ENERGY | M215-60-2LL-S2X | 215 | 39 |  |  | 0.96 | Solar Inverter |  | OUTDOOR
SRP22033 | ENPHASE ENERGY | M215-60-2LL-S2X | 215 | 42 |  |  | 0.96 | Solar Inverter |  | OUTDOOR
SRP22034 | POWER-ONE | PVI-3.6-OUTD-S-US (240 V) | 3600 | 1 |  |  | 0.96 | Solar Inverter |  | Inside
SRP22037 | POWER-ONE | PVI-3.6-OUTD-S-US (240 V) | 3600 | 1 |  |  | 0.96 | Solar Inverter |  | Inside
SRP22038 | POWER-ONE | PVI-4.2-OUTD-S-US (240 V) | 4200 | 1 |  |  | 0.96 | Solar Inverter |  | OUTDOOR
SRP22044 | ENPHASE ENERGY | M215-60-2LL-S2X | 215 | 37 |  |  | 0.96 | Solar Inverter |  | OUTDOOR
SRP22045 | ENPHASE ENERGY | M215-60-2LL-S2X | 215 | 40 |  |  | 0.96 | Solar Inverter |  | OUTDOOR
SRP22046 | POWER-ONE | PVI-3.6-OUTD-S-US (240 V) | 3600 | 1 |  |  | 0.96 | Solar Inverter |  | OUTDOOR
SRP22048 | ENPHASE ENERGY | M215-60-2LL-S2X | 215 | 36 |  |  | 0.96 | Solar Inverter |  | OUTDOOR
SRP22050 | POWER-ONE | PVI-3.6-OUTD-S-US (240 V) | 3600 | 1 |  |  | 0.96 | Solar Inverter |  | OUTDOOR
SRP22052 | POWER-ONE | PVI-4.2-OUTD-S-US (240 V) | 4200 | 1 |  |  | 0.96 | Solar Inverter |  | OUTDOOR
SRP22053 | ENPHASE ENERGY | M215-60-2LL-S2X | 215 | 33 |  |  | 0.96 | Solar Inverter |  | INDOOR
SRP22055 | ENPHASE ENERGY | M215-60-2LL-S2X | 215 | 38 |  |  | 0.96 | Solar Inverter |  | OUTDOOR
SRP22057 | ENPHASE ENERGY | M215-60-2LL-S2X | 215 | 32 |  |  | 0.96 | Solar Inverter |  | INDOOR
SRP22058 | ENPHASE ENERGY | M215-60-2LL-S2X | 215 | 22 |  |  | 0.96 | Solar Inverter |  | INDOOR
SRP22061 | ENPHASE ENERGY | M215-60-2LL-S2X | 215 | 28 |  |  | 0.96 | Solar Inverter |  | INDOOR
SRP22070 | POWER-ONE | PVI-3.6-OUTD-S-US (240 V) | 3600 | 1 |  |  | 0.96 | Solar Inverter |  | INDOOR
SRP22075 | ENPHASE ENERGY | M215-60-2LL-S2X | 215 | 17 |  |  | 0.96 | Solar Inverter |  | INDOOR
SRP22076 | ENPHASE ENERGY | M215-60-2LL-S2X | 215 | 41 |  |  | 0.96 | Solar Inverter |  | INDOOR
SRP22077 | ENPHASE ENERGY | M215-60-2LL-S2X | 215 | 36 |  |  | 0.96 | Solar Inverter |  | OUTDOOR
SRP22078 | ENPHASE ENERGY | M215-60-2LL-S2X | 215 | 67 |  |  | 0.96 | Solar Inverter |  | INDOOR
SRP22081 | POWER-ONE | PVI-4.2-OUTD-S-US (240 V) | 4200 | 1 |  |  | 0.96 | Solar Inverter |  | OUTDOOR
SRP22084 | ENPHASE ENERGY | M215-60-2LL-S2X | 215 | 80 |  |  | 0.96 | Solar Inverter |  | Outside
SRP22086 | ENPHASE ENERGY | M215-60-2LL-S2X | 215 | 66 |  |  | 0.96 | Solar Inverter |  | INDOOR
SRP22087 | ENPHASE ENERGY | M215-60-2LL-S2X | 215 | 15 |  |  | 0.96 | Solar Inverter |  | INDOOR
SRP22089 | ENPHASE ENERGY | M215-60-2LL-S2X | 215 | 50 |  |  | 0.96 | Solar Inverter |  | INDOOR
SRP22092 | POWER-ONE | PVI-3.0-OUTD-S-US (240 V) | 3000 | 1 |  |  | 0.96 | Solar Inverter |  | Inside
SRP22092 | POWER-ONE | PVI-3.6-OUTD-S-US (240 V) | 3600 | 1 |  |  | 0.96 | Solar Inverter |  | Inside
SRP22093 | ENPHASE ENERGY | M215-60-2LL-S2X | 215 | 26 |  |  | 0.96 | Solar Inverter |  | Outside
SRP22094 | ENPHASE ENERGY | M215-60-2LL-S2X | 215 | 56 |  |  | 0.96 | Solar Inverter |  | INDOOR
SRP22096 | ENPHASE ENERGY | M215-60-2LL-S2X | 215 | 38 |  |  | 0.96 | Solar Inverter |  | INDOOR
SRP22097 | ENPHASE ENERGY | M215-60-2LL-S2X | 215 | 20 |  |  | 0.96 | Solar Inverter |  | INDOOR
SRP22099 | ENPHASE ENERGY | M215-60-2LL-S2X | 215 | 39 |  |  | 0.96 | Solar Inverter |  | Inside
SRP22100 | ENPHASE ENERGY | M215-60-2LL-S2X | 215 | 50 |  |  | 0.96 | Solar Inverter |  | Outside
SRP22110 | POWER-ONE | PVI-4.2-OUTD-S-US (240 V) | 4200 | 1 |  |  | 0.96 | Solar Inverter |  | INDOOR
SRP22111 | ENPHASE ENERGY | M215-60-2LL-S2X | 215 | 26 |  |  | 0.96 | Solar Inverter |  | INDOOR
SRP22112 | ENPHASE ENERGY | M215-60-2LL-S2X-NA | 215 | 20 |  |  | 0.96 | Solar Inverter |  | OUTDOOR
SRP22115 | ENPHASE ENERGY | M215-60-2LL-S2X-IG | 215 | 36 |  |  | 0.96 | Solar Inverter |  | OUTDOOR
SRP22116 | ENPHASE ENERGY | M215-60-2LL-S2X | 215 | 24 |  |  | 0.96 | Solar Inverter |  | OUTDOOR
SRP22119 | POWER-ONE | PVI-4.2-OUTD-S-US (240 V) | 4200 | 1 |  |  | 0.96 | Solar Inverter |  | INDOOR
SRP22120 | ENPHASE ENERGY | M215-60-2LL-S2X | 215 | 44 |  |  | 0.96 | Solar Inverter |  | INDOOR
SRP22128 | SMA AMERICA | SB8000US-12 (240V) | 8000 | 1 |  |  | 0.96 | Solar Inverter |  | OUTDOOR
SRP22131 | SMA AMERICA | SB7000US (240V) | 7000 | 1 |  |  | 0.96 | Solar Inverter |  | INDOOR
SRP22136 | POWER-ONE | PVI-3.6-OUTD-S-US (240 V) | 3600 | 1 |  |  | 0.96 | Solar Inverter |  | Inside
SRP22138 | ENPHASE ENERGY | M215-60-2LL-S2X | 215 | 37 |  |  | 0.96 | Solar Inverter |  | OUTDOOR
SRP22139 | ENPHASE ENERGY | M215-60-2LL-S2X | 215 | 41 |  |  | 0.96 | Solar Inverter |  | OUTDOOR
SRP22143 | SMA AMERICA | SB7000TL-US (240V) | 7000 | 1 |  |  | 0.96 | Solar Inverter |  | Inside
SRP22146 | POWER-ONE | PVI-3.0-OUTD-S-US (240 V) | 3000 | 1 |  |  | 0.96 | Solar Inverter |  | OUTDOOR
SRP22147 | POWER-ONE | PVI-4.2-OUTD-S-US (208 V) | 4200 | 1 |  |  | 0.96 | Solar Inverter |  | OUTDOOR
SRP22148 | POWER-ONE | PVI-3.6-OUTD-S-US (240 V) | 3600 | 1 |  |  | 0.96 | Solar Inverter |  | INDOOR
SRP22148 | POWER-ONE | PVI-4.2-OUTD-S-US (240 V) | 4200 | 1 |  |  | 0.96 | Solar Inverter |  | INDOOR
SRP22150 | POWER-ONE | PVI-3.0-OUTD-S-US (240 V) | 3000 | 1 |  |  | 0.96 | Solar Inverter |  | OUTDOOR
SRP22150 | POWER-ONE | PVI-3.6-OUTD-S-US (240 V) | 3600 | 1 |  |  | 0.96 | Solar Inverter |  | OUTDOOR
SRP22151 | SMA AMERICA | SB3000US (240V) | 3000 | 1 |  |  | 0.96 | Solar Inverter |  | OUTDOOR
SRP22154 | ENPHASE ENERGY | M215-60-2LL-S2X | 215 | 22 |  |  | 0.96 | Solar Inverter |  | OUTDOOR
SRP22157 | ENPHASE ENERGY | M215-60-2LL-S2X | 215 | 17 |  |  | 0.96 | Solar Inverter |  | OUTDOOR
SRP22157 | ENPHASE ENERGY | M215-60-2LL-S2X | 215 | 20 |  |  | 0.96 | Solar Inverter |  | OUTDOOR
SRP22159 | ENPHASE ENERGY | M215-60-2LL-S2X | 215 | 25 |  |  | 0.96 | Solar Inverter |  | OUTDOOR
SRP22163 | ENPHASE ENERGY | M215-60-2LL-S2X | 215 | 12 |  |  | 0.96 | Solar Inverter |  | OUTDOOR
SRP22168 | ENPHASE ENERGY | M215-60-2LL-S2X | 215 | 18 |  |  | 0.96 | Solar Inverter |  | INDOOR
SRP22169 | ENPHASE ENERGY | M215-60-2LL-S2X | 215 | 20 |  |  | 0.96 | Solar Inverter |  | INDOOR
SRP22170 | POWER-ONE | PVI-6000-OUTD-US (208 V) | 6000 | 1 |  |  | 0.96 | Solar Inverter |  | OUTDOOR
SRP22171 | ENPHASE ENERGY | M215-60-2LL-S2X | 215 | 28 |  |  | 0.96 | Solar Inverter |  | Outside
SRP22172 | ENPHASE ENERGY | M215-60-2LL-S2X | 215 | 23 |  |  | 0.96 | Solar Inverter |  | Outside
SRP22173 | SMA AMERICA | SB5000US (240V) | 5000 | 1 |  |  | 0.96 | Solar Inverter |  | INDOOR
SRP22184 | ENPHASE ENERGY | M215-60-2LL-S2X | 215 | 51 |  |  | 0.96 | Solar Inverter |  | INDOOR
SRP22186 | ENPHASE ENERGY | M215-60-2LL-S2X | 215 | 18 |  |  | 0.96 | Solar Inverter |  | OUTDOOR
SRP22187 | ENPHASE ENERGY | M215-60-2LL-S2X | 215 | 26 |  |  | 0.96 | Solar Inverter |  | INDOOR
SRP22189 | ENPHASE ENERGY | M215-60-2LL-S2X | 215 | 4 |  |  | 0.96 | Solar Inverter |  | INDOOR
SRP22189 | ENPHASE ENERGY | M215-60-2LL-S2X | 215 | 28 |  |  | 0.96 | Solar Inverter |  | INDOOR
SRP22190 | ENPHASE ENERGY | M215-60-2LL-S2X | 215 | 37 |  |  | 0.96 | Solar Inverter |  | INDOOR
SRP22191 | ENPHASE ENERGY | M215-60-2LL-S2X | 215 | 30 |  |  | 0.96 | Solar Inverter |  | INDOOR
SRP22192 | ENPHASE ENERGY | M215-60-2LL-S2X | 215 | 34 |  |  | 0.96 | Solar Inverter |  | INDOOR
SRP22195 | ENPHASE ENERGY | M215-60-2LL-S2X | 215 | 45 |  |  | 0.96 | Solar Inverter |  | Roof
SRP22196 | ENPHASE ENERGY | M215-60-2LL-S2X | 215 | 32 |  |  | 0.96 | Solar Inverter |  | INDOOR
SRP22198 | ENPHASE ENERGY | M215-60-2LL-S2X | 215 | 13 |  |  | 0.96 | Solar Inverter |  | OUTDOOR
SRP22198 | ENPHASE ENERGY | M215-60-2LL-S2X | 215 | 24 |  |  | 0.96 | Solar Inverter |  | OUTDOOR
SRP22199 | SMA AMERICA | SB4000US (240V) | 4000 | 2 |  |  | 0.96 | Solar Inverter |  | INDOOR
SRP22204 | ENPHASE ENERGY | M215-60-2LL-S2X | 215 | 37 |  |  | 0.96 | Solar Inverter |  | OUTDOOR
SRP22206 | SMA AMERICA | SB4000US (240V) | 4000 | 1 |  |  | 0.96 | Solar Inverter |  | INDOOR
SRP22206 | SMA AMERICA | SB5000US (240V) | 5000 | 1 |  |  | 0.96 | Solar Inverter |  | INDOOR
SRP22210 | ENPHASE ENERGY | M215-60-2LL-S2X | 215 | 42 |  |  | 0.96 | Solar Inverter |  | Outside
SRP22213 | ENPHASE ENERGY | M215-60-2LL-S2X | 215 | 7 |  |  | 0.96 | Solar Inverter |  | OUTDOOR
SRP22218 | ENPHASE ENERGY | M215-60-2LL-S2X | 215 | 63 |  |  | 0.96 | Solar Inverter |  | Outside
SRP22219 | ENPHASE ENERGY | M215-60-2LL-S2X | 250 | 33 |  |  | 0.96 | Solar Inverter |  | OUTDOOR
SRP22222 | ENPHASE ENERGY | M215-60-2LL-S2X | 215 | 26 |  |  | 0.96 | Solar Inverter |  | Roof
SRP22224 | ENPHASE ENERGY | M215-60-2LL-S2X | 215 | 47 |  |  | 0.96 | Solar Inverter |  | Roof
SRP22229 | POWER-ONE | PVI-3.6-OUTD-S-US (240 V) | 3600 | 1 |  |  | 0.96 | Solar Inverter |  | INDOOR
SRP22232 | SMA AMERICA | SB5000US (240V) | 5000 | 2 |  |  | 0.96 | Solar Inverter |  | INDOOR
SRP22243 | SMA AMERICA | SB5000US-11 (240V) | 5000 | 1 |  |  | 0.96 | Solar Inverter |  | Outside
SRP22250 | ENPHASE ENERGY | M215-60-2LL-S2X | 215 | 30 |  |  | 0.96 | Solar Inverter |  | OUTDOOR
SRP22252 | ENPHASE ENERGY | M215-60-2LL-S2X | 215 | 20 |  |  | 0.96 | Solar Inverter |  | OUTDOOR
SRP22253 | ENPHASE ENERGY | M215-60-2LL-S2X | 215 | 15 |  |  | 0.96 | Solar Inverter |  | OUTDOOR
SRP22254 | ENPHASE ENERGY | M215-60-2LL-S2X | 215 | 24 |  |  | 0.96 | Solar Inverter |  | OUTDOOR
SRP22255 | POWER-ONE | PVI-5000-OUTD-US (240 V) | 5000 | 1 |  |  | 0.96 | Solar Inverter |  | OUTDOOR
SRP22259 | POWER-ONE | PVI-4.2-OUTD-S-US (240 V) | 4200 | 1 |  |  | 0.96 | Solar Inverter |  | OUTDOOR
SRP22260 | ENPHASE ENERGY | M215-60-2LL-S2X | 215 | 12 |  |  | 0.96 | Solar Inverter |  | OUTDOOR
SRP22260 | ENPHASE ENERGY | M215-60-2LL-S2X | 215 | 24 |  |  | 0.96 | Solar Inverter |  | OUTDOOR
SRP22261 | POWER-ONE | PVI-4.2-OUTD-S-US (240 V) | 4200 | 1 |  |  | 0.96 | Solar Inverter |  | INDOOR
SRP22262 | ENPHASE ENERGY | M215-60-2LL-S2X | 215 | 12 |  |  | 0.96 | Solar Inverter |  | OUTDOOR
SRP22262 | ENPHASE ENERGY | M215-60-2LL-S2X | 215 | 23 |  |  | 0.96 | Solar Inverter |  | OUTDOOR
SRP22263 | ENPHASE ENERGY | M215-60-2LL-S2X | 215 | 6 |  |  | 0.96 | Solar Inverter |  | OUTDOOR
SRP22265 | ENPHASE ENERGY | M215-60-2LL-S2X | 215 | 11 |  |  | 0.96 | Solar Inverter |  | OUTDOOR
SRP22265 | ENPHASE ENERGY | M215-60-2LL-S2X | 215 | 24 |  |  | 0.96 | Solar Inverter |  | OUTDOOR
SRP22268 | ENPHASE ENERGY | M215-60-2LL-S2X | 215 | 27 |  |  | 0.96 | Solar Inverter |  | OUTDOOR
SRP22269 | ENPHASE ENERGY | M215-60-2LL-S2X-ZC | 215 | 21 |  |  | 0.96 | Solar Inverter |  | OUTDOOR
SRP22270 | ENPHASE ENERGY | M215-60-2LL-S2X | 215 | 31 |  |  | 0.96 | Solar Inverter |  | OUTDOOR
SRP22272 | ENPHASE ENERGY | M215-60-2LL-S2X | 215 | 17 |  |  | 0.96 | Solar Inverter |  | OUTDOOR
SRP22273 | ENPHASE ENERGY | M215-60-2LL-S2X | 215 | 27 |  |  | 0.96 | Solar Inverter |  | OUTDOOR
SRP22274 | ENPHASE ENERGY | M215-60-2LL-S2X | 215 | 25 |  |  | 0.96 | Solar Inverter |  | OUTDOOR
SRP22275 | ENPHASE ENERGY | M215-60-2LL-S2X-ZC | 215 | 22 |  |  | 0.96 | Solar Inverter |  | OUTDOOR
SRP22276 | ENPHASE ENERGY | M215-60-2LL-S2X-ZC | 215 | 14 |  |  | 0.96 | Solar Inverter |  | OUTDOOR
SRP22277 | ENPHASE ENERGY | M215-60-2LL-S2X | 215 | 25 |  |  | 0.96 | Solar Inverter |  | OUTDOOR
SRP22283 | ENPHASE ENERGY | M215-60-2LL-S2X | 215 | 33 |  |  | 0.96 | Solar Inverter |  | OUTDOOR
SRP22284 | ENPHASE ENERGY | M215-60-2LL-S2X | 215 | 30 |  |  | 0.96 | Solar Inverter |  | OUTDOOR
SRP22286 | ENPHASE ENERGY | M215-60-2LL-S2X | 215 | 31 |  |  | 0.96 | Solar Inverter |  | OUTDOOR
SRP22287 | SMA AMERICA | SB3800U (208V) | 3800 | 1 |  |  | 0.96 | Solar Inverter |  | OUTDOOR
SRP22287 | SMA AMERICA | SB5000US (208V) | 5000 | 1 |  |  | 0.96 | Solar Inverter |  | OUTDOOR
SRP22290 | ENPHASE ENERGY | M215-60-2LL-S2X | 215 | 11 |  |  | 0.96 | Solar Inverter |  | OUTDOOR
SRP22292 | ENPHASE ENERGY | M215-60-2LL-S2X | 215 | 16 |  |  | 0.96 | Solar Inverter |  | OUTDOOR
SRP22297 | ENPHASE ENERGY | M215-60-2LL-S2X | 215 | 36 |  |  | 0.96 | Solar Inverter |  | OUTDOOR
SRP22303 | ENPHASE ENERGY | M215-60-2LL-S2X | 215 | 24 |  |  | 0.96 | Solar Inverter |  | OUTDOOR
SRP22304 | ENPHASE ENERGY | M215-60-2LL-S2X | 215 | 21 |  |  | 0.96 | Solar Inverter |  | OUTDOOR
SRP22308 | ENPHASE ENERGY | M215-60-2LL-S2X | 215 | 25 |  |  | 0.96 | Solar Inverter |  | OUTDOOR
SRP22309 | ENPHASE ENERGY | M215-60-2LL-S2X | 215 | 17 |  |  | 0.96 | Solar Inverter |  | OUTDOOR
SRP22309 | ENPHASE ENERGY | M215-60-2LL-S2X | 215 | 19 |  |  | 0.96 | Solar Inverter |  | OUTDOOR
SRP22310 | ENPHASE ENERGY | M215-60-2LL-S2X | 215 | 21 |  |  | 0.96 | Solar Inverter |  | OUTDOOR
SRP22312 | ENPHASE ENERGY | M215-60-2LL-S2X | 215 | 8 |  |  | 0.96 | Solar Inverter |  | OUTDOOR
SRP22312 | ENPHASE ENERGY | M215-60-2LL-S2X | 215 | 34 |  |  | 0.96 | Solar Inverter |  | OUTDOOR
SRP22314 | ENPHASE ENERGY | M215-60-2LL-S2X | 215 | 20 |  |  | 0.96 | Solar Inverter |  | OUTDOOR
SRP22315 | ENPHASE ENERGY | M215-60-2LL-S2X | 215 | 31 |  |  | 0.96 | Solar Inverter |  | OUTDOOR
SRP22315 | ENPHASE ENERGY | M215-60-SIE-S2X-ZC-NA | 215 | 7 |  |  | 0.96 | Solar Inverter |  | OUTDOOR
SRP22316 | ENPHASE ENERGY | M215-60-2LL-S2X | 215 | 16 |  |  | 0.96 | Solar Inverter |  | OUTDOOR
SRP22319 | ENPHASE ENERGY | M215-60-2LL-S2X | 215 | 18 |  |  | 0.96 | Solar Inverter |  | OUTDOOR
SRP22320 | ENPHASE ENERGY | M215-60-2LL-S2X | 215 | 10 |  |  | 0.96 | Solar Inverter |  | OUTDOOR
SRP22321 | ENPHASE ENERGY | M215-60-2LL-S2X | 215 | 12 |  |  | 0.96 | Solar Inverter |  | OUTDOOR
SRP22321 | ENPHASE ENERGY | M215-60-2LL-S2X | 215 | 29 |  |  | 0.96 | Solar Inverter |  | OUTDOOR
SRP22323 | ENPHASE ENERGY | M215-60-2LL-S2X | 215 | 31 |  |  | 0.96 | Solar Inverter |  | OUTDOOR
SRP22324 | ENPHASE ENERGY | M215-60-2LL-S2X | 215 | 21 |  |  | 0.96 | Solar Inverter |  | OUTDOOR
SRP22325 | ENPHASE ENERGY | M215-60-2LL-S2X | 215 | 28 |  |  | 0.96 | Solar Inverter |  | OUTDOOR
SRP22330 | ENPHASE ENERGY | M215-60-2LL-S2X-ZC | 215 | 15 |  |  | 0.96 | Solar Inverter |  | OUTDOOR
SRP22336 | ENPHASE ENERGY | M215-60-2LL-S2X | 215 | 16 |  |  | 0.96 | Solar Inverter |  | OUTDOOR
SRP22347 | ENPHASE ENERGY | M215-60-2LL-S2X | 215 | 14 |  |  | 0.96 | Solar Inverter |  | OUTDOOR
SRP22348 | SMA AMERICA | SB3000US (240V) | 3000 | 2 |  |  | 0.96 | Solar Inverter |  | OUTDOOR
SRP22351 | ENPHASE ENERGY | M215-60-2LL-S2X | 215 | 27 |  |  | 0.96 | Solar Inverter |  | OUTDOOR
SRP22352 | ENPHASE ENERGY | M215-60-2LL-S2X | 215 | 16 |  |  | 0.96 | Solar Inverter |  | OUTDOOR
SRP22352 | ENPHASE ENERGY | M215-60-2LL-S2X | 215 | 34 |  |  | 0.96 | Solar Inverter |  | OUTDOOR
SRP22353 | ENPHASE ENERGY | M215-60-2LL-S2X | 215 | 35 |  |  | 0.96 | Solar Inverter |  | OUTDOOR
SRP22355 | ENPHASE ENERGY | M215-60-2LL-S2X | 215 | 10 |  |  | 0.96 | Solar Inverter |  | OUTDOOR
SRP22355 | ENPHASE ENERGY | M215-60-2LL-S2X | 215 | 15 |  |  | 0.96 | Solar Inverter |  | OUTDOOR
SRP22355 | ENPHASE ENERGY | M215-60-2LL-S2X-IG | 215 | 9 |  |  | 0.96 | Solar Inverter |  | OUTDOOR
SRP22355 | ENPHASE ENERGY | M215-60-2LL-S2X-IG-NA | 215 | 5 |  |  | 0.96 | Solar Inverter |  | OUTDOOR
SRP22357 | SMA AMERICA | SB3000US (240V) | 3000 | 2 |  |  | 0.96 | Solar Inverter |  | Inside
SRP22358 | ENPHASE ENERGY | M215-60-2LL-S2X | 215 | 10 |  |  | 0.96 | Solar Inverter |  | OUTDOOR
SRP22358 | ENPHASE ENERGY | M215-60-2LL-S2X | 215 | 180 |  |  | 0.96 | Solar Inverter |  | OUTDOOR
SRP22360 | ENPHASE ENERGY | M215-60-2LL-S2X | 215 | 31 |  |  | 0.96 | Solar Inverter |  | OUTDOOR
SRP22363 | ENPHASE ENERGY | M215-60-2LL-S2X | 215 | 19 |  |  | 0.96 | Solar Inverter |  | OUTDOOR
SRP22364 | ENPHASE ENERGY | M215-60-2LL-S2X | 215 | 13 |  |  | 0.96 | Solar Inverter |  | OUTDOOR
SRP22364 | ENPHASE ENERGY | M215-60-2LL-S2X | 215 | 17 |  |  | 0.96 | Solar Inverter |  | OUTDOOR
SRP22365 | ENPHASE ENERGY | M215-60-2LL-S2X | 215 | 24 |  |  | 0.96 | Solar Inverter |  | OUTDOOR
SRP22366 | ENPHASE ENERGY | M215-60-2LL-S2X | 215 | 24 |  |  | 0.96 | Solar Inverter |  | OUTDOOR
SRP22367 | ENPHASE ENERGY | M215-60-2LL-S2X | 215 | 65 |  |  | 0.96 | Solar Inverter |  | INDOOR
SRP22372 | ENPHASE ENERGY | M215-60-2LL-S2X | 215 | 32 |  |  | 0.96 | Solar Inverter |  | INDOOR
SRP22373 | ENPHASE ENERGY | M215-60-2LL-S2X | 215 | 29 |  |  | 0.96 | Solar Inverter |  | OUTDOOR
SRP22374 | ENPHASE ENERGY | M215-60-2LL-S2X | 215 | 17 |  |  | 0.96 | Solar Inverter |  | OUTDOOR
SRP22375 | ENPHASE ENERGY | M215-60-2LL-S2X | 215 | 22 |  |  | 0.96 | Solar Inverter |  | Inside
SRP22383 | ENPHASE ENERGY | M215-60-2LL-S2X | 215 | 19 |  |  | 0.96 | Solar Inverter |  | OUTDOOR
SRP22394 | ENPHASE ENERGY | M215-60-2LL-S2X | 215 | 24 |  |  | 0.96 | Solar Inverter |  | INDOOR
SRP22395 | ENPHASE ENERGY | M215-60-2LL-S2X | 215 | 35 |  |  | 0.96 | Solar Inverter |  | OUTDOOR
SRP22396 | ENPHASE ENERGY | M215-60-2LL-S2X | 215 | 88 |  |  | 0.96 | Solar Inverter |  | INDOOR
SRP22397 | ENPHASE ENERGY | M215-60-2LL-S2X | 215 | 29 |  |  | 0.96 | Solar Inverter |  | OUTDOOR
SRP22401 | POWER-ONE | PVI-3.6-OUTD-S-US (240 V) | 3600 | 1 |  |  | 0.96 | Solar Inverter |  | OUTDOOR
SRP22403 | POWER-ONE | PVI-3.6-OUTD-S-US (240 V) | 3600 | 1 |  |  | 0.96 | Solar Inverter |  | Outside
SRP22412 | POWER-ONE | PVI-3.6-OUTD-S-US (240 V) | 3600 | 1 |  |  | 0.96 | Solar Inverter |  | OUTDOOR
SRP22419 | SMA AMERICA | SB3000US (240V) | 3000 | 1 |  |  | 0.96 | Solar Inverter |  | OUTDOOR
SRP22419 | SMA AMERICA | SB4000US (240V) | 4000 | 1 |  |  | 0.96 | Solar Inverter |  | OUTDOOR
SRP22420 | POWER-ONE | PVI-3.0-OUTD-S-US (240 V) | 3000 | 1 |  |  | 0.96 | Solar Inverter |  | OUTDOOR
SRP22421 | POWER-ONE | PVI-3.6-OUTD-S-US (240 V) | 3800 | 1 |  |  | 0.96 | Solar Inverter |  | OUTDOOR
SRP22423 | POWER-ONE | PVI-3.6-OUTD-S-US (240 V) | 3600 | 1 |  |  | 0.96 | Solar Inverter |  | OUTDOOR
SRP22427 | ENPHASE ENERGY | M215-60-2LL-S2X | 215 | 43 |  |  | 0.96 | Solar Inverter |  | OUTDOOR
SRP22444 | POWER-ONE | PVI-3000-I-OUTD-US | 3000 | 1 |  |  | 0.96 | Solar Inverter |  | INDOOR
SRP22446 | POWER-ONE | PVI-3.6-OUTD-S-US (240 V) | 3600 | 1 |  |  | 0.96 | Solar Inverter |  | Inside
SRP22446 | POWER-ONE | PVI-4.2-OUTD-S-US (240 V) | 4200 | 1 |  |  | 0.96 | Solar Inverter |  | Inside
SRP22447 | SMA AMERICA | SB4000US (240V) | 4000 | 2 |  |  | 0.96 | Solar Inverter |  | INDOOR
SRP22449 | ENPHASE ENERGY | M215-60-2LL-S2X | 215 | 20 |  |  | 0.96 | Solar Inverter |  | OUTDOOR
SRP22461 | SMA AMERICA |  | 3800 | 1 |  |  | 0.96 | Solar Inverter |  | OUTDOOR
SRP22462 | POWER-ONE | PVI-5000-OUTD-US (208 V) | 5000 | 1 |  |  | 0.96 | Solar Inverter |  | OUTDOOR
SRP22463 | POWER-ONE | PVI-3.6-OUTD-S-US (240 V) | 3600 | 1 |  |  | 0.96 | Solar Inverter |  | INDOOR
SRP22468 | SMA AMERICA | SB5000US-12 (240V) | 5000 | 1 |  |  | 0.96 | Solar Inverter |  | INDOOR
SRP22470 | ENPHASE ENERGY | M215-60-2LL-S2X | 215 | 37 |  |  | 0.96 | Solar Inverter |  | OUTDOOR
SRP22478 | POWER-ONE | PVI-3.6-OUTD-S-US (240 V) | 3600 | 1 |  |  | 0.96 | Solar Inverter |  | INDOOR
SRP22478 | POWER-ONE | PVI-3.6-OUTD-S-US (240 V) | 3600 | 1 |  |  | 0.96 | Solar Inverter |  | INDOOR
SRP22480 | ENPHASE ENERGY | M215-60-2LL-S2X | 215 | 48 |  |  | 0.96 | Solar Inverter |  | INDOOR
SRP22482 | ENPHASE ENERGY | M215-60-2LL-S2X | 215 | 36 |  |  | 0.96 | Solar Inverter |  | INDOOR
SRP22483 | ENPHASE ENERGY | M215-60-2LL-S2X | 215 | 46 |  |  | 0.96 | Solar Inverter |  | Outside
SRP22484 | ENPHASE ENERGY | M215-60-2LL-S2X | 215 | 45 |  |  | 0.96 | Solar Inverter |  | INDOOR
SRP22485 | ENPHASE ENERGY | M215-60-2LL-S2X | 215 | 42 |  |  | 0.96 | Solar Inverter |  | INDOOR
SRP22486 | POWER-ONE | PVI-3.0-OUTD-S-US (240 V) | 3000 | 1 |  |  | 0.96 | Solar Inverter |  | OUTDOOR
SRP22487 | ENPHASE ENERGY | M215-60-2LL-S2X | 215 | 51 |  |  | 0.96 | Solar Inverter |  | INDOOR
SRP22488 | ENPHASE ENERGY | M215-60-2LL-S2X | 215 | 20 |  |  | 0.96 | Solar Inverter |  | Outside
SRP22489 | ENPHASE ENERGY | M215-60-2LL-S2X | 215 | 37 |  |  | 0.96 | Solar Inverter |  | INDOOR
SRP22492 | FRONIUS USA |  | 10000 | 1 |  |  | 0.96 | Solar Inverter |  | Inside
SRP22495 | SMA AMERICA | SB4000US (240V) | 4000 | 1 |  |  | 0.96 | Solar Inverter |  | INDOOR
SRP22496 | SMA AMERICA | SB3000US (240V) | 3000 | 2 |  |  | 0.96 | Solar Inverter |  | OUTDOOR
SRP22503 | ENPHASE ENERGY | M215-60-2LL-S2X | 215 | 9 |  |  | 0.96 | Solar Inverter |  | OUTDOOR
SRP22503 | ENPHASE ENERGY | M215-60-2LL-S2X | 215 | 27 |  |  | 0.96 | Solar Inverter |  | OUTDOOR
SRP22504 | ENPHASE ENERGY | M215-60-2LL-S2X | 215 | 24 |  |  | 0.96 | Solar Inverter |  | OUTDOOR
SRP22505 | ENPHASE ENERGY | M215-60-2LL-S2X | 215 | 17 |  |  | 0.96 | Solar Inverter |  | OUTDOOR
SRP22506 | ENPHASE ENERGY | M215-60-2LL-S2X | 215 | 27 |  |  | 0.96 | Solar Inverter |  | OUTDOOR
SRP22507 | ENPHASE ENERGY | M215-60-2LL-S2X | 215 | 30 |  |  | 0.96 | Solar Inverter |  | OUTDOOR
SRP22508 | ENPHASE ENERGY | M215-60-2LL-S2X | 215 | 22 |  |  | 0.96 | Solar Inverter |  | OUTDOOR
SRP22511 | ENPHASE ENERGY | M215-60-2LL-S2X | 215 | 12 |  |  | 0.96 | Solar Inverter |  | OUTDOOR
SRP22513 | ENPHASE ENERGY | M215-60-2LL-S2X | 215 | 84 |  |  | 0.96 | Solar Inverter |  | INDOOR
SRP22515 | SUNPOWER | SPR-3801F-240 | 3800 | 1 |  |  | 0.96 | Solar Inverter |  | INDOOR
SRP22516 | ENPHASE ENERGY | M215-60-2LL-S2X | 215 | 28 |  |  | 0.96 | Solar Inverter |  | OUTDOOR
SRP22518 | ENPHASE ENERGY | M215-60-2LL-S2X | 215 | 25 |  |  | 0.96 | Solar Inverter |  | OUTDOOR
SRP22519 | SMA AMERICA | SB8000US-12 (240V) | 8000 | 1 |  |  | 0.96 | Solar Inverter |  | OUTDOOR
SRP22520 | ENPHASE ENERGY | M215-60-2LL-S2X | 215 | 8 |  |  | 0.96 | Solar Inverter |  | OUTDOOR
SRP22524 | ENPHASE ENERGY | M215-60-2LL-S2X | 215 | 30 |  |  | 0.96 | Solar Inverter |  | OUTDOOR
SRP22525 | ENPHASE ENERGY | M215-60-2LL-S2X | 215 | 30 |  |  | 0.96 | Solar Inverter |  | OUTDOOR
SRP22528 | ENPHASE ENERGY | M215-60-2LL-S2X | 215 | 16 |  |  | 0.96 | Solar Inverter |  | OUTDOOR
SRP22528 | ENPHASE ENERGY | M215-60-2LL-S2X | 215 | 30 |  |  | 0.96 | Solar Inverter |  | OUTDOOR
SRP22529 | ENPHASE ENERGY | M215-60-2LL-S2X | 215 | 13 |  |  | 0.96 | Solar Inverter |  | OUTDOOR
SRP22532 | ENPHASE ENERGY | M215-60-2LL-S2X | 215 | 30 |  |  | 0.96 | Solar Inverter |  | OUTDOOR
SRP22533 | ENPHASE ENERGY | M215-60-2LL-S2X | 215 | 14 |  |  | 0.96 | Solar Inverter |  | OUTDOOR
SRP22533 | ENPHASE ENERGY | M215-60-2LL-S2X | 215 | 31 |  |  | 0.96 | Solar Inverter |  | OUTDOOR
SRP22534 | ENPHASE ENERGY | M215-60-2LL-S2X | 215 | 17 |  |  | 0.96 | Solar Inverter |  | OUTDOOR
SRP22534 | ENPHASE ENERGY | M215-60-2LL-S2X | 215 | 29 |  |  | 0.96 | Solar Inverter |  | OUTDOOR
SRP22536 | ENPHASE ENERGY | M215-60-2LL-S2X | 215 | 24 |  |  | 0.96 | Solar Inverter |  | OUTDOOR
SRP22540 | ENPHASE ENERGY | M215-60-2LL-S2X | 215 | 16 |  |  | 0.96 | Solar Inverter |  | OUTDOOR
SRP22541 | ENPHASE ENERGY | M215-60-2LL-S2X | 215 | 14 |  |  | 0.96 | Solar Inverter |  | OUTDOOR
SRP22544 | ENPHASE ENERGY | M215-60-2LL-S2X | 215 | 11 |  |  | 0.96 | Solar Inverter |  | OUTDOOR
SRP22544 | ENPHASE ENERGY | M215-60-2LL-S2X | 215 | 27 |  |  | 0.96 | Solar Inverter |  | OUTDOOR
SRP22545 | ENPHASE ENERGY | M215-60-2LL-S2X | 215 | 17 |  |  | 0.96 | Solar Inverter |  | OUTDOOR
SRP22546 | ENPHASE ENERGY | M215-60-2LL-S2X | 215 | 21 |  |  | 0.96 | Solar Inverter |  | OUTDOOR
SRP22553 | ENPHASE ENERGY | M215-60-2LL-S2X | 215 | 29 |  |  | 0.96 | Solar Inverter |  | OUTDOOR
SRP22554 | ENPHASE ENERGY | M215-60-2LL-S2X | 215 | 6 |  |  | 0.96 | Solar Inverter |  | OUTDOOR
SRP22556 | POWER-ONE | PVI-3.0-OUTD-S-US (208 V) | 3000 | 1 |  |  | 0.96 | Solar Inverter |  | OUTDOOR
SRP22572 | ENPHASE ENERGY | M215-60-2LL-S2X | 215 | 33 |  |  | 0.96 | Solar Inverter |  | INDOOR
SRP22574 | ENPHASE ENERGY | M215-60-2LL-S2X | 215 | 36 |  |  | 0.96 | Solar Inverter |  | OUTDOOR
SRP22577 | ENPHASE ENERGY | M215-60-2LL-S2X | 215 | 13 |  |  | 0.96 | Solar Inverter |  | OUTDOOR
SRP22577 | ENPHASE ENERGY | M215-60-2LL-S2X-IG-NA | 215 | 17 |  |  | 0.96 | Solar Inverter |  | OUTDOOR
SRP22582 | ENPHASE ENERGY | M215-60-2LL-S2X | 215 | 31 |  |  | 0.96 | Solar Inverter |  | Outside
SRP22585 | ENPHASE ENERGY | M215-60-2LL-S2X | 215 | 30 |  |  | 0.96 | Solar Inverter |  | OUTDOOR
SRP22586 | ENPHASE ENERGY | M215-60-2LL-S2X | 215 | 49 |  |  | 0.96 | Solar Inverter |  | OUTDOOR
SRP22590 | ENPHASE ENERGY | M215-60-2LL-S2X | 215 | 12 |  |  | 0.96 | Solar Inverter |  | Outside
SRP22590 | ENPHASE ENERGY | M215-60-2LL-S2X | 215 | 13 |  |  | 0.96 | Solar Inverter |  | Outside
SRP22590 | ENPHASE ENERGY | M215-60-2LL-S2X | 215 | 28 |  |  | 0.96 | Solar Inverter |  | Outside
SRP22592 | ENPHASE ENERGY | M215-60-2LL-S2X | 215 | 26 |  |  | 0.96 | Solar Inverter |  | OUTDOOR
SRP22593 | SMA AMERICA | SB4000US (240V) | 4000 | 2 |  |  | 0.96 | Solar Inverter |  | INDOOR
SRP22594 | ENPHASE ENERGY | M215-60-2LL-S2X | 215 | 38 |  |  | 0.96 | Solar Inverter |  | OUTDOOR
SRP22595 | ENPHASE ENERGY | M215-60-2LL-S2X | 215 | 17 |  |  | 0.96 | Solar Inverter |  | Roof
SRP22596 | ENPHASE ENERGY | M215-60-2LL-S2X | 215 | 26 |  |  | 0.96 | Solar Inverter |  | OUTDOOR
SRP22597 | ENPHASE ENERGY | M215-60-2LL-S2X | 215 | 23 |  |  | 0.96 | Solar Inverter |  | INDOOR
SRP22599 | ENPHASE ENERGY | M215-60-2LL-S2X | 215 | 10 |  |  | 0.96 | Solar Inverter |  | Outside
SRP22599 | ENPHASE ENERGY | M215-60-2LL-S2X | 215 | 12 |  |  | 0.96 | Solar Inverter |  | Outside
SRP22599 | ENPHASE ENERGY | M215-60-2LL-S2X | 215 | 14 |  |  | 0.96 | Solar Inverter |  | Outside
SRP22601 | ENPHASE ENERGY | M215-60-2LL-S2X | 215 | 15 |  |  | 0.96 | Solar Inverter |  | Outside
SRP22603 | ENPHASE ENERGY | M215-60-2LL-S2X | 215 | 9 |  |  | 0.96 | Solar Inverter |  | Roof
SRP22603 | ENPHASE ENERGY | M215-60-2LL-S2X | 215 | 12 |  |  | 0.96 | Solar Inverter |  | Roof
SRP22603 | ENPHASE ENERGY | M215-60-2LL-S2X | 215 | 14 |  |  | 0.96 | Solar Inverter |  | Roof
SRP22603 | ENPHASE ENERGY | M215-60-2LL-S2X | 215 | 30 |  |  | 0.96 | Solar Inverter |  | Roof
SRP22604 | ENPHASE ENERGY | M215-60-2LL-S2X | 215 | 26 |  |  | 0.96 | Solar Inverter |  | OUTDOOR
SRP22607 | ENPHASE ENERGY | M215-60-2LL-S2X | 215 | 50 |  |  | 0.96 | Solar Inverter |  | Outside
SRP22612 | ENPHASE ENERGY | M215-60-2LL-S2X | 215 | 60 |  |  | 0.96 | Solar Inverter |  | OUTDOOR
SRP22613 | ENPHASE ENERGY | M215-60-2LL-S2X | 215 | 10 |  |  | 0.96 | Solar Inverter |  | Outside
SRP22613 | ENPHASE ENERGY | M215-60-2LL-S2X | 215 | 12 |  |  | 0.96 | Solar Inverter |  | Outside
SRP22616 | ENPHASE ENERGY | M215-60-2LL-S2X | 215 | 13 |  |  | 0.96 | Solar Inverter |  | INDOOR
SRP22616 | ENPHASE ENERGY | M215-60-2LL-S2X | 215 | 14 |  |  | 0.96 | Solar Inverter |  | INDOOR
SRP22616 | ENPHASE ENERGY | M215-60-2LL-S2X | 215 | 15 |  |  | 0.96 | Solar Inverter |  | INDOOR
SRP22617 | ENPHASE ENERGY | M215-60-2LL-S2X | 215 | 27 |  |  | 0.96 | Solar Inverter |  | INDOOR
SRP22620 | ENPHASE ENERGY | M215-60-2LL-S2X | 215 | 16 |  |  | 0.96 | Solar Inverter |  | OUTDOOR
SRP22622 | ENPHASE ENERGY | M215-60-2LL-S2X | 215 | 13 |  |  | 0.96 | Solar Inverter |  | OUTDOOR
SRP22623 | ENPHASE ENERGY | M215-60-2LL-S2X | 215 | 8 |  |  | 0.96 | Solar Inverter |  | INDOOR
SRP22623 | ENPHASE ENERGY | M215-60-2LL-S2X | 215 | 9 |  |  | 0.96 | Solar Inverter |  | INDOOR
SRP22623 | ENPHASE ENERGY | M215-60-2LL-S2X | 215 | 10 |  |  | 0.96 | Solar Inverter |  | INDOOR
SRP22623 | ENPHASE ENERGY | M215-60-2LL-S2X | 215 | 12 |  |  | 0.96 | Solar Inverter |  | INDOOR
SRP22624 | ENPHASE ENERGY | M215-60-2LL-S2X | 215 | 36 |  |  | 0.96 | Solar Inverter |  | OUTDOOR
SRP22625 | ENPHASE ENERGY | M215-60-2LL-S2X | 215 | 14 |  |  | 0.96 | Solar Inverter |  | OUTDOOR
SRP22626 | ENPHASE ENERGY | M215-60-2LL-S2X | 215 | 20 |  |  | 0.96 | Solar Inverter |  | OUTDOOR
SRP22627 | ENPHASE ENERGY | M215-60-2LL-S2X | 215 | 25 |  |  | 0.96 | Solar Inverter |  | OUTDOOR
SRP22629 | POWER-ONE | PVI-3.0-OUTD-S-US (240 V) | 3000 | 1 |  |  | 0.96 | Solar Inverter |  | OUTDOOR
SRP22631 | POWER-ONE | PVI-3.6-OUTD-S-US (240 V) | 3600 | 1 |  |  | 0.96 | Solar Inverter |  | OUTDOOR
SRP22632 | POWER-ONE | PVI-3.6-OUTD-S-US (208 V) | 3600 | 1 |  |  | 0.96 | Solar Inverter |  | Inside
SRP22638 | SMA AMERICA | SB4000US (240V) | 4000 | 2 |  |  | 0.96 | Solar Inverter |  | INDOOR
SRP22642 | ENPHASE ENERGY | M215-60-2LL-S2X | 215 | 18 |  |  | 0.96 | Solar Inverter |  | OUTDOOR
SRP22644 | ENPHASE ENERGY | M215-60-2LL-S2X | 215 | 33 |  |  | 0.96 | Solar Inverter |  | OUTDOOR
SRP22645 | ENPHASE ENERGY | M215-60-2LL-S2X | 215 | 16 |  |  | 0.96 | Solar Inverter |  | OUTDOOR
SRP22646 | ENPHASE ENERGY | M215-60-2LL-S2X | 215 | 9 |  |  | 0.96 | Solar Inverter |  | Outside
SRP22646 | ENPHASE ENERGY | M215-60-2LL-S2X | 215 | 10 |  |  | 0.96 | Solar Inverter |  | Outside
SRP22646 | ENPHASE ENERGY | M215-60-2LL-S2X | 215 | 11 |  |  | 0.96 | Solar Inverter |  | Outside
SRP22646 | ENPHASE ENERGY | M215-60-2LL-S2X | 215 | 24 |  |  | 0.96 | Solar Inverter |  | Outside
SRP22648 | ENPHASE ENERGY | M215-60-2LL-S2X | 215 | 36 |  |  | 0.96 | Solar Inverter |  | Outside
SRP22649 | ENPHASE ENERGY | M215-60-2LL-S2X | 215 | 23 |  |  | 0.96 | Solar Inverter |  | OUTDOOR
SRP22650 | ENPHASE ENERGY | M215-60-2LL-S2X | 215 | 38 |  |  | 0.96 | Solar Inverter |  | Roof
SRP22651 | ENPHASE ENERGY | M215-60-2LL-S2X | 215 | 32 |  |  | 0.96 | Solar Inverter |  | INDOOR
SRP22652 | ENPHASE ENERGY | M215-60-2LL-S2X | 215 | 42 |  |  | 0.96 | Solar Inverter |  | INDOOR
SRP22656 | ENPHASE ENERGY | M215-60-2LL-S2X | 215 | 12 |  |  | 0.96 | Solar Inverter |  | INDOOR
SRP22656 | ENPHASE ENERGY | M215-60-2LL-S2X | 215 | 13 |  |  | 0.96 | Solar Inverter |  | INDOOR
SRP22656 | ENPHASE ENERGY | M215-60-2LL-S2X | 215 | 14 |  |  | 0.96 | Solar Inverter |  | INDOOR
SRP22658 | SMA AMERICA | SB6000US-11 (240V) | 6000 | 1 |  |  | 0.96 | Solar Inverter |  | OUTDOOR
SRP22661 | ENPHASE ENERGY | M215-60-2LL-S2X | 215 | 29 |  |  | 0.96 | Solar Inverter |  | OUTDOOR
SRP22662 | ENPHASE ENERGY | M215-60-2LL-S2X | 215 | 43 |  |  | 0.96 | Solar Inverter |  | OUTDOOR
SRP22663 | ENPHASE ENERGY | M215-60-2LL-S2X | 215 | 46 |  |  | 0.96 | Solar Inverter |  | OUTDOOR
SRP22665 | ENPHASE ENERGY | M215-60-2LL-S2X | 215 | 13 |  |  | 0.96 | Solar Inverter |  | OUTDOOR
SRP22668 | ENPHASE ENERGY | M215-60-2LL-S2X | 215 | 56 |  |  | 0.96 | Solar Inverter |  | INDOOR
SRP22670 | ENPHASE ENERGY | M215-60-2LL-S2X | 215 | 15 |  |  | 0.96 | Solar Inverter |  | Outside
SRP22671 | ENPHASE ENERGY | M215-60-2LL-S2X | 215 | 28 |  |  | 0.96 | Solar Inverter |  | INDOOR
SRP22673 | ENPHASE ENERGY | M215-60-2LL-S2X | 215 | 25 |  |  | 0.96 | Solar Inverter |  | INDOOR
SRP22675 | ENPHASE ENERGY | M215-60-2LL-S2X | 215 | 47 |  |  | 0.96 | Solar Inverter |  | INDOOR
SRP22678 | ENPHASE ENERGY | M215-60-2LL-S2X | 215 | 44 |  |  | 0.96 | Solar Inverter |  | Outside
SRP22681 | ENPHASE ENERGY | M215-60-2LL-S2X | 215 | 60 |  |  | 0.96 | Solar Inverter |  | INDOOR
SRP22683 | ENPHASE ENERGY | M215-60-2LL-S2X | 215 | 29 |  |  | 0.96 | Solar Inverter |  | OUTDOOR
SRP22685 | ENPHASE ENERGY | M215-60-2LL-S2X | 215 | 18 |  |  | 0.96 | Solar Inverter |  | OUTDOOR
SRP22686 | ENPHASE ENERGY | M215-60-2LL-S2X | 215 | 28 |  |  | 0.96 | Solar Inverter |  | OUTDOOR
SRP22688 | ENPHASE ENERGY | M215-60-2LL-S2X | 215 | 24 |  |  | 0.96 | Solar Inverter |  | OUTDOOR
SRP22689 | SMA AMERICA | SB7000US (240V) | 7000 | 1 |  |  | 0.96 | Solar Inverter |  | OUTDOOR
SRP22689 | SMA AMERICA | SB7000US (240V) | 7000 | 1 |  |  | 0.96 | Solar Inverter |  | OUTDOOR
SRP22690 | SMA AMERICA | SB7000TL-US (240V) | 7000 | 1 |  |  | 0.96 | Solar Inverter |  | INDOOR
SRP22691 | POWER-ONE | PVI-3.0-OUTD-S-US (240 V) | 3000 | 1 |  |  | 0.96 | Solar Inverter |  | INDOOR
SRP22694 | POWER-ONE | PVI-3.6-OUTD-S-US (240 V) | 3600 | 1 |  |  | 0.96 | Solar Inverter |  | INDOOR
SRP22696 | POWER-ONE | PVI-3.0-OUTD-S-US (240 V) | 3000 | 1 |  |  | 0.96 | Solar Inverter |  | Outside
SRP22698 | ENPHASE ENERGY | M215-60-2LL-S2X | 215 | 54 |  |  | 0.96 | Solar Inverter |  | OUTDOOR
SRP22699 | SMA AMERICA | SB2500HFUS-30 (240V) | 2500 | 1 |  |  | 0.96 | Solar Inverter |  | OUTDOOR
SRP22699 | SMA AMERICA | SB6000U (240V) | 6000 | 1 |  |  | 0.96 | Solar Inverter |  | OUTDOOR
SRP22700 | ENPHASE ENERGY | M215-60-2LL-S2X | 215 | 20 |  |  | 0.96 | Solar Inverter |  | OUTDOOR
SRP22701 | ENPHASE ENERGY | M215-60-2LL-S2X | 215 | 22 |  |  | 0.96 | Solar Inverter |  | OUTDOOR
SRP22706 | ENPHASE ENERGY | M215-60-2LL-S2X | 215 | 32 |  |  | 0.96 | Solar Inverter |  | OUTDOOR
SRP22707 | ENPHASE ENERGY | M215-60-2LL-S2X | 215 | 47 |  |  | 0.96 | Solar Inverter |  | INDOOR
SRP22710 | ENPHASE ENERGY | M215-60-2LL-S2X | 215 | 51 |  |  | 0.96 | Solar Inverter |  | INDOOR
SRP22712 | ENPHASE ENERGY | M215-60-2LL-S2X | 215 | 8 |  |  | 0.96 | Solar Inverter |  | Outside
SRP22712 | ENPHASE ENERGY | M215-60-2LL-S2X | 215 | 10 |  |  | 0.96 | Solar Inverter |  | Outside
SRP22713 | ENPHASE ENERGY | M215-60-2LL-S2X | 215 | 28 |  |  | 0.96 | Solar Inverter |  | Outside
SRP22714 | POWER-ONE | PVI-3.0-OUTD-S-US (240 V) | 3000 | 1 |  |  | 0.96 | Solar Inverter |  | INDOOR
SRP22716 | ENPHASE ENERGY | M215-60-2LL-S2X | 215 | 65 |  |  | 0.96 | Solar Inverter |  | INDOOR
SRP22717 | ENPHASE ENERGY | M215-60-2LL-S2X | 215 | 47 |  |  | 0.96 | Solar Inverter |  | Outside
SRP22718 | ENPHASE ENERGY | M215-60-2LL-S2X | 215 | 38 |  |  | 0.96 | Solar Inverter |  | OUTDOOR
SRP22719 | ENPHASE ENERGY | M215-60-2LL-S2X | 215 | 26 |  |  | 0.96 | Solar Inverter |  | OUTDOOR
SRP22723 | ENPHASE ENERGY | M215-60-2LL-S2X | 215 | 29 |  |  | 0.96 | Solar Inverter |  | INDOOR
SRP22724 | ENPHASE ENERGY | M215-60-2LL-S2X | 215 | 25 |  |  | 0.96 | Solar Inverter |  | OUTDOOR
SRP22726 | ENPHASE ENERGY | M215-60-2LL-S2X | 215 | 32 |  |  | 0.96 | Solar Inverter |  | OUTDOOR
SRP22727 | ENPHASE ENERGY | M215-60-2LL-S2X | 215 | 19 |  |  | 0.96 | Solar Inverter |  | Outside
SRP22730 | ENPHASE ENERGY | M215-60-2LL-S2X-IG | 215 | 17 |  |  | 0.96 | Solar Inverter |  | OUTDOOR
SRP22733 | ENPHASE ENERGY | M215-60-2LL-S2X | 215 | 18 |  |  | 0.96 | Solar Inverter |  | INDOOR
SRP22734 | ENPHASE ENERGY | M215-60-2LL-S2X | 215 | 31 |  |  | 0.96 | Solar Inverter |  | OUTDOOR
SRP22736 | ENPHASE ENERGY | M215-60-2LL-S2X | 215 | 42 |  |  | 0.96 | Solar Inverter |  | OUTDOOR
SRP22741 | POWER-ONE | PVI-3.0-OUTD-S-US (240 V) | 3000 | 1 |  |  | 0.96 | Solar Inverter |  | OUTDOOR
SRP22745 | ENPHASE ENERGY | M215-60-2LL-S2X | 215 | 33 |  |  | 0.96 | Solar Inverter |  | OUTDOOR
SRP22747 | ENPHASE ENERGY | M215-60-2LL-S2X | 215 | 12 |  |  | 0.96 | Solar Inverter |  | OUTDOOR
SRP22748 | ENPHASE ENERGY | M215-60-2LL-S2X | 215 | 8 |  |  | 0.96 | Solar Inverter |  | OUTDOOR
SRP22748 | ENPHASE ENERGY | M215-60-2LL-S2X | 215 | 28 |  |  | 0.96 | Solar Inverter |  | OUTDOOR
SRP22750 | ENPHASE ENERGY | M215-60-2LL-S2X | 215 | 15 |  |  | 0.96 | Solar Inverter |  | OUTDOOR
SRP22751 | ENPHASE ENERGY | M215-60-2LL-S2X | 215 | 19 |  |  | 0.96 | Solar Inverter |  | OUTDOOR
SRP22755 | ENPHASE ENERGY | M215-60-2LL-S2X | 215 | 11 |  |  | 0.96 | Solar Inverter |  | OUTDOOR
SRP22756 | ENPHASE ENERGY | M215-60-2LL-S2X | 215 | 18 |  |  | 0.96 | Solar Inverter |  | OUTDOOR
SRP22757 | ENPHASE ENERGY | M215-60-2LL-S2X | 215 | 36 |  |  | 0.96 | Solar Inverter |  | INDOOR
SRP22758 | ENPHASE ENERGY | M215-60-2LL-S2X | 215 | 36 |  |  | 0.96 | Solar Inverter |  | OUTDOOR
SRP22760 | ENPHASE ENERGY | M215-60-2LL-S2X | 215 | 20 |  |  | 0.96 | Solar Inverter |  | OUTDOOR
SRP22766 | ENPHASE ENERGY | M215-60-2LL-S2X | 215 | 30 |  |  | 0.96 | Solar Inverter |  | OUTDOOR
SRP22768 | POWER-ONE | PVI-4.2-OUTD-S-US (208 V) | 4200 | 1 |  |  | 0.96 | Solar Inverter |  | INDOOR
SRP22769 | ENPHASE ENERGY | M215-60-2LL-S2X | 215 | 23 |  |  | 0.96 | Solar Inverter |  | OUTDOOR
SRP22771 | SMA AMERICA | SB8000US (240V) | 8000 | 1 |  |  | 0.96 | Solar Inverter |  | Inside
SRP22774 | ENPHASE ENERGY | M215-60-2LL-S2X | 215 | 29 |  |  | 0.96 | Solar Inverter |  | OUTDOOR
SRP22775 | SMA AMERICA | SB4000US (240V) | 4000 | 1 |  |  | 0.96 | Solar Inverter |  | OUTDOOR
SRP22776 | ENPHASE ENERGY | M215-60-2LL-S2X | 215 | 27 |  |  | 0.96 | Solar Inverter |  | OUTDOOR
SRP22777 | ENPHASE ENERGY | M215-60-2LL-S2X | 215 | 26 |  |  | 0.96 | Solar Inverter |  | INDOOR
SRP22780 | POWER-ONE | PVI-6000-OUTD-US (208 V) | 6000 | 1 |  |  | 0.96 | Solar Inverter |  | INDOOR
SRP22781 | ENPHASE ENERGY | M215-60-2LL-S2X | 215 | 38 |  |  | 0.96 | Solar Inverter |  | OUTDOOR
SRP22782 | ENPHASE ENERGY | M215-60-2LL-S2X | 215 | 31 |  |  | 0.96 | Solar Inverter |  | OUTDOOR
SRP22784 | ENPHASE ENERGY | M215-60-2LL-S2X | 215 | 26 |  |  | 0.96 | Solar Inverter |  | OUTDOOR
SRP22787 | ENPHASE ENERGY | M215-60-2LL-S2X | 215 | 35 |  |  | 0.96 | Solar Inverter |  | OUTDOOR
SRP22791 | ENPHASE ENERGY | M215-60-2LL-S2X | 215 | 77 |  |  | 0.96 | Solar Inverter |  | INDOOR
SRP22792 | ENPHASE ENERGY | M215-60-2LL-S2X | 215 | 18 |  |  | 0.96 | Solar Inverter |  | OUTDOOR
SRP22794 | ENPHASE ENERGY | M215-60-2LL-S2X | 215 | 30 |  |  | 0.96 | Solar Inverter |  | OUTDOOR
SRP22795 | ENPHASE ENERGY | M215-60-2LL-S2X | 215 | 22 |  |  | 0.96 | Solar Inverter |  | OUTDOOR
SRP22796 | ENPHASE ENERGY | M215-60-2LL-S2X | 215 | 29 |  |  | 0.96 | Solar Inverter |  | OUTDOOR
SRP22797 | ENPHASE ENERGY | M215-60-2LL-S2X | 215 | 14 |  |  | 0.96 | Solar Inverter |  | OUTDOOR
SRP22799 | ENPHASE ENERGY | M215-60-2LL-S2X | 215 | 38 |  |  | 0.96 | Solar Inverter |  | OUTDOOR
SRP22802 | SMA AMERICA | SB4000US (240V) | 4000 | 1 |  |  | 0.96 | Solar Inverter |  | OUTDOOR
SRP22804 | SMA AMERICA | SB4000US (240V) | 4000 | 1 |  |  | 0.96 | Solar Inverter |  | OUTDOOR
SRP22806 | ENPHASE ENERGY | M215-60-2LL-S2X | 215 | 19 |  |  | 0.96 | Solar Inverter |  | OUTDOOR
SRP22813 | SMA AMERICA | SB5000US (240V) | 5000 | 1 |  |  | 0.96 | Solar Inverter |  | OUTDOOR
SRP22814 | SMA AMERICA | SB4000US (240V) | 4000 | 1 |  |  | 0.96 | Solar Inverter |  | OUTDOOR
SRP22815 | SMA AMERICA | SB7000US (240V) | 7000 | 1 |  |  | 0.96 | Solar Inverter |  | OUTDOOR
SRP22816 | ENPHASE ENERGY | M215-60-2LL-S2X | 215 | 32 |  |  | 0.96 | Solar Inverter |  | OUTDOOR
SRP22817 | ENPHASE ENERGY | M215-60-2LL-S2X | 215 | 22 |  |  | 0.96 | Solar Inverter |  | OUTDOOR
SRP22818 | SMA AMERICA | SB3000US (240V) | 3000 | 2 |  |  | 0.96 | Solar Inverter |  | INDOOR
SRP22818 | SMA AMERICA | SB5000US (240V) | 5000 | 1 |  |  | 0.96 | Solar Inverter |  | INDOOR
SRP22824 | ENPHASE ENERGY | M215-60-2LL-S2X | 215 | 19 |  |  | 0.96 | Solar Inverter |  | INDOOR
SRP22825 | ENPHASE ENERGY | M215-60-2LL-S2X | 215 | 28 |  |  | 0.96 | Solar Inverter |  | OUTDOOR
SRP22827 | ENPHASE ENERGY | M215-60-2LL-S2X | 215 | 16 |  |  | 0.96 | Solar Inverter |  | OUTDOOR
SRP22831 | ENPHASE ENERGY | M215-60-2LL-S2X | 215 | 54 |  |  | 0.96 | Solar Inverter |  | OUTDOOR
SRP22832 | ENPHASE ENERGY | M215-60-2LL-S2X | 215 | 23 |  |  | 0.96 | Solar Inverter |  | INDOOR
SRP22834 | ENPHASE ENERGY | M215-60-2LL-S2X | 215 | 60 |  |  | 0.96 | Solar Inverter |  | INDOOR
SRP22835 | ENPHASE ENERGY | M215-60-2LL-S2X | 215 | 65 |  |  | 0.96 | Solar Inverter |  | INDOOR
SRP22836 | ENPHASE ENERGY | M215-60-2LL-S2X | 215 | 25 |  |  | 0.96 | Solar Inverter |  | Outside
SRP22837 | ENPHASE ENERGY | M215-60-2LL-S2X | 215 | 56 |  |  | 0.96 | Solar Inverter |  | INDOOR
SRP22842 | ENPHASE ENERGY | M215-60-2LL-S2X | 215 | 15 |  |  | 0.96 | Solar Inverter |  | INDOOR
SRP22842 | ENPHASE ENERGY | M215-60-2LL-S2X-IG-ZC | 215 | 14 |  |  | 0.96 | Solar Inverter |  | INDOOR
SRP22843 | ENPHASE ENERGY | M215-60-2LL-S2X | 215 | 30 |  |  | 0.96 | Solar Inverter |  | OUTDOOR
SRP22844 | ENPHASE ENERGY | M215-60-2LL-S2X | 215 | 72 |  |  | 0.96 | Solar Inverter |  | INDOOR
SRP22846 | ENPHASE ENERGY | M215-60-2LL-S2X | 215 | 8 |  |  | 0.96 | Solar Inverter |  | Outside
SRP22846 | ENPHASE ENERGY | M215-60-2LL-S2X | 215 | 13 |  |  | 0.96 | Solar Inverter |  | Outside
SRP22846 | ENPHASE ENERGY | M215-60-2LL-S2X | 215 | 14 |  |  | 0.96 | Solar Inverter |  | Outside
SRP22848 | ENPHASE ENERGY | M215-60-2LL-S2X | 215 | 9 |  |  | 0.96 | Solar Inverter |  | Outside
SRP22848 | ENPHASE ENERGY | M215-60-2LL-S2X | 215 | 16 |  |  | 0.96 | Solar Inverter |  | Outside
SRP22855 | ENPHASE ENERGY | M215-60-2LL-S2X | 215 | 30 |  |  | 0.96 | Solar Inverter |  | INDOOR
SRP22856 | ENPHASE ENERGY | M215-60-2LL-S2X | 215 | 30 |  |  | 0.96 | Solar Inverter |  | INDOOR
SRP22858 | ENPHASE ENERGY | M215-60-2LL-S2X | 215 | 39 |  |  | 0.96 | Solar Inverter |  | INDOOR
SRP22861 | ENPHASE ENERGY | M215-60-2LL-S2X | 215 | 52 |  |  | 0.96 | Solar Inverter |  | Roof
SRP22862 | ENPHASE ENERGY | M215-60-2LL-S2X | 215 | 66 |  |  | 0.96 | Solar Inverter |  | OUTDOOR
SRP22870 | ENPHASE ENERGY | M215-60-2LL-S2X | 215 | 20 |  |  | 0.96 | Solar Inverter |  | Outside
SRP22871 | ENPHASE ENERGY | M215-60-2LL-S2X | 215 | 52 |  |  | 0.96 | Solar Inverter |  | Outside
SRP22873 | SMA AMERICA | SB7000US (240V) | 7000 | 1 |  |  | 0.96 | Solar Inverter |  | INDOOR
SRP22874 | ENPHASE ENERGY | M215-60-2LL-S2X | 215 | 25 |  |  | 0.96 | Solar Inverter |  | INDOOR
SRP22875 | ENPHASE ENERGY | M215-60-2LL-S2X | 215 | 39 |  |  | 0.96 | Solar Inverter |  | INDOOR
SRP22878 | ENPHASE ENERGY | M215-60-2LL-S2X | 215 | 24 |  |  | 0.96 | Solar Inverter |  | OUTDOOR
SRP22880 | ENPHASE ENERGY | M215-60-2LL-S2X | 215 | 17 |  |  | 0.96 | Solar Inverter |  | OUTDOOR
SRP22882 | ENPHASE ENERGY | M215-60-2LL-S2X | 215 | 17 |  |  | 0.96 | Solar Inverter |  | OUTDOOR
SRP22887 | ENPHASE ENERGY | M215-60-2LL-S2X | 215 | 16 |  |  | 0.96 | Solar Inverter |  | OUTDOOR
SRP22888 | ENPHASE ENERGY | M215-60-2LL-S2X | 215 | 21 |  |  | 0.96 | Solar Inverter |  | OUTDOOR
SRP22895 | ENPHASE ENERGY | M215-60-2LL-S2X | 215 | 34 |  |  | 0.96 | Solar Inverter |  | OUTDOOR
SRP22899 | ENPHASE ENERGY | M215-60-2LL-S2X | 215 | 22 |  |  | 0.96 | Solar Inverter |  | OUTDOOR
SRP22901 | ENPHASE ENERGY | M215-60-2LL-S2X | 215 | 22 |  |  | 0.96 | Solar Inverter |  | OUTDOOR
SRP22902 | ENPHASE ENERGY | M215-60-2LL-S2X | 215 | 14 |  |  | 0.96 | Solar Inverter |  | OUTDOOR
SRP22907 | ENPHASE ENERGY | M215-60-2LL-S2X | 215 | 42 |  |  | 0.96 | Solar Inverter |  | OUTDOOR
SRP22909 | SMA AMERICA | SB5000US (240V) | 5000 | 1 |  |  | 0.96 | Solar Inverter |  | OUTDOOR
SRP22910 | SMA AMERICA | SB6000U (240V) | 6000 | 1 |  |  | 0.96 | Solar Inverter |  | Inside
SRP22911 | ENPHASE ENERGY | M215-60-2LL-S2X | 215 | 20 |  |  | 0.96 | Solar Inverter |  | OUTDOOR
SRP22912 | ENPHASE ENERGY | M215-60-2LL-S2X | 215 | 16 |  |  | 0.96 | Solar Inverter |  | OUTDOOR
SRP22915 | SMA AMERICA | SB7000TL-US (208V) | 7000 | 1 |  |  | 0.96 | Solar Inverter |  | Inside
SRP22917 | SMA AMERICA | SB4000US (240V) | 4000 | 2 |  |  | 0.96 | Solar Inverter |  | OUTDOOR
SRP22920 | ENPHASE ENERGY | M215-60-2LL-S2X | 215 | 22 |  |  | 0.96 | Solar Inverter |  | OUTDOOR
SRP22922 | ENPHASE ENERGY | M215-60-2LL-S2X | 215 | 14 |  |  | 0.96 | Solar Inverter |  | OUTDOOR
SRP22923 | ENPHASE ENERGY | M215-60-2LL-S2X | 215 | 16 |  |  | 0.96 | Solar Inverter |  | OUTDOOR
SRP22924 | ENPHASE ENERGY | M215-60-2LL-S2X | 215 | 16 |  |  | 0.96 | Solar Inverter |  | OUTDOOR
SRP22928 | ENPHASE ENERGY | M215-60-2LL-S2X | 215 | 25 |  |  | 0.96 | Solar Inverter |  | OUTDOOR
SRP22929 | ENPHASE ENERGY | M215-60-2LL-S2X | 215 | 35 |  |  | 0.96 | Solar Inverter |  | OUTDOOR
SRP22930 | ENPHASE ENERGY | M215-60-2LL-S2X | 215 | 22 |  |  | 0.96 | Solar Inverter |  | OUTDOOR
SRP22931 | ENPHASE ENERGY | M215-60-2LL-S2X | 215 | 14 |  |  | 0.96 | Solar Inverter |  | OUTDOOR
SRP22934 | POWER-ONE | PVI-3.0-OUTD-S-US (240 V) | 3000 | 1 |  |  | 0.96 | Solar Inverter |  | OUTDOOR
SRP22935 | SMA AMERICA | SB8000US (240V) | 8000 | 1 |  |  | 0.96 | Solar Inverter |  | OUTDOOR
SRP22936 | SMA AMERICA | SB7000US (240V) | 7000 | 1 |  |  | 0.96 | Solar Inverter |  | OUTDOOR
SRP22939 | ENPHASE ENERGY | M215-60-2LL-S2X | 215 | 24 |  |  | 0.96 | Solar Inverter |  | OUTDOOR
SRP22943 | ENPHASE ENERGY | M215-60-2LL-S2X | 215 | 31 |  |  | 0.96 | Solar Inverter |  | OUTDOOR
SRP22944 | ENPHASE ENERGY | M215-60-2LL-S2X | 215 | 23 |  |  | 0.96 | Solar Inverter |  | OUTDOOR
SRP22945 | ENPHASE ENERGY | M215-60-2LL-S2X | 215 | 32 |  |  | 0.96 | Solar Inverter |  | INDOOR
SRP22947 | ENPHASE ENERGY | M215-60-2LL-S2X | 215 | 5 |  |  | 0.96 | Solar Inverter |  | Roof
SRP22947 | ENPHASE ENERGY | M215-60-2LL-S2X | 215 | 15 |  |  | 0.96 | Solar Inverter |  | Roof
SRP22947 | ENPHASE ENERGY | M215-60-2LL-S2X | 215 | 24 |  |  | 0.96 | Solar Inverter |  | Roof
SRP22951 | ENPHASE ENERGY | M215-60-2LL-S2X | 215 | 14 |  |  | 0.96 | Solar Inverter |  | OUTDOOR
SRP22952 | ENPHASE ENERGY | M215-60-2LL-S2X | 215 | 23 |  |  | 0.96 | Solar Inverter |  | OUTDOOR
SRP22959 | ENPHASE ENERGY | M215-60-2LL-S2X | 215 | 12 |  |  | 0.96 | Solar Inverter |  | OUTDOOR
SRP22960 | ENPHASE ENERGY | M215-60-2LL-S2X | 215 | 50 |  |  | 0.96 | Solar Inverter |  | OUTDOOR
SRP22966 | SMA AMERICA | SB5000US (240V) | 5000 | 1 |  |  | 0.96 | Solar Inverter |  | Outside
SRP22969 | ENPHASE ENERGY | M215-60-2LL-S2X | 215 | 31 |  |  | 0.96 | Solar Inverter |  | OUTDOOR
SRP22976 | ENPHASE ENERGY | M215-60-2LL-S2X | 215 | 18 |  |  | 0.96 | Solar Inverter |  | OUTDOOR
SRP22982 | POWER-ONE | PVI-3.0-OUTD-S-US (240 V) | 3000 | 1 |  |  | 0.96 | Solar Inverter |  | Inside
SRP22984 | SMA AMERICA | SB3800US (240V) | 3800 | 1 |  |  | 0.96 | Solar Inverter |  | INDOOR
SRP22985 | ENPHASE ENERGY | M215-60-2LL-S2X | 215 | 25 |  |  | 0.96 | Solar Inverter |  | OUTDOOR
SRP22989 | SMA AMERICA | SB4000US (240V) | 4000 | 1 |  |  | 0.96 | Solar Inverter |  | OUTDOOR
SRP22989 | SMA AMERICA | SB5000US (240V) | 5000 | 1 |  |  | 0.96 | Solar Inverter |  | OUTDOOR
SRP22990 | POWER-ONE | PVI-3000-I-OUTD-US | 3000 | 1 |  |  | 0.96 | Solar Inverter |  | Inside
SRP22994 | ENPHASE ENERGY | M215-60-2LL-S2X | 215 | 51 |  |  | 0.96 | Solar Inverter |  | OUTDOOR
SRP23000 | ENPHASE ENERGY | M215-60-2LL-S2X | 215 | 36 |  |  | 0.96 | Solar Inverter |  | OUTDOOR
SRP23003 | ENPHASE ENERGY | M215-60-2LL-S2X | 215 | 20 |  |  | 0.96 | Solar Inverter |  | OUTDOOR
SRP23010 | ENPHASE ENERGY | M215-60-2LL-S2X | 215 | 27 |  |  | 0.96 | Solar Inverter |  | OUTDOOR
SRP23021 | ENPHASE ENERGY | M215-60-2LL-S2X | 215 | 4 |  |  | 0.96 | Solar Inverter |  | OUTDOOR
SRP23021 | ENPHASE ENERGY | M215-60-2LL-S2X | 215 | 30 |  |  | 0.96 | Solar Inverter |  | OUTDOOR
SRP23022 | ENPHASE ENERGY | M215-60-2LL-S2X | 215 | 34 |  |  | 0.96 | Solar Inverter |  | Inside
SRP23024 | ENPHASE ENERGY | M215-60-2LL-S2X | 215 | 90 |  |  | 0.96 | Solar Inverter |  | Outside
SRP23025 | ENPHASE ENERGY | M215-60-2LL-S2X | 215 | 9 |  |  | 0.96 | Solar Inverter |  | OUTDOOR
SRP23025 | ENPHASE ENERGY | M215-60-2LL-S2X | 215 | 23 |  |  | 0.96 | Solar Inverter |  | OUTDOOR
SRP23029 | ENPHASE ENERGY | M215-60-2LL-S2X | 215 | 32 |  |  | 0.96 | Solar Inverter |  | INDOOR
SRP23030 | ENPHASE ENERGY | M215-60-2LL-S2X | 215 | 37 |  |  | 0.96 | Solar Inverter |  | INDOOR
SRP23032 | ENPHASE ENERGY | M215-60-2LL-S2X | 215 | 22 |  |  | 0.96 | Solar Inverter |  | OUTDOOR
SRP23033 | ENPHASE ENERGY | M215-60-2LL-S2X | 215 | 31 |  |  | 0.96 | Solar Inverter |  | OUTDOOR
SRP23035 | ENPHASE ENERGY | M215-60-2LL-S2X | 215 | 27 |  |  | 0.96 | Solar Inverter |  | OUTDOOR
SRP23037 | ENPHASE ENERGY | M215-60-2LL-S2X | 215 | 25 |  |  | 0.96 | Solar Inverter |  | OUTDOOR
SRP23041 | ENPHASE ENERGY | M215-60-2LL-S2X | 215 | 26 |  |  | 0.96 | Solar Inverter |  | OUTDOOR
SRP23043 | ENPHASE ENERGY | M215-60-2LL-S2X | 215 | 13 |  |  | 0.96 | Solar Inverter |  | OUTDOOR
SRP23045 | ENPHASE ENERGY | M215-60-2LL-S2X | 215 | 30 |  |  | 0.96 | Solar Inverter |  | OUTDOOR
SRP23047 | ENPHASE ENERGY | M215-60-2LL-S2X | 215 | 9 |  |  | 0.96 | Solar Inverter |  | OUTDOOR
SRP23049 | ENPHASE ENERGY | M215-60-2LL-S2X | 215 | 16 |  |  | 0.96 | Solar Inverter |  | OUTDOOR
SRP23051 | ENPHASE ENERGY | M215-60-2LL-S2X | 215 | 13 |  |  | 0.96 | Solar Inverter |  | OUTDOOR
SRP23054 | ENPHASE ENERGY | M215-60-2LL-S2X | 215 | 8 |  |  | 0.96 | Solar Inverter |  | OUTDOOR
SRP23055 | ENPHASE ENERGY | M215-60-2LL-S2X | 215 | 17 |  |  | 0.96 | Solar Inverter |  | OUTDOOR
SRP23057 | ENPHASE ENERGY | M215-60-2LL-S2X | 215 | 14 |  |  | 0.96 | Solar Inverter |  | OUTDOOR
SRP23058 | ENPHASE ENERGY | M215-60-2LL-S2X | 215 | 12 |  |  | 0.96 | Solar Inverter |  | OUTDOOR
SRP23060 | ENPHASE ENERGY | M215-60-2LL-S2X | 215 | 22 |  |  | 0.96 | Solar Inverter |  | OUTDOOR
SRP23061 | ENPHASE ENERGY | M215-60-2LL-S2X | 215 | 13 |  |  | 0.96 | Solar Inverter |  | OUTDOOR
SRP23064 | POWER-ONE | PVI-3.0-OUTD-S-US (240 V) | 3000 | 1 |  |  | 0.96 | Solar Inverter |  | INDOOR
SRP23066 | POWER-ONE | PVI-4.2-OUTD-S-US (240 V) | 4200 | 1 |  |  | 0.96 | Solar Inverter |  | Inside
SRP23074 | ENPHASE ENERGY | M215-60-2LL-S2X | 215 | 24 |  |  | 0.96 | Solar Inverter |  | OUTDOOR
SRP23075 | ENPHASE ENERGY | M215-60-2LL-S2X | 215 | 80 |  |  | 0.96 | Solar Inverter |  | OUTDOOR
SRP23076 | ENPHASE ENERGY | M215-60-2LL-S2X | 215 | 60 |  |  | 0.96 | Solar Inverter |  | INDOOR
SRP23085 | POWER-ONE | PVI-3.0-OUTD-S-US (240 V) | 3000 | 1 |  |  | 0.96 | Solar Inverter |  | OUTDOOR
SRP23096 | ENPHASE ENERGY | M215-60-2LL-S2X | 215 | 11 |  |  | 0.96 | Solar Inverter |  | OUTDOOR
SRP23100 | ENPHASE ENERGY | M215-60-2LL-S2X | 215 | 29 |  |  | 0.96 | Solar Inverter |  | OUTDOOR
SRP23101 | ENPHASE ENERGY | M215-60-2LL-S2X | 215 | 31 |  |  | 0.96 | Solar Inverter |  | OUTDOOR
SRP23105 | ENPHASE ENERGY | M215-60-2LL-S2X | 215 | 34 |  |  | 0.96 | Solar Inverter |  | OUTDOOR
SRP23108 | ENPHASE ENERGY | M215-60-2LL-S2X | 215 | 42 |  |  | 0.96 | Solar Inverter |  | OUTDOOR
SRP23109 | ENPHASE ENERGY | M215-60-2LL-S2X | 215 | 35 |  |  | 0.96 | Solar Inverter |  | INDOOR
SRP23119 | SUNPOWER | SPR-3301F-240 | 3300 | 1 |  |  | 0.96 | Solar Inverter |  | OUTDOOR
SRP23119 | SUNPOWER | SPR-4000M (240V) | 4200 | 1 |  |  | 0.96 | Solar Inverter |  | OUTDOOR
SRP23120 | ENPHASE ENERGY | M215-60-2LL-S2X | 215 | 24 |  |  | 0.96 | Solar Inverter |  | OUTDOOR
SRP23121 | ENPHASE ENERGY | M215-60-2LL-S2X | 215 | 30 |  |  | 0.96 | Solar Inverter |  | OUTDOOR
SRP23122 | ENPHASE ENERGY | M215-60-2LL-S2X | 215 | 31 |  |  | 0.96 | Solar Inverter |  | Roof
SRP23124 | ENPHASE ENERGY | M215-60-2LL-S2X | 215 | 32 |  |  | 0.96 | Solar Inverter |  | OUTDOOR
SRP23127 | ENPHASE ENERGY | M215-60-2LL-S2X | 215 | 41 |  |  | 0.96 | Solar Inverter |  | Inside
SRP23128 | ENPHASE ENERGY | M215-60-2LL-S2X | 215 | 16 |  |  | 0.96 | Solar Inverter |  | INDOOR
SRP23128 | ENPHASE ENERGY | M215-60-2LL-S2X | 215 | 30 |  |  | 0.96 | Solar Inverter |  | INDOOR
SRP23130 | ENPHASE ENERGY | M215-60-2LL-S2X | 215 | 59 |  |  | 0.96 | Solar Inverter |  | OUTDOOR
SRP23131 | ENPHASE ENERGY | M215-60-2LL-S2X | 215 | 44 |  |  | 0.96 | Solar Inverter |  | Outside
SRP23132 | ENPHASE ENERGY | M215-60-2LL-S2X | 215 | 27 |  |  | 0.96 | Solar Inverter |  | INDOOR
SRP23137 | PV POWERED | PVP100KW-208 | 100000 | 1 |  |  | 0.96 | Solar Inverter |  | OUTDOOR
SRP23137 | PV POWERED | PVP100KW-208 | 100000 | 1 |  |  | 0.96 | Solar Inverter |  | OUTDOOR
SRP23138 | PV POWERED | PVP75KW-208 | 75000 | 1 |  |  | 0.96 | Solar Inverter |  | OUTDOOR
SRP23140 | POWER-ONE | PVI-3.0-OUTD-S-US (240 V) | 3000 | 1 |  |  | 0.96 | Solar Inverter |  | OUTDOOR
SRP23142 | POWER-ONE | PVI-4.2-OUTD-S-US (240 V) | 4200 | 1 |  |  | 0.96 | Solar Inverter |  | Inside
SRP23143 | SMA AMERICA | SB3800U (240V) | 3800 | 1 |  |  | 0.96 | Solar Inverter |  | OUTDOOR
SRP23144 | ENPHASE ENERGY | M215-60-2LL-S2X | 215 | 72 |  |  | 0.96 | Solar Inverter |  | OUTDOOR
SRP23147 | ENPHASE ENERGY | M215-60-2LL-S2X | 215 | 24 |  |  | 0.96 | Solar Inverter |  | OUTDOOR
SRP23149 | POWER-ONE | PVI-4.2-OUTD-S-US (240 V) | 4200 | 1 |  |  | 0.96 | Solar Inverter |  | OUTDOOR
SRP23150 | POWER-ONE | PVI-3.6-OUTD-S-US (240 V) | 3600 | 1 |  |  | 0.96 | Solar Inverter |  | Inside
SRP23151 | SMA AMERICA | SB4000US (240V) | 4000 | 1 |  |  | 0.96 | Solar Inverter |  | INDOOR
SRP23151 | SMA AMERICA | SB5000US (240V) | 5000 | 1 |  |  | 0.96 | Solar Inverter |  | INDOOR
SRP23152 | SMA AMERICA | SB4000US (240V) | 4000 | 2 |  |  | 0.96 | Solar Inverter |  | INDOOR
SRP23166 | ENPHASE ENERGY | M215-60-2LL-S2X | 215 | 60 |  |  | 0.96 | Solar Inverter |  | INDOOR
SRP23168 | POWER-ONE | PVI-3.6-OUTD-S-US (240 V) | 3600 | 1 |  |  | 0.96 | Solar Inverter |  | OUTDOOR
SRP23173 | ENPHASE ENERGY | M215-60-2LL-S2X | 215 | 110 |  |  | 0.96 | Solar Inverter |  | INDOOR
SRP23175 | ENPHASE ENERGY | M215-60-2LL-S2X | 215 | 23 |  |  | 0.96 | Solar Inverter |  | OUTDOOR
SRP23176 | ENPHASE ENERGY | M215-60-2LL-S2X | 215 | 27 |  |  | 0.96 | Solar Inverter |  | OUTDOOR
SRP23177 | ENPHASE ENERGY | M215-60-2LL-S2X | 215 | 19 |  |  | 0.96 | Solar Inverter |  | OUTDOOR
SRP23179 | ENPHASE ENERGY | M215-60-2LL-S2X | 215 | 22 |  |  | 0.96 | Solar Inverter |  | OUTDOOR
SRP23180 | ENPHASE ENERGY | M215-60-2LL-S2X | 215 | 42 |  |  | 0.96 | Solar Inverter |  | OUTDOOR
SRP23181 | ENPHASE ENERGY | M215-60-2LL-S2X | 215 | 27 |  |  | 0.96 | Solar Inverter |  | OUTDOOR
SRP23182 | ENPHASE ENERGY | M215-60-2LL-S2X | 215 | 51 |  |  | 0.96 | Solar Inverter |  | OUTDOOR
SRP23183 | ENPHASE ENERGY | M215-60-2LL-S2X | 215 | 30 |  |  | 0.96 | Solar Inverter |  | Outside
SRP23188 | SMA AMERICA | SB6000U (240V) | 6000 | 1 |  |  | 0.96 | Solar Inverter |  | OUTDOOR
SRP23189 | ENPHASE ENERGY | M215-60-2LL-S2X | 215 | 20 |  |  | 0.96 | Solar Inverter |  | OUTDOOR
SRP23190 | ENPHASE ENERGY | M215-60-2LL-S2X | 215 | 30 |  |  | 0.96 | Solar Inverter |  | OUTDOOR
SRP23191 | ENPHASE ENERGY | M215-60-2LL-S2X | 215 | 18 |  |  | 0.96 | Solar Inverter |  | OUTDOOR
SRP23192 | ENPHASE ENERGY | M215-60-2LL-S2X | 215 | 28 |  |  | 0.96 | Solar Inverter |  | OUTDOOR
SRP23201 | ENPHASE ENERGY | M215-60-2LL-S2X | 215 | 26 |  |  | 0.96 | Solar Inverter |  | OUTDOOR
SRP23202 | ENPHASE ENERGY | M215-60-2LL-S2X | 215 | 20 |  |  | 0.96 | Solar Inverter |  | OUTDOOR
SRP23211 | ENPHASE ENERGY | M215-60-2LL-S2X | 215 | 20 |  |  | 0.96 | Solar Inverter |  | OUTDOOR
SRP23212 | ENPHASE ENERGY | M215-60-2LL-S2X | 215 | 19 |  |  | 0.96 | Solar Inverter |  | OUTDOOR
SRP23213 | SMA AMERICA | SB5000US-12 (240V) | 5000 | 1 |  |  | 0.96 | Solar Inverter |  | OUTDOOR
SRP23215 | ENPHASE ENERGY | M215-60-2LL-S2X | 215 | 14 |  |  | 0.96 | Solar Inverter |  | OUTDOOR
SRP23217 | ENPHASE ENERGY | M215-60-2LL-S2X | 215 | 10 |  |  | 0.96 | Solar Inverter |  | OUTDOOR
SRP23217 | ENPHASE ENERGY | M215-60-2LL-S2X | 215 | 30 |  |  | 0.96 | Solar Inverter |  | OUTDOOR
SRP23220 | ENPHASE ENERGY | M215-60-2LL-S2X | 215 | 23 |  |  | 0.96 | Solar Inverter |  | OUTDOOR
SRP23221 | ENPHASE ENERGY | M215-60-2LL-S2X | 215 | 24 |  |  | 0.96 | Solar Inverter |  | OUTDOOR
SRP23223 | ENPHASE ENERGY | M215-60-2LL-S2X | 215 | 24 |  |  | 0.96 | Solar Inverter |  | OUTDOOR
SRP23227 | ENPHASE ENERGY | M215-60-2LL-S2X | 215 | 21 |  |  | 0.96 | Solar Inverter |  | OUTDOOR
SRP23232 | POWER-ONE | PVI-3.0-OUTD-S-US (240 V) | 3000 | 1 |  |  | 0.96 | Solar Inverter |  | Inside
SRP23240 | POWER-ONE | PVI-3.0-OUTD-S-US (240 V) | 3000 | 1 |  |  | 0.96 | Solar Inverter |  | OUTDOOR
SRP23244 | ENPHASE ENERGY | M215-60-2LL-S2X | 215 | 27 |  |  | 0.96 | Solar Inverter |  | OUTDOOR
SRP23246 | SMA AMERICA | SB3000US (240V) | 3000 | 1 |  |  | 0.96 | Solar Inverter |  | INDOOR
SRP23246 | SMA AMERICA | SB4000US (208V) | 4000 | 1 |  |  | 0.96 | Solar Inverter |  | Inside
SRP23249 | SMA AMERICA | SB4000US (240V) | 4000 | 2 |  |  | 0.96 | Solar Inverter |  | Outside
SRP23256 | ENPHASE ENERGY | M215-60-2LL-S2X | 215 | 14 |  |  | 0.96 | Solar Inverter |  | OUTDOOR
SRP23257 | ENPHASE ENERGY | M215-60-2LL-S2X | 215 | 22 |  |  | 0.96 | Solar Inverter |  | OUTDOOR
SRP23258 | ENPHASE ENERGY | M215-60-2LL-S2X | 215 | 36 |  |  | 0.96 | Solar Inverter |  | OUTDOOR
SRP23259 | ENPHASE ENERGY | M215-60-2LL-S2X | 215 | 24 |  |  | 0.96 | Solar Inverter |  | OUTDOOR
SRP23261 | ENPHASE ENERGY | M215-60-2LL-S2X | 215 | 17 |  |  | 0.96 | Solar Inverter |  | OUTDOOR
SRP23262 | ENPHASE ENERGY | M215-60-2LL-S2X | 215 | 24 |  |  | 0.96 | Solar Inverter |  | OUTDOOR
SRP23262 | ENPHASE ENERGY | M215-60-SIE-S2X-ZC-NA | 215 | 11 |  |  | 0.96 | Solar Inverter |  | OUTDOOR
SRP23264 | ENPHASE ENERGY | M215-60-2LL-S2X | 215 | 30 |  |  | 0.96 | Solar Inverter |  | OUTDOOR
SRP23265 | POWER-ONE | PVI-3.0-OUTD-S-US (240 V) | 3000 | 1 |  |  | 0.96 | Solar Inverter |  | OUTDOOR
SRP23265 | POWER-ONE | PVI-4.2-OUTD-S-US (240 V) | 4200 | 1 |  |  | 0.96 | Solar Inverter |  | OUTDOOR
SRP23267 | ENPHASE ENERGY | M215-60-2LL-S2X | 215 | 18 |  |  | 0.96 | Solar Inverter |  | OUTDOOR
SRP23285 | ENPHASE ENERGY | M215-60-2LL-S2X | 215 | 14 |  |  | 0.96 | Solar Inverter |  | OUTDOOR
SRP23288 | ENPHASE ENERGY | M215-60-2LL-S2X | 215 | 10 |  |  | 0.96 | Solar Inverter |  | OUTDOOR
SRP23288 | ENPHASE ENERGY | M215-60-2LL-S2X | 215 | 15 |  |  | 0.96 | Solar Inverter |  | OUTDOOR
SRP23288 | ENPHASE ENERGY | M215-60-2LL-S2X | 215 | 17 |  |  | 0.96 | Solar Inverter |  | OUTDOOR
SRP23289 | SMA AMERICA | SB5000US | 5000 | 1 |  |  | 0.96 | Solar Inverter |  | INDOOR
SRP23293 | ENPHASE ENERGY | M215-60-2LL-S2X | 215 | 27 |  |  | 0.96 | Solar Inverter |  | OUTDOOR
SRP23294 | ENPHASE ENERGY | M215-60-2LL-S2X | 215 | 25 |  |  | 0.96 | Solar Inverter |  | OUTDOOR
SRP23297 | ENPHASE ENERGY | M215-60-2LL-S2X | 215 | 15 |  |  | 0.96 | Solar Inverter |  | OUTDOOR
SRP23298 | ENPHASE ENERGY | M215-60-2LL-S2X | 215 | 30 |  |  | 0.96 | Solar Inverter |  | OUTDOOR
SRP23299 | SMA AMERICA | SB5000US (240V) | 5000 | 1 |  |  | 0.96 | Solar Inverter |  | INDOOR
SRP23300 | ENPHASE ENERGY | M215-60-2LL-S2X | 215 | 23 |  |  | 0.96 | Solar Inverter |  | OUTDOOR
SRP23322 | ENPHASE ENERGY | M215-60-2LL-S2X | 215 | 18 |  |  | 0.96 | Solar Inverter |  | Inside
SRP23324 | ENPHASE ENERGY | M215-60-2LL-S2X | 215 | 16 |  |  | 0.96 | Solar Inverter |  | OUTDOOR
SRP23326 | ENPHASE ENERGY | M215-60-2LL-S2X | 215 | 12 |  |  | 0.96 | Solar Inverter |  | Outside
SRP23326 | ENPHASE ENERGY | M215-60-2LL-S2X | 215 | 15 |  |  | 0.96 | Solar Inverter |  | Outside
SRP23326 | ENPHASE ENERGY | M215-60-2LL-S2X | 215 | 16 |  |  | 0.96 | Solar Inverter |  | Outside
SRP23327 | SMA AMERICA | SB4000US (240V) | 4000 | 2 |  |  | 0.96 | Solar Inverter |  | OUTDOOR
SRP23332 | POWER-ONE | PVI-3.6-OUTD-S-US (208 V) | 3600 | 1 |  |  | 0.96 | Solar Inverter |  | INDOOR
SRP23334 | ENPHASE ENERGY | M215-60-2LL-S2X | 215 | 70 |  |  | 0.96 | Solar Inverter |  | OUTDOOR
SRP23339 | ENPHASE ENERGY | M215-60-2LL-S2X | 215 | 34 |  |  | 0.96 | Solar Inverter |  | OUTDOOR
SRP23341 | ENPHASE ENERGY | M215-60-2LL-S2X | 215 | 24 |  |  | 0.96 | Solar Inverter |  | OUTDOOR
SRP23346 | ENPHASE ENERGY | M215-60-2LL-S2X | 215 | 45 |  |  | 0.96 | Solar Inverter |  | OUTDOOR
SRP23347 | SMA AMERICA | SB4000US (240V) | 4000 | 2 |  |  | 0.96 | Solar Inverter |  | INDOOR
SRP23350 | POWER-ONE | PVI-3.6-OUTD-S-US (240 V) | 3600 | 1 |  |  | 0.96 | Solar Inverter |  | Outside
SRP23352 | ENPHASE ENERGY | M215-60-2LL-S2X-NA | 215 | 22 |  |  | 0.96 | Solar Inverter |  | Roof
SRP23353 | ENPHASE ENERGY | M215-60-2LL-S2X | 215 | 26 |  |  | 0.96 | Solar Inverter |  | OUTDOOR
SRP23356 | POWER-ONE | PVI-3.6-OUTD-S-US (240 V) | 3600 | 1 |  |  | 0.96 | Solar Inverter |  | Inside
SRP23357 | ENPHASE ENERGY | M215-60-2LL-S2X | 215 | 45 |  |  | 0.96 | Solar Inverter |  | INDOOR
SRP23362 | SMA AMERICA | SB8000US (240V) | 8000 | 1 |  |  | 0.96 | Solar Inverter |  | OUTDOOR
SRP23364 | POWER-ONE | PVI-3600-OUTD-US-F (240V) | 3600 | 1 |  |  | 0.96 | Solar Inverter |  | Inside
SRP23372 | ENPHASE ENERGY | M215-60-2LL-S2X | 215 | 10 |  |  | 0.96 | Solar Inverter |  | OUTDOOR
SRP23372 | ENPHASE ENERGY | M215-60-2LL-S2X | 215 | 15 |  |  | 0.96 | Solar Inverter |  | OUTDOOR
SRP23374 | ENPHASE ENERGY | M215-60-2LL-S2X | 215 | 29 |  |  | 0.96 | Solar Inverter |  | OUTDOOR
SRP23375 | ENPHASE ENERGY | M215-60-2LL-S2X | 215 | 39 |  |  | 0.96 | Solar Inverter |  | Outside
SRP23377 | SMA AMERICA | SB5000US (240V) | 5000 | 1 |  |  | 0.96 | Solar Inverter |  | INDOOR
SRP23379 | POWER-ONE | PVI-3.6-OUTD-S-US (240 V) | 3600 | 1 |  |  | 0.96 | Solar Inverter |  | Inside
SRP23386 | ADVANCED ENERGY INDUSTRIES | AE 100TX-208 | 35000 | 1 |  |  | 0.96 | Solar Inverter |  | OUTDOOR
SRP23386 | ADVANCED ENERGY INDUSTRIES | AE 100TX-208 | 50000 | 1 |  |  | 0.96 | Solar Inverter |  | OUTDOOR
SRP23386 | ADVANCED ENERGY INDUSTRIES | AE 100TX-208 | 90000 | 1 |  |  | 0.96 | Solar Inverter |  | OUTDOOR
SRP23387 | ADVANCED ENERGY INDUSTRIES | AE 100TX-208 | 100000 | 1 |  |  | 0.96 | Solar Inverter |  | OUTDOOR
SRP23387 | ADVANCED ENERGY INDUSTRIES | AE 35TX-208 | 35000 | 1 |  |  | 0.96 | Solar Inverter |  | OUTDOOR
SRP23388 | ADVANCED ENERGY INDUSTRIES | AE 100TX-208 | 100000 | 1 |  |  | 0.96 | Solar Inverter |  | OUTDOOR
SRP23388 | ADVANCED ENERGY INDUSTRIES | AE 35TX-208 | 35000 | 1 |  |  | 0.96 | Solar Inverter |  | OUTDOOR
SRP23389 | ADVANCED ENERGY INDUSTRIES | AE 100TX-208 | 100000 | 1 |  |  | 0.96 | Solar Inverter |  | OUTDOOR
SRP23389 | ADVANCED ENERGY INDUSTRIES | AE 35TX-208 | 35000 | 1 |  |  | 0.96 | Solar Inverter |  | OUTDOOR
SRP23389 | ADVANCED ENERGY INDUSTRIES | AE 50TX-208 | 50000 | 1 |  |  | 0.96 | Solar Inverter |  | OUTDOOR
SRP23390 | ADVANCED ENERGY INDUSTRIES | AE 100TX-208 | 100000 | 2 |  |  | 0.96 | Solar Inverter |  | OUTDOOR
SRP23390 | ADVANCED ENERGY INDUSTRIES | AE 35TX-208 | 35000 | 1 |  |  | 0.96 | Solar Inverter |  | OUTDOOR
SRP23393 | ENPHASE ENERGY | M215-60-2LL-S2X | 215 | 49 |  |  | 0.96 | Solar Inverter |  | INDOOR
SRP23394 | ENPHASE ENERGY | M215-60-2LL-S2X | 215 | 51 |  |  | 0.96 | Solar Inverter |  | Outside
SRP23395 | ENPHASE ENERGY | M215-60-2LL-S2X | 215 | 31 |  |  | 0.96 | Solar Inverter |  | INDOOR
SRP23396 | ENPHASE ENERGY | M215-60-2LL-S2X | 215 | 22 |  |  | 0.96 | Solar Inverter |  | INDOOR
SRP23399 | ENPHASE ENERGY | M215-60-2LL-S2X | 215 | 10 |  |  | 0.96 | Solar Inverter |  | INDOOR
SRP23399 | ENPHASE ENERGY | M215-60-2LL-S2X | 215 | 13 |  |  | 0.96 | Solar Inverter |  | INDOOR
SRP23399 | ENPHASE ENERGY | M215-60-2LL-S2X | 215 | 16 |  |  | 0.96 | Solar Inverter |  | INDOOR
SRP23400 | ENPHASE ENERGY | M215-60-2LL-S2X | 215 | 32 |  |  | 0.96 | Solar Inverter |  | OUTDOOR
SRP23401 | ENPHASE ENERGY | M215-60-2LL-S2X | 215 | 36 |  |  | 0.96 | Solar Inverter |  | INDOOR
SRP23402 | ENPHASE ENERGY | M215-60-2LL-S2X | 215 | 33 |  |  | 0.96 | Solar Inverter |  | INDOOR
SRP23404 | ENPHASE ENERGY | M215-60-2LL-S2X | 215 | 26 |  |  | 0.96 | Solar Inverter |  | INDOOR
SRP23405 | ENPHASE ENERGY | M215-60-2LL-S2X | 215 | 32 |  |  | 0.96 | Solar Inverter |  | INDOOR
SRP23406 | ENPHASE ENERGY | M215-60-2LL-S2X | 215 | 22 |  |  | 0.96 | Solar Inverter |  | INDOOR
SRP23408 | ENPHASE ENERGY | M215-60-2LL-S2X | 215 | 24 |  |  | 0.96 | Solar Inverter |  | Outside
SRP23409 | ENPHASE ENERGY | M215-60-2LL-S2X | 215 | 45 |  |  | 0.96 | Solar Inverter |  | INDOOR
SRP23410 | ENPHASE ENERGY | M215-60-2LL-S2X | 215 | 28 |  |  | 0.96 | Solar Inverter |  | Outside
SRP23411 | ENPHASE ENERGY | M215-60-2LL-S2X | 215 | 26 |  |  | 0.96 | Solar Inverter |  | Inside
SRP23413 | ENPHASE ENERGY | M215-60-2LL-S2X | 215 | 23 |  |  | 0.96 | Solar Inverter |  | OUTDOOR
SRP23415 | ENPHASE ENERGY | M215-60-2LL-S2X | 215 | 45 |  |  | 0.96 | Solar Inverter |  | OUTDOOR
SRP23423 | ENPHASE ENERGY | M215-60-2LL-S2X | 215 | 15 |  |  | 0.96 | Solar Inverter |  | OUTDOOR
SRP23424 | ENPHASE ENERGY | M215-60-2LL-S2X | 215 | 36 |  |  | 0.96 | Solar Inverter |  | OUTDOOR
SRP23425 | ENPHASE ENERGY | M215-60-2LL-S2X | 215 | 38 |  |  | 0.96 | Solar Inverter |  | OUTDOOR
SRP23430 | ENPHASE ENERGY | M215-60-2LL-S2X | 215 | 26 |  |  | 0.96 | Solar Inverter |  | OUTDOOR
SRP23436 | ENPHASE ENERGY | M215-60-2LL-S2X | 215 | 24 |  |  | 0.96 | Solar Inverter |  | OUTDOOR
SRP23438 | ENPHASE ENERGY | M215-60-2LL-S2X | 215 | 32 |  |  | 0.96 | Solar Inverter |  | INDOOR
SRP23441 | POWER-ONE | PVI-3.6-OUTD-S-US (240 V) | 3600 | 1 |  |  | 0.96 | Solar Inverter |  | OUTDOOR
SRP23442 | POWER-ONE | PVI-3.0-OUTD-S-US (240 V) | 3000 | 1 |  |  | 0.96 | Solar Inverter |  | OUTDOOR
SRP23444 | POWER-ONE | PVI-3.0-OUTD-S-US (240 V) | 3000 | 1 |  |  | 0.96 | Solar Inverter |  | INDOOR
SRP23446 | SOLAREDGE TECHNOLOGIES | SE5000 (208V) W/ -ER-US OR A-US | 5000 | 1 |  |  | 0.96 | Solar Inverter |  | OUTDOOR
SRP23446 | SOLAREDGE TECHNOLOGIES | SE5000 (208V) W/ -ER-US OR A-US | 5000 | 1 |  |  | 0.96 | Solar Inverter |  | OUTDOOR
SRP23447 | ENPHASE ENERGY | M215-60-2LL-S2X | 215 | 12 |  |  | 0.96 | Solar Inverter |  | INDOOR
SRP23447 | ENPHASE ENERGY | M215-60-2LL-S2X | 215 | 14 |  |  | 0.96 | Solar Inverter |  | INDOOR
SRP23447 | ENPHASE ENERGY | M215-60-2LL-S2X | 215 | 16 |  |  | 0.96 | Solar Inverter |  | INDOOR
SRP23452 | POWER-ONE | PVI-3000-I-OUTD-US-F (240V) | 3000 | 1 |  |  | 0.96 | Solar Inverter |  | Inside
SRP23453 | POWER-ONE | PVI-4.2-OUTD-S-US (240 V) | 4200 | 1 |  |  | 0.96 | Solar Inverter |  | Inside
SRP23460 | ENPHASE ENERGY | M215-60-2LL-S2X | 215 | 15 |  |  | 0.96 | Solar Inverter |  | Outside
SRP23463 | ENPHASE ENERGY | M215-60-2LL-S2X | 215 | 40 |  |  | 0.96 | Solar Inverter |  | OUTDOOR
SRP23465 | ENPHASE ENERGY | M215-60-2LL-S2X | 215 | 17 |  |  | 0.96 | Solar Inverter |  | OUTDOOR
SRP23468 | ENPHASE ENERGY | M215-60-2LL-S2X | 215 | 18 |  |  | 0.96 | Solar Inverter |  | OUTDOOR
SRP23470 | ENPHASE ENERGY | M215-60-2LL-S2X | 215 | 17 |  |  | 0.96 | Solar Inverter |  | OUTDOOR
SRP23471 | ENPHASE ENERGY | M215-60-2LL-S2X | 215 | 33 |  |  | 0.96 | Solar Inverter |  | OUTDOOR
SRP23474 | ENPHASE ENERGY | M215-60-2LL-S2X | 215 | 40 |  |  | 0.96 | Solar Inverter |  | INDOOR
SRP23477 | SOLAREDGE TECHNOLOGIES | SE3800 (240V) W/ -ER-US OR A-US | 3800 | 1 |  |  | 0.96 | Solar Inverter |  | OUTDOOR
SRP23477 | SOLAREDGE TECHNOLOGIES | SE5000 (240V) W/ -ER-US OR A-US | 5000 | 1 |  |  | 0.96 | Solar Inverter |  | OUTDOOR
SRP23478 | ENPHASE ENERGY | M215-60-2LL-S2X | 215 | 11 |  |  | 0.96 | Solar Inverter |  | OUTDOOR
SRP23478 | ENPHASE ENERGY | M215-60-2LL-S2X | 215 | 26 |  |  | 0.96 | Solar Inverter |  | OUTDOOR
SRP23479 | ENPHASE ENERGY | M215-60-2LL-S2X | 215 | 14 |  |  | 0.96 | Solar Inverter |  | OUTDOOR
SRP23480 | ENPHASE ENERGY | M215-60-2LL-S2X | 215 | 20 |  |  | 0.96 | Solar Inverter |  | OUTDOOR
SRP23482 | SMA AMERICA | SB4000US (240V) | 4000 | 2 |  |  | 0.96 | Solar Inverter |  | INDOOR
SRP23483 | ENPHASE ENERGY | M215-60-2LL-S2X | 215 | 17 |  |  | 0.96 | Solar Inverter |  | OUTDOOR
SRP23486 | ENPHASE ENERGY | M215-60-2LL-S2X | 215 | 17 |  |  | 0.96 | Solar Inverter |  | Outside
SRP23488 | ENPHASE ENERGY | M215-60-2LL-S2X | 215 | 29 |  |  | 0.96 | Solar Inverter |  | OUTDOOR
SRP23489 | POWER-ONE | PVI-3.6-OUTD-S-US (208 V) | 3600 | 1 |  |  | 0.96 | Solar Inverter |  | OUTDOOR
SRP23491 | ENPHASE ENERGY | M215-60-2LL-S2X | 215 | 40 |  |  | 0.96 | Solar Inverter |  | INDOOR
SRP23492 | ENPHASE ENERGY | M215-60-2LL-S2X | 215 | 34 |  |  | 0.96 | Solar Inverter |  | OUTDOOR
SRP23494 | ENPHASE ENERGY | M215-60-2LL-S2X | 215 | 34 |  |  | 0.96 | Solar Inverter |  | OUTDOOR
SRP23496 | ENPHASE ENERGY | M215-60-2LL-S2X | 215 | 32 |  |  | 0.96 | Solar Inverter |  | OUTDOOR
SRP23497 | ENPHASE ENERGY | M215-60-2LL-S2X | 215 | 30 |  |  | 0.96 | Solar Inverter |  | OUTDOOR
SRP23497 | ENPHASE ENERGY | M215-60-2LL-S2X-IG-ZC | 215 | 10 |  |  | 0.96 | Solar Inverter |  | OUTDOOR
SRP23499 | ENPHASE ENERGY | M215-60-2LL-S2X | 215 | 21 |  |  | 0.96 | Solar Inverter |  | OUTDOOR
SRP23499 | ENPHASE ENERGY | M215-60-2LL-S2X | 215 | 30 |  |  | 0.96 | Solar Inverter |  | OUTDOOR
SRP23502 | ENPHASE ENERGY | M215-60-2LL-S2X | 215 | 21 |  |  | 0.96 | Solar Inverter |  | OUTDOOR
SRP23503 | ENPHASE ENERGY | M215-60-2LL-S2X | 215 | 15 |  |  | 0.96 | Solar Inverter |  | OUTDOOR
SRP23504 | ENPHASE ENERGY | M215-60-2LL-S2X | 215 | 18 |  |  | 0.96 | Solar Inverter |  | OUTDOOR
SRP23508 | ENPHASE ENERGY | M215-60-2LL-S2X | 215 | 19 |  |  | 0.96 | Solar Inverter |  | OUTDOOR
SRP23511 | ENPHASE ENERGY | M215-60-2LL-S2X | 215 | 27 |  |  | 0.96 | Solar Inverter |  | OUTDOOR
SRP23512 | ENPHASE ENERGY | M215-60-2LL-S2X-IG | 215 | 6 |  |  | 0.96 | Solar Inverter |  | OUTDOOR
SRP23513 | ENPHASE ENERGY | M215-60-2LL-S2X | 215 | 17 |  |  | 0.96 | Solar Inverter |  | OUTDOOR
SRP23514 | ENPHASE ENERGY | M215-60-2LL-S2X | 215 | 14 |  |  | 0.96 | Solar Inverter |  | OUTDOOR
SRP23516 | ENPHASE ENERGY | M215-60-2LL-S2X | 215 | 27 |  |  | 0.96 | Solar Inverter |  | OUTDOOR
SRP23517 | ENPHASE ENERGY | M215-60-2LL-S2X | 215 | 34 |  |  | 0.96 | Solar Inverter |  | OUTDOOR
SRP23519 | ENPHASE ENERGY | M215-60-2LL-S2X | 215 | 20 |  |  | 0.96 | Solar Inverter |  | Outside
SRP23526 | ENPHASE ENERGY | M215-60-2LL-S2X | 215 | 15 |  |  | 0.96 | Solar Inverter |  | INDOOR
SRP23526 | ENPHASE ENERGY | M215-60-2LL-S2X | 215 | 27 |  |  | 0.96 | Solar Inverter |  | INDOOR
SRP23528 | ENPHASE ENERGY | M215-60-2LL-S2X | 215 | 9 |  |  | 0.96 | Solar Inverter |  | Outside
SRP23528 | ENPHASE ENERGY | M215-60-2LL-S2X | 215 | 10 |  |  | 0.96 | Solar Inverter |  | Outside
SRP23528 | ENPHASE ENERGY | M215-60-2LL-S2X | 215 | 12 |  |  | 0.96 | Solar Inverter |  | Outside
SRP23529 | ENPHASE ENERGY | M215-60-2LL-S2X | 215 | 45 |  |  | 0.96 | Solar Inverter |  | OUTDOOR
SRP23530 | ENPHASE ENERGY | M215-60-2LL-S2X | 215 | 40 |  |  | 0.96 | Solar Inverter |  | OUTDOOR
SRP23531 | ENPHASE ENERGY | M215-60-2LL-S2X | 215 | 10 |  |  | 0.96 | Solar Inverter |  | INDOOR
SRP23531 | ENPHASE ENERGY | M215-60-2LL-S2X | 215 | 30 |  |  | 0.96 | Solar Inverter |  | INDOOR
SRP23532 | ENPHASE ENERGY | M215-60-2LL-S2X | 215 | 44 |  |  | 0.96 | Solar Inverter |  | OUTDOOR
SRP23533 | ENPHASE ENERGY | M215-60-2LL-S2X | 215 | 26 |  |  | 0.96 | Solar Inverter |  | Inside
SRP23534 | ENPHASE ENERGY | M215-60-2LL-S2X | 215 | 58 |  |  | 0.96 | Solar Inverter |  | OUTDOOR
SRP23535 | POWER-ONE | PVI-4.2-OUTD-S-US (240 V) | 4200 | 1 |  |  | 0.96 | Solar Inverter |  | OUTDOOR
SRP23536 | ENPHASE ENERGY | M215-60-2LL-S2X | 215 | 68 |  |  | 0.96 | Solar Inverter |  | INDOOR
SRP23540 | POWER-ONE | PVI-3.0-OUTD-S-US (240 V) | 3000 | 1 |  |  | 0.96 | Solar Inverter |  | OUTDOOR
SRP23540 | POWER-ONE | PVI-3.6-OUTD-S-US (240 V) | 3600 | 1 |  |  | 0.96 | Solar Inverter |  | OUTDOOR
SRP23545 | POWER-ONE | PVI-3.0-OUTD-S-US (240 V) | 3000 | 1 |  |  | 0.96 | Solar Inverter |  | OUTDOOR
SRP23548 | POWER-ONE | PVI-3.6-OUTD-S-US (240 V) | 3600 | 1 |  |  | 0.96 | Solar Inverter |  | OUTDOOR
SRP23549 | SMA AMERICA | SB7000TL-US-12 (240V) | 7000 | 1 |  |  | 0.96 | Solar Inverter |  | INDOOR
SRP23552 | SMA AMERICA | SB4000US-12 (240V) | 4000 | 1 |  |  | 0.96 | Solar Inverter |  | OUTDOOR
SRP23555 | POWER-ONE | PVI-6000-OUTD-US (240 V) | 6000 | 1 |  |  | 0.96 | Solar Inverter |  | Inside
SRP23555 | POWER-ONE | PVI-6000-OUTD-US (240 V) | 6000 | 1 |  |  | 0.96 | Solar Inverter |  | Inside
SRP23564 | ENPHASE ENERGY | M215-60-2LL-S2X | 215 | 39 |  |  | 0.96 | Solar Inverter |  | OUTDOOR
SRP23565 | POWER-ONE | PVI-3.0-OUTD-S-US (240 V) | 3000 | 1 |  |  | 0.96 | Solar Inverter |  | Inside
SRP23565 | POWER-ONE | PVI-3.6-OUTD-S-US (208 V) | 3600 | 1 |  |  | 0.96 | Solar Inverter |  | Inside
SRP23568 | POWER-ONE | PVI-3.0-OUTD-S-US (240 V) | 3000 | 1 |  |  | 0.96 | Solar Inverter |  | OUTDOOR
SRP23568 | POWER-ONE | PVI-4.2-OUTD-S-US (240 V) | 4200 | 1 |  |  | 0.96 | Solar Inverter |  | OUTDOOR
SRP23569 | POWER-ONE | PVI-3.6-OUTD-S-US (240 V) | 3600 | 1 |  |  | 0.96 | Solar Inverter |  | OUTDOOR
SRP23572 | ENPHASE ENERGY | M215-60-2LL-S2X | 215 | 50 |  |  | 0.96 | Solar Inverter |  | OUTDOOR
SRP23574 | ENPHASE ENERGY | M215-60-2LL-S2X | 215 | 26 |  |  | 0.96 | Solar Inverter |  | Outside
SRP23575 | ENPHASE ENERGY | M215-60-2LL-S2X | 215 | 28 |  |  | 0.96 | Solar Inverter |  | OUTDOOR
SRP23580 | SMA AMERICA | SB5000US-12 (240V) | 5000 | 1 |  |  | 0.96 | Solar Inverter |  | OUTDOOR
SRP23583 | ENPHASE ENERGY | M215-60-2LL-S2X | 215 | 14 |  |  | 0.96 | Solar Inverter |  | OUTDOOR
SRP23584 | ENPHASE ENERGY | M215-60-2LL-S2X-IG-ZC | 215 | 26 |  |  | 0.96 | Solar Inverter |  | OUTDOOR
SRP23586 | SMA AMERICA | SB3000US (240V) | 3000 | 1 |  |  | 0.96 | Solar Inverter |  | INDOOR
SRP23586 | SMA AMERICA | SB4000US (240V) | 4000 | 1 |  |  | 0.96 | Solar Inverter |  | INDOOR
SRP23587 | ENPHASE ENERGY | M215-60-2LL-S2X | 215 | 25 |  |  | 0.96 | Solar Inverter |  | OUTDOOR
SRP23589 | ENPHASE ENERGY | M215-60-2LL-S2X | 215 | 10 |  |  | 0.96 | Solar Inverter |  | INDOOR
SRP23589 | ENPHASE ENERGY | M215-60-2LL-S2X | 215 | 16 |  |  | 0.96 | Solar Inverter |  | INDOOR
SRP23593 | SMA AMERICA | SB5000US (240V) | 5000 | 1 |  |  | 0.96 | Solar Inverter |  | OUTDOOR
SRP23594 | ENPHASE ENERGY | M215-60-2LL-S2X | 215 | 26 |  |  | 0.96 | Solar Inverter |  | OUTDOOR
SRP23601 | SMA AMERICA | SB7000US (240V) | 7000 | 1 |  |  | 0.96 | Solar Inverter |  | OUTDOOR
SRP23602 | POWER-ONE | PVI-3.0-OUTD-S-US (240 V) | 3000 | 1 |  |  | 0.96 | Solar Inverter |  | INDOOR
SRP23604 | POWER-ONE | PVI-3.6-OUTD-S-US (240 V) | 3600 | 1 |  |  | 0.96 | Solar Inverter |  | INDOOR
SRP23606 | ENPHASE ENERGY | M215-60-2LL-S2X | 215 | 41 |  |  | 0.96 | Solar Inverter |  | OUTDOOR
SRP23609 | ENPHASE ENERGY | M215-60-2LL-S2X | 215 | 60 |  |  | 0.96 | Solar Inverter |  | OUTDOOR
SRP23615 | POWER-ONE | PVI-3.0-OUTD-S-US (240 V) | 3000 | 1 |  |  | 0.96 | Solar Inverter |  | INDOOR
SRP23617 | ENPHASE ENERGY | M215-60-2LL-S2X | 215 | 16 |  |  | 0.96 | Solar Inverter |  | OUTDOOR
SRP23625 | ENPHASE ENERGY | M215-60-2LL-S2X | 215 | 23 |  |  | 0.96 | Solar Inverter |  | OUTDOOR
SRP23626 | ENPHASE ENERGY | M215-60-2LL-S2X | 215 | 8 |  |  | 0.96 | Solar Inverter |  | OUTDOOR
SRP23633 | ENPHASE ENERGY | M215-60-2LL-S2X | 215 | 20 |  |  | 0.96 | Solar Inverter |  | OUTDOOR
SRP23636 | ENPHASE ENERGY | M215-60-2LL-S2X | 215 | 37 |  |  | 0.96 | Solar Inverter |  | INDOOR
SRP23637 | ENPHASE ENERGY | M215-60-2LL-S2X | 215 | 26 |  |  | 0.96 | Solar Inverter |  | OUTDOOR
SRP23647 | ENPHASE ENERGY | M215-60-2LL-S2X | 215 | 31 |  |  | 0.96 | Solar Inverter |  | OUTDOOR
SRP23653 | ENPHASE ENERGY | M215-60-2LL-S2X-NA | 215 | 16 |  |  | 0.96 | Solar Inverter |  | OUTDOOR
SRP23654 | ENPHASE ENERGY | M215-60-2LL-S2X-ZC | 215 | 18 |  |  | 0.96 | Solar Inverter |  | OUTDOOR
SRP23658 | POWER-ONE | PVI-3.6-OUTD-S-US (240 V) | 3600 | 1 |  |  | 0.96 | Solar Inverter |  | INDOOR
SRP23658 | POWER-ONE | PVI-3.6-OUTD-S-US (240 V) | 3600 | 1 |  |  | 0.96 | Solar Inverter |  | INDOOR
SRP23666 | ENPHASE ENERGY | M215-60-2LL-S2X-ZC | 215 | 24 |  |  | 0.96 | Solar Inverter |  | OUTDOOR
SRP23669 | ENPHASE ENERGY | M215-60-2LL-S2X | 215 | 27 |  |  | 0.96 | Solar Inverter |  | OUTDOOR
SRP23671 | ENPHASE ENERGY | M215-60-2LL-S2X | 215 | 13 |  |  | 0.96 | Solar Inverter |  | OUTDOOR
SRP23678 | ENPHASE ENERGY | M215-60-2LL-S2X | 215 | 15 |  |  | 0.96 | Solar Inverter |  | OUTDOOR
SRP23679 | ENPHASE ENERGY | M215-60-2LL-S2X | 215 | 38 |  |  | 0.96 | Solar Inverter |  | OUTDOOR
SRP23681 | ENPHASE ENERGY | M215-60-2LL-S2X-ZC | 215 | 12 |  |  | 0.96 | Solar Inverter |  | OUTDOOR
SRP23682 | ENPHASE ENERGY | M215-60-2LL-S2X-ZC | 215 | 29 |  |  | 0.96 | Solar Inverter |  | OUTDOOR
SRP23685 | SMA AMERICA | SB4000US (240V) | 4000 | 2 |  |  | 0.96 | Solar Inverter |  | INDOOR
SRP23686 | POWER-ONE | PVI-3.6-OUTD-S-US (240 V) | 3600 | 1 |  |  | 0.96 | Solar Inverter |  | OUTDOOR
SRP23686 | POWER-ONE | PVI-3.6-OUTD-S-US (240 V) | 3600 | 1 |  |  | 0.96 | Solar Inverter |  | OUTDOOR
SRP23689 | ENPHASE ENERGY | M215-60-2LL-S2X | 215 | 17 |  |  | 0.96 | Solar Inverter |  | OUTDOOR
SRP23690 | POWER-ONE | PVI-4.2-OUTD-S-US (240 V) | 4200 | 1 |  |  | 0.96 | Solar Inverter |  | OUTDOOR
SRP23693 | POWER-ONE | PVI-3.0-OUTD-S-US (240 V) | 3000 | 1 |  |  | 0.96 | Solar Inverter |  | OUTDOOR
SRP23701 | ENPHASE ENERGY | M215-60-2LL-S2X | 215 | 28 |  |  | 0.96 | Solar Inverter |  | OUTDOOR
SRP23705 | ENPHASE ENERGY | M215-60-2LL-S2X-ZC | 215 | 30 |  |  | 0.96 | Solar Inverter |  | OUTDOOR
SRP23706 | ENPHASE ENERGY | M215-60-2LL-S2X-IG-ZC | 215 | 35 |  |  | 0.96 | Solar Inverter |  | OUTDOOR
SRP23713 | FRONIUS USA |  | 6000 | 1 |  |  | 0.96 | Solar Inverter |  | INDOOR
SRP23715 | POWER-ONE | PVI-3.6-OUTD-S-US (240 V) | 3600 | 1 |  |  | 0.96 | Solar Inverter |  | OUTDOOR
SRP23717 | ENPHASE ENERGY | M215-60-2LL-S2X-ZC | 215 | 15 |  |  | 0.96 | Solar Inverter |  | OUTDOOR
SRP23719 | ENPHASE ENERGY | M215-60-2LL-S2X | 215 | 22 |  |  | 0.96 | Solar Inverter |  | OUTDOOR
SRP23720 | ENPHASE ENERGY | M215-60-2LL-S2X | 215 | 24 |  |  | 0.96 | Solar Inverter |  | OUTDOOR
SRP23721 | ENPHASE ENERGY | M215-60-2LL-S2X | 215 | 21 |  |  | 0.96 | Solar Inverter |  | OUTDOOR
SRP23724 | POWER-ONE | PVI-3.0-OUTD-S-US (240 V) | 3000 | 1 |  |  | 0.96 | Solar Inverter |  | INDOOR
SRP23726 | ENPHASE ENERGY | M215-60-2LL-S2X | 215 | 51 |  |  | 0.96 | Solar Inverter |  | OUTDOOR
SRP23727 | SMA AMERICA | SB3000US (240V) | 3000 | 2 |  |  | 0.96 | Solar Inverter |  | INDOOR
SRP23730 | ENPHASE ENERGY | M215-60-2LL-S2X | 215 | 40 |  |  | 0.96 | Solar Inverter |  | INDOOR
SRP23732 | ENPHASE ENERGY | M215-60-SIE-S2X | 215 | 58 |  |  | 0.96 | Solar Inverter |  | Inside
SRP23733 | ENPHASE ENERGY | M215-60-2LL-S2X | 215 | 38 |  |  | 0.96 | Solar Inverter |  | Outside
SRP23734 | ENPHASE ENERGY | M215-60-2LL-S2X | 215 | 24 |  |  | 0.96 | Solar Inverter |  | OUTDOOR
SRP23737 | POWER-ONE | PVI-3.6-OUTD-S-US (240 V) | 3600 | 1 |  |  | 0.96 | Solar Inverter |  | OUTDOOR
SRP23746 | SMA AMERICA | SB3000US (240V) | 3000 | 1 |  |  | 0.96 | Solar Inverter |  | OUTDOOR
SRP23753 | POWER-ONE | PVI-3.6-OUTD-S-US (240 V) | 3600 | 1 |  |  | 0.96 | Solar Inverter |  | Inside
SRP23753 | POWER-ONE | PVI-3.6-OUTD-S-US (240 V) | 3600 | 1 |  |  | 0.96 | Solar Inverter |  | Inside
SRP23754 | POWER-ONE | PVI-3.6-OUTD-S-US (240 V) | 3600 | 1 |  |  | 0.96 | Solar Inverter |  | OUTDOOR
SRP23755 | POWER-ONE | PVI-3.6-OUTD-S-US (240 V) | 3600 | 1 |  |  | 0.96 | Solar Inverter |  | OUTDOOR
SRP23756 | ENPHASE ENERGY | M215-60-2LL-S2X | 215 | 22 |  |  | 0.96 | Solar Inverter |  | OUTDOOR
SRP23757 | ENPHASE ENERGY | M215-60-2LL-S2X | 215 | 6 |  |  | 0.96 | Solar Inverter |  | Outside
SRP23757 | ENPHASE ENERGY | M215-60-2LL-S2X | 215 | 12 |  |  | 0.96 | Solar Inverter |  | Outside
SRP23757 | ENPHASE ENERGY | M215-60-2LL-S2X | 215 | 26 |  |  | 0.96 | Solar Inverter |  | Outside
SRP23764 | ENPHASE ENERGY | M215-60-2LL-S2X | 215 | 6 |  |  | 0.96 | Solar Inverter |  | Outside
SRP23764 | ENPHASE ENERGY | M215-60-2LL-S2X | 215 | 30 |  |  | 0.96 | Solar Inverter |  | Outside
SRP23767 | SMA AMERICA | SB4000US (240V) | 4000 | 1 |  |  | 0.96 | Solar Inverter |  | INDOOR
SRP23768 | ENPHASE ENERGY | M215-60-2LL-S2X | 215 | 12 |  |  | 0.96 | Solar Inverter |  | OUTDOOR
SRP23768 | ENPHASE ENERGY | M215-60-2LL-S2X | 215 | 60 |  |  | 0.96 | Solar Inverter |  | OUTDOOR
SRP23769 | ENPHASE ENERGY | M215-60-2LL-S2X | 215 | 24 |  |  | 0.96 | Solar Inverter |  | OUTDOOR
SRP23770 | ENPHASE ENERGY | M215-60-2LL-S2X | 215 | 9 |  |  | 0.96 | Solar Inverter |  | INDOOR
SRP23770 | ENPHASE ENERGY | M215-60-2LL-S2X | 215 | 24 |  |  | 0.96 | Solar Inverter |  | INDOOR
SRP23771 | ENPHASE ENERGY | M215-60-2LL-S2X | 215 | 40 |  |  | 0.96 | Solar Inverter |  | OUTDOOR
SRP23773 | ENPHASE ENERGY | M215-60-2LL-S2X | 215 | 30 |  |  | 0.96 | Solar Inverter |  | OUTDOOR
SRP23773 | ENPHASE ENERGY | M215-60-2LL-S2X | 215 | 36 |  |  | 0.96 | Solar Inverter |  | OUTDOOR
SRP23774 | ENPHASE ENERGY | M215-60-2LL-S2X | 215 | 26 |  |  | 0.96 | Solar Inverter |  | OUTDOOR
SRP23775 | SMA AMERICA | SB5000US (240V) | 5000 | 1 |  |  | 0.96 | Solar Inverter |  | INDOOR
SRP23776 | ENPHASE ENERGY | M215-60-2LL-S2X | 215 | 14 |  |  | 0.96 | Solar Inverter |  | OUTDOOR
SRP23777 | ENPHASE ENERGY | M215-60-2LL-S2X | 215 | 29 |  |  | 0.96 | Solar Inverter |  | OUTDOOR
SRP23778 | ENPHASE ENERGY | M215-60-2LL-S2X | 215 | 7 |  |  | 0.96 | Solar Inverter |  | OUTDOOR
SRP23778 | ENPHASE ENERGY | M215-60-2LL-S2X | 215 | 28 |  |  | 0.96 | Solar Inverter |  | OUTDOOR
SRP23781 | POWER-ONE | PVI-5000-OUTD-US (240 V) | 5000 | 1 |  |  | 0.96 | Solar Inverter |  | OUTDOOR
SRP23782 | ENPHASE ENERGY | M215-60-2LL-S2X | 215 | 42 |  |  | 0.96 | Solar Inverter |  | OUTDOOR
SRP23783 | ENPHASE ENERGY | M215-60-2LL-S2X | 215 | 23 |  |  | 0.96 | Solar Inverter |  | OUTDOOR
SRP23786 | ENPHASE ENERGY | M215-60-2LL-S2X | 215 | 25 |  |  | 0.96 | Solar Inverter |  | OUTDOOR
SRP23789 | ENPHASE ENERGY | M215-60-2LL-S2X | 215 | 22 |  |  | 0.96 | Solar Inverter |  | OUTDOOR
SRP23796 | POWER-ONE | PVI-3.6-OUTD-S-US (240 V) | 3600 | 1 |  |  | 0.96 | Solar Inverter |  | OUTDOOR
SRP23797 | POWER-ONE | PVI-3.6-OUTD-S-US (240 V) | 3600 | 1 |  |  | 0.96 | Solar Inverter |  | INDOOR
SRP23797 | POWER-ONE | PVI-3.6-OUTD-S-US (240 V) | 3600 | 1 |  |  | 0.96 | Solar Inverter |  | INDOOR
SRP23798 | POWER-ONE | PVI-4.2-OUTD-S-US (240 V) | 4200 | 1 |  |  | 0.96 | Solar Inverter |  | Inside
SRP23800 | SMA AMERICA | SB4000US (240V) | 4000 | 1 |  |  | 0.96 | Solar Inverter |  | Inside
SRP23800 | SMA AMERICA | SB7000US (240V) | 7000 | 1 |  |  | 0.96 | Solar Inverter |  | Inside
SRP23802 | ENPHASE ENERGY | M215-60-2LL-S2X | 215 | 22 |  |  | 0.96 | Solar Inverter |  | OUTDOOR
SRP23804 | ENPHASE ENERGY | M215-60-2LL-S2X | 215 | 13 |  |  | 0.96 | Solar Inverter |  | OUTDOOR
SRP23805 | ENPHASE ENERGY | M215-60-2LL-S2X | 215 | 33 |  |  | 0.96 | Solar Inverter |  | OUTDOOR
SRP23808 | ENPHASE ENERGY | M215-60-2LL-S2X | 215 | 20 |  |  | 0.96 | Solar Inverter |  | OUTDOOR
SRP23809 | ENPHASE ENERGY | M215-60-2LL-S2X | 215 | 49 |  |  | 0.96 | Solar Inverter |  | OUTDOOR
SRP23813 | ENPHASE ENERGY | M215-60-2LL-S2X | 215 | 30 |  |  | 0.96 | Solar Inverter |  | OUTDOOR
SRP23820 | ENPHASE ENERGY | M215-60-2LL-S2X-ZC | 215 | 15 |  |  | 0.96 | Solar Inverter |  | OUTDOOR
SRP23825 | ENPHASE ENERGY | M215-60-2LL-S2X | 215 | 25 |  |  | 0.96 | Solar Inverter |  | OUTDOOR
SRP23830 | ENPHASE ENERGY | M215-60-2LL-S2X | 215 | 32 |  |  | 0.96 | Solar Inverter |  | OUTDOOR
SRP23834 | ENPHASE ENERGY | M215-60-2LL-S2X | 215 | 14 |  |  | 0.96 | Solar Inverter |  | OUTDOOR
SRP23836 | ENPHASE ENERGY | M215-60-2LL-S2X | 215 | 19 |  |  | 0.96 | Solar Inverter |  | OUTDOOR
SRP23840 | PV POWERED | PVP100KW-208 | 100000 | 2 |  |  | 0.96 | Solar Inverter |  | OUTDOOR
SRP23841 | ENPHASE ENERGY | M215-60-2LL-S2X | 215 | 43 |  |  | 0.96 | Solar Inverter |  | OUTDOOR
SRP23844 | ENPHASE ENERGY | M215-60-2LL-S2X | 215 | 12 |  |  | 0.96 | Solar Inverter |  | OUTDOOR
SRP23844 | ENPHASE ENERGY | M215-60-2LL-S2X | 215 | 22 |  |  | 0.96 | Solar Inverter |  | OUTDOOR
SRP23847 | ENPHASE ENERGY | M215-60-2LL-S2X | 215 | 40 |  |  | 0.96 | Solar Inverter |  | OUTDOOR
SRP23848 | ENPHASE ENERGY | M215-60-2LL-S2X | 215 | 40 |  |  | 0.96 | Solar Inverter |  | OUTDOOR
SRP23850 | ENPHASE ENERGY | M215-60-2LL-S2X | 215 | 34 |  |  | 0.96 | Solar Inverter |  | Outside
SRP23854 | POWER-ONE | PVI-4.2-OUTD-S-US (240 V) | 4200 | 1 |  |  | 0.96 | Solar Inverter |  | OUTDOOR
SRP23856 | POWER-ONE | PVI-3.0-OUTD-S-US (240 V) | 3000 | 1 |  |  | 0.96 | Solar Inverter |  | OUTDOOR
SRP23863 | SMA AMERICA | SB5000US (240V) | 5000 | 1 |  |  | 0.96 | Solar Inverter |  | OUTDOOR
SRP23863 | SMA AMERICA | SB5000US (240V) | 5000 | 1 |  |  | 0.96 | Solar Inverter |  | OUTDOOR
SRP23868 | ENPHASE ENERGY | M215-60-2LL-S2X | 215 | 15 |  |  | 0.96 | Solar Inverter |  | OUTDOOR
SRP23869 | ENPHASE ENERGY | M215-60-2LL-S2X | 215 | 26 |  |  | 0.96 | Solar Inverter |  | OUTDOOR
SRP23870 | ENPHASE ENERGY | M215-60-2LL-S2X | 215 | 34 |  |  | 0.96 | Solar Inverter |  | OUTDOOR
SRP23877 | ENPHASE ENERGY | M215-60-2LL-S2X | 215 | 22 |  |  | 0.96 | Solar Inverter |  | OUTDOOR
SRP23878 | ENPHASE ENERGY | M215-60-2LL-S2X-ZC | 215 | 27 |  |  | 0.96 | Solar Inverter |  | OUTDOOR
SRP23881 | POWER-ONE | PVI-3.0-OUTD-S-US (240 V) | 3000 | 1 |  |  | 0.96 | Solar Inverter |  | OUTDOOR
SRP23882 | POWER-ONE | PVI-3.0-OUTD-S-US (240 V) | 3000 | 1 |  |  | 0.96 | Solar Inverter |  | OUTDOOR
SRP23885 | ENPHASE ENERGY | M215-60-2LL-S2X-ZC | 215 | 47 |  |  | 0.96 | Solar Inverter |  | OUTDOOR
SRP23887 | ENPHASE ENERGY | M215-60-2LL-S2X | 215 | 19 |  |  | 0.96 | Solar Inverter |  | OUTDOOR
SRP23888 | ENPHASE ENERGY | M215-60-2LL-S2X-ZC | 215 | 19 |  |  | 0.96 | Solar Inverter |  | OUTDOOR
SRP23890 | ENPHASE ENERGY | M215-60-2LL-S2X | 215 | 13 |  |  | 0.96 | Solar Inverter |  | OUTDOOR
SRP23890 | ENPHASE ENERGY | M215-60-2LL-S2X | 215 | 14 |  |  | 0.96 | Solar Inverter |  | OUTDOOR
SRP23893 | ENPHASE ENERGY | M215-60-2LL-S2X | 215 | 24 |  |  | 0.96 | Solar Inverter |  | INDOOR
SRP23894 | ENPHASE ENERGY | M215-60-2LL-S2X | 215 | 8 |  |  | 0.96 | Solar Inverter |  | OUTDOOR
SRP23894 | ENPHASE ENERGY | M215-60-2LL-S2X | 215 | 28 |  |  | 0.96 | Solar Inverter |  | OUTDOOR
SRP23895 | ENPHASE ENERGY | M215-60-2LL-S2X | 215 | 12 |  |  | 0.96 | Solar Inverter |  | OUTDOOR
SRP23895 | ENPHASE ENERGY | M215-60-2LL-S2X | 215 | 15 |  |  | 0.96 | Solar Inverter |  | OUTDOOR
SRP23896 | ENPHASE ENERGY | M215-60-2LL-S2X | 215 | 4 |  |  | 0.96 | Solar Inverter |  | OUTDOOR
SRP23896 | ENPHASE ENERGY | M215-60-2LL-S2X | 215 | 9 |  |  | 0.96 | Solar Inverter |  | OUTDOOR
SRP23896 | ENPHASE ENERGY | M215-60-2LL-S2X | 215 | 19 |  |  | 0.96 | Solar Inverter |  | OUTDOOR
SRP23897 | ENPHASE ENERGY | M215-60-2LL-S2X | 215 | 30 |  |  | 0.96 | Solar Inverter |  | Inside
SRP23898 | ENPHASE ENERGY | M215-60-2LL-S2X | 215 | 38 |  |  | 0.96 | Solar Inverter |  | INDOOR
SRP23900 | ENPHASE ENERGY | M215-60-2LL-S2X | 215 | 8 |  |  | 0.96 | Solar Inverter |  | OUTDOOR
SRP23900 | ENPHASE ENERGY | M215-60-2LL-S2X | 215 | 13 |  |  | 0.96 | Solar Inverter |  | OUTDOOR
SRP23900 | ENPHASE ENERGY | M215-60-2LL-S2X | 215 | 16 |  |  | 0.96 | Solar Inverter |  | OUTDOOR
SRP23901 | ENPHASE ENERGY | M215-60-2LL-S2X | 215 | 45 |  |  | 0.96 | Solar Inverter |  | INDOOR
SRP23902 | POWER-ONE | PVI-3.0-OUTD-S-US (240 V) | 3000 | 1 |  |  | 0.96 | Solar Inverter |  | INDOOR
SRP23907 | SMA AMERICA | SB3000US (240V) | 3000 | 1 |  |  | 0.96 | Solar Inverter |  | INDOOR
SRP23907 | SMA AMERICA | SB4000US (240V) | 4000 | 1 |  |  | 0.96 | Solar Inverter |  | Inside
SRP23909 | ENPHASE ENERGY | M215-60-2LL-S2X | 215 | 16 |  |  | 0.96 | Solar Inverter |  | OUTDOOR
SRP23910 | ENPHASE ENERGY | M215-60-2LL-S2X | 215 | 31 |  |  | 0.96 | Solar Inverter |  | OUTDOOR
SRP23914 | POWER-ONE | PVI-4.2-OUTD-S-US (240 V) | 4200 | 1 |  |  | 0.96 | Solar Inverter |  | OUTDOOR
SRP23915 | POWER-ONE | PVI-3.6-OUTD-S-US (240 V) | 3600 | 1 |  |  | 0.96 | Solar Inverter |  | OUTDOOR
SRP23915 | POWER-ONE | PVI-3.6-OUTD-S-US (240 V) | 3600 | 1 |  |  | 0.96 | Solar Inverter |  | OUTDOOR
SRP23916 | ENPHASE ENERGY | M215-60-2LL-S2X | 215 | 14 |  |  | 0.96 | Solar Inverter |  | OUTDOOR
SRP23921 | POWER-ONE | PVI-3.0-OUTD-S-US (240 V) | 3000 | 1 |  |  | 0.96 | Solar Inverter |  | OUTDOOR
SRP23923 | POWER-ONE | PVI-3.6-OUTD-S-US (240 V) | 3600 | 1 |  |  | 0.96 | Solar Inverter |  | INDOOR
SRP23925 | ENPHASE ENERGY | M215-60-2LL-S2X | 215 | 24 |  |  | 0.96 | Solar Inverter |  | INDOOR
SRP23927 | ENPHASE ENERGY | M215-60-2LL-S2X | 215 | 24 |  |  | 0.96 | Solar Inverter |  | Outside
SRP23935 | SMA AMERICA | SB4000US (240V) | 4000 | 2 |  |  | 0.96 | Solar Inverter |  | Inside
SRP23938 | SMA AMERICA | SB3000US (240V) | 3000 | 2 |  |  | 0.96 | Solar Inverter |  | INDOOR
SRP23941 | SMA AMERICA | SB7000US-12 (240V) | 7000 | 1 |  |  | 0.96 | Solar Inverter |  | OUTDOOR
SRP23945 | ENPHASE ENERGY | M215-60-2LL-S2X | 215 | 10 |  |  | 0.96 | Solar Inverter |  | OUTDOOR
SRP23948 | ENPHASE ENERGY | M215-60-2LL-S2X | 215 | 15 |  |  | 0.96 | Solar Inverter |  | OUTDOOR
SRP23950 | ENPHASE ENERGY | M215-60-2LL-S2X | 215 | 20 |  |  | 0.96 | Solar Inverter |  | OUTDOOR
SRP23953 | ENPHASE ENERGY | M215-60-2LL-S2X | 215 | 20 |  |  | 0.96 | Solar Inverter |  | OUTDOOR
SRP23958 | ENPHASE ENERGY | M215-60-2LL-S2X-ZC | 215 | 36 |  |  | 0.96 | Solar Inverter |  | OUTDOOR
SRP23960 | ENPHASE ENERGY | M215-60-2LL-S2X | 215 | 26 |  |  | 0.96 | Solar Inverter |  | OUTDOOR
SRP23967 | ENPHASE ENERGY | M215-60-2LL-S2X-ZC | 215 | 11 |  |  | 0.96 | Solar Inverter |  | OUTDOOR
SRP23968 | ENPHASE ENERGY | M215-60-2LL-S2X | 215 | 15 |  |  | 0.96 | Solar Inverter |  | OUTDOOR
SRP23969 | ENPHASE ENERGY | M215-60-2LL-S2X | 215 | 20 |  |  | 0.96 | Solar Inverter |  | OUTDOOR
SRP23971 | SUNPOWER | SPR-3000M (240V) | 3000 | 1 |  |  | 0.96 | Solar Inverter |  | INDOOR
SRP23972 | POWER-ONE | PVI-3.0-OUTD-S-US (240 V) | 3000 | 1 |  |  | 0.96 | Solar Inverter |  | OUTDOOR
SRP23972 | POWER-ONE | PVI-3.8-1-OUTD-X-US-Y (240 V) | 3800 | 1 |  |  | 0.96 | Solar Inverter |  | OUTDOOR
SRP23973 | ENPHASE ENERGY | M215-60-2LL-S2X | 215 | 15 |  |  | 0.96 | Solar Inverter |  | INDOOR
SRP23974 | ENPHASE ENERGY | M215-60-2LL-S2X | 215 | 21 |  |  | 0.96 | Solar Inverter |  | INDOOR
SRP23975 | ENPHASE ENERGY | M215-60-2LL-S2X | 215 | 28 |  |  | 0.96 | Solar Inverter |  | Inside
SRP23976 | ENPHASE ENERGY | M215-60-2LL-S2X | 215 | 73 |  |  | 0.96 | Solar Inverter |  | INDOOR
SRP23978 | ENPHASE ENERGY | M215-60-2LL-S2X | 215 | 24 |  |  | 0.96 | Solar Inverter |  | OUTDOOR
SRP23986 | ENPHASE ENERGY | M215-60-2LL-S2X | 215 | 44 |  |  | 0.96 | Solar Inverter |  | OUTDOOR
SRP23987 | ENPHASE ENERGY | M215-60-2LL-S2X | 215 | 9 |  |  | 0.96 | Solar Inverter |  | OUTDOOR
SRP23987 | ENPHASE ENERGY | M215-60-2LL-S2X | 215 | 11 |  |  | 0.96 | Solar Inverter |  | OUTDOOR
SRP23988 | ENPHASE ENERGY | M215-60-2LL-S2X | 215 | 24 |  |  | 0.96 | Solar Inverter |  | Inside
SRP23989 | ENPHASE ENERGY | M215-60-2LL-S2X | 215 | 10 |  |  | 0.96 | Solar Inverter |  | OUTDOOR
SRP23989 | ENPHASE ENERGY | M215-60-2LL-S2X | 215 | 11 |  |  | 0.96 | Solar Inverter |  | OUTDOOR
SRP23989 | ENPHASE ENERGY | M215-60-2LL-S2X | 215 | 15 |  |  | 0.96 | Solar Inverter |  | OUTDOOR
SRP23994 | ENPHASE ENERGY | M215-60-2LL-S2X | 215 | 12 |  |  | 0.96 | Solar Inverter |  | OUTDOOR
SRP23994 | ENPHASE ENERGY | M215-60-2LL-S2X | 215 | 12 |  |  | 0.96 | Solar Inverter |  | OUTDOOR
SRP23994 | ENPHASE ENERGY | M215-60-2LL-S2X | 215 | 14 |  |  | 0.96 | Solar Inverter |  | OUTDOOR
SRP23995 | ENPHASE ENERGY | M215-60-2LL-S2X | 215 | 23 |  |  | 0.96 | Solar Inverter |  | OUTDOOR
SRP23998 | ENPHASE ENERGY | M215-60-2LL-S2X | 215 | 20 |  |  | 0.96 | Solar Inverter |  | Outside
SRP24000 | ENPHASE ENERGY | M215-60-2LL-S2X | 215 | 33 |  |  | 0.96 | Solar Inverter |  | OUTDOOR
SRP24001 | ENPHASE ENERGY | M215-60-2LL-S2X | 215 | 26 |  |  | 0.96 | Solar Inverter |  | Outside
SRP24002 | POWER-ONE | PVI-3.6-OUTD-S-US (240 V) | 3600 | 1 |  |  | 0.96 | Solar Inverter |  | Inside
SRP24007 | POWER-ONE | PVI-3.6-OUTD-S-US (240 V) | 3600 | 1 |  |  | 0.96 | Solar Inverter |  | Inside
SRP24008 | ENPHASE ENERGY | M215-60-2LL-S2X | 215 | 16 |  |  | 0.96 | Solar Inverter |  | OUTDOOR
SRP24021 | POWER-ONE | PVI-3.6-OUTD-S-US (240 V) | 3600 | 1 |  |  | 0.96 | Solar Inverter |  | Inside
SRP24021 | POWER-ONE | PVI-3.6-OUTD-S-US (240 V) | 3600 | 1 |  |  | 0.96 | Solar Inverter |  | Inside
SRP24025 | POWER-ONE | PVI-3.6-OUTD-S-US (240 V) | 3600 | 1 |  |  | 0.96 | Solar Inverter |  | OUTDOOR
SRP24027 | POWER-ONE | PVI-3.0-OUTD-S-US (240 V) | 3000 | 1 |  |  | 0.96 | Solar Inverter |  | OUTDOOR
SRP24028 | POWER-ONE | PVI-4.2-OUTD-S-US (240 V) | 4200 | 1 |  |  | 0.96 | Solar Inverter |  | OUTDOOR
SRP24031 | SMA AMERICA | SB6000US (240V) | 6000 | 1 |  |  | 0.96 | Solar Inverter |  | OUTDOOR
SRP24032 | POWER-ONE | PVI-4.2-OUTD-S-US (240 V) | 4200 | 1 |  |  | 0.96 | Solar Inverter |  | OUTDOOR
SRP24035 | POWER-ONE | PVI-3000-I-OUTD-US | 3000 | 1 |  |  | 0.96 | Solar Inverter |  | Inside
SRP24036 | ENPHASE ENERGY | M215-60-2LL-S2X | 215 | 12 |  |  | 0.96 | Solar Inverter |  | OUTDOOR
SRP24036 | ENPHASE ENERGY | M215-60-2LL-S2X | 215 | 29 |  |  | 0.96 | Solar Inverter |  | OUTDOOR
SRP24037 | ENPHASE ENERGY | M215-60-2LL-S2X | 215 | 8 |  |  | 0.96 | Solar Inverter |  | OUTDOOR
SRP24037 | ENPHASE ENERGY | M215-60-2LL-S2X | 215 | 23 |  |  | 0.96 | Solar Inverter |  | OUTDOOR
SRP24040 | SMA AMERICA | SB5000US (240V) | 5000 | 1 |  |  | 0.96 | Solar Inverter |  | OUTDOOR
SRP24046 | ENPHASE ENERGY | M215-60-2LL-S2X | 215 | 20 |  |  | 0.96 | Solar Inverter |  | OUTDOOR
SRP24049 | ENPHASE ENERGY | M215-60-2LL-S2X | 215 | 42 |  |  | 0.96 | Solar Inverter |  | OUTDOOR
SRP24052 | POWER-ONE | PVI-4.2-OUTD-S-US (240 V) | 4200 | 1 |  |  | 0.96 | Solar Inverter |  | OUTDOOR
SRP24056 | SMA AMERICA | SB5000US (240V) | 5000 | 1 |  |  | 0.96 | Solar Inverter |  | Inside
SRP24065 | ENPHASE ENERGY | M215-60-2LL-S2X | 215 | 7 |  |  | 0.96 | Solar Inverter |  | OUTDOOR
SRP24070 | POWER-ONE | PVI-3.6-OUTD-S-US (240 V) | 3600 | 1 |  |  | 0.96 | Solar Inverter |  | OUTDOOR
SRP24074 | ENPHASE ENERGY | M215-60-2LL-S2X-ZC | 215 | 36 |  |  | 0.96 | Solar Inverter |  | OUTDOOR
SRP24078 | ENPHASE ENERGY | M215-60-2LL-S2X | 215 | 14 |  |  | 0.96 | Solar Inverter |  | OUTDOOR
SRP24082 | ENPHASE ENERGY | M215-60-2LL-S2X-ZC | 215 | 18 |  |  | 0.96 | Solar Inverter |  | OUTDOOR
SRP24089 | POWER-ONE | PVI-4.2-OUTD-S-US (240 V) | 4200 | 1 |  |  | 0.96 | Solar Inverter |  | OUTDOOR
SRP24092 | POWER-ONE | PVI-4.2-OUTD-S-US (240 V) | 4200 | 1 |  |  | 0.96 | Solar Inverter |  | OUTDOOR
SRP24097 | ENPHASE ENERGY | M215-60-2LL-S2X | 215 | 26 |  |  | 0.96 | Solar Inverter |  | Outside
SRP24099 | ENPHASE ENERGY | M215-60-2LL-S2X | 215 | 44 |  |  | 0.96 | Solar Inverter |  | Outside
SRP24100 | ENPHASE ENERGY | M215-60-2LL-S2X | 215 | 34 |  |  | 0.96 | Solar Inverter |  | OUTDOOR
SRP24101 | POWER-ONE | PVI-3.0-OUTD-S-US (240 V) | 3000 | 1 |  |  | 0.96 | Solar Inverter |  | INDOOR
SRP24104 | ENPHASE ENERGY | M215-60-2LL-S2X-ZC | 215 | 18 |  |  | 0.96 | Solar Inverter |  | OUTDOOR
SRP24107 | ENPHASE ENERGY | M215-60-2LL-S2X | 215 | 22 |  |  | 0.96 | Solar Inverter |  | OUTDOOR
SRP24108 | SOLAREDGE TECHNOLOGIES | SE3800 (208V) W/ -ER-US OR A-US | 3800 | 1 |  |  | 0.96 | Solar Inverter |  | Inside
SRP24108 | SOLAREDGE TECHNOLOGIES | SE6000 (240V) W/ -ER-US OR A-US | 6000 | 1 |  |  | 0.96 | Solar Inverter |  | Inside
SRP24109 | SMA AMERICA | SB5000US (240V) | 5000 | 1 |  |  | 0.96 | Solar Inverter |  | INDOOR
SRP24111 | ENPHASE ENERGY | M215-60-2LL-S2X | 215 | 6 |  |  | 0.96 | Solar Inverter |  | OUTDOOR
SRP24111 | ENPHASE ENERGY | M215-60-2LL-S2X | 215 | 13 |  |  | 0.96 | Solar Inverter |  | OUTDOOR
SRP24111 | ENPHASE ENERGY | M215-60-2LL-S2X | 215 | 24 |  |  | 0.96 | Solar Inverter |  | OUTDOOR
SRP24112 | ENPHASE ENERGY | M215-60-2LL-S2X | 215 | 8 |  |  | 0.96 | Solar Inverter |  | OUTDOOR
SRP24112 | ENPHASE ENERGY | M215-60-2LL-S2X | 215 | 28 |  |  | 0.96 | Solar Inverter |  | OUTDOOR
SRP24114 | ENPHASE ENERGY | M215-60-2LL-S2X | 215 | 65 |  |  | 0.96 | Solar Inverter |  | OUTDOOR
SRP24115 | ENPHASE ENERGY | M215-60-2LL-S2X | 215 | 8 |  |  | 0.96 | Solar Inverter |  | OUTDOOR
SRP24115 | ENPHASE ENERGY | M215-60-2LL-S2X | 215 | 10 |  |  | 0.96 | Solar Inverter |  | OUTDOOR
SRP24116 | ENPHASE ENERGY | M215-60-2LL-S2X | 215 | 130 |  |  | 0.96 | Solar Inverter |  | OUTDOOR
SRP24125 | ENPHASE ENERGY | M215-60-2LL-S2X | 215 | 15 |  |  | 0.96 | Solar Inverter |  | OUTDOOR
SRP24125 | ENPHASE ENERGY | M215-60-2LL-S2X | 215 | 33 |  |  | 0.96 | Solar Inverter |  | OUTDOOR
SRP24127 | ENPHASE ENERGY | M215-60-2LL-S2X | 215 | 29 |  |  | 0.96 | Solar Inverter |  | INDOOR
SRP24128 | ENPHASE ENERGY | M215-60-2LL-S2X | 215 | 38 |  |  | 0.96 | Solar Inverter |  | OUTDOOR
SRP24131 | ENPHASE ENERGY | M215-60-2LL-S2X-IG | 215 | 16 |  |  | 0.96 | Solar Inverter |  | OUTDOOR
SRP24134 | POWER-ONE | PVI-3.6-OUTD-S-US (240 V) | 3600 | 1 |  |  | 0.96 | Solar Inverter |  | Inside
SRP24137 | ENPHASE ENERGY | M215-60-2LL-S2X | 215 | 38 |  |  | 0.96 | Solar Inverter |  | OUTDOOR
SRP24138 | ENPHASE ENERGY | M215-60-2LL-S2X | 215 | 19 |  |  | 0.96 | Solar Inverter |  | OUTDOOR
SRP24140 | ENPHASE ENERGY | M215-60-2LL-S2X | 215 | 15 |  |  | 0.96 | Solar Inverter |  | OUTDOOR
SRP24141 | ENPHASE ENERGY | M215-60-2LL-S2X | 215 | 56 |  |  | 0.96 | Solar Inverter |  | OUTDOOR
SRP24142 | ENPHASE ENERGY | M215-60-2LL-S2X | 215 | 20 |  |  | 0.96 | Solar Inverter |  | OUTDOOR
SRP24144 | ENPHASE ENERGY | M215-60-2LL-S2X | 215 | 19 |  |  | 0.96 | Solar Inverter |  | OUTDOOR
SRP24145 | ENPHASE ENERGY | M215-60-2LL-S2X | 215 | 18 |  |  | 0.96 | Solar Inverter |  | OUTDOOR
SRP24147 | ENPHASE ENERGY | M215-60-2LL-S2X | 215 | 29 |  |  | 0.96 | Solar Inverter |  | INDOOR
SRP24148 | ENPHASE ENERGY | M215-60-2LL-S2X | 215 | 42 |  |  | 0.96 | Solar Inverter |  | INDOOR
SRP24149 | ENPHASE ENERGY | M215-60-2LL-S2X | 215 | 30 |  |  | 0.96 | Solar Inverter |  | OUTDOOR
SRP24160 | ENPHASE ENERGY | M215-60-2LL-S2X | 215 | 29 |  |  | 0.96 | Solar Inverter |  | OUTDOOR
SRP24163 | ENPHASE ENERGY | M215-60-2LL-S2X | 215 | 53 |  |  | 0.96 | Solar Inverter |  | INDOOR
SRP24164 | ENPHASE ENERGY | M215-60-2LL-S2X | 215 | 45 |  |  | 0.96 | Solar Inverter |  | INDOOR
SRP24171 | ENPHASE ENERGY | M215-60-2LL-S2X | 215 | 40 |  |  | 0.96 | Solar Inverter |  | OUTDOOR
SRP24173 | ENPHASE ENERGY | M215-60-2LL-S2X | 215 | 31 |  |  | 0.96 | Solar Inverter |  | OUTDOOR
SRP24178 | POWER-ONE | PVI-3.6-OUTD-S-US (240 V) | 3800 | 1 |  |  | 0.96 | Solar Inverter |  | OUTDOOR
SRP24178 | POWER-ONE | PVI-3.6-OUTD-S-US (240 V) | 3800 | 1 |  |  | 0.96 | Solar Inverter |  | OUTDOOR
SRP24180 | SMA AMERICA | SB4000US (240V) | 4000 | 1 |  |  | 0.96 | Solar Inverter |  | Inside
SRP24181 | ENPHASE ENERGY | M215-60-2LL-S2X | 215 | 66 |  |  | 0.96 | Solar Inverter |  | OUTDOOR
SRP24183 | ENPHASE ENERGY | M215-60-2LL-S2X | 215 | 32 |  |  | 0.96 | Solar Inverter |  | OUTDOOR
SRP24184 | ENPHASE ENERGY | M215-60-2LL-S2X | 215 | 15 |  |  | 0.96 | Solar Inverter |  | INDOOR
SRP24188 | POWER-ONE | PVI-3.0-OUTD-S-US (240 V) | 3000 | 1 |  |  | 0.96 | Solar Inverter |  | OUTDOOR
SRP24189 | POWER-ONE | PVI-4.2-OUTD-S-US (240 V) | 4200 | 1 |  |  | 0.96 | Solar Inverter |  | OUTDOOR
SRP24189 | POWER-ONE | PVI-4.2-OUTD-S-US (240 V) | 4200 | 1 |  |  | 0.96 | Solar Inverter |  | OUTDOOR
SRP24194 | POWER-ONE | PVI-3.6-OUTD-S-US (208 V) | 3600 | 1 |  |  | 0.96 | Solar Inverter |  | Inside
SRP24194 | POWER-ONE | PVI-3.6-OUTD-S-US (240 V) | 3600 | 1 |  |  | 0.96 | Solar Inverter |  | Inside
SRP24197 | ENPHASE ENERGY | M215-60-2LL-S2X | 215 | 60 |  |  | 0.96 | Solar Inverter |  | Inside
SRP24198 | ENPHASE ENERGY | M215-60-2LL-S2X | 215 | 76 |  |  | 0.96 | Solar Inverter |  | Outside
SRP24199 | ENPHASE ENERGY | M215-60-2LL-S2X | 215 | 26 |  |  | 0.96 | Solar Inverter |  | OUTDOOR
SRP24205 | ENPHASE ENERGY | M215-60-2LL-S2X | 215 | 20 |  |  | 0.96 | Solar Inverter |  | Outside
SRP24210 | POWER-ONE | UNO-2.5-I-OUTD-US (208 V) | 2500 | 1 |  |  | 0.96 | Solar Inverter |  | OUTDOOR
SRP24219 | ENPHASE ENERGY | M215-60-2LL-S2X | 215 | 30 |  |  | 0.96 | Solar Inverter |  | OUTDOOR
SRP24220 | ENPHASE ENERGY | M215-60-2LL-S2X | 215 | 22 |  |  | 0.96 | Solar Inverter |  | OUTDOOR
SRP24229 | SUNPOWER | SPR-11401F-240 DELTA | 11400 | 4 |  |  | 0.96 | Solar Inverter |  | INDOOR
SRP24230 | SMA AMERICA | SB8000US-12 (240V) | 7600 | 1 |  |  | 0.96 | Solar Inverter |  | INDOOR
SRP24233 | SMA AMERICA | SB7000US-12 (240V) | 7000 | 1 |  |  | 0.96 | Solar Inverter |  | OUTDOOR
SRP24242 | POWER-ONE | PVI-4.2-OUTD-S-US (240 V) | 4200 | 1 |  |  | 0.96 | Solar Inverter |  | Inside
SRP24243 | POWER-ONE | PVI-4.2-OUTD-S-US (240 V) | 4200 | 1 |  |  | 0.96 | Solar Inverter |  | OUTDOOR
SRP24244 | ENPHASE ENERGY | M215-60-2LL-S2X | 215 | 16 |  |  | 0.96 | Solar Inverter |  | OUTDOOR
SRP24245 | ENPHASE ENERGY | M215-60-2LL-S2X | 215 | 14 |  |  | 0.96 | Solar Inverter |  | OUTDOOR
SRP24245 | ENPHASE ENERGY | M215-60-2LL-S2X | 215 | 15 |  |  | 0.96 | Solar Inverter |  | OUTDOOR
SRP24249 | POWER-ONE | PVI-4.2-OUTD-S-US (208 V) | 4200 | 1 |  |  | 0.96 | Solar Inverter |  | OUTDOOR
SRP24258 | ENPHASE ENERGY | M215-60-2LL-S2X-ZC | 215 | 15 |  |  | 0.96 | Solar Inverter |  | OUTDOOR
SRP24259 | ENPHASE ENERGY | M215-60-2LL-S2X-ZC | 215 | 14 |  |  | 0.96 | Solar Inverter |  | OUTDOOR
SRP24259 | ENPHASE ENERGY | M215-60-2LL-S2X-ZC | 215 | 33 |  |  | 0.96 | Solar Inverter |  | OUTDOOR
SRP24266 | POWER-ONE | PVI-4.2-OUTD-S-US (240 V) | 4200 | 2 |  |  | 0.96 | Solar Inverter |  | OUTDOOR
SRP24268 | ENPHASE ENERGY | M215-60-2LL-S2X-ZC | 215 | 21 |  |  | 0.96 | Solar Inverter |  | OUTDOOR
SRP24274 | ENPHASE ENERGY | M215-60-2LL-S2X | 215 | 18 |  |  | 0.96 | Solar Inverter |  | Outside
SRP24276 | ENPHASE ENERGY | M215-60-2LL-S2X | 215 | 78 |  |  | 0.96 | Solar Inverter |  | INDOOR
SRP24280 | ENPHASE ENERGY | M215-60-2LL-S2X | 215 | 33 |  |  | 0.96 | Solar Inverter |  | OUTDOOR
SRP24281 | ENPHASE ENERGY | M215-60-2LL-S2X | 215 | 32 |  |  | 0.96 | Solar Inverter |  | INDOOR
SRP24282 | ENPHASE ENERGY | M215-60-2LL-S2X | 215 | 24 |  |  | 0.96 | Solar Inverter |  | INDOOR
SRP24283 | ENPHASE ENERGY | M215-60-2LL-S2X | 215 | 33 |  |  | 0.96 | Solar Inverter |  | INDOOR
SRP24285 | ENPHASE ENERGY | M215-60-2LL-S2X | 215 | 26 |  |  | 0.96 | Solar Inverter |  | OUTDOOR
SRP24288 | ENPHASE ENERGY | M215-60-2LL-S2X | 215 | 36 |  |  | 0.96 | Solar Inverter |  | Inside
SRP24288 | ENPHASE ENERGY | M215-60-2LL-S2X | 215 | 42 |  |  | 0.96 | Solar Inverter |  | Inside
SRP24289 | ENPHASE ENERGY | M215-60-2LL-S2X | 215 | 10 |  |  | 0.96 | Solar Inverter |  | OUTDOOR
SRP24289 | ENPHASE ENERGY | M215-60-2LL-S2X | 215 | 14 |  |  | 0.96 | Solar Inverter |  | OUTDOOR
SRP24289 | ENPHASE ENERGY | M215-60-2LL-S2X | 215 | 26 |  |  | 0.96 | Solar Inverter |  | OUTDOOR
SRP24289 | ENPHASE ENERGY | M215-60-2LL-S2X | 215 | 32 |  |  | 0.96 | Solar Inverter |  | OUTDOOR
SRP24290 | ENPHASE ENERGY | M215-60-2LL-S2X | 215 | 40 |  |  | 0.96 | Solar Inverter |  | Outside
SRP24292 | ENPHASE ENERGY | M215-60-2LL-S2X | 215 | 15 |  |  | 0.96 | Solar Inverter |  | OUTDOOR
SRP24294 | POWER-ONE | PVI-3.0-OUTD-S-US (240 V) | 3000 | 1 |  |  | 0.96 | Solar Inverter |  | OUTDOOR
SRP24299 | SMA AMERICA | SB4000US (240V) | 4000 | 2 |  |  | 0.96 | Solar Inverter |  | Outside
SRP24303 | ENPHASE ENERGY | M215-60-2LL-S2X | 215 | 48 |  |  | 0.96 | Solar Inverter |  | Inside
SRP24304 | ENPHASE ENERGY | M215-60-2LL-S2X | 215 | 10 |  |  | 0.96 | Solar Inverter |  | Inside
SRP24304 | ENPHASE ENERGY | M215-60-2LL-S2X | 215 | 12 |  |  | 0.96 | Solar Inverter |  | Inside
SRP24305 | ENPHASE ENERGY | M215-60-2LL-S2X | 215 | 34 |  |  | 0.96 | Solar Inverter |  | INDOOR
SRP24308 | ENPHASE ENERGY | M215-60-2LL-S2X-ZC | 215 | 23 |  |  | 0.96 | Solar Inverter |  | OUTDOOR
SRP24310 | ENPHASE ENERGY | M215-60-2LL-S2X | 215 | 28 |  |  | 0.96 | Solar Inverter |  | INDOOR
SRP24311 | ENPHASE ENERGY | M215-60-2LL-S2X | 215 | 32 |  |  | 0.96 | Solar Inverter |  | Inside
SRP24313 | ENPHASE ENERGY | M215-60-2LL-S2X-ZC | 215 | 24 |  |  | 0.96 | Solar Inverter |  | OUTDOOR
SRP24316 | ENPHASE ENERGY | M215-60-2LL-S2X-ZC | 215 | 23 |  |  | 0.96 | Solar Inverter |  | OUTDOOR
SRP24318 | ENPHASE ENERGY | M215-60-2LL-S2X-ZC | 215 | 31 |  |  | 0.96 | Solar Inverter |  | OUTDOOR
SRP24327 | ENPHASE ENERGY | M215-60-2LL-S2X-ZC | 215 | 24 |  |  | 0.96 | Solar Inverter |  | OUTDOOR
SRP24330 | ENPHASE ENERGY | M215-60-2LL-S2X-ZC | 215 | 28 |  |  | 0.96 | Solar Inverter |  | OUTDOOR
SRP24332 | POWER-ONE | PVI-4.2-OUTD-S-US (240 V) | 4200 | 1 |  |  | 0.96 | Solar Inverter |  | OUTDOOR
SRP24333 | ENPHASE ENERGY | M215-60-2LL-S2X | 215 | 8 |  |  | 0.96 | Solar Inverter |  | OUTDOOR
SRP24334 | ENPHASE ENERGY | M215-60-2LL-S2X | 215 | 17 |  |  | 0.96 | Solar Inverter |  | OUTDOOR
SRP24337 | ENPHASE ENERGY | M215-60-2LL-S2X-ZC | 215 | 10 |  |  | 0.96 | Solar Inverter |  | OUTDOOR
SRP24338 | ENPHASE ENERGY | M215-60-2LL-S2X-ZC | 215 | 29 |  |  | 0.96 | Solar Inverter |  | OUTDOOR
SRP24349 | POWER-ONE | PVI-3.6-OUTD-S-US (240 V) | 3600 | 1 |  |  | 0.96 | Solar Inverter |  | OUTDOOR
SRP24349 | POWER-ONE | PVI-4.2-OUTD-S-US (240 V) | 4200 | 1 |  |  | 0.96 | Solar Inverter |  | OUTDOOR
SRP24350 | POWER-ONE | PVI-4.2-OUTD-S-US (208 V) | 4200 | 1 |  |  | 0.96 | Solar Inverter |  | OUTDOOR
SRP24350 | POWER-ONE | PVI-4.2-OUTD-S-US (208 V) | 4200 | 1 |  |  | 0.96 | Solar Inverter |  | OUTDOOR
SRP24358 | POWER-ONE | PVI-3.6-OUTD-S-US (240 V) | 3600 | 1 |  |  | 0.96 | Solar Inverter |  | Inside
SRP24361 | ENPHASE ENERGY | M215-60-2LL-S2X | 215 | 12 |  |  | 0.96 | Solar Inverter |  | OUTDOOR
SRP24363 | POWER-ONE | PVI-4.2-OUTD-S-US (240 V) | 4200 | 1 |  |  | 0.96 | Solar Inverter |  | INDOOR
SRP24367 | ENPHASE ENERGY | M215-60-2LL-S2X | 215 | 36 |  |  | 0.96 | Solar Inverter |  | Outside
SRP24372 | SMA AMERICA | SB3000US (240V) | 3000 | 2 |  |  | 0.96 | Solar Inverter |  | INDOOR
SRP24374 | SMA AMERICA | SB4000US-12 (240V) | 4000 | 1 |  |  | 0.96 | Solar Inverter |  | OUTDOOR
SRP24375 | SMA AMERICA | SB4000US (240V) | 4000 | 1 |  |  | 0.96 | Solar Inverter |  | INDOOR
SRP24379 | ENPHASE ENERGY | M215-60-2LL-S2X | 215 | 28 |  |  | 0.96 | Solar Inverter |  | Outside
SRP24379 | ENPHASE ENERGY | M215-60-2LL-S2X | 215 | 30 |  |  | 0.96 | Solar Inverter |  | Outside
SRP24381 | ENPHASE ENERGY | M215-60-2LL-S2X | 215 | 24 |  |  | 0.96 | Solar Inverter |  | OUTDOOR
SRP24382 | POWER-ONE | PVI-6000-OUTD-US (240 V) | 6000 | 1 |  |  | 0.96 | Solar Inverter |  | OUTDOOR
SRP24385 | ENPHASE ENERGY | M215-60-2LL-S2X | 215 | 36 |  |  | 0.96 | Solar Inverter |  | OUTDOOR
SRP24388 | ENPHASE ENERGY | M215-60-2LL-S2X | 215 | 8 |  |  | 0.96 | Solar Inverter |  | Outside
SRP24390 | SMA AMERICA | SB3000US (240V) | 3000 | 2 |  |  | 0.96 | Solar Inverter |  | OUTDOOR
SRP24398 | ENPHASE ENERGY | M215-60-2LL-S2X | 215 | 22 |  |  | 0.96 | Solar Inverter |  | INDOOR
SRP24402 | ENPHASE ENERGY | M215-60-2LL-S2X | 215 | 37 |  |  | 0.96 | Solar Inverter |  | INDOOR
SRP24403 | ENPHASE ENERGY | M215-60-2LL-S2X | 215 | 33 |  |  | 0.96 | Solar Inverter |  | INDOOR
SRP24420 | ENPHASE ENERGY | M215-60-2LL-S2X | 215 | 24 |  |  | 0.96 | Solar Inverter |  | OUTDOOR
SRP24423 | ENPHASE ENERGY | M215-60-2LL-S2X | 215 | 38 |  |  | 0.96 | Solar Inverter |  | OUTDOOR
SRP24425 | POWER-ONE | PVI-3.6-OUTD-S-US (240 V) | 3600 | 1 |  |  | 0.96 | Solar Inverter |  | Inside
SRP24426 | POWER-ONE | PVI-3.6-OUTD-S-US (240 V) | 3600 | 1 |  |  | 0.96 | Solar Inverter |  | OUTDOOR
SRP24427 | SUNPOWER | SPR-8000F-240 | 8000 | 1 |  |  | 0.96 | Solar Inverter |  | OUTDOOR
SRP24428 | ENPHASE ENERGY | M215-60-2LL-S2X | 215 | 3 |  |  | 0.96 | Solar Inverter |  | OUTDOOR
SRP24428 | ENPHASE ENERGY | M215-60-2LL-S2X | 215 | 8 |  |  | 0.96 | Solar Inverter |  | OUTDOOR
SRP24428 | ENPHASE ENERGY | M215-60-2LL-S2X | 215 | 18 |  |  | 0.96 | Solar Inverter |  | OUTDOOR
SRP24428 | ENPHASE ENERGY | M215-60-2LL-S2X | 215 | 30 |  |  | 0.96 | Solar Inverter |  | OUTDOOR
SRP24435 | ENPHASE ENERGY | M215-60-2LL-S2X | 215 | 48 |  |  | 0.96 | Solar Inverter |  | OUTDOOR
SRP24436 | ENPHASE ENERGY | M215-60-2LL-S2X | 215 | 50 |  |  | 0.96 | Solar Inverter |  | OUTDOOR
SRP24437 | ENPHASE ENERGY | M215-60-2LL-S2X | 215 | 18 |  |  | 0.96 | Solar Inverter |  | OUTDOOR
SRP24438 | ENPHASE ENERGY | M215-60-2LL-S2X | 215 | 20 |  |  | 0.96 | Solar Inverter |  | OUTDOOR
SRP24439 | ENPHASE ENERGY | M215-60-2LL-S2X | 215 | 43 |  |  | 0.96 | Solar Inverter |  | OUTDOOR
SRP24441 | ENPHASE ENERGY | M215-60-2LL-S2X | 215 | 14 |  |  | 0.96 | Solar Inverter |  | OUTDOOR
SRP24447 | ENPHASE ENERGY | M215-60-2LL-S2X | 215 | 15 |  |  | 0.96 | Solar Inverter |  | OUTDOOR
SRP24448 | ENPHASE ENERGY | M215-60-2LL-S2X | 215 | 20 |  |  | 0.96 | Solar Inverter |  | OUTDOOR
SRP24449 | ENPHASE ENERGY | M215-60-2LL-S2X | 215 | 17 |  |  | 0.96 | Solar Inverter |  | OUTDOOR
SRP24449 | ENPHASE ENERGY | M215-60-2LL-S2X | 215 | 30 |  |  | 0.96 | Solar Inverter |  | OUTDOOR
SRP24451 | SMA AMERICA | SB4000US (240V) | 4000 | 1 |  |  | 0.96 | Solar Inverter |  | INDOOR
SRP24452 | ENPHASE ENERGY | M215-60-2LL-S2X | 215 | 15 |  |  | 0.96 | Solar Inverter |  | OUTDOOR
SRP24452 | ENPHASE ENERGY | M215-60-2LL-S2X | 215 | 16 |  |  | 0.96 | Solar Inverter |  | OUTDOOR
SRP24453 | ENPHASE ENERGY | M215-60-2LL-S2X | 215 | 14 |  |  | 0.96 | Solar Inverter |  | OUTDOOR
SRP24453 | ENPHASE ENERGY | M215-60-2LL-S2X | 215 | 15 |  |  | 0.96 | Solar Inverter |  | OUTDOOR
SRP24454 | ENPHASE ENERGY | M215-60-2LL-S2X | 215 | 28 |  |  | 0.96 | Solar Inverter |  | OUTDOOR
SRP24455 | ENPHASE ENERGY | M215-60-2LL-S2X | 215 | 16 |  |  | 0.96 | Solar Inverter |  | OUTDOOR
SRP24455 | ENPHASE ENERGY | M215-60-2LL-S2X | 215 | 30 |  |  | 0.96 | Solar Inverter |  | OUTDOOR
SRP24456 | ENPHASE ENERGY | M215-60-2LL-S2X | 215 | 26 |  |  | 0.96 | Solar Inverter |  | OUTDOOR
SRP24456 | ENPHASE ENERGY | M215-60-2LL-S2X | 215 | 28 |  |  | 0.96 | Solar Inverter |  | OUTDOOR
SRP24459 | ENPHASE ENERGY | M215-60-2LL-S2X | 215 | 34 |  |  | 0.96 | Solar Inverter |  | OUTDOOR
SRP24460 | ENPHASE ENERGY | M215-60-2LL-S2X | 215 | 24 |  |  | 0.96 | Solar Inverter |  | OUTDOOR
SRP24461 | ENPHASE ENERGY | M215-60-2LL-S2X | 215 | 72 |  |  | 0.96 | Solar Inverter |  | OUTDOOR
SRP24462 | ENPHASE ENERGY | M215-60-2LL-S2X | 215 | 18 |  |  | 0.96 | Solar Inverter |  | OUTDOOR
SRP24463 | ENPHASE ENERGY | M215-60-2LL-S2X | 215 | 15 |  |  | 0.96 | Solar Inverter |  | OUTDOOR
SRP24463 | ENPHASE ENERGY | M215-60-2LL-S2X | 215 | 16 |  |  | 0.96 | Solar Inverter |  | OUTDOOR
SRP24464 | ENPHASE ENERGY | M215-60-2LL-S2X | 215 | 12 |  |  | 0.96 | Solar Inverter |  | OUTDOOR
SRP24464 | ENPHASE ENERGY | M215-60-2LL-S2X | 215 | 13 |  |  | 0.96 | Solar Inverter |  | OUTDOOR
SRP24469 | POWER-ONE | PVI-4.2-OUTD-S-US (240 V) | 4200 | 1 |  |  | 0.96 | Solar Inverter |  | OUTDOOR
SRP24470 | POWER-ONE | PVI-3.0-OUTD-S-US (240 V) | 3000 | 1 |  |  | 0.96 | Solar Inverter |  | Inside
SRP24471 | POWER-ONE | PVI-3600-OUTD-US-F (208V) | 3600 | 1 |  |  | 0.96 | Solar Inverter |  | OUTDOOR
SRP24472 | ENPHASE ENERGY | M215-60-2LL-S2X | 215 | 45 |  |  | 0.96 | Solar Inverter |  | INDOOR
SRP24477 | ENPHASE ENERGY | M215-60-2LL-S2X | 215 | 26 |  |  | 0.96 | Solar Inverter |  | Outside
SRP24478 | ENPHASE ENERGY | M215-60-2LL-S2X | 215 | 32 |  |  | 0.96 | Solar Inverter |  | Outside
SRP24481 | ENPHASE ENERGY | M215-60-2LL-S2X | 215 | 20 |  |  | 0.96 | Solar Inverter |  | INDOOR
SRP24484 | ENPHASE ENERGY | M215-60-2LL-S2X | 215 | 16 |  |  | 0.96 | Solar Inverter |  | Outside
SRP24486 | ENPHASE ENERGY | M215-60-2LL-S2X | 215 | 22 |  |  | 0.96 | Solar Inverter |  | OUTDOOR
SRP24488 | ENPHASE ENERGY | M215-60-2LL-S2X | 215 | 16 |  |  | 0.96 | Solar Inverter |  | OUTDOOR
SRP24490 | ENPHASE ENERGY | M215-60-2LL-S2X | 215 | 17 |  |  | 0.96 | Solar Inverter |  | OUTDOOR
SRP24492 | ENPHASE ENERGY | M215-60-2LL-S2X | 215 | 24 |  |  | 0.96 | Solar Inverter |  | OUTDOOR
SRP24494 | ENPHASE ENERGY | M215-60-2LL-S2X | 215 | 62 |  |  | 0.96 | Solar Inverter |  | INDOOR
SRP24496 | ENPHASE ENERGY | M215-60-2LL-S2X | 215 | 33 |  |  | 0.96 | Solar Inverter |  | OUTDOOR
SRP24503 | ENPHASE ENERGY | M215-60-2LL-S2X | 215 | 23 |  |  | 0.96 | Solar Inverter |  | INDOOR
SRP24504 | ENPHASE ENERGY | M215-60-2LL-S2X | 215 | 28 |  |  | 0.96 | Solar Inverter |  | OUTDOOR
SRP24513 | ENPHASE ENERGY | M215-60-2LL-S2X | 215 | 12 |  |  | 0.96 | Solar Inverter |  | OUTDOOR
SRP24513 | ENPHASE ENERGY | M215-60-2LL-S2X | 215 | 50 |  |  | 0.96 | Solar Inverter |  | OUTDOOR
SRP24513 | ENPHASE ENERGY | M215-60-2LL-S2X | 215 | 144 |  |  | 0.96 | Solar Inverter |  | OUTDOOR
SRP24525 | ENPHASE ENERGY | M215-60-2LL-S2X | 215 | 36 |  |  | 0.96 | Solar Inverter |  | OUTDOOR
SRP24529 | ENPHASE ENERGY | M215-60-2LL-S2X | 215 | 26 |  |  | 0.96 | Solar Inverter |  | OUTDOOR
SRP24530 | ENPHASE ENERGY | M215-60-2LL-S2X | 215 | 36 |  |  | 0.96 | Solar Inverter |  | INDOOR
SRP24533 | SMA AMERICA | SB5000US (240V) | 5000 | 1 |  |  | 0.96 | Solar Inverter |  | Outside
SRP24536 | ENPHASE ENERGY | M215-60-2LL-S2X | 215 | 20 |  |  | 0.96 | Solar Inverter |  | OUTDOOR
SRP24541 | POWER-ONE | PVI-3.6-OUTD-S-US (208 V) | 3600 | 1 |  |  | 0.96 | Solar Inverter |  | OUTDOOR
SRP24543 | POWER-ONE | PVI-3.0-OUTD-S-US (240 V) | 3000 | 1 |  |  | 0.96 | Solar Inverter |  | OUTDOOR
SRP24545 | POWER-ONE | PVI-3.0-OUTD-S-US (240 V) | 3000 | 1 |  |  | 0.96 | Solar Inverter |  | Outside
SRP24545 | POWER-ONE | PVI-3.0-OUTD-S-US (240 V) | 3000 | 1 |  |  | 0.96 | Solar Inverter |  | Outside
SRP24548 | ENPHASE ENERGY | M215-60-2LL-S2X | 215 | 75 |  |  | 0.96 | Solar Inverter |  | INDOOR
SRP24552 | POWER-ONE | PVI-3.0-OUTD-S-US (240 V) | 3000 | 1 |  |  | 0.96 | Solar Inverter |  | OUTDOOR
SRP24552 | POWER-ONE | PVI-3.6-OUTD-S-US (240 V) | 3600 | 1 |  |  | 0.96 | Solar Inverter |  | OUTDOOR
SRP24555 | POWER-ONE | PVI-4.2-OUTD-S-US (240 V) | 4200 | 1 |  |  | 0.96 | Solar Inverter |  | OUTDOOR
SRP24557 | ENPHASE ENERGY | M215-60-2LL-S2X | 215 | 30 |  |  | 0.96 | Solar Inverter |  | OUTDOOR
SRP24558 | ENPHASE ENERGY | M215-60-2LL-S2X | 215 | 26 |  |  | 0.96 | Solar Inverter |  | OUTDOOR
SRP24560 | ENPHASE ENERGY | M215-60-2LL-S2X | 215 | 16 |  |  | 0.96 | Solar Inverter |  | OUTDOOR
SRP24562 | ENPHASE ENERGY | M215-60-2LL-S2X | 215 | 18 |  |  | 0.96 | Solar Inverter |  | OUTDOOR
SRP24569 | SMA AMERICA | SB3000US (240V) | 3000 | 2 |  |  | 0.96 | Solar Inverter |  | Inside
SRP24577 | ENPHASE ENERGY | M215-60-2LL-S2X | 215 | 64 |  |  | 0.96 | Solar Inverter |  | INDOOR
SRP24580 | POWER-ONE | PVI-3.0-OUTD-S-US (240 V) | 3000 | 1 |  |  | 0.96 | Solar Inverter |  | OUTDOOR
SRP24580 | POWER-ONE | PVI-4.2-OUTD-S-US (240 V) | 4200 | 1 |  |  | 0.96 | Solar Inverter |  | OUTDOOR
SRP24586 | ENPHASE ENERGY | M215-60-2LL-S2X | 215 | 25 |  |  | 0.96 | Solar Inverter |  | Outside
SRP24595 | ENPHASE ENERGY | M215-60-2LL-S2X | 215 | 18 |  |  | 0.96 | Solar Inverter |  | Inside
SRP24596 | POWER-ONE | PVI-3.6-OUTD-S-US (240 V) | 3600 | 1 |  |  | 0.96 | Solar Inverter |  | OUTDOOR
SRP24604 | POWER-ONE | PVI-3.0-OUTD-S-US (240 V) | 3000 | 1 |  |  | 0.96 | Solar Inverter |  | OUTDOOR
SRP24605 | POWER-ONE | PVI-3.6-OUTD-S-US (240 V) | 3600 | 1 |  |  | 0.96 | Solar Inverter |  | Inside
SRP24605 | POWER-ONE | PVI-3.6-OUTD-S-US (240 V) | 3600 | 1 |  |  | 0.96 | Solar Inverter |  | Inside
SRP24616 | SMA AMERICA | SB3000US (240V) | 3000 | 2 |  |  | 0.96 | Solar Inverter |  | OUTDOOR
SRP24620 | ENPHASE ENERGY | M215-60-2LL-S2X | 215 | 30 |  |  | 0.96 | Solar Inverter |  | OUTDOOR
SRP24621 | ENPHASE ENERGY | M215-60-2LL-S2X | 215 | 8 |  |  | 0.96 | Solar Inverter |  | OUTDOOR
SRP24621 | ENPHASE ENERGY | M215-60-2LL-S2X | 215 | 42 |  |  | 0.96 | Solar Inverter |  | OUTDOOR
SRP24622 | ENPHASE ENERGY | M215-60-2LL-S2X | 215 | 50 |  |  | 0.96 | Solar Inverter |  | OUTDOOR
SRP24623 | ENPHASE ENERGY | M215-60-2LL-S2X | 215 | 12 |  |  | 0.96 | Solar Inverter |  | Outside
SRP24623 | ENPHASE ENERGY | M215-60-2LL-S2X | 215 | 13 |  |  | 0.96 | Solar Inverter |  | Outside
SRP24623 | ENPHASE ENERGY | M215-60-2LL-S2X | 215 | 15 |  |  | 0.96 | Solar Inverter |  | Outside
SRP24634 | ENPHASE ENERGY | M215-60-2LL-S2X-ZC | 215 | 17 |  |  | 0.96 | Solar Inverter |  | OUTDOOR
SRP24635 | ENPHASE ENERGY | M215-60-2LL-S2X | 215 | 1 |  |  | 0.96 | Solar Inverter |  | INDOOR
SRP24635 | SMA AMERICA | SB3000US (240V) | 3000 | 2 |  |  | 0.96 | Solar Inverter |  | INDOOR
SRP24636 | ENPHASE ENERGY | M215-60-2LL-S2X-IG-ZC | 215 | 24 |  |  | 0.96 | Solar Inverter |  | OUTDOOR
SRP24637 | ENPHASE ENERGY | M215-60-2LL-S2X | 215 | 15 |  |  | 0.96 | Solar Inverter |  | OUTDOOR
SRP24638 | SMA AMERICA | SB4000US (240V) | 4000 | 2 |  |  | 0.96 | Solar Inverter |  | INDOOR
SRP24642 | POWER-ONE | PVI-4.2-OUTD-S-US (240 V) | 4200 | 1 |  |  | 0.96 | Solar Inverter |  | OUTDOOR
SRP24642 | POWER-ONE | PVI-4.2-OUTD-S-US (240 V) | 4200 | 1 |  |  | 0.96 | Solar Inverter |  | OUTDOOR
SRP24651 | POWER-ONE | PVI-3.0-OUTD-S-US (240 V) | 3600 | 1 |  |  | 0.96 | Solar Inverter |  | OUTDOOR
SRP24651 | POWER-ONE | PVI-3.6-OUTD-S-US (240 V) | 3600 | 1 |  |  | 0.96 | Solar Inverter |  | OUTDOOR
SRP24652 | POWER-ONE | PVI-4.2-OUTD-S-US (240 V) | 4200 | 1 |  |  | 0.96 | Solar Inverter |  | OUTDOOR
SRP24652 | POWER-ONE | PVI-4.2-OUTD-S-US (240 V) | 4200 | 1 |  |  | 0.96 | Solar Inverter |  | OUTDOOR
SRP24654 | POWER-ONE | PVI-3.0-OUTD-S-US (240 V) | 3000 | 1 |  |  | 0.96 | Solar Inverter |  | OUTDOOR
SRP24661 | ENPHASE ENERGY | M215-60-2LL-S2X | 215 | 30 |  |  | 0.96 | Solar Inverter |  | OUTDOOR
SRP24666 | ENPHASE ENERGY | M215-60-2LL-S2X | 215 | 44 |  |  | 0.96 | Solar Inverter |  | Outside
SRP24667 | ENPHASE ENERGY | M215-60-2LL-S2X | 215 | 55 |  |  | 0.96 | Solar Inverter |  | Outside
SRP24670 | ENPHASE ENERGY | M215-60-2LL-S2X | 215 | 24 |  |  | 0.96 | Solar Inverter |  | INDOOR
SRP24671 | ENPHASE ENERGY | M215-60-2LL-S2X | 215 | 46 |  |  | 0.96 | Solar Inverter |  | OUTDOOR
SRP24672 | ENPHASE ENERGY | M215-60-2LL-S2X | 215 | 35 |  |  | 0.96 | Solar Inverter |  | INDOOR
SRP24675 | SMA AMERICA | SB4000US (240V) | 4000 | 1 |  |  | 0.96 | Solar Inverter |  | INDOOR
SRP24683 | ENPHASE ENERGY | M215-60-2LL-S2X | 215 | 28 |  |  | 0.96 | Solar Inverter |  | OUTDOOR
SRP24686 | ENPHASE ENERGY | M215-60-2LL-S2X-ZC | 215 | 22 |  |  | 0.96 | Solar Inverter |  | OUTDOOR
SRP24690 | ENPHASE ENERGY | M215-60-2LL-S2X-ZC | 215 | 19 |  |  | 0.96 | Solar Inverter |  | OUTDOOR
SRP24695 | POWER-ONE | PVI-3.6-OUTD-S-US (240 V) | 3600 | 1 |  |  | 0.96 | Solar Inverter |  | Inside
SRP24696 | SMA AMERICA | SB8000US (240V) | 8000 | 1 |  |  | 0.96 | Solar Inverter |  | INDOOR
SRP24697 | POWER-ONE | PVI-3.8-1-OUTD-X-US-Y (240 V) | 3600 | 1 |  |  | 0.96 | Solar Inverter |  | Inside
SRP24698 | POWER-ONE | PVI-3.6-OUTD-S-US (240 V) | 3600 | 1 |  |  | 0.96 | Solar Inverter |  | OUTDOOR
SRP24722 | POWER-ONE | PVI-3.6-OUTD-S-US (240 V) | 3600 | 1 |  |  | 0.96 | Solar Inverter |  | OUTDOOR
SRP24722 | POWER-ONE | PVI-3.6-OUTD-S-US (240 V) | 3600 | 1 |  |  | 0.96 | Solar Inverter |  | OUTDOOR
SRP24725 | ENPHASE ENERGY | M215-60-2LL-S2X | 215 | 36 |  |  | 0.96 | Solar Inverter |  | INDOOR
SRP24735 | SMA AMERICA |  | 3000 | 3 |  |  | 0.96 | Solar Inverter |  | Outside
SRP24736 | SMA AMERICA | SB4000US (208V) | 4000 | 1 |  |  | 0.96 | Solar Inverter |  | Outside
SRP24741 | ENPHASE ENERGY | M215-60-2LL-S2X | 215 | 32 |  |  | 0.96 | Solar Inverter |  | OUTDOOR
SRP24742 | ENPHASE ENERGY | M215-60-2LL-S2X | 215 | 31 |  |  | 0.96 | Solar Inverter |  | OUTDOOR
SRP24745 | ENPHASE ENERGY | M215-60-2LL-S2X | 215 | 14 |  |  | 0.96 | Solar Inverter |  | OUTDOOR
SRP24745 | ENPHASE ENERGY | M215-60-2LL-S2X | 215 | 15 |  |  | 0.96 | Solar Inverter |  | OUTDOOR
SRP24746 | ENPHASE ENERGY | M215-60-2LL-S2X | 215 | 33 |  |  | 0.96 | Solar Inverter |  | OUTDOOR
SRP24747 | ENPHASE ENERGY | M215-60-2LL-S2X | 215 | 14 |  |  | 0.96 | Solar Inverter |  | OUTDOOR
SRP24747 | ENPHASE ENERGY | M215-60-2LL-S2X | 215 | 39 |  |  | 0.96 | Solar Inverter |  | OUTDOOR
SRP24753 | ENPHASE ENERGY | M215-60-2LL-S2X | 215 | 24 |  |  | 0.96 | Solar Inverter |  | OUTDOOR
SRP24754 | ENPHASE ENERGY | M215-60-2LL-S2X | 215 | 23 |  |  | 0.96 | Solar Inverter |  | OUTDOOR
SRP24760 | ENPHASE ENERGY | M215-60-2LL-S2X | 215 | 34 |  |  | 0.96 | Solar Inverter |  | OUTDOOR
SRP24761 | ENPHASE ENERGY | M215-60-2LL-S2X | 215 | 24 |  |  | 0.96 | Solar Inverter |  | INDOOR
SRP24764 | ENPHASE ENERGY | M215-60-2LL-S2X | 215 | 31 |  |  | 0.96 | Solar Inverter |  | INDOOR
SRP24765 | ENPHASE ENERGY | M215-60-2LL-S2X | 215 | 63 |  |  | 0.96 | Solar Inverter |  | INDOOR
SRP24766 | ENPHASE ENERGY | M215-60-2LL-S2X | 215 | 33 |  |  | 0.96 | Solar Inverter |  | INDOOR
SRP24768 | ENPHASE ENERGY | M215-60-2LL-S2X | 215 | 34 |  |  | 0.96 | Solar Inverter |  | OUTDOOR
SRP24769 | ENPHASE ENERGY | M215-60-2LL-S2X | 215 | 28 |  |  | 0.96 | Solar Inverter |  | OUTDOOR
SRP24770 | ENPHASE ENERGY | M215-60-2LL-S2X | 215 | 27 |  |  | 0.96 | Solar Inverter |  | OUTDOOR
SRP24773 | ENPHASE ENERGY | M215-60-2LL-S2X | 215 | 44 |  |  | 0.96 | Solar Inverter |  | OUTDOOR
SRP24774 | ENPHASE ENERGY | M215-60-2LL-S2X | 215 | 17 |  |  | 0.96 | Solar Inverter |  | OUTDOOR
SRP24779 | POWER-ONE | PVI-3.6-OUTD-S-US (240 V) | 3600 | 1 |  |  | 0.96 | Solar Inverter |  | OUTDOOR
SRP24782 | POWER-ONE | PVI-3000-I-OUTD-US (208V) | 3000 | 1 |  |  | 0.96 | Solar Inverter |  | OUTDOOR
SRP24790 | ENPHASE ENERGY | M215-60-2LL-S2X | 215 | 14 |  |  | 0.96 | Solar Inverter |  | OUTDOOR
SRP24790 | ENPHASE ENERGY | M215-60-2LL-S2X | 215 | 26 |  |  | 0.96 | Solar Inverter |  | OUTDOOR
SRP24796 | ENPHASE ENERGY | M215-60-2LL-S2X | 215 | 24 |  |  | 0.96 | Solar Inverter |  | OUTDOOR
SRP24801 | ENPHASE ENERGY | M215-60-2LL-S2X | 215 | 78 |  |  | 0.96 | Solar Inverter |  | OUTDOOR
SRP24803 | ENPHASE ENERGY | M215-60-2LL-S2X | 215 | 12 |  |  | 0.96 | Solar Inverter |  | OUTDOOR
SRP24803 | ENPHASE ENERGY | M215-60-2LL-S2X | 215 | 13 |  |  | 0.96 | Solar Inverter |  | OUTDOOR
SRP24806 | POWER-ONE | PVI-3.0-OUTD-S-US (240 V) | 3000 | 1 |  |  | 0.96 | Solar Inverter |  | Inside
SRP24806 | POWER-ONE | PVI-3.6-OUTD-S-US (240 V) | 3600 | 1 |  |  | 0.96 | Solar Inverter |  | Inside
SRP24811 | POWER-ONE | PVI-3.0-OUTD-S-US (240 V) | 3000 | 1 |  |  | 0.96 | Solar Inverter |  | OUTDOOR
SRP24813 | ENPHASE ENERGY | M215-60-2LL-S2X | 215 | 32 |  |  | 0.96 | Solar Inverter |  | INDOOR
SRP24815 | SMA AMERICA | SB3000US (240V) | 3000 | 1 |  |  | 0.96 | Solar Inverter |  | OUTDOOR
SRP24815 | SMA AMERICA | SB4000US (240V) | 4000 | 1 |  |  | 0.96 | Solar Inverter |  | OUTDOOR
SRP24815 | SMA AMERICA | SB5000US (240V) | 5000 | 1 |  |  | 0.96 | Solar Inverter |  | OUTDOOR
SRP24816 | ENPHASE ENERGY | M215-60-2LL-S2X | 215 | 29 |  |  | 0.96 | Solar Inverter |  | OUTDOOR
SRP24824 | ENPHASE ENERGY | M215-60-2LL-S2X | 215 | 96 |  |  | 0.96 | Solar Inverter |  | OUTDOOR
SRP24825 | SMA AMERICA | SB3000US (208V) | 3000 | 2 |  |  | 0.96 | Solar Inverter |  | OUTDOOR
SRP24827 | ENPHASE ENERGY | M215-60-2LL-S2X | 215 | 8 |  |  | 0.96 | Solar Inverter |  | OUTDOOR
SRP24827 | ENPHASE ENERGY | M215-60-2LL-S2X | 215 | 28 |  |  | 0.96 | Solar Inverter |  | OUTDOOR
SRP24828 | ENPHASE ENERGY | M215-60-2LL-S2X | 215 | 36 |  |  | 0.96 | Solar Inverter |  | INDOOR
SRP24830 | ENPHASE ENERGY | M215-60-2LL-S2X | 215 | 33 |  |  | 0.96 | Solar Inverter |  | Outside
SRP24831 | ENPHASE ENERGY | M215-60-2LL-S2X | 215 | 80 |  |  | 0.96 | Solar Inverter |  | Inside
SRP24835 | POWER-ONE | PVI-3.6-OUTD-S-US (240 V) | 3600 | 1 |  |  | 0.96 | Solar Inverter |  | OUTDOOR
SRP24835 | POWER-ONE | PVI-4.2-OUTD-S-US (240 V) | 4200 | 1 |  |  | 0.96 | Solar Inverter |  | OUTDOOR
SRP24837 | SMA AMERICA | SB3000US (240V) | 3000 | 1 |  |  | 0.96 | Solar Inverter |  | Inside
SRP24837 | SMA AMERICA | SB3000US (240V) | 3000 | 2 |  |  | 0.96 | Solar Inverter |  | Inside
SRP24839 | ENPHASE ENERGY | M215-60-2LL-S2X | 215 | 11 |  |  | 0.96 | Solar Inverter |  | OUTDOOR
SRP24846 | ENPHASE ENERGY | M215-60-2LL-S2X | 215 | 5 |  |  | 0.96 | Solar Inverter |  | Outside
SRP24846 | ENPHASE ENERGY | M215-60-2LL-S2X | 215 | 32 |  |  | 0.96 | Solar Inverter |  | Outside
SRP24848 | ENPHASE ENERGY | M215-60-2LL-S2X-IG | 215 | 19 |  |  | 0.96 | Solar Inverter |  | OUTDOOR
SRP24852 | ENPHASE ENERGY | M215-60-2LL-S2X-IG-NA | 215 | 24 |  |  | 0.96 | Solar Inverter |  | OUTDOOR
SRP24852 | ENPHASE ENERGY | M215-60-2LL-S2X-IG-ZC | 215 | 12 |  |  | 0.96 | Solar Inverter |  | OUTDOOR
SRP24853 | ENPHASE ENERGY | M215-60-2LL-S2X-ZC | 215 | 26 |  |  | 0.96 | Solar Inverter |  | OUTDOOR
SRP24853 | ENPHASE ENERGY | M215-60-SIE-S2X-ZC | 215 | 24 |  |  | 0.96 | Solar Inverter |  | OUTDOOR
SRP24860 | ENPHASE ENERGY | M215-60-2LL-S2X-IG | 215 | 24 |  |  | 0.96 | Solar Inverter |  | OUTDOOR
SRP24861 | ENPHASE ENERGY | M215-60-2LL-S2X | 215 | 32 |  |  | 0.96 | Solar Inverter |  | OUTDOOR
SRP24862 | ENPHASE ENERGY | M215-60-2LL-S2X | 215 | 22 |  |  | 0.96 | Solar Inverter |  | OUTDOOR
SRP24863 | ENPHASE ENERGY | M215-60-2LL-S2X | 215 | 18 |  |  | 0.96 | Solar Inverter |  | Outside
SRP24864 | ENPHASE ENERGY | M215-60-2LL-S2X | 215 | 17 |  |  | 0.96 | Solar Inverter |  | INDOOR
SRP24865 | ENPHASE ENERGY | M215-60-2LL-S2X | 215 | 26 |  |  | 0.96 | Solar Inverter |  | OUTDOOR
SRP24866 | ENPHASE ENERGY | M215-60-2LL-S2X | 215 | 27 |  |  | 0.96 | Solar Inverter |  | OUTDOOR
SRP24867 | ENPHASE ENERGY | M215-60-2LL-S2X | 215 | 37 |  |  | 0.96 | Solar Inverter |  | INDOOR
SRP24868 | ENPHASE ENERGY | M215-60-2LL-S2X | 215 | 21 |  |  | 0.96 | Solar Inverter |  | OUTDOOR
SRP24874 | ENPHASE ENERGY | M215-60-2LL-S2X-ZC | 215 | 34 |  |  | 0.96 | Solar Inverter |  | OUTDOOR
SRP24877 | ENPHASE ENERGY | M215-60-2LL-S2X-ZC | 215 | 29 |  |  | 0.96 | Solar Inverter |  | OUTDOOR
SRP24880 | ENPHASE ENERGY | M215-60-2LL-S2X | 215 | 15 |  |  | 0.96 | Solar Inverter |  | OUTDOOR
SRP24880 | ENPHASE ENERGY | M215-60-2LL-S2X | 215 | 48 |  |  | 0.96 | Solar Inverter |  | OUTDOOR
SRP24884 | ENPHASE ENERGY | M215-60-2LL-S2X-ZC | 215 | 13 |  |  | 0.96 | Solar Inverter |  | OUTDOOR
SRP24884 | ENPHASE ENERGY | M215-60-2LL-S2X-ZC | 215 | 31 |  |  | 0.96 | Solar Inverter |  | OUTDOOR
SRP24886 | ENPHASE ENERGY | M215-60-2LL-S2X-ZC | 215 | 12 |  |  | 0.96 | Solar Inverter |  | OUTDOOR
SRP24886 | ENPHASE ENERGY | M215-60-SIE-S2X-ZC | 215 | 28 |  |  | 0.96 | Solar Inverter |  | OUTDOOR
SRP24887 | ENPHASE ENERGY | M215-60-2LL-S2X | 215 | 57 |  |  | 0.96 | Solar Inverter |  | INDOOR
SRP24889 | SMA AMERICA | SB8000US-12 (240V) | 8000 | 1 |  |  | 0.96 | Solar Inverter |  | INDOOR
SRP24896 | ENPHASE ENERGY | M215-60-2LL-S2X | 215 | 28 |  |  | 0.96 | Solar Inverter |  | INDOOR
SRP24907 | SMA AMERICA | SB7000TL-US-12 (240V) | 7000 | 1 |  |  | 0.96 | Solar Inverter |  | INDOOR
SRP24914 | POWER-ONE | PVI-3.0-OUTD-S-US (208 V) | 3000 | 1 |  |  | 0.96 | Solar Inverter |  | OUTDOOR
SRP24914 | POWER-ONE | PVI-4.2-OUTD-S-US (208 V) | 4200 | 1 |  |  | 0.96 | Solar Inverter |  | OUTDOOR
SRP24921 | POWER-ONE | PVI-3.6-OUTD-S-US (240 V) | 3600 | 1 |  |  | 0.96 | Solar Inverter |  | OUTDOOR
SRP24921 | POWER-ONE | PVI-3.6-OUTD-S-US (240 V) | 3600 | 1 |  |  | 0.96 | Solar Inverter |  | OUTDOOR
SRP24922 | POWER-ONE | PVI-3.0-OUTD-S-US (240 V) | 3600 | 1 |  |  | 0.96 | Solar Inverter |  | OUTDOOR
SRP24923 | POWER-ONE | PVI-4.2-OUTD-S-US (240 V) | 4200 | 1 |  |  | 0.96 | Solar Inverter |  | OUTDOOR
SRP24928 | POWER-ONE | PVI-4.2-OUTD-S-US (240 V) | 4200 | 1 |  |  | 0.96 | Solar Inverter |  | OUTDOOR
SRP24929 | ENPHASE ENERGY | M215-60-2LL-S2X | 215 | 33 |  |  | 0.96 | Solar Inverter |  | OUTDOOR
SRP24934 | ENPHASE ENERGY | M215-60-2LL-S2X | 215 | 55 |  |  | 0.96 | Solar Inverter |  | OUTDOOR
SRP24936 | ENPHASE ENERGY | M215-60-2LL-S2X | 215 | 42 |  |  | 0.96 | Solar Inverter |  | INDOOR
SRP24939 | ENPHASE ENERGY | M215-60-2LL-S2X | 215 | 20 |  |  | 0.96 | Solar Inverter |  | Inside
SRP24940 | ENPHASE ENERGY | M215-60-2LL-S2X-NA | 215 | 24 |  |  | 0.96 | Solar Inverter |  | INDOOR
SRP24943 | ENPHASE ENERGY | M215-60-2LL-S2X | 215 | 13 |  |  | 0.96 | Solar Inverter |  | INDOOR
SRP24943 | ENPHASE ENERGY | M215-60-2LL-S2X | 215 | 14 |  |  | 0.96 | Solar Inverter |  | INDOOR
SRP24943 | ENPHASE ENERGY | M215-60-2LL-S2X | 215 | 15 |  |  | 0.96 | Solar Inverter |  | INDOOR
SRP24943 | ENPHASE ENERGY | M215-60-2LL-S2X | 215 | 16 |  |  | 0.96 | Solar Inverter |  | INDOOR
SRP24944 | ENPHASE ENERGY | M215-60-2LL-S2X | 215 | 35 |  |  | 0.96 | Solar Inverter |  | OUTDOOR
SRP24945 | ENPHASE ENERGY | M215-60-2LL-S2X | 215 | 9 |  |  | 0.96 | Solar Inverter |  | Outside
SRP24945 | ENPHASE ENERGY | M215-60-2LL-S2X | 215 | 13 |  |  | 0.96 | Solar Inverter |  | Outside
SRP24945 | ENPHASE ENERGY | M215-60-2LL-S2X | 215 | 16 |  |  | 0.96 | Solar Inverter |  | Outside
SRP24945 | ENPHASE ENERGY | M215-60-2LL-S2X | 215 | 30 |  |  | 0.96 | Solar Inverter |  | Outside
SRP24946 | ENPHASE ENERGY | M215-60-2LL-S2X | 215 | 45 |  |  | 0.96 | Solar Inverter |  | Outside
SRP24947 | ENPHASE ENERGY | M215-60-2LL-S2X | 215 | 10 |  |  | 0.96 | Solar Inverter |  | Outside
SRP24947 | ENPHASE ENERGY | M215-60-2LL-S2X | 215 | 12 |  |  | 0.96 | Solar Inverter |  | Outside
SRP24948 | ENPHASE ENERGY | M215-60-2LL-S2X | 215 | 11 |  |  | 0.96 | Solar Inverter |  | Outside
SRP24948 | ENPHASE ENERGY | M215-60-2LL-S2X | 215 | 15 |  |  | 0.96 | Solar Inverter |  | Outside
SRP24964 | POWER-ONE | PVI-4.2-OUTD-S-US (208 V) | 4200 | 1 |  |  | 0.96 | Solar Inverter |  | Inside
SRP24969 | ENPHASE ENERGY | M215-60-2LL-S2X | 215 | 15 |  |  | 0.96 | Solar Inverter |  | OUTDOOR
SRP24972 | POWER-ONE | PVI-3.6-OUTD-S-US (240 V) | 3600 | 1 |  |  | 0.96 | Solar Inverter |  | OUTDOOR
SRP24980 | ENPHASE ENERGY | M215-60-2LL-S2X | 215 | 40 |  |  | 0.96 | Solar Inverter |  | Inside
SRP24983 | POWER-ONE | PVI-3.0-OUTD-S-US (240 V) | 3000 | 1 |  |  | 0.96 | Solar Inverter |  | OUTDOOR
SRP24987 | ENPHASE ENERGY | M215-60-2LL-S2X-IG | 215 | 44 |  |  | 0.96 | Solar Inverter |  | OUTDOOR
SRP24989 | SMA AMERICA | SB5000US (208V) | 5000 | 1 |  |  | 0.96 | Solar Inverter |  | OUTDOOR
SRP24992 | ENPHASE ENERGY | M215-60-2LL-S2X | 215 | 20 |  |  | 0.96 | Solar Inverter |  | Inside
SRP24994 | ENPHASE ENERGY | M215-60-2LL-S2X | 215 | 28 |  |  | 0.96 | Solar Inverter |  | Inside
SRP24996 | ENPHASE ENERGY | M215-60-2LL-S2X | 215 | 55 |  |  | 0.96 | Solar Inverter |  | Inside
SRP24997 | ENPHASE ENERGY | M215-60-2LL-S2X | 215 | 66 |  |  | 0.96 | Solar Inverter |  | OUTDOOR
SRP25005 | POWER-ONE | PVI-3.6-OUTD-S-US (240 V) | 3600 | 1 |  |  | 0.96 | Solar Inverter |  | Inside
SRP25018 | POWER-ONE | PVI-3.6-OUTD-S-US (240 V) | 3600 | 1 |  |  | 0.96 | Solar Inverter |  | OUTDOOR
SRP25022 | ENPHASE ENERGY | M215-60-2LL-S2X | 215 | 60 |  |  | 0.96 | Solar Inverter |  | OUTDOOR
SRP25027 | ENPHASE ENERGY | M215-60-2LL-S2X | 215 | 57 |  |  | 0.96 | Solar Inverter |  | OUTDOOR
SRP25028 | ENPHASE ENERGY | M215-60-2LL-S2X | 215 | 24 |  |  | 0.96 | Solar Inverter |  | OUTDOOR
SRP25030 | ENPHASE ENERGY | M215-60-2LL-S2X | 215 | 28 |  |  | 0.96 | Solar Inverter |  | OUTDOOR
SRP25033 | POWER-ONE | PVI-4.2-OUTD-S-US (240 V) | 4200 | 1 |  |  | 0.96 | Solar Inverter |  | OUTDOOR
SRP25041 | ENPHASE ENERGY | M215-60-2LL-S2X-ZC | 215 | 6 |  |  | 0.96 | Solar Inverter |  | OUTDOOR
SRP25041 | ENPHASE ENERGY | M215-60-2LL-S2X-ZC | 215 | 27 |  |  | 0.96 | Solar Inverter |  | OUTDOOR
SRP25043 | ENPHASE ENERGY | M215-60-2LL-S2X | 215 | 4 |  |  | 0.96 | Solar Inverter |  | OUTDOOR
SRP25043 | ENPHASE ENERGY | M215-60-2LL-S2X | 215 | 31 |  |  | 0.96 | Solar Inverter |  | OUTDOOR
SRP25050 | ENPHASE ENERGY | M215-60-2LL-S2X-ZC | 215 | 21 |  |  | 0.96 | Solar Inverter |  | OUTDOOR
SRP25059 | POWER-ONE | PVI-4.2-OUTD-S-US (208 V) | 4200 | 1 |  |  | 0.96 | Solar Inverter |  | OUTDOOR
SRP25060 | ENPHASE ENERGY | M215-60-2LL-S2X | 215 | 15 |  |  | 0.96 | Solar Inverter |  | OUTDOOR
SRP25060 | ENPHASE ENERGY | M215-60-2LL-S2X | 215 | 28 |  |  | 0.96 | Solar Inverter |  | OUTDOOR
SRP25064 | ENPHASE ENERGY | M215-60-2LL-S2X | 215 | 32 |  |  | 0.96 | Solar Inverter |  | OUTDOOR
SRP25064 | ENPHASE ENERGY | M215-60-2LL-S2X | 215 | 68 |  |  | 0.96 | Solar Inverter |  | OUTDOOR
SRP25065 | ENPHASE ENERGY | M215-60-2LL-S2X-ZC | 215 | 11 |  |  | 0.96 | Solar Inverter |  | OUTDOOR
SRP25065 | ENPHASE ENERGY | M215-60-2LL-S2X-ZC | 215 | 26 |  |  | 0.96 | Solar Inverter |  | OUTDOOR
SRP25069 | ENPHASE ENERGY | M215-60-2LL-S2X-ZC | 215 | 11 |  |  | 0.96 | Solar Inverter |  | OUTDOOR
SRP25069 | ENPHASE ENERGY | M215-60-2LL-S2X-ZC | 215 | 30 |  |  | 0.96 | Solar Inverter |  | OUTDOOR
SRP25070 | ENPHASE ENERGY | M215-60-2LL-S2X | 215 | 24 |  |  | 0.96 | Solar Inverter |  | OUTDOOR
SRP25074 | ENPHASE ENERGY | M215-60-2LL-S2X | 215 | 26 |  |  | 0.96 | Solar Inverter |  | OUTDOOR
SRP25076 | ENPHASE ENERGY | M215-60-2LL-S2X | 215 | 25 |  |  | 0.96 | Solar Inverter |  | OUTDOOR
SRP25085 | ENPHASE ENERGY | M215-60-2LL-S2X-ZC | 215 | 30 |  |  | 0.96 | Solar Inverter |  | OUTDOOR
SRP25089 | ENPHASE ENERGY | M215-60-2LL-S2X | 215 | 27 |  |  | 0.96 | Solar Inverter |  | OUTDOOR
SRP25090 | ENPHASE ENERGY | M215-60-2LL-S2X-ZC | 215 | 16 |  |  | 0.96 | Solar Inverter |  | OUTDOOR
SRP25090 | ENPHASE ENERGY | M215-60-2LL-S2X-ZC | 215 | 33 |  |  | 0.96 | Solar Inverter |  | OUTDOOR
SRP25092 | ENPHASE ENERGY | M215-60-2LL-S2X | 215 | 16 |  |  | 0.96 | Solar Inverter |  | OUTDOOR
SRP25092 | ENPHASE ENERGY | M215-60-2LL-S2X | 215 | 16 |  |  | 0.96 | Solar Inverter |  | OUTDOOR
SRP25092 | ENPHASE ENERGY | M215-60-2LL-S2X | 215 | 17 |  |  | 0.96 | Solar Inverter |  | OUTDOOR
SRP25096 | ENPHASE ENERGY | M215-60-2LL-S2X-ZC | 215 | 10 |  |  | 0.96 | Solar Inverter |  | OUTDOOR
SRP25096 | ENPHASE ENERGY | M215-60-2LL-S2X-ZC | 215 | 27 |  |  | 0.96 | Solar Inverter |  | OUTDOOR
SRP25099 | ENPHASE ENERGY | M215-60-2LL-S2X-IG-ZC | 215 | 30 |  |  | 0.96 | Solar Inverter |  | OUTDOOR
SRP25099 | ENPHASE ENERGY | M215-60-2LL-S2X-ZC | 215 | 19 |  |  | 0.96 | Solar Inverter |  | OUTDOOR
SRP25104 | ENPHASE ENERGY | M215-60-2LL-S2X | 215 | 12 |  |  | 0.96 | Solar Inverter |  | OUTDOOR
SRP25104 | ENPHASE ENERGY | M215-60-2LL-S2X | 215 | 34 |  |  | 0.96 | Solar Inverter |  | OUTDOOR
SRP25107 | ENPHASE ENERGY | M215-60-2LL-S2X-ZC | 215 | 12 |  |  | 0.96 | Solar Inverter |  | OUTDOOR
SRP25107 | ENPHASE ENERGY | M215-60-2LL-S2X-ZC | 215 | 30 |  |  | 0.96 | Solar Inverter |  | OUTDOOR
SRP25108 | ENPHASE ENERGY | M215-60-2LL-S2X-ZC | 215 | 33 |  |  | 0.96 | Solar Inverter |  | OUTDOOR
SRP25110 | ENPHASE ENERGY | M215-60-2LL-S2X | 215 | 35 |  |  | 0.96 | Solar Inverter |  | OUTDOOR
SRP25111 | ENPHASE ENERGY | M215-60-2LL-S2X | 215 | 22 |  |  | 0.96 | Solar Inverter |  | OUTDOOR
SRP25112 | ENPHASE ENERGY | M215-60-2LL-S2X | 215 | 60 |  |  | 0.96 | Solar Inverter |  | OUTDOOR
SRP25114 | ENPHASE ENERGY | M215-60-2LL-S2X | 215 | 53 |  |  | 0.96 | Solar Inverter |  | OUTDOOR
SRP25115 | ENPHASE ENERGY | M215-60-2LL-S2X | 215 | 32 |  |  | 0.96 | Solar Inverter |  | OUTDOOR
SRP25116 | ENPHASE ENERGY | M215-60-2LL-S2X | 215 | 36 |  |  | 0.96 | Solar Inverter |  | OUTDOOR
SRP25117 | ENPHASE ENERGY | M215-60-2LL-S2X | 215 | 43 |  |  | 0.96 | Solar Inverter |  | OUTDOOR
SRP25118 | ENPHASE ENERGY | M215-60-2LL-S2X | 215 | 37 |  |  | 0.96 | Solar Inverter |  | Inside
SRP25122 | ENPHASE ENERGY | M215-60-2LL-S2X | 215 | 23 |  |  | 0.96 | Solar Inverter |  | OUTDOOR
SRP25125 | POWER-ONE | PVI-3.0-OUTD-S-US (240 V) | 3000 | 1 |  |  | 0.96 | Solar Inverter |  | OUTDOOR
SRP25131 | ENPHASE ENERGY | M215-60-2LL-S2X-ZC | 215 | 12 |  |  | 0.96 | Solar Inverter |  | OUTDOOR
SRP25131 | ENPHASE ENERGY | M215-60-2LL-S2X-ZC | 215 | 24 |  |  | 0.96 | Solar Inverter |  | OUTDOOR
SRP25132 | ENPHASE ENERGY | M215-60-2LL-S2X-ZC | 215 | 25 |  |  | 0.96 | Solar Inverter |  | OUTDOOR
SRP25133 | ENPHASE ENERGY | M215-60-2LL-S2X | 215 | 32 |  |  | 0.96 | Solar Inverter |  | OUTDOOR
SRP25138 | SMA AMERICA | SB8000TL-US-12 (208V) | 7600 | 1 |  |  | 0.96 | Solar Inverter |  | INDOOR
SRP25143 | ENPHASE ENERGY | M215-60-2LL-S2X | 215 | 24 |  |  | 0.96 | Solar Inverter |  | OUTDOOR
SRP25147 | ENPHASE ENERGY | M215-60-2LL-S2X | 215 | 96 |  |  | 0.96 | Solar Inverter |  | OUTDOOR
SRP25150 | ENPHASE ENERGY | M215-60-2LL-S2X | 215 | 30 |  |  | 0.96 | Solar Inverter |  | INDOOR
SRP25151 | ENPHASE ENERGY | M215-60-2LL-S2X | 215 | 33 |  |  | 0.96 | Solar Inverter |  | INDOOR
SRP25153 | ENPHASE ENERGY | M215-60-2LL-S2X | 215 | 5 |  |  | 0.96 | Solar Inverter |  | Inside
SRP25153 | ENPHASE ENERGY | M215-60-2LL-S2X | 215 | 10 |  |  | 0.96 | Solar Inverter |  | Inside
SRP25153 | ENPHASE ENERGY | M215-60-2LL-S2X | 215 | 28 |  |  | 0.96 | Solar Inverter |  | OUTDOOR
SRP25153 | ENPHASE ENERGY | M215-60-2LL-S2X | 215 | 32 |  |  | 0.96 | Solar Inverter |  | OUTDOOR
SRP25156 | ENPHASE ENERGY | M215-60-2LL-S2X | 215 | 12 |  |  | 0.96 | Solar Inverter |  | Inside
SRP25156 | ENPHASE ENERGY | M215-60-2LL-S2X | 215 | 16 |  |  | 0.96 | Solar Inverter |  | Inside
SRP25164 | POWER-ONE | PVI-3.0-OUTD-S-US (240 V) | 3000 | 1 |  |  | 0.96 | Solar Inverter |  | OUTDOOR
SRP25167 | POWER-ONE | PVI-3.6-OUTD-S-US (240 V) | 3600 | 1 |  |  | 0.96 | Solar Inverter |  | Inside
SRP25177 | ENPHASE ENERGY | M215-60-2LL-S2X | 215 | 32 |  |  | 0.96 | Solar Inverter |  | OUTDOOR
SRP25181 | ENPHASE ENERGY | M215-60-2LL-S2X | 215 | 45 |  |  | 0.96 | Solar Inverter |  | INDOOR
SRP25193 | ENPHASE ENERGY | M215-60-2LL-S2X | 215 | 34 |  |  | 0.96 | Solar Inverter |  | OUTDOOR
SRP25198 | ENPHASE ENERGY | M215-60-2LL-S2X-ZC | 215 | 31 |  |  | 0.96 | Solar Inverter |  | OUTDOOR
SRP25207 | SMA AMERICA | SB3000US (240V) | 3000 | 1 |  |  | 0.96 | Solar Inverter |  | Inside
SRP25207 | SMA AMERICA | SB4000US (240V) | 4000 | 1 |  |  | 0.96 | Solar Inverter |  | Inside
SRP25212 | ENPHASE ENERGY | M215-60-2LL-S2X | 215 | 13 |  |  | 0.96 | Solar Inverter |  | OUTDOOR
SRP25212 | ENPHASE ENERGY | M215-60-2LL-S2X | 215 | 14 |  |  | 0.96 | Solar Inverter |  | OUTDOOR
SRP25215 | ENPHASE ENERGY | M215-60-2LL-S2X | 215 | 28 |  |  | 0.96 | Solar Inverter |  | OUTDOOR
SRP25217 | ENPHASE ENERGY | M215-60-2LL-S2X | 215 | 30 |  |  | 0.96 | Solar Inverter |  | OUTDOOR
SRP25219 | ENPHASE ENERGY | M215-60-2LL-S2X | 215 | 42 |  |  | 0.96 | Solar Inverter |  | OUTDOOR
SRP25220 | ENPHASE ENERGY | M215-60-2LL-S2X | 215 | 10 |  |  | 0.96 | Solar Inverter |  | INDOOR
SRP25220 | ENPHASE ENERGY | M215-60-2LL-S2X | 215 | 28 |  |  | 0.96 | Solar Inverter |  | INDOOR
SRP25221 | ENPHASE ENERGY | M215-60-2LL-S2X | 215 | 7 |  |  | 0.96 | Solar Inverter |  | Inside
SRP25221 | ENPHASE ENERGY | M215-60-2LL-S2X | 215 | 17 |  |  | 0.96 | Solar Inverter |  | Inside
SRP25222 | ENPHASE ENERGY | M215-60-2LL-S2X | 215 | 10 |  |  | 0.96 | Solar Inverter |  | INDOOR
SRP25222 | ENPHASE ENERGY | M215-60-2LL-S2X | 215 | 22 |  |  | 0.96 | Solar Inverter |  | INDOOR
SRP25223 | SMA AMERICA | SB5000US (240V) | 5000 | 1 |  |  | 0.96 | Solar Inverter |  | Outside
SRP25224 | ENPHASE ENERGY | M215-60-2LL-S2X | 215 | 37 |  |  | 0.96 | Solar Inverter |  | OUTDOOR
SRP25225 | ENPHASE ENERGY | M215-60-2LL-S2X | 215 | 50 |  |  | 0.96 | Solar Inverter |  | INDOOR
SRP25227 | SMA AMERICA | SB3000US (240V) | 3000 | 1 |  |  | 0.96 | Solar Inverter |  | Inside
SRP25227 | SMA AMERICA | SB4000US (240V) | 4000 | 1 |  |  | 0.96 | Solar Inverter |  | Inside
SRP25229 | SMA AMERICA | SB4000US (240V) | 4000 | 1 |  |  | 0.96 | Solar Inverter |  | OUTDOOR
SRP25236 | ENPHASE ENERGY | M215-60-2LL-S2X | 215 | 24 |  |  | 0.96 | Solar Inverter |  | OUTDOOR
SRP25242 | ENPHASE ENERGY | M215-60-2LL-S2X | 215 | 44 |  |  | 0.96 | Solar Inverter |  | OUTDOOR
SRP25255 | ENPHASE ENERGY | M215-60-2LL-S2X | 215 | 17 |  |  | 0.96 | Solar Inverter |  | OUTDOOR
SRP25273 | POWER-ONE | PVI-3.0-OUTD-S-US (240 V) | 3000 | 1 |  |  | 0.96 | Solar Inverter |  | Inside
SRP25273 | POWER-ONE | PVI-4.2-OUTD-S-US (240 V) | 4200 | 1 |  |  | 0.96 | Solar Inverter |  | Inside
SRP25292 | ENPHASE ENERGY | M215-60-2LL-S2X | 215 | 28 |  |  | 0.96 | Solar Inverter |  | OUTDOOR
SRP25296 | ENPHASE ENERGY | M215-60-2LL-S2X | 215 | 50 |  |  | 0.96 | Solar Inverter |  | INDOOR
SRP25305 | ENPHASE ENERGY | M215-60-2LL-S2X | 215 | 36 |  |  | 0.96 | Solar Inverter |  | OUTDOOR
SRP25307 | ENPHASE ENERGY | M215-60-2LL-S2X | 215 | 27 |  |  | 0.96 | Solar Inverter |  | OUTDOOR
SRP25308 | SOLAREDGE TECHNOLOGIES | SE6000 (208V) W/ -ER-US OR A-US | 6000 | 1 |  |  | 0.96 | Solar Inverter |  | OUTDOOR
SRP25312 | ENPHASE ENERGY | M215-60-2LL-S2X | 215 | 37 |  |  | 0.96 | Solar Inverter |  | OUTDOOR
SRP25314 | ENPHASE ENERGY | M215-60-2LL-S2X | 215 | 28 |  |  | 0.96 | Solar Inverter |  | INDOOR
SRP25319 | ENPHASE ENERGY | M215-60-2LL-S2X | 215 | 47 |  |  | 0.96 | Solar Inverter |  | INDOOR
SRP25329 | ADVANCED ENERGY INDUSTRIES | AE 50TX-208 | 50000 | 1 |  |  | 0.96 | Solar Inverter |  | OUTDOOR
SRP25337 | ENPHASE ENERGY | M215-60-SIE-S2X-ZC-NA | 215 | 31 |  |  | 0.96 | Solar Inverter |  | OUTDOOR
SRP25356 | POWER-ONE | PVI-4.2-OUTD-S-US (240 V) | 4200 | 1 |  |  | 0.96 | Solar Inverter |  | OUTDOOR
SRP25358 | FRONIUS USA |  | 5000 | 1 |  |  | 0.96 | Solar Inverter |  | OUTDOOR
SRP25361 | ENPHASE ENERGY | M215-60-2LL-S2X | 215 | 11 |  |  | 0.96 | Solar Inverter |  | OUTDOOR
SRP25361 | ENPHASE ENERGY | M215-60-2LL-S2X | 215 | 17 |  |  | 0.96 | Solar Inverter |  | OUTDOOR
SRP25361 | ENPHASE ENERGY | M215-60-SIE-S2X-ZC-NA | 215 | 10 |  |  | 0.96 | Solar Inverter |  | OUTDOOR
SRP25364 | ENPHASE ENERGY | M215-60-2LL-S2X | 215 | 13 |  |  | 0.96 | Solar Inverter |  | OUTDOOR
SRP25364 | ENPHASE ENERGY | M215-60-2LL-S2X | 215 | 15 |  |  | 0.96 | Solar Inverter |  | OUTDOOR
SRP25364 | ENPHASE ENERGY | M215-60-2LL-S2X | 215 | 32 |  |  | 0.96 | Solar Inverter |  | OUTDOOR
SRP25366 | ENPHASE ENERGY | M215-60-2LL-S2X | 215 | 8 |  |  | 0.96 | Solar Inverter |  | Outside
SRP25366 | ENPHASE ENERGY | M215-60-2LL-S2X | 215 | 13 |  |  | 0.96 | Solar Inverter |  | Outside
SRP25366 | ENPHASE ENERGY | M215-60-2LL-S2X | 215 | 20 |  |  | 0.96 | Solar Inverter |  | Outside
SRP25372 | ENPHASE ENERGY | M215-60-2LL-S2X | 215 | 24 |  |  | 0.96 | Solar Inverter |  | OUTDOOR
SRP25373 | ENPHASE ENERGY | M215-60-2LL-S2X | 215 | 9 |  |  | 0.96 | Solar Inverter |  | Outside
SRP25373 | ENPHASE ENERGY | M215-60-2LL-S2X | 215 | 11 |  |  | 0.96 | Solar Inverter |  | Outside
SRP25373 | ENPHASE ENERGY | M215-60-2LL-S2X | 215 | 12 |  |  | 0.96 | Solar Inverter |  | Outside
SRP25373 | ENPHASE ENERGY | M215-60-2LL-S2X | 215 | 13 |  |  | 0.96 | Solar Inverter |  | Outside
SRP25382 | SMA AMERICA | SB4000US (208V) | 4000 | 1 |  |  | 0.96 | Solar Inverter |  | Inside
SRP25382 | SMA AMERICA | SB4000US (240V) | 4000 | 1 |  |  | 0.96 | Solar Inverter |  | Inside
SRP25383 | ENPHASE ENERGY | M215-60-2LL-S2X | 215 | 9 |  |  | 0.96 | Solar Inverter |  | Outside
SRP25383 | ENPHASE ENERGY | M215-60-2LL-S2X | 215 | 11 |  |  | 0.96 | Solar Inverter |  | Outside
SRP25393 | POWER-ONE | PVI-3.6-OUTD-S-US (240 V) | 3600 | 1 |  |  | 0.96 | Solar Inverter |  | Inside
SRP25396 | POWER-ONE | PVI-3.0-OUTD-S-US (240 V) | 3000 | 1 |  |  | 0.96 | Solar Inverter |  | Inside
SRP25398 | POWER-ONE | PVI-4.2-OUTD-S-US (240 V) | 4200 | 1 |  |  | 0.96 | Solar Inverter |  | OUTDOOR
SRP25418 | ENPHASE ENERGY | M215-60-2LL-S2X | 215 | 14 |  |  | 0.96 | Solar Inverter |  | INDOOR
SRP25418 | ENPHASE ENERGY | M215-60-2LL-S2X | 215 | 15 |  |  | 0.96 | Solar Inverter |  | INDOOR
SRP25418 | ENPHASE ENERGY | M215-60-2LL-S2X | 215 | 16 |  |  | 0.96 | Solar Inverter |  | INDOOR
SRP25421 | ENPHASE ENERGY | M215-60-2LL-S2X | 215 | 10 |  |  | 0.96 | Solar Inverter |  | Outside
SRP25421 | ENPHASE ENERGY | M215-60-2LL-S2X | 215 | 26 |  |  | 0.96 | Solar Inverter |  | Outside
SRP25422 | ENPHASE ENERGY | M215-60-2LL-S2X | 215 | 23 |  |  | 0.96 | Solar Inverter |  | Outside
SRP25428 | ENPHASE ENERGY | M215-60-2LL-S2X | 215 | 21 |  |  | 0.96 | Solar Inverter |  | OUTDOOR
SRP25429 | ENPHASE ENERGY | M215-60-2LL-S2X | 215 | 39 |  |  | 0.96 | Solar Inverter |  | OUTDOOR
SRP25433 | ENPHASE ENERGY | M215-60-2LL-S2X | 215 | 52 |  |  | 0.96 | Solar Inverter |  | OUTDOOR
SRP25439 | ENPHASE ENERGY | M215-60-2LL-S2X-ZC | 215 | 27 |  |  | 0.96 | Solar Inverter |  | OUTDOOR
SRP25441 | ENPHASE ENERGY | M215-60-2LL-S2X-ZC | 215 | 27 |  |  | 0.96 | Solar Inverter |  | OUTDOOR
SRP25450 | ENPHASE ENERGY | M215-60-2LL-S2X | 215 | 37 |  |  | 0.96 | Solar Inverter |  | OUTDOOR
SRP25451 | ENPHASE ENERGY | M215-60-2LL-S2X | 215 | 16 |  |  | 0.96 | Solar Inverter |  | OUTDOOR
SRP25459 | POWER-ONE | PVI-3.0-OUTD-S-US (240 V) | 3000 | 1 |  |  | 0.96 | Solar Inverter |  | OUTDOOR
SRP25466 | ENPHASE ENERGY | M215-60-2LL-S2X | 215 | 26 |  |  | 0.96 | Solar Inverter |  | OUTDOOR
SRP25466 | ENPHASE ENERGY | M215-60-2LL-S2X | 215 | 27 |  |  | 0.96 | Solar Inverter |  | OUTDOOR
SRP25473 | ENPHASE ENERGY | M215-60-2LL-S2X | 215 | 54 |  |  | 0.96 | Solar Inverter |  | INDOOR
SRP25482 | ENPHASE ENERGY | M215-60-2LL-S2X-ZC | 215 | 22 |  |  | 0.96 | Solar Inverter |  | OUTDOOR
SRP25485 | ENPHASE ENERGY | M215-60-2LL-S2X | 215 | 31 |  |  | 0.96 | Solar Inverter |  | OUTDOOR
SRP25487 | ENPHASE ENERGY | M215-60-2LL-S2X | 215 | 31 |  |  | 0.96 | Solar Inverter |  | OUTDOOR
SRP25488 | ENPHASE ENERGY | M215-60-2LL-S2X | 215 | 48 |  |  | 0.96 | Solar Inverter |  | INDOOR
SRP25489 | POWER-ONE | PVI-3.0-OUTD-S-US (240 V) | 3000 | 1 |  |  | 0.96 | Solar Inverter |  | OUTDOOR
SRP25498 | ENPHASE ENERGY | M215-60-2LL-S2X | 215 | 16 |  |  | 0.96 | Solar Inverter |  | OUTDOOR
SRP25501 | POWER-ONE | PVI-3.0-OUTD-S-US (240 V) | 3000 | 1 |  |  | 0.96 | Solar Inverter |  | Inside
SRP25505 | POWER-ONE | PVI-3.0-OUTD-S-US (240 V) | 3000 | 1 |  |  | 0.96 | Solar Inverter |  | Inside
SRP25510 | ENPHASE ENERGY | M215-60-2LL-S2X-ZC | 215 | 20 |  |  | 0.96 | Solar Inverter |  | OUTDOOR
SRP25513 | ENPHASE ENERGY | M215-60-2LL-S2X-ZC | 215 | 43 |  |  | 0.96 | Solar Inverter |  | OUTDOOR
SRP25514 | ENPHASE ENERGY | M215-60-2LL-S2X | 215 | 19 |  |  | 0.96 | Solar Inverter |  | OUTDOOR
SRP25515 | ENPHASE ENERGY | M215-60-2LL-S2X | 215 | 37 |  |  | 0.96 | Solar Inverter |  | Outside
SRP25516 | ENPHASE ENERGY | M215-60-2LL-S2X | 215 | 29 |  |  | 0.96 | Solar Inverter |  | INDOOR
SRP25519 | ENPHASE ENERGY | M215-60-2LL-S2X | 215 | 55 |  |  | 0.96 | Solar Inverter |  | Outside
SRP25523 | ENPHASE ENERGY | M215-60-2LL-S2X | 215 | 20 |  |  | 0.96 | Solar Inverter |  | INDOOR
SRP25526 | POWER-ONE | PVI-3.6-OUTD-S-US (240 V) | 3600 | 1 |  |  | 0.96 | Solar Inverter |  | OUTDOOR
SRP25528 | ENPHASE ENERGY | M215-60-2LL-S2X-IG | 215 | 28 |  |  | 0.96 | Solar Inverter |  | OUTDOOR
SRP25529 | POWER-ONE | PVI-3.6-OUTD-S-US (240 V) | 3600 | 1 |  |  | 0.96 | Solar Inverter |  | Inside
SRP25530 | ENPHASE ENERGY | M215-60-2LL-S2X | 215 | 13 |  |  | 0.96 | Solar Inverter |  | OUTDOOR
SRP25535 | ENPHASE ENERGY | M215-60-2LL-S2X | 215 | 15 |  |  | 0.96 | Solar Inverter |  | OUTDOOR
SRP25536 | ENPHASE ENERGY | M215-60-2LL-S2X | 215 | 21 |  |  | 0.96 | Solar Inverter |  | INDOOR
SRP25538 | ENPHASE ENERGY | M215-60-2LL-S2X | 215 | 57 |  |  | 0.96 | Solar Inverter |  | OUTDOOR
SRP25542 | ENPHASE ENERGY | M215-60-2LL-S2X | 215 | 33 |  |  | 0.96 | Solar Inverter |  | INDOOR
SRP25543 | POWER-ONE | PVI-3.0-OUTD-S-US (277 V) | 3000 | 1 |  |  | 0.96 | Solar Inverter |  | OUTDOOR
SRP25543 | POWER-ONE | PVI-3.6-OUTD-S-US (208 V) | 3600 | 1 |  |  | 0.96 | Solar Inverter |  | OUTDOOR
SRP25550 | ENPHASE ENERGY | M215-60-2LL-S2X | 215 | 19 |  |  | 0.96 | Solar Inverter |  | OUTDOOR
SRP25554 | ENPHASE ENERGY | M215-60-2LL-S2X | 215 | 27 |  |  | 0.96 | Solar Inverter |  | OUTDOOR
SRP25555 | PV POWERED | PVP50KW-480 | 500000 | 1 |  |  | 0.96 | Solar Inverter |  | INDOOR
SRP25559 | ENPHASE ENERGY | M215-60-2LL-S2X | 215 | 18 |  |  | 0.96 | Solar Inverter |  | OUTDOOR
SRP25560 | ENPHASE ENERGY | M215-60-2LL-S2X | 215 | 27 |  |  | 0.96 | Solar Inverter |  | OUTDOOR
SRP25562 | ENPHASE ENERGY | M215-60-2LL-S2X | 215 | 26 |  |  | 0.96 | Solar Inverter |  | OUTDOOR
SRP25563 | ENPHASE ENERGY | M215-60-2LL-S2X | 215 | 34 |  |  | 0.96 | Solar Inverter |  | OUTDOOR
SRP25578 | ENPHASE ENERGY | M215-60-2LL-S2X | 215 | 42 |  |  | 0.96 | Solar Inverter |  | OUTDOOR
SRP25579 | ENPHASE ENERGY | M215-60-2LL-S2X | 215 | 30 |  |  | 0.96 | Solar Inverter |  | OUTDOOR
SRP25580 | SMA AMERICA | SB2000HFUS-30 (240V) | 2000 | 1 |  |  | 0.96 | Solar Inverter |  | OUTDOOR
SRP25580 | SMA AMERICA | SB2500HFUS-30 (240V) | 2500 | 1 |  |  | 0.96 | Solar Inverter |  | OUTDOOR
SRP25581 | ENPHASE ENERGY | M215-60-2LL-S2X | 215 | 18 |  |  | 0.96 | Solar Inverter |  | INDOOR
SRP25581 | ENPHASE ENERGY | M215-60-2LL-S2X | 215 | 38 |  |  | 0.96 | Solar Inverter |  | INDOOR
SRP25582 | SMA AMERICA | SB2000HFUS-30 (240V) | 2000 | 1 |  |  | 0.96 | Solar Inverter |  | OUTDOOR
SRP25582 | SMA AMERICA | SB2500HFUS-30 (240V) | 2500 | 1 |  |  | 0.96 | Solar Inverter |  | OUTDOOR
SRP25583 | SMA AMERICA | SB2000HFUS-30 (240V) | 2000 | 1 |  |  | 0.96 | Solar Inverter |  | OUTDOOR
SRP25583 | SMA AMERICA | SB3000HFUS-30 (240V) | 3000 | 1 |  |  | 0.96 | Solar Inverter |  | OUTDOOR
SRP25584 | ENPHASE ENERGY | M215-60-2LL-S2X | 215 | 20 |  |  | 0.96 | Solar Inverter |  | INDOOR
SRP25585 | ENPHASE ENERGY | M215-60-2LL-S2X | 215 | 24 |  |  | 0.96 | Solar Inverter |  | INDOOR
SRP25586 | ENPHASE ENERGY | M215-60-2LL-S2X | 215 | 18 |  |  | 0.96 | Solar Inverter |  | OUTDOOR
SRP25588 | ENPHASE ENERGY | M215-60-2LL-S2X | 215 | 7 |  |  | 0.96 | Solar Inverter |  | Outside
SRP25588 | ENPHASE ENERGY | M215-60-2LL-S2X | 215 | 39 |  |  | 0.96 | Solar Inverter |  | Outside
SRP25589 | ENPHASE ENERGY | M215-60-2LL-S2X | 215 | 12 |  |  | 0.96 | Solar Inverter |  | OUTDOOR
SRP25589 | ENPHASE ENERGY | M215-60-2LL-S2X | 215 | 13 |  |  | 0.96 | Solar Inverter |  | OUTDOOR
SRP25589 | ENPHASE ENERGY | M215-60-2LL-S2X | 215 | 14 |  |  | 0.96 | Solar Inverter |  | Outside
SRP25589 | ENPHASE ENERGY | M215-60-2LL-S2X | 215 | 15 |  |  | 0.96 | Solar Inverter |  | OUTDOOR
SRP25596 | POWER-ONE | PVI-3.6-OUTD-S-US (240 V) | 3000 | 1 |  |  | 0.96 | Solar Inverter |  | OUTDOOR
SRP25597 | POWER-ONE | PVI-3.0-OUTD-S-US (240 V) | 3000 | 1 |  |  | 0.96 | Solar Inverter |  | OUTDOOR
SRP25624 | ENPHASE ENERGY | M215-60-2LL-S2X | 215 | 40 |  |  | 0.96 | Solar Inverter |  | Outside
SRP25630 | ENPHASE ENERGY | M215-60-2LL-S2X | 215 | 29 |  |  | 0.96 | Solar Inverter |  | INDOOR
SRP25637 | POWER-ONE | PVI-3.0-OUTD-S-US (240 V) | 3000 | 1 |  |  | 0.96 | Solar Inverter |  | OUTDOOR
SRP25637 | POWER-ONE | PVI-3600-OUTD-US-F (208V) | 3600 | 1 |  |  | 0.96 | Solar Inverter |  | OUTDOOR
SRP25671 | ENPHASE ENERGY | M215-60-2LL-S2X | 215 | 84 |  |  | 0.96 | Solar Inverter |  | OUTDOOR
SRP25676 | ENPHASE ENERGY | M210-84-240-SXX (-NA) | 210 | 45 |  |  | 0.96 | Solar Inverter |  | OUTDOOR
SRP25691 | ENPHASE ENERGY | M215-60-2LL-S2X | 215 | 44 |  |  | 0.96 | Solar Inverter |  | OUTDOOR
SRP25699 | ENPHASE ENERGY | M215-60-2LL-S2X | 215 | 22 |  |  | 0.96 | Solar Inverter |  | Inside
SRP25700 | ENPHASE ENERGY | M215-60-2LL-S2X | 215 | 24 |  |  | 0.96 | Solar Inverter |  | INDOOR
SRP25701 | ENPHASE ENERGY | M215-60-2LL-S2X | 215 | 26 |  |  | 0.96 | Solar Inverter |  | INDOOR
SRP25715 | SMA AMERICA | SB8000US (240V) | 8000 | 1 |  |  | 0.96 | Solar Inverter |  | OUTDOOR
SRP25719 | POWER-ONE | PVI-4.2-OUTD-S-US (240 V) | 4200 | 1 |  |  | 0.96 | Solar Inverter |  | OUTDOOR
SRP25727 | ENPHASE ENERGY | M215-60-2LL-S2X | 215 | 13 |  |  | 0.96 | Solar Inverter |  | OUTDOOR
SRP25734 | ENPHASE ENERGY | M215-60-2LL-S2X | 215 | 48 |  |  | 0.96 | Solar Inverter |  | OUTDOOR
SRP25741 | SMA AMERICA | SB3000US (240V) | 3000 | 1 |  |  | 0.96 | Solar Inverter |  | INDOOR
SRP25741 | SMA AMERICA | SB5000US (240V) | 5000 | 1 |  |  | 0.96 | Solar Inverter |  | INDOOR
SRP25742 | ENPHASE ENERGY | M215-60-2LL-S2X | 215 | 36 |  |  | 0.96 | Solar Inverter |  | INDOOR
SRP25743 | ENPHASE ENERGY | M215-60-2LL-S2X | 215 | 42 |  |  | 0.96 | Solar Inverter |  | OUTDOOR
SRP25757 | SMA AMERICA | SB8000US-12 (240V) | 7600 | 1 |  |  | 0.96 | Solar Inverter |  | OUTDOOR
SRP25762 | POWER-ONE | PVI-4.2-OUTD-S-US (240 V) | 4200 | 1 |  |  | 0.96 | Solar Inverter |  | OUTDOOR
SRP25766 | POWER-ONE | PVI-3.0-OUTD-S-US (240 V) | 3000 | 1 |  |  | 0.96 | Solar Inverter |  | OUTDOOR
SRP25767 | SMA AMERICA | SB3000HFUS-30 (240V) | 3000 | 2 |  |  | 0.96 | Solar Inverter |  | INDOOR
SRP25782 | POWER-ONE | PVI-3.6-OUTD-S-US (208 V) | 3600 | 1 |  |  | 0.96 | Solar Inverter |  | OUTDOOR
SRP25791 | ENPHASE ENERGY | M215-60-2LL-S2X | 215 | 8 |  |  | 0.96 | Solar Inverter |  | Outside
SRP25791 | ENPHASE ENERGY | M215-60-2LL-S2X | 215 | 14 |  |  | 0.96 | Solar Inverter |  | Outside
SRP25791 | ENPHASE ENERGY | M215-60-2LL-S2X-IG | 215 | 6 |  |  | 0.96 | Solar Inverter |  | Outside
SRP25791 | ENPHASE ENERGY | M215-60-2LL-S2X-IG | 215 | 13 |  |  | 0.96 | Solar Inverter |  | Outside
SRP25792 | ENPHASE ENERGY | M215-60-2LL-S2X-IG | 215 | 30 |  |  | 0.96 | Solar Inverter |  | OUTDOOR
SRP25793 | ENPHASE ENERGY | M215-60-2LL-S2X-IG | 215 | 32 |  |  | 0.96 | Solar Inverter |  | OUTDOOR
SRP25801 | ENPHASE ENERGY | M215-60-2LL-S2X | 215 | 36 |  |  | 0.96 | Solar Inverter |  | INDOOR
SRP25802 | ENPHASE ENERGY | M215-60-2LL-S2X | 215 | 26 |  |  | 0.96 | Solar Inverter |  | Outside
SRP25805 | ENPHASE ENERGY | M215-60-2LL-S2X-IG | 215 | 40 |  |  | 0.96 | Solar Inverter |  | OUTDOOR
SRP25806 | POWER-ONE | PVI-3.0-OUTD-S-US (208 V) | 3000 | 1 |  |  | 0.96 | Solar Inverter |  | Inside
SRP25806 | POWER-ONE | PVI-3.0-OUTD-S-US (208 V) | 3000 | 1 |  |  | 0.96 | Solar Inverter |  | Inside
SRP25811 | ENPHASE ENERGY | M215-60-2LL-S2X | 215 | 26 |  |  | 0.96 | Solar Inverter |  | OUTDOOR
SRP25818 | SMA AMERICA | SB4000US (208V) | 4000 | 1 |  |  | 0.96 | Solar Inverter |  | OUTDOOR
SRP25818 | SMA AMERICA | SB4000US (208V) | 4000 | 1 |  |  | 0.96 | Solar Inverter |  | OUTDOOR
SRP25822 | ENPHASE ENERGY | M215-60-2LL-S2X | 215 | 36 |  |  | 0.96 | Solar Inverter |  | OUTDOOR
SRP25832 | POWER-ONE | PVI-4.2-OUTD-S-US (240 V) | 4200 | 1 |  |  | 0.96 | Solar Inverter |  | Inside
SRP25853 | POWER-ONE | PVI-3.0-OUTD-S-US (277 V) | 3000 | 1 |  |  | 0.96 | Solar Inverter |  | OUTDOOR
SRP25860 | ENPHASE ENERGY | M215-60-2LL-S2X-IG | 215 | 23 |  |  | 0.96 | Solar Inverter |  | OUTDOOR
SRP25861 | ENPHASE ENERGY | M215-60-2LL-S2X | 215 | 35 |  |  | 0.96 | Solar Inverter |  | INDOOR
SRP25868 | ENPHASE ENERGY | M215-60-SIE-S2X | 250 | 42 |  |  | 0.96 | Solar Inverter |  | OUTDOOR
SRP25872 | ENPHASE ENERGY | M215-60-2LL-S2X | 215 | 22 |  |  | 0.96 | Solar Inverter |  | OUTDOOR
SRP25884 | ENPHASE ENERGY | M215-60-2LL-S2X | 215 | 31 |  |  | 0.96 | Solar Inverter |  | OUTDOOR
SRP25900 | ENPHASE ENERGY | M215-60-2LL-S2X | 215 | 9 |  |  | 0.96 | Solar Inverter |  | OUTDOOR
SRP25900 | ENPHASE ENERGY | M215-60-2LL-S2X | 215 | 32 |  |  | 0.96 | Solar Inverter |  | OUTDOOR
SRP25904 | ENPHASE ENERGY | M215-60-2LL-S2X | 215 | 18 |  |  | 0.96 | Solar Inverter |  | OUTDOOR
SRP25907 | ENPHASE ENERGY | M215-60-2LL-S2X | 215 | 18 |  |  | 0.96 | Solar Inverter |  | OUTDOOR
SRP25911 | ENPHASE ENERGY | M215-60-2LL-S2X | 215 | 24 |  |  | 0.96 | Solar Inverter |  | OUTDOOR
SRP25923 | ENPHASE ENERGY | M215-60-2LL-S2X | 215 | 60 |  |  | 0.96 | Solar Inverter |  | OUTDOOR
SRP25930 | ENPHASE ENERGY | M215-60-2LL-S2X | 215 | 34 |  |  | 0.96 | Solar Inverter |  | OUTDOOR
SRP25932 | ENPHASE ENERGY | M215-60-2LL-S2X | 215 | 42 |  |  | 0.96 | Solar Inverter |  | INDOOR
SRP25940 | ENPHASE ENERGY | M215-60-2LL-S2X | 215 | 30 |  |  | 0.96 | Solar Inverter |  | OUTDOOR
SRP25976 | POWER-ONE | PVI-4.2-OUTD-S-US (240 V) | 4200 | 1 |  |  | 0.96 | Solar Inverter |  | OUTDOOR
SRP25977 | POWER-ONE | PVI-4.2-OUTD-S-US (240 V) | 4200 | 1 |  |  | 0.96 | Solar Inverter |  | Inside
SRP25978 | POWER-ONE | PVI-3.6-OUTD-S-US (240 V) | 3600 | 1 |  |  | 0.96 | Solar Inverter |  | OUTDOOR
SRP25978 | POWER-ONE | PVI-4.2-OUTD-S-US (240 V) | 4200 | 1 |  |  | 0.96 | Solar Inverter |  | OUTDOOR
SRP25979 | ENPHASE ENERGY | M215-60-2LL-S2X | 215 | 45 |  |  | 0.96 | Solar Inverter |  | OUTDOOR
SRP25994 | POWER-ONE | PVI-3.6-OUTD-S-US (240 V) | 3600 | 1 |  |  | 0.96 | Solar Inverter |  | OUTDOOR
SRP26005 | ENPHASE ENERGY | M215-60-2LL-S2X | 215 | 12 |  |  | 0.96 | Solar Inverter |  | OUTDOOR
SRP26005 | ENPHASE ENERGY | M215-60-2LL-S2X | 215 | 13 |  |  | 0.96 | Solar Inverter |  | OUTDOOR
SRP26013 | ENPHASE ENERGY | M215-60-2LL-S2X-IG | 215 | 46 |  |  | 0.96 | Solar Inverter |  | OUTDOOR
SRP26022 | ENPHASE ENERGY | M215-60-2LL-S2X | 215 | 10 |  |  | 0.96 | Solar Inverter |  | OUTDOOR
SRP26022 | ENPHASE ENERGY | M215-60-2LL-S2X | 215 | 34 |  |  | 0.96 | Solar Inverter |  | OUTDOOR
SRP26023 | ENPHASE ENERGY | M215-60-2LL-S2X | 215 | 80 |  |  | 0.96 | Solar Inverter |  | OUTDOOR
SRP26026 | ENPHASE ENERGY | M215-60-2LL-S2X-ZC | 215 | 10 |  |  | 0.96 | Solar Inverter |  | INDOOR
SRP26026 | ENPHASE ENERGY | M215-60-SIE-S2X-ZC | 215 | 16 |  |  | 0.96 | Solar Inverter |  | INDOOR
SRP26027 | ENPHASE ENERGY | M215-60-2LL-S2X | 215 | 13 |  |  | 0.96 | Solar Inverter |  | OUTDOOR
SRP26027 | ENPHASE ENERGY | M215-60-2LL-S2X | 215 | 13 |  |  | 0.96 | Solar Inverter |  | OUTDOOR
SRP26027 | ENPHASE ENERGY | M215-60-2LL-S2X | 215 | 17 |  |  | 0.96 | Solar Inverter |  | OUTDOOR
SRP26028 | ENPHASE ENERGY | M215-60-2LL-S2X | 215 | 60 |  |  | 0.96 | Solar Inverter |  | OUTDOOR
SRP26045 | ENPHASE ENERGY | M215-60-2LL-S2X | 215 | 10 |  |  | 0.96 | Solar Inverter |  | OUTDOOR
SRP26045 | ENPHASE ENERGY | M215-60-2LL-S2X | 215 | 28 |  |  | 0.96 | Solar Inverter |  | OUTDOOR
SRP26049 | ENPHASE ENERGY | M215-60-2LL-S2X | 215 | 39 |  |  | 0.96 | Solar Inverter |  | OUTDOOR
SRP26052 | ENPHASE ENERGY | M215-60-2LL-S2X | 215 | 33 |  |  | 0.96 | Solar Inverter |  | INDOOR
SRP26063 | ENPHASE ENERGY | M215-60-2LL-S2X | 215 | 34 |  |  | 0.96 | Solar Inverter |  | OUTDOOR
SRP26089 | POWER-ONE | PVI-4.2-OUTD-S-US (208 V) | 4200 | 1 |  |  | 0.96 | Solar Inverter |  | OUTDOOR
SRP26095 | POWER-ONE | PVI-4.2-OUTD-S-US (240 V) | 4200 | 1 |  |  | 0.96 | Solar Inverter |  | OUTDOOR
SRP26104 | POWER-ONE | PVI-3.0-OUTD-S-US (240 V) | 3000 | 1 |  |  | 0.96 | Solar Inverter |  | Inside
SRP26108 | POWER-ONE | PVI-4.2-OUTD-S-US (240 V) | 4200 | 1 |  |  | 0.96 | Solar Inverter |  | Inside
SRP26108 | POWER-ONE | PVI-4.2-OUTD-S-US (240 V) | 4200 | 1 |  |  | 0.96 | Solar Inverter |  | Inside
SRP26109 | ENPHASE ENERGY | M215-60-2LL-S2X-IG-ZC-NA | 215 | 17 |  |  | 0.96 | Solar Inverter |  | OUTDOOR
SRP26119 | ENPHASE ENERGY | M215-60-2LL-S2X | 215 | 27 |  |  | 0.96 | Solar Inverter |  | OUTDOOR
SRP26204 | ENPHASE ENERGY | M215-60-2LL-S2X | 215 | 21 |  |  | 0.96 | Solar Inverter |  | OUTDOOR
SRP26205 | ENPHASE ENERGY | M215-60-2LL-S2X | 215 | 14 |  |  | 0.96 | Solar Inverter |  | OUTDOOR
SRP26207 | FRONIUS USA |  | 7500 | 2 |  |  | 0.96 | Solar Inverter |  | Inside
SRP26209 | ENPHASE ENERGY | M215-60-2LL-S2X-IG | 215 | 32 |  |  | 0.96 | Solar Inverter |  | OUTDOOR
SRP26211 | ENPHASE ENERGY | M215-60-2LL-S2X | 215 | 49 |  |  | 0.96 | Solar Inverter |  | OUTDOOR
SRP26229 | SMA AMERICA | SB2000HFUS-30 (208V) | 2000 | 1 |  |  | 0.96 | Solar Inverter |  | OUTDOOR
SRP26237 | ENPHASE ENERGY | M215-60-2LL-S2X | 215 | 80 |  |  | 0.96 | Solar Inverter |  | OUTDOOR
SRP26240 | ENPHASE ENERGY | M215-60-2LL-S2X | 215 | 11 |  |  | 0.96 | Solar Inverter |  | OUTDOOR
SRP26240 | ENPHASE ENERGY | M215-60-2LL-S2X | 215 | 12 |  |  | 0.96 | Solar Inverter |  | OUTDOOR
SRP26241 | ENPHASE ENERGY | M215-60-2LL-S2X-IG | 215 | 15 |  |  | 0.96 | Solar Inverter |  | OUTDOOR
SRP26242 | ENPHASE ENERGY | M215-60-2LL-S2X | 215 | 24 |  |  | 0.96 | Solar Inverter |  | OUTDOOR
SRP26247 | ENPHASE ENERGY | M215-60-2LL-S2X | 215 | 21 |  |  | 0.96 | Solar Inverter |  | OUTDOOR
SRP26252 | ENPHASE ENERGY | M215-60-2LL-S2X | 215 | 24 |  |  | 0.96 | Solar Inverter |  | OUTDOOR
SRP26267 | POWER-ONE | PVI-3.0-OUTD-S-US (240 V) | 3000 | 1 |  |  | 0.96 | Solar Inverter |  | OUTDOOR
SRP26277 | ENPHASE ENERGY | M215-60-2LL-S2X | 215 | 22 |  |  | 0.96 | Solar Inverter |  | OUTDOOR
SRP26279 | ENPHASE ENERGY | M215-60-2LL-S2X | 215 | 22 |  |  | 0.96 | Solar Inverter |  | OUTDOOR
SRP26280 | ENPHASE ENERGY | M215-60-2LL-S2X | 215 | 6 |  |  | 0.96 | Solar Inverter |  | OUTDOOR
SRP26280 | ENPHASE ENERGY | M215-60-2LL-S2X | 215 | 34 |  |  | 0.96 | Solar Inverter |  | OUTDOOR
SRP26281 | ENPHASE ENERGY | M215-60-2LL-S2X | 215 | 33 |  |  | 0.96 | Solar Inverter |  | OUTDOOR
SRP26284 | SMA AMERICA | SB3000US (240V) | 3000 | 1 |  |  | 0.96 | Solar Inverter |  | Outside
SRP26287 | POWER-ONE | PVI-4.2-OUTD-S-US (240 V) | 4200 | 1 |  |  | 0.96 | Solar Inverter |  | OUTDOOR
SRP26288 | POWER-ONE | PVI-3.6-OUTD-S-US (240 V) | 3600 | 1 |  |  | 0.96 | Solar Inverter |  | Inside
SRP26288 | POWER-ONE | PVI-4.2-OUTD-S-US (240 V) | 4200 | 1 |  |  | 0.96 | Solar Inverter |  | Inside
SRP26300 | ENPHASE ENERGY | M215-60-2LL-S2X | 215 | 39 |  |  | 0.96 | Solar Inverter |  | Outside
SRP26302 | ENPHASE ENERGY | M215-60-2LL-S2X | 215 | 32 |  |  | 0.96 | Solar Inverter |  | OUTDOOR
SRP26307 | ENPHASE ENERGY | M215-60-2LL-S2X | 215 | 17 |  |  | 0.96 | Solar Inverter |  | OUTDOOR
SRP26310 | ENPHASE ENERGY | M215-60-2LL-S2X | 215 | 15 |  |  | 0.96 | Solar Inverter |  | OUTDOOR
SRP26310 | ENPHASE ENERGY | M215-60-2LL-S2X | 215 | 30 |  |  | 0.96 | Solar Inverter |  | OUTDOOR
SRP26311 | ENPHASE ENERGY | M215-60-2LL-S2X | 215 | 12 |  |  | 0.96 | Solar Inverter |  | OUTDOOR
SRP26327 | ENPHASE ENERGY | M215-60-2LL-S2X | 215 | 52 |  |  | 0.96 | Solar Inverter |  | Inside
SRP26328 | ENPHASE ENERGY | M215-60-2LL-S2X | 215 | 42 |  |  | 0.96 | Solar Inverter |  | OUTDOOR
SRP26330 | ENPHASE ENERGY | M215-60-2LL-S2X | 215 | 60 |  |  | 0.96 | Solar Inverter |  | INDOOR
SRP26331 | ENPHASE ENERGY | M215-60-2LL-S2X | 215 | 60 |  |  | 0.96 | Solar Inverter |  | INDOOR
SRP26339 | ENPHASE ENERGY | M215-60-2LL-S2X | 215 | 50 |  |  | 0.96 | Solar Inverter |  | INDOOR
SRP26341 | POWER-ONE | PVI-3.0-OUTD-S-US (240 V) | 3000 | 1 |  |  | 0.96 | Solar Inverter |  | OUTDOOR
SRP26344 | POWER-ONE | PVI-4.2-OUTD-S-US (240 V) | 4200 | 1 |  |  | 0.96 | Solar Inverter |  | OUTDOOR
SRP26347 | ENPHASE ENERGY | M215-60-2LL-S2X-IG | 215 | 1 |  |  | 0.96 | Solar Inverter |  | OUTDOOR
SRP26347 | ENPHASE ENERGY | M215-60-2LL-S2X-IG | 215 | 80 |  |  | 0.96 | Solar Inverter |  | OUTDOOR
SRP26348 | ENPHASE ENERGY | M215-60-2LL-S2X-IG | 215 | 12 |  |  | 0.96 | Solar Inverter |  | OUTDOOR
SRP26348 | ENPHASE ENERGY | M215-60-2LL-S2X-IG | 215 | 26 |  |  | 0.96 | Solar Inverter |  | OUTDOOR
SRP26354 | ENPHASE ENERGY | M215-60-2LL-S2X | 215 | 8 |  |  | 0.96 | Solar Inverter |  | OUTDOOR
SRP26354 | ENPHASE ENERGY | M215-60-2LL-S2X | 215 | 31 |  |  | 0.96 | Solar Inverter |  | OUTDOOR
SRP26356 | ENPHASE ENERGY | M215-60-2LL-S2X | 215 | 21 |  |  | 0.96 | Solar Inverter |  | OUTDOOR
SRP26357 | ENPHASE ENERGY | M215-60-2LL-S2X | 215 | 33 |  |  | 0.96 | Solar Inverter |  | INDOOR
SRP26358 | ENPHASE ENERGY | M215-60-2LL-S2X | 215 | 7 |  |  | 0.96 | Solar Inverter |  | INDOOR
SRP26358 | ENPHASE ENERGY | M215-60-2LL-S2X | 215 | 11 |  |  | 0.96 | Solar Inverter |  | INDOOR
SRP26359 | ENPHASE ENERGY | M215-60-2LL-S2X | 215 | 11 |  |  | 0.96 | Solar Inverter |  | OUTDOOR
SRP26359 | ENPHASE ENERGY | M215-60-2LL-S2X | 215 | 12 |  |  | 0.96 | Solar Inverter |  | OUTDOOR
SRP26359 | ENPHASE ENERGY | M215-60-2LL-S2X | 215 | 13 |  |  | 0.96 | Solar Inverter |  | OUTDOOR
SRP26359 | ENPHASE ENERGY | M215-60-2LL-S2X | 215 | 15 |  |  | 0.96 | Solar Inverter |  | OUTDOOR
SRP26359 | ENPHASE ENERGY | M215-60-2LL-S2X | 215 | 16 |  |  | 0.96 | Solar Inverter |  | OUTDOOR
SRP26360 | ENPHASE ENERGY | M215-60-2LL-S2X | 215 | 8 |  |  | 0.96 | Solar Inverter |  | INDOOR
SRP26360 | ENPHASE ENERGY | M215-60-2LL-S2X | 215 | 10 |  |  | 0.96 | Solar Inverter |  | INDOOR
SRP26360 | ENPHASE ENERGY | M215-60-2LL-S2X | 215 | 12 |  |  | 0.96 | Solar Inverter |  | INDOOR
SRP26360 | ENPHASE ENERGY | M215-60-2LL-S2X | 215 | 13 |  |  | 0.96 | Solar Inverter |  | INDOOR
SRP26361 | ENPHASE ENERGY | M215-60-2LL-S2X | 215 | 12 |  |  | 0.96 | Solar Inverter |  | OUTDOOR
SRP26361 | ENPHASE ENERGY | M215-60-2LL-S2X | 215 | 31 |  |  | 0.96 | Solar Inverter |  | OUTDOOR
SRP26364 | ENPHASE ENERGY | M215-60-2LL-S2X | 215 | 12 |  |  | 0.96 | Solar Inverter |  | OUTDOOR
SRP26364 | ENPHASE ENERGY | M215-60-2LL-S2X | 215 | 29 |  |  | 0.96 | Solar Inverter |  | OUTDOOR
SRP26368 | ENPHASE ENERGY | M215-60-2LL-S2X | 215 | 30 |  |  | 0.96 | Solar Inverter |  | OUTDOOR
SRP26375 | POWER-ONE | PVI-3.6-OUTD-S-US (240 V) | 3600 | 1 |  |  | 0.96 | Solar Inverter |  | OUTDOOR
SRP26375 | POWER-ONE | PVI-3.6-OUTD-S-US (240 V) | 3600 | 1 |  |  | 0.96 | Solar Inverter |  | OUTDOOR
SRP26389 | ENPHASE ENERGY | M215-60-2LL-S2X | 215 | 20 |  |  | 0.96 | Solar Inverter |  | OUTDOOR
SRP26391 | ENPHASE ENERGY | M215-60-2LL-S2X | 215 | 31 |  |  | 0.96 | Solar Inverter |  | OUTDOOR
SRP26393 | ENPHASE ENERGY | M215-60-2LL-S2X | 215 | 29 |  |  | 0.96 | Solar Inverter |  | OUTDOOR
SRP26395 | ENPHASE ENERGY | M215-60-2LL-S2X | 215 | 28 |  |  | 0.96 | Solar Inverter |  | INDOOR
SRP26397 | ENPHASE ENERGY | M215-60-2LL-S2X | 215 | 10 |  |  | 0.96 | Solar Inverter |  | OUTDOOR
SRP26397 | ENPHASE ENERGY | M215-60-2LL-S2X | 215 | 26 |  |  | 0.96 | Solar Inverter |  | OUTDOOR
SRP26398 | ENPHASE ENERGY | M215-60-2LL-S2X | 215 | 30 |  |  | 0.96 | Solar Inverter |  | OUTDOOR
SRP26411 | POWER-ONE | PVI-4.2-OUTD-S-US (240 V) | 4200 | 1 |  |  | 0.96 | Solar Inverter |  | OUTDOOR
SRP26415 | ENPHASE ENERGY | M215-60-2LL-S2X | 215 | 16 |  |  | 0.96 | Solar Inverter |  | OUTDOOR
SRP26418 | ENPHASE ENERGY | M215-60-2LL-S2X | 215 | 32 |  |  | 0.96 | Solar Inverter |  | OUTDOOR
SRP26420 | ENPHASE ENERGY | M215-60-2LL-S2X | 215 | 6 |  |  | 0.96 | Solar Inverter |  | OUTDOOR
SRP26420 | ENPHASE ENERGY | M215-60-2LL-S2X | 215 | 29 |  |  | 0.96 | Solar Inverter |  | OUTDOOR
SRP26421 | ENPHASE ENERGY | M215-60-2LL-S2X | 215 | 11 |  |  | 0.96 | Solar Inverter |  | OUTDOOR
SRP26421 | ENPHASE ENERGY | M215-60-2LL-S2X | 215 | 27 |  |  | 0.96 | Solar Inverter |  | OUTDOOR
SRP26422 | ENPHASE ENERGY | M215-60-2LL-S2X | 215 | 29 |  |  | 0.96 | Solar Inverter |  | OUTDOOR
SRP26428 | ENPHASE ENERGY | M215-60-2LL-S2X | 215 | 28 |  |  | 0.96 | Solar Inverter |  | OUTDOOR
SRP26428 | ENPHASE ENERGY | M215-60-2LL-S2X-IG | 215 | 13 |  |  | 0.96 | Solar Inverter |  | OUTDOOR
SRP26429 | ENPHASE ENERGY | M215-60-2LL-S2X | 215 | 38 |  |  | 0.96 | Solar Inverter |  | OUTDOOR
SRP26434 | ENPHASE ENERGY | M215-60-2LL-S2X | 215 | 23 |  |  | 0.96 | Solar Inverter |  | OUTDOOR
SRP26437 | ENPHASE ENERGY | M215-60-2LL-S2X | 215 | 8 |  |  | 0.96 | Solar Inverter |  | OUTDOOR
SRP26437 | ENPHASE ENERGY | M215-60-2LL-S2X | 215 | 30 |  |  | 0.96 | Solar Inverter |  | OUTDOOR
SRP26438 | ENPHASE ENERGY | M215-60-2LL-S2X | 215 | 19 |  |  | 0.96 | Solar Inverter |  | OUTDOOR
SRP26439 | ENPHASE ENERGY | M215-60-2LL-S2X | 215 | 30 |  |  | 0.96 | Solar Inverter |  | OUTDOOR
SRP26441 | ENPHASE ENERGY | M215-60-2LL-S2X | 215 | 23 |  |  | 0.96 | Solar Inverter |  | OUTDOOR
SRP26442 | ENPHASE ENERGY | M215-60-2LL-S2X | 215 | 13 |  |  | 0.96 | Solar Inverter |  | OUTDOOR
SRP26442 | ENPHASE ENERGY | M215-60-2LL-S2X | 215 | 30 |  |  | 0.96 | Solar Inverter |  | OUTDOOR
SRP26445 | ENPHASE ENERGY | M215-60-2LL-S2X | 215 | 30 |  |  | 0.96 | Solar Inverter |  | OUTDOOR
SRP26449 | ENPHASE ENERGY | M215-60-2LL-S2X | 215 | 13 |  |  | 0.96 | Solar Inverter |  | OUTDOOR
SRP26449 | ENPHASE ENERGY | M215-60-2LL-S2X | 215 | 22 |  |  | 0.96 | Solar Inverter |  | OUTDOOR
SRP26450 | ENPHASE ENERGY | M215-60-2LL-S2X | 215 | 10 |  |  | 0.96 | Solar Inverter |  | OUTDOOR
SRP26450 | ENPHASE ENERGY | M215-60-2LL-S2X | 215 | 11 |  |  | 0.96 | Solar Inverter |  | OUTDOOR
SRP26452 | ENPHASE ENERGY | M215-60-2LL-S2X | 215 | 15 |  |  | 0.96 | Solar Inverter |  | OUTDOOR
SRP26452 | ENPHASE ENERGY | M215-60-2LL-S2X | 215 | 16 |  |  | 0.96 | Solar Inverter |  | OUTDOOR
SRP26456 | ENPHASE ENERGY | M215-60-2LL-S2X-IG | 215 | 22 |  |  | 0.96 | Solar Inverter |  | OUTDOOR
SRP26463 | ENPHASE ENERGY | M215-60-2LL-S2X | 215 | 24 |  |  | 0.96 | Solar Inverter |  | INDOOR
SRP26487 | ENPHASE ENERGY | M215-60-2LL-S2X | 215 | 29 |  |  | 0.96 | Solar Inverter |  | OUTDOOR
SRP26489 | ENPHASE ENERGY | M215-60-2LL-S2X | 215 | 17 |  |  | 0.96 | Solar Inverter |  | OUTDOOR
SRP26489 | ENPHASE ENERGY | M215-60-2LL-S2X | 215 | 32 |  |  | 0.96 | Solar Inverter |  | OUTDOOR
SRP26497 | ENPHASE ENERGY | M215-60-2LL-S2X | 215 | 23 |  |  | 0.96 | Solar Inverter |  | Outside
SRP26498 | ENPHASE ENERGY | M215-60-2LL-S2X | 215 | 13 |  |  | 0.96 | Solar Inverter |  | Inside
SRP26499 | ENPHASE ENERGY | M215-60-2LL-S2X | 215 | 18 |  |  | 0.96 | Solar Inverter |  | OUTDOOR
SRP26500 | ENPHASE ENERGY | M215-60-2LL-S2X | 215 | 31 |  |  | 0.96 | Solar Inverter |  | Inside
SRP26501 | ENPHASE ENERGY | M215-60-2LL-S2X | 215 | 34 |  |  | 0.96 | Solar Inverter |  | INDOOR
SRP26502 | ENPHASE ENERGY | M215-60-2LL-S2X-IG | 215 | 68 |  |  | 0.96 | Solar Inverter |  | Outside
SRP26504 | ENPHASE ENERGY | M215-60-2LL-S2X | 215 | 27 |  |  | 0.96 | Solar Inverter |  | OUTDOOR
SRP26506 | ENPHASE ENERGY | M215-60-2LL-S2X-IG | 215 | 39 |  |  | 0.96 | Solar Inverter |  | OUTDOOR
SRP26507 | ENPHASE ENERGY | M215-60-2LL-S2X-IG | 215 | 30 |  |  | 0.96 | Solar Inverter |  | OUTDOOR
SRP26508 | ENPHASE ENERGY | M215-60-2LL-S2X-IG | 215 | 35 |  |  | 0.96 | Solar Inverter |  | OUTDOOR
SRP26542 | POWER-ONE | PVI-3.6-OUTD-S-US (240 V) | 3600 | 1 |  |  | 0.96 | Solar Inverter |  | OUTDOOR
SRP26555 | ENPHASE ENERGY | M215-60-2LL-S2X-IG | 215 | 20 |  |  | 0.96 | Solar Inverter |  | OUTDOOR
SRP26556 | ENPHASE ENERGY | M215-60-2LL-S2X | 215 | 14 |  |  | 0.96 | Solar Inverter |  | OUTDOOR
SRP26556 | ENPHASE ENERGY | M215-60-2LL-S2X | 215 | 33 |  |  | 0.96 | Solar Inverter |  | OUTDOOR
SRP26561 | ENPHASE ENERGY | M215-60-2LL-S2X | 215 | 96 |  |  | 0.96 | Solar Inverter |  | INDOOR
SRP26562 | POWER-ONE | PVI-4.2-OUTD-S-US (240 V) | 4200 | 1 |  |  | 0.96 | Solar Inverter |  | OUTDOOR
SRP26569 | SMA AMERICA | SB8000TL-US-12 (240V) | 8000 | 1 |  |  | 0.96 | Solar Inverter |  | INDOOR
SRP26577 | ENPHASE ENERGY | M215-60-2LL-S2X | 215 | 15 |  |  | 0.96 | Solar Inverter |  | OUTDOOR
SRP26579 | ENPHASE ENERGY | M215-60-2LL-S2X | 215 | 13 |  |  | 0.96 | Solar Inverter |  | OUTDOOR
SRP26579 | ENPHASE ENERGY | M215-60-2LL-S2X | 215 | 28 |  |  | 0.96 | Solar Inverter |  | OUTDOOR
SRP26581 | ENPHASE ENERGY | M215-60-2LL-S2X | 215 | 9 |  |  | 0.96 | Solar Inverter |  | Outside
SRP26581 | ENPHASE ENERGY | M215-60-2LL-S2X | 215 | 24 |  |  | 0.96 | Solar Inverter |  | Outside
SRP26585 | ENPHASE ENERGY | M215-60-2LL-S2X | 215 | 13 |  |  | 0.96 | Solar Inverter |  | INDOOR
SRP26585 | ENPHASE ENERGY | M215-60-2LL-S2X | 215 | 24 |  |  | 0.96 | Solar Inverter |  | INDOOR
SRP26593 | SMA AMERICA | SB8000US (240V) | 8000 | 1 |  |  | 0.96 | Solar Inverter |  | OUTDOOR
SRP26597 | ENPHASE ENERGY | M215-60-2LL-S2X | 215 | 25 |  |  | 0.96 | Solar Inverter |  | INDOOR
SRP26599 | ENPHASE ENERGY | M215-60-2LL-S2X | 215 | 41 |  |  | 0.96 | Solar Inverter |  | OUTDOOR
SRP26600 | ENPHASE ENERGY | M215-60-2LL-S2X | 215 | 14 |  |  | 0.96 | Solar Inverter |  | INDOOR
SRP26600 | ENPHASE ENERGY | M215-60-2LL-S2X | 215 | 32 |  |  | 0.96 | Solar Inverter |  | INDOOR
SRP26604 | ENPHASE ENERGY | M215-60-2LL-S2X | 215 | 30 |  |  | 0.96 | Solar Inverter |  | OUTDOOR
SRP26605 | ENPHASE ENERGY | M215-60-2LL-S2X | 215 | 10 |  |  | 0.96 | Solar Inverter |  | Outside
SRP26605 | ENPHASE ENERGY | M215-60-2LL-S2X | 215 | 11 |  |  | 0.96 | Solar Inverter |  | Outside
SRP26605 | ENPHASE ENERGY | M215-60-2LL-S2X | 215 | 17 |  |  | 0.96 | Solar Inverter |  | Outside
SRP26605 | ENPHASE ENERGY | M215-60-2LL-S2X | 215 | 24 |  |  | 0.96 | Solar Inverter |  | Outside
SRP26608 | ENPHASE ENERGY | M215-60-2LL-S2X | 215 | 16 |  |  | 0.96 | Solar Inverter |  | OUTDOOR
SRP26608 | ENPHASE ENERGY | M215-60-2LL-S2X-IG | 215 | 33 |  |  | 0.96 | Solar Inverter |  | OUTDOOR
SRP26645 | ENPHASE ENERGY | M215-60-2LL-S2X | 215 | 13 |  |  | 0.96 | Solar Inverter |  | OUTDOOR
SRP26645 | ENPHASE ENERGY | M215-60-2LL-S2X | 215 | 34 |  |  | 0.96 | Solar Inverter |  | OUTDOOR
SRP26646 | ENPHASE ENERGY | M215-60-2LL-S2X | 215 | 14 |  |  | 0.96 | Solar Inverter |  | INDOOR
SRP26650 | ENPHASE ENERGY | M215-60-2LL-S2X | 215 | 15 |  |  | 0.96 | Solar Inverter |  | OUTDOOR
SRP26650 | ENPHASE ENERGY | M215-60-2LL-S2X | 215 | 32 |  |  | 0.96 | Solar Inverter |  | OUTDOOR
SRP26659 | ENPHASE ENERGY | M215-60-2LL-S2X | 215 | 19 |  |  | 0.96 | Solar Inverter |  | OUTDOOR
SRP26666 | ENPHASE ENERGY | M215-60-2LL-S2X | 215 | 25 |  |  | 0.96 | Solar Inverter |  | OUTDOOR
SRP26667 | ENPHASE ENERGY | M215-60-2LL-S2X | 215 | 16 |  |  | 0.96 | Solar Inverter |  | OUTDOOR
SRP26712 | ENPHASE ENERGY | M215-60-2LL-S2X | 215 | 9 |  |  | 0.96 | Solar Inverter |  | OUTDOOR
SRP26712 | ENPHASE ENERGY | M215-60-2LL-S2X | 215 | 29 |  |  | 0.96 | Solar Inverter |  | OUTDOOR
SRP26721 | ENPHASE ENERGY | M215-60-2LL-S2X | 215 | 13 |  |  | 0.96 | Solar Inverter |  | OUTDOOR
SRP26721 | ENPHASE ENERGY | M215-60-2LL-S2X | 215 | 26 |  |  | 0.96 | Solar Inverter |  | OUTDOOR
SRP26724 | ENPHASE ENERGY | M215-60-2LL-S2X | 215 | 28 |  |  | 0.96 | Solar Inverter |  | OUTDOOR
SRP26726 | ENPHASE ENERGY | M215-60-2LL-S2X | 215 | 10 |  |  | 0.96 | Solar Inverter |  | OUTDOOR
SRP26726 | ENPHASE ENERGY | M215-60-2LL-S2X | 215 | 28 |  |  | 0.96 | Solar Inverter |  | OUTDOOR
SRP26730 | ENPHASE ENERGY | M215-60-2LL-S2X | 215 | 6 |  |  | 0.96 | Solar Inverter |  | OUTDOOR
SRP26730 | ENPHASE ENERGY | M215-60-2LL-S2X | 215 | 29 |  |  | 0.96 | Solar Inverter |  | OUTDOOR
SRP26731 | ENPHASE ENERGY | M215-60-2LL-S2X | 215 | 34 |  |  | 0.96 | Solar Inverter |  | OUTDOOR
SRP26732 | ENPHASE ENERGY | M215-60-2LL-S2X | 215 | 17 |  |  | 0.96 | Solar Inverter |  | OUTDOOR
SRP26733 | ENPHASE ENERGY | M215-60-2LL-S2X | 215 | 24 |  |  | 0.96 | Solar Inverter |  | OUTDOOR
SRP26742 | ENPHASE ENERGY | M215-60-2LL-S2X | 215 | 12 |  |  | 0.96 | Solar Inverter |  | OUTDOOR
SRP26770 | ENPHASE ENERGY | M215-60-2LL-S2X | 215 | 16 |  |  | 0.96 | Solar Inverter |  | OUTDOOR
SRP26770 | ENPHASE ENERGY | M215-60-2LL-S2X | 215 | 33 |  |  | 0.96 | Solar Inverter |  | OUTDOOR
SRP26771 | ENPHASE ENERGY | M215-60-2LL-S2X | 215 | 25 |  |  | 0.96 | Solar Inverter |  | OUTDOOR
SRP26777 | ENPHASE ENERGY | M215-60-2LL-S2X | 215 | 20 |  |  | 0.96 | Solar Inverter |  | OUTDOOR
SRP26786 | POWER-ONE | PVI-3000-I-OUTD-US-F (240V) | 3000 | 1 |  |  | 0.96 | Solar Inverter |  | OUTDOOR
SRP26786 | POWER-ONE | PVI-4.2-OUTD-S-US (240 V) | 4200 | 1 |  |  | 0.96 | Solar Inverter |  | OUTDOOR
SRP26830 | ENPHASE ENERGY | M215-60-2LL-S2X | 215 | 29 |  |  | 0.96 | Solar Inverter |  | OUTDOOR
SRP26838 | ENPHASE ENERGY | M215-60-2LL-S2X | 215 | 65 |  |  | 0.96 | Solar Inverter |  | Outside
SRP26872 | SOLAREDGE TECHNOLOGIES | SE5000 (240V) W/ -ER-US OR A-US | 5500 | 1 |  |  | 0.96 | Solar Inverter |  | INDOOR
SRP26872 | SOLAREDGE TECHNOLOGIES | SE5000 (240V) W/ -ER-US OR A-US | 5500 | 1 |  |  | 0.96 | Solar Inverter |  | INDOOR
SRP26896 | ENPHASE ENERGY | M215-60-2LL-S2X | 215 | 18 |  |  | 0.96 | Solar Inverter |  | OUTDOOR
SRP26903 | ENPHASE ENERGY | M215-60-2LL-S2X | 215 | 30 |  |  | 0.96 | Solar Inverter |  | OUTDOOR
SRP26913 | ENPHASE ENERGY | M215-60-2LL-S2X | 215 | 16 |  |  | 0.96 | Solar Inverter |  | OUTDOOR
SRP26913 | ENPHASE ENERGY | M215-60-2LL-S2X | 215 | 34 |  |  | 0.96 | Solar Inverter |  | OUTDOOR
SRP26935 | ENPHASE ENERGY | M215-60-2LL-S2X | 215 | 7 |  |  | 0.96 | Solar Inverter |  | OUTDOOR
SRP26935 | ENPHASE ENERGY | M215-60-2LL-S2X | 215 | 28 |  |  | 0.96 | Solar Inverter |  | OUTDOOR
SRP26937 | ENPHASE ENERGY | M215-60-2LL-S2X | 215 | 15 |  |  | 0.96 | Solar Inverter |  | OUTDOOR
SRP26963 | ENPHASE ENERGY | M215-60-2LL-S2X | 215 | 21 |  |  | 0.96 | Solar Inverter |  | INDOOR
SRP26966 | ENPHASE ENERGY | M215-60-2LL-S2X | 215 | 84 |  |  | 0.96 | Solar Inverter |  | INDOOR
SRP26979 | ENPHASE ENERGY | M215-60-2LL-S2X | 215 | 11 |  |  | 0.96 | Solar Inverter |  | OUTDOOR
SRP26979 | ENPHASE ENERGY | M215-60-2LL-S2X | 215 | 15 |  |  | 0.96 | Solar Inverter |  | OUTDOOR
SRP26979 | ENPHASE ENERGY | M215-60-2LL-S2X | 215 | 30 |  |  | 0.96 | Solar Inverter |  | OUTDOOR
SRP26982 | ENPHASE ENERGY | M215-60-2LL-S2X | 215 | 35 |  |  | 0.96 | Solar Inverter |  | OUTDOOR
SRP26989 | POWER-ONE | PVI-3.0-OUTD-S-US (240 V) | 3000 | 1 |  |  | 0.96 | Solar Inverter |  | Inside
SRP26989 | POWER-ONE | PVI-4.2-OUTD-S-US (240 V) | 4200 | 1 |  |  | 0.96 | Solar Inverter |  | Inside
SRP26996 | SMA AMERICA | SB3000HFUS-30 (240V) | 3000 | 1 |  |  | 0.96 | Solar Inverter |  | OUTDOOR
SRP27002 | ENPHASE ENERGY | M215-60-2LL-S2X-ZC-NA | 215 | 11 |  |  | 0.96 | Solar Inverter |  | Outside
SRP27002 | ENPHASE ENERGY | M215-60-SIE-S2X | 215 | 6 |  |  | 0.96 | Solar Inverter |  | Outside
SRP27002 | ENPHASE ENERGY | M215-60-SIE-S2X | 215 | 12 |  |  | 0.96 | Solar Inverter |  | Outside
SRP27003 | SMA AMERICA | SB3000HFUS-30 (240V) | 3000 | 1 |  |  | 0.96 | Solar Inverter |  | INDOOR
SRP27017 | ENPHASE ENERGY | M215-60-2LL-S2X | 215 | 6 |  |  | 0.96 | Solar Inverter |  | OUTDOOR
SRP27017 | ENPHASE ENERGY | M215-60-2LL-S2X | 215 | 8 |  |  | 0.96 | Solar Inverter |  | OUTDOOR
SRP27017 | ENPHASE ENERGY | M215-60-2LL-S2X | 215 | 13 |  |  | 0.96 | Solar Inverter |  | OUTDOOR
SRP27045 | ENPHASE ENERGY | M215-60-2LL-S2X | 215 | 42 |  |  | 0.96 | Solar Inverter |  | OUTDOOR
SRP27047 | ENPHASE ENERGY | M215-60-2LL-S2X | 215 | 20 |  |  | 0.96 | Solar Inverter |  | OUTDOOR
SRP27050 | ENPHASE ENERGY | M215-60-2LL-S2X | 215 | 21 |  |  | 0.96 | Solar Inverter |  | OUTDOOR
SRP27052 | ENPHASE ENERGY | M215-60-2LL-S2X | 215 | 23 |  |  | 0.96 | Solar Inverter |  | OUTDOOR
SRP27054 | ENPHASE ENERGY | M215-60-2LL-S2X | 215 | 24 |  |  | 0.96 | Solar Inverter |  | OUTDOOR
SRP27056 | ENPHASE ENERGY | M215-60-2LL-S2X | 215 | 18 |  |  | 0.96 | Solar Inverter |  | OUTDOOR
SRP27057 | ENPHASE ENERGY | M215-60-2LL-S2X | 215 | 25 |  |  | 0.96 | Solar Inverter |  | OUTDOOR
SRP27060 | ENPHASE ENERGY | M215-60-2LL-S2X | 215 | 31 |  |  | 0.96 | Solar Inverter |  | OUTDOOR
SRP27083 | SMA AMERICA | SB6000US-12 (240V) | 6000 | 1 |  |  | 0.96 | Solar Inverter |  | OUTDOOR
SRP27089 | ENPHASE ENERGY | M215-60-2LL-S2X | 215 | 11 |  |  | 0.96 | Solar Inverter |  | OUTDOOR
SRP27095 | ENPHASE ENERGY | M215-60-2LL-S2X | 215 | 26 |  |  | 0.96 | Solar Inverter |  | OUTDOOR
SRP27097 | ENPHASE ENERGY | M215-60-2LL-S2X | 215 | 13 |  |  | 0.96 | Solar Inverter |  | OUTDOOR
SRP27101 | ENPHASE ENERGY | M215-60-2LL-S2X | 250 | 28 |  |  | 0.96 | Solar Inverter |  | OUTDOOR
SRP27103 | ENPHASE ENERGY | M215-60-2LL-S2X | 215 | 27 |  |  | 0.96 | Solar Inverter |  | OUTDOOR
SRP27108 | ENPHASE ENERGY | M215-60-2LL-S2X | 215 | 28 |  |  | 0.96 | Solar Inverter |  | OUTDOOR
SRP27112 | ENPHASE ENERGY | M215-60-2LL-S2X | 215 | 10 |  |  | 0.96 | Solar Inverter |  | OUTDOOR
SRP27112 | ENPHASE ENERGY | M215-60-2LL-S2X | 215 | 32 |  |  | 0.96 | Solar Inverter |  | OUTDOOR
SRP27113 | ENPHASE ENERGY | M215-60-2LL-S2X | 215 | 30 |  |  | 0.96 | Solar Inverter |  | OUTDOOR
SRP27120 | SMA AMERICA | SB7000US (240V) | 7000 | 1 |  |  | 0.96 | Solar Inverter |  | INDOOR
SRP27123 | ENPHASE ENERGY | M215-60-2LL-S2X | 215 | 12 |  |  | 0.96 | Solar Inverter |  | Outside
SRP27123 | ENPHASE ENERGY | M215-60-2LL-S2X | 215 | 13 |  |  | 0.96 | Solar Inverter |  | Outside
SRP27132 | ENPHASE ENERGY | M215-60-2LL-S2X | 215 | 31 |  |  | 0.96 | Solar Inverter |  | OUTDOOR
SRP27134 | ENPHASE ENERGY | M215-60-2LL-S2X | 215 | 9 |  |  | 0.96 | Solar Inverter |  | OUTDOOR
SRP27134 | ENPHASE ENERGY | M215-60-2LL-S2X | 215 | 27 |  |  | 0.96 | Solar Inverter |  | OUTDOOR
SRP27135 | ENPHASE ENERGY | M215-60-2LL-S2X | 215 | 30 |  |  | 0.96 | Solar Inverter |  | OUTDOOR
SRP27156 | ENPHASE ENERGY | M215-60-2LL-S2X | 215 | 8 |  |  | 0.96 | Solar Inverter |  | OUTDOOR
SRP27173 | ENPHASE ENERGY | M215-60-SIE-S2X-ZC-NA | 250 | 9 |  |  | 0.96 | Solar Inverter |  | OUTDOOR
SRP27173 | ENPHASE ENERGY | M215-60-SIE-S2X-ZC-NA | 250 | 10 |  |  | 0.96 | Solar Inverter |  | OUTDOOR
SRP27188 | POWER-ONE | PVI-3.6-OUTD-S-US (240 V) | 3600 | 1 |  |  | 0.96 | Solar Inverter |  | OUTDOOR
SRP27188 | POWER-ONE | PVI-3.6-OUTD-S-US (240 V) | 3600 | 1 |  |  | 0.96 | Solar Inverter |  | OUTDOOR
SRP27200 | POWER-ONE | PVI-4.2-OUTD-S-US (240 V) | 4200 | 1 |  |  | 0.96 | Solar Inverter |  | OUTDOOR
SRP27201 | ENPHASE ENERGY | M215-60-2LL-S2X | 215 | 24 |  |  | 0.96 | Solar Inverter |  | OUTDOOR
SRP27202 | ENPHASE ENERGY | M215-60-2LL-S2X | 215 | 16 |  |  | 0.96 | Solar Inverter |  | OUTDOOR
SRP27234 | ENPHASE ENERGY | M215-60-2LL-S2X | 215 | 60 |  |  | 0.96 | Solar Inverter |  | OUTDOOR
SRP27251 | ENPHASE ENERGY | M215-60-2LL-S2X | 215 | 18 |  |  | 0.96 | Solar Inverter |  | OUTDOOR
SRP27256 | ENPHASE ENERGY | M215-60-2LL-S2X | 215 | 21 |  |  | 0.96 | Solar Inverter |  | OUTDOOR
SRP27257 | ENPHASE ENERGY | M215-60-2LL-S2X | 215 | 20 |  |  | 0.96 | Solar Inverter |  | INDOOR
SRP27265 | ENPHASE ENERGY | M215-60-2LL-S2X | 215 | 30 |  |  | 0.96 | Solar Inverter |  | OUTDOOR
SRP27267 | ENPHASE ENERGY | M215-60-2LL-S2X | 215 | 20 |  |  | 0.96 | Solar Inverter |  | OUTDOOR
SRP27269 | ENPHASE ENERGY | M215-60-2LL-S2X | 215 | 23 |  |  | 0.96 | Solar Inverter |  | Outside
SRP27271 | ENPHASE ENERGY | M215-60-2LL-S2X | 215 | 8 |  |  | 0.96 | Solar Inverter |  | OUTDOOR
SRP27271 | ENPHASE ENERGY | M215-60-2LL-S2X | 215 | 29 |  |  | 0.96 | Solar Inverter |  | OUTDOOR
SRP27275 | ENPHASE ENERGY | M215-60-2LL-S2X | 215 | 27 |  |  | 0.96 | Solar Inverter |  | INDOOR
SRP27276 | ENPHASE ENERGY | M215-60-2LL-S2X | 215 | 33 |  |  | 0.96 | Solar Inverter |  | INDOOR
SRP27280 | ENPHASE ENERGY | M215-60-2LL-S2X | 215 | 34 |  |  | 0.96 | Solar Inverter |  | INDOOR
SRP27315 | ENPHASE ENERGY | M215-60-2LL-S2X | 215 | 23 |  |  | 0.96 | Solar Inverter |  | OUTDOOR
SRP27346 | ENPHASE ENERGY | M215-60-2LL-S2X | 215 | 13 |  |  | 0.96 | Solar Inverter |  | OUTDOOR
SRP27347 | ENPHASE ENERGY | M215-60-2LL-S2X | 215 | 22 |  |  | 0.96 | Solar Inverter |  | OUTDOOR
SRP27414 | ENPHASE ENERGY | M215-60-2LL-S2X | 215 | 24 |  |  | 0.96 | Solar Inverter |  | OUTDOOR
SRP27415 | ENPHASE ENERGY | M215-60-2LL-S2X | 215 | 11 |  |  | 0.96 | Solar Inverter |  | OUTDOOR
SRP27415 | ENPHASE ENERGY | M215-60-2LL-S2X | 215 | 26 |  |  | 0.96 | Solar Inverter |  | OUTDOOR
SRP27417 | ENPHASE ENERGY | M215-60-2LL-S2X | 215 | 28 |  |  | 0.96 | Solar Inverter |  | OUTDOOR
SRP27427 | ENPHASE ENERGY | M215-60-2LL-S2X | 215 | 23 |  |  | 0.96 | Solar Inverter |  | OUTDOOR
SRP27428 | ENPHASE ENERGY | M215-60-2LL-S2X | 215 | 15 |  |  | 0.96 | Solar Inverter |  | OUTDOOR
SRP27431 | ENPHASE ENERGY | M215-60-2LL-S2X | 215 | 25 |  |  | 0.96 | Solar Inverter |  | OUTDOOR
SRP27433 | ENPHASE ENERGY | M215-60-2LL-S2X | 215 | 31 |  |  | 0.96 | Solar Inverter |  | OUTDOOR
SRP27446 | ENPHASE ENERGY | M215-60-2LL-S2X | 215 | 32 |  |  | 0.96 | Solar Inverter |  | OUTDOOR
SRP27486 | ENPHASE ENERGY | M215-60-2LL-S2X | 215 | 11 |  |  | 0.96 | Solar Inverter |  | OUTDOOR
SRP27486 | ENPHASE ENERGY | M215-60-2LL-S2X | 215 | 24 |  |  | 0.96 | Solar Inverter |  | OUTDOOR
SRP27487 | ENPHASE ENERGY | M215-60-2LL-S2X | 215 | 13 |  |  | 0.96 | Solar Inverter |  | OUTDOOR
SRP27507 | ENPHASE ENERGY | M215-60-2LL-S2X | 215 | 8 |  |  | 0.96 | Solar Inverter |  | OUTDOOR
SRP27507 | ENPHASE ENERGY | M215-60-2LL-S2X | 215 | 24 |  |  | 0.96 | Solar Inverter |  | OUTDOOR
SRP27535 | ENPHASE ENERGY | M215-60-2LL-S2X | 215 | 15 |  |  | 0.96 | Solar Inverter |  | OUTDOOR
SRP27548 | ENPHASE ENERGY | M215-60-2LL-S2X | 215 | 17 |  |  | 0.96 | Solar Inverter |  | OUTDOOR
SRP27548 | ENPHASE ENERGY | M215-60-2LL-S2X | 215 | 28 |  |  | 0.96 | Solar Inverter |  | OUTDOOR
SRP27597 | ENPHASE ENERGY | M215-60-2LL-S2X | 215 | 18 |  |  | 0.96 | Solar Inverter |  | OUTDOOR
SRP27621 | ENPHASE ENERGY | M215-60-2LL-S2X | 215 | 12 |  |  | 0.96 | Solar Inverter |  | OUTDOOR
SRP27621 | ENPHASE ENERGY | M215-60-2LL-S2X | 215 | 25 |  |  | 0.96 | Solar Inverter |  | OUTDOOR
SRP27659 | ENPHASE ENERGY | M215-60-2LL-S2X | 215 | 27 |  |  | 0.96 | Solar Inverter |  | OUTDOOR
SRP27759 | SAT CON | PV-75 | 75000 | 1 |  |  | 0.96 | Solar Inverter |  | INDOOR
SRP27787 | ENPHASE ENERGY | M215-60-2LL-S2X | 215 | 42 |  |  | 0.96 | Solar Inverter |  | OUTDOOR
SRP27788 | ENPHASE ENERGY | M215-60-2LL-S2X | 215 | 20 |  |  | 0.96 | Solar Inverter |  | OUTDOOR
SRP27817 | ENPHASE ENERGY | M215-60-2LL-S2X | 215 | 23 |  |  | 0.96 | Solar Inverter |  | OUTDOOR
SRP27839 | ENPHASE ENERGY | M215-60-2LL-S2X | 215 | 17 |  |  | 0.96 | Solar Inverter |  | OUTDOOR
SRP27949 | ENPHASE ENERGY | M215-60-2LL-S2X | 215 | 48 |  |  | 0.96 | Solar Inverter |  | OUTDOOR
SRP28015 | ENPHASE ENERGY | M215-60-2LL-S2X | 215 | 29 |  |  | 0.96 | Solar Inverter |  | OUTDOOR
SRP28019 | ENPHASE ENERGY | M215-60-2LL-S2X | 215 | 25 |  |  | 0.96 | Solar Inverter |  | OUTDOOR
SRP28048 | ENPHASE ENERGY | M215-60-2LL-S2X | 215 | 26 |  |  | 0.96 | Solar Inverter |  | OUTDOOR
SRP28054 | ENPHASE ENERGY | M215-60-2LL-S2X | 215 | 26 |  |  | 0.96 | Solar Inverter |  | OUTDOOR
SRP28563 | ENPHASE ENERGY | M215-60-2LL-S2X | 215 | 28 |  |  | 0.96 | Solar Inverter |  | OUTDOOR
SRP28565 | ENPHASE ENERGY | M215-60-2LL-S2X | 215 | 15 |  |  | 0.96 | Solar Inverter |  | OUTDOOR
REIPNR-05586 | SATCON TECHNOLOGY | PVS-250 (240 V) | 250000 | 1 |  |  | 0.9602 | Solar Inverter |  | Inside
REIPNR-11323 | SATCON TECHNOLOGY | AE-225-60-PV-A | 250000 | 1 |  |  | 0.9602 | Solar Inverter |  | OUTDOOR
SRP01108 | SAT CON | AE-225-60-PV-A & AE-50-60-PV-A | 250000 | 1 |  |  | 0.9602 | Solar Inverter |  | OUTDOOR
REIPNR-11638 | SATCON TECHNOLOGY | PVS-375 (480 V) | 375000 | 1 |  |  | 0.9603 | Solar Inverter |  | OUTDOOR
REIPNR-11644 | SATCON TECHNOLOGY | PVS-375 (480 V) | 375000 | 1 |  |  | 0.9603 | Solar Inverter |  | OUTDOOR
REIPNR-06740 | SMA AMERICA | SC250U (480V) | 250000 | 1 |  |  | 0.961 | Solar Inverter |  | OUTDOOR
REIPNR-06741 | SMA AMERICA | SC250U (480V) | 250000 | 2 |  |  | 0.961 | Solar Inverter |  | OUTDOOR
REIPNR-06982 | SMA AMERICA | SC250U (480V) | 250000 | 1 |  |  | 0.961 | Solar Inverter |  | OUTDOOR
REIPNR-08315 | SATCON TECHNOLOGY | PVS-135 (208 V) | 135000 | 1 |  |  | 0.961 | Solar Inverter |  | OUTDOOR
REIPNR-10204 | SATCON TECHNOLOGY | PVS-135 (480 V) | 135000 | 1 |  |  | 0.961 | Solar Inverter |  | Inside
REIPNR-11083 | SMA AMERICA | SB4000US (208V) | 4000 | 1 |  |  | 0.961 | Solar Inverter |  | INDOOR
REIPNR-11465 | SUNPOWER CORP (ORIGINAL MFRSMA) | SPR-7000M (208V) | 7000 | 1 |  |  | 0.961 | Solar Inverter |  | INDOOR
REIPNR-11902 | SMA AMERICA | SB3000US (208V) | 3000 | 1 |  |  | 0.961 | Solar Inverter |  | INDOOR
REIPNR-12177 | SMA AMERICA | SB7000US (277V) | 8000 | 1 |  |  | 0.961 | Solar Inverter |  | INDOOR
SRP01069 | SMA AMERICA | SB3000US (240V) | 3000 | 1 |  |  | 0.961 | Solar Inverter |  | INDOOR
SRP01248 | SUNPOWER CORP (ORIGINAL MFR - PV POWERED LLC) | SPR-3500 | 3000 | 1 |  |  | 0.961 | Solar Inverter |  | INDOOR
SRP01304 | SMA AMERICA | SB3300U | 3000 | 2 |  |  | 0.961 | Solar Inverter |  | INDOOR
SRP01649 | PV POWERED | PVP75KW-208 | 50000 | 1 |  |  | 0.961 | Solar Inverter |  | OUTDOOR
SRP03557 | SMA AMERICA | SWR2500U (208V) | 2500 | 2 |  |  | 0.961 | Solar Inverter |  | INDOOR
SRP04332 | SATCON TECHNOLOGY | PVS-100 (208 V) | 100000 | 1 |  |  | 0.961 | Solar Inverter |  | OUTDOOR
SRP05242 | ENPHASE ENERGY | M200-32-240-S02 | 215 | 66 |  |  | 0.961 | Solar Inverter |  | OUTDOOR
SRP06326 | SATCON TECHNOLOGY | PVS-100 (480 V) | 100000 | 1 |  |  | 0.961 | Solar Inverter |  | OUTDOOR
SRP14102 | SATCON TECHNOLOGY | PVS-75 (208 V) | 100000 | 1 |  |  | 0.961 | Solar Inverter |  | OUTDOOR
SRP17349 | ADVANCED ENERGY INDUSTRIES | AE 75TX-208 | 75000 | 1 |  |  | 0.961 | Solar Inverter |  | OUTDOOR
SRP19036 | ADVANCED ENERGY INDUSTRIES | AE 75TX-208 | 75000 | 1 |  |  | 0.961 | Solar Inverter |  | OUTDOOR
SRP19037 | ADVANCED ENERGY INDUSTRIES | AE 75TX-208 | 75000 | 1 |  |  | 0.961 | Solar Inverter |  | OUTDOOR
SRP22523 | PV POWERED | PVP75KW-208 | 75000 | 1 |  |  | 0.961 | Solar Inverter |  | OUTDOOR
SRP23475 | SMA AMERICA | SB4000US (240V) | 4000 | 2 |  |  | 0.961 | Solar Inverter |  | OUTDOOR
SRP23748 | ADVANCED ENERGY INDUSTRIES | AE 75TX-208 | 75000 | 1 |  |  | 0.961 | Solar Inverter |  | OUTDOOR
REIPNR-04391 | XANTREX TECHNOLOGY | GT100-208 | 100 | 1 |  |  | 0.962 | Solar Inverter |  | INDOOR
REIPNR-05699 | FRONIUS USA |  | 10000 | 3 |  |  | 0.962 | Solar Inverter |  | OUTDOOR
REIPNR-06124 | SATCON TECHNOLOGY | PVS-135 (208 V) | 135000 | 1 |  |  | 0.962 | Solar Inverter |  | Outside
REIPNR-06254 | FRONIUS USA |  | 3000 | 1 |  |  | 0.962 | Solar Inverter |  | Outside
REIPNR-06542 | SATCON TECHNOLOGY | PVS-135 (208 V) | 135000 | 1 |  |  | 0.962 | Solar Inverter |  | Outside
REIPNR-07365 | FRONIUS USA |  | 7500 | 2 |  |  | 0.962 | Solar Inverter |  | OUTDOOR
REIPNR-07365 | FRONIUS USA |  | 10000 | 2 |  |  | 0.962 | Solar Inverter |  | OUTDOOR
REIPNR-07530 | SATCON TECHNOLOGY | AE-135-60-PV-A | 135000 | 1 |  |  | 0.962 | Solar Inverter |  | OUTDOOR
REIPNR-07531 | FRONIUS USA |  | 9995 | 2 |  |  | 0.962 | Solar Inverter |  | OUTDOOR
REIPNR-07643 | FRONIUS USA |  | 3000 | 1 |  |  | 0.962 | Solar Inverter |  | INDOOR
REIPNR-07671 | SATCON TECHNOLOGY | PVS-135 (208 V) | 135000 | 5 |  |  | 0.962 | Solar Inverter |  | OUTDOOR
REIPNR-07799 | FRONIUS USA | IG 3000 | 3000 | 2 |  |  | 0.962 | Solar Inverter |  | Inside
REIPNR-07827 | FRONIUS USA | IG 3000 | 3000 | 1 |  |  | 0.962 | Solar Inverter |  | INDOOR
REIPNR-07827 | FRONIUS USA | IG 5100 | 5100 | 1 |  |  | 0.962 | Solar Inverter |  | INDOOR
REIPNR-07831 | FRONIUS USA |  | 6000 | 1 |  |  | 0.962 | Solar Inverter |  | OUTDOOR
REIPNR-07833 | SUNPOWER CORP (ORIGINAL MFRFRONIUS) | SPR-6500F-208 | 6500 | 1 |  |  | 0.962 | Solar Inverter |  | INDOOR
REIPNR-07942 | FRONIUS USA | IG 2000 | 2000 | 1 |  |  | 0.962 | Solar Inverter |  | INDOOR
REIPNR-07942 | FRONIUS USA | IG 4000 | 4000 | 1 |  |  | 0.962 | Solar Inverter |  | INDOOR
REIPNR-07955 | FRONIUS USA | IG 4000 | 4000 | 1 |  |  | 0.962 | Solar Inverter |  | INDOOR
REIPNR-07955 | FRONIUS USA | IG 5100 | 5100 | 1 |  |  | 0.962 | Solar Inverter |  | INDOOR
REIPNR-07973 | FRONIUS USA |  | 10000 | 1 |  |  | 0.962 | Solar Inverter |  | INDOOR
REIPNR-07973 | FRONIUS USA |  | 10000 | 4 |  |  | 0.962 | Solar Inverter |  | INDOOR
REIPNR-08061 | FRONIUS USA | IG 4000 | 4000 | 1 |  |  | 0.962 | Solar Inverter |  | INDOOR
REIPNR-08068 | FRONIUS USA | IG 4000 | 4000 | 2 |  |  | 0.962 | Solar Inverter |  | INDOOR
REIPNR-08084 | SATCON TECHNOLOGY | AE-135-60-PV-A | 135000 | 2 |  |  | 0.962 | Solar Inverter |  | OUTDOOR
REIPNR-08211 | FRONIUS USA |  | 5000 | 1 |  |  | 0.962 | Solar Inverter |  | INDOOR
REIPNR-08305 | FRONIUS USA |  | 6000 | 1 |  |  | 0.962 | Solar Inverter |  | Outside
REIPNR-08316 | SATCON TECHNOLOGY | AE-135-60-PV-A | 135000 | 1 |  |  | 0.962 | Solar Inverter |  | OUTDOOR
REIPNR-08381 | FRONIUS USA |  | 6000 | 1 |  |  | 0.962 | Solar Inverter |  | INDOOR
REIPNR-08392 | SATCON TECHNOLOGY | PVS-250 (480 V) | 250000 | 1 |  |  | 0.962 | Solar Inverter |  | OUTDOOR
REIPNR-08418 | FRONIUS USA |  | 11400 | 1 |  |  | 0.962 | Solar Inverter |  | INDOOR
REIPNR-08477 | FRONIUS USA |  | 5000 | 1 |  |  | 0.962 | Solar Inverter |  | INDOOR
REIPNR-08500 | FRONIUS USA |  | 3000 | 1 |  |  | 0.962 | Solar Inverter |  | INDOOR
REIPNR-08500 | FRONIUS USA |  | 11400 | 5 |  |  | 0.962 | Solar Inverter |  | INDOOR
REIPNR-08518 | FRONIUS USA |  | 10000 | 1 |  |  | 0.962 | Solar Inverter |  | INDOOR
REIPNR-08646 | FRONIUS USA |  | 11400 | 3 |  |  | 0.962 | Solar Inverter |  | INDOOR
REIPNR-08739 | SATCON TECHNOLOGY | PVS-250 (240 V) | 250000 | 1 |  |  | 0.962 | Solar Inverter |  | OUTDOOR
REIPNR-08762 | FRONIUS USA | IG 2000 | 2000 | 1 |  |  | 0.962 | Solar Inverter |  | INDOOR
REIPNR-08762 | FRONIUS USA | IG 4000 | 4000 | 1 |  |  | 0.962 | Solar Inverter |  | INDOOR
REIPNR-08768 | SUNPOWER CORP (ORIGINAL MFRSMA) | SPR-7000M (277V) | 8000 | 1 |  |  | 0.962 | Solar Inverter |  | INDOOR
REIPNR-08780 | FRONIUS USA |  | 10000 | 2 |  |  | 0.962 | Solar Inverter |  | OUTDOOR
REIPNR-09159 | SATCON TECHNOLOGY | AE-135-60-PV-A | 135000 | 1 |  |  | 0.962 | Solar Inverter |  | Outside
REIPNR-09161 | POWER-ONE | PVI-3600-US (240V) | 3600 | 1 |  |  | 0.962 | Solar Inverter |  | Outside
REIPNR-09250 | FRONIUS USA |  | 7500 | 2 |  |  | 0.962 | Solar Inverter |  | OUTDOOR
REIPNR-09376 | FRONIUS USA |  | 11400 | 2 |  |  | 0.962 | Solar Inverter |  | INDOOR
REIPNR-09427 | FRONIUS USA |  | 9995 | 1 |  |  | 0.962 | Solar Inverter |  | OUTDOOR
REIPNR-09427 | FRONIUS USA |  | 11400 | 9 |  |  | 0.962 | Solar Inverter |  | OUTDOOR
REIPNR-10004 | FRONIUS USA |  | 7500 | 1 |  |  | 0.962 | Solar Inverter |  | INDOOR
REIPNR-10027 | FRONIUS USA |  | 7500 | 2 |  |  | 0.962 | Solar Inverter |  | OUTDOOR
REIPNR-10382 | ENPHASE ENERGY | M200-32-208-S01 | 190 | 1 |  |  | 0.962 | Solar Inverter |  | Inside
REIPNR-10382 | FRONIUS USA | IG 5100 | 5100 | 2 |  |  | 0.962 | Solar Inverter |  | INDOOR
REIPNR-10382 | FRONIUS USA |  | 11400 | 1 |  |  | 0.962 | Solar Inverter |  | INDOOR
REIPNR-10389 | FRONIUS USA | IG 3000 | 3000 | 1 |  |  | 0.962 | Solar Inverter |  | INDOOR
REIPNR-10389 | FRONIUS USA | IG 4000 | 4000 | 1 |  |  | 0.962 | Solar Inverter |  | INDOOR
REIPNR-10577 | FRONIUS USA |  | 6000 | 3 |  |  | 0.962 | Solar Inverter |  | OUTDOOR
REIPNR-10590 | FRONIUS USA |  | 3000 | 2 |  |  | 0.962 | Solar Inverter |  | INDOOR
REIPNR-10590 | FRONIUS USA |  | 5000 | 2 |  |  | 0.962 | Solar Inverter |  | INDOOR
REIPNR-10593 | FRONIUS USA |  | 6000 | 1 |  |  | 0.962 | Solar Inverter |  | INDOOR
REIPNR-10759 | FRONIUS USA | IG 3000 | 3000 | 1 |  |  | 0.962 | Solar Inverter |  | INDOOR
REIPNR-10759 | FRONIUS USA |  | 5000 | 1 |  |  | 0.962 | Solar Inverter |  | INDOOR
REIPNR-10859 | FRONIUS USA |  | 6000 | 1 |  |  | 0.962 | Solar Inverter |  | INDOOR
REIPNR-10968 | FRONIUS USA | IG 3000 | 3000 | 1 |  |  | 0.962 | Solar Inverter |  | INDOOR
REIPNR-10968 | FRONIUS USA | IG 4000 | 4000 | 1 |  |  | 0.962 | Solar Inverter |  | INDOOR
REIPNR-11077 | FRONIUS USA |  | 11400 | 2 |  |  | 0.962 | Solar Inverter |  | OUTDOOR
REIPNR-11285 | FRONIUS USA |  | 10000 | 1 |  |  | 0.962 | Solar Inverter |  | OUTDOOR
REIPNR-11352 | FRONIUS USA |  | 5000 | 1 |  |  | 0.962 | Solar Inverter |  | INDOOR
REIPNR-11355 | FRONIUS USA |  | 11400 | 3 |  |  | 0.962 | Solar Inverter |  | OUTDOOR
REIPNR-11386 | FRONIUS USA |  | 5000 | 1 |  |  | 0.962 | Solar Inverter |  | INDOOR
REIPNR-11389 | FRONIUS USA |  | 11400 | 2 |  |  | 0.962 | Solar Inverter |  | OUTDOOR
REIPNR-11406 | FRONIUS USA |  | 11400 | 1 |  |  | 0.962 | Solar Inverter |  | Inside
REIPNR-11463 | SMA AMERICA | SB7000US (208V) | 8000 | 1 |  |  | 0.962 | Solar Inverter |  | INDOOR
REIPNR-11478 | FRONIUS USA | IG 3000 | 3000 | 1 |  |  | 0.962 | Solar Inverter |  | INDOOR
REIPNR-11495 | FRONIUS USA |  | 11400 | 2 |  |  | 0.962 | Solar Inverter |  | OUTDOOR
REIPNR-11496 | FRONIUS USA |  | 9995 | 1 |  |  | 0.962 | Solar Inverter |  | OUTDOOR
REIPNR-11497 | FRONIUS USA |  | 6000 | 1 |  |  | 0.962 | Solar Inverter |  | OUTDOOR
REIPNR-11498 | SMA AMERICA | SB6000U (240V) | 6000 | 1 |  |  | 0.962 | Solar Inverter |  | OUTDOOR
REIPNR-11499 | FRONIUS USA |  | 11400 | 1 |  |  | 0.962 | Solar Inverter |  | OUTDOOR
REIPNR-11733 | FRONIUS USA |  | 7500 | 1 |  |  | 0.962 | Solar Inverter |  | OUTDOOR
REIPNR-11751 | FRONIUS USA |  | 11400 | 5 |  |  | 0.962 | Solar Inverter |  | Outside
REIPNR-11760 | FRONIUS USA |  | 10000 | 1 |  |  | 0.962 | Solar Inverter |  | OUTDOOR
REIPNR-11955 | SUNPOWER CORP (ORIGINAL MFRFRONIUS) | SPR-8000F-277 | 8000 | 1 |  |  | 0.962 | Solar Inverter |  | INDOOR
REIPNR-11978 | FRONIUS USA |  | 10000 | 1 |  |  | 0.962 | Solar Inverter |  | Inside
REIPNR-12117 | FRONIUS USA |  | 6000 | 1 |  |  | 0.962 | Solar Inverter |  | OUTDOOR
REIPNR-12158 | FRONIUS USA |  | 6000 | 1 |  |  | 0.962 | Solar Inverter |  | OUTDOOR
REIPNR-12174 | FRONIUS USA |  | 6000 | 1 |  |  | 0.962 | Solar Inverter |  | OUTDOOR
REIPNR-12174 | FRONIUS USA |  | 11400 | 1 |  |  | 0.962 | Solar Inverter |  | OUTDOOR
REIPNR-12182 | FRONIUS USA |  | 10000 | 1 |  |  | 0.962 | Solar Inverter |  | INDOOR
SRP01036 | FRONIUS USA | IG 2000 | 2000 | 1 |  |  | 0.962 | Solar Inverter |  | INDOOR
SRP01036 | FRONIUS USA | IG 4000 | 4000 | 1 |  |  | 0.962 | Solar Inverter |  | INDOOR
SRP01091 | SUNPOWER CORP (ORIGINAL MFRFRONIUS) | SPR-8000F-240 | 8000 | 1 |  |  | 0.962 | Solar Inverter |  | OUTDOOR
SRP01156 | SUNPOWER CORP (ORIGINAL MFRSMA) | SPR-7000M (208V) | 7000 | 1 |  |  | 0.962 | Solar Inverter |  | OUTDOOR
SRP01158 | FRONIUS USA | IG 5100 | 5100 | 2 |  |  | 0.962 | Solar Inverter |  | INDOOR
SRP01165 | SUNPOWER CORP (ORIGINAL MFRFRONIUS) | SPR-6500F-208 | 6500 | 1 |  |  | 0.962 | Solar Inverter |  | INDOOR
SRP01191 | SUNPOWER CORP (ORIGINAL MFRSMA) | SPR-6000M (277V) | 6500 | 1 |  |  | 0.962 | Solar Inverter |  | Inside
SRP01195 | SUNPOWER CORP (ORIGINAL MFRSMA) | SPR-7000M (277V) | 8000 | 1 |  |  | 0.962 | Solar Inverter |  | OUTDOOR
SRP01196 | SUNPOWER CORP (ORIGINAL MFRSMA) | SPR-7000M (277V) | 8000 | 1 |  |  | 0.962 | Solar Inverter |  | OUTDOOR
SRP01214 | SUNPOWER CORP (ORIGINAL MFRSMA) | SPR-3000M (208V) | 3000 | 1 |  |  | 0.962 | Solar Inverter |  | OUTDOOR
SRP01324 | SUNPOWER CORP (ORIGINAL MFRFRONIUS) | SPR-4000F-208 | 4000 | 1 |  |  | 0.962 | Solar Inverter |  | OUTDOOR
SRP01324 | SUNPOWER CORP (ORIGINAL MFRSMA) | SPR-3000M (208V) | 3000 | 1 |  |  | 0.962 | Solar Inverter |  | Outside
SRP01439 | FRONIUS USA |  | 10000 | 1 |  |  | 0.962 | Solar Inverter |  | INDOOR
SRP01498 | FRONIUS USA | IG 4000 | 4000 | 1 |  |  | 0.962 | Solar Inverter |  | OUTDOOR
SRP01549 | FRONIUS USA |  | 11400 | 1 |  |  | 0.962 | Solar Inverter |  | INDOOR
SRP01602 | FRONIUS USA |  | 9995 | 1 |  |  | 0.962 | Solar Inverter |  | INDOOR
SRP01615 | FRONIUS USA |  | 6000 | 1 |  |  | 0.962 | Solar Inverter |  | OUTDOOR
SRP01629 | FRONIUS USA |  | 6000 | 2 |  |  | 0.962 | Solar Inverter |  | INDOOR
SRP01791 | FRONIUS USA |  | 11400 | 1 |  |  | 0.962 | Solar Inverter |  | Inside
SRP02104 | SUNPOWER CORP (ORIGINAL MFRSMA) | SPR-7000M (208V) | 7000 | 1 |  |  | 0.962 | Solar Inverter |  | OUTDOOR
SRP02105 | SUNPOWER CORP (ORIGINAL MFRSMA) | SPR-7000M (277V) | 8000 | 1 |  |  | 0.962 | Solar Inverter |  | Inside
SRP02143 | FRONIUS USA |  | 11400 | 1 |  |  | 0.962 | Solar Inverter |  | INDOOR
SRP02144 | FRONIUS USA |  | 9995 | 1 |  |  | 0.962 | Solar Inverter |  | OUTDOOR
SRP02251 | FRONIUS USA |  | 11400 | 3 |  |  | 0.962 | Solar Inverter |  | INDOOR
SRP02272 | FRONIUS USA |  | 3000 | 1 |  |  | 0.962 | Solar Inverter |  | Inside
SRP02272 | FRONIUS USA |  | 3800 | 1 |  |  | 0.962 | Solar Inverter |  | Inside
SRP02272 | FRONIUS USA |  | 5000 | 1 |  |  | 0.962 | Solar Inverter |  | Inside
SRP02272 | FRONIUS USA |  | 6000 | 1 |  |  | 0.962 | Solar Inverter |  | Inside
SRP02272 | FRONIUS USA |  | 11400 | 1 |  |  | 0.962 | Solar Inverter |  | INDOOR
SRP02331 | FRONIUS USA |  | 11400 | 3 |  |  | 0.962 | Solar Inverter |  | INDOOR
SRP02402 | FRONIUS USA |  | 6000 | 1 |  |  | 0.962 | Solar Inverter |  | OUTDOOR
SRP02402 | FRONIUS USA |  | 10000 | 1 |  |  | 0.962 | Solar Inverter |  | OUTDOOR
SRP02440 | SATCON TECHNOLOGY | PVS-135 (208 V) | 135000 | 1 |  |  | 0.962 | Solar Inverter |  | OUTDOOR
SRP02514 | FRONIUS USA |  | 5000 | 1 |  |  | 0.962 | Solar Inverter |  | INDOOR
SRP02658 | SUNPOWER CORP (ORIGINAL MFRSMA) | SPR-3000M (208V) | 3300 | 1 |  |  | 0.962 | Solar Inverter |  | OUTDOOR
SRP02658 | SUNPOWER CORP (ORIGINAL MFRSMA) | SPR-7000M (277V) | 11400 | 1 |  |  | 0.962 | Solar Inverter |  | OUTDOOR
SRP02688 | SUNPOWER CORP (ORIGINAL MFRFRONIUS) | SPR 12000F (208V) | 11400 | 3 |  |  | 0.962 | Solar Inverter |  | OUTDOOR
SRP02741 | SUNPOWER CORP (ORIGINAL MFRFRONIUS) | SPR 12000F (208V) | 11400 | 2 |  |  | 0.962 | Solar Inverter |  | OUTDOOR
SRP02742 | SUNPOWER CORP (ORIGINAL MFRFRONIUS) | SPR 12000F (208V) | 11400 | 2 |  |  | 0.962 | Solar Inverter |  | OUTDOOR
SRP02758 | SUNPOWER CORP (ORIGINAL MFRFRONIUS) | SPR-8000F-277 | 10000 | 1 |  |  | 0.962 | Solar Inverter |  | INDOOR
SRP02877 | FRONIUS USA |  | 7500 | 1 |  |  | 0.962 | Solar Inverter |  | Outside
SRP02878 | POWER-ONE | PVI-6000-OUTD-US (208 V) | 6000 | 1 |  |  | 0.962 | Solar Inverter |  | Outside
SRP02879 | FRONIUS USA |  | 7500 | 2 |  |  | 0.962 | Solar Inverter |  | OUTDOOR
SRP02880 | FRONIUS USA |  | 7500 | 2 |  |  | 0.962 | Solar Inverter |  | OUTDOOR
SRP02882 | SOLECTRIA RENEWABLES | PVI13KW-208 | 9995 | 1 |  |  | 0.962 | Solar Inverter |  | OUTDOOR
SRP02883 | FRONIUS USA |  | 9995 | 1 |  |  | 0.962 | Solar Inverter |  | OUTDOOR
SRP02884 | FRONIUS USA |  | 7500 | 2 |  |  | 0.962 | Solar Inverter |  | OUTDOOR
SRP02886 | SOLECTRIA RENEWABLES | PVI13KW-208 | 9995 | 1 |  |  | 0.962 | Solar Inverter |  | OUTDOOR
SRP02886 | SOLECTRIA RENEWABLES | PVI13KW-208 | 9995 | 1 |  |  | 0.962 | Solar Inverter |  | OUTDOOR
SRP03008 | FRONIUS USA |  | 10000 | 3 |  |  | 0.962 | Solar Inverter |  | Inside
SRP03118 | FRONIUS USA |  | 6000 | 1 |  |  | 0.962 | Solar Inverter |  | Outside
SRP03234 | SUNPOWER CORP (ORIGINAL MFRSMA) | SPR-7000M (277V) | 11400 | 2 |  |  | 0.962 | Solar Inverter |  | INDOOR
SRP03297 | FRONIUS USA |  | 10000 | 3 |  |  | 0.962 | Solar Inverter |  | OUTDOOR
SRP03407 | FRONIUS USA |  | 11400 | 1 |  |  | 0.962 | Solar Inverter |  | INDOOR
SRP03428 | FRONIUS USA |  | 10000 | 2 |  |  | 0.962 | Solar Inverter |  | Inside
SRP03559 | SUNPOWER CORP (ORIGINAL MFRFRONIUS) | SPR-8000F-208 | 8000 | 1 |  |  | 0.962 | Solar Inverter |  | INDOOR
SRP03567 | SUNPOWER CORP (ORIGINAL MFRSMA) | SPR-7000M (277V) | 8000 | 1 |  |  | 0.962 | Solar Inverter |  | Inside
SRP03756 | SMA AMERICA | SB6000U (208V) | 6000 | 5 |  |  | 0.962 | Solar Inverter |  | Outside
SRP04049 | PV POWERED | PVP2000 | 2000 | 2 |  |  | 0.962 | Solar Inverter |  | OUTDOOR
SRP04049 | PV POWERED | PVP3500 | 3500 | 1 |  |  | 0.962 | Solar Inverter |  | OUTDOOR
SRP04089 | SUNPOWER CORP (ORIGINAL MFRSMA) | SPR-7000M (277V) | 9995 | 1 |  |  | 0.962 | Solar Inverter |  | Outside
SRP04123 | FRONIUS USA |  | 5000 | 1 |  |  | 0.962 | Solar Inverter |  | OUTDOOR
SRP04123 | FRONIUS USA |  | 7500 | 1 |  |  | 0.962 | Solar Inverter |  | OUTDOOR
SRP04123 | FRONIUS USA |  | 7500 | 1 |  |  | 0.962 | Solar Inverter |  | OUTDOOR
SRP04155 | FRONIUS USA |  | 10000 | 2 |  |  | 0.962 | Solar Inverter |  | OUTDOOR
SRP04158 | FRONIUS USA |  | 10000 | 2 |  |  | 0.962 | Solar Inverter |  | OUTDOOR
SRP04177 | FRONIUS USA |  | 11400 | 1 |  |  | 0.962 | Solar Inverter |  | INDOOR
SRP04230 | SUNPOWER CORP (ORIGINAL MFRSMA) | SPR-7000M (277V) | 8000 | 4 |  |  | 0.962 | Solar Inverter |  | INDOOR
SRP04232 | FRONIUS USA |  | 7500 | 2 |  |  | 0.962 | Solar Inverter |  | OUTDOOR
SRP04256 | FRONIUS USA | IG 4000 | 4000 | 2 |  |  | 0.962 | Solar Inverter |  | OUTDOOR
SRP04274 | FRONIUS USA |  | 5000 | 2 |  |  | 0.962 | Solar Inverter |  | INDOOR
SRP04277 | FRONIUS USA |  | 7500 | 2 |  |  | 0.962 | Solar Inverter |  | Inside
SRP04278 | FRONIUS USA |  | 5000 | 1 |  |  | 0.962 | Solar Inverter |  | OUTDOOR
SRP04278 | FRONIUS USA |  | 11400 | 1 |  |  | 0.962 | Solar Inverter |  | OUTDOOR
SRP04413 | FRONIUS USA |  | 11400 | 5 |  |  | 0.962 | Solar Inverter |  | INDOOR
SRP04520 | FRONIUS USA |  | 9995 | 1 |  |  | 0.962 | Solar Inverter |  | INDOOR
SRP04522 | FRONIUS USA |  | 10000 | 2 |  |  | 0.962 | Solar Inverter |  | OUTDOOR
SRP04522 | FRONIUS USA |  | 11400 | 6 |  |  | 0.962 | Solar Inverter |  | OUTDOOR
SRP04588 | FRONIUS USA |  | 7500 | 1 |  |  | 0.962 | Solar Inverter |  | OUTDOOR
SRP04645 | FRONIUS USA |  | 11400 | 1 |  |  | 0.962 | Solar Inverter |  | Inside
SRP04743 | SMA AMERICA | SB7000US (208V) | 7000 | 1 |  |  | 0.962 | Solar Inverter |  | INDOOR
SRP04765 | FRONIUS USA |  | 7500 | 6 |  |  | 0.962 | Solar Inverter |  | INDOOR
SRP04793 | FRONIUS USA |  | 6000 | 1 |  |  | 0.962 | Solar Inverter |  | OUTDOOR
SRP04793 | FRONIUS USA |  | 10000 | 1 |  |  | 0.962 | Solar Inverter |  | OUTDOOR
SRP04793 | FRONIUS USA |  | 11400 | 2 |  |  | 0.962 | Solar Inverter |  | OUTDOOR
SRP05107 | FRONIUS USA |  | 7500 | 1 |  |  | 0.962 | Solar Inverter |  | INDOOR
SRP05201 | FRONIUS USA |  | 10000 | 1 |  |  | 0.962 | Solar Inverter |  | OUTDOOR
SRP05275 | FRONIUS USA |  | 3000 | 1 |  |  | 0.962 | Solar Inverter |  | INDOOR
SRP05388 | SUNPOWER CORP (ORIGINAL MFRSMA) | SPR-3000M (208V) | 11400 | 4 |  |  | 0.962 | Solar Inverter |  | OUTDOOR
SRP05388 | SUNPOWER CORP (ORIGINAL MFRSMA) | SPR-6000M (208V) | 6500 | 2 |  |  | 0.962 | Solar Inverter |  | OUTDOOR
SRP05394 | FRONIUS USA |  | 7500 | 2 |  |  | 0.962 | Solar Inverter |  | OUTDOOR
SRP05394 | FRONIUS USA |  | 11400 | 1 |  |  | 0.962 | Solar Inverter |  | OUTDOOR
SRP05417 | SUNPOWER CORP (ORIGINAL MFRSMA) | SPR-4000M (208V) | 4000 | 1 |  |  | 0.962 | Solar Inverter |  | INDOOR
SRP05427 | FRONIUS USA |  | 5000 | 2 |  |  | 0.962 | Solar Inverter |  | OUTDOOR
SRP05535 | SUNPOWER CORP (ORIGINAL MFRSMA) | SPR-7000M (240V) | 8000 | 1 |  |  | 0.962 | Solar Inverter |  | OUTDOOR
SRP05594 | FRONIUS USA |  | 6000 | 1 |  |  | 0.962 | Solar Inverter |  | INDOOR
SRP05642 | FRONIUS USA |  | 9995 | 1 |  |  | 0.962 | Solar Inverter |  | Outside
SRP05931 | FRONIUS USA |  | 7500 | 1 |  |  | 0.962 | Solar Inverter |  | INDOOR
SRP06102 | FRONIUS USA |  | 6000 | 1 |  |  | 0.962 | Solar Inverter |  | Inside
SRP06102 | FRONIUS USA |  | 7500 | 1 |  |  | 0.962 | Solar Inverter |  | Inside
SRP06102 | FRONIUS USA |  | 10000 | 1 |  |  | 0.962 | Solar Inverter |  | Inside
SRP06150 | FRONIUS USA |  | 7500 | 1 |  |  | 0.962 | Solar Inverter |  | INDOOR
SRP06189 | SATCON TECHNOLOGY | PVS-50 (208 V) | 50000 | 1 |  |  | 0.962 | Solar Inverter |  | OUTDOOR
SRP06243 | FRONIUS USA |  | 6000 | 1 |  |  | 0.962 | Solar Inverter |  | Inside
SRP06243 | FRONIUS USA |  | 10000 | 2 |  |  | 0.962 | Solar Inverter |  | Inside
SRP06263 | FRONIUS USA | IG 3000 | 3000 | 1 |  |  | 0.962 | Solar Inverter |  | INDOOR
SRP06263 | FRONIUS USA |  | 10000 | 1 |  |  | 0.962 | Solar Inverter |  | INDOOR
SRP06297 | ADVANCED ENERGY INDUSTRIES | 3159000-110 | 5000 | 1 |  |  | 0.962 | Solar Inverter |  | Inside
SRP06317 | SUNPOWER CORP (ORIGINAL MFRSMA) | SPR-7000M (208V) | 8000 | 1 |  |  | 0.962 | Solar Inverter |  | INDOOR
SRP06444 | FRONIUS USA | IG 5100 | 5100 | 1 |  |  | 0.962 | Solar Inverter |  | OUTDOOR
SRP06445 | SUNPOWER CORP (ORIGINAL MFRSMA) | SPR-7000M (277V) | 10000 | 1 |  |  | 0.962 | Solar Inverter |  | INDOOR
SRP06474 | FRONIUS USA |  | 12000 | 1 |  |  | 0.962 | Solar Inverter |  | OUTDOOR
SRP06673 | FRONIUS USA |  | 9995 | 1 |  |  | 0.962 | Solar Inverter |  | Inside
SRP06727 | SUNPOWER CORP (ORIGINAL MFRSMA) | SPR-6000M (277V) | 6500 | 1 |  |  | 0.962 | Solar Inverter |  | INDOOR
SRP07057 | KACO | 2901XI | 100000 | 1 |  |  | 0.962 | Solar Inverter |  | OUTDOOR
SRP07066 | SATCON TECHNOLOGY | PVS-135 (240 V) | 135000 | 1 |  |  | 0.962 | Solar Inverter |  | OUTDOOR
SRP07095 | FRONIUS USA |  | 12000 | 1 |  |  | 0.962 | Solar Inverter |  | OUTDOOR
SRP07223 | FRONIUS USA |  | 10000 | 4 |  |  | 0.962 | Solar Inverter |  | Inside
SRP07231 | SMA AMERICA | SB7000US (277V) | 7500 | 1 |  |  | 0.962 | Solar Inverter |  | INDOOR
SRP07263 | FRONIUS USA |  | 7500 | 1 |  |  | 0.962 | Solar Inverter |  | Inside
SRP07277 | SUNPOWER CORP (ORIGINAL MFRSMA) | SPR-7000M (277V) | 11400 | 1 |  |  | 0.962 | Solar Inverter |  | INDOOR
SRP07279 | SUNPOWER CORP (ORIGINAL MFRSMA) | SPR-7000M (277V) | 8000 | 2 |  |  | 0.962 | Solar Inverter |  | INDOOR
SRP07476 | FRONIUS USA |  | 7500 | 3 |  |  | 0.962 | Solar Inverter |  | Inside
SRP07480 | FRONIUS USA | IG 5100 | 5000 | 1 |  |  | 0.962 | Solar Inverter |  | OUTDOOR
SRP07492 | SUNPOWER CORP (ORIGINAL MFRSMA) | SPR-7000M (277V) | 10000 | 2 |  |  | 0.962 | Solar Inverter |  | Inside
SRP07519 | FRONIUS USA |  | 9995 | 1 |  |  | 0.962 | Solar Inverter |  | OUTDOOR
SRP07521 | FRONIUS USA |  | 7500 | 1 |  |  | 0.962 | Solar Inverter |  | OUTDOOR
SRP07533 | FRONIUS USA |  | 10000 | 1 |  |  | 0.962 | Solar Inverter |  | OUTDOOR
SRP07536 | FRONIUS USA |  | 10000 | 1 |  |  | 0.962 | Solar Inverter |  | OUTDOOR
SRP07536 | FRONIUS USA |  | 11400 | 1 |  |  | 0.962 | Solar Inverter |  | OUTDOOR
SRP07692 | SOLECTRIA RENEWABLES | PVI 5300-P (240V) | 7500 | 2 |  |  | 0.962 | Solar Inverter |  | Inside
SRP07717 | SUNPOWER CORP (ORIGINAL MFRSMA) | SPR-3000M (240V) | 11400 | 4 |  |  | 0.962 | Solar Inverter |  | Inside
SRP07731 | SUNPOWER CORP (ORIGINAL MFRSMA) | SPR-7000M (277V) | 8000 | 1 |  |  | 0.962 | Solar Inverter |  | INDOOR
SRP07834 | FRONIUS USA |  | 10000 | 2 |  |  | 0.962 | Solar Inverter |  | INDOOR
SRP07963 | FRONIUS USA |  | 5000 | 1 |  |  | 0.962 | Solar Inverter |  | Inside
SRP07963 | FRONIUS USA |  | 7500 | 1 |  |  | 0.962 | Solar Inverter |  | Inside
SRP08032 | SUNPOWER CORP (ORIGINAL MFRSMA) | SPR-7000M (240V) | 11400 | 1 |  |  | 0.962 | Solar Inverter |  | INDOOR
SRP08086 | FRONIUS USA |  | 9995 | 1 |  |  | 0.962 | Solar Inverter |  | OUTDOOR
SRP08206 | FRONIUS USA |  | 11400 | 2 |  |  | 0.962 | Solar Inverter |  | OUTDOOR
SRP08317 | FRONIUS USA |  | 7500 | 1 |  |  | 0.962 | Solar Inverter |  | OUTDOOR
SRP08468 | FRONIUS USA |  | 7500 | 1 |  |  | 0.962 | Solar Inverter |  | Outside
SRP08656 | FRONIUS USA |  | 10000 | 1 |  |  | 0.962 | Solar Inverter |  | OUTDOOR
SRP08658 | FRONIUS USA |  | 11400 | 1 |  |  | 0.962 | Solar Inverter |  | INDOOR
SRP08727 | FRONIUS USA |  | 7500 | 1 |  |  | 0.962 | Solar Inverter |  | OUTDOOR
SRP08860 | SUNPOWER CORP (ORIGINAL MFRFRONIUS) | SPR 12000F (208V) | 11400 | 4 |  |  | 0.962 | Solar Inverter |  | OUTDOOR
SRP08877 | FRONIUS USA |  | 10000 | 4 |  |  | 0.962 | Solar Inverter |  | INDOOR
SRP08885 | SUNPOWER CORP (ORIGINAL MFRSMA) | SPR-7000M (277V) | 10000 | 1 |  |  | 0.962 | Solar Inverter |  | Inside
SRP08903 | SUNPOWER CORP (ORIGINAL MFRSMA) | SPR-7000M (277V) | 7500 | 2 |  |  | 0.962 | Solar Inverter |  | Inside
SRP08920 | SUNPOWER CORP (ORIGINAL MFRSMA) | SPR-3000M (208V) | 3800 | 1 |  |  | 0.962 | Solar Inverter |  | INDOOR
SRP08920 | SUNPOWER CORP (ORIGINAL MFRSMA) | SPR-7000M (277V) | 7500 | 1 |  |  | 0.962 | Solar Inverter |  | INDOOR
SRP09006 | SUNPOWER CORP (ORIGINAL MFRSMA) | SPR-7000M (277V) | 10000 | 1 |  |  | 0.962 | Solar Inverter |  | Inside
SRP09062 | SUNPOWER CORP (ORIGINAL MFRSMA) | SPR-7000M (240V) | 10000 | 1 |  |  | 0.962 | Solar Inverter |  | Inside
SRP09078 | FRONIUS USA |  | 10000 | 1 |  |  | 0.962 | Solar Inverter |  | Inside
SRP09093 | FRONIUS USA |  | 6000 | 1 |  |  | 0.962 | Solar Inverter |  | OUTDOOR
SRP09093 | FRONIUS USA |  | 10000 | 1 |  |  | 0.962 | Solar Inverter |  | OUTDOOR
SRP09093 | FRONIUS USA |  | 11400 | 1 |  |  | 0.962 | Solar Inverter |  | OUTDOOR
SRP09135 | SUNPOWER CORP (ORIGINAL MFRSMA) | SPR-7000M (208V) | 8000 | 1 |  |  | 0.962 | Solar Inverter |  | INDOOR
SRP09240 | FRONIUS USA | IG 3000 | 3000 | 1 |  |  | 0.962 | Solar Inverter |  | INDOOR
SRP09476 | FRONIUS USA |  | 10000 | 2 |  |  | 0.962 | Solar Inverter |  | OUTDOOR
SRP09592 | FRONIUS USA |  | 9995 | 3 |  |  | 0.962 | Solar Inverter |  | OUTDOOR
SRP09607 | FRONIUS USA |  | 6000 | 1 |  |  | 0.962 | Solar Inverter |  | Inside
SRP09629 | SUNPOWER CORP (ORIGINAL MFRSMA) | SPR-3000M (208V) | 10000 | 2 |  |  | 0.962 | Solar Inverter |  | OUTDOOR
SRP09629 | SUNPOWER CORP (ORIGINAL MFRSMA) | SPR-7000M (240V) | 8000 | 1 |  |  | 0.962 | Solar Inverter |  | OUTDOOR
SRP09645 | PV POWERED | PVP75KW-480 | 75000 | 2 |  |  | 0.962 | Solar Inverter |  | OUTDOOR
SRP09647 | PV POWERED | PVP75KW-480 | 75000 | 2 |  |  | 0.962 | Solar Inverter |  | OUTDOOR
SRP09648 | PV POWERED | PVP75KW-480 | 75000 | 2 |  |  | 0.962 | Solar Inverter |  | OUTDOOR
SRP09650 | PV POWERED | PVP75KW-480 | 75000 | 2 |  |  | 0.962 | Solar Inverter |  | OUTDOOR
SRP09718 | PV POWERED | PVP75KW-480 | 75000 | 2 |  |  | 0.962 | Solar Inverter |  | OUTDOOR
SRP09737 | SUNPOWER CORP (ORIGINAL MFRSMA) | SPR-3000M (240V) | 11400 | 1 |  |  | 0.962 | Solar Inverter |  | Inside
SRP09772 | SUNPOWER CORP (ORIGINAL MFRFRONIUS) | SPR 12000F (208V) | 11400 | 1 |  |  | 0.962 | Solar Inverter |  | OUTDOOR
SRP09791 | FRONIUS USA |  | 10000 | 1 |  |  | 0.962 | Solar Inverter |  | OUTDOOR
SRP09831 | SUNPOWER CORP (ORIGINAL MFRFRONIUS) | SPR 12000F (240V) | 11400 | 1 |  |  | 0.962 | Solar Inverter |  | INDOOR
SRP09831 | SUNPOWER CORP (ORIGINAL MFRSMA) | SPR-3000M (240V) | 3300 | 1 |  |  | 0.962 | Solar Inverter |  | INDOOR
SRP09906 | SUNPOWER CORP (ORIGINAL MFRSMA) | SPR-7000M (208V) | 7500 | 1 |  |  | 0.962 | Solar Inverter |  | Outside
SRP09979 | SUNPOWER CORP (ORIGINAL MFRSMA) | SPR-7000M (240V) | 7500 | 1 |  |  | 0.962 | Solar Inverter |  | Outside
SRP10069 | SUNPOWER CORP (ORIGINAL MFRFRONIUS) | SPR-6500F-240 | 6500 | 1 |  |  | 0.962 | Solar Inverter |  | Inside
SRP10070 | SUNPOWER CORP (ORIGINAL MFRSMA) | SPR-6000M (208V) | 6500 | 1 |  |  | 0.962 | Solar Inverter |  | OUTDOOR
SRP10164 | SUNPOWER CORP (ORIGINAL MFRSMA) | SPR-6000M (240V) | 6500 | 1 |  |  | 0.962 | Solar Inverter |  | Outside
SRP10208 | SUNPOWER CORP (ORIGINAL MFRFRONIUS) | SPR 12000F (208V) | 11400 | 1 |  |  | 0.962 | Solar Inverter |  | OUTDOOR
SRP10208 | SUNPOWER CORP (ORIGINAL MFRSMA) | SPR-3000M (208V) | 3800 | 2 |  |  | 0.962 | Solar Inverter |  | OUTDOOR
SRP10276 | SUNPOWER CORP (ORIGINAL MFRFRONIUS) | SPR 12000F (240V) | 11400 | 1 |  |  | 0.962 | Solar Inverter |  | INDOOR
SRP10412 | SUNPOWER CORP (ORIGINAL MFRSMA) | SPR-6000M (240V) | 6500 | 1 |  |  | 0.962 | Solar Inverter |  | INDOOR
SRP10412 | SUNPOWER CORP (ORIGINAL MFRSMA) | SPR-6000M (240V) | 6500 | 1 |  |  | 0.962 | Solar Inverter |  | INDOOR
SRP10413 | SUNPOWER CORP (ORIGINAL MFRFRONIUS) | SPR 12000F (240V) | 9995 | 1 |  |  | 0.962 | Solar Inverter |  | INDOOR
SRP10463 | SUNPOWER CORP (ORIGINAL MFRSMA) | SPR-7000M (240V) | 7500 | 1 |  |  | 0.962 | Solar Inverter |  | INDOOR
SRP10463 | SUNPOWER CORP (ORIGINAL MFRSMA) | SPR-7000M (240V) | 7500 | 1 |  |  | 0.962 | Solar Inverter |  | INDOOR
SRP10498 | SUNPOWER CORP (ORIGINAL MFRSMA) | SPR-3000M (240V) | 10000 | 1 |  |  | 0.962 | Solar Inverter |  | INDOOR
SRP10499 | FRONIUS USA |  | 7500 | 1 |  |  | 0.962 | Solar Inverter |  | INDOOR
SRP10664 | SUNPOWER CORP (ORIGINAL MFRSMA) | SPR-6000M (277V) | 6500 | 1 |  |  | 0.962 | Solar Inverter |  | Inside
SRP10728 | SUNPOWER CORP (ORIGINAL MFRSMA) | SPR-7000M (277V) | 10000 | 1 |  |  | 0.962 | Solar Inverter |  | INDOOR
SRP10766 | FRONIUS USA |  | 3000 | 1 |  |  | 0.962 | Solar Inverter |  | INDOOR
SRP10884 | SUNPOWER CORP (ORIGINAL MFRFRONIUS) | SPR-6500F-240 | 6500 | 2 |  |  | 0.962 | Solar Inverter |  | Outside
SRP10938 | SUNPOWER CORP (ORIGINAL MFR - PV POWERED LLC) | SPR-2500 | 11400 | 1 |  |  | 0.962 | Solar Inverter |  | Inside
SRP11013 | SUNPOWER CORP (ORIGINAL MFR - PV POWERED LLC) | SPR-2500 | 11400 | 1 |  |  | 0.962 | Solar Inverter |  | Inside
SRP11024 | FRONIUS USA |  | 5000 | 1 |  |  | 0.962 | Solar Inverter |  | OUTDOOR
SRP11121 | FRONIUS USA |  | 11400 | 1 |  |  | 0.962 | Solar Inverter |  | OUTDOOR
SRP11122 | FRONIUS USA |  | 10000 | 1 |  |  | 0.962 | Solar Inverter |  | INDOOR
SRP11214 | SUNPOWER CORP (ORIGINAL MFRSMA) | SPR-6000M (240V) | 6500 | 1 |  |  | 0.962 | Solar Inverter |  | INDOOR
SRP11227 | SUNPOWER CORP (ORIGINAL MFRSMA) | SPR-6000M (277V) | 6500 | 1 |  |  | 0.962 | Solar Inverter |  | Inside
SRP11227 | SUNPOWER CORP (ORIGINAL MFRSMA) | SPR-7000M (277V) | 7500 | 1 |  |  | 0.962 | Solar Inverter |  | Inside
SRP11309 | SUNPOWER CORP (ORIGINAL MFRSMA) | SPR-7000M (277V) | 7500 | 1 |  |  | 0.962 | Solar Inverter |  | Inside
SRP11314 | SUNPOWER CORP (ORIGINAL MFRSMA) | SPR-3000M (240V) | 11400 | 1 |  |  | 0.962 | Solar Inverter |  | Inside
SRP11403 | FRONIUS USA | IG 4000 NEG | 4000 | 1 |  |  | 0.962 | Solar Inverter |  | INDOOR
SRP11407 | SUNPOWER CORP (ORIGINAL MFR - PV POWERED LLC) | SPR-4600 | 11400 | 1 |  |  | 0.962 | Solar Inverter |  | INDOOR
SRP11448 | SUNPOWER CORP (ORIGINAL MFRSMA) | SPR-7000M (277V) | 9995 | 1 |  |  | 0.962 | Solar Inverter |  | INDOOR
SRP11458 | SUNPOWER CORP (ORIGINAL MFRFRONIUS) | SPR 12000F (208V) | 11400 | 1 |  |  | 0.962 | Solar Inverter |  | INDOOR
SRP11543 | SUNPOWER CORP (ORIGINAL MFR - PV POWERED LLC) | SPR-5200 | 6500 | 1 |  |  | 0.962 | Solar Inverter |  | INDOOR
SRP11706 | SUNPOWER CORP (ORIGINAL MFRSMA) | SPR-6000M (240V) | 6500 | 1 |  |  | 0.962 | Solar Inverter |  | OUTDOOR
SRP11800 | SUNPOWER CORP (ORIGINAL MFRSMA) | SPR-7000M (277V) | 11400 | 1 |  |  | 0.962 | Solar Inverter |  | INDOOR
SRP11833 | FRONIUS USA |  | 5000 | 1 |  |  | 0.962 | Solar Inverter |  | INDOOR
SRP11833 | FRONIUS USA |  | 7500 | 1 |  |  | 0.962 | Solar Inverter |  | INDOOR
SRP11833 | FRONIUS USA |  | 9995 | 1 |  |  | 0.962 | Solar Inverter |  | INDOOR
SRP11833 | FRONIUS USA |  | 11400 | 2 |  |  | 0.962 | Solar Inverter |  | INDOOR
SRP11891 | FRONIUS USA |  | 7500 | 1 |  |  | 0.962 | Solar Inverter |  | INDOOR
SRP11935 | SUNPOWER CORP (ORIGINAL MFRSMA) | SPR-7000M (277V) | 7500 | 1 |  |  | 0.962 | Solar Inverter |  | INDOOR
SRP12026 | SUNPOWER CORP (ORIGINAL MFRFRONIUS) | SPR 12000F (208V) | 11400 | 1 |  |  | 0.962 | Solar Inverter |  | Outside
SRP12057 | SUNPOWER CORP (ORIGINAL MFRFRONIUS) | SPR-6500F-277 | 7500 | 1 |  |  | 0.962 | Solar Inverter |  | Inside
SRP12149 | FRONIUS USA |  | 9995 | 1 |  |  | 0.962 | Solar Inverter |  | Outside
SRP12308 | SUNPOWER CORP (ORIGINAL MFRSMA) | SPR-6000M (277V) | 6500 | 1 |  |  | 0.962 | Solar Inverter |  | Inside
SRP12452 | SUNPOWER CORP (ORIGINAL MFRSMA) | SPR-6000M (240V) | 6500 | 1 |  |  | 0.962 | Solar Inverter |  | OUTDOOR
SRP12583 | SUNPOWER CORP (ORIGINAL MFRSMA) | SPR-7000M (277V) | 10000 | 1 |  |  | 0.962 | Solar Inverter |  | INDOOR
SRP12668 | SUNPOWER CORP (ORIGINAL MFR - PV POWERED LLC) | SPR-5200 | 9995 | 1 |  |  | 0.962 | Solar Inverter |  | INDOOR
SRP12670 | SUNPOWER CORP (ORIGINAL MFR - PV POWERED LLC) | SPR-5200 | 7500 | 1 |  |  | 0.962 | Solar Inverter |  | INDOOR
SRP12673 | SUNPOWER CORP (ORIGINAL MFR - PV POWERED LLC) | SPR-2500 | 7500 | 1 |  |  | 0.962 | Solar Inverter |  | INDOOR
SRP12674 | SUNPOWER CORP (ORIGINAL MFR - PV POWERED LLC) | SPR-5200 | 6500 | 2 |  |  | 0.962 | Solar Inverter |  | INDOOR
SRP12675 | SUNPOWER CORP (ORIGINAL MFR - PV POWERED LLC) | SPR-5200 | 6500 | 2 |  |  | 0.962 | Solar Inverter |  | INDOOR
SRP12773 | FRONIUS USA | IG 3000 | 3000 | 1 |  |  | 0.962 | Solar Inverter |  | Inside
SRP12784 | FRONIUS USA | IG 3000 | 3000 | 1 |  |  | 0.962 | Solar Inverter |  | Inside
SRP12791 | FRONIUS USA |  | 3000 | 1 |  |  | 0.962 | Solar Inverter |  | Inside
SRP12797 | FRONIUS USA | IG 3000 | 3000 | 1 |  |  | 0.962 | Solar Inverter |  | Inside
SRP12798 | FRONIUS USA |  | 3000 | 1 |  |  | 0.962 | Solar Inverter |  | Inside
SRP12818 | SUNPOWER CORP (ORIGINAL MFRFRONIUS) | SPR-11400F-3-277 | 11400 | 1 |  |  | 0.962 | Solar Inverter |  | OUTDOOR
SRP12947 | SUNPOWER CORP (ORIGINAL MFRFRONIUS) | SPR 12000F (208V) | 10000 | 1 |  |  | 0.962 | Solar Inverter |  | Outside
SRP12948 | SUNPOWER CORP (ORIGINAL MFRSMA) | SPR-7000M (240V) | 9995 | 1 |  |  | 0.962 | Solar Inverter |  | Outside
SRP12957 | SUNPOWER CORP (ORIGINAL MFRFRONIUS) | SPR 11401F-277 | 11400 | 1 |  |  | 0.962 | Solar Inverter |  | INDOOR
SRP13076 | SUNPOWER CORP (ORIGINAL MFRSMA) | SPR-7000M (240V) | 7500 | 2 |  |  | 0.962 | Solar Inverter |  | Outside
SRP13099 | SUNPOWER CORP (ORIGINAL MFR - PV POWERED LLC) | SPR-5200 | 7500 | 1 |  |  | 0.962 | Solar Inverter |  | OUTDOOR
SRP13115 | FRONIUS USA |  | 9995 | 1 |  |  | 0.962 | Solar Inverter |  | INDOOR
SRP13115 | FRONIUS USA |  | 9995 | 1 |  |  | 0.962 | Solar Inverter |  | INDOOR
SRP13300 | SUNPOWER CORP (ORIGINAL MFR - PV POWERED LLC) | SPR-2500 | 10000 | 1 |  |  | 0.962 | Solar Inverter |  | Inside
SRP13323 | SUNPOWER CORP (ORIGINAL MFR - PV POWERED LLC) | SPR-2500 | 10000 | 1 |  |  | 0.962 | Solar Inverter |  | INDOOR
SRP13399 | SUNPOWER CORP (ORIGINAL MFRSMA) | SPR-7000M (277V) | 9995 | 1 |  |  | 0.962 | Solar Inverter |  | INDOOR
SRP13491 | SUNPOWER CORP (ORIGINAL MFRSMA) | SPR-7000M (240V) | 11400 | 1 |  |  | 0.962 | Solar Inverter |  | Inside
SRP13503 | SUNPOWER CORP (ORIGINAL MFRSMA) | SPR-6000M (240V) | 6500 | 1 |  |  | 0.962 | Solar Inverter |  | OUTDOOR
SRP13567 | SUNPOWER CORP (ORIGINAL MFRFRONIUS) | SPR 11401F-277 | 10000 | 1 |  |  | 0.962 | Solar Inverter |  | OUTDOOR
SRP13567 | SUNPOWER CORP (ORIGINAL MFRFRONIUS) | SPR-3300F-208 | 3300 | 1 |  |  | 0.962 | Solar Inverter |  | OUTDOOR
SRP13580 | SUNPOWER CORP (ORIGINAL MFRSMA) | SPR-3000M (208V) | 11000 | 1 |  |  | 0.962 | Solar Inverter |  | OUTDOOR
SRP13580 | SUNPOWER CORP (ORIGINAL MFRSMA) | SPR-4000M (240V) | 4000 | 1 |  |  | 0.962 | Solar Inverter |  | OUTDOOR
SRP13694 | SUNPOWER CORP (ORIGINAL MFR - PV POWERED LLC) | SPR-5200 | 6500 | 1 |  |  | 0.962 | Solar Inverter |  | OUTDOOR
SRP13724 | SUNPOWER CORP (ORIGINAL MFRFRONIUS) | SPR 11401F-277 | 11400 | 1 |  |  | 0.962 | Solar Inverter |  | INDOOR
SRP13867 | SUNPOWER CORP (ORIGINAL MFRSMA) | SPR-7000M (277V) | 7500 | 1 |  |  | 0.962 | Solar Inverter |  | OUTDOOR
SRP13867 | SUNPOWER CORP (ORIGINAL MFRSMA) | SPR-7000M (277V) | 11400 | 1 |  |  | 0.962 | Solar Inverter |  | OUTDOOR
SRP14094 | SUNPOWER CORP (ORIGINAL MFRSMA) | SPR-7000M (240V) | 9995 | 1 |  |  | 0.962 | Solar Inverter |  | OUTDOOR
SRP14108 | SUNPOWER CORP (ORIGINAL MFRFRONIUS) | SPR 11401F-277 | 10001 | 1 |  |  | 0.962 | Solar Inverter |  | OUTDOOR
SRP14108 | SUNPOWER CORP (ORIGINAL MFRFRONIUS) | SPR-3300F-208 | 3301 | 1 |  |  | 0.962 | Solar Inverter |  | OUTDOOR
SRP14313 | SUNPOWER CORP (ORIGINAL MFRSMA) | SPR-7000M (240V) | 11400 | 1 |  |  | 0.962 | Solar Inverter |  | OUTDOOR
SRP14313 | SUNPOWER CORP (ORIGINAL MFRSMA) | SPR-7000M (277V) | 9995 | 1 |  |  | 0.962 | Solar Inverter |  | OUTDOOR
SRP14508 | FRONIUS USA |  | 5000 | 1 |  |  | 0.962 | Solar Inverter |  | OUTDOOR
SRP14700 | FRONIUS USA |  | 10000 | 1 |  |  | 0.962 | Solar Inverter |  | INDOOR
SRP14748 | SUNPOWER | SPR-10001F-208 | 10000 | 1 |  |  | 0.962 | Solar Inverter |  | OUTDOOR
SRP14844 | SUNPOWER CORP (ORIGINAL MFRSMA) | SPR-7000M (277V) | 9995 | 1 |  |  | 0.962 | Solar Inverter |  | OUTDOOR
SRP14897 | SUNPOWER CORP (ORIGINAL MFR - PV POWERED LLC) | SPR-2500 | 9995 | 1 |  |  | 0.962 | Solar Inverter |  | Outside
SRP14901 | SUNPOWER CORP (ORIGINAL MFRFRONIUS) | SPR-8000F-277 | 10000 | 1 |  |  | 0.962 | Solar Inverter |  | INDOOR
SRP14914 | SUNPOWER CORP (ORIGINAL MFRFRONIUS) | SPR-6500F-208 | 6500 | 1 |  |  | 0.962 | Solar Inverter |  | OUTDOOR
SRP15149 | SUNPOWER CORP (ORIGINAL MFRFRONIUS) | SPR-6500F-240 | 6501 | 1 |  |  | 0.962 | Solar Inverter |  | OUTDOOR
SRP15194 | SUNPOWER CORP (ORIGINAL MFRSMA) | SPR-6000M (208V) | 6501 | 1 |  |  | 0.962 | Solar Inverter |  | OUTDOOR
SRP15194 | SUNPOWER CORP (ORIGINAL MFRSMA) | SPR-7000M (277V) | 10001 | 1 |  |  | 0.962 | Solar Inverter |  | OUTDOOR
SRP15205 | SUNPOWER CORP (ORIGINAL MFRFRONIUS) | SPR-8000F-277 | 10000 | 1 |  |  | 0.962 | Solar Inverter |  | INDOOR
SRP15205 | SUNPOWER CORP (ORIGINAL MFRSMA) | SPR-6000M (240V) | 6500 | 1 |  |  | 0.962 | Solar Inverter |  | Inside
SRP15343 | SUNPOWER CORP (ORIGINAL MFRFRONIUS) | SPR 12000F (240V) | 10000 | 1 |  |  | 0.962 | Solar Inverter |  | OUTDOOR
SRP15356 | SUNPOWER | SPR-10001F-240 | 9995 | 1 |  |  | 0.962 | Solar Inverter |  | INDOOR
SRP15356 | SUNPOWER | SPR-7501F-240 | 7500 | 1 |  |  | 0.962 | Solar Inverter |  | INDOOR
SRP15511 | SUNPOWER CORP (ORIGINAL MFRSMA) | SPR-7000M (277V) | 9995 | 2 |  |  | 0.962 | Solar Inverter |  | Outside
SRP15632 | FRONIUS USA |  | 11400 | 3 |  |  | 0.962 | Solar Inverter |  | Outside
SRP15831 | SUNPOWER CORP (ORIGINAL MFRFRONIUS) | SPR 11401F-277 | 11400 | 2 |  |  | 0.962 | Solar Inverter |  | Inside
SRP16061 | SUNPOWER | SPR-7501F-240 | 7500 | 1 |  |  | 0.962 | Solar Inverter |  | INDOOR
SRP16065 | FRONIUS USA | IG 5100 | 5000 | 3 |  |  | 0.962 | Solar Inverter |  | Inside
SRP16373 | FRONIUS USA |  | 7500 | 1 |  |  | 0.962 | Solar Inverter |  | OUTDOOR
SRP16373 | FRONIUS USA |  | 10000 | 1 |  |  | 0.962 | Solar Inverter |  | OUTDOOR
SRP16373 | FRONIUS USA |  | 11400 | 2 |  |  | 0.962 | Solar Inverter |  | OUTDOOR
SRP16421 | SUNPOWER | SPR-10001F-208 | 10000 | 1 |  |  | 0.962 | Solar Inverter |  | INDOOR
SRP16495 | SUNPOWER CORP (ORIGINAL MFRFRONIUS) | SPR 11401F-277 | 11400 | 1 |  |  | 0.962 | Solar Inverter |  | INDOOR
SRP16495 | SUNPOWER CORP (ORIGINAL MFRSMA) | SPR-6000M (277V) | 6500 | 1 |  |  | 0.962 | Solar Inverter |  | INDOOR
SRP16789 | FRONIUS USA |  | 7500 | 1 |  |  | 0.962 | Solar Inverter |  | INDOOR
SRP16934 | SUNPOWER | SPR-7501F-240 | 7501 | 1 |  |  | 0.962 | Solar Inverter |  | INDOOR
SRP17092 | FRONIUS USA |  | 10000 | 1 |  |  | 0.962 | Solar Inverter |  | OUTDOOR
SRP17093 | FRONIUS USA |  | 10000 | 1 |  |  | 0.962 | Solar Inverter |  | OUTDOOR
SRP17093 | FRONIUS USA |  | 10000 | 2 |  |  | 0.962 | Solar Inverter |  | OUTDOOR
SRP17270 | SUNPOWER CORP (ORIGINAL MFRFRONIUS) | SPR-8000F-240 | 10001 | 1 |  |  | 0.962 | Solar Inverter |  | OUTDOOR
SRP17314 | FRONIUS USA |  | 6000 | 1 |  |  | 0.962 | Solar Inverter |  | OUTDOOR
SRP17826 | SUNPOWER CORP (ORIGINAL MFRSMA) | SPR-7000M (277V) | 9995 | 1 |  |  | 0.962 | Solar Inverter |  | INDOOR
SRP17840 | SUNPOWER CORP (ORIGINAL MFRFRONIUS) | SPR 11401F-277 | 10000 | 1 |  |  | 0.962 | Solar Inverter |  | INDOOR
SRP18068 | ADVANCED ENERGY INDUSTRIES | AE 35TX-480 | 35000 | 1 |  |  | 0.962 | Solar Inverter |  | OUTDOOR
SRP18086 | SUNPOWER CORP (ORIGINAL MFRFRONIUS) | SPR 11401F-277 | 11400 | 1 |  |  | 0.962 | Solar Inverter |  | INDOOR
SRP18086 | SUNPOWER CORP (ORIGINAL MFRFRONIUS) | SPR-6500F-240 | 6500 | 1 |  |  | 0.962 | Solar Inverter |  | INDOOR
SRP18332 | SUNPOWER CORP (ORIGINAL MFRFRONIUS) | SPR 12000F (240V) | 10000 | 1 |  |  | 0.962 | Solar Inverter |  | INDOOR
SRP18332 | SUNPOWER CORP (ORIGINAL MFRFRONIUS) | SPR-6500F-240 | 6500 | 1 |  |  | 0.962 | Solar Inverter |  | INDOOR
SRP18346 | SOLECTRIA | PV12500 | 7500 | 1 |  |  | 0.962 | Solar Inverter |  | Outside
SRP18449 | SUNPOWER | SPR-10001F-240 | 10000 | 1 |  |  | 0.962 | Solar Inverter |  | Outside
SRP18604 | SUNPOWER | SPR 11401F-208 | 14001 | 1 |  |  | 0.962 | Solar Inverter |  | OUTDOOR
SRP18604 | SUNPOWER | SPR-6501F-208 | 6501 | 1 |  |  | 0.962 | Solar Inverter |  | OUTDOOR
SRP18604 | SUNPOWER | SPR-7501F-208 | 7501 | 1 |  |  | 0.962 | Solar Inverter |  | OUTDOOR
SRP18605 | SUNPOWER | SPR-7501F-240 | 7501 | 1 |  |  | 0.962 | Solar Inverter |  | OUTDOOR
SRP18649 | FRONIUS USA |  | 7500 | 1 |  |  | 0.962 | Solar Inverter |  | INDOOR
SRP18649 | FRONIUS USA |  | 7500 | 1 |  |  | 0.962 | Solar Inverter |  | INDOOR
SRP18861 | FRONIUS USA |  | 11400 | 1 |  |  | 0.962 | Solar Inverter |  | OUTDOOR
SRP18861 | FRONIUS USA |  | 11400 | 4 |  |  | 0.962 | Solar Inverter |  | OUTDOOR
SRP18861 | FRONIUS USA |  | 11400 | 4 |  |  | 0.962 | Solar Inverter |  | OUTDOOR
SRP19387 | SUNPOWER | SPR-11401F-208 DELTA | 11400 | 1 |  |  | 0.962 | Solar Inverter |  | Inside
SRP19387 | SUNPOWER | SPR-11401F-240 DELTA | 11400 | 1 |  |  | 0.962 | Solar Inverter |  | INDOOR
SRP19548 | SUNPOWER | SPR-7501F-240 | 7501 | 1 |  |  | 0.962 | Solar Inverter |  | OUTDOOR
SRP19580 | SUNPOWER | SPR-7501F-240 | 7500 | 1 |  |  | 0.962 | Solar Inverter |  | Inside
SRP19805 | SUNPOWER | SPR-10001F-208 | 9995 | 1 |  |  | 0.962 | Solar Inverter |  | INDOOR
SRP20077 | SUNPOWER | SPR-6501F-240 | 6501 | 1 |  |  | 0.962 | Solar Inverter |  | OUTDOOR
SRP20238 | SUNPOWER | SPR-10000F-240 | 10000 | 1 |  |  | 0.962 | Solar Inverter |  | INDOOR
SRP20238 | SUNPOWER | SPR-6501F-208 | 6500 | 1 |  |  | 0.962 | Solar Inverter |  | INDOOR
SRP20445 | FRONIUS USA |  | 7500 | 1 |  |  | 0.962 | Solar Inverter |  | OUTDOOR
SRP20539 | SUNPOWER | SPR-10001F-208 | 9995 | 1 |  |  | 0.962 | Solar Inverter |  | Inside
SRP20729 | FRONIUS USA | IG PLUS V 10.0-240 | 9995 | 1 |  |  | 0.962 | Solar Inverter |  | INDOOR
SRP20729 | FRONIUS USA | IG PLUS V 3.0-240 | 3000 | 1 |  |  | 0.962 | Solar Inverter |  | INDOOR
SRP22298 | FRONIUS USA |  | 9995 | 2 |  |  | 0.962 | Solar Inverter |  | OUTDOOR
SRP22298 | FRONIUS USA |  | 11400 | 4 |  |  | 0.962 | Solar Inverter |  | OUTDOOR
SRP22499 | FRONIUS USA | IG PLUS V 10.0-240 | 9995 | 2 |  |  | 0.962 | Solar Inverter |  | OUTDOOR
SRP22523 | PV POWERED | PVP35KW-208 | 35000 | 1 |  |  | 0.962 | Solar Inverter |  | OUTDOOR
REIPNR-05832 | SATCON TECHNOLOGY | PVS-75 (208 V) | 75000 | 1 |  |  | 0.963 | Solar Inverter |  | Outside
REIPNR-05851 | SATCON TECHNOLOGY | PVS-100 (208 V) | 100000 | 2 |  |  | 0.963 | Solar Inverter |  | Inside
REIPNR-07444 | SATCON TECHNOLOGY | PVS-75 (240 V) | 75000 | 1 |  |  | 0.963 | Solar Inverter |  | OUTDOOR
REIPNR-07499 | SATCON TECHNOLOGY | PVS-75 (208 V) | 75000 | 2 |  |  | 0.963 | Solar Inverter |  | OUTDOOR
REIPNR-07791 | SMA AMERICA | SB7000US (208V) | 8000 | 5 |  |  | 0.963 | Solar Inverter |  | INDOOR
REIPNR-07792 | SMA AMERICA | SB7000US (208V) | 8000 | 7 |  |  | 0.963 | Solar Inverter |  | INDOOR
REIPNR-08314 | SATCON TECHNOLOGY | AE-75-60-PV-D | 75000 | 1 |  |  | 0.963 | Solar Inverter |  | OUTDOOR
REIPNR-08388 | SATCON TECHNOLOGY | PVS-375 (480 V) | 3750000 | 1 |  |  | 0.963 | Solar Inverter |  | Outside
REIPNR-08738 | SAT CON | AE-75-60-PV-D | 75000 | 1 |  |  | 0.963 | Solar Inverter |  | OUTDOOR
REIPNR-09478 | SMA AMERICA | SB7000US (208V) | 7000 | 1 |  |  | 0.963 | Solar Inverter |  | OUTDOOR
REIPNR-09478 | SMA AMERICA | SB7000US (277V) | 8000 | 1 |  |  | 0.963 | Solar Inverter |  | OUTDOOR
REIPNR-10335 | SATCON TECHNOLOGY | PVS-75 (208 V) | 75000 | 4 |  |  | 0.963 | Solar Inverter
REIPNR-11361 | SATCON TECHNOLOGY | PVS-100 (208 V) | 135000 | 1 |  |  | 0.963 | Solar Inverter |  | OUTDOOR
REIPNR-11814 | SATCON TECHNOLOGY | PVS-75 (208 V) | 75000 | 2 |  |  | 0.963 | Solar Inverter |  | OUTDOOR
REIPNR-11818 | SATCON TECHNOLOGY | AE-75-60-PV-A | 75000 | 2 |  |  | 0.963 | Solar Inverter |  | OUTDOOR
REIPNR-11894 | SMA AMERICA | SB7000US (277V) | 8000 | 4 |  |  | 0.963 | Solar Inverter |  | OUTDOOR
REIPNR-11969 | ENPHASE ENERGY | M200-32-208-S01 | 215 | 88 |  |  | 0.963 | Solar Inverter |  | OUTDOOR
REIPNR-12163 | SMA AMERICA | SUNNY BOY CONTROL PLUS-485 | 8000 | 1 |  |  | 0.963 | Solar Inverter |  | OUTDOOR
SRP01099 | SMA AMERICA | SB700U | 8000 | 1 |  |  | 0.963 | Solar Inverter |  | OUTDOOR
SRP01131 | ENPHASE ENERGY | M200-32-208-S01 | 215 | 120 |  |  | 0.963 | Solar Inverter |  | OUTDOOR
SRP01473 | ENPHASE ENERGY | M200-32-240-S02 | 215 | 614 |  |  | 0.963 | Solar Inverter |  | OUTDOOR
SRP01730 | SMA AMERICA | SB7000US (208V) | 8000 | 1 |  |  | 0.963 | Solar Inverter |  | Outside
SRP01807 | SMA AMERICA | SB7000US (208V) | 8000 | 1 |  |  | 0.963 | Solar Inverter |  | OUTDOOR
SRP01831 | ENPHASE ENERGY | M175-24-240-S02 | 190 | 60 |  |  | 0.963 | Solar Inverter |  | OUTDOOR
SRP01832 | ENPHASE ENERGY | M175-24-240-S02 | 215 | 69 |  |  | 0.963 | Solar Inverter |  | OUTDOOR
SRP01898 | ENPHASE ENERGY | M200-32-240-S02 | 215 | 34 |  |  | 0.963 | Solar Inverter |  | OUTDOOR
SRP01957 | SMA AMERICA | SB7000US (208V) | 8000 | 2 |  |  | 0.963 | Solar Inverter |  | OUTDOOR
SRP02150 | SMA AMERICA | SB7000US (277V) | 8000 | 1 |  |  | 0.963 | Solar Inverter |  | OUTDOOR
SRP02287 | ENPHASE ENERGY | M200-32-240-S02 | 215 | 1 |  |  | 0.963 | Solar Inverter |  | OUTDOOR
SRP02287 | ENPHASE ENERGY | M200-32-240-S02 | 215 | 1 |  |  | 0.963 | Solar Inverter |  | OUTDOOR
SRP02287 | ENPHASE ENERGY | M200-32-240-S02 | 215 | 97 |  |  | 0.963 | Solar Inverter |  | OUTDOOR
SRP02485 | SMA AMERICA | SB7000US (208V) | 8000 | 1 |  |  | 0.963 | Solar Inverter |  | OUTDOOR
SRP02522 | ENPHASE ENERGY | M200-32-240-S02 | 190 | 50 |  |  | 0.963 | Solar Inverter |  | OUTDOOR
SRP02557 | SMA AMERICA | SB7000US (277V) | 8000 | 1 |  |  | 0.963 | Solar Inverter |  | OUTDOOR
SRP02562 | SMA AMERICA | SB7000US (277V) | 8000 | 1 |  |  | 0.963 | Solar Inverter |  | OUTDOOR
SRP02576 | SMA AMERICA | SB7000US (277V) | 8000 | 1 |  |  | 0.963 | Solar Inverter |  | OUTDOOR
SRP02748 | ENPHASE ENERGY | M200-32-240-S02 | 215 | 36 |  |  | 0.963 | Solar Inverter |  | Outside
SRP02790 | ENPHASE ENERGY | M200-32-240-S02 | 215 | 42 |  |  | 0.963 | Solar Inverter |  | OUTDOOR
SRP02851 | SMA AMERICA | SB7000US (277V) | 8000 | 1 |  |  | 0.963 | Solar Inverter |  | OUTDOOR
SRP02863 | SATCON TECHNOLOGY | PVS-100 (208 V) | 110000 | 1 |  |  | 0.963 | Solar Inverter |  | OUTDOOR
SRP02970 | ENPHASE ENERGY | M200-32-208-S01 | 215 | 59 |  |  | 0.963 | Solar Inverter |  | OUTDOOR
SRP03041 | SMA AMERICA | SB7000US (277V) | 8000 | 1 |  |  | 0.963 | Solar Inverter |  | OUTDOOR
SRP03043 | SMA AMERICA | SB7000US (277V) | 8000 | 2 |  |  | 0.963 | Solar Inverter |  | OUTDOOR
SRP03050 | SMA AMERICA | SB7000US (277V) | 8000 | 2 |  |  | 0.963 | Solar Inverter |  | Outside
SRP03259 | ENPHASE ENERGY | M200-32-208-S01 | 215 | 104 |  |  | 0.963 | Solar Inverter |  | OUTDOOR
SRP03343 | SMA AMERICA | SB7000US (277V) | 8000 | 1 |  |  | 0.963 | Solar Inverter |  | OUTDOOR
SRP03464 | SMA AMERICA | SB7000US (277V) | 8000 | 1 |  |  | 0.963 | Solar Inverter |  | INDOOR
SRP03490 | ENPHASE ENERGY | M200-32-208-S01 | 215 | 24 |  |  | 0.963 | Solar Inverter |  | OUTDOOR
SRP03490 | ENPHASE ENERGY | M200-32-208-S01 | 215 | 30 |  |  | 0.963 | Solar Inverter |  | OUTDOOR
SRP03558 | ENPHASE ENERGY | M200-32-208-S01 | 215 | 5 |  |  | 0.963 | Solar Inverter |  | Outside
SRP03572 | SMA AMERICA | SB7000US (208V) | 7680 | 4 |  |  | 0.963 | Solar Inverter |  | Inside
SRP03585 | SMA AMERICA | SB7000US (277V) | 8000 | 1 |  |  | 0.963 | Solar Inverter |  | INDOOR
SRP03588 | SMA AMERICA | SB7000US (277V) | 8000 | 1 |  |  | 0.963 | Solar Inverter |  | INDOOR
SRP03628 | ENPHASE ENERGY | M200-32-208-S01 | 215 | 30 |  |  | 0.963 | Solar Inverter |  | OUTDOOR
SRP03638 | ENPHASE ENERGY | M200-32-240-S02 | 215 | 1 |  |  | 0.963 | Solar Inverter |  | Outside
SRP03724 | SMA AMERICA | SB7000US (277V) | 8000 | 1 |  |  | 0.963 | Solar Inverter |  | OUTDOOR
SRP03759 | ENPHASE ENERGY | M200-32-208-S01 | 215 | 27 |  |  | 0.963 | Solar Inverter |  | OUTDOOR
SRP03766 | ENPHASE ENERGY | M200-32-208-S01 | 215 | 36 |  |  | 0.963 | Solar Inverter |  | OUTDOOR
SRP03794 | SMA AMERICA | SB7000US (240V) | 8000 | 1 |  |  | 0.963 | Solar Inverter |  | Outside
SRP04072 | ENPHASE ENERGY | M200-32-208-S01 | 215 | 30 |  |  | 0.963 | Solar Inverter |  | OUTDOOR
SRP04077 | ENPHASE ENERGY | M200-32-208-S01 | 235 | 26 |  |  | 0.963 | Solar Inverter |  | OUTDOOR
SRP04154 | ENPHASE ENERGY | M200-32-208-S01 | 215 | 45 |  |  | 0.963 | Solar Inverter |  | Inside
SRP04190 | ENPHASE ENERGY | M200-32-208-S01 | 215 | 21 |  |  | 0.963 | Solar Inverter |  | OUTDOOR
SRP04287 | ENPHASE ENERGY | M200-32-240-S02 | 215 | 60 |  |  | 0.963 | Solar Inverter |  | OUTDOOR
SRP04288 | ENPHASE ENERGY | M200-32-240-S02 | 215 | 30 |  |  | 0.963 | Solar Inverter |  | OUTDOOR
SRP04293 | ENPHASE ENERGY | M200-32-240-S02 | 215 | 42 |  |  | 0.963 | Solar Inverter |  | OUTDOOR
SRP04303 | ENPHASE ENERGY | M200-32-240-S02 | 215 | 138 |  |  | 0.963 | Solar Inverter |  | OUTDOOR
SRP04304 | ENPHASE ENERGY | M200-32-240-S02 | 215 | 26 |  |  | 0.963 | Solar Inverter |  | OUTDOOR
SRP04373 | ENPHASE ENERGY | M200-32-240-S02 | 215 | 18 |  |  | 0.963 | Solar Inverter |  | OUTDOOR
SRP04375 | ENPHASE ENERGY | M200-32-240-S02 | 215 | 48 |  |  | 0.963 | Solar Inverter |  | OUTDOOR
SRP04409 | ENPHASE ENERGY | M200-32-240-S02 | 215 | 33 |  |  | 0.963 | Solar Inverter |  | OUTDOOR
SRP04473 | ENPHASE ENERGY | M200-32-240-S02 | 215 | 28 |  |  | 0.963 | Solar Inverter |  | OUTDOOR
SRP04554 | ENPHASE ENERGY | M200-32-240-S02 | 215 | 40 |  |  | 0.963 | Solar Inverter |  | Outside
SRP04607 | ENPHASE ENERGY | M200-32-208-S01 | 215 | 28 |  |  | 0.963 | Solar Inverter |  | Outside
SRP04682 | SMA AMERICA | SB7000US (277V) | 7680 | 7 |  |  | 0.963 | Solar Inverter |  | OUTDOOR
SRP04683 | SMA AMERICA | SB7000US (277V) | 7680 | 5 |  |  | 0.963 | Solar Inverter |  | OUTDOOR
SRP04720 | SMA AMERICA | SB7000US (208V) | 8000 | 1 |  |  | 0.963 | Solar Inverter |  | OUTDOOR
SRP04766 | ENPHASE ENERGY | M200-32-240-S02 | 215 | 53 |  |  | 0.963 | Solar Inverter |  | OUTDOOR
SRP04994 | ENPHASE ENERGY | M200-32-240-S02 | 215 | 42 |  |  | 0.963 | Solar Inverter |  | Outside
SRP05037 | ENPHASE ENERGY | M200-32-208-S01 | 210 | 58 |  |  | 0.963 | Solar Inverter |  | OUTDOOR
SRP05065 | ENPHASE ENERGY | M200-32-240-S02 | 215 | 39 |  |  | 0.963 | Solar Inverter |  | Inside
SRP05097 | ENPHASE ENERGY | M200-32-240-S02 | 215 | 53 |  |  | 0.963 | Solar Inverter |  | OUTDOOR
SRP05099 | ENPHASE ENERGY | M200-32-240-S02 | 215 | 48 |  |  | 0.963 | Solar Inverter |  | OUTDOOR
SRP05116 | ENPHASE ENERGY | M200-32-208-S01 | 215 | 50 |  |  | 0.963 | Solar Inverter |  | OUTDOOR
SRP05265 | ENPHASE ENERGY | M200-32-208-S01 | 215 | 48 |  |  | 0.963 | Solar Inverter |  | OUTDOOR
SRP05350 | ENPHASE ENERGY | M200-32-240-S02 | 215 | 30 |  |  | 0.963 | Solar Inverter |  | OUTDOOR
SRP05382 | SMA AMERICA | SB8000TL-US (208V) | 8000 | 1 |  |  | 0.963 | Solar Inverter |  | INDOOR
SRP05386 | SMA AMERICA | SB8000US-12 (240V) | 8000 | 1 |  |  | 0.963 | Solar Inverter |  | Inside
SRP05405 | ENPHASE ENERGY | M200-32-208-S01 | 215 | 30 |  |  | 0.963 | Solar Inverter |  | OUTDOOR
SRP05407 | ENPHASE ENERGY | M200-32-208-S01 | 215 | 36 |  |  | 0.963 | Solar Inverter |  | OUTDOOR
SRP05410 | ENPHASE ENERGY | M200-32-208-S01 | 215 | 18 |  |  | 0.963 | Solar Inverter |  | OUTDOOR
SRP05424 | ENPHASE ENERGY | M200-32-208-S01 | 215 | 36 |  |  | 0.963 | Solar Inverter |  | Outside
SRP05455 | ENPHASE ENERGY | M200-32-240-S02 | 215 | 7 |  |  | 0.963 | Solar Inverter |  | OUTDOOR
SRP05455 | ENPHASE ENERGY | M200-32-240-S02 | 215 | 9 |  |  | 0.963 | Solar Inverter |  | OUTDOOR
SRP05455 | ENPHASE ENERGY | M200-32-240-S02 | 215 | 14 |  |  | 0.963 | Solar Inverter |  | OUTDOOR
SRP05526 | ENPHASE ENERGY | M200-32-208-S01 | 215 | 35 |  |  | 0.963 | Solar Inverter |  | OUTDOOR
SRP05528 | ENPHASE ENERGY | M200-32-208-S01 | 215 | 33 |  |  | 0.963 | Solar Inverter |  | OUTDOOR
SRP05529 | ENPHASE ENERGY | M200-32-208-S01 | 215 | 24 |  |  | 0.963 | Solar Inverter |  | OUTDOOR
SRP05582 | SMA AMERICA | SB7000US (208V) | 10000 | 1 |  |  | 0.963 | Solar Inverter |  | Outside
SRP05583 | ENPHASE ENERGY | M175-24-240-S02 | 215 | 21 |  |  | 0.963 | Solar Inverter |  | OUTDOOR
SRP05585 | SMA AMERICA | SB7000US (277V) | 10000 | 1 |  |  | 0.963 | Solar Inverter |  | INDOOR
SRP05590 | SATCON TECHNOLOGY | PVS-375 (480 V) | 375000 | 1 |  |  | 0.963 | Solar Inverter |  | Outside
SRP05610 | ENPHASE ENERGY | M200-32-240-S02 | 215 | 89 |  |  | 0.963 | Solar Inverter |  | OUTDOOR
SRP05620 | ENPHASE ENERGY | M200-32-240-S02 | 215 | 32 |  |  | 0.963 | Solar Inverter |  | OUTDOOR
SRP05690 | ENPHASE ENERGY | M175-24-240-S02 | 215 | 23 |  |  | 0.963 | Solar Inverter |  | OUTDOOR
SRP05709 | ENPHASE ENERGY | M200-32-208-S01 | 215 | 60 |  |  | 0.963 | Solar Inverter |  | OUTDOOR
SRP05744 | ENPHASE ENERGY | M200-32-208-S01 | 215 | 5 |  |  | 0.963 | Solar Inverter |  | OUTDOOR
SRP05789 | SMA AMERICA | SB7000US (277V) | 8000 | 1 |  |  | 0.963 | Solar Inverter |  | Inside
SRP05790 | ENPHASE ENERGY | M200-32-240-S02 | 215 | 256 |  |  | 0.963 | Solar Inverter |  | OUTDOOR
SRP05844 | ENPHASE ENERGY | M200-32-240-S02 | 215 | 6 |  |  | 0.963 | Solar Inverter |  | OUTDOOR
SRP05915 | SMA AMERICA | SB7000US (208V) | 8000 | 1 |  |  | 0.963 | Solar Inverter |  | OUTDOOR
SRP06009 | SMA AMERICA | SB7000US (277V) | 8000 | 1 |  |  | 0.963 | Solar Inverter |  | OUTDOOR
SRP06027 | ENPHASE ENERGY | M200-32-208-S01 | 215 | 25 |  |  | 0.963 | Solar Inverter |  | OUTDOOR
SRP06029 | ENPHASE ENERGY | M200-32-208-S01 | 215 | 24 |  |  | 0.963 | Solar Inverter |  | OUTDOOR
SRP06030 | ENPHASE ENERGY | M200-32-208-S01 | 215 | 55 |  |  | 0.963 | Solar Inverter |  | OUTDOOR
SRP06032 | ENPHASE ENERGY | M200-32-208-S01 | 215 | 16 |  |  | 0.963 | Solar Inverter |  | OUTDOOR
SRP06099 | ENPHASE ENERGY | M200-32-240-S02 | 215 | 40 |  |  | 0.963 | Solar Inverter |  | OUTDOOR
SRP06117 | ENPHASE ENERGY | M200-32-208-S01 | 215 | 19 |  |  | 0.963 | Solar Inverter |  | OUTDOOR
SRP06125 | ENPHASE ENERGY | M200-32-208-S01 | 210 | 34 |  |  | 0.963 | Solar Inverter |  | OUTDOOR
SRP06149 | ENPHASE ENERGY | M200-32-208-S01 | 215 | 39 |  |  | 0.963 | Solar Inverter |  | OUTDOOR
SRP06189 | SMA AMERICA | SB7000US (277V) | 7680 | 2 |  |  | 0.963 | Solar Inverter |  | Outside
SRP06209 | ENPHASE ENERGY | M200-32-240-S02 | 215 | 178 |  |  | 0.963 | Solar Inverter |  | Outside
SRP06211 | ENPHASE ENERGY | M215-60-2LL-S2X | 215 | 83 |  |  | 0.963 | Solar Inverter |  | OUTDOOR
SRP06226 | ENPHASE ENERGY | M200-32-240-S02 | 215 | 165 |  |  | 0.963 | Solar Inverter |  | OUTDOOR
SRP06250 | ENPHASE ENERGY | M200-32-240-S02 | 215 | 22 |  |  | 0.963 | Solar Inverter |  | OUTDOOR
SRP06269 | ENPHASE ENERGY | M200-32-240-S02 | 215 | 478 |  |  | 0.963 | Solar Inverter |  | OUTDOOR
SRP06272 | ENPHASE ENERGY | M200-32-240-S02 | 215 | 435 |  |  | 0.963 | Solar Inverter |  | OUTDOOR
SRP06298 | SMA AMERICA | SB7000US (277V) | 8600 | 2 |  |  | 0.963 | Solar Inverter |  | OUTDOOR
SRP06321 | ENPHASE ENERGY | M200-32-208-S01 | 215 | 9 |  |  | 0.963 | Solar Inverter |  | OUTDOOR
SRP06321 | ENPHASE ENERGY | M200-32-208-S01 | 215 | 18 |  |  | 0.963 | Solar Inverter |  | OUTDOOR
SRP06325 | ENPHASE ENERGY | M200-32-208-S01 | 215 | 49 |  |  | 0.963 | Solar Inverter |  | OUTDOOR
SRP06396 | ENPHASE ENERGY | M200-32-208-S01 | 215 | 41 |  |  | 0.963 | Solar Inverter |  | OUTDOOR
SRP06412 | ENPHASE ENERGY | M200-32-208-S01 | 215 | 45 |  |  | 0.963 | Solar Inverter |  | OUTDOOR
SRP06414 | ENPHASE ENERGY | M200-32-208-S01 | 215 | 36 |  |  | 0.963 | Solar Inverter |  | OUTDOOR
SRP06428 | ENPHASE ENERGY | M200-32-208-S01 | 215 | 40 |  |  | 0.963 | Solar Inverter |  | OUTDOOR
SRP06469 | ENPHASE ENERGY | M200-32-208-S01 | 215 | 28 |  |  | 0.963 | Solar Inverter |  | OUTDOOR
SRP06495 | ENPHASE ENERGY | M200-32-208-S01 | 215 | 13 |  |  | 0.963 | Solar Inverter |  | OUTDOOR
SRP06495 | ENPHASE ENERGY | M200-32-208-S01 | 215 | 18 |  |  | 0.963 | Solar Inverter |  | OUTDOOR
SRP06495 | ENPHASE ENERGY | M200-32-208-S01 | 215 | 30 |  |  | 0.963 | Solar Inverter |  | OUTDOOR
SRP06524 | ENPHASE ENERGY | M200-32-240-S02 | 215 | 41 |  |  | 0.963 | Solar Inverter |  | OUTDOOR
SRP06559 | ENPHASE ENERGY | M215-60-2LL-S2X | 215 | 30 |  |  | 0.963 | Solar Inverter |  | OUTDOOR
SRP06593 | ENPHASE ENERGY | M200-32-208-S01 | 215 | 29 |  |  | 0.963 | Solar Inverter |  | OUTDOOR
SRP06599 | ENPHASE ENERGY | M200-32-208-S01 | 215 | 28 |  |  | 0.963 | Solar Inverter |  | OUTDOOR
SRP06602 | ENPHASE ENERGY | M200-32-240-S02 | 215 | 18 |  |  | 0.963 | Solar Inverter |  | OUTDOOR
SRP06611 | ENPHASE ENERGY | M200-32-208-S02 | 215 | 10 |  |  | 0.963 | Solar Inverter |  | Outside
SRP06611 | ENPHASE ENERGY | M200-32-240-S01 | 215 | 24 |  |  | 0.963 | Solar Inverter |  | OUTDOOR
SRP06652 | SMA AMERICA | SB7000US (277V) | 8000 | 2 |  |  | 0.963 | Solar Inverter |  | OUTDOOR
SRP06656 | ENPHASE ENERGY | M200-32-240-S02 | 215 | 28 |  |  | 0.963 | Solar Inverter |  | OUTDOOR
SRP06766 | ENPHASE ENERGY | M200-32-208-S01 | 215 | 25 |  |  | 0.963 | Solar Inverter |  | OUTDOOR
SRP06786 | ENPHASE ENERGY | M200-32-208-S01 | 215 | 44 |  |  | 0.963 | Solar Inverter |  | OUTDOOR
SRP06849 | ENPHASE ENERGY | M200-32-240-S02 | 215 | 5 |  |  | 0.963 | Solar Inverter |  | OUTDOOR
SRP06849 | ENPHASE ENERGY | M200-32-240-S02 | 215 | 5 |  |  | 0.963 | Solar Inverter |  | OUTDOOR
SRP06849 | ENPHASE ENERGY | M200-32-240-S02 | 215 | 7 |  |  | 0.963 | Solar Inverter |  | OUTDOOR
SRP06854 | ENPHASE ENERGY | M200-32-240-S02 | 215 | 12 |  |  | 0.963 | Solar Inverter |  | OUTDOOR
SRP06854 | ENPHASE ENERGY | M200-32-240-S02 | 215 | 22 |  |  | 0.963 | Solar Inverter |  | OUTDOOR
SRP06914 | ENPHASE ENERGY | M200-32-208-S01 | 215 | 48 |  |  | 0.963 | Solar Inverter |  | OUTDOOR
SRP06915 | ENPHASE ENERGY | M200-32-240-S02 | 215 | 742 |  |  | 0.963 | Solar Inverter |  | OUTDOOR
SRP06936 | ENPHASE ENERGY | M200-32-208-S01 | 215 | 5 |  |  | 0.963 | Solar Inverter |  | OUTDOOR
SRP06949 | ENPHASE ENERGY | M200-32-208-S01 | 215 | 39 |  |  | 0.963 | Solar Inverter |  | OUTDOOR
SRP06950 | ENPHASE ENERGY | M200-32-208-S01 | 215 | 42 |  |  | 0.963 | Solar Inverter |  | OUTDOOR
SRP06971 | ENPHASE ENERGY | M200-32-240-S01 | 215 | 19 |  |  | 0.963 | Solar Inverter |  | OUTDOOR
SRP06986 | ENPHASE ENERGY | M200-32-240-S02 | 215 | 39 |  |  | 0.963 | Solar Inverter |  | OUTDOOR
SRP07010 | ENPHASE ENERGY | M200-32-208-S01 | 215 | 28 |  |  | 0.963 | Solar Inverter |  | OUTDOOR
SRP07062 | SATCON TECHNOLOGY | PVS-50 (240 V) | 50000 | 1 |  |  | 0.963 | Solar Inverter |  | OUTDOOR
SRP07064 | SATCON TECHNOLOGY | PVS-75 (240 V) | 75000 | 1 |  |  | 0.963 | Solar Inverter |  | OUTDOOR
SRP07067 | SATCON TECHNOLOGY | PVS-75 (240 V) | 75000 | 1 |  |  | 0.963 | Solar Inverter |  | OUTDOOR
SRP07072 | SATCON TECHNOLOGY | PVS-75 (240 V) | 75000 | 1 |  |  | 0.963 | Solar Inverter |  | Inside
SRP07088 | ENPHASE ENERGY | M200-32-240-S02 | 215 | 33 |  |  | 0.963 | Solar Inverter |  | OUTDOOR
SRP07108 | ENPHASE ENERGY | M200-32-240-S02 | 215 | 4 |  |  | 0.963 | Solar Inverter |  | INDOOR
SRP07161 | ENPHASE ENERGY | M215-60-2LL-S2X | 215 | 13 |  |  | 0.963 | Solar Inverter |  | OUTDOOR
SRP07162 | ENPHASE ENERGY | M215-60-2LL-S2X | 215 | 24 |  |  | 0.963 | Solar Inverter |  | OUTDOOR
SRP07176 | ENPHASE ENERGY | M200-32-240-S02 | 215 | 18 |  |  | 0.963 | Solar Inverter |  | OUTDOOR
SRP07234 | ENPHASE ENERGY | M200-32-208-S02 | 215 | 13 |  |  | 0.963 | Solar Inverter |  | OUTDOOR
SRP07234 | ENPHASE ENERGY | M200-32-208-S02 | 215 | 16 |  |  | 0.963 | Solar Inverter |  | OUTDOOR
SRP07264 | ENPHASE ENERGY | M200-32-240-S02 | 215 | 18 |  |  | 0.963 | Solar Inverter |  | Outside
SRP07264 | ENPHASE ENERGY | M200-32-240-S02 | 215 | 18 |  |  | 0.963 | Solar Inverter |  | Outside
SRP07389 | SMA AMERICA | SB7000US (208V) | 8000 | 2 |  |  | 0.963 | Solar Inverter |  | OUTDOOR
SRP07399 | SMA AMERICA | SB7000US (208V) | 8000 | 3 |  |  | 0.963 | Solar Inverter |  | INDOOR
SRP07401 | ENPHASE ENERGY | M200-32-240-S02 | 215 | 18 |  |  | 0.963 | Solar Inverter |  | OUTDOOR
SRP07406 | SMA AMERICA | SB7000US (208V) | 8000 | 1 |  |  | 0.963 | Solar Inverter |  | OUTDOOR
SRP07424 | ENPHASE ENERGY | M200-32-208-S01 | 215 | 7 |  |  | 0.963 | Solar Inverter |  | OUTDOOR
SRP07424 | ENPHASE ENERGY | M200-32-208-S01 | 215 | 39 |  |  | 0.963 | Solar Inverter |  | OUTDOOR
SRP07424 | ENPHASE ENERGY | M200-32-208-S01 | 215 | 45 |  |  | 0.963 | Solar Inverter |  | OUTDOOR
SRP07424 | ENPHASE ENERGY | M200-32-208-S02 | 215 | 25 |  |  | 0.963 | Solar Inverter |  | OUTDOOR
SRP07496 | ENPHASE ENERGY | M200-32-240-S02 | 215 | 29 |  |  | 0.963 | Solar Inverter |  | Inside
SRP07505 | SMA AMERICA | SB7000US (277V) | 8000 | 1 |  |  | 0.963 | Solar Inverter |  | INDOOR
SRP07507 | ENPHASE ENERGY | M200-32-240-S01 | 215 | 28 |  |  | 0.963 | Solar Inverter |  | OUTDOOR
SRP07510 | SMA AMERICA | SB7000US (277V) | 8000 | 1 |  |  | 0.963 | Solar Inverter |  | OUTDOOR
SRP07513 | ENPHASE ENERGY | M200-32-240-S02 | 215 | 26 |  |  | 0.963 | Solar Inverter |  | OUTDOOR
SRP07583 | ENPHASE ENERGY | M200-32-240-S02 | 215 | 5 |  |  | 0.963 | Solar Inverter |  | Outside
SRP07621 | ENPHASE ENERGY | M200-32-208-S01 | 215 | 3 |  |  | 0.963 | Solar Inverter |  | OUTDOOR
SRP07621 | ENPHASE ENERGY | M200-32-208-S01 | 215 | 20 |  |  | 0.963 | Solar Inverter |  | OUTDOOR
SRP07677 | ENPHASE ENERGY | M200-32-208-S01 | 215 | 18 |  |  | 0.963 | Solar Inverter |  | OUTDOOR
SRP07677 | ENPHASE ENERGY | M200-32-208-S01 | 215 | 28 |  |  | 0.963 | Solar Inverter |  | OUTDOOR
SRP07694 | ENPHASE ENERGY | M200-32-240-S01 | 215 | 65 |  |  | 0.963 | Solar Inverter |  | OUTDOOR
SRP07714 | ENPHASE ENERGY | M200-32-240-S02 | 215 | 37 |  |  | 0.963 | Solar Inverter |  | OUTDOOR
SRP07745 | ENPHASE ENERGY | M200-32-240-S02 | 215 | 32 |  |  | 0.963 | Solar Inverter |  | OUTDOOR
SRP07746 | ENPHASE ENERGY | M200-32-240-S02 | 215 | 64 |  |  | 0.963 | Solar Inverter |  | OUTDOOR
SRP07762 | SMA AMERICA | SB7000US (240V) | 10000 | 3 |  |  | 0.963 | Solar Inverter |  | OUTDOOR
SRP07780 | ENPHASE ENERGY | M200-32-240-S02 | 215 | 3 |  |  | 0.963 | Solar Inverter |  | OUTDOOR
SRP07780 | ENPHASE ENERGY | M200-32-240-S02 | 215 | 3 |  |  | 0.963 | Solar Inverter |  | OUTDOOR
SRP07780 | ENPHASE ENERGY | M200-32-240-S02 | 215 | 17 |  |  | 0.963 | Solar Inverter |  | OUTDOOR
SRP07780 | ENPHASE ENERGY | M200-32-240-S02 | 215 | 28 |  |  | 0.963 | Solar Inverter |  | OUTDOOR
SRP07794 | ENPHASE ENERGY | M200-32-208-S01 | 215 | 27 |  |  | 0.963 | Solar Inverter |  | OUTDOOR
SRP07803 | SMA AMERICA | SB7000US (277V) | 8000 | 2 |  |  | 0.963 | Solar Inverter |  | OUTDOOR
SRP07824 | ENPHASE ENERGY | M200-32-208-S01 | 215 | 8 |  |  | 0.963 | Solar Inverter |  | OUTDOOR
SRP07824 | ENPHASE ENERGY | M200-32-208-S01 | 215 | 23 |  |  | 0.963 | Solar Inverter |  | OUTDOOR
SRP07825 | ENPHASE ENERGY | M200-32-208-S01 | 215 | 3 |  |  | 0.963 | Solar Inverter |  | OUTDOOR
SRP07825 | ENPHASE ENERGY | M200-32-208-S01 | 215 | 15 |  |  | 0.963 | Solar Inverter |  | OUTDOOR
SRP07849 | SMA AMERICA | SB7000US (208V) | 8000 | 1 |  |  | 0.963 | Solar Inverter |  | OUTDOOR
SRP07851 | SMA AMERICA | SB7000US (277V) | 8000 | 1 |  |  | 0.963 | Solar Inverter |  | OUTDOOR
SRP07862 | ENPHASE ENERGY | M200-32-208-S01 | 215 | 24 |  |  | 0.963 | Solar Inverter |  | OUTDOOR
SRP07895 | SMA AMERICA | SB7000US (277V) | 8000 | 1 |  |  | 0.963 | Solar Inverter |  | Inside
SRP07920 | ENPHASE ENERGY | M200-32-240-S02 | 215 | 24 |  |  | 0.963 | Solar Inverter |  | OUTDOOR
SRP07961 | ENPHASE ENERGY | M200-32-240-S02 | 215 | 28 |  |  | 0.963 | Solar Inverter |  | OUTDOOR
SRP07962 | SMA AMERICA | SB7000US (277V) | 8000 | 1 |  |  | 0.963 | Solar Inverter |  | OUTDOOR
SRP07989 | SMA AMERICA | SB7000US (240V) | 8000 | 1 |  |  | 0.963 | Solar Inverter |  | OUTDOOR
SRP08044 | SMA AMERICA | SB7000US (277V) | 8000 | 2 |  |  | 0.963 | Solar Inverter |  | INDOOR
SRP08073 | ENPHASE ENERGY | M200-32-240-S02 | 215 | 48 |  |  | 0.963 | Solar Inverter |  | Outside
SRP08157 | ENPHASE ENERGY | M200-32-208-S01 | 215 | 14 |  |  | 0.963 | Solar Inverter |  | Outside
SRP08158 | ENPHASE ENERGY | M200-32-240-S02 | 215 | 27 |  |  | 0.963 | Solar Inverter |  | OUTDOOR
SRP08159 | ENPHASE ENERGY | M200-32-208-S01 | 215 | 10 |  |  | 0.963 | Solar Inverter |  | OUTDOOR
SRP08159 | ENPHASE ENERGY | M200-32-208-S01 | 215 | 18 |  |  | 0.963 | Solar Inverter |  | OUTDOOR
SRP08163 | ENPHASE ENERGY | M200-32-208-S01 | 215 | 27 |  |  | 0.963 | Solar Inverter |  | OUTDOOR
SRP08182 | ENPHASE ENERGY | M175-24-208-S | 215 | 21 |  |  | 0.963 | Solar Inverter |  | OUTDOOR
SRP08192 | ENPHASE ENERGY | M200-32-240-S02 | 215 | 18 |  |  | 0.963 | Solar Inverter |  | OUTDOOR
SRP08204 | SMA AMERICA | SB7000US (277V) | 8000 | 1 |  |  | 0.963 | Solar Inverter |  | INDOOR
SRP08236 | ENPHASE ENERGY | M200-32-240-S02 | 215 | 68 |  |  | 0.963 | Solar Inverter |  | OUTDOOR
SRP08268 | ENPHASE ENERGY | M200-32-240-S02 | 215 | 8 |  |  | 0.963 | Solar Inverter |  | OUTDOOR
SRP08268 | ENPHASE ENERGY | M200-32-240-S02 | 215 | 28 |  |  | 0.963 | Solar Inverter |  | OUTDOOR
SRP08315 | ENPHASE ENERGY | M200-32-240-S02 | 215 | 22 |  |  | 0.963 | Solar Inverter |  | OUTDOOR
SRP08345 | ENPHASE ENERGY | M200-32-240-S02 | 215 | 4 |  |  | 0.963 | Solar Inverter |  | OUTDOOR
SRP08345 | ENPHASE ENERGY | M200-32-240-S02 | 215 | 22 |  |  | 0.963 | Solar Inverter |  | OUTDOOR
SRP08345 | ENPHASE ENERGY | M200-32-240-S02 | 215 | 33 |  |  | 0.963 | Solar Inverter |  | OUTDOOR
SRP08388 | ENPHASE ENERGY | M200-32-240-S02 | 215 | 58 |  |  | 0.963 | Solar Inverter |  | Outside
SRP08392 | ENPHASE ENERGY | M175-24-240-S01 | 215 | 16 |  |  | 0.963 | Solar Inverter |  | OUTDOOR
SRP08392 | ENPHASE ENERGY | M200-32-240-S01 | 215 | 25 |  |  | 0.963 | Solar Inverter |  | OUTDOOR
SRP08394 | SMA AMERICA | SB7000US (277V) | 8000 | 1 |  |  | 0.963 | Solar Inverter |  | OUTDOOR
SRP08396 | ENPHASE ENERGY | M200-32-240-S02 | 215 | 14 |  |  | 0.963 | Solar Inverter |  | OUTDOOR
SRP08412 | SMA AMERICA | SB7000US (277V) | 8000 | 1 |  |  | 0.963 | Solar Inverter |  | OUTDOOR
SRP08444 | ENPHASE ENERGY | M200-32-208-S01 | 215 | 28 |  |  | 0.963 | Solar Inverter |  | OUTDOOR
SRP08462 | ENPHASE ENERGY | M200-32-240-S02 | 215 | 10 |  |  | 0.963 | Solar Inverter |  | OUTDOOR
SRP08462 | ENPHASE ENERGY | M200-32-240-S02 | 215 | 17 |  |  | 0.963 | Solar Inverter |  | OUTDOOR
SRP08463 | ENPHASE ENERGY | M200-32-240-S02 | 215 | 10 |  |  | 0.963 | Solar Inverter |  | Outside
SRP08463 | ENPHASE ENERGY | M200-32-240-S02 | 215 | 10 |  |  | 0.963 | Solar Inverter |  | Outside
SRP08463 | ENPHASE ENERGY | M200-32-240-S02 | 215 | 60 |  |  | 0.963 | Solar Inverter |  | Outside
SRP08467 | ENPHASE ENERGY | M200-32-240-S02 | 215 | 24 |  |  | 0.963 | Solar Inverter |  | OUTDOOR
SRP08486 | ENPHASE ENERGY | M200-32-208-S01 | 215 | 26 |  |  | 0.963 | Solar Inverter |  | OUTDOOR
SRP08523 | ENPHASE ENERGY | M200-32-208-S01 | 215 | 9 |  |  | 0.963 | Solar Inverter |  | Outside
SRP08530 | ENPHASE ENERGY | M175-24-240-S01 | 215 | 36 |  |  | 0.963 | Solar Inverter |  | OUTDOOR
SRP08531 | ENPHASE ENERGY | M175-24-208-S | 215 | 19 |  |  | 0.963 | Solar Inverter |  | OUTDOOR
SRP08534 | ENPHASE ENERGY | M200-32-240-S02 | 215 | 40 |  |  | 0.963 | Solar Inverter |  | OUTDOOR
SRP08574 | ENPHASE ENERGY | M200-32-240-S02 | 215 | 36 |  |  | 0.963 | Solar Inverter |  | OUTDOOR
SRP08584 | ENPHASE ENERGY | M200-32-240-S02 | 215 | 36 |  |  | 0.963 | Solar Inverter |  | OUTDOOR
SRP08597 | ENPHASE ENERGY | M200-32-208-S01 | 215 | 52 |  |  | 0.963 | Solar Inverter |  | OUTDOOR
SRP08616 | ENPHASE ENERGY | M200-32-240-S02 | 190 | 39 |  |  | 0.963 | Solar Inverter |  | Outside
SRP08638 | ENPHASE ENERGY | M200-32-208-S01 | 215 | 36 |  |  | 0.963 | Solar Inverter |  | OUTDOOR
SRP08668 | SMA AMERICA | SB7000US (240V) | 8000 | 1 |  |  | 0.963 | Solar Inverter |  | OUTDOOR
SRP08682 | SMA AMERICA | SB5000US (208V) | 5000 | 1 |  |  | 0.963 | Solar Inverter |  | INDOOR
SRP08701 | ENPHASE ENERGY | M200-32-240-S02 | 215 | 3 |  |  | 0.963 | Solar Inverter |  | Outside
SRP08715 | ENPHASE ENERGY | M200-32-240-S02 | 215 | 15 |  |  | 0.963 | Solar Inverter |  | OUTDOOR
SRP08740 | ENPHASE ENERGY | M200-32-208-S01 | 215 | 17 |  |  | 0.963 | Solar Inverter |  | Outside
SRP08756 | ENPHASE ENERGY | M200-32-240-S02 | 215 | 21 |  |  | 0.963 | Solar Inverter |  | OUTDOOR
SRP08771 | ENPHASE ENERGY | M215-60-2LL-S2X | 215 | 20 |  |  | 0.963 | Solar Inverter |  | OUTDOOR
SRP08774 | SMA AMERICA | SB7000US (208V) | 8000 | 4 |  |  | 0.963 | Solar Inverter |  | OUTDOOR
SRP08792 | ENPHASE ENERGY | M175-24-240-S | 215 | 26 |  |  | 0.963 | Solar Inverter |  | OUTDOOR
SRP08821 | ENPHASE ENERGY | M200-32-240-S01 | 215 | 33 |  |  | 0.963 | Solar Inverter |  | OUTDOOR
SRP08916 | ENPHASE ENERGY | M215-60-2LL-S2X | 215 | 92 |  |  | 0.963 | Solar Inverter |  | OUTDOOR
SRP08933 | ENPHASE ENERGY | M200-32-240-S02 | 215 | 29 |  |  | 0.963 | Solar Inverter |  | OUTDOOR
SRP08935 | ENPHASE ENERGY | M200-32-240-S02 | 215 | 20 |  |  | 0.963 | Solar Inverter |  | OUTDOOR
SRP08936 | ENPHASE ENERGY | M200-32-208-S01 | 215 | 28 |  |  | 0.963 | Solar Inverter |  | OUTDOOR
SRP08937 | ENPHASE ENERGY | M200-32-240-S02 | 215 | 42 |  |  | 0.963 | Solar Inverter |  | OUTDOOR
SRP08941 | ENPHASE ENERGY | M200-32-208-S01 | 215 | 45 |  |  | 0.963 | Solar Inverter |  | Outside
SRP08965 | SMA AMERICA | SB7000US (277V) | 8000 | 1 |  |  | 0.963 | Solar Inverter |  | OUTDOOR
SRP08981 | ENPHASE ENERGY | M200-32-240-S02 | 215 | 31 |  |  | 0.963 | Solar Inverter |  | OUTDOOR
SRP09001 | SATCON TECHNOLOGY | PVS-100 (208 V) | 100000 | 1 |  |  | 0.963 | Solar Inverter |  | OUTDOOR
SRP09046 | ENPHASE ENERGY | M175-24-240-S | 215 | 2 |  |  | 0.963 | Solar Inverter |  | OUTDOOR
SRP09046 | ENPHASE ENERGY | M175-24-240-S | 215 | 9 |  |  | 0.963 | Solar Inverter |  | OUTDOOR
SRP09047 | ENPHASE ENERGY | M175-24-240-S02 | 215 | 24 |  |  | 0.963 | Solar Inverter |  | OUTDOOR
SRP09048 | ENPHASE ENERGY | M175-24-208-S02 | 215 | 30 |  |  | 0.963 | Solar Inverter |  | OUTDOOR
SRP09106 | ENPHASE ENERGY | M200-32-240-S02 | 215 | 17 |  |  | 0.963 | Solar Inverter |  | OUTDOOR
SRP09110 | ENPHASE ENERGY | M200-32-240-S02 | 215 | 27 |  |  | 0.963 | Solar Inverter |  | OUTDOOR
SRP09133 | ENPHASE ENERGY | M200-32-240-S02 | 215 | 14 |  |  | 0.963 | Solar Inverter |  | OUTDOOR
SRP09133 | ENPHASE ENERGY | M200-32-240-S02 | 215 | 16 |  |  | 0.963 | Solar Inverter |  | OUTDOOR
SRP09133 | ENPHASE ENERGY | M200-32-240-S02 | 215 | 29 |  |  | 0.963 | Solar Inverter |  | OUTDOOR
SRP09134 | ENPHASE ENERGY | M200-32-240-S02 | 215 | 37 |  |  | 0.963 | Solar Inverter |  | OUTDOOR
SRP09166 | ENPHASE ENERGY | M200-32-240-S02 | 215 | 2 |  |  | 0.963 | Solar Inverter |  | OUTDOOR
SRP09166 | ENPHASE ENERGY | M200-32-240-S02 | 215 | 12 |  |  | 0.963 | Solar Inverter |  | OUTDOOR
SRP09166 | ENPHASE ENERGY | M200-32-240-S02 | 215 | 17 |  |  | 0.963 | Solar Inverter |  | OUTDOOR
SRP09169 | ENPHASE ENERGY | M200-32-240-S02 | 215 | 4 |  |  | 0.963 | Solar Inverter |  | OUTDOOR
SRP09180 | ENPHASE ENERGY | M200-32-240-S01 | 215 | 34 |  |  | 0.963 | Solar Inverter |  | OUTDOOR
SRP09193 | ENPHASE ENERGY | M200-32-240-S02 | 215 | 31 |  |  | 0.963 | Solar Inverter |  | OUTDOOR
SRP09251 | ENPHASE ENERGY | M175-24-208-S | 215 | 29 |  |  | 0.963 | Solar Inverter |  | OUTDOOR
SRP09338 | ENPHASE ENERGY | M200-32-240-S02 | 215 | 54 |  |  | 0.963 | Solar Inverter |  | OUTDOOR
SRP09421 | ENPHASE ENERGY | M200-32-208-S01 | 215 | 399 |  |  | 0.963 | Solar Inverter |  | OUTDOOR
SRP09443 | ENPHASE ENERGY | M200-32-208-S01 | 215 | 10 |  |  | 0.963 | Solar Inverter |  | Outside
SRP09453 | ENPHASE ENERGY | M200-32-240-S02 | 215 | 20 |  |  | 0.963 | Solar Inverter |  | OUTDOOR
SRP09472 | ENPHASE ENERGY | M200-32-240-S02 | 215 | 43 |  |  | 0.963 | Solar Inverter |  | OUTDOOR
SRP09496 | ENPHASE ENERGY | M175-24-208-S02 | 215 | 12 |  |  | 0.963 | Solar Inverter |  | OUTDOOR
SRP09511 | ENPHASE ENERGY | M215-60-2LL-S2X | 215 | 15 |  |  | 0.963 | Solar Inverter |  | OUTDOOR
SRP09526 | ENPHASE ENERGY | M215-60-2LL-S2X | 215 | 18 |  |  | 0.963 | Solar Inverter |  | OUTDOOR
SRP09600 | ENPHASE ENERGY | M200-32-208-S01 | 215 | 10 |  |  | 0.963 | Solar Inverter |  | OUTDOOR
SRP09657 | ENPHASE ENERGY | M200-32-240-S02 | 215 | 336 |  |  | 0.963 | Solar Inverter |  | OUTDOOR
SRP09659 | SATCON TECHNOLOGY | PVS-100 (208 V) | 375000 | 1 |  |  | 0.963 | Solar Inverter |  | OUTDOOR
SRP09660 | ENPHASE ENERGY | M200-32-240-S02 | 215 | 34 |  |  | 0.963 | Solar Inverter |  | OUTDOOR
SRP09704 | ENPHASE ENERGY | M200-32-240-S02 | 215 | 11 |  |  | 0.963 | Solar Inverter |  | Outside
SRP09749 | ENPHASE ENERGY | M200-32-240-S02 | 215 | 57 |  |  | 0.963 | Solar Inverter |  | OUTDOOR
SRP09750 | ENPHASE ENERGY | M200-32-240-S02 | 215 | 34 |  |  | 0.963 | Solar Inverter |  | OUTDOOR
SRP09775 | SMA AMERICA | SB7000US (240V) | 8000 | 1 |  |  | 0.963 | Solar Inverter |  | Outside
SRP09810 | ENPHASE ENERGY | M200-32-240-S02 | 215 | 38 |  |  | 0.963 | Solar Inverter |  | OUTDOOR
SRP09818 | ENPHASE ENERGY | M200-32-240-S02 | 215 | 36 |  |  | 0.963 | Solar Inverter |  | OUTDOOR
SRP09823 | ENPHASE ENERGY | M215-60-2LL-S2X | 215 | 40 |  |  | 0.963 | Solar Inverter |  | OUTDOOR
SRP09826 | ENPHASE ENERGY | M215-60-2LL-S2X | 215 | 28 |  |  | 0.963 | Solar Inverter |  | OUTDOOR
SRP09828 | ENPHASE ENERGY | M200-32-240-S02 | 215 | 14 |  |  | 0.963 | Solar Inverter |  | OUTDOOR
SRP09833 | ENPHASE ENERGY | M200-32-208-S01 | 215 | 22 |  |  | 0.963 | Solar Inverter |  | OUTDOOR
SRP09913 | ENPHASE ENERGY | M200-32-240-S02 | 215 | 21 |  |  | 0.963 | Solar Inverter |  | OUTDOOR
SRP09929 | ENPHASE ENERGY | M215-60-2LL-S2X | 215 | 12 |  |  | 0.963 | Solar Inverter |  | OUTDOOR
SRP09977 | ENPHASE ENERGY | M175-24-208-S02 | 215 | 126 |  |  | 0.963 | Solar Inverter |  | OUTDOOR
SRP10003 | SMA AMERICA | SB7000US (240V) | 8000 | 1 |  |  | 0.963 | Solar Inverter |  | OUTDOOR
SRP10015 | SMA AMERICA | SB8000TL-US (240V) | 8000 | 1 |  |  | 0.963 | Solar Inverter |  | OUTDOOR
SRP10030 | ENPHASE ENERGY | M215-60-2LL-S2X | 215 | 31 |  |  | 0.963 | Solar Inverter |  | OUTDOOR
SRP10032 | ENPHASE ENERGY | M200-32-208-S01 | 215 | 22 |  |  | 0.963 | Solar Inverter |  | OUTDOOR
SRP10083 | SATCON TECHNOLOGY | PVS-375 (480 V) | 375000 | 2 |  |  | 0.963 | Solar Inverter |  | OUTDOOR
SRP10110 | ENPHASE ENERGY | M200-32-240-S02 | 215 | 18 |  |  | 0.963 | Solar Inverter |  | OUTDOOR
SRP10118 | ENPHASE ENERGY | M200-32-208-S01 | 215 | 28 |  |  | 0.963 | Solar Inverter |  | OUTDOOR
SRP10161 | ENPHASE ENERGY | M200-32-208-S01 | 215 | 3 |  |  | 0.963 | Solar Inverter |  | OUTDOOR
SRP10161 | ENPHASE ENERGY | M200-32-208-S01 | 215 | 6 |  |  | 0.963 | Solar Inverter |  | OUTDOOR
SRP10161 | ENPHASE ENERGY | M200-32-208-S01 | 215 | 24 |  |  | 0.963 | Solar Inverter |  | OUTDOOR
SRP10162 | ENPHASE ENERGY | M200-32-208-S01 | 240 | 16 |  |  | 0.963 | Solar Inverter |  | OUTDOOR
SRP10231 | ENPHASE ENERGY | M175-24-208-S | 215 | 17 |  |  | 0.963 | Solar Inverter |  | OUTDOOR
SRP10376 | ENPHASE ENERGY | M200-32-240-S02 | 215 | 56 |  |  | 0.963 | Solar Inverter |  | OUTDOOR
SRP10448 | ENPHASE ENERGY | M215-60-2LL-S2X | 215 | 42 |  |  | 0.963 | Solar Inverter |  | OUTDOOR
SRP10449 | ENPHASE ENERGY | M215-60-2LL-S2X | 215 | 26 |  |  | 0.963 | Solar Inverter |  | OUTDOOR
SRP10489 | ENPHASE ENERGY | M200-32-240-S02 | 215 | 28 |  |  | 0.963 | Solar Inverter |  | OUTDOOR
SRP10496 | ENPHASE ENERGY | M215-60-2LL-S2X | 215 | 17 |  |  | 0.963 | Solar Inverter |  | Outside
SRP10500 | ENPHASE ENERGY | M200-32-208-S01 | 215 | 4 |  |  | 0.963 | Solar Inverter |  | Outside
SRP10502 | ENPHASE ENERGY | M200-32-240-S02 | 215 | 39 |  |  | 0.963 | Solar Inverter |  | OUTDOOR
SRP10533 | ENPHASE ENERGY | M200-32-240-S02 | 215 | 14 |  |  | 0.963 | Solar Inverter |  | OUTDOOR
SRP10533 | ENPHASE ENERGY | M200-32-240-S02 | 215 | 18 |  |  | 0.963 | Solar Inverter |  | OUTDOOR
SRP10535 | ENPHASE ENERGY | M200-32-208-S01 | 215 | 41 |  |  | 0.963 | Solar Inverter |  | OUTDOOR
SRP10600 | SMA AMERICA | SB7000US (277V) | 8000 | 1 |  |  | 0.963 | Solar Inverter |  | OUTDOOR
SRP10622 | ENPHASE ENERGY | M200-32-208-S01 | 215 | 22 |  |  | 0.963 | Solar Inverter |  | OUTDOOR
SRP10657 | ENPHASE ENERGY | M175-24-208-S | 215 | 60 |  |  | 0.963 | Solar Inverter |  | OUTDOOR
SRP10669 | SMA AMERICA | SB7000US (277V) | 10000 | 1 |  |  | 0.963 | Solar Inverter |  | OUTDOOR
SRP10686 | SUNPOWER CORP (ORIGINAL MFRSMA) | SPR-7000M (240V) | 7500 | 1 |  |  | 0.963 | Solar Inverter |  | INDOOR
SRP10718 | ENPHASE ENERGY | M200-32-208-S01 | 215 | 20 |  |  | 0.963 | Solar Inverter |  | OUTDOOR
SRP10726 | ENPHASE ENERGY | M175-24-208-S | 215 | 27 |  |  | 0.963 | Solar Inverter |  | OUTDOOR
SRP10770 | ENPHASE ENERGY | M200-32-240-S02 | 215 | 28 |  |  | 0.963 | Solar Inverter |  | OUTDOOR
SRP10776 | ENPHASE ENERGY | M175-24-208-S | 215 | 34 |  |  | 0.963 | Solar Inverter |  | OUTDOOR
SRP10777 | ENPHASE ENERGY | M175-24-208-S | 215 | 13 |  |  | 0.963 | Solar Inverter |  | OUTDOOR
SRP10833 | SMA AMERICA | SB7000US (240V) | 8000 | 1 |  |  | 0.963 | Solar Inverter |  | INDOOR
SRP10836 | SMA AMERICA | SB7000US (208V) | 8000 | 1 |  |  | 0.963 | Solar Inverter |  | OUTDOOR
SRP10869 | ENPHASE ENERGY | M215-60-2LL-S2X | 215 | 52 |  |  | 0.963 | Solar Inverter |  | OUTDOOR
SRP10912 | ENPHASE ENERGY | M215-60-2LL-S2X | 215 | 48 |  |  | 0.963 | Solar Inverter |  | OUTDOOR
SRP10958 | ENPHASE ENERGY | M200-32-240-S02 | 215 | 13 |  |  | 0.963 | Solar Inverter |  | OUTDOOR
SRP10958 | ENPHASE ENERGY | M200-32-240-S02 | 215 | 13 |  |  | 0.963 | Solar Inverter |  | OUTDOOR
SRP10958 | ENPHASE ENERGY | M200-32-240-S02 | 215 | 13 |  |  | 0.963 | Solar Inverter |  | OUTDOOR
SRP10987 | ENPHASE ENERGY | M200-32-208-S01 | 215 | 3 |  |  | 0.963 | Solar Inverter |  | OUTDOOR
SRP11046 | ENPHASE ENERGY | M200-32-240-S02 | 215 | 39 |  |  | 0.963 | Solar Inverter |  | OUTDOOR
SRP11062 | ENPHASE ENERGY | M215-60-2LL-S2X | 215 | 34 |  |  | 0.963 | Solar Inverter |  | OUTDOOR
SRP11070 | ENPHASE ENERGY | M175-24-208-S | 215 | 13 |  |  | 0.963 | Solar Inverter |  | OUTDOOR
SRP11073 | ENPHASE ENERGY | M200-32-240-S02 | 215 | 19 |  |  | 0.963 | Solar Inverter |  | OUTDOOR
SRP11076 | ENPHASE ENERGY | M200-32-240-S02 | 215 | 7 |  |  | 0.963 | Solar Inverter |  | OUTDOOR
SRP11090 | ENPHASE ENERGY | M175-24-208-S | 215 | 3 |  |  | 0.963 | Solar Inverter |  | Outside
SRP11133 | SMA AMERICA | SB7000US (277V) | 8000 | 1 |  |  | 0.963 | Solar Inverter |  | OUTDOOR
SRP11136 | ENPHASE ENERGY | M200-32-208-S01 | 215 | 3 |  |  | 0.963 | Solar Inverter |  | Outside
SRP11136 | ENPHASE ENERGY | M200-32-208-S01 | 215 | 4 |  |  | 0.963 | Solar Inverter |  | Outside
SRP11187 | ENPHASE ENERGY | M200-32-240-S02 | 215 | 31 |  |  | 0.963 | Solar Inverter |  | OUTDOOR
SRP11196 | ENPHASE ENERGY | M200-32-240-S02 | 215 | 38 |  |  | 0.963 | Solar Inverter |  | Outside
SRP11243 | ENPHASE ENERGY | M215-60-2LL-S2X | 215 | 16 |  |  | 0.963 | Solar Inverter |  | OUTDOOR
SRP11272 | ENPHASE ENERGY | M215-60-2LL-S2X | 215 | 6 |  |  | 0.963 | Solar Inverter |  | OUTDOOR
SRP11272 | SMA AMERICA | SB6000U (208V) | 6000 | 1 |  |  | 0.963 | Solar Inverter |  | OUTDOOR
SRP11302 | ENPHASE ENERGY | M200-32-208-S01 | 215 | 14 |  |  | 0.963 | Solar Inverter |  | Outside
SRP11302 | ENPHASE ENERGY | M200-32-208-S01 | 215 | 15 |  |  | 0.963 | Solar Inverter |  | Outside
SRP11319 | ENPHASE ENERGY | M215-60-2LL-S2X | 215 | 46 |  |  | 0.963 | Solar Inverter |  | OUTDOOR
SRP11344 | ENPHASE ENERGY | M215-60-2LL-S2X | 215 | 6 |  |  | 0.963 | Solar Inverter |  | OUTDOOR
SRP11345 | ENPHASE ENERGY | M215-60-2LL-S2X | 215 | 38 |  |  | 0.963 | Solar Inverter |  | OUTDOOR
SRP11346 | ENPHASE ENERGY | M215-60-2LL-S2X | 215 | 34 |  |  | 0.963 | Solar Inverter |  | OUTDOOR
SRP11380 | ENPHASE ENERGY | M200-32-208-S01 | 215 | 12 |  |  | 0.963 | Solar Inverter |  | OUTDOOR
SRP11462 | ENPHASE ENERGY | M200-32-208-S01 | 215 | 36 |  |  | 0.963 | Solar Inverter |  | OUTDOOR
SRP11463 | ENPHASE ENERGY | M200-32-208-S01 | 215 | 12 |  |  | 0.963 | Solar Inverter |  | Outside
SRP11470 | ENPHASE ENERGY | M215-60-SIE-S2X-ZC-NA | 215 | 32 |  |  | 0.963 | Solar Inverter |  | OUTDOOR
SRP11509 | ENPHASE ENERGY | M200-32-208-S01 | 215 | 75 |  |  | 0.963 | Solar Inverter |  | OUTDOOR
SRP11591 | ENPHASE ENERGY | M200-32-240-S02 | 215 | 12 |  |  | 0.963 | Solar Inverter |  | INDOOR
SRP11605 | ENPHASE ENERGY | M200-32-208-S01 | 240 | 30 |  |  | 0.963 | Solar Inverter |  | OUTDOOR
SRP11670 | ENPHASE ENERGY | M200-32-240-S02 | 215 | 24 |  |  | 0.963 | Solar Inverter |  | OUTDOOR
SRP11672 | ENPHASE ENERGY | M200-32-208-S01 | 215 | 19 |  |  | 0.963 | Solar Inverter |  | OUTDOOR
SRP11674 | ENPHASE ENERGY | M200-32-208-S01 | 215 | 17 |  |  | 0.963 | Solar Inverter |  | OUTDOOR
SRP11708 | ENPHASE ENERGY | M215-60-2LL-S2X | 215 | 19 |  |  | 0.963 | Solar Inverter |  | OUTDOOR
SRP11709 | ENPHASE ENERGY | M215-60-2LL-S2X | 215 | 29 |  |  | 0.963 | Solar Inverter |  | Outside
SRP11716 | ENPHASE ENERGY | M215-60-2LL-S2X | 215 | 34 |  |  | 0.963 | Solar Inverter |  | OUTDOOR
SRP11756 | ENPHASE ENERGY | M175-24-208-S | 215 | 4 |  |  | 0.963 | Solar Inverter |  | OUTDOOR
SRP11783 | ENPHASE ENERGY | M200-32-240-S02 | 215 | 10 |  |  | 0.963 | Solar Inverter |  | OUTDOOR
SRP11783 | ENPHASE ENERGY | M200-32-240-S02 | 215 | 16 |  |  | 0.963 | Solar Inverter |  | OUTDOOR
SRP11804 | ENPHASE ENERGY | M200-32-208-S01 | 215 | 31 |  |  | 0.963 | Solar Inverter |  | OUTDOOR
SRP11829 | ENPHASE ENERGY | M200-32-240-S02 | 215 | 18 |  |  | 0.963 | Solar Inverter |  | OUTDOOR
SRP11892 | SMA AMERICA | SB7000US (277V) | 10000 | 1 |  |  | 0.963 | Solar Inverter |  | OUTDOOR
SRP11896 | ENPHASE ENERGY | M215-60-2LL-S2X | 215 | 40 |  |  | 0.963 | Solar Inverter |  | Outside
SRP11933 | ENPHASE ENERGY | M175-24-208-S | 215 | 200 |  |  | 0.963 | Solar Inverter |  | OUTDOOR
SRP11993 | SMA AMERICA | SB7000US (240V) | 8000 | 1 |  |  | 0.963 | Solar Inverter |  | Inside
SRP12018 | SMA AMERICA | SB3000US (208V) | 3000 | 1 |  |  | 0.963 | Solar Inverter |  | Outside
SRP12021 | ENPHASE ENERGY | M200-32-208-S02 | 215 | 12 |  |  | 0.963 | Solar Inverter |  | OUTDOOR
SRP12030 | ENPHASE ENERGY | M215-60-2LL-S2X | 215 | 33 |  |  | 0.963 | Solar Inverter |  | OUTDOOR
SRP12113 | ENPHASE ENERGY | M215-60-2LL-S2X | 215 | 39 |  |  | 0.963 | Solar Inverter |  | OUTDOOR
SRP12159 | ENPHASE ENERGY | M215-60-2LL-S2X | 215 | 20 |  |  | 0.963 | Solar Inverter |  | OUTDOOR
SRP12183 | ENPHASE ENERGY | M200-32-208-S01 | 215 | 26 |  |  | 0.963 | Solar Inverter |  | OUTDOOR
SRP12214 | SATCON TECHNOLOGY | PVS-375 (480 V) | 375000 | 1 |  |  | 0.963 | Solar Inverter |  | OUTDOOR
SRP12300 | ENPHASE ENERGY | M200-32-208-S01 | 215 | 18 |  |  | 0.963 | Solar Inverter |  | OUTDOOR
SRP12317 | SMA AMERICA | SB7000US (240V) | 8000 | 1 |  |  | 0.963 | Solar Inverter |  | OUTDOOR
SRP12322 | ENPHASE ENERGY | M200-32-208-S01 | 215 | 38 |  |  | 0.963 | Solar Inverter |  | OUTDOOR
SRP12328 | ENPHASE ENERGY | M215-60-2LL-S2X | 215 | 35 |  |  | 0.963 | Solar Inverter |  | OUTDOOR
SRP12344 | ENPHASE ENERGY | M200-32-208-S02 | 240 | 38 |  |  | 0.963 | Solar Inverter |  | OUTDOOR
SRP12406 | ENPHASE ENERGY | M200-32-240-S01 | 215 | 12 |  |  | 0.963 | Solar Inverter |  | OUTDOOR
SRP12406 | ENPHASE ENERGY | M200-32-240-S02 | 215 | 28 |  |  | 0.963 | Solar Inverter |  | OUTDOOR
SRP12491 | ENPHASE ENERGY | M200-32-240-S01 | 215 | 18 |  |  | 0.963 | Solar Inverter |  | OUTDOOR
SRP12534 | ENPHASE ENERGY | M200-32-208-S01 | 215 | 43 |  |  | 0.963 | Solar Inverter |  | OUTDOOR
SRP12563 | ENPHASE ENERGY | M200-32-208-S01 | 240 | 33 |  |  | 0.963 | Solar Inverter |  | OUTDOOR
SRP12681 | ENPHASE ENERGY | M200-32-208-S01 | 215 | 20 |  |  | 0.963 | Solar Inverter |  | OUTDOOR
SRP12700 | ENPHASE ENERGY | M215-60-2LL-S2X | 215 | 25 |  |  | 0.963 | Solar Inverter |  | Outside
SRP12949 | ENPHASE ENERGY | M200-32-208-S01 | 215 | 30 |  |  | 0.963 | Solar Inverter |  | OUTDOOR
SRP12951 | ENPHASE ENERGY | M200-32-208-S01 | 215 | 42 |  |  | 0.963 | Solar Inverter |  | OUTDOOR
SRP12967 | ENPHASE ENERGY | M175-24-208-S | 215 | 18 |  |  | 0.963 | Solar Inverter |  | OUTDOOR
SRP12988 | ENPHASE ENERGY | M175-24-208-S | 215 | 39 |  |  | 0.963 | Solar Inverter |  | OUTDOOR
SRP12989 | ENPHASE ENERGY | M175-24-208-S | 215 | 37 |  |  | 0.963 | Solar Inverter |  | OUTDOOR
SRP13118 | ENPHASE ENERGY | M175-24-208-S | 215 | 10 |  |  | 0.963 | Solar Inverter |  | OUTDOOR
SRP13118 | ENPHASE ENERGY | M175-24-208-S | 215 | 20 |  |  | 0.963 | Solar Inverter |  | OUTDOOR
SRP13144 | ENPHASE ENERGY | M175-24-208-S | 215 | 29 |  |  | 0.963 | Solar Inverter |  | OUTDOOR
SRP13180 | ENPHASE ENERGY | M215-60-2LL-S2X | 215 | 41 |  |  | 0.963 | Solar Inverter |  | OUTDOOR
SRP13195 | SMA AMERICA | SB1100U-SBD | 215 | 60 |  |  | 0.963 | Solar Inverter |  | OUTDOOR
SRP13291 | ENPHASE ENERGY | M215-60-2LL-S2X | 215 | 18 |  |  | 0.963 | Solar Inverter |  | OUTDOOR
SRP13292 | ENPHASE ENERGY | M175-24-208-S | 215 | 37 |  |  | 0.963 | Solar Inverter |  | OUTDOOR
SRP13430 | ENPHASE ENERGY | M175-24-208-S | 240 | 16 |  |  | 0.963 | Solar Inverter |  | OUTDOOR
SRP13449 | ENPHASE ENERGY | M215-60-2LL-S2X | 215 | 19 |  |  | 0.963 | Solar Inverter |  | OUTDOOR
SRP13619 | ENPHASE ENERGY | M215-60-2LL-S2X | 215 | 36 |  |  | 0.963 | Solar Inverter |  | OUTDOOR
SRP13715 | ENPHASE ENERGY | M175-24-208-S | 215 | 28 |  |  | 0.963 | Solar Inverter |  | OUTDOOR
SRP13886 | SMA AMERICA | SB8000TL-US (208V) | 8000 | 3 |  |  | 0.963 | Solar Inverter |  | Outside
SRP13964 | ENPHASE ENERGY | M200-32-208-S01 | 215 | 22 |  |  | 0.963 | Solar Inverter |  | Inside
SRP14008 | ENPHASE ENERGY | M175-24-208-S | 215 | 4 |  |  | 0.963 | Solar Inverter |  | OUTDOOR
SRP14042 | ENPHASE ENERGY | M175-24-208-S01 | 215 | 20 |  |  | 0.963 | Solar Inverter |  | Outside
SRP14233 | ENPHASE ENERGY | M200-32-240-S02 | 215 | 20 |  |  | 0.963 | Solar Inverter |  | OUTDOOR
SRP14467 | ENPHASE ENERGY | M215-60-2LL-S2X-IG-NA | 215 | 19 |  |  | 0.963 | Solar Inverter |  | OUTDOOR
SRP14504 | ENPHASE ENERGY | M215-60-2LL-S2X | 215 | 2 |  |  | 0.963 | Solar Inverter |  | Outside
SRP14509 | SATCON TECHNOLOGY | PVS-75 (240 V) | 75000 | 1 |  |  | 0.963 | Solar Inverter |  | OUTDOOR
SRP14585 | ENPHASE ENERGY | M215-60-2LL-S2X | 215 | 21 |  |  | 0.963 | Solar Inverter |  | OUTDOOR
SRP14589 | ENPHASE ENERGY | M200-32-240-S02 | 215 | 34 |  |  | 0.963 | Solar Inverter |  | Outside
SRP14655 | ENPHASE ENERGY | M200-32-208-S01 | 215 | 41 |  |  | 0.963 | Solar Inverter |  | OUTDOOR
SRP14658 | ENPHASE ENERGY | M175-24-208-S | 215 | 6 |  |  | 0.963 | Solar Inverter |  | OUTDOOR
SRP14665 | ENPHASE ENERGY | M215-60-2LL-S2X-NA | 215 | 17 |  |  | 0.963 | Solar Inverter |  | OUTDOOR
SRP14668 | ENPHASE ENERGY | M200-32-240-S02 | 215 | 25 |  |  | 0.963 | Solar Inverter |  | OUTDOOR
SRP14699 | ENPHASE ENERGY | M200-32-240-S02 | 215 | 40 |  |  | 0.963 | Solar Inverter |  | OUTDOOR
SRP14772 | ENPHASE ENERGY | M175-24-208-S | 215 | 37 |  |  | 0.963 | Solar Inverter |  | OUTDOOR
SRP14787 | ENPHASE ENERGY | M215-60-2LL-S2X | 215 | 30 |  |  | 0.963 | Solar Inverter |  | OUTDOOR
SRP14814 | ENPHASE ENERGY | M215-60-2LL-S2X | 215 | 18 |  |  | 0.963 | Solar Inverter |  | OUTDOOR
SRP14850 | ENPHASE ENERGY | M215-60-2LL-S2X | 215 | 46 |  |  | 0.963 | Solar Inverter |  | OUTDOOR
SRP14851 | ENPHASE ENERGY | M215-60-2LL-S2X | 215 | 40 |  |  | 0.963 | Solar Inverter |  | OUTDOOR
SRP14877 | ENPHASE ENERGY | M215-60-2LL-S2X | 215 | 35 |  |  | 0.963 | Solar Inverter |  | OUTDOOR
SRP14893 | SMA AMERICA | SB8000TL-US (240V) | 8000 | 1 |  |  | 0.963 | Solar Inverter |  | OUTDOOR
SRP14895 | ENPHASE ENERGY | M200-32-208-S01 | 215 | 66 |  |  | 0.963 | Solar Inverter |  | OUTDOOR
SRP14943 | ENPHASE ENERGY | M215-60-2LL-S2X | 215 | 22 |  |  | 0.963 | Solar Inverter |  | OUTDOOR
SRP14968 | ENPHASE ENERGY | M215-60-2LL-S2X | 215 | 34 |  |  | 0.963 | Solar Inverter |  | OUTDOOR
SRP14986 | ENPHASE ENERGY | EMU | 215 | 21 |  |  | 0.963 | Solar Inverter |  | OUTDOOR
SRP14988 | ENPHASE ENERGY | M215-60-2LL-S2X | 215 | 43 |  |  | 0.963 | Solar Inverter |  | OUTDOOR
SRP15010 | ENPHASE ENERGY | M215-60-2LL-S2X | 215 | 35 |  |  | 0.963 | Solar Inverter |  | OUTDOOR
SRP15058 | ENPHASE ENERGY | M200-32-240-S02 | 215 | 28 |  |  | 0.963 | Solar Inverter |  | OUTDOOR
SRP15163 | ENPHASE ENERGY | M200-32-240-S02 | 215 | 14 |  |  | 0.963 | Solar Inverter |  | OUTDOOR
SRP15168 | SMA AMERICA | SB8000TL-US (208V) | 8000 | 1 |  |  | 0.963 | Solar Inverter |  | OUTDOOR
SRP15192 | ENPHASE ENERGY | M215-60-2LL-S2X | 215 | 28 |  |  | 0.963 | Solar Inverter |  | OUTDOOR
SRP15214 | ENPHASE ENERGY | M215-60-2LL-S2X | 215 | 24 |  |  | 0.963 | Solar Inverter |  | Outside
SRP15222 | ENPHASE ENERGY | M200-32-240-S02 | 215 | 9 |  |  | 0.963 | Solar Inverter |  | Outside
SRP15225 | ENPHASE ENERGY | M215-60-2LL-S2X | 215 | 36 |  |  | 0.963 | Solar Inverter |  | OUTDOOR
SRP15349 | ENPHASE ENERGY | M215-60-2LL-S2X | 215 | 29 |  |  | 0.963 | Solar Inverter |  | OUTDOOR
SRP15401 | ENPHASE ENERGY | M175-24-208-S | 215 | 48 |  |  | 0.963 | Solar Inverter |  | OUTDOOR
SRP15403 | ENPHASE ENERGY | M215-60-2LL-S2X | 215 | 20 |  |  | 0.963 | Solar Inverter |  | OUTDOOR
SRP15405 | ENPHASE ENERGY | M175-24-208-S | 215 | 29 |  |  | 0.963 | Solar Inverter |  | OUTDOOR
SRP15455 | ENPHASE ENERGY | EMU | 215 | 27 |  |  | 0.963 | Solar Inverter |  | Outside
SRP15604 | ENPHASE ENERGY | M215-60-2LL-S2X | 215 | 29 |  |  | 0.963 | Solar Inverter |  | Outside
SRP15612 | ENPHASE ENERGY | M215-60-2LL-S2X | 215 | 38 |  |  | 0.963 | Solar Inverter |  | OUTDOOR
SRP15616 | ENPHASE ENERGY | M215-60-2LL-S2X | 215 | 20 |  |  | 0.963 | Solar Inverter |  | OUTDOOR
SRP15617 | ENPHASE ENERGY | M215-60-2LL-S2X-NA | 215 | 36 |  |  | 0.963 | Solar Inverter |  | OUTDOOR
SRP15618 | ENPHASE ENERGY | M215-60-2LL-S2X | 215 | 26 |  |  | 0.963 | Solar Inverter |  | OUTDOOR
SRP15619 | ENPHASE ENERGY | M215-60-2LL-S2X | 215 | 15 |  |  | 0.963 | Solar Inverter |  | OUTDOOR
SRP15621 | SMA AMERICA | SB8000TL-US (240V) | 8000 | 1 |  |  | 0.963 | Solar Inverter |  | OUTDOOR
SRP15621 | SMA AMERICA | SB8000US-12 (240V) | 8000 | 1 |  |  | 0.963 | Solar Inverter |  | OUTDOOR
SRP15625 | ENPHASE ENERGY | M215-60-2LL-S2X | 215 | 34 |  |  | 0.963 | Solar Inverter |  | OUTDOOR
SRP15627 | ENPHASE ENERGY | M215-60-2LL-S2X | 215 | 96 |  |  | 0.963 | Solar Inverter |  | OUTDOOR
SRP15658 | SMA AMERICA | SB8000TL-US (240V) | 8000 | 5 |  |  | 0.963 | Solar Inverter |  | INDOOR
SRP15694 | ENPHASE ENERGY | M215-60-2LL-S2X | 215 | 4 |  |  | 0.963 | Solar Inverter |  | Outside
SRP15716 | ENPHASE ENERGY | M175-24-208-S | 215 | 21 |  |  | 0.963 | Solar Inverter |  | OUTDOOR
SRP15725 | ENPHASE ENERGY | M175-24-208-S | 215 | 4 |  |  | 0.963 | Solar Inverter |  | OUTDOOR
SRP15734 | ENPHASE ENERGY | M215-60-2LL-S2X | 215 | 20 |  |  | 0.963 | Solar Inverter |  | OUTDOOR
SRP15740 | ENPHASE ENERGY | M215-60-2LL-S2X | 215 | 28 |  |  | 0.963 | Solar Inverter |  | Inside
SRP15945 | ENPHASE ENERGY | M215-60-2LL-S2X | 215 | 56 |  |  | 0.963 | Solar Inverter |  | OUTDOOR
SRP16015 | ENPHASE ENERGY | M215-60-2LL-S2X | 215 | 10 |  |  | 0.963 | Solar Inverter |  | Outside
SRP16016 | ENPHASE ENERGY | M215-60-2LL-S2X | 215 | 32 |  |  | 0.963 | Solar Inverter |  | OUTDOOR
SRP16099 | ENPHASE ENERGY | M215-60-2LL-S2X | 215 | 11 |  |  | 0.963 | Solar Inverter |  | Outside
SRP16134 | ENPHASE ENERGY | M215-60-2LL-S2X | 215 | 7 |  |  | 0.963 | Solar Inverter |  | Outside
SRP16233 | ENPHASE ENERGY | M215-60-2LL-S2X | 215 | 47 |  |  | 0.963 | Solar Inverter |  | OUTDOOR
SRP16235 | ENPHASE ENERGY | M215-60-2LL-S2X | 215 | 2 |  |  | 0.963 | Solar Inverter |  | Outside
SRP16295 | SMA | SB 6000 | 8000 | 1 |  |  | 0.963 | Solar Inverter |  | OUTDOOR
SRP16321 | ENPHASE ENERGY | M215-60-2LL-S2X | 215 | 2 |  |  | 0.963 | Solar Inverter |  | Outside
SRP16364 | ENPHASE ENERGY | M215-60-2LL-S2X | 215 | 8 |  |  | 0.963 | Solar Inverter |  | Outside
SRP16492 | ENPHASE ENERGY | M215-60-2LL-S2X-IG-ZC-NA | 215 | 27 |  |  | 0.963 | Solar Inverter |  | OUTDOOR
SRP16525 | ENPHASE ENERGY | M175-24-208-S | 215 | 14 |  |  | 0.963 | Solar Inverter |  | Outside
SRP16587 | ENPHASE ENERGY | M215-60-2LL-S2X | 215 | 21 |  |  | 0.963 | Solar Inverter |  | Outside
SRP16602 | ENPHASE ENERGY | M175-24-208-S | 215 | 23 |  |  | 0.963 | Solar Inverter |  | OUTDOOR
SRP16614 | ENPHASE ENERGY | M215-60-2LL-S2X | 215 | 6 |  |  | 0.963 | Solar Inverter |  | OUTDOOR
SRP16617 | ENPHASE ENERGY | M175-24-208-S | 215 | 2 |  |  | 0.963 | Solar Inverter |  | Outside
SRP16664 | ENPHASE ENERGY | M215-60-2LL-S2X-IG-NA | 215 | 29 |  |  | 0.963 | Solar Inverter |  | Outside
SRP16677 | ENPHASE ENERGY | M215-60-2LL-S2X | 215 | 26 |  |  | 0.963 | Solar Inverter |  | OUTDOOR
SRP16690 | ENPHASE ENERGY | M215-60-2LL-S2X | 215 | 39 |  |  | 0.963 | Solar Inverter |  | OUTDOOR
SRP16748 | ENPHASE ENERGY | M210-84-208-SXX (-NA) | 210 | 43 |  |  | 0.963 | Solar Inverter |  | Outside
SRP16757 | ENPHASE ENERGY | M215-60-2LL-S2X | 215 | 40 |  |  | 0.963 | Solar Inverter |  | OUTDOOR
SRP16762 | ENPHASE ENERGY | M215-60-2LL-S2X | 215 | 27 |  |  | 0.963 | Solar Inverter |  | OUTDOOR
SRP16765 | ENPHASE ENERGY | M215-60-2LL-S2X | 215 | 49 |  |  | 0.963 | Solar Inverter |  | OUTDOOR
SRP16766 | ENPHASE ENERGY | M215-60-2LL-S2X | 215 | 46 |  |  | 0.963 | Solar Inverter |  | OUTDOOR
SRP16767 | ENPHASE ENERGY | M215-60-2LL-S2X | 215 | 29 |  |  | 0.963 | Solar Inverter |  | OUTDOOR
SRP16770 | ENPHASE ENERGY | M215-60-2LL-S2X | 215 | 47 |  |  | 0.963 | Solar Inverter |  | OUTDOOR
SRP16771 | ENPHASE ENERGY | M215-60-2LL-S2X | 215 | 26 |  |  | 0.963 | Solar Inverter |  | Outside
SRP16792 | ENPHASE ENERGY | M215-60-2LL-S2X | 215 | 34 |  |  | 0.963 | Solar Inverter |  | OUTDOOR
SRP16795 | ENPHASE ENERGY | M215-60-2LL-S2X | 215 | 12 |  |  | 0.963 | Solar Inverter |  | OUTDOOR
SRP16832 | ENPHASE ENERGY | M215-60-2LL-S2X | 215 | 43 |  |  | 0.963 | Solar Inverter |  | OUTDOOR
SRP16849 | ENPHASE ENERGY | M215-60-2LL-S2X | 215 | 21 |  |  | 0.963 | Solar Inverter |  | OUTDOOR
SRP16858 | ENPHASE ENERGY | M215-60-2LL-S2X | 215 | 48 |  |  | 0.963 | Solar Inverter |  | OUTDOOR
SRP16929 | ENPHASE ENERGY | M215-60-2LL-S2X | 215 | 34 |  |  | 0.963 | Solar Inverter |  | Outside
SRP16931 | ENPHASE ENERGY | M175-24-208-S | 215 | 4 |  |  | 0.963 | Solar Inverter |  | INDOOR
SRP16937 | ENPHASE ENERGY | M215-60-2LL-S2X | 215 | 35 |  |  | 0.963 | Solar Inverter |  | OUTDOOR
SRP16939 | ENPHASE ENERGY | M215-60-2LL-S2X-IG-ZC | 215 | 21 |  |  | 0.963 | Solar Inverter |  | OUTDOOR
SRP16950 | ENPHASE ENERGY | M215-60-2LL-S2X | 215 | 7 |  |  | 0.963 | Solar Inverter |  | OUTDOOR
SRP16950 | ENPHASE ENERGY | M215-60-2LL-S2X | 215 | 7 |  |  | 0.963 | Solar Inverter |  | OUTDOOR
SRP16950 | ENPHASE ENERGY | M215-60-2LL-S2X | 215 | 8 |  |  | 0.963 | Solar Inverter |  | OUTDOOR
SRP16950 | ENPHASE ENERGY | M215-60-2LL-S2X | 215 | 31 |  |  | 0.963 | Solar Inverter |  | OUTDOOR
SRP16975 | ENPHASE ENERGY | M215-60-2LL-S2X | 215 | 30 |  |  | 0.963 | Solar Inverter |  | OUTDOOR
SRP17004 | SMA AMERICA | SB8000TL-US (240V) | 8000 | 1 |  |  | 0.963 | Solar Inverter |  | OUTDOOR
SRP17042 | ENPHASE ENERGY | M215-60-2LL-S2X-IG-NA | 215 | 18 |  |  | 0.963 | Solar Inverter |  | INDOOR
SRP17046 | ENPHASE ENERGY | M215-60-2LL-S2X | 215 | 11 |  |  | 0.963 | Solar Inverter |  | Outside
SRP17075 | ENPHASE ENERGY | M215-60-2LL-S2X | 215 | 18 |  |  | 0.963 | Solar Inverter |  | OUTDOOR
SRP17091 | ENPHASE ENERGY | M215-60-2LL-S2X | 215 | 16 |  |  | 0.963 | Solar Inverter |  | OUTDOOR
SRP17099 | SMA AMERICA | SB7000US-12 (240V) | 8000 | 1 |  |  | 0.963 | Solar Inverter |  | OUTDOOR
SRP17103 | ENPHASE ENERGY | M215-60-2LL-S2X | 215 | 39 |  |  | 0.963 | Solar Inverter |  | OUTDOOR
SRP17105 | ENPHASE ENERGY | M215-60-2LL-S2X | 215 | 26 |  |  | 0.963 | Solar Inverter |  | OUTDOOR
SRP17145 | SMA AMERICA | SB8000US-12 (240V) | 8000 | 1 |  |  | 0.963 | Solar Inverter |  | OUTDOOR
SRP17160 | ENPHASE ENERGY | M215-60-2LL-S2X | 215 | 21 |  |  | 0.963 | Solar Inverter |  | OUTDOOR
SRP17168 | SATCON TECHNOLOGY | PVS-375 (480 V) | 375000 | 1 |  |  | 0.963 | Solar Inverter |  | OUTDOOR
SRP17174 | ENPHASE ENERGY | M215-60-2LL-S2X | 215 | 78 |  |  | 0.963 | Solar Inverter |  | OUTDOOR
SRP17308 | ENPHASE ENERGY | M215-60-2LL-S2X | 215 | 38 |  |  | 0.963 | Solar Inverter |  | OUTDOOR
SRP17310 | ENPHASE ENERGY | M215-60-2LL-S2X | 215 | 26 |  |  | 0.963 | Solar Inverter |  | OUTDOOR
SRP17311 | ENPHASE ENERGY | M215-60-2LL-S2X | 215 | 44 |  |  | 0.963 | Solar Inverter |  | OUTDOOR
SRP17316 | ENPHASE ENERGY | M215-60-2LL-S2X-IG-ZC-NA | 215 | 50 |  |  | 0.963 | Solar Inverter |  | OUTDOOR
SRP17318 | ENPHASE ENERGY | M215-60-2LL-S2X | 215 | 40 |  |  | 0.963 | Solar Inverter |  | OUTDOOR
SRP17332 | ENPHASE ENERGY | M215-60-2LL-S2X-ZC-NA | 215 | 46 |  |  | 0.963 | Solar Inverter |  | OUTDOOR
SRP17388 | ENPHASE ENERGY | M215-60-2LL-S2X | 215 | 24 |  |  | 0.963 | Solar Inverter |  | Outside
SRP17393 | ENPHASE ENERGY | M215-60-2LL-S2X-NA | 215 | 17 |  |  | 0.963 | Solar Inverter |  | OUTDOOR
SRP17395 | ENPHASE ENERGY | M215-60-2LL-S2X-IG-ZC | 215 | 24 |  |  | 0.963 | Solar Inverter |  | OUTDOOR
SRP17396 | ENPHASE ENERGY | M215-60-2LL-S2X-IG-ZC-NA | 215 | 38 |  |  | 0.963 | Solar Inverter |  | OUTDOOR
SRP17398 | ENPHASE ENERGY | M215-60-2LL-S2X | 215 | 32 |  |  | 0.963 | Solar Inverter |  | OUTDOOR
SRP17416 | ENPHASE ENERGY | M215-60-2LL-S2X | 215 | 51 |  |  | 0.963 | Solar Inverter |  | OUTDOOR
SRP17423 | ENPHASE ENERGY | M215-60-2LL-S2X | 215 | 10 |  |  | 0.963 | Solar Inverter |  | OUTDOOR
SRP17462 | ENPHASE ENERGY | M215-60-2LL-S2X | 215 | 3 |  |  | 0.963 | Solar Inverter |  | OUTDOOR
SRP17463 | ENPHASE ENERGY | M215-60-2LL-S2X | 215 | 30 |  |  | 0.963 | Solar Inverter |  | OUTDOOR
SRP17463 | ENPHASE ENERGY | M215-60-2LL-S2X | 215 | 30 |  |  | 0.963 | Solar Inverter |  | OUTDOOR
SRP17464 | ENPHASE ENERGY | M215-60-2LL-S2X | 215 | 4 |  |  | 0.963 | Solar Inverter |  | Outside
SRP17478 | ENPHASE ENERGY | M215-60-2LL-S2X | 215 | 3 |  |  | 0.963 | Solar Inverter |  | Outside
SRP17479 | ENPHASE ENERGY | M215-60-2LL-S2X | 215 | 22 |  |  | 0.963 | Solar Inverter |  | OUTDOOR
SRP17495 | ENPHASE ENERGY | M215-60-2LL-S2X-IG-ZC-NA | 215 | 7 |  |  | 0.963 | Solar Inverter |  | INDOOR
SRP17500 | ENPHASE ENERGY | EMU | 215 | 2 |  |  | 0.963 | Solar Inverter |  | INDOOR
SRP17518 | ENPHASE ENERGY | M215-60-2LL-S2X | 215 | 31 |  |  | 0.963 | Solar Inverter |  | OUTDOOR
SRP17519 | ENPHASE ENERGY | M215-60-2LL-S2X | 215 | 38 |  |  | 0.963 | Solar Inverter |  | OUTDOOR
SRP17520 | ENPHASE ENERGY | M215-60-2LL-S2X-IG | 215 | 34 |  |  | 0.963 | Solar Inverter |  | OUTDOOR
SRP17526 | ENPHASE ENERGY | M215-60-2LL-S2X-IG | 215 | 56 |  |  | 0.963 | Solar Inverter |  | OUTDOOR
SRP17551 | ENPHASE ENERGY | M215-60-2LL-S2X | 215 | 30 |  |  | 0.963 | Solar Inverter |  | OUTDOOR
SRP17553 | ENPHASE ENERGY | M215-60-2LL-S2X | 215 | 30 |  |  | 0.963 | Solar Inverter |  | Outside
SRP17613 | ENPHASE ENERGY | M200-32-208-S01 | 215 | 56 |  |  | 0.963 | Solar Inverter |  | OUTDOOR
SRP17615 | ENPHASE ENERGY | M215-60-2LL-S2X | 215 | 21 |  |  | 0.963 | Solar Inverter |  | OUTDOOR
SRP17626 | ENPHASE ENERGY | M215-60-2LL-S2X | 215 | 54 |  |  | 0.963 | Solar Inverter |  | OUTDOOR
SRP17627 | ENPHASE ENERGY | M215-60-2LL-S2X | 215 | 32 |  |  | 0.963 | Solar Inverter |  | OUTDOOR
SRP17639 | ENPHASE ENERGY | M215-60-2LL-S2X-IG-ZC | 215 | 3 |  |  | 0.963 | Solar Inverter |  | OUTDOOR
SRP17642 | ENPHASE ENERGY | M215-60-2LL-S2X | 215 | 26 |  |  | 0.963 | Solar Inverter |  | OUTDOOR
SRP17644 | ENPHASE ENERGY | M215-60-2LL-S2X | 215 | 10 |  |  | 0.963 | Solar Inverter |  | OUTDOOR
SRP17644 | ENPHASE ENERGY | M215-60-2LL-S2X | 215 | 13 |  |  | 0.963 | Solar Inverter |  | OUTDOOR
SRP17657 | ENPHASE ENERGY | M215-60-2LL-S2X | 215 | 33 |  |  | 0.963 | Solar Inverter |  | OUTDOOR
SRP17663 | ENPHASE ENERGY | M175-24-208-S | 215 | 36 |  |  | 0.963 | Solar Inverter |  | OUTDOOR
SRP17671 | ENPHASE ENERGY | M215-60-2LL-S2X | 215 | 31 |  |  | 0.963 | Solar Inverter |  | OUTDOOR
SRP17673 | ENPHASE ENERGY | M215-60-2LL-S2X-IG | 215 | 34 |  |  | 0.963 | Solar Inverter |  | OUTDOOR
SRP17677 | SMA AMERICA | SB7000US (208V) | 7000 | 1 |  |  | 0.963 | Solar Inverter |  | INDOOR
SRP17681 | ENPHASE ENERGY | M215-60-2LL-S2X | 215 | 38 |  |  | 0.963 | Solar Inverter |  | OUTDOOR
SRP17686 | ENPHASE ENERGY | M215-60-2LL-S2X | 215 | 42 |  |  | 0.963 | Solar Inverter |  | OUTDOOR
SRP17705 | ENPHASE ENERGY | M215-60-2LL-S2X | 215 | 50 |  |  | 0.963 | Solar Inverter |  | OUTDOOR
SRP17710 | ENPHASE ENERGY | M215-60-2LL-S2X | 215 | 40 |  |  | 0.963 | Solar Inverter |  | OUTDOOR
SRP17711 | ENPHASE ENERGY | M215-60-2LL-S2X | 215 | 48 |  |  | 0.963 | Solar Inverter |  | OUTDOOR
SRP17726 | ENPHASE ENERGY | M200-32-240-S02 | 215 | 40 |  |  | 0.963 | Solar Inverter |  | OUTDOOR
SRP17728 | ENPHASE ENERGY | M215-60-2LL-S2X | 215 | 30 |  |  | 0.963 | Solar Inverter |  | OUTDOOR
SRP17734 | ENPHASE ENERGY | M215-60-2LL-S2X | 215 | 18 |  |  | 0.963 | Solar Inverter |  | OUTDOOR
SRP17755 | ENPHASE ENERGY | M215-60-2LL-S2X-IG-ZC-NA | 215 | 17 |  |  | 0.963 | Solar Inverter |  | OUTDOOR
SRP17758 | ENPHASE ENERGY | M215-60-2LL-S2X | 215 | 6 |  |  | 0.963 | Solar Inverter |  | Outside
SRP17768 | ENPHASE ENERGY | M215-60-2LL-S2X | 215 | 4 |  |  | 0.963 | Solar Inverter |  | OUTDOOR
SRP17770 | ENPHASE ENERGY | M215-60-2LL-S2X | 215 | 26 |  |  | 0.963 | Solar Inverter |  | OUTDOOR
SRP17772 | ENPHASE ENERGY | M215-60-2LL-S2X | 215 | 7 |  |  | 0.963 | Solar Inverter |  | OUTDOOR
SRP17777 | ENPHASE ENERGY | M175-24-208-S | 215 | 24 |  |  | 0.963 | Solar Inverter |  | OUTDOOR
SRP17793 | ENPHASE ENERGY | M215-60-2LL-S2X | 240 | 24 |  |  | 0.963 | Solar Inverter |  | OUTDOOR
SRP17798 | ENPHASE ENERGY | M215-60-2LL-S2X-NA | 215 | 33 |  |  | 0.963 | Solar Inverter |  | OUTDOOR
SRP17800 | ENPHASE ENERGY | M215-60-2LL-S2X | 215 | 38 |  |  | 0.963 | Solar Inverter |  | OUTDOOR
SRP17846 | ENPHASE ENERGY | M215-60-2LL-S2X | 215 | 44 |  |  | 0.963 | Solar Inverter |  | OUTDOOR
SRP17902 | ENPHASE ENERGY | M215-60-2LL-S2X | 215 | 28 |  |  | 0.963 | Solar Inverter |  | OUTDOOR
SRP17919 | ENPHASE ENERGY | M215-60-2LL-S2X-IG | 215 | 18 |  |  | 0.963 | Solar Inverter |  | OUTDOOR
SRP17937 | ENPHASE ENERGY | M215-60-2LL-S2X | 215 | 37 |  |  | 0.963 | Solar Inverter |  | OUTDOOR
SRP17959 | SMA AMERICA | SB8000TL-US (208V) | 8000 | 2 |  |  | 0.963 | Solar Inverter |  | OUTDOOR
SRP17961 | SMA AMERICA | SB8000TL-US (208V) | 8000 | 2 |  |  | 0.963 | Solar Inverter |  | OUTDOOR
SRP17964 | ENPHASE ENERGY | M175-24-208-S | 215 | 42 |  |  | 0.963 | Solar Inverter |  | OUTDOOR
SRP17966 | ENPHASE ENERGY | M215-60-2LL-S2X | 215 | 21 |  |  | 0.963 | Solar Inverter |  | OUTDOOR
SRP17967 | ENPHASE ENERGY | M215-60-2LL-S2X-IG-NA | 215 | 39 |  |  | 0.963 | Solar Inverter |  | OUTDOOR
SRP17973 | ENPHASE ENERGY | M215-60-2LL-S2X | 215 | 43 |  |  | 0.963 | Solar Inverter |  | OUTDOOR
SRP17981 | ENPHASE ENERGY | M215-60-2LL-S2X | 215 | 25 |  |  | 0.963 | Solar Inverter |  | Outside
SRP17988 | ENPHASE ENERGY | M215-60-2LL-S2X | 215 | 17 |  |  | 0.963 | Solar Inverter |  | OUTDOOR
SRP17999 | ENPHASE ENERGY | M215-60-2LL-S2X | 215 | 28 |  |  | 0.963 | Solar Inverter |  | OUTDOOR
SRP18000 | ENPHASE ENERGY | M215-60-2LL-S2X-NA | 215 | 30 |  |  | 0.963 | Solar Inverter |  | OUTDOOR
SRP18001 | ENPHASE ENERGY | M215-60-2LL-S2X | 215 | 26 |  |  | 0.963 | Solar Inverter |  | OUTDOOR
SRP18002 | ENPHASE ENERGY | M215-60-2LL-S2X | 215 | 56 |  |  | 0.963 | Solar Inverter |  | OUTDOOR
SRP18018 | SMA AMERICA | SB8000TL-US (208V) | 8000 | 1 |  |  | 0.963 | Solar Inverter |  | Outside
SRP18022 | ENPHASE ENERGY | M215-60-2LL-S2X | 215 | 6 |  |  | 0.963 | Solar Inverter |  | INDOOR
SRP18061 | ENPHASE ENERGY | M215-60-SIE-S2X-ZC-NA | 215 | 40 |  |  | 0.963 | Solar Inverter |  | OUTDOOR
SRP18067 | ENPHASE ENERGY | M215-60-2LL-S2X | 215 | 1 |  |  | 0.963 | Solar Inverter |  | Outside
SRP18069 | ENPHASE ENERGY | M215-60-2LL-S2X | 215 | 8 |  |  | 0.963 | Solar Inverter |  | OUTDOOR
SRP18070 | ENPHASE ENERGY | M215-60-2LL-S2X | 215 | 56 |  |  | 0.963 | Solar Inverter |  | OUTDOOR
SRP18072 | ENPHASE ENERGY | M215-60-2LL-S2X | 215 | 52 |  |  | 0.963 | Solar Inverter |  | OUTDOOR
SRP18074 | ENPHASE ENERGY | M215-60-2LL-S2X | 215 | 30 |  |  | 0.963 | Solar Inverter |  | OUTDOOR
SRP18078 | ENPHASE ENERGY | M215-60-2LL-S2X | 215 | 28 |  |  | 0.963 | Solar Inverter |  | OUTDOOR
SRP18087 | ENPHASE ENERGY | M215-60-2LL-S2X | 215 | 22 |  |  | 0.963 | Solar Inverter |  | OUTDOOR
SRP18104 | ENPHASE ENERGY | M215-60-2LL-S2X | 215 | 24 |  |  | 0.963 | Solar Inverter |  | OUTDOOR
SRP18117 | ENPHASE ENERGY | M215-60-2LL-S2X | 215 | 24 |  |  | 0.963 | Solar Inverter |  | OUTDOOR
SRP18119 | ENPHASE ENERGY | M215-60-2LL-S2X | 215 | 27 |  |  | 0.963 | Solar Inverter |  | OUTDOOR
SRP18120 | ENPHASE ENERGY | M215-60-2LL-S2X | 215 | 12 |  |  | 0.963 | Solar Inverter |  | Outside
SRP18126 | ENPHASE ENERGY | M215-60-2LL-S2X | 215 | 20 |  |  | 0.963 | Solar Inverter |  | OUTDOOR
SRP18127 | ENPHASE ENERGY | M215-60-2LL-S2X | 215 | 29 |  |  | 0.963 | Solar Inverter |  | OUTDOOR
SRP18129 | SMA AMERICA |  | 6000 | 1 |  |  | 0.963 | Solar Inverter |  | INDOOR
SRP18132 | ENPHASE ENERGY | M215-60-2LL-S2X | 215 | 42 |  |  | 0.963 | Solar Inverter |  | OUTDOOR
SRP18176 | ENPHASE ENERGY | M215-60-2LL-S2X | 215 | 40 |  |  | 0.963 | Solar Inverter |  | OUTDOOR
SRP18180 | ENPHASE ENERGY | M215-60-2LL-S2X | 215 | 44 |  |  | 0.963 | Solar Inverter |  | OUTDOOR
SRP18183 | ENPHASE ENERGY | M215-60-2LL-S2X | 215 | 29 |  |  | 0.963 | Solar Inverter |  | OUTDOOR
SRP18186 | ENPHASE ENERGY | M215-60-2LL-S2X | 215 | 53 |  |  | 0.963 | Solar Inverter |  | OUTDOOR
SRP18212 | ENPHASE ENERGY | M215-60-2LL-S2X | 215 | 37 |  |  | 0.963 | Solar Inverter |  | OUTDOOR
SRP18232 | ENPHASE ENERGY | M175-24-208-S | 215 | 39 |  |  | 0.963 | Solar Inverter |  | OUTDOOR
SRP18285 | ENPHASE ENERGY | M215-60-2LL-S2X | 215 | 18 |  |  | 0.963 | Solar Inverter |  | OUTDOOR
SRP18286 | ENPHASE ENERGY | M215-60-2LL-S2X | 215 | 29 |  |  | 0.963 | Solar Inverter |  | OUTDOOR
SRP18289 | ENPHASE ENERGY | M215-60-2LL-S2X | 215 | 46 |  |  | 0.963 | Solar Inverter |  | OUTDOOR
SRP18305 | ENPHASE ENERGY | M215-60-2LL-S2X | 215 | 2 |  |  | 0.963 | Solar Inverter |  | INDOOR
SRP18324 | ENPHASE ENERGY | M215-60-2LL-S2X-IG-NA | 215 | 30 |  |  | 0.963 | Solar Inverter |  | OUTDOOR
SRP18325 | ENPHASE ENERGY | M215-60-2LL-S2X | 215 | 22 |  |  | 0.963 | Solar Inverter |  | OUTDOOR
SRP18328 | ENPHASE ENERGY | M215-60-2LL-S2X | 215 | 35 |  |  | 0.963 | Solar Inverter |  | OUTDOOR
SRP18380 | ENPHASE ENERGY | M215-60-2LL-S2X | 215 | 20 |  |  | 0.963 | Solar Inverter |  | OUTDOOR
SRP18382 | ENPHASE ENERGY | M215-60-2LL-S2X | 215 | 28 |  |  | 0.963 | Solar Inverter |  | OUTDOOR
SRP18385 | ENPHASE ENERGY | M215-60-2LL-S2X | 215 | 40 |  |  | 0.963 | Solar Inverter |  | OUTDOOR
SRP18386 | ENPHASE ENERGY | M215-60-2LL-S2X | 215 | 32 |  |  | 0.963 | Solar Inverter |  | OUTDOOR
SRP18387 | ENPHASE ENERGY | M215-60-2LL-S2X | 215 | 30 |  |  | 0.963 | Solar Inverter |  | OUTDOOR
SRP18397 | ENPHASE ENERGY | M215-60-2LL-S2X-IG | 215 | 24 |  |  | 0.963 | Solar Inverter |  | OUTDOOR
SRP18399 | ENPHASE ENERGY | M215-60-2LL-S2X-IG | 215 | 33 |  |  | 0.963 | Solar Inverter |  | OUTDOOR
SRP18415 | ENPHASE ENERGY | M215-60-2LL-S2X | 215 | 41 |  |  | 0.963 | Solar Inverter |  | OUTDOOR
SRP18416 | ENPHASE ENERGY | M215-60-2LL-S2X | 215 | 21 |  |  | 0.963 | Solar Inverter |  | OUTDOOR
SRP18435 | ENPHASE ENERGY | M215-60-2LL-S2X | 215 | 38 |  |  | 0.963 | Solar Inverter |  | OUTDOOR
SRP18441 | ENPHASE ENERGY | M215-60-2LL-S2X | 215 | 29 |  |  | 0.963 | Solar Inverter |  | OUTDOOR
SRP18442 | ENPHASE ENERGY | M215-60-2LL-S2X | 215 | 41 |  |  | 0.963 | Solar Inverter |  | OUTDOOR
SRP18463 | SMA AMERICA | SB8000US (240V) | 8000 | 1 |  |  | 0.963 | Solar Inverter |  | OUTDOOR
SRP18475 | SMA AMERICA | SB8000US (240V) | 8000 | 2 |  |  | 0.963 | Solar Inverter |  | INDOOR
SRP18500 | ENPHASE ENERGY | M215-60-2LL-S2X | 215 | 33 |  |  | 0.963 | Solar Inverter |  | OUTDOOR
SRP18510 | ENPHASE ENERGY | M215-60-2LL-S2X | 215 | 11 |  |  | 0.963 | Solar Inverter |  | Outside
SRP18528 | ENPHASE ENERGY | M215-60-2LL-S2X | 215 | 28 |  |  | 0.963 | Solar Inverter |  | OUTDOOR
SRP18539 | ENPHASE ENERGY | M215-60-2LL-S2X | 215 | 34 |  |  | 0.963 | Solar Inverter |  | OUTDOOR
SRP18541 | ENPHASE ENERGY | M215-60-2LL-S2X | 215 | 30 |  |  | 0.963 | Solar Inverter |  | OUTDOOR
SRP18544 | ENPHASE ENERGY | M215-60-2LL-S2X | 215 | 136 |  |  | 0.963 | Solar Inverter |  | OUTDOOR
SRP18554 | ENPHASE ENERGY | M215-60-2LL-S2X | 215 | 38 |  |  | 0.963 | Solar Inverter |  | OUTDOOR
SRP18567 | ENPHASE ENERGY | M215-60-2LL-S2X | 215 | 56 |  |  | 0.963 | Solar Inverter |  | OUTDOOR
SRP18568 | ENPHASE ENERGY | M215-60-2LL-S2X | 215 | 4 |  |  | 0.963 | Solar Inverter |  | Outside
SRP18597 | ENPHASE ENERGY | M215-60-2LL-S2X | 215 | 52 |  |  | 0.963 | Solar Inverter |  | OUTDOOR
SRP18598 | ENPHASE ENERGY | M215-60-2LL-S2X | 215 | 29 |  |  | 0.963 | Solar Inverter |  | OUTDOOR
SRP18600 | ENPHASE ENERGY | M215-60-2LL-S2X | 215 | 48 |  |  | 0.963 | Solar Inverter |  | OUTDOOR
SRP18617 | ENPHASE ENERGY | M215-60-2LL-S2X | 215 | 34 |  |  | 0.963 | Solar Inverter |  | OUTDOOR
SRP18635 | ENPHASE ENERGY | M215-60-2LL-S2X | 215 | 26 |  |  | 0.963 | Solar Inverter |  | OUTDOOR
SRP18636 | ENPHASE ENERGY | M215-60-2LL-S2X | 215 | 45 |  |  | 0.963 | Solar Inverter |  | OUTDOOR
SRP18641 | SMA AMERICA | SB6000US-12 (240V) | 6000 | 1 |  |  | 0.963 | Solar Inverter |  | INDOOR
SRP18677 | ENPHASE ENERGY | M215-60-2LL-S2X | 215 | 19 |  |  | 0.963 | Solar Inverter |  | OUTDOOR
SRP18678 | ENPHASE ENERGY | M215-60-2LL-S2X | 215 | 16 |  |  | 0.963 | Solar Inverter |  | OUTDOOR
SRP18693 | ENPHASE ENERGY | M215-60-2LL-S2X | 215 | 17 |  |  | 0.963 | Solar Inverter |  | OUTDOOR
SRP18710 | ENPHASE ENERGY | M215-60-2LL-S2X | 215 | 45 |  |  | 0.963 | Solar Inverter |  | OUTDOOR
SRP18711 | ENPHASE ENERGY | M215-60-2LL-S2X | 215 | 24 |  |  | 0.963 | Solar Inverter |  | OUTDOOR
SRP18712 | ENPHASE ENERGY | M215-60-2LL-S2X | 215 | 24 |  |  | 0.963 | Solar Inverter |  | OUTDOOR
SRP18717 | ENPHASE ENERGY | M215-60-SIE-S2X | 215 | 21 |  |  | 0.963 | Solar Inverter |  | OUTDOOR
SRP18719 | ENPHASE ENERGY | M215-60-2LL-S2X | 215 | 22 |  |  | 0.963 | Solar Inverter |  | Outside
SRP18724 | ENPHASE ENERGY | M215-60-2LL-S2X | 215 | 21 |  |  | 0.963 | Solar Inverter |  | OUTDOOR
SRP18741 | ENPHASE ENERGY | M215-60-2LL-S2X | 215 | 32 |  |  | 0.963 | Solar Inverter |  | OUTDOOR
SRP18773 | ENPHASE ENERGY | M215-60-2LL-S2X | 215 | 27 |  |  | 0.963 | Solar Inverter |  | OUTDOOR
SRP18775 | ENPHASE ENERGY | M215-60-2LL-S2X | 215 | 34 |  |  | 0.963 | Solar Inverter |  | OUTDOOR
SRP18803 | ENPHASE ENERGY | M215-60-2LL-S2X | 215 | 23 |  |  | 0.963 | Solar Inverter |  | OUTDOOR
SRP18838 | ENPHASE ENERGY | M215-60-2LL-S2X | 215 | 30 |  |  | 0.963 | Solar Inverter |  | OUTDOOR
SRP18839 | ENPHASE ENERGY | M215-60-2LL-S2X | 215 | 23 |  |  | 0.963 | Solar Inverter |  | OUTDOOR
SRP18841 | ENPHASE ENERGY | M215-60-2LL-S2X | 215 | 25 |  |  | 0.963 | Solar Inverter |  | OUTDOOR
SRP18864 | ENPHASE ENERGY | M215-60-2LL-S2X | 215 | 32 |  |  | 0.963 | Solar Inverter |  | OUTDOOR
SRP18874 | ENPHASE ENERGY | M215-60-2LL-S2X | 215 | 29 |  |  | 0.963 | Solar Inverter |  | Outside
SRP18880 | ENPHASE ENERGY | M215-60-2LL-S2X | 215 | 10 |  |  | 0.963 | Solar Inverter |  | OUTDOOR
SRP18882 | ENPHASE ENERGY | M215-60-2LL-S2X | 215 | 33 |  |  | 0.963 | Solar Inverter |  | OUTDOOR
SRP18884 | ENPHASE ENERGY | M215-60-2LL-S2X | 215 | 43 |  |  | 0.963 | Solar Inverter |  | OUTDOOR
SRP18888 | ENPHASE ENERGY | M215-60-2LL-S2X | 215 | 38 |  |  | 0.963 | Solar Inverter |  | OUTDOOR
SRP18917 | ENPHASE ENERGY | M215-60-2LL-S2X | 215 | 35 |  |  | 0.963 | Solar Inverter |  | OUTDOOR
SRP18918 | ENPHASE ENERGY | M215-60-2LL-S2X | 215 | 22 |  |  | 0.963 | Solar Inverter |  | OUTDOOR
SRP18951 | ENPHASE ENERGY | M215-60-2LL-S2X | 215 | 40 |  |  | 0.963 | Solar Inverter |  | OUTDOOR
SRP18952 | ENPHASE ENERGY | M215-60-2LL-S2X | 215 | 40 |  |  | 0.963 | Solar Inverter |  | OUTDOOR
SRP18964 | ENPHASE ENERGY | M215-60-2LL-S2X-IG | 215 | 28 |  |  | 0.963 | Solar Inverter |  | OUTDOOR
SRP18967 | ENPHASE ENERGY | M215-60-2LL-S2X | 215 | 26 |  |  | 0.963 | Solar Inverter |  | OUTDOOR
SRP18969 | ENPHASE ENERGY | M215-60-2LL-S2X | 215 | 24 |  |  | 0.963 | Solar Inverter |  | OUTDOOR
SRP18983 | ENPHASE ENERGY | M215-60-2LL-S2X | 215 | 10 |  |  | 0.963 | Solar Inverter |  | OUTDOOR
SRP18993 | ENPHASE ENERGY | M215-60-2LL-S2X | 215 | 18 |  |  | 0.963 | Solar Inverter |  | OUTDOOR
SRP19007 | ENPHASE ENERGY | M215-60-2LL-S2X | 215 | 38 |  |  | 0.963 | Solar Inverter |  | OUTDOOR
SRP19009 | ENPHASE ENERGY | M215-60-2LL-S2X | 215 | 16 |  |  | 0.963 | Solar Inverter |  | OUTDOOR
SRP19012 | ENPHASE ENERGY | M215-60-2LL-S2X | 215 | 30 |  |  | 0.963 | Solar Inverter |  | OUTDOOR
SRP19016 | ENPHASE ENERGY | M215-60-2LL-S2X | 215 | 27 |  |  | 0.963 | Solar Inverter |  | OUTDOOR
SRP19018 | ENPHASE ENERGY | M215-60-2LL-S2X | 215 | 46 |  |  | 0.963 | Solar Inverter |  | OUTDOOR
SRP19019 | ENPHASE ENERGY | M215-60-2LL-S2X | 215 | 37 |  |  | 0.963 | Solar Inverter |  | OUTDOOR
SRP19020 | ENPHASE ENERGY | M215-60-2LL-S2X | 215 | 40 |  |  | 0.963 | Solar Inverter |  | OUTDOOR
SRP19062 | ENPHASE ENERGY | M215-60-2LL-S2X | 215 | 24 |  |  | 0.963 | Solar Inverter |  | OUTDOOR
SRP19063 | ENPHASE ENERGY | M215-60-2LL-S2X | 215 | 38 |  |  | 0.963 | Solar Inverter |  | OUTDOOR
SRP19088 | ENPHASE ENERGY | M215-60-2LL-S2X | 215 | 24 |  |  | 0.963 | Solar Inverter |  | OUTDOOR
SRP19089 | ENPHASE ENERGY | M215-60-2LL-S2X | 215 | 43 |  |  | 0.963 | Solar Inverter |  | OUTDOOR
SRP19091 | ENPHASE ENERGY | M215-60-2LL-S2X | 215 | 18 |  |  | 0.963 | Solar Inverter |  | OUTDOOR
SRP19092 | ENPHASE ENERGY | M215-60-2LL-S2X | 215 | 34 |  |  | 0.963 | Solar Inverter |  | OUTDOOR
SRP19111 | ENPHASE ENERGY | M215-60-2LL-S2X | 215 | 20 |  |  | 0.963 | Solar Inverter |  | OUTDOOR
SRP19112 | ENPHASE ENERGY | M215-60-2LL-S2X | 215 | 12 |  |  | 0.963 | Solar Inverter |  | OUTDOOR
SRP19115 | ENPHASE ENERGY | M215-60-2LL-S2X | 215 | 56 |  |  | 0.963 | Solar Inverter |  | OUTDOOR
SRP19116 | ENPHASE ENERGY | M215-60-2LL-S2X | 215 | 16 |  |  | 0.963 | Solar Inverter |  | OUTDOOR
SRP19117 | ENPHASE ENERGY | M215-60-2LL-S2X | 215 | 28 |  |  | 0.963 | Solar Inverter |  | OUTDOOR
SRP19118 | ENPHASE ENERGY | M215-60-2LL-S2X | 215 | 50 |  |  | 0.963 | Solar Inverter |  | OUTDOOR
SRP19120 | ENPHASE ENERGY | M215-60-2LL-S2X | 215 | 14 |  |  | 0.963 | Solar Inverter |  | OUTDOOR
SRP19129 | ENPHASE ENERGY | M215-60-2LL-S2X | 215 | 29 |  |  | 0.963 | Solar Inverter |  | OUTDOOR
SRP19130 | ENPHASE ENERGY | M215-60-2LL-S2X | 215 | 28 |  |  | 0.963 | Solar Inverter |  | OUTDOOR
SRP19131 | ENPHASE ENERGY | M215-60-2LL-S2X | 215 | 26 |  |  | 0.963 | Solar Inverter |  | OUTDOOR
SRP19135 | ENPHASE ENERGY | M215-60-2LL-S2X | 215 | 28 |  |  | 0.963 | Solar Inverter |  | OUTDOOR
SRP19140 | ENPHASE ENERGY | M215-60-2LL-S2X | 215 | 14 |  |  | 0.963 | Solar Inverter |  | Outside
SRP19149 | ENPHASE ENERGY | M215-60-2LL-S2X | 215 | 29 |  |  | 0.963 | Solar Inverter |  | OUTDOOR
SRP19207 | ENPHASE ENERGY | M215-60-2LL-S2X | 215 | 17 |  |  | 0.963 | Solar Inverter |  | OUTDOOR
SRP19213 | ENPHASE ENERGY | M215-60-2LL-S2X | 215 | 17 |  |  | 0.963 | Solar Inverter |  | OUTDOOR
SRP19216 | ENPHASE ENERGY | M215-60-2LL-S2X | 215 | 14 |  |  | 0.963 | Solar Inverter |  | OUTDOOR
SRP19217 | ENPHASE ENERGY | M215-60-2LL-S2X | 215 | 51 |  |  | 0.963 | Solar Inverter |  | OUTDOOR
SRP19222 | ENPHASE ENERGY | M215-60-2LL-S2X | 215 | 8 |  |  | 0.963 | Solar Inverter |  | OUTDOOR
SRP19237 | ENPHASE ENERGY | M215-60-2LL-S2X | 215 | 19 |  |  | 0.963 | Solar Inverter |  | OUTDOOR
SRP19248 | ENPHASE ENERGY | M215-60-2LL-S2X | 215 | 9 |  |  | 0.963 | Solar Inverter |  | OUTDOOR
SRP19263 | ENPHASE ENERGY | M215-60-2LL-S2X | 215 | 38 |  |  | 0.963 | Solar Inverter |  | OUTDOOR
SRP19265 | ENPHASE ENERGY | M215-60-2LL-S2X | 215 | 34 |  |  | 0.963 | Solar Inverter |  | OUTDOOR
SRP19267 | ENPHASE ENERGY | M215-60-2LL-S2X | 215 | 32 |  |  | 0.963 | Solar Inverter |  | OUTDOOR
SRP19269 | ENPHASE ENERGY | M215-60-2LL-S2X | 215 | 30 |  |  | 0.963 | Solar Inverter |  | OUTDOOR
SRP19290 | ENPHASE ENERGY | M215-60-2LL-S2X | 215 | 36 |  |  | 0.963 | Solar Inverter |  | OUTDOOR
SRP19294 | ENPHASE ENERGY | M215-60-2LL-S2X | 215 | 38 |  |  | 0.963 | Solar Inverter |  | OUTDOOR
SRP19301 | ENPHASE ENERGY | M215-60-2LL-S2X | 215 | 18 |  |  | 0.963 | Solar Inverter |  | OUTDOOR
SRP19302 | ENPHASE ENERGY | M215-60-2LL-S2X | 215 | 20 |  |  | 0.963 | Solar Inverter |  | OUTDOOR
SRP19314 | ENPHASE ENERGY | M215-60-2LL-S2X | 215 | 33 |  |  | 0.963 | Solar Inverter |  | OUTDOOR
SRP19325 | SMA AMERICA | SB8000US (240V) | 8000 | 1 |  |  | 0.963 | Solar Inverter |  | OUTDOOR
SRP19325 | SMA AMERICA | SB8000US (240V) | 8000 | 1 |  |  | 0.963 | Solar Inverter |  | OUTDOOR
SRP19357 | ENPHASE ENERGY | M215-60-2LL-S2X | 215 | 24 |  |  | 0.963 | Solar Inverter |  | OUTDOOR
SRP19388 | ENPHASE ENERGY | M215-60-2LL-S2X | 215 | 8 |  |  | 0.963 | Solar Inverter |  | Outside
SRP19454 | ENPHASE ENERGY | M215-60-2LL-S2X | 215 | 8 |  |  | 0.963 | Solar Inverter |  | Outside
SRP19460 | ENPHASE ENERGY | M215-60-2LL-S2X | 215 | 16 |  |  | 0.963 | Solar Inverter |  | OUTDOOR
SRP19480 | ENPHASE ENERGY | M215-60-2LL-S2X | 215 | 38 |  |  | 0.963 | Solar Inverter |  | OUTDOOR
SRP19482 | ENPHASE ENERGY | M215-60-2LL-S2X | 215 | 36 |  |  | 0.963 | Solar Inverter |  | OUTDOOR
SRP19487 | ENPHASE ENERGY | M215-60-2LL-S2X | 215 | 43 |  |  | 0.963 | Solar Inverter |  | OUTDOOR
SRP19488 | ENPHASE ENERGY | M215-60-2LL-S2X | 215 | 25 |  |  | 0.963 | Solar Inverter |  | OUTDOOR
SRP19493 | ENPHASE ENERGY | M215-60-2LL-S2X | 215 | 24 |  |  | 0.963 | Solar Inverter |  | OUTDOOR
SRP19497 | ENPHASE ENERGY | M215-60-2LL-S2X | 215 | 50 |  |  | 0.963 | Solar Inverter |  | OUTDOOR
SRP19500 | ENPHASE ENERGY | M215-60-2LL-S2X | 215 | 28 |  |  | 0.963 | Solar Inverter |  | OUTDOOR
SRP19503 | ENPHASE ENERGY | M215-60-2LL-S2X | 215 | 15 |  |  | 0.963 | Solar Inverter |  | OUTDOOR
SRP19525 | ENPHASE ENERGY | M215-60-2LL-S2X-IG-NA | 215 | 20 |  |  | 0.963 | Solar Inverter |  | OUTDOOR
SRP19625 | ENPHASE ENERGY | M215-60-2LL-S2X | 215 | 22 |  |  | 0.963 | Solar Inverter |  | OUTDOOR
SRP19634 | ENPHASE ENERGY | M215-60-2LL-S2X | 215 | 24 |  |  | 0.963 | Solar Inverter |  | OUTDOOR
SRP19635 | ENPHASE ENERGY | M215-60-2LL-S2X | 215 | 27 |  |  | 0.963 | Solar Inverter |  | OUTDOOR
SRP19639 | ENPHASE ENERGY | M215-60-2LL-S2X | 215 | 35 |  |  | 0.963 | Solar Inverter |  | OUTDOOR
SRP19716 | ENPHASE ENERGY | M215-60-2LL-S2X | 215 | 26 |  |  | 0.963 | Solar Inverter |  | OUTDOOR
SRP19726 | ENPHASE ENERGY | M215-60-2LL-S2X | 215 | 9 |  |  | 0.963 | Solar Inverter |  | OUTDOOR
SRP19728 | ENPHASE ENERGY | M215-60-2LL-S2X | 215 | 12 |  |  | 0.963 | Solar Inverter |  | OUTDOOR
SRP19740 | SMA AMERICA | SB8000US (240V) | 8000 | 1 |  |  | 0.963 | Solar Inverter |  | OUTDOOR
SRP19790 | ENPHASE ENERGY | M215-60-2LL-S2X | 215 | 18 |  |  | 0.963 | Solar Inverter |  | OUTDOOR
SRP19791 | ENPHASE ENERGY | M215-60-2LL-S2X | 215 | 19 |  |  | 0.963 | Solar Inverter |  | OUTDOOR
SRP19840 | ENPHASE ENERGY | M215-60-2LL-S2X | 215 | 23 |  |  | 0.963 | Solar Inverter |  | OUTDOOR
SRP19842 | ENPHASE ENERGY | M215-60-2LL-S2X | 215 | 43 |  |  | 0.963 | Solar Inverter |  | OUTDOOR
SRP20039 | ENPHASE ENERGY | M215-60-2LL-S2X | 215 | 60 |  |  | 0.963 | Solar Inverter |  | OUTDOOR
SRP20066 | ENPHASE ENERGY | M215-60-2LL-S2X | 215 | 27 |  |  | 0.963 | Solar Inverter |  | OUTDOOR
SRP20069 | ENPHASE ENERGY | M215-60-2LL-S2X | 215 | 28 |  |  | 0.963 | Solar Inverter |  | OUTDOOR
SRP20075 | ENPHASE ENERGY | M215-60-2LL-S2X | 215 | 21 |  |  | 0.963 | Solar Inverter |  | OUTDOOR
SRP20096 | ENPHASE ENERGY | M215-60-2LL-S2X | 215 | 24 |  |  | 0.963 | Solar Inverter |  | OUTDOOR
SRP20105 | ENPHASE ENERGY | M215-60-2LL-S2X | 215 | 30 |  |  | 0.963 | Solar Inverter |  | OUTDOOR
SRP20157 | ENPHASE ENERGY | M215-60-2LL-S2X | 215 | 2 |  |  | 0.963 | Solar Inverter |  | Outside
SRP20161 | ENPHASE ENERGY | M215-60-2LL-S2X | 215 | 8 |  |  | 0.963 | Solar Inverter |  | OUTDOOR
SRP20186 | ENPHASE ENERGY | M215-60-2LL-S2X | 215 | 31 |  |  | 0.963 | Solar Inverter |  | Inside
SRP20187 | ENPHASE ENERGY | M215-60-2LL-S2X | 215 | 39 |  |  | 0.963 | Solar Inverter |  | OUTDOOR
SRP20188 | ENPHASE ENERGY | M215-60-2LL-S2X | 215 | 24 |  |  | 0.963 | Solar Inverter |  | OUTDOOR
SRP20191 | ENPHASE ENERGY | M215-60-2LL-S2X | 215 | 28 |  |  | 0.963 | Solar Inverter |  | OUTDOOR
SRP20202 | ENPHASE ENERGY | M215-60-2LL-S2X | 215 | 34 |  |  | 0.963 | Solar Inverter |  | OUTDOOR
SRP20284 | ENPHASE ENERGY | M215-60-2LL-S2X | 215 | 31 |  |  | 0.963 | Solar Inverter |  | Outside
SRP20287 | ENPHASE ENERGY | M215-60-2LL-S2X | 215 | 31 |  |  | 0.963 | Solar Inverter |  | OUTDOOR
SRP20290 | ENPHASE ENERGY | M215-60-2LL-S2X | 215 | 37 |  |  | 0.963 | Solar Inverter |  | OUTDOOR
SRP20305 | SMA AMERICA | SB3000HFUS-30 (208V) | 3000 | 1 |  |  | 0.963 | Solar Inverter |  | INDOOR
SRP20306 | ENPHASE ENERGY | M215-60-2LL-S2X | 215 | 70 |  |  | 0.963 | Solar Inverter |  | OUTDOOR
SRP20310 | ENPHASE ENERGY | M215-60-2LL-S2X | 215 | 36 |  |  | 0.963 | Solar Inverter |  | OUTDOOR
SRP20312 | ENPHASE ENERGY | M215-60-2LL-S2X | 215 | 22 |  |  | 0.963 | Solar Inverter |  | OUTDOOR
SRP20354 | ENPHASE ENERGY | M215-60-2LL-S2X | 215 | 20 |  |  | 0.963 | Solar Inverter |  | Outside
SRP20354 | ENPHASE ENERGY | M215-60-2LL-S2X | 215 | 32 |  |  | 0.963 | Solar Inverter |  | Outside
SRP20411 | ENPHASE ENERGY | M215-60-2LL-S2X | 215 | 39 |  |  | 0.963 | Solar Inverter |  | OUTDOOR
SRP20447 | ENPHASE ENERGY | M215-60-2LL-S2X | 215 | 30 |  |  | 0.963 | Solar Inverter |  | OUTDOOR
SRP20515 | ENPHASE ENERGY | M215-60-2LL-S2X | 215 | 36 |  |  | 0.963 | Solar Inverter |  | OUTDOOR
SRP20516 | ENPHASE ENERGY | M215-60-2LL-S2X | 215 | 19 |  |  | 0.963 | Solar Inverter |  | OUTDOOR
SRP20541 | ENPHASE ENERGY | M215-60-2LL-S2X | 215 | 22 |  |  | 0.963 | Solar Inverter |  | OUTDOOR
SRP20593 | ENPHASE ENERGY | M215-60-2LL-S2X | 215 | 17 |  |  | 0.963 | Solar Inverter |  | OUTDOOR
SRP20695 | ENPHASE ENERGY | M215-60-2LL-S2X | 215 | 44 |  |  | 0.963 | Solar Inverter |  | OUTDOOR
SRP20716 | ENPHASE ENERGY | M215-60-2LL-S2X | 215 | 35 |  |  | 0.963 | Solar Inverter |  | OUTDOOR
SRP20731 | ENPHASE ENERGY | M215-60-2LL-S2X | 215 | 35 |  |  | 0.963 | Solar Inverter |  | OUTDOOR
SRP20742 | ENPHASE ENERGY | M215-60-2LL-S2X | 215 | 20 |  |  | 0.963 | Solar Inverter |  | OUTDOOR
SRP20746 | ENPHASE ENERGY | M215-60-2LL-S2X | 215 | 50 |  |  | 0.963 | Solar Inverter |  | OUTDOOR
SRP20784 | ENPHASE ENERGY | M215-60-2LL-S2X | 215 | 24 |  |  | 0.963 | Solar Inverter |  | OUTDOOR
SRP20794 | ENPHASE ENERGY | M215-60-2LL-S2X | 215 | 29 |  |  | 0.963 | Solar Inverter |  | OUTDOOR
SRP20795 | ENPHASE ENERGY | M215-60-2LL-S2X | 215 | 18 |  |  | 0.963 | Solar Inverter |  | OUTDOOR
SRP20810 | ENPHASE ENERGY | M215-60-2LL-S2X | 215 | 28 |  |  | 0.963 | Solar Inverter |  | OUTDOOR
SRP20820 | ENPHASE ENERGY | M215-60-2LL-S2X | 215 | 36 |  |  | 0.963 | Solar Inverter |  | OUTDOOR
SRP20823 | ENPHASE ENERGY | M215-60-2LL-S2X | 215 | 32 |  |  | 0.963 | Solar Inverter |  | OUTDOOR
SRP20826 | ENPHASE ENERGY | M215-60-2LL-S2X | 215 | 32 |  |  | 0.963 | Solar Inverter |  | OUTDOOR
SRP20842 | ENPHASE ENERGY | M215-60-2LL-S2X | 215 | 42 |  |  | 0.963 | Solar Inverter |  | OUTDOOR
SRP20888 | SMA AMERICA | SB3000US (240V) | 3000 | 2 |  |  | 0.963 | Solar Inverter |  | INDOOR
SRP20889 | ENPHASE ENERGY | M215-60-2LL-S2X | 215 | 30 |  |  | 0.963 | Solar Inverter |  | OUTDOOR
SRP20905 | ENPHASE ENERGY | M215-60-2LL-S2X | 215 | 26 |  |  | 0.963 | Solar Inverter |  | OUTDOOR
SRP20912 | ENPHASE ENERGY | M215-60-2LL-S2X | 215 | 30 |  |  | 0.963 | Solar Inverter |  | OUTDOOR
SRP20947 | SMA AMERICA | SB8000US (240V) | 8000 | 1 |  |  | 0.963 | Solar Inverter |  | OUTDOOR
SRP21028 | ENPHASE ENERGY | M215-60-2LL-S2X | 215 | 84 |  |  | 0.963 | Solar Inverter |  | OUTDOOR
SRP21075 | ENPHASE ENERGY | M215-60-2LL-S2X | 215 | 22 |  |  | 0.963 | Solar Inverter |  | OUTDOOR
SRP21096 | ENPHASE ENERGY | M215-60-2LL-S2X | 215 | 5 |  |  | 0.963 | Solar Inverter |  | OUTDOOR
SRP21096 | ENPHASE ENERGY | M215-60-2LL-S2X | 215 | 12 |  |  | 0.963 | Solar Inverter |  | OUTDOOR
SRP21096 | ENPHASE ENERGY | M215-60-2LL-S2X | 215 | 18 |  |  | 0.963 | Solar Inverter |  | OUTDOOR
SRP21110 | ENPHASE ENERGY | M215-60-2LL-S2X | 215 | 42 |  |  | 0.963 | Solar Inverter |  | OUTDOOR
SRP21175 | ENPHASE ENERGY | M215-60-2LL-S2X | 215 | 26 |  |  | 0.963 | Solar Inverter |  | OUTDOOR
SRP21314 | SMA AMERICA | SB8000US (240V) | 8000 | 1 |  |  | 0.963 | Solar Inverter |  | OUTDOOR
SRP21328 | ENPHASE ENERGY | M215-60-2LL-S2X | 215 | 6 |  |  | 0.963 | Solar Inverter |  | Outside
SRP21330 | SMA AMERICA | SB3000US (240V) | 3000 | 2 |  |  | 0.963 | Solar Inverter |  | INDOOR
SRP21338 | ENPHASE ENERGY | M215-60-2LL-S2X | 215 | 57 |  |  | 0.963 | Solar Inverter |  | OUTDOOR
SRP21339 | ENPHASE ENERGY | M215-60-2LL-S2X | 215 | 56 |  |  | 0.963 | Solar Inverter |  | OUTDOOR
SRP21340 | ENPHASE ENERGY | M215-60-2LL-S2X | 215 | 43 |  |  | 0.963 | Solar Inverter |  | OUTDOOR
SRP21409 | ENPHASE ENERGY | M215-60-2LL-S2X | 215 | 18 |  |  | 0.963 | Solar Inverter |  | OUTDOOR
SRP21465 | ENPHASE ENERGY | M215-60-2LL-S2X | 215 | 23 |  |  | 0.963 | Solar Inverter |  | OUTDOOR
SRP21469 | ENPHASE ENERGY | M215-60-2LL-S2X | 215 | 17 |  |  | 0.963 | Solar Inverter |  | OUTDOOR
SRP21501 | SMA AMERICA | SB8000US (240V) | 8000 | 1 |  |  | 0.963 | Solar Inverter |  | OUTDOOR
SRP21568 | ENPHASE ENERGY | M215-60-2LL-S2X | 215 | 52 |  |  | 0.963 | Solar Inverter |  | OUTDOOR
SRP21581 | ENPHASE ENERGY | M215-60-2LL-S2X | 215 | 44 |  |  | 0.963 | Solar Inverter |  | OUTDOOR
SRP21597 | ENPHASE ENERGY | M215-60-2LL-S2X | 215 | 39 |  |  | 0.963 | Solar Inverter |  | OUTDOOR
SRP21625 | ENPHASE ENERGY | M215-60-2LL-S2X | 215 | 88 |  |  | 0.963 | Solar Inverter |  | OUTDOOR
SRP21786 | ENPHASE ENERGY | M215-60-2LL-S2X | 215 | 41 |  |  | 0.963 | Solar Inverter |  | OUTDOOR
SRP21788 | SMA AMERICA | SB8000US (240V) | 8000 | 1 |  |  | 0.963 | Solar Inverter |  | OUTDOOR
SRP21793 | ENPHASE ENERGY | M215-60-2LL-S2X | 215 | 24 |  |  | 0.963 | Solar Inverter |  | OUTDOOR
SRP21802 | ENPHASE ENERGY | M215-60-2LL-S2X | 215 | 33 |  |  | 0.963 | Solar Inverter |  | OUTDOOR
SRP21827 | ENPHASE ENERGY | M215-60-2LL-S2X | 215 | 19 |  |  | 0.963 | Solar Inverter |  | Outside
SRP21840 | ENPHASE ENERGY | M215-60-2LL-S2X | 215 | 37 |  |  | 0.963 | Solar Inverter |  | OUTDOOR
SRP21887 | ENPHASE ENERGY | M215-60-2LL-S2X | 215 | 18 |  |  | 0.963 | Solar Inverter |  | OUTDOOR
SRP21900 | ENPHASE ENERGY | M215-60-2LL-S2X | 215 | 4 |  |  | 0.963 | Solar Inverter |  | Outside
SRP21961 | ENPHASE ENERGY | M215-60-2LL-S2X | 215 | 27 |  |  | 0.963 | Solar Inverter |  | OUTDOOR
SRP21968 | ENPHASE ENERGY | M215-60-2LL-S2X | 215 | 45 |  |  | 0.963 | Solar Inverter |  | OUTDOOR
SRP22000 | ENPHASE ENERGY | M215-60-2LL-S2X | 215 | 16 |  |  | 0.963 | Solar Inverter |  | OUTDOOR
SRP22012 | ENPHASE ENERGY | M215-60-2LL-S2X | 215 | 44 |  |  | 0.963 | Solar Inverter |  | OUTDOOR
SRP22029 | ENPHASE ENERGY | M215-60-2LL-S2X | 215 | 22 |  |  | 0.963 | Solar Inverter |  | OUTDOOR
SRP22114 | ENPHASE ENERGY | M215-60-2LL-S2X | 215 | 25 |  |  | 0.963 | Solar Inverter |  | OUTDOOR
SRP22129 | ENPHASE ENERGY | M215-60-2LL-S2X | 215 | 4 |  |  | 0.963 | Solar Inverter |  | Outside
SRP22151 | ENPHASE ENERGY | M215-60-2LL-S2X | 215 | 4 |  |  | 0.963 | Solar Inverter |  | OUTDOOR
SRP22208 | ENPHASE ENERGY | M215-60-2LL-S2X | 215 | 21 |  |  | 0.963 | Solar Inverter |  | OUTDOOR
SRP22344 | ENPHASE ENERGY | M215-60-2LL-S2X | 215 | 28 |  |  | 0.963 | Solar Inverter |  | OUTDOOR
SRP22371 | ENPHASE ENERGY | M215-60-2LL-S2X | 215 | 29 |  |  | 0.963 | Solar Inverter |  | OUTDOOR
SRP22379 | ENPHASE ENERGY | M215-60-2LL-S2X | 215 | 42 |  |  | 0.963 | Solar Inverter |  | OUTDOOR
SRP22384 | ENPHASE ENERGY | M215-60-2LL-S2X | 215 | 20 |  |  | 0.963 | Solar Inverter |  | OUTDOOR
SRP22386 | ENPHASE ENERGY | M215-60-2LL-S2X-NA | 215 | 22 |  |  | 0.963 | Solar Inverter |  | OUTDOOR
SRP22404 | ENPHASE ENERGY | M215-60-2LL-S2X | 215 | 37 |  |  | 0.963 | Solar Inverter |  | Roof
SRP22473 | ENPHASE ENERGY | M215-60-2LL-S2X | 215 | 55 |  |  | 0.963 | Solar Inverter |  | OUTDOOR
SRP22547 | ENPHASE ENERGY | M215-60-2LL-S2X | 215 | 6 |  |  | 0.963 | Solar Inverter |  | OUTDOOR
SRP22548 | ENPHASE ENERGY | M215-60-2LL-S2X | 215 | 4 |  |  | 0.963 | Solar Inverter |  | OUTDOOR
SRP22549 | ENPHASE ENERGY | M215-60-2LL-S2X | 215 | 6 |  |  | 0.963 | Solar Inverter |  | OUTDOOR
SRP22550 | ENPHASE ENERGY | M215-60-2LL-S2X | 215 | 4 |  |  | 0.963 | Solar Inverter |  | OUTDOOR
SRP22555 | ENPHASE ENERGY | M215-60-2LL-S2X | 215 | 4 |  |  | 0.963 | Solar Inverter |  | OUTDOOR
SRP22558 | ENPHASE ENERGY | M215-60-2LL-S2X | 215 | 6 |  |  | 0.963 | Solar Inverter |  | OUTDOOR
SRP22610 | SMA AMERICA | SB6000U (240V) | 6000 | 1 |  |  | 0.963 | Solar Inverter |  | OUTDOOR
SRP22610 | SMA AMERICA | SB8000US (240V) | 8000 | 1 |  |  | 0.963 | Solar Inverter |  | OUTDOOR
SRP22619 | ENPHASE ENERGY | M215-60-2LL-S2X | 215 | 37 |  |  | 0.963 | Solar Inverter |  | Outside
SRP22664 | ENPHASE ENERGY | M215-60-2LL-S2X | 215 | 20 |  |  | 0.963 | Solar Inverter |  | OUTDOOR
SRP22785 | ENPHASE ENERGY | M215-60-2LL-S2X | 215 | 30 |  |  | 0.963 | Solar Inverter |  | OUTDOOR
SRP22819 | ENPHASE ENERGY | M215-60-2LL-S2X | 215 | 23 |  |  | 0.963 | Solar Inverter |  | OUTDOOR
SRP22828 | ENPHASE ENERGY | M215-60-2LL-S2X | 215 | 25 |  |  | 0.963 | Solar Inverter |  | OUTDOOR
SRP22857 | ENPHASE ENERGY | M215-60-2LL-S2X | 215 | 43 |  |  | 0.963 | Solar Inverter |  | OUTDOOR
SRP22881 | ENPHASE ENERGY | M215-60-2LL-S2X | 215 | 22 |  |  | 0.963 | Solar Inverter |  | OUTDOOR
SRP23002 | ENPHASE ENERGY | M215-60-2LL-S2X | 215 | 26 |  |  | 0.963 | Solar Inverter |  | Roof
SRP23062 | ENPHASE ENERGY | M215-60-2LL-S2X | 215 | 4 |  |  | 0.963 | Solar Inverter |  | OUTDOOR
SRP23092 | ENPHASE ENERGY | M215-60-2LL-S2X | 215 | 11 |  |  | 0.963 | Solar Inverter |  | OUTDOOR
SRP23129 | SMA AMERICA | SB8000US (240V) | 8000 | 1 |  |  | 0.963 | Solar Inverter |  | OUTDOOR
SRP23185 | ENPHASE ENERGY | M215-60-2LL-S2X | 215 | 26 |  |  | 0.963 | Solar Inverter |  | OUTDOOR
SRP23243 | ENPHASE ENERGY | M215-60-2LL-S2X | 215 | 48 |  |  | 0.963 | Solar Inverter |  | OUTDOOR
SRP23252 | ENPHASE ENERGY | M215-60-2LL-S2X | 215 | 38 |  |  | 0.963 | Solar Inverter |  | Roof
SRP23273 | ENPHASE ENERGY | M215-60-2LL-S2X | 215 | 40 |  |  | 0.963 | Solar Inverter |  | OUTDOOR
SRP23276 | ENPHASE ENERGY | M215-60-2LL-S2X | 215 | 22 |  |  | 0.963 | Solar Inverter |  | OUTDOOR
SRP23365 | ENPHASE ENERGY | M215-60-2LL-S2X | 215 | 4 |  |  | 0.963 | Solar Inverter |  | OUTDOOR
SRP23543 | ENPHASE ENERGY | M215-60-2LL-S2X | 215 | 42 |  |  | 0.963 | Solar Inverter |  | OUTDOOR
SRP23582 | ENPHASE ENERGY | M215-60-2LL-S2X | 215 | 33 |  |  | 0.963 | Solar Inverter |  | OUTDOOR
SRP23683 | ENPHASE ENERGY | M215-60-2LL-S2X | 215 | 38 |  |  | 0.963 | Solar Inverter |  | OUTDOOR
SRP23699 | ENPHASE ENERGY | M215-60-2LL-S2X | 215 | 12 |  |  | 0.963 | Solar Inverter |  | OUTDOOR
SRP23772 | ENPHASE ENERGY | M215-60-2LL-S2X | 215 | 4 |  |  | 0.963 | Solar Inverter |  | OUTDOOR
SRP24068 | ENPHASE ENERGY | M215-60-2LL-S2X | 215 | 39 |  |  | 0.963 | Solar Inverter |  | OUTDOOR
SRP24071 | ENPHASE ENERGY | M215-60-2LL-S2X | 215 | 22 |  |  | 0.963 | Solar Inverter |  | OUTDOOR
SRP24162 | ENPHASE ENERGY | M215-60-2LL-S2X | 215 | 22 |  |  | 0.963 | Solar Inverter |  | OUTDOOR
SRP24167 | ENPHASE ENERGY | M215-60-2LL-S2X | 215 | 4 |  |  | 0.963 | Solar Inverter |  | OUTDOOR
SRP24576 | ENPHASE ENERGY | M215-60-2LL-S2X | 215 | 17 |  |  | 0.963 | Solar Inverter |  | OUTDOOR
SRP24637 | ENPHASE ENERGY | M215-60-2LL-S2X | 215 | 12 |  |  | 0.963 | Solar Inverter |  | OUTDOOR
SRP24637 | ENPHASE ENERGY | M215-60-2LL-S2X | 215 | 25 |  |  | 0.963 | Solar Inverter |  | OUTDOOR
SRP24681 | ENPHASE ENERGY | M215-60-2LL-S2X | 215 | 28 |  |  | 0.963 | Solar Inverter |  | OUTDOOR
SRP24705 | SMA AMERICA | SB8000US (240V) | 8000 | 1 |  |  | 0.963 | Solar Inverter |  | OUTDOOR
SRP24840 | ENPHASE ENERGY | M215-60-2LL-S2X | 215 | 17 |  |  | 0.963 | Solar Inverter |  | OUTDOOR
SRP24962 | ENPHASE ENERGY | M215-60-2LL-S2X | 215 | 19 |  |  | 0.963 | Solar Inverter |  | OUTDOOR
SRP25086 | ENPHASE ENERGY | M215-60-2LL-S2X-ZC | 215 | 6 |  |  | 0.963 | Solar Inverter |  | Outside
SRP25206 | ENPHASE ENERGY | M215-60-2LL-S2X | 215 | 19 |  |  | 0.963 | Solar Inverter |  | OUTDOOR
SRP25352 | ENPHASE ENERGY | M215-60-2LL-S2X | 215 | 10 |  |  | 0.963 | Solar Inverter |  | OUTDOOR
SRP25532 | ENPHASE ENERGY | M215-60-2LL-S2X | 215 | 45 |  |  | 0.963 | Solar Inverter |  | OUTDOOR
SRP25981 | ENPHASE ENERGY | M215-60-2LL-S2X-IG-ZC | 215 | 46 |  |  | 0.963 | Solar Inverter |  | OUTDOOR
SRP25990 | ENPHASE ENERGY | M215-60-2LL-S2X | 215 | 39 |  |  | 0.963 | Solar Inverter |  | OUTDOOR
SRP26318 | SMA AMERICA |  | 8000 | 1 |  |  | 0.963 | Solar Inverter |  | OUTDOOR
SRP26371 | SMA AMERICA | SB4000US (240V) | 215 | 36 |  |  | 0.963 | Solar Inverter |  | Outside
SRP26606 | ENPHASE ENERGY | M215-60-2LL-S2X | 215 | 20 |  |  | 0.963 | Solar Inverter |  | OUTDOOR
SRP27373 | ENPHASE ENERGY | M215-60-2LL-S2X | 215 | 60 |  |  | 0.963 | Solar Inverter |  | OUTDOOR
REIPNR-07504 | SATCON TECHNOLOGY | PVS-50 (240 V) | 50000 | 1 |  |  | 0.964 | Solar Inverter |  | OUTDOOR
REIPNR-09207 | SATCON TECHNOLOGY | AE-50-60-PV-F | 50000 | 1 |  |  | 0.964 | Solar Inverter |  | Inside
REIPNR-11594 | PV POWERED | PVP5200 | 50000 | 1 |  |  | 0.964 | Solar Inverter |  | OUTDOOR
SRP01458 | POWER-ONE | PVI-6000-OUTD-US (208 V) | 6000 | 1 |  |  | 0.964 | Solar Inverter |  | OUTDOOR
SRP04757 | SATCON TECHNOLOGY | AE-50-60-PV-F | 50000 | 2 |  |  | 0.964 | Solar Inverter |  | Outside
SRP07531 | ENPHASE ENERGY | M200-32-240-S02 | 215 | 3 |  |  | 0.964 | Solar Inverter |  | OUTDOOR
SRP07531 | ENPHASE ENERGY | M200-32-240-S02 | 215 | 4 |  |  | 0.964 | Solar Inverter |  | OUTDOOR
SRP07531 | ENPHASE ENERGY | M200-32-240-S02 | 215 | 13 |  |  | 0.964 | Solar Inverter |  | OUTDOOR
SRP07660 | ENPHASE ENERGY | M200-32-240-S02 | 215 | 21 |  |  | 0.964 | Solar Inverter |  | OUTDOOR
SRP07740 | FRONIUS USA |  | 6000 | 1 |  |  | 0.964 | Solar Inverter |  | OUTDOOR
SRP08557 | POWER-ONE | PVI-3000-I-OUTD-US-F (208V) | 4600 | 1 |  |  | 0.964 | Solar Inverter |  | Outside
SRP08791 | SOLECTRIA RENEWABLES | PVI 5300 (208V) | 5300 | 1 |  |  | 0.964 | Solar Inverter |  | Outside
SRP09554 | SATCON TECHNOLOGY | PVS-50 (208 V) | 50000 | 1 |  |  | 0.964 | Solar Inverter |  | OUTDOOR
SRP13753 | POWER-ONE | PVI-CENTRAL-100-US (480 V) | 10000 | 3 |  |  | 0.964 | Solar Inverter |  | OUTDOOR
SRP16450 | ADVANCED ENERGY INDUSTRIES | AE 100TX-208 | 100000 | 1 |  |  | 0.964 | Solar Inverter |  | OUTDOOR
SRP17703 | ENPHASE ENERGY | M215-60-2LL-S2X-IG-ZC-NA | 215 | 56 |  |  | 0.964 | Solar Inverter |  | OUTDOOR
SRP20107 | PV POWERED | PVP100KW-208 | 100000 | 1 |  |  | 0.964 | Solar Inverter |  | OUTDOOR
SRP22369 | PV POWERED | PVP100KW-208 | 100000 | 1 |  |  | 0.964 | Solar Inverter |  | OUTDOOR
REIPNR-04738 | SOLECTRIA RENEWABLES | PVI95KW-208 | 95000 | 1 |  |  | 0.965 | Solar Inverter |  | INDOOR
REIPNR-05493 | PV POWERED | PVP75KW-208 | 75000 | 1 |  |  | 0.965 | Solar Inverter |  | Outside
REIPNR-05996 | PV POWERED | PVP100KW-480 | 100000 | 1 |  |  | 0.965 | Solar Inverter |  | OUTDOOR
REIPNR-05996 | PV POWERED | PVP2500 | 260000 | 1 |  |  | 0.965 | Solar Inverter |  | Outside
REIPNR-05996 | PV POWERED | PVP2500 | 260000 | 1 |  |  | 0.965 | Solar Inverter |  | Outside
REIPNR-05996 | PV POWERED | PVP30KW-208 | 30000 | 1 |  |  | 0.965 | Solar Inverter |  | OUTDOOR
REIPNR-05997 | PV POWERED | PVP2500 | 260000 | 1 |  |  | 0.965 | Solar Inverter |  | Outside
REIPNR-05997 | PV POWERED | PVP2500 | 260000 | 1 |  |  | 0.965 | Solar Inverter |  | Outside
REIPNR-05997 | PV POWERED | PVP75KW-480 | 75000 | 1 |  |  | 0.965 | Solar Inverter |  | OUTDOOR
REIPNR-05999 | PV POWERED | PVP100KW-480 | 100000 | 2 |  |  | 0.965 | Solar Inverter |  | OUTDOOR
REIPNR-05999 | PV POWERED | PVP2500 | 260000 | 1 |  |  | 0.965 | Solar Inverter |  | OUTDOOR
REIPNR-06003 | PV POWERED | PVP2500 | 260000 | 1 |  |  | 0.965 | Solar Inverter |  | OUTDOOR
REIPNR-06044 | PV POWERED | PVP100KW-480 | 100000 | 1 |  |  | 0.965 | Solar Inverter |  | OUTDOOR
REIPNR-06126 | SATCON TECHNOLOGY | PVS-375 (480 V) | 375000 | 1 |  |  | 0.965 | Solar Inverter |  | OUTDOOR
REIPNR-06736 | SOLECTRIA RENEWABLES | PVI60KW-480 | 60000 | 1 |  |  | 0.965 | Solar Inverter |  | Outside
REIPNR-06736 | SOLECTRIA RENEWABLES | PVI82KW-480 | 82000 | 1 |  |  | 0.965 | Solar Inverter |  | Outside
REIPNR-06736 | SOLECTRIA RENEWABLES | PVI95KW-480 | 95000 | 4 |  |  | 0.965 | Solar Inverter |  | Outside
REIPNR-07074 | SATCON TECHNOLOGY | PVS-135 (208 V) | 135000 | 4 |  |  | 0.965 | Solar Inverter |  | OUTDOOR
REIPNR-07124 | SOLECTRIA RENEWABLES | PVI60KW-208 | 60000 | 6 |  |  | 0.965 | Solar Inverter |  | OUTDOOR
REIPNR-07124 | SOLECTRIA RENEWABLES | PVI82KW-208 | 82000 | 1 |  |  | 0.965 | Solar Inverter |  | OUTDOOR
REIPNR-07125 | SOLECTRIA RENEWABLES | PVI60KW-208 | 60000 | 1 |  |  | 0.965 | Solar Inverter |  | OUTDOOR
REIPNR-07125 | SOLECTRIA RENEWABLES | PVI82KW-208 | 82000 | 2 |  |  | 0.965 | Solar Inverter |  | OUTDOOR
REIPNR-07343 | PV POWERED | PVP2000 | 260000 | 2 |  |  | 0.965 | Solar Inverter |  | Outside
REIPNR-07372 | SMA AMERICA | SB7000US (277V) | 8000 | 3 |  |  | 0.965 | Solar Inverter |  | OUTDOOR
REIPNR-07376 | SMA AMERICA | SB3000US (240V) | 3000 | 1 |  |  | 0.965 | Solar Inverter |  | OUTDOOR
REIPNR-07380 | SATCON TECHNOLOGY | PVS-500 (480 V) | 500000 | 1 |  |  | 0.965 | Solar Inverter |  | Outside
REIPNR-07382 | SATCON TECHNOLOGY | PVS-500 (480 V) | 500000 | 1 |  |  | 0.965 | Solar Inverter |  | Outside
REIPNR-07384 | SATCON TECHNOLOGY | PVS-500 (480 V) | 500000 | 1 |  |  | 0.965 | Solar Inverter |  | Outside
REIPNR-07507 | SOLECTRIA RENEWABLES | PVI60KW-480 | 60000 | 2 |  |  | 0.965 | Solar Inverter |  | OUTDOOR
REIPNR-07509 | SOLECTRIA RENEWABLES | PVI82KW-208 | 82000 | 2 |  |  | 0.965 | Solar Inverter |  | OUTDOOR
REIPNR-07620 | SATCON TECHNOLOGY | PVS-100 (208 V) | 100000 | 1 |  |  | 0.965 | Solar Inverter |  | Outside
REIPNR-07643 | FRONIUS USA | IG 2000 | 2000 | 2 |  |  | 0.965 | Solar Inverter |  | INDOOR
REIPNR-07805 | SMA AMERICA | SB7000US (277V) | 8000 | 15 |  |  | 0.965 | Solar Inverter |  | OUTDOOR
REIPNR-07809 | SMA AMERICA | SB7000US (277V) | 8000 | 18 |  |  | 0.965 | Solar Inverter |  | INDOOR
REIPNR-07812 | SMA AMERICA | SB7000US (277V) | 7000 | 11 |  |  | 0.965 | Solar Inverter |  | Outside
REIPNR-07812 | SMA AMERICA | SB7000US (277V) | 8000 | 5 |  |  | 0.965 | Solar Inverter |  | Outside
REIPNR-07814 | SMA AMERICA | SB7000US (277V) | 7000 | 9 |  |  | 0.965 | Solar Inverter |  | INDOOR
REIPNR-07830 | SMA AMERICA | SB3000US (208V) | 3000 | 2 |  |  | 0.965 | Solar Inverter |  | INDOOR
REIPNR-07920 | SMA AMERICA | SB7000US (240V) | 8000 | 1 |  |  | 0.965 | Solar Inverter |  | INDOOR
REIPNR-08067 | PV POWERED | PVP100KW-480 | 260000 | 2 |  |  | 0.965 | Solar Inverter |  | OUTDOOR
REIPNR-08067 | PV POWERED | PVP75KW-208 | 75000 | 1 |  |  | 0.965 | Solar Inverter |  | OUTDOOR
REIPNR-08083 | SATCON TECHNOLOGY | AE-135-60-PV-D | 135000 | 1 |  |  | 0.965 | Solar Inverter |  | INDOOR
REIPNR-08083 | SATCON TECHNOLOGY | PVS-250 (480 V) | 250000 | 2 |  |  | 0.965 | Solar Inverter |  | INDOOR
REIPNR-08219 | SMA AMERICA | SB7000US (277V) | 8000 | 1 |  |  | 0.965 | Solar Inverter |  | INDOOR
REIPNR-08235 | SMA AMERICA | SB3000US (208V) | 3000 | 1 |  |  | 0.965 | Solar Inverter |  | INDOOR
REIPNR-08235 | SMA AMERICA | SB7000US (277V) | 7000 | 1 |  |  | 0.965 | Solar Inverter |  | INDOOR
REIPNR-08345 | SOLECTRIA RENEWABLES | PVI60KW-480 | 60000 | 1 |  |  | 0.965 | Solar Inverter |  | INDOOR
REIPNR-08361 | SMA AMERICA | SB3000US (208V) | 3000 | 1 |  |  | 0.965 | Solar Inverter |  | INDOOR
REIPNR-08393 | SMA AMERICA | SB7000US (277V) | 8000 | 3 |  |  | 0.965 | Solar Inverter |  | OUTDOOR
REIPNR-08404 | SMA AMERICA | SB7000US (240V) | 8000 | 3 |  |  | 0.965 | Solar Inverter |  | INDOOR
REIPNR-08405 | SUNPOWER CORP (ORIGINAL MFRSMA) | SPR-3000M (208V) | 3000 | 1 |  |  | 0.965 | Solar Inverter |  | INDOOR
REIPNR-08462 | SMA AMERICA | SB7000US (208V) | 8000 | 6 |  |  | 0.965 | Solar Inverter |  | INDOOR
REIPNR-08566 | SMA AMERICA | SB7000US (277V) | 8000 | 1 |  |  | 0.965 | Solar Inverter |  | OUTDOOR
REIPNR-08585 | SMA AMERICA | SB4000US (240V) | 4000 | 1 |  |  | 0.965 | Solar Inverter |  | OUTDOOR
REIPNR-08586 | SMA AMERICA | SB3000US (240V) | 3000 | 1 |  |  | 0.965 | Solar Inverter |  | OUTDOOR
REIPNR-08627 | POWER-ONE | PVI-6000-OUTD-US (240 V) | 6000 | 1 |  |  | 0.965 | Solar Inverter |  | INDOOR
REIPNR-08631 | SUNPOWER CORP (ORIGINAL MFRSMA) | SPR-3000M (208V) | 3000 | 2 |  |  | 0.965 | Solar Inverter |  | INDOOR
REIPNR-08771 | SUNPOWER CORP (ORIGINAL MFRSMA) | SPR-3000M (240V) | 3000 | 1 |  |  | 0.965 | Solar Inverter |  | INDOOR
REIPNR-08785 | SOLECTRIA RENEWABLES | PVI60KW-208 | 60000 | 1 |  |  | 0.965 | Solar Inverter |  | OUTDOOR
REIPNR-08841 | SMA AMERICA | SB3000US (208V) | 3000 | 1 |  |  | 0.965 | Solar Inverter |  | OUTDOOR
REIPNR-08841 | SMA AMERICA | SB4000US (208V) | 4000 | 1 |  |  | 0.965 | Solar Inverter |  | OUTDOOR
REIPNR-08897 | SMA AMERICA | SB700U-SBD | 8000 | 1 |  |  | 0.965 | Solar Inverter |  | INDOOR
REIPNR-08983 | SOLECTRIA RENEWABLES | PVI60KW-208 | 60000 | 1 |  |  | 0.965 | Solar Inverter |  | Outside
REIPNR-08983 | SOLECTRIA RENEWABLES | PVI82KW-208 | 82000 | 2 |  |  | 0.965 | Solar Inverter |  | OUTDOOR
REIPNR-08983 | SOLECTRIA RENEWABLES | PVI95KW-208 | 95000 | 4 |  |  | 0.965 | Solar Inverter |  | Outside
REIPNR-09077 | SMA AMERICA | SB6000U (208V) | 6000 | 18 |  |  | 0.965 | Solar Inverter |  | Outside
REIPNR-09078 | SOLECTRIA RENEWABLES | PVI60KW-208 | 60000 | 3 |  |  | 0.965 | Solar Inverter |  | OUTDOOR
REIPNR-09078 | SOLECTRIA RENEWABLES | PVI82KW-208 | 82000 | 1 |  |  | 0.965 | Solar Inverter |  | OUTDOOR
REIPNR-09079 | SMA AMERICA | SB6000U (208V) | 6000 | 13 |  |  | 0.965 | Solar Inverter |  | Outside
REIPNR-09081 | SMA AMERICA | SB6000U (208V) | 6000 | 4 |  |  | 0.965 | Solar Inverter |  | Outside
REIPNR-09086 | SMA AMERICA | SB7000US (277V) | 8000 | 3 |  |  | 0.965 | Solar Inverter |  | Inside
REIPNR-09105 | SMA AMERICA | SB3000US (208V) | 3000 | 2 |  |  | 0.965 | Solar Inverter |  | INDOOR
REIPNR-09126 | SOLECTRIA RENEWABLES | PVI60KW-480 | 60000 | 2 |  |  | 0.965 | Solar Inverter |  | INDOOR
REIPNR-09178 | SMA AMERICA | SB7000US (277V) | 7000 | 3 |  |  | 0.965 | Solar Inverter |  | INDOOR
REIPNR-09181 | SMA AMERICA | SB7000US (208V) | 7000 | 6 |  |  | 0.965 | Solar Inverter |  | INDOOR
REIPNR-09260 | SOLECTRIA RENEWABLES | PVI60KW-480 | 60000 | 1 |  |  | 0.965 | Solar Inverter |  | OUTDOOR
REIPNR-09260 | SOLECTRIA RENEWABLES | PVI82KW-480 | 82000 | 1 |  |  | 0.965 | Solar Inverter |  | OUTDOOR
REIPNR-09260 | SOLECTRIA RENEWABLES | PVI95KW-480 | 95000 | 1 |  |  | 0.965 | Solar Inverter |  | OUTDOOR
REIPNR-09294 | SOLECTRIA RENEWABLES | PVI60KW-208 | 60000 | 1 |  |  | 0.965 | Solar Inverter |  | Outside
REIPNR-09375 | FRONIUS USA |  | 5000 | 1 |  |  | 0.965 | Solar Inverter |  | Outside
REIPNR-09375 | FRONIUS USA |  | 5000 | 2 |  |  | 0.965 | Solar Inverter |  | Outside
REIPNR-09594 | SMA AMERICA | SB7000US (277V) | 8000 | 1 |  |  | 0.965 | Solar Inverter |  | INDOOR
REIPNR-09597 | SMA AMERICA | SB5000US | 5000 | 2 |  |  | 0.965 | Solar Inverter |  | Outside
REIPNR-09597 | SMA AMERICA | SB7000US (240V) | 7000 | 1 |  |  | 0.965 | Solar Inverter |  | Outside
REIPNR-09755 | SMA AMERICA | SB7000US (208V) | 8000 | 2 |  |  | 0.965 | Solar Inverter |  | OUTDOOR
REIPNR-09897 | SMA AMERICA | SB7000US (277V) | 8000 | 1 |  |  | 0.965 | Solar Inverter |  | INDOOR
REIPNR-09908 | SMA AMERICA | SB3000US (208V) | 3000 | 1 |  |  | 0.965 | Solar Inverter |  | Inside
REIPNR-09911 | SMA AMERICA | SB7000US (208V) | 8000 | 2 |  |  | 0.965 | Solar Inverter |  | OUTDOOR
REIPNR-10287 | SMA AMERICA | SB7000US (277V) | 8000 | 1 |  |  | 0.965 | Solar Inverter |  | INDOOR
REIPNR-10290 | SMA AMERICA | SB3000US (208V) | 3000 | 3 |  |  | 0.965 | Solar Inverter |  | Outside
REIPNR-10349 | SMA AMERICA | SB3000US (208V) | 3000 | 1 |  |  | 0.965 | Solar Inverter |  | OUTDOOR
REIPNR-10349 | SMA AMERICA | SB7000US (208V) | 8000 | 1 |  |  | 0.965 | Solar Inverter |  | OUTDOOR
REIPNR-10356 | SMA AMERICA | SB4000US (208V) | 4000 | 1 |  |  | 0.965 | Solar Inverter |  | OUTDOOR
REIPNR-10400 | ADVANCED ENERGY INDUSTRIES | 3159000-104 | 500000 | 1 |  |  | 0.965 | Solar Inverter |  | OUTDOOR
REIPNR-10495 | SMA AMERICA | SB7000US (277V) | 8000 | 1 |  |  | 0.965 | Solar Inverter |  | OUTDOOR
REIPNR-10581 | SMA AMERICA | SB5000US (208V) | 5000 | 2 |  |  | 0.965 | Solar Inverter |  | Outside
REIPNR-10581 | SMA AMERICA | SB7000US (240V) | 8000 | 1 |  |  | 0.965 | Solar Inverter |  | Outside
REIPNR-10676 | SMA AMERICA | SB7000US (240V) | 8000 | 4 |  |  | 0.965 | Solar Inverter |  | OUTDOOR
REIPNR-10693 | SUNPOWER CORP (ORIGINAL MFRSMA) | SPR-3000M (208V) | 3000 | 1 |  |  | 0.965 | Solar Inverter |  | INDOOR
REIPNR-10755 | SMA AMERICA | SB4000US (208V) | 4000 | 1 |  |  | 0.965 | Solar Inverter |  | INDOOR
REIPNR-10871 | SATCON TECHNOLOGY | PVS-100 (208 V) | 135000 | 2 |  |  | 0.965 | Solar Inverter |  | OUTDOOR
REIPNR-10888 | SMA AMERICA | SB7000US (277V) | 8000 | 1 |  |  | 0.965 | Solar Inverter |  | OUTDOOR
REIPNR-10967 | SMA AMERICA | SB3000US (208V) | 3000 | 1 |  |  | 0.965 | Solar Inverter |  | Inside
REIPNR-10979 | SMA AMERICA | SB4000US (240V) | 4000 | 2 |  |  | 0.965 | Solar Inverter |  | OUTDOOR
REIPNR-10980 | SMA AMERICA | SB3000US (240V) | 3000 | 1 |  |  | 0.965 | Solar Inverter |  | OUTDOOR
REIPNR-10980 | SMA AMERICA | SB5000US | 5000 | 1 |  |  | 0.965 | Solar Inverter |  | OUTDOOR
REIPNR-11073 | SMA AMERICA | SB3000US (240V) | 3000 | 1 |  |  | 0.965 | Solar Inverter |  | OUTDOOR
REIPNR-11073 | SMA AMERICA | SB5000US | 5000 | 1 |  |  | 0.965 | Solar Inverter |  | OUTDOOR
REIPNR-11082 | SMA AMERICA | SB7000US (208V) | 8000 | 1 |  |  | 0.965 | Solar Inverter |  | OUTDOOR
REIPNR-11193 | SMA AMERICA | SB7000US (208V) | 8000 | 2 |  |  | 0.965 | Solar Inverter |  | OUTDOOR
REIPNR-11217 | SMA AMERICA | SB7000US (208V) | 8000 | 1 |  |  | 0.965 | Solar Inverter |  | Inside
REIPNR-11298 | SMA AMERICA | SB7000US (277V) | 8000 | 1 |  |  | 0.965 | Solar Inverter |  | INDOOR
REIPNR-11472 | SMA AMERICA | SB5000US | 5000 | 2 |  |  | 0.965 | Solar Inverter |  | Inside
REIPNR-11608 | SMA AMERICA | SB7000US (208V) | 7000 | 3 |  |  | 0.965 | Solar Inverter |  | OUTDOOR
REIPNR-11714 | SMA AMERICA | SB7000US (277V) | 8000 | 3 |  |  | 0.965 | Solar Inverter |  | OUTDOOR
REIPNR-11746 | SMA AMERICA | SB7000US (208V) | 8000 | 3 |  |  | 0.965 | Solar Inverter |  | OUTDOOR
REIPNR-11750 | SMA AMERICA | SB7000US (208V) | 7000 | 9 |  |  | 0.965 | Solar Inverter |  | INDOOR
REIPNR-11777 | SMA AMERICA | SB7000US (277V) | 8000 | 1 |  |  | 0.965 | Solar Inverter |  | INDOOR
REIPNR-11785 | SMA AMERICA | SB7000US (277V) | 8000 | 2 |  |  | 0.965 | Solar Inverter |  | Inside
REIPNR-11795 | SMA AMERICA | SB3000US (208V) | 3000 | 1 |  |  | 0.965 | Solar Inverter |  | OUTDOOR
REIPNR-11800 | SMA AMERICA | SB7000US (277V) | 8000 | 3 |  |  | 0.965 | Solar Inverter |  | INDOOR
REIPNR-11807 | SMA AMERICA | SB7000US (208V) | 8000 | 1 |  |  | 0.965 | Solar Inverter |  | INDOOR
REIPNR-11811 | SMA AMERICA | SB7000US (208V) | 8000 | 1 |  |  | 0.965 | Solar Inverter |  | INDOOR
REIPNR-11818 | SMA AMERICA | SB7000US (208V) | 8000 | 6 |  |  | 0.965 | Solar Inverter |  | OUTDOOR
REIPNR-11827 | SMA AMERICA | SB4000US (208V) | 4000 | 6 |  |  | 0.965 | Solar Inverter |  | INDOOR
REIPNR-11868 | SOLECTRIA RENEWABLES | PVI60KW-208 | 60000 | 2 |  |  | 0.965 | Solar Inverter |  | Outside
REIPNR-11897 | SMA AMERICA | SB7000US (277V) | 8000 | 1 |  |  | 0.965 | Solar Inverter |  | OUTDOOR
REIPNR-11910 | SMA AMERICA | SB7000US (208V) | 8000 | 1 |  |  | 0.965 | Solar Inverter |  | OUTDOOR
REIPNR-11917 | SMA AMERICA | SB7000US (277V) | 8000 | 1 |  |  | 0.965 | Solar Inverter |  | OUTDOOR
REIPNR-11963 | SATCON TECHNOLOGY | AE-50-60-PV-D | 50000 | 1 |  |  | 0.965 | Solar Inverter |  | OUTDOOR
REIPNR-11976 | SMA AMERICA | SB6000U (208V) | 6000 | 2 |  |  | 0.965 | Solar Inverter |  | INDOOR
REIPNR-11979 | SOLECTRIA RENEWABLES | PVI82KW-208 | 82000 | 1 |  |  | 0.965 | Solar Inverter |  | OUTDOOR
REIPNR-12006 | SMA AMERICA | SB7000US (277V) | 7000 | 1 |  |  | 0.965 | Solar Inverter |  | OUTDOOR
REIPNR-12008 | SMA AMERICA | SB7000US (277V) | 8000 | 3 |  |  | 0.965 | Solar Inverter |  | Inside
REIPNR-12032 | SMA AMERICA | SB7000US (277V) | 8000 | 1 |  |  | 0.965 | Solar Inverter |  | OUTDOOR
REIPNR-12041 | SMA AMERICA | SB7000US (277V) | 8000 | 1 |  |  | 0.965 | Solar Inverter |  | INDOOR
REIPNR-12043 | SMA AMERICA | SB3000US (208V) | 3000 | 1 |  |  | 0.965 | Solar Inverter |  | OUTDOOR
REIPNR-12086 | SOLECTRIA RENEWABLES | PVI15KW-208 | 60000 | 1 |  |  | 0.965 | Solar Inverter |  | OUTDOOR
REIPNR-12096 | SMA AMERICA | SB7000US (277V) | 8000 | 1 |  |  | 0.965 | Solar Inverter |  | INDOOR
REIPNR-12105 | SMA AMERICA | SB4000US (208V) | 4000 | 4 |  |  | 0.965 | Solar Inverter |  | OUTDOOR
REIPNR-12105 | SMA AMERICA | SB6000U (240V) | 6000 | 2 |  |  | 0.965 | Solar Inverter |  | OUTDOOR
REIPNR-12107 | PV POWERED | PVP2500 | 260000 | 1 |  |  | 0.965 | Solar Inverter |  | OUTDOOR
REIPNR-12157 | SMA AMERICA | SB6000U (240V) | 6000 | 1 |  |  | 0.965 | Solar Inverter |  | OUTDOOR
REIPNR-12157 | SMA AMERICA | SB6000U (277V) | 6000 | 1 |  |  | 0.965 | Solar Inverter |  | OUTDOOR
REIPNR-12192 | SMA AMERICA | SB7000US (277V) | 8000 | 1 |  |  | 0.965 | Solar Inverter |  | OUTDOOR
SPP369 | SOLECTRIA RENEWABLES | PVI82KW-208 | 82000 | 11 |  |  | 0.965 | Solar Inverter |  | OUTDOOR
SRP01007 | SMA AMERICA | SB4000US (240V) | 4000 | 1 |  |  | 0.965 | Solar Inverter |  | Outside
SRP01008 | SMA AMERICA | SB3300U | 3000 | 1 |  |  | 0.965 | Solar Inverter |  | Outside
SRP01041 | FRONIUS USA | IG 4000 | 4000 | 1 |  |  | 0.965 | Solar Inverter |  | INDOOR
SRP01041 | FRONIUS USA | IG 5100 | 5100 | 1 |  |  | 0.965 | Solar Inverter |  | INDOOR
SRP01047 | SMA AMERICA | SB3000US (208V) | 3000 | 1 |  |  | 0.965 | Solar Inverter |  | Outside
SRP01047 | SMA AMERICA | SB5000US (208V) | 5000 | 1 |  |  | 0.965 | Solar Inverter |  | Outside
SRP01050 | SUNPOWER CORP (ORIGINAL MFRSMA) | SPR-3000M (208V) | 3000 | 1 |  |  | 0.965 | Solar Inverter |  | INDOOR
SRP01064 | SMA AMERICA | SB3000US (208V) | 3000 | 1 |  |  | 0.965 | Solar Inverter |  | OUTDOOR
SRP01065 | SMA AMERICA | SB7000US (277V) | 8000 | 3 |  |  | 0.965 | Solar Inverter |  | INDOOR
SRP01082 | SOLECTRIA RENEWABLES | PVI82KW-208 | 82000 | 1 |  |  | 0.965 | Solar Inverter |  | INDOOR
SRP01116 | PV POWERED | PVP5200 | 6000 | 1 |  |  | 0.965 | Solar Inverter |  | INDOOR
SRP01180 | PV POWERED | PVP100KW-208 | 260000 | 1 |  |  | 0.965 | Solar Inverter |  | OUTDOOR
SRP01181 | SMA AMERICA | SB7000US (277V) | 8000 | 2 |  |  | 0.965 | Solar Inverter |  | INDOOR
SRP01244 | SMA AMERICA | SB3000US (240V) | 3000 | 1 |  |  | 0.965 | Solar Inverter |  | OUTDOOR
SRP01244 | SMA AMERICA | SB6000U (208V) | 6000 | 1 |  |  | 0.965 | Solar Inverter |  | OUTDOOR
SRP01245 | SMA AMERICA | SB3000US (240V) | 3000 | 1 |  |  | 0.965 | Solar Inverter |  | OUTDOOR
SRP01245 | SMA AMERICA | SB4000US (208V) | 4000 | 1 |  |  | 0.965 | Solar Inverter |  | Outside
SRP01263 | SMA AMERICA | SB3000US (208V) | 3000 | 3 |  |  | 0.965 | Solar Inverter |  | INDOOR
SRP01281 | FRONIUS USA |  | 7500 | 1 |  |  | 0.965 | Solar Inverter |  | INDOOR
SRP01291 | SMA AMERICA | SB7000US (208V) | 8000 | 2 |  |  | 0.965 | Solar Inverter |  | OUTDOOR
SRP01292 | SMA AMERICA | SB7000US (240V) | 8000 | 1 |  |  | 0.965 | Solar Inverter |  | Outside
SRP01327 | SUNPOWER CORP (ORIGINAL MFRSMA) | SPR-3000M (208V) | 3000 | 1 |  |  | 0.965 | Solar Inverter |  | OUTDOOR
SRP01397 | SMA AMERICA | SB7000US (277V) | 8000 | 1 |  |  | 0.965 | Solar Inverter |  | INDOOR
SRP01408 | SMA AMERICA | SB7000US (277V) | 8000 | 1 |  |  | 0.965 | Solar Inverter |  | OUTDOOR
SRP01410 | SMA AMERICA | ST42 (277V) | 42000 | 1 |  |  | 0.965 | Solar Inverter |  | OUTDOOR
SRP01461 | SMA AMERICA | SB4000US (208V) | 4000 | 1 |  |  | 0.965 | Solar Inverter |  | INDOOR
SRP01462 | SMA AMERICA | SB7000US (208V) | 7000 | 4 |  |  | 0.965 | Solar Inverter |  | INDOOR
SRP01507 | SMA AMERICA | SB700U-SBD | 8000 | 1 |  |  | 0.965 | Solar Inverter |  | INDOOR
SRP01519 | SMA AMERICA | SB3000US (208V) | 3000 | 3 |  |  | 0.965 | Solar Inverter |  | INDOOR
SRP01603 | SMA AMERICA | SB7000US (277V) | 8000 | 1 |  |  | 0.965 | Solar Inverter |  | INDOOR
SRP01607 | PV POWERED | PVP4800 | 4800 | 1 |  |  | 0.965 | Solar Inverter |  | INDOOR
SRP01610 | SMA AMERICA | SB7000US (208V) | 8000 | 1 |  |  | 0.965 | Solar Inverter |  | OUTDOOR
SRP01628 | SMA AMERICA | SB7000US (277V) | 8000 | 1 |  |  | 0.965 | Solar Inverter |  | INDOOR
SRP01638 | SMA AMERICA | SB7000US (208V) | 8000 | 1 |  |  | 0.965 | Solar Inverter |  | OUTDOOR
SRP01657 | SMA AMERICA | SB5000US (208V) | 5000 | 2 |  |  | 0.965 | Solar Inverter |  | INDOOR
SRP01682 | ENPHASE ENERGY | M200-32-240-S02 | 215 | 35 |  |  | 0.965 | Solar Inverter |  | OUTDOOR
SRP01694 | SOLECTRIA RENEWABLES | PVI82KW-208 | 82000 | 1 |  |  | 0.965 | Solar Inverter |  | Outside
SRP01722 | SMA AMERICA | SB7000US (208V) | 8000 | 1 |  |  | 0.965 | Solar Inverter |  | INDOOR
SRP01754 | SMA AMERICA | SB7000US (277V) | 7000 | 1 |  |  | 0.965 | Solar Inverter |  | OUTDOOR
SRP01761 | SMA AMERICA | SB5000US | 5000 | 1 |  |  | 0.965 | Solar Inverter |  | INDOOR
SRP01761 | SMA AMERICA | SB5000US | 5000 | 1 |  |  | 0.965 | Solar Inverter |  | INDOOR
SRP01778 | SUNPOWER CORP (ORIGINAL MFRSMA) | SPR-7000M (208V) | 8000 | 1 |  |  | 0.965 | Solar Inverter |  | Inside
SRP01865 | SMA AMERICA | SB7000US (277V) | 8000 | 1 |  |  | 0.965 | Solar Inverter |  | Outside
SRP01866 | SOLECTRIA RENEWABLES | PVI60KW-208 | 60000 | 2 |  |  | 0.965 | Solar Inverter |  | INDOOR
SRP01870 | SMA AMERICA | SB7000US (208V) | 8000 | 1 |  |  | 0.965 | Solar Inverter |  | INDOOR
SRP01899 | PV POWERED | PVP100KW-480 | 260000 | 2 |  |  | 0.965 | Solar Inverter |  | OUTDOOR
SRP01900 | PV POWERED | PVP100KW-480 | 260000 | 2 |  |  | 0.965 | Solar Inverter |  | OUTDOOR
SRP01936 | SMA AMERICA | SB7000US (208V) | 8000 | 1 |  |  | 0.965 | Solar Inverter |  | OUTDOOR
SRP01985 | SMA AMERICA | SB7000US (277V) | 7000 | 1 |  |  | 0.965 | Solar Inverter |  | OUTDOOR
SRP01989 | SMA AMERICA | SB7000US (208V) | 8000 | 1 |  |  | 0.965 | Solar Inverter |  | INDOOR
SRP02063 | SMA AMERICA | SB7000US (208V) | 8000 | 1 |  |  | 0.965 | Solar Inverter |  | INDOOR
SRP02096 | SMA AMERICA | SB7000US (277V) | 7000 | 1 |  |  | 0.965 | Solar Inverter |  | INDOOR
SRP02111 | SMA AMERICA | SB7000US (277V) | 8000 | 1 |  |  | 0.965 | Solar Inverter |  | OUTDOOR
SRP02114 | SMA AMERICA | SB7000US (208V) | 8000 | 1 |  |  | 0.965 | Solar Inverter |  | Inside
SRP02128 | ENPHASE ENERGY | M200-32-208-S01 | 215 | 27 |  |  | 0.965 | Solar Inverter |  | OUTDOOR
SRP02178 | SMA AMERICA | SB7000US (277V) | 8000 | 1 |  |  | 0.965 | Solar Inverter |  | INDOOR
SRP02215 | SMA AMERICA | SB7000US (277V) | 8000 | 1 |  |  | 0.965 | Solar Inverter |  | OUTDOOR
SRP02231 | SMA AMERICA | SB7000US (277V) | 8000 | 3 |  |  | 0.965 | Solar Inverter |  | INDOOR
SRP02233 | SMA AMERICA | SB7000US (277V) | 8000 | 1 |  |  | 0.965 | Solar Inverter |  | Outside
SRP02318 | SMA AMERICA | SB7000US (277V) | 8000 | 1 |  |  | 0.965 | Solar Inverter |  | Outside
SRP02383 | SUNPOWER CORP (ORIGINAL MFRSMA) | SPR-3000M (208V) | 3000 | 1 |  |  | 0.965 | Solar Inverter |  | Outside
SRP02383 | SUNPOWER CORP (ORIGINAL MFRSMA) | SPR-4000M (208V) | 4000 | 1 |  |  | 0.965 | Solar Inverter |  | OUTDOOR
SRP02397 | SMA AMERICA | SB7000US (208V) | 8000 | 1 |  |  | 0.965 | Solar Inverter |  | OUTDOOR
SRP02472 | SMA AMERICA | SB3000US (208V) | 3000 | 1 |  |  | 0.965 | Solar Inverter |  | OUTDOOR
SRP02572 | SMA AMERICA | SB5000US (277V) | 5000 | 1 |  |  | 0.965 | Solar Inverter |  | OUTDOOR
SRP02574 | SMA AMERICA | SB7000US (208V) | 8000 | 1 |  |  | 0.965 | Solar Inverter |  | Inside
SRP02619 | SUNPOWER CORP (ORIGINAL MFRSMA) | SPR-7000M (208V) | 8000 | 2 |  |  | 0.965 | Solar Inverter |  | INDOOR
SRP02633 | SMA AMERICA | SB7000US (277V) | 8000 | 1 |  |  | 0.965 | Solar Inverter |  | INDOOR
SRP02651 | SMA AMERICA | SB3000US (208V) | 3000 | 1 |  |  | 0.965 | Solar Inverter |  | Outside
SRP02689 | SMA AMERICA | SB5000US | 5000 | 1 |  |  | 0.965 | Solar Inverter |  | OUTDOOR
SRP02689 | SMA AMERICA | SB7000US (208V) | 8000 | 7 |  |  | 0.965 | Solar Inverter |  | OUTDOOR
SRP02689 | SMA AMERICA | SB7000US (208V) | 8000 | 15 |  |  | 0.965 | Solar Inverter |  | OUTDOOR
SRP02690 | SMA AMERICA | SB7000US (277V) | 8000 | 13 |  |  | 0.965 | Solar Inverter |  | INDOOR
SRP02701 | POWER-ONE | PVI-6000-OUTD-US (208 V) | 6000 | 1 |  |  | 0.965 | Solar Inverter |  | OUTDOOR
SRP02702 | SMA AMERICA | SB3000US (208V) | 3000 | 1 |  |  | 0.965 | Solar Inverter |  | INDOOR
SRP02713 | SMA AMERICA | SB7000US (277V) | 7000 | 1 |  |  | 0.965 | Solar Inverter |  | OUTDOOR
SRP02743 | SMA AMERICA | SUNNY BOY CONTROL | 8000 | 4 |  |  | 0.965 | Solar Inverter |  | OUTDOOR
SRP02761 | SUNPOWER CORP (ORIGINAL MFRSMA) | SPR-7000M (277V) | 8000 | 1 |  |  | 0.965 | Solar Inverter |  | Inside
SRP02817 | SMA AMERICA | SB7000US (277V) | 8000 | 1 |  |  | 0.965 | Solar Inverter |  | Outside
SRP02826 | SMA AMERICA | SB7000US (277V) | 8000 | 1 |  |  | 0.965 | Solar Inverter |  | Outside
SRP02838 | SMA AMERICA | SB7000US (277V) | 8000 | 1 |  |  | 0.965 | Solar Inverter |  | INDOOR
SRP02850 | SMA AMERICA | SB3000US (240V) | 3000 | 1 |  |  | 0.965 | Solar Inverter |  | OUTDOOR
SRP02852 | SMA AMERICA | SB3000US (208V) | 3000 | 2 |  |  | 0.965 | Solar Inverter |  | OUTDOOR
SRP02853 | SMA AMERICA | SB3000US (208V) | 3000 | 1 |  |  | 0.965 | Solar Inverter |  | OUTDOOR
SRP02855 | SMA AMERICA | SB3000US (208V) | 3000 | 2 |  |  | 0.965 | Solar Inverter |  | OUTDOOR
SRP02954 | SMA AMERICA | SB5000US | 5000 | 1 |  |  | 0.965 | Solar Inverter |  | Outside
SRP02955 | SMA AMERICA | SB6000U (208V) | 6000 | 1 |  |  | 0.965 | Solar Inverter |  | OUTDOOR
SRP02978 | SMA AMERICA | SB3000US (208V) | 3000 | 1 |  |  | 0.965 | Solar Inverter |  | INDOOR
SRP02981 | SUNPOWER CORP (ORIGINAL MFRSMA) | SPR-7000M (277V) | 8000 | 1 |  |  | 0.965 | Solar Inverter |  | Inside
SRP03012 | SMA AMERICA | SB7000US (240V) | 8000 | 3 |  |  | 0.965 | Solar Inverter |  | Outside
SRP03088 | SATCON TECHNOLOGY | PVS-135 (480 V) | 135000 | 1 |  |  | 0.965 | Solar Inverter |  | INDOOR
SRP03207 | SMA AMERICA | SB7000US (277V) | 8000 | 1 |  |  | 0.965 | Solar Inverter |  | INDOOR
SRP03216 | SMA AMERICA | SB7000US (277V) | 8000 | 5 |  |  | 0.965 | Solar Inverter |  | OUTDOOR
SRP03273 | SMA AMERICA | SB3000US (208V) | 3000 | 1 |  |  | 0.965 | Solar Inverter |  | INDOOR
SRP03278 | SMA AMERICA | SB4000US (208V) | 4000 | 1 |  |  | 0.965 | Solar Inverter |  | Inside
SRP03278 | SMA AMERICA | SB6000U (208V) | 6000 | 1 |  |  | 0.965 | Solar Inverter |  | Inside
SRP03304 | SMA AMERICA | SB4000US (208V) | 4000 | 1 |  |  | 0.965 | Solar Inverter |  | OUTDOOR
SRP03329 | SMA AMERICA | SB7000US (277V) | 8000 | 1 |  |  | 0.965 | Solar Inverter |  | INDOOR
SRP03351 | SUNPOWER CORP (ORIGINAL MFRSMA) | SPR-3000M (208V) | 3000 | 1 |  |  | 0.965 | Solar Inverter |  | Inside
SRP03367 | FRONIUS USA | IG 2000 | 2000 | 1 |  |  | 0.965 | Solar Inverter |  | OUTDOOR
SRP03367 | SMA AMERICA | SB3000US (208V) | 3000 | 1 |  |  | 0.965 | Solar Inverter |  | OUTDOOR
SRP03367 | SMA AMERICA | SB5000US | 5000 | 1 |  |  | 0.965 | Solar Inverter |  | OUTDOOR
SRP03371 | SMA AMERICA | SB5000US | 5000 | 1 |  |  | 0.965 | Solar Inverter |  | Outside
SRP03384 | SMA AMERICA | SB7000US (208V) | 7000 | 1 |  |  | 0.965 | Solar Inverter |  | Outside
SRP03478 | POWER-ONE | PVI-6000-OUTD-US-W (208 V) | 6000 | 1 |  |  | 0.965 | Solar Inverter |  | Outside
SRP03488 | SMA AMERICA | SB4000US (208V) | 4000 | 1 |  |  | 0.965 | Solar Inverter |  | OUTDOOR
SRP03495 | SMA AMERICA | SB7000US (277V) | 8000 | 1 |  |  | 0.965 | Solar Inverter |  | INDOOR
SRP03500 | SMA AMERICA | SB5000US | 6000 | 2 |  |  | 0.965 | Solar Inverter |  | OUTDOOR
SRP03502 | SMA AMERICA | SB7000US (277V) | 8000 | 1 |  |  | 0.965 | Solar Inverter |  | OUTDOOR
SRP03522 | SUNPOWER CORP (ORIGINAL MFRSMA) | SPR-7000M (277V) | 8000 | 1 |  |  | 0.965 | Solar Inverter |  | INDOOR
SRP03528 | SMA AMERICA | SB7000US (277V) | 8000 | 1 |  |  | 0.965 | Solar Inverter |  | INDOOR
SRP03531 | SMA AMERICA | SB7000US (277V) | 8000 | 1 |  |  | 0.965 | Solar Inverter |  | INDOOR
SRP03537 | FRONIUS USA |  | 6000 | 2 |  |  | 0.965 | Solar Inverter |  | INDOOR
SRP03543 | SUNPOWER CORP (ORIGINAL MFRSMA) | SPR-7000M (277V) | 8000 | 1 |  |  | 0.965 | Solar Inverter |  | INDOOR
SRP03600 | PV POWERED | PVP3500 | 3500 | 1 |  |  | 0.965 | Solar Inverter |  | Inside
SRP03612 | SMA AMERICA | SB7000US (277V) | 8000 | 1 |  |  | 0.965 | Solar Inverter |  | INDOOR
SRP03655 | SMA AMERICA | SB7000US (277V) | 8000 | 1 |  |  | 0.965 | Solar Inverter |  | INDOOR
SRP03657 | SMA AMERICA | SB6000U (208V) | 6000 | 1 |  |  | 0.965 | Solar Inverter |  | Outside
SRP03685 | SMA AMERICA | SB7000US (277V) | 8000 | 1 |  |  | 0.965 | Solar Inverter |  | INDOOR
SRP03695 | SMA AMERICA | SB7000US (277V) | 8000 | 1 |  |  | 0.965 | Solar Inverter |  | INDOOR
SRP03732 | SMA AMERICA | SB7000US (277V) | 8000 | 1 |  |  | 0.965 | Solar Inverter |  | Inside
SRP03736 | SMA AMERICA | SB3000US (208V) | 3000 | 1 |  |  | 0.965 | Solar Inverter |  | INDOOR
SRP03738 | FRONIUS USA |  | 10000 | 1 |  |  | 0.965 | Solar Inverter |  | INDOOR
SRP03739 | SMA AMERICA | SB7000US (277V) | 8000 | 1 |  |  | 0.965 | Solar Inverter |  | INDOOR
SRP03746 | SMA AMERICA | SB7000US (240V) | 8000 | 1 |  |  | 0.965 | Solar Inverter |  | INDOOR
SRP03762 | SMA AMERICA | SB3000US (208V) | 3000 | 1 |  |  | 0.965 | Solar Inverter |  | OUTDOOR
SRP03762 | SMA AMERICA | SB5000US | 5000 | 1 |  |  | 0.965 | Solar Inverter |  | OUTDOOR
SRP03788 | SMA AMERICA | SB3000US (208V) | 3000 | 1 |  |  | 0.965 | Solar Inverter |  | INDOOR
SRP03815 | SMA AMERICA | SB5000US | 5000 | 1 |  |  | 0.965 | Solar Inverter |  | OUTDOOR
SRP03827 | POWER-ONE | PVI-6000-OUTD-US (208 V) | 6000 | 1 |  |  | 0.965 | Solar Inverter |  | Outside
SRP03848 | SMA AMERICA | SB7000US (277V) | 8000 | 1 |  |  | 0.965 | Solar Inverter |  | INDOOR
SRP03869 | SOLECTRIA RENEWABLES | PVI95KW-208 | 95000 | 1 |  |  | 0.965 | Solar Inverter |  | OUTDOOR
SRP03880 | POWER-ONE | PVI-6000-OUTD-US-W (277 V) | 10000 | 2 |  |  | 0.965 | Solar Inverter |  | Inside
SRP03900 | ENPHASE ENERGY | M200-32-208-S01 | 215 | 45 |  |  | 0.965 | Solar Inverter |  | OUTDOOR
SRP03922 | SMA AMERICA | SB3000US (208V) | 3000 | 1 |  |  | 0.965 | Solar Inverter |  | Inside
SRP03935 | SMA AMERICA | SB7000US (208V) | 8000 | 1 |  |  | 0.965 | Solar Inverter |  | INDOOR
SRP03940 | SMA AMERICA | SB4000US (208V) | 4000 | 1 |  |  | 0.965 | Solar Inverter |  | INDOOR
SRP03976 | SMA AMERICA | SB7000US (277V) | 8000 | 1 |  |  | 0.965 | Solar Inverter |  | INDOOR
SRP04031 | SMA AMERICA | SB6000U (208V) | 6000 | 1 |  |  | 0.965 | Solar Inverter |  | INDOOR
SRP04033 | SMA AMERICA | SB7000US (277V) | 8000 | 1 |  |  | 0.965 | Solar Inverter |  | INDOOR
SRP04081 | SMA AMERICA | SB7000US (277V) | 8000 | 1 |  |  | 0.965 | Solar Inverter |  | INDOOR
SRP04086 | SMA AMERICA | SB7000US (277V) | 8000 | 1 |  |  | 0.965 | Solar Inverter |  | INDOOR
SRP04087 | SMA AMERICA | SB7000US (277V) | 8000 | 1 |  |  | 0.965 | Solar Inverter |  | INDOOR
SRP04090 | SMA AMERICA | SB7000US (277V) | 8000 | 1 |  |  | 0.965 | Solar Inverter |  | OUTDOOR
SRP04113 | SMA AMERICA | SB7000US (277V) | 8000 | 1 |  |  | 0.965 | Solar Inverter |  | OUTDOOR
SRP04128 | SMA AMERICA | SB3000US (208V) | 3000 | 1 |  |  | 0.965 | Solar Inverter |  | Outside
SRP04160 | SMA AMERICA | SB7000US (277V) | 8000 | 1 |  |  | 0.965 | Solar Inverter |  | INDOOR
SRP04192 | FRONIUS USA | IG 4000 | 4000 | 1 |  |  | 0.965 | Solar Inverter |  | OUTDOOR
SRP04193 | SMA AMERICA | SB3000US (208V) | 3000 | 1 |  |  | 0.965 | Solar Inverter |  | OUTDOOR
SRP04193 | SMA AMERICA | SB4000US (208V) | 4000 | 1 |  |  | 0.965 | Solar Inverter |  | OUTDOOR
SRP04194 | SMA AMERICA | SB4000US (208V) | 4000 | 1 |  |  | 0.965 | Solar Inverter |  | OUTDOOR
SRP04195 | SMA AMERICA | SB6000U (208V) | 6000 | 1 |  |  | 0.965 | Solar Inverter |  | OUTDOOR
SRP04197 | SMA AMERICA | SB7000US (277V) | 8000 | 1 |  |  | 0.965 | Solar Inverter |  | INDOOR
SRP04212 | SMA AMERICA | SB7000US (277V) | 8000 | 1 |  |  | 0.965 | Solar Inverter |  | INDOOR
SRP04218 | SMA AMERICA | SB7000US (277V) | 8000 | 1 |  |  | 0.965 | Solar Inverter |  | INDOOR
SRP04250 | SMA AMERICA | SB6000US (208V) | 6000 | 1 |  |  | 0.965 | Solar Inverter |  | OUTDOOR
SRP04273 | SMA AMERICA | SB7000US (208V) | 8000 | 6 |  |  | 0.965 | Solar Inverter |  | OUTDOOR
SRP04295 | SMA AMERICA | SB7000US (277V) | 8000 | 1 |  |  | 0.965 | Solar Inverter |  | INDOOR
SRP04328 | SUNPOWER CORP (ORIGINAL MFRSMA) | SPR-4000M (208V) | 4000 | 1 |  |  | 0.965 | Solar Inverter |  | OUTDOOR
SRP04329 | SATCON TECHNOLOGY | PVS-250 (208 V) | 250000 | 1 |  |  | 0.965 | Solar Inverter |  | OUTDOOR
SRP04333 | SMA AMERICA | SB3000US (208V) | 3000 | 1 |  |  | 0.965 | Solar Inverter |  | Inside
SRP04364 | SMA AMERICA | SB7000US (277V) | 8000 | 1 |  |  | 0.965 | Solar Inverter |  | Inside
SRP04394 | FRONIUS USA |  | 5000 | 1 |  |  | 0.965 | Solar Inverter |  | OUTDOOR
SRP04405 | ENPHASE ENERGY | M200-32-208-S01 | 190 | 4 |  |  | 0.965 | Solar Inverter |  | Outside
SRP04405 | SMA AMERICA | SB4000US (208V) | 4000 | 1 |  |  | 0.965 | Solar Inverter |  | Outside
SRP04405 | SMA AMERICA | SB7000US (208V) | 7000 | 1 |  |  | 0.965 | Solar Inverter |  | Outside
SRP04429 | SMA AMERICA | SB3000US (208V) | 3000 | 1 |  |  | 0.965 | Solar Inverter |  | OUTDOOR
SRP04439 | SMA AMERICA | SB3000US (208V) | 3000 | 2 |  |  | 0.965 | Solar Inverter |  | OUTDOOR
SRP04456 | SMA AMERICA | SB3000US (208V) | 3000 | 1 |  |  | 0.965 | Solar Inverter |  | Inside
SRP04458 | SMA AMERICA | SB7000US (277V) | 8000 | 3 |  |  | 0.965 | Solar Inverter |  | OUTDOOR
SRP04459 | SMA AMERICA | SB3000US (208V) | 3000 | 1 |  |  | 0.965 | Solar Inverter |  | Outside
SRP04459 | SMA AMERICA | SB7000US (277V) | 8000 | 1 |  |  | 0.965 | Solar Inverter |  | Outside
SRP04485 | SMA AMERICA | SB7000US (277V) | 8000 | 1 |  |  | 0.965 | Solar Inverter |  | INDOOR
SRP04529 | SMA AMERICA | SB3000US (208V) | 3000 | 1 |  |  | 0.965 | Solar Inverter |  | OUTDOOR
SRP04542 | SMA AMERICA | SB7000US (277V) | 8000 | 1 |  |  | 0.965 | Solar Inverter |  | INDOOR
SRP04564 | SMA AMERICA | SB3000US (208V) | 3000 | 2 |  |  | 0.965 | Solar Inverter |  | Outside
SRP04568 | SMA AMERICA | SB3000US (208V) | 3000 | 2 |  |  | 0.965 | Solar Inverter |  | OUTDOOR
SRP04571 | SUNPOWER CORP (ORIGINAL MFRSMA) | SPR-7000M (240V) | 8000 | 1 |  |  | 0.965 | Solar Inverter |  | INDOOR
SRP04610 | ENPHASE ENERGY | M200-32-208-S01 | 215 | 37 |  |  | 0.965 | Solar Inverter |  | OUTDOOR
SRP04615 | SMA AMERICA | SB7000US (277V) | 8000 | 1 |  |  | 0.965 | Solar Inverter |  | Outside
SRP04664 | SMA AMERICA | SB7000US (277V) | 8000 | 1 |  |  | 0.965 | Solar Inverter |  | Outside
SRP04665 | SMA AMERICA | SB7000US (277V) | 8000 | 1 |  |  | 0.965 | Solar Inverter |  | INDOOR
SRP04676 | SIEMENS INDUSTRY | SMIINV215R60XX (208V) | 215 | 24 |  |  | 0.965 | Solar Inverter |  | OUTDOOR
SRP04695 | POWER-ONE | PVI-5000-OUTD-US (208 V) | 5000 | 1 |  |  | 0.965 | Solar Inverter |  | OUTDOOR
SRP04727 | SMA AMERICA | SB7000US (277V) | 8000 | 1 |  |  | 0.965 | Solar Inverter |  | OUTDOOR
SRP04731 | SMA AMERICA | SB3000US (208V) | 3000 | 1 |  |  | 0.965 | Solar Inverter |  | Inside
SRP04734 | SMA AMERICA | SB5000US | 5000 | 1 |  |  | 0.965 | Solar Inverter |  | OUTDOOR
SRP04770 | SMA AMERICA | SB7000US (277V) | 8000 | 1 |  |  | 0.965 | Solar Inverter |  | OUTDOOR
SRP04783 | SUNPOWER CORP (ORIGINAL MFRSMA) | SPR-7000M (277V) | 8000 | 1 |  |  | 0.965 | Solar Inverter |  | Inside
SRP04790 | SMA AMERICA | SB7000US (208V) | 7000 | 1 |  |  | 0.965 | Solar Inverter |  | OUTDOOR
SRP04843 | SUNPOWER CORP (ORIGINAL MFRSMA) | SPR-7000M (277V) | 8000 | 1 |  |  | 0.965 | Solar Inverter |  | Inside
SRP04851 | SUNPOWER CORP (ORIGINAL MFRSMA) | SPR-3000M (208V) | 3000 | 1 |  |  | 0.965 | Solar Inverter |  | INDOOR
SRP05080 | SMA AMERICA | SB7000US (277V) | 8000 | 1 |  |  | 0.965 | Solar Inverter |  | INDOOR
SRP05178 | SMA AMERICA | SB7000US (277V) | 8000 | 3 |  |  | 0.965 | Solar Inverter |  | OUTDOOR
SRP05181 | SMA AMERICA | SB7000US (277V) | 8000 | 1 |  |  | 0.965 | Solar Inverter |  | INDOOR
SRP05186 | SMA AMERICA | SB5000US | 5000 | 1 |  |  | 0.965 | Solar Inverter |  | INDOOR
SRP05197 | ENPHASE ENERGY | M200-32-240-S02 | 215 | 27 |  |  | 0.965 | Solar Inverter |  | OUTDOOR
SRP05278 | SMA AMERICA | SB7000US (277V) | 8000 | 2 |  |  | 0.965 | Solar Inverter |  | OUTDOOR
SRP05306 | SMA AMERICA | SB7000US (277V) | 8000 | 1 |  |  | 0.965 | Solar Inverter |  | INDOOR
SRP05308 | SMA AMERICA | SB7000US (277V) | 8000 | 1 |  |  | 0.965 | Solar Inverter |  | INDOOR
SRP05311 | PV POWERED | PVP3500 | 3500 | 1 |  |  | 0.965 | Solar Inverter |  | Inside
SRP05338 | SMA AMERICA | SB7000US (277V) | 8000 | 1 |  |  | 0.965 | Solar Inverter |  | Outside
SRP05344 | SMA AMERICA | SB3000US (208V) | 3000 | 1 |  |  | 0.965 | Solar Inverter |  | OUTDOOR
SRP05345 | SMA AMERICA | SB7000US (277V) | 8000 | 1 |  |  | 0.965 | Solar Inverter |  | Outside
SRP05389 | ENPHASE ENERGY | M200-32-240-S02 | 215 | 92 |  |  | 0.965 | Solar Inverter |  | OUTDOOR
SRP05413 | SMA AMERICA | SB7000US (277V) | 8000 | 1 |  |  | 0.965 | Solar Inverter |  | INDOOR
SRP05444 | SMA AMERICA | SB5000US (208V) | 5000 | 1 |  |  | 0.965 | Solar Inverter |  | OUTDOOR
SRP05453 | FRONIUS USA |  | 9995 | 1 |  |  | 0.965 | Solar Inverter |  | INDOOR
SRP05551 | SMA AMERICA | SB3000US (208V) | 3000 | 1 |  |  | 0.965 | Solar Inverter |  | Outside
SRP05582 | SMA AMERICA | SB4000US (208V) | 4000 | 1 |  |  | 0.965 | Solar Inverter |  | Outside
SRP05601 | SMA AMERICA | SB7000US (277V) | 8000 | 1 |  |  | 0.965 | Solar Inverter |  | INDOOR
SRP05634 | SUNPOWER CORP (ORIGINAL MFRSMA) | SPR-7000M (277V) | 8000 | 1 |  |  | 0.965 | Solar Inverter |  | Outside
SRP05682 | SMA AMERICA | SB7000US (277V) | 8000 | 1 |  |  | 0.965 | Solar Inverter |  | OUTDOOR
SRP05724 | SMA AMERICA | SB7000US (240V) | 8000 | 2 |  |  | 0.965 | Solar Inverter |  | OUTDOOR
SRP05747 | PV POWERED | PVP75KW-208 | 260000 | 2 |  |  | 0.965 | Solar Inverter |  | OUTDOOR
SRP05874 | SMA AMERICA | SB3000US (208V) | 3000 | 1 |  |  | 0.965 | Solar Inverter |  | OUTDOOR
SRP05940 | FRONIUS USA |  | 10000 | 1 |  |  | 0.965 | Solar Inverter |  | INDOOR
SRP05943 | SMA AMERICA | SB7000US (208V) | 7000 | 1 |  |  | 0.965 | Solar Inverter |  | OUTDOOR
SRP05964 | POWER-ONE | PVI-3000-I-OUTD-US | 3000 | 1 |  |  | 0.965 | Solar Inverter |  | INDOOR
SRP06018 | SMA AMERICA | SB7000US (277V) | 8000 | 1 |  |  | 0.965 | Solar Inverter |  | OUTDOOR
SRP06019 | ENPHASE ENERGY | M200-32-208-S01 | 215 | 40 |  |  | 0.965 | Solar Inverter |  | OUTDOOR
SRP06021 | SUNPOWER CORP (ORIGINAL MFRSMA) | SPR-7000M (208V) | 8000 | 1 |  |  | 0.965 | Solar Inverter |  | INDOOR
SRP06105 | SMA AMERICA | SB3000US (208V) | 3000 | 1 |  |  | 0.965 | Solar Inverter |  | INDOOR
SRP06126 | SUNPOWER CORP (ORIGINAL MFRSMA) | SPR-7000M (277V) | 8000 | 3 |  |  | 0.965 | Solar Inverter |  | OUTDOOR
SRP06180 | SMA AMERICA | SB3000US (208V) | 3000 | 1 |  |  | 0.965 | Solar Inverter |  | OUTDOOR
SRP06181 | ENPHASE ENERGY | M200-32-208-S01 | 215 | 39 |  |  | 0.965 | Solar Inverter |  | OUTDOOR
SRP06200 | ENPHASE ENERGY | M200-32-208-S01 | 215 | 25 |  |  | 0.965 | Solar Inverter |  | OUTDOOR
SRP06218 | SMA AMERICA | SB7000US (208V) | 8000 | 1 |  |  | 0.965 | Solar Inverter |  | INDOOR
SRP06232 | SMA AMERICA | SB7000US (277V) | 8000 | 1 |  |  | 0.965 | Solar Inverter |  | INDOOR
SRP06252 | SMA AMERICA | SB3000US (208V) | 2000 | 1 |  |  | 0.965 | Solar Inverter |  | Outside
SRP06252 | SMA AMERICA | SB7000US (240V) | 7000 | 1 |  |  | 0.965 | Solar Inverter |  | Outside
SRP06299 | FRONIUS USA |  | 6000 | 1 |  |  | 0.965 | Solar Inverter |  | INDOOR
SRP06299 | FRONIUS USA |  | 6000 | 1 |  |  | 0.965 | Solar Inverter |  | INDOOR
SRP06304 | SMA AMERICA | SB7000US (277V) | 7680 | 4 |  |  | 0.965 | Solar Inverter |  | OUTDOOR
SRP06349 | SMA AMERICA | SB3000US (208V) | 3000 | 1 |  |  | 0.965 | Solar Inverter |  | OUTDOOR
SRP06349 | SMA AMERICA | SB6000U (208V) | 6000 | 1 |  |  | 0.965 | Solar Inverter |  | OUTDOOR
SRP06381 | SMA AMERICA | SB5000US | 5000 | 1 |  |  | 0.965 | Solar Inverter |  | Inside
SRP06387 | SMA AMERICA | SB7000US (277V) | 8000 | 1 |  |  | 0.965 | Solar Inverter |  | OUTDOOR
SRP06427 | SMA AMERICA | SB7000US (208V) | 7000 | 3 |  |  | 0.965 | Solar Inverter |  | OUTDOOR
SRP06431 | SMA AMERICA | SB7000US (240V) | 8000 | 1 |  |  | 0.965 | Solar Inverter |  | INDOOR
SRP06512 | SMA AMERICA | SB3000US (208V) | 3000 | 1 |  |  | 0.965 | Solar Inverter |  | INDOOR
SRP06528 | SMA AMERICA | SB7000US (277V) | 8000 | 1 |  |  | 0.965 | Solar Inverter |  | INDOOR
SRP06543 | SMA AMERICA | SB7000US (208V) | 8000 | 1 |  |  | 0.965 | Solar Inverter |  | INDOOR
SRP06564 | ENPHASE ENERGY | M215-60-2LL-S2X | 215 | 28 |  |  | 0.965 | Solar Inverter |  | OUTDOOR
SRP06567 | SMA AMERICA | SB7000US (208V) | 8000 | 8 |  |  | 0.965 | Solar Inverter |  | OUTDOOR
SRP06582 | SATCON TECHNOLOGY | PVS-100 (208 V) | 100000 | 1 |  |  | 0.965 | Solar Inverter |  | Outside
SRP06633 | SMA AMERICA | SB7000US (277V) | 8000 | 1 |  |  | 0.965 | Solar Inverter |  | Outside
SRP06706 | SMA AMERICA | SB1100U | 2500 | 1 |  |  | 0.965 | Solar Inverter |  | OUTDOOR
SRP06706 | SMA AMERICA | SB1100U-SBD | 2000 | 1 |  |  | 0.965 | Solar Inverter |  | OUTDOOR
SRP06708 | ENPHASE ENERGY | M200-32-240-S02 | 215 | 42 |  |  | 0.965 | Solar Inverter |  | OUTDOOR
SRP06811 | SMA AMERICA | SB5000US (208V) | 5000 | 3 |  |  | 0.965 | Solar Inverter |  | Inside
SRP06816 | POWER-ONE | PVI-5000-OUTD-US (240 V) | 5000 | 1 |  |  | 0.965 | Solar Inverter |  | OUTDOOR
SRP06825 | SMA AMERICA | SB7000US (240V) | 8000 | 1 |  |  | 0.965 | Solar Inverter |  | INDOOR
SRP06827 | SMA AMERICA | SB7000US (277V) | 8000 | 1 |  |  | 0.965 | Solar Inverter |  | Outside
SRP06847 | POWER-ONE | PVI-6000-OUTD-US (208 V) | 6000 | 1 |  |  | 0.965 | Solar Inverter |  | INDOOR
SRP06867 | SMA AMERICA | SB7000US (208V) | 8000 | 1 |  |  | 0.965 | Solar Inverter |  | INDOOR
SRP06868 | SMA AMERICA | SB7000US (277V) | 7000 | 1 |  |  | 0.965 | Solar Inverter |  | Inside
SRP06896 | SMA AMERICA | SB7000US (277V) | 8000 | 1 |  |  | 0.965 | Solar Inverter |  | INDOOR
SRP06935 | SMA AMERICA | SB7000US (277V) | 8000 | 1 |  |  | 0.965 | Solar Inverter |  | OUTDOOR
SRP06942 | SMA AMERICA | SB7000US (277V) | 8000 | 1 |  |  | 0.965 | Solar Inverter |  | OUTDOOR
SRP06953 | SMA AMERICA | SB6000U (208V) | 6000 | 1 |  |  | 0.965 | Solar Inverter |  | INDOOR
SRP07005 | POWER-ONE | PVI-5000-OUTD-US (208 V) | 5000 | 1 |  |  | 0.965 | Solar Inverter |  | INDOOR
SRP07056 | POWER-ONE | PVI-CENTRAL-100-US (208 V) | 10000 | 3 |  |  | 0.965 | Solar Inverter |  | INDOOR
SRP07068 | SMA AMERICA | SB7000US (208V) | 7000 | 1 |  |  | 0.965 | Solar Inverter |  | INDOOR
SRP07082 | POWER-ONE | PVI-5000-OUTD-US (208 V) | 5000 | 1 |  |  | 0.965 | Solar Inverter |  | OUTDOOR
SRP07086 | FRONIUS USA |  | 12000 | 3 |  |  | 0.965 | Solar Inverter |  | OUTDOOR
SRP07093 | FRONIUS USA | IG PLUS V 6.0-240 | 60000 | 1 |  |  | 0.965 | Solar Inverter |  | OUTDOOR
SRP07094 | POWER-ONE | PVI-6000-OUTD-US (208 V) | 6000 | 1 |  |  | 0.965 | Solar Inverter |  | OUTDOOR
SRP07105 | FRONIUS USA |  | 10000 | 1 |  |  | 0.965 | Solar Inverter |  | OUTDOOR
SRP07118 | SUNPOWER CORP (ORIGINAL MFRSMA) | SPR-3000M (240V) | 3000 | 1 |  |  | 0.965 | Solar Inverter |  | OUTDOOR
SRP07167 | SMA AMERICA | SB7000US (277V) | 8000 | 1 |  |  | 0.965 | Solar Inverter |  | OUTDOOR
SRP07173 | SMA AMERICA | SB7000US (277V) | 8000 | 1 |  |  | 0.965 | Solar Inverter |  | INDOOR
SRP07174 | SMA AMERICA | SB5000US | 5000 | 1 |  |  | 0.965 | Solar Inverter |  | Inside
SRP07205 | POWER-ONE | PVI-6000-OUTD-US-W (240 V) | 6000 | 1 |  |  | 0.965 | Solar Inverter |  | OUTDOOR
SRP07213 | POWER-ONE | PVI-5000-OUTD-US (208 V) | 5000 | 1 |  |  | 0.965 | Solar Inverter |  | OUTDOOR
SRP07239 | POWER-ONE | PVI-6000-OUTD-US-W (208 V) | 6000 | 1 |  |  | 0.965 | Solar Inverter |  | OUTDOOR
SRP07258 | SUNSET | SUNSTRING 5000 | 100000 | 2 |  |  | 0.965 | Solar Inverter |  | Inside
SRP07289 | SMA AMERICA | SB3000US (208V) | 3000 | 1 |  |  | 0.965 | Solar Inverter |  | Inside
SRP07367 | SMA AMERICA | SB7000US (277V) | 8000 | 12 |  |  | 0.965 | Solar Inverter |  | Inside
SRP07414 | SMA AMERICA | SB3000US (240V) | 3000 | 1 |  |  | 0.965 | Solar Inverter |  | OUTDOOR
SRP07419 | POWER-ONE | PVI-6000-OUTD-US (240 V) | 6000 | 1 |  |  | 0.965 | Solar Inverter |  | OUTDOOR
SRP07445 | SMA AMERICA | SB7000US (240V) | 7000 | 3 |  |  | 0.965 | Solar Inverter |  | INDOOR
SRP07450 | SMA AMERICA | SB7000US (277V) | 8000 | 2 |  |  | 0.965 | Solar Inverter |  | OUTDOOR
SRP07455 | POWER-ONE | PVI-5000-OUTD-US (208 V) | 5000 | 2 |  |  | 0.965 | Solar Inverter |  | OUTDOOR
SRP07456 | SMA AMERICA | SB7000US (277V) | 8000 | 1 |  |  | 0.965 | Solar Inverter |  | OUTDOOR
SRP07458 | SMA AMERICA | SB7000US (277V) | 8000 | 1 |  |  | 0.965 | Solar Inverter |  | Inside
SRP07460 | PV POWERED | PVP3500 | 3600 | 1 |  |  | 0.965 | Solar Inverter |  | Inside
SRP07460 | PV POWERED | PVP5200 | 6000 | 1 |  |  | 0.965 | Solar Inverter |  | Inside
SRP07465 | POWER-ONE | PVI-6000-OUTD-US-W (277 V) | 10000 | 3 |  |  | 0.965 | Solar Inverter |  | Inside
SRP07478 | SMA AMERICA | SB7000US (277V) | 8000 | 1 |  |  | 0.965 | Solar Inverter |  | OUTDOOR
SRP07491 | SMA AMERICA | SB7000US (277V) | 8000 | 1 |  |  | 0.965 | Solar Inverter |  | INDOOR
SRP07518 | SMA AMERICA | SB7000US (240V) | 7000 | 1 |  |  | 0.965 | Solar Inverter |  | INDOOR
SRP07530 | ENPHASE ENERGY | M215-60-2LL-S2X | 215 | 19 |  |  | 0.965 | Solar Inverter |  | OUTDOOR
SRP07539 | SMA AMERICA | SB7000US (277V) | 8000 | 1 |  |  | 0.965 | Solar Inverter |  | INDOOR
SRP07540 | SMA AMERICA | SB7000US (208V) | 7000 | 1 |  |  | 0.965 | Solar Inverter |  | Outside
SRP07540 | SMA AMERICA | SB7000US (277V) | 8000 | 3 |  |  | 0.965 | Solar Inverter |  | OUTDOOR
SRP07627 | SMA AMERICA | SB3800U (240V) | 3800 | 1 |  |  | 0.965 | Solar Inverter |  | Inside
SRP07627 | SMA AMERICA | SB5000US (240V) | 5000 | 1 |  |  | 0.965 | Solar Inverter |  | Inside
SRP07643 | POWER-ONE | PVI-6000-OUTD-US (240 V) | 6000 | 1 |  |  | 0.965 | Solar Inverter |  | OUTDOOR
SRP07661 | POWER-ONE | PVI-5000-OUTD-US (240 V) | 5000 | 1 |  |  | 0.965 | Solar Inverter |  | Inside
SRP07664 | SMA AMERICA | SB7000US (240V) | 7000 | 3 |  |  | 0.965 | Solar Inverter |  | OUTDOOR
SRP07669 | POWER-ONE | PVI-6000-OUTD-US (240 V) | 6000 | 1 |  |  | 0.965 | Solar Inverter |  | Inside
SRP07681 | SOLECTRIA RENEWABLES | PVI 5300-P (240V) | 7500 | 2 |  |  | 0.965 | Solar Inverter |  | INDOOR
SRP07686 | POWER-ONE | PVI-6000-OUTD-US-W (277 V) | 6000 | 1 |  |  | 0.965 | Solar Inverter |  | Inside
SRP07687 | POWER-ONE | PVI-6000-OUTD-US-W (208 V) | 6000 | 2 |  |  | 0.965 | Solar Inverter |  | Inside
SRP07705 | SMA AMERICA | SB7000US (240V) | 8000 | 1 |  |  | 0.965 | Solar Inverter |  | INDOOR
SRP07736 | SMA AMERICA | SB3000US (240V) | 3000 | 1 |  |  | 0.965 | Solar Inverter |  | INDOOR
SRP07736 | SMA AMERICA | SB6000U (208V) | 6000 | 1 |  |  | 0.965 | Solar Inverter |  | INDOOR
SRP07798 | SMA AMERICA | SB7000US (240V) | 8000 | 1 |  |  | 0.965 | Solar Inverter |  | INDOOR
SRP07803 | SMA AMERICA | SB4000US (240V) | 4000 | 1 |  |  | 0.965 | Solar Inverter |  | OUTDOOR
SRP07806 | ADVANCED ENERGY INDUSTRIES | AE 260TX-480 | 260000 | 4 |  |  | 0.965 | Solar Inverter |  | OUTDOOR
SRP07808 | SMA AMERICA | SB7000US (277V) | 8000 | 2 |  |  | 0.965 | Solar Inverter |  | OUTDOOR
SRP07818 | POWER-ONE | PVI-5000-OUTD-US (208 V) | 5000 | 1 |  |  | 0.965 | Solar Inverter |  | Inside
SRP07828 | POWER-ONE | PVI-5000-OUTD-US (208 V) | 5000 | 1 |  |  | 0.965 | Solar Inverter |  | Inside
SRP07848 | SMA AMERICA | SB7000US (277V) | 8000 | 1 |  |  | 0.965 | Solar Inverter |  | Inside
SRP07870 | POWER-ONE | PVI-6000-OUTD-US (208 V) | 6000 | 1 |  |  | 0.965 | Solar Inverter |  | Inside
SRP07877 | SMA AMERICA | SB7000US (240V) | 8000 | 1 |  |  | 0.965 | Solar Inverter |  | INDOOR
SRP07881 | POWER-ONE | PVI-6000-OUTD-US-W (208 V) | 6000 | 1 |  |  | 0.965 | Solar Inverter |  | Outside
SRP07888 | POWER-ONE | PVI-5000-OUTD-US (277 V) | 5000 | 1 |  |  | 0.965 | Solar Inverter |  | Inside
SRP07889 | POWER-ONE | PVI-5000-OUTD-US (240 V) | 5000 | 1 |  |  | 0.965 | Solar Inverter |  | OUTDOOR
SRP07896 | SMA AMERICA | SB3000US (240V) | 3000 | 1 |  |  | 0.965 | Solar Inverter |  | Inside
SRP08014 | POWER-ONE | PVI-6000-OUTD-US (208 V) | 6000 | 1 |  |  | 0.965 | Solar Inverter |  | Inside
SRP08035 | SUNPOWER CORP (ORIGINAL MFRSMA) | SPR-7000M (277V) | 8000 | 1 |  |  | 0.965 | Solar Inverter |  | OUTDOOR
SRP08051 | SOLECTRIA RENEWABLES | PVI60KW-208 | 50000 | 1 |  |  | 0.965 | Solar Inverter |  | INDOOR
SRP08092 | SMA AMERICA | SB7000US (277V) | 8000 | 1 |  |  | 0.965 | Solar Inverter |  | INDOOR
SRP08108 | POWER-ONE | PVI-5000-OUTD-US (208 V) | 5000 | 1 |  |  | 0.965 | Solar Inverter |  | OUTDOOR
SRP08123 | POWER-ONE | PVI-5000-OUTD-US (208 V) | 5000 | 1 |  |  | 0.965 | Solar Inverter |  | OUTDOOR
SRP08132 | POWER-ONE | PVI-6000-OUTD-US-W (240 V) | 6000 | 1 |  |  | 0.965 | Solar Inverter |  | OUTDOOR
SRP08135 | ENPHASE ENERGY | M200-32-240-S02 | 215 | 75 |  |  | 0.965 | Solar Inverter |  | OUTDOOR
SRP08138 | ENPHASE ENERGY | M215-60-2LL-S2X | 215 | 25 |  |  | 0.965 | Solar Inverter |  | Outside
SRP08139 | ENPHASE ENERGY | M200-32-240-S02 | 215 | 80 |  |  | 0.965 | Solar Inverter |  | OUTDOOR
SRP08140 | ENPHASE ENERGY | M200-32-240-S02 | 215 | 45 |  |  | 0.965 | Solar Inverter |  | OUTDOOR
SRP08142 | SMA AMERICA | SB1100U | 2000 | 1 |  |  | 0.965 | Solar Inverter |  | OUTDOOR
SRP08190 | POWER-ONE | PVI-6000-OUTD-US (240 V) | 6000 | 1 |  |  | 0.965 | Solar Inverter |  | OUTDOOR
SRP08194 | SMA AMERICA | SB5000US | 5000 | 1 |  |  | 0.965 | Solar Inverter |  | OUTDOOR
SRP08213 | SMA AMERICA | SB5000US (208V) | 5000 | 1 |  |  | 0.965 | Solar Inverter |  | OUTDOOR
SRP08275 | ENPHASE ENERGY | M200-32-208-S01 | 215 | 17 |  |  | 0.965 | Solar Inverter |  | OUTDOOR
SRP08277 | ENPHASE ENERGY | M200-32-208-S01 | 215 | 10 |  |  | 0.965 | Solar Inverter |  | OUTDOOR
SRP08280 | ENPHASE ENERGY | M200-32-240-S02 | 215 | 15 |  |  | 0.965 | Solar Inverter |  | OUTDOOR
SRP08281 | ENPHASE ENERGY | M200-32-240-S02 | 215 | 15 |  |  | 0.965 | Solar Inverter |  | OUTDOOR
SRP08282 | ENPHASE ENERGY | M200-32-240-S02 | 215 | 10 |  |  | 0.965 | Solar Inverter |  | OUTDOOR
SRP08284 | ENPHASE ENERGY | M200-32-208-S01 | 215 | 17 |  |  | 0.965 | Solar Inverter |  | OUTDOOR
SRP08285 | ENPHASE ENERGY | M200-32-208-S01 | 215 | 17 |  |  | 0.965 | Solar Inverter |  | OUTDOOR
SRP08286 | ENPHASE ENERGY | M200-32-240-S02 | 215 | 15 |  |  | 0.965 | Solar Inverter |  | OUTDOOR
SRP08287 | ENPHASE ENERGY | M200-32-208-S01 | 215 | 17 |  |  | 0.965 | Solar Inverter |  | OUTDOOR
SRP08288 | ENPHASE ENERGY | M200-32-208-S01 | 215 | 25 |  |  | 0.965 | Solar Inverter |  | OUTDOOR
SRP08289 | ENPHASE ENERGY | M200-32-240-S02 | 215 | 17 |  |  | 0.965 | Solar Inverter |  | OUTDOOR
SRP08290 | ENPHASE ENERGY | M200-32-208-S01 | 215 | 8 |  |  | 0.965 | Solar Inverter |  | OUTDOOR
SRP08291 | ENPHASE ENERGY | M200-32-208-S01 | 215 | 8 |  |  | 0.965 | Solar Inverter |  | OUTDOOR
SRP08293 | ENPHASE ENERGY | M200-32-208-S01 | 215 | 17 |  |  | 0.965 | Solar Inverter |  | OUTDOOR
SRP08294 | ENPHASE ENERGY | M200-32-208-S01 | 215 | 8 |  |  | 0.965 | Solar Inverter |  | OUTDOOR
SRP08298 | SMA AMERICA | SB7000US (277V) | 8000 | 1 |  |  | 0.965 | Solar Inverter |  | Outside
SRP08305 | ENPHASE ENERGY | M200-32-208-S01 | 215 | 17 |  |  | 0.965 | Solar Inverter |  | OUTDOOR
SRP08357 | SMA AMERICA | SB7000US (277V) | 8000 | 1 |  |  | 0.965 | Solar Inverter |  | INDOOR
SRP08366 | SUNPOWER CORP (ORIGINAL MFRSMA) | SPR-5000M (208V) | 5000 | 1 |  |  | 0.965 | Solar Inverter |  | Outside
SRP08366 | SUNPOWER CORP (ORIGINAL MFRSMA) | SPR-5000M (277V) | 5000 | 2 |  |  | 0.965 | Solar Inverter |  | OUTDOOR
SRP08369 | SUNPOWER CORP (ORIGINAL MFRSMA) | SPR-3000M (208V) | 3000 | 1 |  |  | 0.965 | Solar Inverter |  | INDOOR
SRP08386 | POWER-ONE | PVI-6000-OUTD-US (240 V) | 6000 | 1 |  |  | 0.965 | Solar Inverter |  | Outside
SRP08416 | SMA AMERICA | SB7000US (240V) | 8000 | 1 |  |  | 0.965 | Solar Inverter |  | INDOOR
SRP08461 | SMA AMERICA | SB5000US (208V) | 5000 | 1 |  |  | 0.965 | Solar Inverter |  | OUTDOOR
SRP08461 | SMA AMERICA | SB7000US (208V) | 7000 | 2 |  |  | 0.965 | Solar Inverter |  | OUTDOOR
SRP08475 | SMA AMERICA | SB7000US (277V) | 8000 | 1 |  |  | 0.965 | Solar Inverter |  | INDOOR
SRP08498 | SOLECTRIA RENEWABLES | PVI 3000-P (208V) | 3000 | 1 |  |  | 0.965 | Solar Inverter |  | Outside
SRP08498 | SOLECTRIA RENEWABLES | PVI 4000 (208V) | 4000 | 1 |  |  | 0.965 | Solar Inverter |  | Outside
SRP08541 | ENPHASE ENERGY | M200-32-208-S01 | 215 | 15 |  |  | 0.965 | Solar Inverter |  | OUTDOOR
SRP08558 | SMA AMERICA | SB3000US (240V) | 3000 | 1 |  |  | 0.965 | Solar Inverter |  | OUTDOOR
SRP08677 | POWER-ONE | PVI-6000-OUTD-US (240 V) | 6000 | 1 |  |  | 0.965 | Solar Inverter |  | OUTDOOR
SRP08691 | SOLECTRIA RENEWABLES | PVI 3000 (240V) | 3000 | 1 |  |  | 0.965 | Solar Inverter |  | Outside
SRP08691 | SOLECTRIA RENEWABLES | PVI 4000 (240V) | 4000 | 1 |  |  | 0.965 | Solar Inverter |  | Outside
SRP08702 | SMA AMERICA | SB3000US (208V) | 2000 | 1 |  |  | 0.965 | Solar Inverter |  | OUTDOOR
SRP08702 | SMA AMERICA | SB3000US (208V) | 2500 | 1 |  |  | 0.965 | Solar Inverter |  | OUTDOOR
SRP08754 | SMA AMERICA | SB3000US (240V) | 3000 | 1 |  |  | 0.965 | Solar Inverter |  | INDOOR
SRP08758 | POWER-ONE | PVI-3000-I-OUTD-US | 3000 | 2 |  |  | 0.965 | Solar Inverter |  | Outside
SRP08778 | SMA AMERICA | SB6000US (240V) | 6000 | 1 |  |  | 0.965 | Solar Inverter |  | OUTDOOR
SRP08791 | SOLECTRIA RENEWABLES | PVI 7500 (208V) | 7500 | 1 |  |  | 0.965 | Solar Inverter |  | Outside
SRP08798 | POWER-ONE | PVI-6000-OUTD-US (240 V) | 6000 | 1 |  |  | 0.965 | Solar Inverter |  | OUTDOOR
SRP08807 | SMA AMERICA | SB3000US (208V) | 3000 | 1 |  |  | 0.965 | Solar Inverter |  | Outside
SRP08883 | SMA AMERICA | SB7000US (277V) | 8000 | 1 |  |  | 0.965 | Solar Inverter |  | INDOOR
SRP08908 | PV POWERED | PVP3000 | 3000 | 1 |  |  | 0.965 | Solar Inverter |  | Inside
SRP08908 | PV POWERED | PVP3500 | 3500 | 1 |  |  | 0.965 | Solar Inverter |  | INDOOR
SRP08918 | SMA AMERICA | SB7000US (277V) | 8000 | 1 |  |  | 0.965 | Solar Inverter |  | INDOOR
SRP08952 | POWER-ONE | PVI-5000-OUTD-US (240 V) | 5000 | 1 |  |  | 0.965 | Solar Inverter |  | OUTDOOR
SRP08978 | POWER-ONE | PVI-5000-OUTD-US (208 V) | 5000 | 1 |  |  | 0.965 | Solar Inverter |  | OUTDOOR
SRP08990 | SMA AMERICA | SB7000US (277V) | 8000 | 1 |  |  | 0.965 | Solar Inverter |  | Inside
SRP09053 | SMA AMERICA | SB7000US (277V) | 8000 | 2 |  |  | 0.965 | Solar Inverter |  | OUTDOOR
SRP09098 | POWER-ONE | PVI-5000-OUTD-US (208 V) | 5000 | 1 |  |  | 0.965 | Solar Inverter |  | OUTDOOR
SRP09118 | SMA AMERICA | SB3000US (208V) | 3000 | 1 |  |  | 0.965 | Solar Inverter |  | Outside
SRP09118 | SMA AMERICA | SB3000US (208V) | 3000 | 1 |  |  | 0.965 | Solar Inverter |  | Outside
SRP09125 | SMA AMERICA | SB3000US (208V) | 3000 | 1 |  |  | 0.965 | Solar Inverter |  | OUTDOOR
SRP09131 | SMA AMERICA | SB3000US (240V) | 3000 | 1 |  |  | 0.965 | Solar Inverter |  | Outside
SRP09132 | SMA AMERICA | SB3000US-12 (240V) | 3000 | 1 |  |  | 0.965 | Solar Inverter |  | OUTDOOR
SRP09191 | SUNPOWER CORP (ORIGINAL MFRSMA) | SPR-3000M (208V) | 3000 | 1 |  |  | 0.965 | Solar Inverter |  | INDOOR
SRP09239 | POWER-ONE | PVI-3.8-1-OUTD-X-US-Y (240 V) | 3800 | 1 |  |  | 0.965 | Solar Inverter |  | OUTDOOR
SRP09271 | SMA AMERICA | SB7000US (277V) | 8000 | 1 |  |  | 0.965 | Solar Inverter |  | Outside
SRP09286 | POWER-ONE | PVI-6000-OUTD-US (240 V) | 6000 | 1 |  |  | 0.965 | Solar Inverter |  | INDOOR
SRP09303 | POWER-ONE | PVI-5000-OUTD-US (208 V) | 5000 | 1 |  |  | 0.965 | Solar Inverter |  | OUTDOOR
SRP09327 | POWER-ONE | PVI-5000-OUTD-US (208 V) | 5000 | 1 |  |  | 0.965 | Solar Inverter |  | OUTDOOR
SRP09327 | POWER-ONE | PVI-6000-OUTD-US (208 V) | 6000 | 1 |  |  | 0.965 | Solar Inverter |  | OUTDOOR
SRP09441 | SMA AMERICA | SB7000US (240V) | 8000 | 1 |  |  | 0.965 | Solar Inverter |  | INDOOR
SRP09457 | POWER-ONE | PVI-6000-OUTD-US (240 V) | 6000 | 1 |  |  | 0.965 | Solar Inverter |  | INDOOR
SRP09473 | SUNPOWER CORP (ORIGINAL MFRSMA) | SPR-7000M (240V) | 8000 | 2 |  |  | 0.965 | Solar Inverter |  | INDOOR
SRP09484 | POWER-ONE | PVI-6000-OUTD-US (208 V) | 6000 | 1 |  |  | 0.965 | Solar Inverter |  | OUTDOOR
SRP09528 | SMA AMERICA | SB7000US (277V) | 8000 | 2 |  |  | 0.965 | Solar Inverter |  | Inside
SRP09528 | SMA AMERICA | ST42 (277V) | 48000 | 3 |  |  | 0.965 | Solar Inverter |  | INDOOR
SRP09545 | POWER-ONE | PVI-5000-OUTD-US (240 V) | 5000 | 2 |  |  | 0.965 | Solar Inverter |  | OUTDOOR
SRP09548 | POWER-ONE | PVI-6000-OUTD-US (240 V) | 6000 | 1 |  |  | 0.965 | Solar Inverter |  | INDOOR
SRP09590 | POWER-ONE | PVI-3600-US (240V) | 3800 | 1 |  |  | 0.965 | Solar Inverter |  | OUTDOOR
SRP09661 | SMA AMERICA | SB1100U | 2000 | 2 |  |  | 0.965 | Solar Inverter |  | OUTDOOR
SRP09661 | SMA AMERICA | SB1100U | 2500 | 1 |  |  | 0.965 | Solar Inverter |  | OUTDOOR
SRP09679 | SUNPOWER CORP (ORIGINAL MFRSMA) | SPR-3000M (208V) | 3000 | 1 |  |  | 0.965 | Solar Inverter |  | Inside
SRP09742 | SMA AMERICA | SB7000US (277V) | 8000 | 1 |  |  | 0.965 | Solar Inverter |  | OUTDOOR
SRP09758 | SMA AMERICA | SB7000US (240V) | 8000 | 1 |  |  | 0.965 | Solar Inverter |  | INDOOR
SRP09777 | POWER-ONE | PVI-3600-US (240V) | 3800 | 1 |  |  | 0.965 | Solar Inverter |  | OUTDOOR
SRP09812 | POWER-ONE | PVI-6000-OUTD-US (240 V) | 6000 | 1 |  |  | 0.965 | Solar Inverter |  | OUTDOOR
SRP09814 | SMA AMERICA | SB4000US (240V) | 4000 | 1 |  |  | 0.965 | Solar Inverter |  | OUTDOOR
SRP09814 | SMA AMERICA | SWR2500U (240V) | 2500 | 1 |  |  | 0.965 | Solar Inverter |  | OUTDOOR
SRP09816 | SMA AMERICA | SB5000US (240V) | 5000 | 1 |  |  | 0.965 | Solar Inverter |  | OUTDOOR
SRP09829 | SMA AMERICA | SB3000US (240V) | 3000 | 1 |  |  | 0.965 | Solar Inverter |  | INDOOR
SRP09829 | SMA AMERICA | SB3000US (240V) | 3000 | 1 |  |  | 0.965 | Solar Inverter |  | INDOOR
SRP09884 | POWER-ONE | PVI-6000-OUTD-US (240 V) | 6000 | 1 |  |  | 0.965 | Solar Inverter |  | OUTDOOR
SRP09914 | POWER-ONE | PVI-6000-OUTD-US (208 V) | 6000 | 1 |  |  | 0.965 | Solar Inverter |  | OUTDOOR
SRP09940 | POWER-ONE | PVI-6000-OUTD-US (240 V) | 6000 | 1 |  |  | 0.965 | Solar Inverter |  | OUTDOOR
SRP09969 | ENPHASE ENERGY | M215-60-2LL-S2X | 215 | 54 |  |  | 0.965 | Solar Inverter |  | INDOOR
SRP09982 | SMA AMERICA | SB3000US (240V) | 3000 | 1 |  |  | 0.965 | Solar Inverter |  | INDOOR
SRP10048 | POWER-ONE | PVI-6000-OUTD-US (240 V) | 6000 | 1 |  |  | 0.965 | Solar Inverter |  | Inside
SRP10050 | POWER-ONE | PVI-6000-OUTD-US-W (240 V) | 6000 | 1 |  |  | 0.965 | Solar Inverter |  | Inside
SRP10058 | SMA AMERICA | SB7000US (277V) | 8000 | 1 |  |  | 0.965 | Solar Inverter |  | Outside
SRP10059 | SMA AMERICA | SB6000U (208V) | 6000 | 1 |  |  | 0.965 | Solar Inverter |  | OUTDOOR
SRP10071 | SUNPOWER CORP (ORIGINAL MFRFRONIUS) | SPR-4000F-240 | 4000 | 1 |  |  | 0.965 | Solar Inverter |  | Inside
SRP10084 | POWER-ONE | PVI-6000-OUTD-US (240 V) | 6000 | 1 |  |  | 0.965 | Solar Inverter |  | INDOOR
SRP10174 | SMA AMERICA | SB4000US (208V) | 4000 | 1 |  |  | 0.965 | Solar Inverter |  | OUTDOOR
SRP10176 | POWER-ONE | PVI-5000-OUTD-US (208 V) | 5000 | 1 |  |  | 0.965 | Solar Inverter |  | INDOOR
SRP10176 | POWER-ONE | PVI-6000-OUTD-US-W (208 V) | 6000 | 1 |  |  | 0.965 | Solar Inverter |  | INDOOR
SRP10253 | POWER-ONE | PVI-5000-OUTD-US (240 V) | 5000 | 1 |  |  | 0.965 | Solar Inverter |  | INDOOR
SRP10254 | POWER-ONE | PVI-6000-OUTD-US (240 V) | 6000 | 1 |  |  | 0.965 | Solar Inverter |  | OUTDOOR
SRP10265 | POWER-ONE | PVI-5000-OUTD-US (240 V) | 5000 | 1 |  |  | 0.965 | Solar Inverter |  | OUTDOOR
SRP10270 | POWER-ONE | PVI-5000-OUTD-US (240 V) | 5000 | 1 |  |  | 0.965 | Solar Inverter |  | OUTDOOR
SRP10283 | ENPHASE ENERGY | M175-24-208-S | 215 | 13 |  |  | 0.965 | Solar Inverter |  | OUTDOOR
SRP10283 | SMA AMERICA | SB4000US (240V) | 4000 | 1 |  |  | 0.965 | Solar Inverter |  | Inside
SRP10318 | POWER-ONE | PVI-6000-OUTD-US-W (240 V) | 6000 | 1 |  |  | 0.965 | Solar Inverter |  | OUTDOOR
SRP10323 | POWER-ONE | PVI-5000-OUTD-US (208 V) | 5000 | 1 |  |  | 0.965 | Solar Inverter |  | INDOOR
SRP10337 | POWER-ONE | PVI-6000-OUTD-US (208 V) | 6000 | 1 |  |  | 0.965 | Solar Inverter |  | INDOOR
SRP10338 | POWER-ONE | PVI-6000-OUTD-US (240 V) | 6000 | 1 |  |  | 0.965 | Solar Inverter |  | INDOOR
SRP10348 | POWER-ONE | PVI-5000-OUTD-US (208 V) | 5000 | 1 |  |  | 0.965 | Solar Inverter |  | INDOOR
SRP10350 | POWER-ONE | PVI-5000-OUTD-US (208 V) | 5000 | 2 |  |  | 0.965 | Solar Inverter |  | INDOOR
SRP10357 | SUNPOWER CORP (ORIGINAL MFRSMA) | SPR-3000M (240V) | 3000 | 1 |  |  | 0.965 | Solar Inverter |  | INDOOR
SRP10358 | POWER-ONE | PVI-5000-OUTD-US (208 V) | 5000 | 1 |  |  | 0.965 | Solar Inverter |  | OUTDOOR
SRP10358 | POWER-ONE | PVI-5000-OUTD-US (208 V) | 5000 | 1 |  |  | 0.965 | Solar Inverter |  | OUTDOOR
SRP10390 | POWER-ONE | PVI-5000-OUTD-US (240 V) | 5000 | 1 |  |  | 0.965 | Solar Inverter |  | INDOOR
SRP10401 | POWER-ONE | PVI-6000-OUTD-US-W (240 V) | 6000 | 1 |  |  | 0.965 | Solar Inverter |  | OUTDOOR
SRP10427 | POWER-ONE | PVI-6000-OUTD-US (240 V) | 6000 | 1 |  |  | 0.965 | Solar Inverter |  | OUTDOOR
SRP10479 | SMA AMERICA | SB5000US (240V) | 5000 | 2 |  |  | 0.965 | Solar Inverter |  | OUTDOOR
SRP10479 | SMA AMERICA | SB7000US (240V) | 7000 | 2 |  |  | 0.965 | Solar Inverter |  | OUTDOOR
SRP10479 | SMA AMERICA | SB7000US (240V) | 8000 | 2 |  |  | 0.965 | Solar Inverter |  | OUTDOOR
SRP10517 | POWER-ONE | PVI-5000-OUTD-US (240 V) | 5000 | 1 |  |  | 0.965 | Solar Inverter |  | OUTDOOR
SRP10518 | POWER-ONE | PVI-6000-OUTD-US (240 V) | 6000 | 2 |  |  | 0.965 | Solar Inverter |  | INDOOR
SRP10536 | POWER-ONE | PVI-5000-OUTD-US (240 V) | 5000 | 1 |  |  | 0.965 | Solar Inverter |  | INDOOR
SRP10537 | POWER-ONE | PVI-5000-OUTD-US (240 V) | 5000 | 1 |  |  | 0.965 | Solar Inverter |  | OUTDOOR
SRP10539 | POWER-ONE | PVI-6000-OUTD-US-W (240 V) | 6000 | 1 |  |  | 0.965 | Solar Inverter |  | INDOOR
SRP10542 | POWER-ONE | PVI-3600-OUTD-US-F (240V) | 3800 | 1 |  |  | 0.965 | Solar Inverter |  | Outside
SRP10542 | POWER-ONE | PVI-3600-US (240V) | 3800 | 1 |  |  | 0.965 | Solar Inverter |  | Outside
SRP10564 | POWER-ONE | PVI-3600-OUTD-US-F (240V) | 3800 | 1 |  |  | 0.965 | Solar Inverter |  | INDOOR
SRP10564 | POWER-ONE | PVI-3600-US (240V) | 3800 | 1 |  |  | 0.965 | Solar Inverter |  | INDOOR
SRP10565 | POWER-ONE | PVI-3.8-1-OUTD-X-US-Y (208 V) | 3800 | 1 |  |  | 0.965 | Solar Inverter |  | Inside
SRP10568 | POWER-ONE | PVI-5000-OUTD-US (240 V) | 5000 | 1 |  |  | 0.965 | Solar Inverter |  | Inside
SRP10630 | SMA AMERICA | SB7000US (240V) | 8000 | 1 |  |  | 0.965 | Solar Inverter |  | INDOOR
SRP10647 | SUNPOWER CORP (ORIGINAL MFRSMA) | SPR-3000M (240V) | 3000 | 1 |  |  | 0.965 | Solar Inverter |  | INDOOR
SRP10672 | SMA AMERICA | SB4000US (208V) | 4000 | 1 |  |  | 0.965 | Solar Inverter |  | OUTDOOR
SRP10678 | SMA AMERICA | SB5000US (240V) | 5000 | 1 |  |  | 0.965 | Solar Inverter |  | OUTDOOR
SRP10679 | SMA AMERICA | SB6000U (240V) | 6000 | 1 |  |  | 0.965 | Solar Inverter |  | OUTDOOR
SRP10681 | SMA AMERICA | SB3000US (240V) | 3000 | 1 |  |  | 0.965 | Solar Inverter |  | OUTDOOR
SRP10691 | SMA AMERICA | SB6000U (240V) | 6000 | 1 |  |  | 0.965 | Solar Inverter |  | OUTDOOR
SRP10695 | ENPHASE ENERGY | M175-24-208-S | 215 | 22 |  |  | 0.965 | Solar Inverter |  | OUTDOOR
SRP10697 | ENPHASE ENERGY | M175-24-208-S | 215 | 16 |  |  | 0.965 | Solar Inverter |  | OUTDOOR
SRP10700 | ENPHASE ENERGY | M175-24-208-S | 215 | 22 |  |  | 0.965 | Solar Inverter |  | OUTDOOR
SRP10730 | SUNPOWER CORP (ORIGINAL MFRSMA) | SPR-3000M (240V) | 3000 | 1 |  |  | 0.965 | Solar Inverter |  | INDOOR
SRP10731 | POWER-ONE | PVI-5000-OUTD-US (240 V) | 5000 | 1 |  |  | 0.965 | Solar Inverter |  | INDOOR
SRP10731 | POWER-ONE | PVI-6000-OUTD-US-W (240 V) | 6000 | 1 |  |  | 0.965 | Solar Inverter |  | INDOOR
SRP10744 | POWER-ONE | PVI-5000-OUTD-US (240 V) | 5000 | 1 |  |  | 0.965 | Solar Inverter |  | INDOOR
SRP10750 | POWER-ONE | PVI-6000-OUTD-US (240 V) | 6000 | 1 |  |  | 0.965 | Solar Inverter |  | INDOOR
SRP10750 | POWER-ONE | PVI-6000-OUTD-US (240 V) | 6000 | 1 |  |  | 0.965 | Solar Inverter |  | INDOOR
SRP10767 | SMA AMERICA | SB4000US (240V) | 4000 | 1 |  |  | 0.965 | Solar Inverter |  | Inside
SRP10767 | SMA AMERICA | SB4000US (240V) | 4000 | 1 |  |  | 0.965 | Solar Inverter |  | Inside
SRP10767 | SMA AMERICA | SB6000US (240V) | 6000 | 1 |  |  | 0.965 | Solar Inverter |  | Inside
SRP10768 | SUNPOWER CORP (ORIGINAL MFRSMA) | SPR-3000M (240V) | 3000 | 1 |  |  | 0.965 | Solar Inverter |  | INDOOR
SRP10787 | SMA AMERICA | SB5000US | 5000 | 1 |  |  | 0.965 | Solar Inverter |  | INDOOR
SRP10788 | POWER-ONE | PVI-6000-OUTD-US (240 V) | 6000 | 1 |  |  | 0.965 | Solar Inverter |  | Inside
SRP10845 | SMA AMERICA | SB4000US (240V) | 4000 | 1 |  |  | 0.965 | Solar Inverter |  | OUTDOOR
SRP10846 | ENPHASE ENERGY | M200-32-240-S02 | 215 | 16 |  |  | 0.965 | Solar Inverter |  | OUTDOOR
SRP10846 | ENPHASE ENERGY | M200-32-240-S02 | 215 | 17 |  |  | 0.965 | Solar Inverter |  | OUTDOOR
SRP10847 | SMA AMERICA | SB4000US (240V) | 4000 | 1 |  |  | 0.965 | Solar Inverter |  | OUTDOOR
SRP10863 | SMA AMERICA | SB3000US (240V) | 3000 | 2 |  |  | 0.965 | Solar Inverter |  | Outside
SRP10865 | SUNPOWER CORP (ORIGINAL MFRSMA) | SPR-4000M (240V) | 4000 | 1 |  |  | 0.965 | Solar Inverter |  | OUTDOOR
SRP10865 | SUNPOWER CORP (ORIGINAL MFRSMA) | SPR-4000M (240V) | 4000 | 1 |  |  | 0.965 | Solar Inverter |  | OUTDOOR
SRP10883 | SMA AMERICA | SB3000US (240V) | 3000 | 1 |  |  | 0.965 | Solar Inverter |  | INDOOR
SRP10892 | POWER-ONE | PVI-6000-OUTD-US (240 V) | 6000 | 1 |  |  | 0.965 | Solar Inverter |  | INDOOR
SRP10911 | SUNPOWER CORP (ORIGINAL MFRSMA) | SPR-3000M (240V) | 3000 | 1 |  |  | 0.965 | Solar Inverter |  | INDOOR
SRP10937 | POWER-ONE | PVI-6000-OUTD-US (240 V) | 6000 | 1 |  |  | 0.965 | Solar Inverter |  | OUTDOOR
SRP10940 | POWER-ONE | PVI-6000-OUTD-US (240 V) | 6000 | 1 |  |  | 0.965 | Solar Inverter |  | INDOOR
SRP10941 | POWER-ONE | PVI-5000-OUTD-US (208 V) | 5000 | 1 |  |  | 0.965 | Solar Inverter |  | OUTDOOR
SRP10941 | POWER-ONE | PVI-6000-OUTD-US (240 V) | 6000 | 1 |  |  | 0.965 | Solar Inverter |  | OUTDOOR
SRP10944 | POWER-ONE | PVI-6000-OUTD-US (240 V) | 6000 | 1 |  |  | 0.965 | Solar Inverter |  | INDOOR
SRP10947 | POWER-ONE | PVI-6000-OUTD-US (240 V) | 6000 | 1 |  |  | 0.965 | Solar Inverter |  | INDOOR
SRP11028 | SMA AMERICA | SB3000US (240V) | 2500 | 1 |  |  | 0.965 | Solar Inverter |  | OUTDOOR
SRP11028 | SMA AMERICA | SB5000US (240V) | 5000 | 1 |  |  | 0.965 | Solar Inverter |  | OUTDOOR
SRP11103 | POWER-ONE | PVI-5000-OUTD-US (240 V) | 5000 | 1 |  |  | 0.965 | Solar Inverter |  | INDOOR
SRP11105 | POWER-ONE | PVI-6000-OUTD-US (240 V) | 6000 | 1 |  |  | 0.965 | Solar Inverter |  | INDOOR
SRP11116 | SMA AMERICA | SB7000US (277V) | 8000 | 1 |  |  | 0.965 | Solar Inverter |  | INDOOR
SRP11139 | POWER-ONE | PVI-5000-OUTD-US (240 V) | 5000 | 1 |  |  | 0.965 | Solar Inverter |  | Outside
SRP11143 | POWER-ONE | PVI-5000-OUTD-US (240 V) | 5000 | 1 |  |  | 0.965 | Solar Inverter |  | OUTDOOR
SRP11146 | POWER-ONE | PVI-6000-OUTD-US (240 V) | 6000 | 1 |  |  | 0.965 | Solar Inverter |  | Inside
SRP11347 | SUNPOWER CORP (ORIGINAL MFRSMA) | SPR-7000M (277V) | 8000 | 1 |  |  | 0.965 | Solar Inverter |  | INDOOR
SRP11369 | POWER-ONE | PVI-6000-OUTD-US (208 V) | 6000 | 1 |  |  | 0.965 | Solar Inverter |  | INDOOR
SRP11397 | POWER-ONE | PVI-5000-OUTD-US (208 V) | 5000 | 1 |  |  | 0.965 | Solar Inverter |  | INDOOR
SRP11409 | SMA AMERICA | SB3000US (208V) | 3000 | 1 |  |  | 0.965 | Solar Inverter |  | OUTDOOR
SRP11412 | SMA AMERICA | SB3000US (240V) | 3000 | 1 |  |  | 0.965 | Solar Inverter |  | OUTDOOR
SRP11427 | POWER-ONE | PVI-3600-US (240V) | 3800 | 1 |  |  | 0.965 | Solar Inverter |  | INDOOR
SRP11446 | POWER-ONE | PVI-6000-OUTD-US (240 V) | 6000 | 1 |  |  | 0.965 | Solar Inverter |  | OUTDOOR
SRP11447 | POWER-ONE | PVI-3600-US (240V) | 3800 | 1 |  |  | 0.965 | Solar Inverter |  | INDOOR
SRP11447 | POWER-ONE | PVI-5000-OUTD-US (240 V) | 5000 | 1 |  |  | 0.965 | Solar Inverter |  | INDOOR
SRP11460 | SMA AMERICA | SB4000US (240V) | 4000 | 3 |  |  | 0.965 | Solar Inverter |  | INDOOR
SRP11474 | SUNPOWER CORP (ORIGINAL MFRSMA) | SPR-7000M (277V) | 8000 | 1 |  |  | 0.965 | Solar Inverter |  | INDOOR
SRP11487 | SOLECTRIA RENEWABLES | PVI60KW-480 | 60000 | 1 |  |  | 0.965 | Solar Inverter |  | OUTDOOR
SRP11516 | SMA AMERICA | SB7000US (240V) | 8000 | 1 |  |  | 0.965 | Solar Inverter |  | INDOOR
SRP11608 | POWER-ONE | PVI-5000-OUTD-US (240 V) | 5000 | 1 |  |  | 0.965 | Solar Inverter |  | INDOOR
SRP11617 | POWER-ONE | PVI-6000-OUTD-US (240 V) | 6000 | 1 |  |  | 0.965 | Solar Inverter |  | INDOOR
SRP11632 | SMA AMERICA | SB700U | 8000 | 1 |  |  | 0.965 | Solar Inverter |  | INDOOR
SRP11637 | POWER-ONE | PVI-3600-US (240V) | 3800 | 1 |  |  | 0.965 | Solar Inverter |  | INDOOR
SRP11652 | SUNPOWER CORP (ORIGINAL MFRSMA) | SPR-7000M (240V) | 8000 | 1 |  |  | 0.965 | Solar Inverter |  | INDOOR
SRP11702 | POWER-ONE | PVI-6000-OUTD-US (208 V) | 6000 | 1 |  |  | 0.965 | Solar Inverter |  | OUTDOOR
SRP11720 | POWER-ONE | PVI-5000-OUTD-US (240 V) | 5000 | 1 |  |  | 0.965 | Solar Inverter |  | INDOOR
SRP11722 | POWER-ONE | PVI-6000-OUTD-US (240 V) | 6000 | 1 |  |  | 0.965 | Solar Inverter |  | INDOOR
SRP11723 | POWER-ONE | PVI-5000-OUTD-US (240 V) | 5000 | 1 |  |  | 0.965 | Solar Inverter |  | OUTDOOR
SRP11798 | SMA AMERICA | SB7000US (277V) | 8000 | 1 |  |  | 0.965 | Solar Inverter |  | INDOOR
SRP11818 | ENPHASE ENERGY | M215-60-2LL-S2X | 215 | 20 |  |  | 0.965 | Solar Inverter |  | Inside
SRP11838 | POWER-ONE | PVI-6000-OUTD-US (208 V) | 6000 | 1 |  |  | 0.965 | Solar Inverter |  | Inside
SRP11839 | POWER-ONE | PVI-6000-OUTD-US (208 V) | 6000 | 1 |  |  | 0.965 | Solar Inverter |  | OUTDOOR
SRP11841 | POWER-ONE | PVI-6000-OUTD-US (208 V) | 6000 | 1 |  |  | 0.965 | Solar Inverter |  | INDOOR
SRP11841 | POWER-ONE | PVI-6000-OUTD-US-W (240 V) | 6000 | 1 |  |  | 0.965 | Solar Inverter |  | INDOOR
SRP11850 | ENPHASE ENERGY | M200-32-240-S02 | 215 | 6 |  |  | 0.965 | Solar Inverter |  | OUTDOOR
SRP11876 | SUNPOWER CORP (ORIGINAL MFRSMA) | SPR-4000M (208V) | 4000 | 1 |  |  | 0.965 | Solar Inverter |  | OUTDOOR
SRP11892 | SMA AMERICA | SB3000US (208V) | 3000 | 1 |  |  | 0.965 | Solar Inverter |  | OUTDOOR
SRP12025 | SUNPOWER CORP (ORIGINAL MFRSMA) | SPR-7000M (240V) | 8000 | 1 |  |  | 0.965 | Solar Inverter |  | Inside
SRP12028 | SMA AMERICA | SB7000US (240V) | 8000 | 1 |  |  | 0.965 | Solar Inverter |  | INDOOR
SRP12056 | SMA AMERICA | SB3000US (208V) | 3000 | 1 |  |  | 0.965 | Solar Inverter |  | INDOOR
SRP12064 | SUNPOWER CORP (ORIGINAL MFRSMA) | SPR-3000M (240V) | 3000 | 2 |  |  | 0.965 | Solar Inverter |  | Inside
SRP12074 | POWER-ONE | PVI-3.8-1-OUTD-X-US-Y (208 V) | 3800 | 1 |  |  | 0.965 | Solar Inverter |  | OUTDOOR
SRP12089 | POWER-ONE | PVI-3.8-1-OUTD-X-US-Y (208 V) | 3800 | 1 |  |  | 0.965 | Solar Inverter |  | OUTDOOR
SRP12092 | POWER-ONE | PVI-6000-OUTD-US (240 V) | 6000 | 1 |  |  | 0.965 | Solar Inverter |  | OUTDOOR
SRP12108 | POWER-ONE | PVI-5000-OUTD-US (240 V) | 5000 | 1 |  |  | 0.965 | Solar Inverter |  | OUTDOOR
SRP12133 | POWER-ONE | PVI-5000-OUTD-US (240 V) | 5000 | 1 |  |  | 0.965 | Solar Inverter |  | Inside
SRP12166 | POWER-ONE | PVI-6000-OUTD-US-W (240 V) | 6000 | 1 |  |  | 0.965 | Solar Inverter |  | OUTDOOR
SRP12166 | POWER-ONE | PVI-6000-OUTD-US-W (277 V) | 6000 | 1 |  |  | 0.965 | Solar Inverter |  | OUTDOOR
SRP12179 | SMA AMERICA | SB3000US (208V) | 3000 | 1 |  |  | 0.965 | Solar Inverter |  | INDOOR
SRP12180 | SMA AMERICA | SB5000US-12 (240V) | 5000 | 1 |  |  | 0.965 | Solar Inverter |  | Inside
SRP12204 | POWER-ONE | PVI-3600-US (240V) | 3800 | 1 |  |  | 0.965 | Solar Inverter |  | Inside
SRP12216 | SMA AMERICA | SB3000US (240V) | 3000 | 1 |  |  | 0.965 | Solar Inverter |  | INDOOR
SRP12221 | POWER-ONE | PVI-5000-OUTD-US (240 V) | 5000 | 1 |  |  | 0.965 | Solar Inverter |  | OUTDOOR
SRP12229 | POWER-ONE | PVI-6000-OUTD-US (240 V) | 6000 | 1 |  |  | 0.965 | Solar Inverter |  | OUTDOOR
SRP12236 | POWER-ONE | PVI-3.0-OUTD-S-US (208 V) | 3000 | 1 |  |  | 0.965 | Solar Inverter |  | Inside
SRP12236 | POWER-ONE | PVI-3.0-OUTD-S-US (277 V) | 3000 | 1 |  |  | 0.965 | Solar Inverter |  | Inside
SRP12236 | POWER-ONE | PVI-6000-OUTD-US (240 V) | 6000 | 1 |  |  | 0.965 | Solar Inverter |  | Inside
SRP12237 | POWER-ONE | PVI-5000-OUTD-US (240 V) | 5000 | 1 |  |  | 0.965 | Solar Inverter |  | OUTDOOR
SRP12279 | POWER-ONE | PVI-3.8-1-OUTD-X-US-Y (208 V) | 3800 | 2 |  |  | 0.965 | Solar Inverter |  | Outside
SRP12301 | POWER-ONE | PVI-5000-OUTD-US (208 V) | 5000 | 1 |  |  | 0.965 | Solar Inverter |  | OUTDOOR
SRP12303 | SMA AMERICA | SB7000US (277V) | 8000 | 1 |  |  | 0.965 | Solar Inverter |  | Outside
SRP12345 | SMA AMERICA | SB6000U (240V) | 6000 | 1 |  |  | 0.965 | Solar Inverter |  | OUTDOOR
SRP12394 | POWER-ONE | PVI-6000-OUTD-US (240 V) | 6000 | 1 |  |  | 0.965 | Solar Inverter |  | Inside
SRP12399 | POWER-ONE | PVI-3000-I-OUTD-US-F (208V) | 3000 | 1 |  |  | 0.965 | Solar Inverter |  | INDOOR
SRP12399 | POWER-ONE | PVI-5000-OUTD-US (208 V) | 5000 | 1 |  |  | 0.965 | Solar Inverter |  | INDOOR
SRP12435 | SUNPOWER CORP (ORIGINAL MFRFRONIUS) | SPR-8000F-208 | 8000 | 2 |  |  | 0.965 | Solar Inverter |  | INDOOR
SRP12472 | FRONIUS USA | IG PLUS V 7.5-208 | 7500 | 1 |  |  | 0.965 | Solar Inverter |  | Inside
SRP12473 | POWER-ONE | PVI-6000-OUTD-US-W (240 V) | 6000 | 1 |  |  | 0.965 | Solar Inverter |  | Inside
SRP12477 | POWER-ONE | PVI-5000-OUTD-US (240 V) | 5000 | 1 |  |  | 0.965 | Solar Inverter |  | Inside
SRP12486 | SMA AMERICA | SB5000US (208V) | 5000 | 1 |  |  | 0.965 | Solar Inverter |  | Inside
SRP12488 | SOLECTRIA RENEWABLES | PVI95KW-208 | 95000 | 1 |  |  | 0.965 | Solar Inverter |  | INDOOR
SRP12508 | SOLECTRIA RENEWABLES | PVI60KW-208 | 60000 | 2 |  |  | 0.965 | Solar Inverter |  | OUTDOOR
SRP12509 | SOLECTRIA RENEWABLES | PVI82KW-208 | 82000 | 2 |  |  | 0.965 | Solar Inverter |  | OUTDOOR
SRP12532 | POWER-ONE | PVI-5000-OUTD-US (240 V) | 5000 | 1 |  |  | 0.965 | Solar Inverter |  | OUTDOOR
SRP12538 | SUNPOWER CORP (ORIGINAL MFRSMA) | SPR-7000M (240V) | 8000 | 1 |  |  | 0.965 | Solar Inverter |  | INDOOR
SRP12546 | PRINCETON POWER SYSTEMS | GTIB-480-100-XXXX(480VDC MAX) | 250000 | 1 |  |  | 0.965 | Solar Inverter |  | OUTDOOR
SRP12547 | POWER-ONE | PVI-6000-OUTD-US (208 V) | 6000 | 2 |  |  | 0.965 | Solar Inverter |  | OUTDOOR
SRP12549 | POWER-ONE | PVI-6000-OUTD-US (208 V) | 6000 | 1 |  |  | 0.965 | Solar Inverter |  | Inside
SRP12576 | SMA AMERICA | SB3000US (240V) | 3000 | 1 |  |  | 0.965 | Solar Inverter |  | Inside
SRP12588 | POWER-ONE | PVI-6000-OUTD-US (240 V) | 6000 | 1 |  |  | 0.965 | Solar Inverter |  | OUTDOOR
SRP12590 | POWER-ONE | PVI-5000-OUTD-US (208 V) | 5000 | 1 |  |  | 0.965 | Solar Inverter |  | Inside
SRP12592 | POWER-ONE | PVI-6000-OUTD-US (240 V) | 6000 | 1 |  |  | 0.965 | Solar Inverter |  | Inside
SRP12594 | POWER-ONE | PVI-6000-OUTD-US (240 V) | 6000 | 1 |  |  | 0.965 | Solar Inverter |  | INDOOR
SRP12620 | POWER-ONE | PVI-6000-OUTD-US (240 V) | 6000 | 1 |  |  | 0.965 | Solar Inverter |  | Inside
SRP12622 | POWER-ONE | PVI-5000-OUTD-US (208 V) | 5000 | 1 |  |  | 0.965 | Solar Inverter |  | Inside
SRP12622 | POWER-ONE | PVI-6000-OUTD-US (240 V) | 6000 | 1 |  |  | 0.965 | Solar Inverter |  | Inside
SRP12641 | POWER-ONE | PVI-5000-OUTD-US (277 V) | 5000 | 1 |  |  | 0.965 | Solar Inverter |  | OUTDOOR
SRP12643 | POWER-ONE | PVI-5000-OUTD-US (208 V) | 5000 | 1 |  |  | 0.965 | Solar Inverter |  | OUTDOOR
SRP12771 | POWER-ONE | PVI-6000-OUTD-US (240 V) | 6000 | 1 |  |  | 0.965 | Solar Inverter |  | OUTDOOR
SRP12870 | POWER-ONE | PVI-5000-OUTD-US (240 V) | 5000 | 1 |  |  | 0.965 | Solar Inverter |  | OUTDOOR
SRP12913 | SUNPOWER CORP (ORIGINAL MFRSMA) | SPR-3000M (208V) | 3000 | 1 |  |  | 0.965 | Solar Inverter |  | INDOOR
SRP12916 | POWER-ONE | PVI-3600-US (240V) | 3600 | 1 |  |  | 0.965 | Solar Inverter |  | OUTDOOR
SRP12925 | POWER-ONE | PVI-6000-OUTD-US (240 V) | 6000 | 1 |  |  | 0.965 | Solar Inverter |  | Inside
SRP12925 | POWER-ONE | PVI-6000-OUTD-US (240 V) | 6000 | 1 |  |  | 0.965 | Solar Inverter |  | Inside
SRP12946 | SUNPOWER CORP (ORIGINAL MFR - PV POWERED LLC) | SPR-5200 | 8000 | 1 |  |  | 0.965 | Solar Inverter |  | INDOOR
SRP12964 | SMA AMERICA | SB3000US (208V) | 3000 | 1 |  |  | 0.965 | Solar Inverter |  | OUTDOOR
SRP12972 | SUNPOWER CORP (ORIGINAL MFRSMA) | SPR-3000M (240V) | 3000 | 1 |  |  | 0.965 | Solar Inverter |  | Inside
SRP13007 | SMA AMERICA | SB3000US (208V) | 3000 | 1 |  |  | 0.965 | Solar Inverter |  | OUTDOOR
SRP13011 | SMA AMERICA | SB5000US | 5000 | 1 |  |  | 0.965 | Solar Inverter |  | INDOOR
SRP13022 | SUNPOWER CORP (ORIGINAL MFRSMA) | SPR-5000M (208V) | 5000 | 1 |  |  | 0.965 | Solar Inverter |  | INDOOR
SRP13022 | SUNPOWER CORP (ORIGINAL MFRSMA) | SPR-6000M (240V) | 6000 | 1 |  |  | 0.965 | Solar Inverter |  | INDOOR
SRP13027 | SMA AMERICA | SB7000US (277V) | 8000 | 1 |  |  | 0.965 | Solar Inverter |  | INDOOR
SRP13056 | SIEMENS INDUSTRY | SMIINV215R60XX (208V) | 215 | 16 |  |  | 0.965 | Solar Inverter |  | OUTDOOR
SRP13056 | SIEMENS INDUSTRY | SMIINV215R60XX (208V) | 215 | 52 |  |  | 0.965 | Solar Inverter |  | OUTDOOR
SRP13110 | SUNPOWER CORP (ORIGINAL MFRSMA) | SPR-7000M (277V) | 8000 | 1 |  |  | 0.965 | Solar Inverter |  | INDOOR
SRP13111 | POWER-ONE | PVI-5000-OUTD-US (240 V) | 5000 | 1 |  |  | 0.965 | Solar Inverter |  | OUTDOOR
SRP13124 | POWER-ONE | PVI-5000-OUTD-US (208 V) | 5000 | 1 |  |  | 0.965 | Solar Inverter |  | OUTDOOR
SRP13125 | POWER-ONE | PVI-5000-OUTD-US (277 V) | 5000 | 1 |  |  | 0.965 | Solar Inverter |  | Inside
SRP13126 | POWER-ONE | PVI-5000-OUTD-US (240 V) | 5000 | 1 |  |  | 0.965 | Solar Inverter |  | OUTDOOR
SRP13131 | POWER-ONE | PVI-6000-OUTD-US (240 V) | 6000 | 1 |  |  | 0.965 | Solar Inverter |  | OUTDOOR
SRP13150 | SUNPOWER CORP (ORIGINAL MFRSMA) | SPR-7000M (277V) | 8000 | 1 |  |  | 0.965 | Solar Inverter |  | INDOOR
SRP13254 | POWER-ONE | PVI-6000-OUTD-US (208 V) | 6000 | 1 |  |  | 0.965 | Solar Inverter |  | Outside
SRP13296 | SUNPOWER CORP (ORIGINAL MFR - PV POWERED LLC) | SPR-5200 | 8000 | 1 |  |  | 0.965 | Solar Inverter |  | INDOOR
SRP13314 | POWER-ONE | PVI-6000-OUTD-US (240 V) | 6000 | 1 |  |  | 0.965 | Solar Inverter |  | Inside
SRP13322 | SUNPOWER CORP (ORIGINAL MFR - PV POWERED LLC) | SPR-5200 | 8000 | 1 |  |  | 0.965 | Solar Inverter |  | INDOOR
SRP13330 | POWER-ONE | PVI-3.8-1-OUTD-X-US-Y (208 V) | 3800 | 1 |  |  | 0.965 | Solar Inverter |  | OUTDOOR
SRP13333 | POWER-ONE | PVI-5000-OUTD-US (240 V) | 5000 | 1 |  |  | 0.965 | Solar Inverter |  | OUTDOOR
SRP13335 | POWER-ONE | PVI-6000-OUTD-US (240 V) | 6000 | 1 |  |  | 0.965 | Solar Inverter |  | Inside
SRP13336 | SMA AMERICA | SB5000US-11 (240V) | 5000 | 1 |  |  | 0.965 | Solar Inverter |  | Inside
SRP13339 | SMA AMERICA | SB7000US (277V) | 8000 | 1 |  |  | 0.965 | Solar Inverter |  | Inside
SRP13404 | SMA AMERICA | SB3000US (240V) | 3000 | 1 |  |  | 0.965 | Solar Inverter |  | Outside
SRP13468 | POWER-ONE | PVI-6000-OUTD-US (240 V) | 6000 | 1 |  |  | 0.965 | Solar Inverter |  | Inside
SRP13470 | POWER-ONE | PVI-6000-OUTD-US-W (208 V) | 6000 | 1 |  |  | 0.965 | Solar Inverter |  | OUTDOOR
SRP13472 | POWER-ONE | PVI-5000-OUTD-US (208 V) | 5000 | 1 |  |  | 0.965 | Solar Inverter |  | Inside
SRP13472 | POWER-ONE | PVI-5000-OUTD-US (208 V) | 5000 | 1 |  |  | 0.965 | Solar Inverter |  | Inside
SRP13477 | POWER-ONE | PVI-6000-OUTD-US (240 V) | 6000 | 1 |  |  | 0.965 | Solar Inverter |  | OUTDOOR
SRP13482 | POWER-ONE | PVI-5000-OUTD-US (240 V) | 5000 | 1 |  |  | 0.965 | Solar Inverter |  | Inside
SRP13500 | POWER-ONE | PVI-6000-OUTD-US (208 V) | 6000 | 1 |  |  | 0.965 | Solar Inverter |  | Inside
SRP13506 | POWER-ONE | PVI-5000-OUTD-US (240 V) | 5000 | 1 |  |  | 0.965 | Solar Inverter |  | Inside
SRP13507 | SMA AMERICA | SB6000U (240V) | 6000 | 1 |  |  | 0.965 | Solar Inverter |  | Inside
SRP13514 | SMA AMERICA | SB7000US (277V) | 8000 | 1 |  |  | 0.965 | Solar Inverter |  | INDOOR
SRP13517 | POWER-ONE | PVI-6000-OUTD-US (208 V) | 6000 | 1 |  |  | 0.965 | Solar Inverter |  | Inside
SRP13520 | POWER-ONE | PVI-5000-OUTD-US (240 V) | 5000 | 1 |  |  | 0.965 | Solar Inverter |  | Inside
SRP13535 | POWER-ONE | PVI-3600-US (240V) | 3800 | 1 |  |  | 0.965 | Solar Inverter |  | Inside
SRP13538 | POWER-ONE | PVI-6000-OUTD-US (240 V) | 6000 | 1 |  |  | 0.965 | Solar Inverter |  | OUTDOOR
SRP13543 | POWER-ONE | PVI-6000-OUTD-US (240 V) | 6000 | 1 |  |  | 0.965 | Solar Inverter |  | Inside
SRP13545 | POWER-ONE | PVI-6000-OUTD-US-W (240 V) | 6000 | 1 |  |  | 0.965 | Solar Inverter |  | Inside
SRP13546 | POWER-ONE | PVI-5000-OUTD-US (240 V) | 5000 | 1 |  |  | 0.965 | Solar Inverter |  | Inside
SRP13555 | POWER-ONE | PVI-5000-OUTD-US (240 V) | 5000 | 1 |  |  | 0.965 | Solar Inverter |  | Inside
SRP13555 | POWER-ONE | PVI-5000-OUTD-US (240 V) | 5000 | 1 |  |  | 0.965 | Solar Inverter |  | Inside
SRP13560 | POWER-ONE | PVI-5000-OUTD-US (240 V) | 5000 | 1 |  |  | 0.965 | Solar Inverter |  | OUTDOOR
SRP13560 | POWER-ONE | PVI-6000-OUTD-US (240 V) | 6000 | 1 |  |  | 0.965 | Solar Inverter |  | OUTDOOR
SRP13594 | POWER-ONE | PVI-5000-OUTD-US (240 V) | 5000 | 1 |  |  | 0.965 | Solar Inverter |  | Inside
SRP13600 | POWER-ONE | PVI-5000-OUTD-US (208 V) | 5000 | 1 |  |  | 0.965 | Solar Inverter |  | Inside
SRP13602 | POWER-ONE | PVI-6000-OUTD-US-W (240 V) | 6000 | 1 |  |  | 0.965 | Solar Inverter |  | OUTDOOR
SRP13624 | FRONIUS USA |  | 10000 | 1 |  |  | 0.965 | Solar Inverter |  | Inside
SRP13625 | POWER-ONE | PVI-5000-OUTD-US (240 V) | 5000 | 1 |  |  | 0.965 | Solar Inverter |  | OUTDOOR
SRP13629 | POWER-ONE | PVI-6000-OUTD-US (240 V) | 6000 | 1 |  |  | 0.965 | Solar Inverter |  | OUTDOOR
SRP13630 | SMA AMERICA | SB6000TL-US (240V) | 6000 | 1 |  |  | 0.965 | Solar Inverter |  | OUTDOOR
SRP13633 | POWER-ONE | PVI-6000-OUTD-US (208 V) | 6000 | 1 |  |  | 0.965 | Solar Inverter |  | Inside
SRP13637 | POWER-ONE | PVI-6000-OUTD-US (240 V) | 6000 | 1 |  |  | 0.965 | Solar Inverter |  | Inside
SRP13637 | POWER-ONE | PVI-6000-OUTD-US-W (240 V) | 6000 | 2 |  |  | 0.965 | Solar Inverter |  | Inside
SRP13639 | POWER-ONE | PVI-6000-OUTD-US-W (240 V) | 6000 | 1 |  |  | 0.965 | Solar Inverter |  | OUTDOOR
SRP13643 | POWER-ONE | PVI-4.2-OUTD-S-US (208 V) | 4200 | 1 |  |  | 0.965 | Solar Inverter |  | OUTDOOR
SRP13645 | FRONIUS USA |  | 10000 | 1 |  |  | 0.965 | Solar Inverter |  | Inside
SRP13647 | POWER-ONE | PVI-5000-OUTD-US (240 V) | 5000 | 1 |  |  | 0.965 | Solar Inverter |  | Inside
SRP13650 | POWER-ONE | PVI-5000-OUTD-US (208 V) | 5000 | 1 |  |  | 0.965 | Solar Inverter |  | Outside
SRP13652 | POWER-ONE | PVI-5000-OUTD-US (208 V) | 5000 | 1 |  |  | 0.965 | Solar Inverter |  | OUTDOOR
SRP13662 | POWER-ONE | PVI-5000-OUTD-US (208 V) | 5000 | 1 |  |  | 0.965 | Solar Inverter |  | OUTDOOR
SRP13663 | POWER-ONE | PVI-3.8-1-OUTD-X-US-Y (277 V) | 3800 | 1 |  |  | 0.965 | Solar Inverter |  | OUTDOOR
SRP13665 | POWER-ONE | PVI-5000-OUTD-US (240 V) | 5000 | 1 |  |  | 0.965 | Solar Inverter |  | OUTDOOR
SRP13702 | POWER-ONE | PVI-6000-OUTD-US (208 V) | 6000 | 2 |  |  | 0.965 | Solar Inverter |  | OUTDOOR
SRP13703 | POWER-ONE | PVI-4.2-OUTD-S-US (240 V) | 4200 | 1 |  |  | 0.965 | Solar Inverter |  | Outside
SRP13705 | POWER-ONE | PVI-5000-OUTD-US (208 V) | 5000 | 2 |  |  | 0.965 | Solar Inverter |  | Inside
SRP13705 | POWER-ONE | PVI-6000-OUTD-US (240 V) | 6000 | 3 |  |  | 0.965 | Solar Inverter |  | Outside
SRP13727 | POWER-ONE | PVI-5000-OUTD-US (208 V) | 5000 | 1 |  |  | 0.965 | Solar Inverter |  | OUTDOOR
SRP13727 | POWER-ONE | PVI-5000-OUTD-US (240 V) | 5000 | 1 |  |  | 0.965 | Solar Inverter |  | OUTDOOR
SRP13736 | SMA AMERICA | SB6000US (240V) | 6000 | 1 |  |  | 0.965 | Solar Inverter |  | Inside
SRP13747 | POWER-ONE | PVI-6000-OUTD-US (208 V) | 6000 | 1 |  |  | 0.965 | Solar Inverter |  | Inside
SRP13752 | POWER-ONE | PVI-6000-OUTD-US-W (240 V) | 6000 | 1 |  |  | 0.965 | Solar Inverter |  | OUTDOOR
SRP13799 | FRONIUS USA |  | 7500 | 1 |  |  | 0.965 | Solar Inverter |  | Outside
SRP13801 | POWER-ONE | PVI-6000-OUTD-US (240 V) | 6000 | 1 |  |  | 0.965 | Solar Inverter |  | Inside
SRP13802 | POWER-ONE | PVI-5000-OUTD-US (240 V) | 5000 | 1 |  |  | 0.965 | Solar Inverter |  | OUTDOOR
SRP13803 | POWER-ONE | PVI-6000-OUTD-US (240 V) | 6000 | 1 |  |  | 0.965 | Solar Inverter |  | Inside
SRP13843 | SMA AMERICA | SB5000US (240V) | 5000 | 1 |  |  | 0.965 | Solar Inverter |  | Outside
SRP13848 | SOLECTRIA RENEWABLES | SGI 266-480 | 266000 | 1 |  |  | 0.965 | Solar Inverter |  | OUTDOOR
SRP13868 | POWER-ONE | PVI-6000-OUTD-US (240 V) | 6000 | 1 |  |  | 0.965 | Solar Inverter |  | Inside
SRP13871 | POWER-ONE | PVI-5000-OUTD-US (240 V) | 5000 | 1 |  |  | 0.965 | Solar Inverter |  | Inside
SRP13871 | POWER-ONE | PVI-6000-OUTD-US (240 V) | 6000 | 1 |  |  | 0.965 | Solar Inverter |  | Inside
SRP13872 | POWER-ONE | PVI-5000-OUTD-US (240 V) | 5000 | 1 |  |  | 0.965 | Solar Inverter |  | OUTDOOR
SRP13884 | POWER-ONE | PVI-6000-OUTD-US (240 V) | 6000 | 1 |  |  | 0.965 | Solar Inverter |  | OUTDOOR
SRP13884 | POWER-ONE | PVI-6000-OUTD-US (240 V) | 6000 | 1 |  |  | 0.965 | Solar Inverter |  | OUTDOOR
SRP13892 | POWER-ONE | PVI-3.8-1-OUTD-X-US-Y (240 V) | 3800 | 1 |  |  | 0.965 | Solar Inverter |  | Inside
SRP13894 | POWER-ONE | PVI-5000-OUTD-US (240 V) | 5000 | 1 |  |  | 0.965 | Solar Inverter |  | OUTDOOR
SRP13894 | POWER-ONE | PVI-6000-OUTD-US-W (240 V) | 6000 | 1 |  |  | 0.965 | Solar Inverter |  | OUTDOOR
SRP13895 | POWER-ONE | PVI-6000-OUTD-US (240 V) | 6000 | 1 |  |  | 0.965 | Solar Inverter |  | Inside
SRP13898 | POWER-ONE | PVI-6000-OUTD-US (240 V) | 6000 | 2 |  |  | 0.965 | Solar Inverter |  | OUTDOOR
SRP13933 | POWER-ONE | PVI-6000-OUTD-US (208 V) | 6000 | 1 |  |  | 0.965 | Solar Inverter |  | OUTDOOR
SRP13963 | ENPHASE ENERGY | M200-32-240-S02 | 215 | 14 |  |  | 0.965 | Solar Inverter |  | OUTDOOR
SRP13973 | SUNPOWER CORP (ORIGINAL MFRSMA) | SPR-3000M (240V) | 3000 | 2 |  |  | 0.965 | Solar Inverter |  | OUTDOOR
SRP14031 | POWER-ONE | PVI-6000-OUTD-US (208 V) | 6000 | 2 |  |  | 0.965 | Solar Inverter |  | Inside
SRP14045 | POWER-ONE | PVI-6000-OUTD-US (240 V) | 6000 | 1 |  |  | 0.965 | Solar Inverter |  | OUTDOOR
SRP14049 | SMA AMERICA | SB3000US (240V) | 3000 | 1 |  |  | 0.965 | Solar Inverter |  | OUTDOOR
SRP14052 | POWER-ONE | PVI-5000-OUTD-US (240 V) | 5000 | 1 |  |  | 0.965 | Solar Inverter |  | Inside
SRP14055 | POWER-ONE | PVI-5000-OUTD-US (240 V) | 5000 | 1 |  |  | 0.965 | Solar Inverter |  | Inside
SRP14071 | POWER-ONE | PVI-5000-OUTD-US (240 V) | 5000 | 1 |  |  | 0.965 | Solar Inverter |  | OUTDOOR
SRP14071 | POWER-ONE | PVI-5000-OUTD-US (240 V) | 5000 | 1 |  |  | 0.965 | Solar Inverter |  | OUTDOOR
SRP14083 | POWER-ONE | PVI-6000-OUTD-US (240 V) | 6000 | 1 |  |  | 0.965 | Solar Inverter |  | OUTDOOR
SRP14093 | SOLECTRIA RENEWABLES | PVI 7500 (208V) | 7500 | 1 |  |  | 0.965 | Solar Inverter |  | Inside
SRP14101 | POWER-ONE | PVI-6000-OUTD-US (240 V) | 6000 | 1 |  |  | 0.965 | Solar Inverter |  | OUTDOOR
SRP14107 | POWER-ONE | PVI-5000-OUTD-US (240 V) | 5000 | 1 |  |  | 0.965 | Solar Inverter |  | Inside
SRP14117 | POWER-ONE | PVI-5000-OUTD-US (208 V) | 5000 | 1 |  |  | 0.965 | Solar Inverter |  | Inside
SRP14117 | POWER-ONE | PVI-6000-OUTD-US (208 V) | 6000 | 1 |  |  | 0.965 | Solar Inverter |  | Inside
SRP14125 | POWER-ONE | PVI-5000-OUTD-US (277 V) | 5000 | 1 |  |  | 0.965 | Solar Inverter |  | Inside
SRP14152 | POWER-ONE | PVI-5000-OUTD-US (240 V) | 5000 | 1 |  |  | 0.965 | Solar Inverter |  | Inside
SRP14152 | POWER-ONE | PVI-5000-OUTD-US (240 V) | 5000 | 1 |  |  | 0.965 | Solar Inverter |  | Inside
SRP14160 | SMA AMERICA | SB4000US (208V) | 4000 | 1 |  |  | 0.965 | Solar Inverter |  | OUTDOOR
SRP14194 | SMA AMERICA | SB8000TL-US-12 (240V) | 8000 | 1 |  |  | 0.965 | Solar Inverter |  | OUTDOOR
SRP14202 | POWER-ONE | PVI-6000-OUTD-US (208 V) | 6000 | 3 |  |  | 0.965 | Solar Inverter |  | INDOOR
SRP14208 | POWER-ONE | PVI-5000-OUTD-US (240 V) | 5000 | 2 |  |  | 0.965 | Solar Inverter |  | Outside
SRP14268 | SMA AMERICA | SB8000TL-US (240V) | 8000 | 1 |  |  | 0.965 | Solar Inverter |  | OUTDOOR
SRP14268 | SMA AMERICA | SB8000TL-US-12 (240V) | 8000 | 1 |  |  | 0.965 | Solar Inverter |  | OUTDOOR
SRP14278 | SMA AMERICA | SB8000US-12 (240V) | 8000 | 1 |  |  | 0.965 | Solar Inverter |  | OUTDOOR
SRP14339 | SUNPOWER CORP (ORIGINAL MFRSMA) | SPR-3000M (240V) | 3000 | 1 |  |  | 0.965 | Solar Inverter |  | INDOOR
SRP14361 | SUNPOWER CORP (ORIGINAL MFR - PV POWERED LLC) | SPR-2500 | 10000 | 1 |  |  | 0.965 | Solar Inverter |  | Inside
SRP14392 | SMA AMERICA | SB8000TL-US (208V) | 8000 | 1 |  |  | 0.965 | Solar Inverter |  | OUTDOOR
SRP14393 | SMA AMERICA | SB8000US (240V) | 8000 | 1 |  |  | 0.965 | Solar Inverter |  | OUTDOOR
SRP14407 | SMA AMERICA | SB8000TL-US (240V) | 8000 | 1 |  |  | 0.965 | Solar Inverter |  | OUTDOOR
SRP14426 | SMA AMERICA | SB8000US-12 (240V) | 8000 | 1 |  |  | 0.965 | Solar Inverter |  | OUTDOOR
SRP14444 | SMA AMERICA | SB8000TL-US (240V) | 8000 | 1 |  |  | 0.965 | Solar Inverter |  | OUTDOOR
SRP14452 | POWER-ONE | PVI-3.8-1-OUTD-X-US-Y (208 V) | 3800 | 1 |  |  | 0.965 | Solar Inverter |  | OUTDOOR
SRP14452 | POWER-ONE | PVI-4.6-1-OUTD-X-US-Y (208 V) | 4600 | 1 |  |  | 0.965 | Solar Inverter |  | OUTDOOR
SRP14477 | POWER-ONE | PVI-5000-OUTD-US (240 V) | 5000 | 1 |  |  | 0.965 | Solar Inverter |  | INDOOR
SRP14486 | FRONIUS USA | IG PLUS V 10.0-240 | 9995 | 1 |  |  | 0.965 | Solar Inverter |  | Inside
SRP14493 | POWER-ONE | PVI-5000-OUTD-US (240 V) | 5000 | 1 |  |  | 0.965 | Solar Inverter |  | OUTDOOR
SRP14516 | POWER-ONE | PVI-6000-OUTD-US (240 V) | 6000 | 1 |  |  | 0.965 | Solar Inverter |  | Inside
SRP14518 | POWER-ONE | PVI-5000-OUTD-US (240 V) | 5000 | 1 |  |  | 0.965 | Solar Inverter |  | Inside
SRP14521 | POWER-ONE | PVI-6000-OUTD-US (240 V) | 6000 | 1 |  |  | 0.965 | Solar Inverter |  | OUTDOOR
SRP14524 | POWER-ONE | PVI-6000-OUTD-US (240 V) | 6000 | 1 |  |  | 0.965 | Solar Inverter |  | Inside
SRP14538 | POWER-ONE | PVI-5000-OUTD-US (240 V) | 5000 | 1 |  |  | 0.965 | Solar Inverter |  | OUTDOOR
SRP14538 | POWER-ONE | PVI-5000-OUTD-US (240 V) | 5000 | 1 |  |  | 0.965 | Solar Inverter |  | OUTDOOR
SRP14539 | SMA AMERICA | SB5000US-11 (240V) | 5000 | 1 |  |  | 0.965 | Solar Inverter |  | Inside
SRP14541 | POWER-ONE | PVI-6000-OUTD-US (240 V) | 6000 | 1 |  |  | 0.965 | Solar Inverter |  | Inside
SRP14543 | SUNPOWER | SPR-10001F-240 | 10000 | 1 |  |  | 0.965 | Solar Inverter |  | INDOOR
SRP14548 | POWER-ONE | PVI-5000-OUTD-US (240 V) | 5000 | 1 |  |  | 0.965 | Solar Inverter |  | Inside
SRP14550 | POWER-ONE | PVI-3.0-OUTD-S-US (208 V) | 3000 | 1 |  |  | 0.965 | Solar Inverter |  | Outside
SRP14550 | POWER-ONE | PVI-4.2-OUTD-S-US (240 V) | 4200 | 1 |  |  | 0.965 | Solar Inverter |  | Outside
SRP14575 | SUNPOWER CORP (ORIGINAL MFRSMA) | SPR-5000M (240V) | 5000 | 1 |  |  | 0.965 | Solar Inverter |  | OUTDOOR
SRP14615 | SMA AMERICA | SB8000TL-US (208V) | 8000 | 2 |  |  | 0.965 | Solar Inverter |  | INDOOR
SRP14638 | SUNPOWER CORP (ORIGINAL MFRSMA) | SPR-6000M (208V) | 6000 | 1 |  |  | 0.965 | Solar Inverter |  | Inside
SRP14649 | SMA AMERICA | SB8000TL-US (208V) | 8000 | 1 |  |  | 0.965 | Solar Inverter |  | Outside
SRP14673 | POWER-ONE | PVI-3.0-OUTD-S-US (240 V) | 3000 | 1 |  |  | 0.965 | Solar Inverter |  | OUTDOOR
SRP14689 | POWER-ONE | PVI-6000-OUTD-US (240 V) | 6000 | 1 |  |  | 0.965 | Solar Inverter |  | Inside
SRP14691 | POWER-ONE | PVI-6000-OUTD-US (208 V) | 6000 | 1 |  |  | 0.965 | Solar Inverter |  | Inside
SRP14693 | SMA AMERICA | SB5000US | 5000 | 1 |  |  | 0.965 | Solar Inverter |  | Inside
SRP14710 | POWER-ONE | PVI-6000-OUTD-US (240 V) | 6000 | 1 |  |  | 0.965 | Solar Inverter |  | OUTDOOR
SRP14718 | POWER-ONE | PVI-6000-OUTD-US-W (240 V) | 6000 | 1 |  |  | 0.965 | Solar Inverter |  | OUTDOOR
SRP14731 | POWER-ONE | PVI-3.8-1-OUTD-X-US-Y (240 V) | 3800 | 1 |  |  | 0.965 | Solar Inverter |  | Inside
SRP14731 | POWER-ONE | PVI-6000-OUTD-US (240 V) | 6000 | 1 |  |  | 0.965 | Solar Inverter |  | Inside
SRP14734 | POWER-ONE | PVI-6000-OUTD-US (240 V) | 6000 | 1 |  |  | 0.965 | Solar Inverter |  | OUTDOOR
SRP14736 | POWER-ONE | PVI-5000-OUTD-US (240 V) | 5000 | 1 |  |  | 0.965 | Solar Inverter |  | INDOOR
SRP14737 | POWER-ONE | PVI-6000-OUTD-US-W (240 V) | 6000 | 1 |  |  | 0.965 | Solar Inverter |  | OUTDOOR
SRP14775 | POWER-ONE | PVI-6000-OUTD-US (240 V) | 6000 | 1 |  |  | 0.965 | Solar Inverter |  | OUTDOOR
SRP14777 | POWER-ONE | PVI-5000-OUTD-US (208 V) | 5000 | 1 |  |  | 0.965 | Solar Inverter |  | Outside
SRP14779 | POWER-ONE | PVI-6000-OUTD-US (208 V) | 6000 | 1 |  |  | 0.965 | Solar Inverter |  | Outside
SRP14788 | POWER-ONE | PVI-6000-OUTD-US (240 V) | 6000 | 1 |  |  | 0.965 | Solar Inverter |  | INDOOR
SRP14796 | POWER-ONE | PVI-6000-OUTD-US (240 V) | 6000 | 1 |  |  | 0.965 | Solar Inverter |  | OUTDOOR
SRP14815 | POWER-ONE | PVI-4.6-1-OUTD-X-US-Y (240 V) | 4600 | 1 |  |  | 0.965 | Solar Inverter |  | OUTDOOR
SRP14829 | POWER-ONE | PVI-5000-OUTD-US (208 V) | 5000 | 1 |  |  | 0.965 | Solar Inverter |  | OUTDOOR
SRP14830 | POWER-ONE | PVI-6000-OUTD-US (240 V) | 6000 | 1 |  |  | 0.965 | Solar Inverter |  | Inside
SRP14835 | POWER-ONE | PVI-6000-OUTD-US (240 V) | 6000 | 1 |  |  | 0.965 | Solar Inverter |  | Inside
SRP14837 | POWER-ONE | PVI-6000-OUTD-US (240 V) | 6000 | 1 |  |  | 0.965 | Solar Inverter |  | Inside
SRP14861 | POWER-ONE | PVI-5000-OUTD-US (240 V) | 5000 | 1 |  |  | 0.965 | Solar Inverter |  | OUTDOOR
SRP14862 | POWER-ONE | PVI-6000-OUTD-US (240 V) | 6000 | 1 |  |  | 0.965 | Solar Inverter |  | Inside
SRP14876 | POWER-ONE | PVI-6000-OUTD-US-W (240 V) | 6000 | 1 |  |  | 0.965 | Solar Inverter |  | Inside
SRP14902 | SMA AMERICA | SB700U | 8000 | 1 |  |  | 0.965 | Solar Inverter |  | Outside
SRP14928 | POWER-ONE | PVI-6000-OUTD-US (208 V) | 6000 | 1 |  |  | 0.965 | Solar Inverter |  | INDOOR
SRP14940 | ENPHASE ENERGY | M175-24-208-S | 215 | 39 |  |  | 0.965 | Solar Inverter |  | OUTDOOR
SRP14946 | POWER-ONE | PVI-6000-OUTD-US (240 V) | 6000 | 1 |  |  | 0.965 | Solar Inverter |  | OUTDOOR
SRP14962 | POWER-ONE | PVI-5000-OUTD-US (240 V) | 5000 | 1 |  |  | 0.965 | Solar Inverter |  | Inside
SRP14966 | POWER-ONE | PVI-3.6-OUTD-S-US (208 V) | 3600 | 1 |  |  | 0.965 | Solar Inverter |  | OUTDOOR
SRP14975 | POWER-ONE | PVI-5000-OUTD-US (208 V) | 5000 | 1 |  |  | 0.965 | Solar Inverter |  | INDOOR
SRP14977 | POWER-ONE | PVI-5000-OUTD-US (240 V) | 5000 | 1 |  |  | 0.965 | Solar Inverter |  | Inside
SRP14977 | POWER-ONE | PVI-5000-OUTD-US (240 V) | 5000 | 1 |  |  | 0.965 | Solar Inverter |  | Inside
SRP14981 | POWER-ONE | PVI-3.8-1-OUTD-X-US-Y (240 V) | 3800 | 2 |  |  | 0.965 | Solar Inverter |  | OUTDOOR
SRP14991 | POWER-ONE | PVI-5000-OUTD-US (240 V) | 5000 | 1 |  |  | 0.965 | Solar Inverter |  | Outside
SRP14991 | POWER-ONE | PVI-6000-OUTD-US (208 V) | 6000 | 1 |  |  | 0.965 | Solar Inverter |  | OUTDOOR
SRP15014 | POWER-ONE | PVI-6000-OUTD-US (240 V) | 6000 | 1 |  |  | 0.965 | Solar Inverter |  | OUTDOOR
SRP15025 | SMA AMERICA | SB7000US (208V) | 7000 | 3 |  |  | 0.965 | Solar Inverter |  | OUTDOOR
SRP15067 | SMA AMERICA | SB8000TL-US-12 (240V) | 8000 | 5 |  |  | 0.965 | Solar Inverter |  | OUTDOOR
SRP15082 | POWER-ONE | PVI-5000-OUTD-US (240 V) | 5000 | 1 |  |  | 0.965 | Solar Inverter |  | Inside
SRP15099 | POWER-ONE | PVI-6000-OUTD-US (240 V) | 6000 | 1 |  |  | 0.965 | Solar Inverter |  | Inside
SRP15099 | POWER-ONE | PVI-6000-OUTD-US (240 V) | 6000 | 2 |  |  | 0.965 | Solar Inverter |  | Inside
SRP15165 | POWER-ONE | PVI-6000-OUTD-US (208 V) | 6000 | 1 |  |  | 0.965 | Solar Inverter |  | OUTDOOR
SRP15195 | POWER-ONE | PVI-5000-OUTD-US (208 V) | 5000 | 1 |  |  | 0.965 | Solar Inverter |  | OUTDOOR
SRP15195 | POWER-ONE | PVI-6000-OUTD-US (208 V) | 6000 | 1 |  |  | 0.965 | Solar Inverter |  | OUTDOOR
SRP15197 | SMA AMERICA | SB7000US-12 (240V) | 7000 | 1 |  |  | 0.965 | Solar Inverter |  | Inside
SRP15201 | POWER-ONE | PVI-6000-OUTD-US-W (240 V) | 6000 | 1 |  |  | 0.965 | Solar Inverter |  | Inside
SRP15201 | POWER-ONE | PVI-6000-OUTD-US-W (240 V) | 6000 | 1 |  |  | 0.965 | Solar Inverter |  | Inside
SRP15202 | POWER-ONE | PVI-3.8-1-OUTD-X-US-Y (240 V) | 3800 | 1 |  |  | 0.965 | Solar Inverter |  | OUTDOOR
SRP15207 | POWER-ONE | PVI-6000-OUTD-US-W (208 V) | 6000 | 1 |  |  | 0.965 | Solar Inverter |  | OUTDOOR
SRP15287 | SMA AMERICA | SB8000TL-US (208V) | 8000 | 24 |  |  | 0.965 | Solar Inverter |  | OUTDOOR
SRP15318 | SUNPOWER CORP (ORIGINAL MFRSMA) | SPR-3000M (240V) | 3000 | 1 |  |  | 0.965 | Solar Inverter |  | INDOOR
SRP15326 | POWER-ONE | PVI-5000-OUTD-US (240 V) | 5000 | 1 |  |  | 0.965 | Solar Inverter |  | INDOOR
SRP15333 | SUNPOWER CORP (ORIGINAL MFRSMA) | SPR-3000M (240V) | 3000 | 1 |  |  | 0.965 | Solar Inverter |  | INDOOR
SRP15337 | SUNPOWER CORP (ORIGINAL MFRSMA) | SPR-7000M (240V) | 7680 | 2 |  |  | 0.965 | Solar Inverter |  | Outside
SRP15376 | POWER-ONE | PVI-5000-OUTD-US (240 V) | 5000 | 1 |  |  | 0.965 | Solar Inverter |  | INDOOR
SRP15377 | POWER-ONE | PVI-5000-OUTD-US (240 V) | 5000 | 1 |  |  | 0.965 | Solar Inverter |  | INDOOR
SRP15383 | POWER-ONE | PVI-3000-I-OUTD-US | 6000 | 1 |  |  | 0.965 | Solar Inverter |  | OUTDOOR
SRP15390 | POWER-ONE | PVI-6000-OUTD-US (240 V) | 6000 | 1 |  |  | 0.965 | Solar Inverter |  | Inside
SRP15426 | POWER-ONE | PVI-5000-OUTD-US (240 V) | 5000 | 1 |  |  | 0.965 | Solar Inverter |  | Inside
SRP15427 | FRONIUS USA | IG PLUS V 10.0-240 | 9995 | 1 |  |  | 0.965 | Solar Inverter |  | OUTDOOR
SRP15427 | FRONIUS USA | IG PLUS V 10.0-240 | 9995 | 2 |  |  | 0.965 | Solar Inverter |  | OUTDOOR
SRP15431 | POWER-ONE | PVI-5000-OUTD-US (240 V) | 5000 | 1 |  |  | 0.965 | Solar Inverter |  | OUTDOOR
SRP15433 | POWER-ONE | PVI-6000-OUTD-US (240 V) | 6000 | 1 |  |  | 0.965 | Solar Inverter |  | Inside
SRP15448 | SMA AMERICA | SB2500HFUS-30 (240V) | 2500 | 1 |  |  | 0.965 | Solar Inverter |  | INDOOR
SRP15449 | POWER-ONE | PVI-6000-OUTD-US (240 V) | 6000 | 1 |  |  | 0.965 | Solar Inverter |  | INDOOR
SRP15523 | POWER-ONE | PVI-5000-OUTD-US (240 V) | 5000 | 2 |  |  | 0.965 | Solar Inverter |  | OUTDOOR
SRP15527 | POWER-ONE | PVI-5000-OUTD-US (240 V) | 5000 | 1 |  |  | 0.965 | Solar Inverter |  | Inside
SRP15527 | POWER-ONE | PVI-6000-OUTD-US (240 V) | 6000 | 1 |  |  | 0.965 | Solar Inverter |  | Inside
SRP15528 | POWER-ONE | PVI-6000-OUTD-US (240 V) | 6000 | 1 |  |  | 0.965 | Solar Inverter |  | Inside
SRP15530 | SUNPOWER CORP (ORIGINAL MFRSMA) | SPR-3000M (240V) | 3000 | 1 |  |  | 0.965 | Solar Inverter |  | INDOOR
SRP15530 | SUNPOWER CORP (ORIGINAL MFRSMA) | SPR-7000M (240V) | 7000 | 1 |  |  | 0.965 | Solar Inverter |  | INDOOR
SRP15555 | SMA AMERICA | SB3000US (240V) | 3000 | 1 |  |  | 0.965 | Solar Inverter |  | OUTDOOR
SRP15570 | POWER-ONE | PVI-3.8-1-OUTD-X-US-Y (240 V) | 3800 | 1 |  |  | 0.965 | Solar Inverter |  | OUTDOOR
SRP15571 | POWER-ONE | PVI-5000-OUTD-US (240 V) | 5000 | 1 |  |  | 0.965 | Solar Inverter |  | Inside
SRP15572 | POWER-ONE | PVI-6000-OUTD-US (240 V) | 6000 | 2 |  |  | 0.965 | Solar Inverter |  | Inside
SRP15577 | ENPHASE ENERGY | M175-24-208-S | 215 | 24 |  |  | 0.965 | Solar Inverter |  | Inside
SRP15611 | POWER-ONE | PVI-5000-OUTD-US (240 V) | 5000 | 1 |  |  | 0.965 | Solar Inverter |  | Inside
SRP15637 | SUNPOWER CORP (ORIGINAL MFRSMA) | SPR-7000M (240V) | 7000 | 0.965 |  |  | 0.965 | Solar Inverter |  | INDOOR
SRP15663 | SMA AMERICA | SB3000US (240V) | 3000 | 1 |  |  | 0.965 | Solar Inverter |  | Inside
SRP15733 | POWER-ONE | PVI-6000-OUTD-US (240 V) | 6000 | 1 |  |  | 0.965 | Solar Inverter |  | Inside
SRP15756 | POWER-ONE | PVI-3.8-1-OUTD-X-US-Y (240 V) | 3800 | 1 |  |  | 0.965 | Solar Inverter |  | Inside
SRP15756 | POWER-ONE | PVI-6000-OUTD-US (240 V) | 6000 | 1 |  |  | 0.965 | Solar Inverter |  | Inside
SRP15758 | SMA AMERICA | SB3000US (240V) | 3000 | 1 |  |  | 0.965 | Solar Inverter |  | OUTDOOR
SRP15774 | POWER-ONE | PVI-6000-OUTD-US (240 V) | 6000 | 1 |  |  | 0.965 | Solar Inverter |  | INDOOR
SRP15795 | POWER-ONE | PVI-5000-OUTD-US (240 V) | 5000 | 1 |  |  | 0.965 | Solar Inverter |  | OUTDOOR
SRP15808 | POWER-ONE | PVI-5000-OUTD-US (240 V) | 5000 | 1 |  |  | 0.965 | Solar Inverter |  | OUTDOOR
SRP15828 | FRONIUS USA |  | 6000 | 1 |  |  | 0.965 | Solar Inverter |  | Inside
SRP15853 | ENPHASE ENERGY | M215-60-2LL-S2X | 215 | 42 |  |  | 0.965 | Solar Inverter |  | OUTDOOR
SRP15858 | ENPHASE ENERGY | M175-24-208-S | 215 | 22 |  |  | 0.965 | Solar Inverter |  | OUTDOOR
SRP15894 | POWER-ONE | PVI-6000-OUTD-US (240 V) | 6000 | 1 |  |  | 0.965 | Solar Inverter |  | INDOOR
SRP15895 | SMA AMERICA | SB8000TL-US (208V) | 8000 | 1 |  |  | 0.965 | Solar Inverter |  | OUTDOOR
SRP15906 | POWER-ONE | PVI-6000-OUTD-US (240 V) | 6000 | 1 |  |  | 0.965 | Solar Inverter |  | OUTDOOR
SRP15929 | POWER-ONE | PVI-6000-OUTD-US (240 V) | 6000 | 2 |  |  | 0.965 | Solar Inverter |  | OUTDOOR
SRP15938 | POWER-ONE | PVI-6000-OUTD-US (240 V) | 6000 | 2 |  |  | 0.965 | Solar Inverter |  | OUTDOOR
SRP15943 | POWER-ONE | PVI-5000-OUTD-US (240 V) | 5000 | 1 |  |  | 0.965 | Solar Inverter |  | OUTDOOR
SRP15948 | POWER-ONE | PVI-5000-OUTD-US (240 V) | 5000 | 1 |  |  | 0.965 | Solar Inverter |  | OUTDOOR
SRP15962 | SMA AMERICA | SB8000TL-US (208V) | 8000 | 1 |  |  | 0.965 | Solar Inverter |  | OUTDOOR
SRP15966 | POWER-ONE | PVI-5000-OUTD-US (240 V) | 5000 | 1 |  |  | 0.965 | Solar Inverter |  | OUTDOOR
SRP15970 | POWER-ONE | PVI-5000-OUTD-US (240 V) | 5000 | 1 |  |  | 0.965 | Solar Inverter |  | OUTDOOR
SRP15972 | POWER-ONE | PVI-5000-OUTD-US (240 V) | 5000 | 1 |  |  | 0.965 | Solar Inverter |  | Outside
SRP15973 | POWER-ONE | PVI-6000-OUTD-US (240 V) | 6000 | 1 |  |  | 0.965 | Solar Inverter |  | Outside
SRP16045 | POWER-ONE | PVI-6000-OUTD-US (240 V) | 6000 | 1 |  |  | 0.965 | Solar Inverter |  | OUTDOOR
SRP16051 | SATCON TECHNOLOGY | AE-100-60-PV-A | 375000 | 1 |  |  | 0.965 | Solar Inverter |  | OUTDOOR
SRP16055 | SATCON TECHNOLOGY | AE-500-60-PV-A | 500000 | 1 |  |  | 0.965 | Solar Inverter |  | OUTDOOR
SRP16066 | SMA AMERICA | SB3000US (240V) | 3000 | 1 |  |  | 0.965 | Solar Inverter |  | INDOOR
SRP16093 | POWER-ONE | PVI-6000-OUTD-US (240 V) | 6000 | 1 |  |  | 0.965 | Solar Inverter |  | OUTDOOR
SRP16136 | ENPHASE ENERGY | M215-60-2LL-S2X | 215 | 15 |  |  | 0.965 | Solar Inverter |  | OUTDOOR
SRP16236 | POWER-ONE | PVI-3.8-1-OUTD-X-US-Y (240 V) | 3800 | 1 |  |  | 0.965 | Solar Inverter |  | OUTDOOR
SRP16256 | POWER-ONE | PVI-6000-OUTD-US-W (240 V) | 6000 | 1 |  |  | 0.965 | Solar Inverter |  | Inside
SRP16257 | POWER-ONE | PVI-5000-OUTD-US (240 V) | 5000 | 1 |  |  | 0.965 | Solar Inverter |  | OUTDOOR
SRP16257 | POWER-ONE | PVI-5000-OUTD-US (240 V) | 5000 | 1 |  |  | 0.965 | Solar Inverter |  | OUTDOOR
SRP16260 | POWER-ONE | PVI-5000-OUTD-US (240 V) | 5000 | 1 |  |  | 0.965 | Solar Inverter |  | Inside
SRP16267 | POWER-ONE | PVI-5000-OUTD-US (240 V) | 5000 | 1 |  |  | 0.965 | Solar Inverter |  | Inside
SRP16269 | POWER-ONE | PVI-3.8-1-OUTD-X-US-Y (208 V) | 3800 | 1 |  |  | 0.965 | Solar Inverter |  | OUTDOOR
SRP16270 | POWER-ONE | PVI-5000-OUTD-US (240 V) | 5000 | 1 |  |  | 0.965 | Solar Inverter |  | Inside
SRP16271 | POWER-ONE | PVI-3.8-1-OUTD-X-US-Y (240 V) | 3800 | 1 |  |  | 0.965 | Solar Inverter |  | OUTDOOR
SRP16278 | SMA AMERICA | SB6000US-12 (208V) | 6000 | 1 |  |  | 0.965 | Solar Inverter |  | Inside
SRP16288 | SMA AMERICA | SB8000TL-US (208V) | 8000 | 4 |  |  | 0.965 | Solar Inverter |  | OUTDOOR
SRP16289 | SMA AMERICA | SB8000TL-US (240V) | 8000 | 2 |  |  | 0.965 | Solar Inverter |  | OUTDOOR
SRP16303 | POWER-ONE | PVI-5000-OUTD-US (240 V) | 5000 | 1 |  |  | 0.965 | Solar Inverter |  | Inside
SRP16367 | SMA AMERICA | SB3000US (240V) | 3000 | 2 |  |  | 0.965 | Solar Inverter |  | OUTDOOR
SRP16381 | POWER-ONE | PVI-5000-OUTD-US (240 V) | 5000 | 1 |  |  | 0.965 | Solar Inverter |  | Inside
SRP16383 | POWER-ONE | PVI-5000-OUTD-US (240 V) | 5000 | 1 |  |  | 0.965 | Solar Inverter |  | OUTDOOR
SRP16425 | ENPHASE ENERGY | M215-60-2LL-S2X-IG-ZC-NA | 215 | 22 |  |  | 0.965 | Solar Inverter |  | OUTDOOR
SRP16441 | SMA AMERICA | SB3000US (240V) | 3000 | 2 |  |  | 0.965 | Solar Inverter |  | Outside
SRP16481 | POWER-ONE | PVI-6000-OUTD-US (240 V) | 6000 | 1 |  |  | 0.965 | Solar Inverter |  | OUTDOOR
SRP16484 | POWER-ONE | PVI-6000-OUTD-US (240 V) | 6000 | 1 |  |  | 0.965 | Solar Inverter |  | Inside
SRP16486 | POWER-ONE | PVI-6000-OUTD-US (240 V) | 6000 | 2 |  |  | 0.965 | Solar Inverter |  | Inside
SRP16524 | SMA AMERICA | SB3000US (240V) | 3000 | 1 |  |  | 0.965 | Solar Inverter |  | OUTDOOR
SRP16527 | POWER-ONE | PVI-5000-OUTD-US (240 V) | 5000 | 1 |  |  | 0.965 | Solar Inverter |  | Inside
SRP16542 | POWER-ONE | PVI-6000-OUTD-US (240 V) | 6000 | 2 |  |  | 0.965 | Solar Inverter |  | OUTDOOR
SRP16549 | POWER-ONE | PVI-6000-OUTD-US-W (240 V) | 6000 | 3 |  |  | 0.965 | Solar Inverter |  | Inside
SRP16556 | POWER-ONE | PVI-6000-OUTD-US (240 V) | 6000 | 1 |  |  | 0.965 | Solar Inverter |  | Inside
SRP16570 | POWER-ONE | PVI-6000-OUTD-US (240 V) | 6000 | 1 |  |  | 0.965 | Solar Inverter |  | OUTDOOR
SRP16573 | POWER-ONE | PVI-6000-OUTD-US (240 V) | 6000 | 1 |  |  | 0.965 | Solar Inverter |  | Outside
SRP16574 | POWER-ONE | PVI-5000-OUTD-US (208 V) | 5000 | 2 |  |  | 0.965 | Solar Inverter |  | Outside
SRP16605 | SUNPOWER CORP (ORIGINAL MFRSMA) | SPR-3000M (240V) | 3000 | 1 |  |  | 0.965 | Solar Inverter |  | OUTDOOR
SRP16607 | POWER-ONE | PVI-5000-OUTD-US (240 V) | 5000 | 1 |  |  | 0.965 | Solar Inverter |  | Inside
SRP16643 | POWER-ONE | PVI-5000-OUTD-US (240 V) | 5000 | 1 |  |  | 0.965 | Solar Inverter |  | OUTDOOR
SRP16644 | POWER-ONE | PVI-6000-OUTD-US (240 V) | 6000 | 1 |  |  | 0.965 | Solar Inverter |  | Inside
SRP16653 | POWER-ONE | PVI-6000-OUTD-US (240 V) | 6000 | 1 |  |  | 0.965 | Solar Inverter |  | OUTDOOR
SRP16661 | POWER-ONE | PVI-6000-OUTD-US (240 V) | 6000 | 1 |  |  | 0.965 | Solar Inverter |  | Inside
SRP16672 | ENPHASE ENERGY | M215-60-2LL-S2X | 215 | 31 |  |  | 0.965 | Solar Inverter |  | OUTDOOR
SRP16673 | ENPHASE ENERGY | M215-60-2LL-S2X | 215 | 56 |  |  | 0.965 | Solar Inverter |  | OUTDOOR
SRP16695 | SMA AMERICA | SB3000US (240V) | 3000 | 1 |  |  | 0.965 | Solar Inverter |  | OUTDOOR
SRP16701 | SMA AMERICA | SB3000US (240V) | 3000 | 1 |  |  | 0.965 | Solar Inverter |  | INDOOR
SRP16713 | POWER-ONE | PVI-6000-OUTD-US (240 V) | 6000 | 1 |  |  | 0.965 | Solar Inverter |  | Inside
SRP16715 | FRONIUS USA |  | 7500 | 1 |  |  | 0.965 | Solar Inverter |  | OUTDOOR
SRP16727 | POWER-ONE | PVI-6000-OUTD-US (240 V) | 6000 | 1 |  |  | 0.965 | Solar Inverter |  | OUTDOOR
SRP16733 | POWER-ONE | PVI-5000-OUTD-US (240 V) | 5000 | 1 |  |  | 0.965 | Solar Inverter |  | OUTDOOR
SRP16744 | ENPHASE ENERGY | M215-60-2LL-S2X | 215 | 40 |  |  | 0.965 | Solar Inverter |  | OUTDOOR
SRP16816 | POWER-ONE | PVI-5000-OUTD-US (240 V) | 5000 | 1 |  |  | 0.965 | Solar Inverter |  | OUTDOOR
SRP16840 | POWER-ONE | PVI-4.2-OUTD-S-US (240 V) | 4200 | 1 |  |  | 0.965 | Solar Inverter |  | Inside
SRP16855 | POWER-ONE | PVI-5000-OUTD-US (240 V) | 5000 | 1 |  |  | 0.965 | Solar Inverter |  | OUTDOOR
SRP16867 | ENPHASE ENERGY | M215-60-2LL-S2X | 215 | 35 |  |  | 0.965 | Solar Inverter |  | OUTDOOR
SRP16868 | SMA AMERICA | SB3000US (240V) | 3000 | 1 |  |  | 0.965 | Solar Inverter |  | INDOOR
SRP16876 | POWER-ONE | PVI-5000-OUTD-US (208 V) | 5000 | 1 |  |  | 0.965 | Solar Inverter |  | OUTDOOR
SRP16940 | POWER-ONE | PVI-6000-OUTD-US-W (240 V) | 6000 | 1 |  |  | 0.965 | Solar Inverter |  | INDOOR
SRP16972 | POWER-ONE | PVI-6000-OUTD-US-W (240 V) | 6000 | 1 |  |  | 0.965 | Solar Inverter |  | Inside
SRP16974 | POWER-ONE | PVI-5000-OUTD-US (240 V) | 5000 | 1 |  |  | 0.965 | Solar Inverter |  | OUTDOOR
SRP16976 | ENPHASE ENERGY | M215-60-2LL-S2X | 215 | 15 |  |  | 0.965 | Solar Inverter |  | OUTDOOR
SRP17019 | SUNPOWER CORP (ORIGINAL MFRSMA) | SPR-3000M (208V) | 3000 | 1 |  |  | 0.965 | Solar Inverter |  | Inside
SRP17025 | POWER-ONE | PVI-3.8-1-OUTD-X-US-Y (240 V) | 3800 | 1 |  |  | 0.965 | Solar Inverter |  | OUTDOOR
SRP17025 | POWER-ONE | PVI-5000-OUTD-US (240 V) | 5000 | 1 |  |  | 0.965 | Solar Inverter |  | OUTDOOR
SRP17028 | POWER-ONE | PVI-3.8-1-OUTD-X-US-Y (208 V) | 3800 | 2 |  |  | 0.965 | Solar Inverter |  | OUTDOOR
SRP17032 | POWER-ONE | PVI-5000-OUTD-US (240 V) | 5000 | 1 |  |  | 0.965 | Solar Inverter |  | OUTDOOR
SRP17037 | POWER-ONE | PVI-6000-OUTD-US (240 V) | 6000 | 1 |  |  | 0.965 | Solar Inverter |  | OUTDOOR
SRP17040 | POWER-ONE | PVI-6000-OUTD-US (240 V) | 6000 | 1 |  |  | 0.965 | Solar Inverter |  | OUTDOOR
SRP17088 | POWER-ONE | PVI-6000-OUTD-US (240 V) | 6000 | 1 |  |  | 0.965 | Solar Inverter |  | OUTDOOR
SRP17094 | POWER-ONE | PVI-6000-OUTD-US (240 V) | 6000 | 1 |  |  | 0.965 | Solar Inverter |  | INDOOR
SRP17133 | POWER-ONE | PVI-CENTRAL-100-US (208 V) | 10500 | 3 |  |  | 0.965 | Solar Inverter |  | INDOOR
SRP17181 | SMA AMERICA | SB8000TL-US (240V) | 8000 | 1 |  |  | 0.965 | Solar Inverter |  | OUTDOOR
SRP17195 | POWER-ONE | PVI-6000-OUTD-US (240 V) | 6000 | 1 |  |  | 0.965 | Solar Inverter |  | INDOOR
SRP17209 | SMA AMERICA | SB8000TL-US (208V) | 8000 | 3 |  |  | 0.965 | Solar Inverter |  | Inside
SRP17264 | SMA AMERICA | SB8000TL-US-12 (240V) | 8000 | 1 |  |  | 0.965 | Solar Inverter |  | OUTDOOR
SRP17273 | POWER-ONE | PVI-6000-OUTD-US (240 V) | 6000 | 1 |  |  | 0.965 | Solar Inverter |  | OUTDOOR
SRP17274 | POWER-ONE | PVI-6000-OUTD-US (240 V) | 6000 | 1 |  |  | 0.965 | Solar Inverter |  | Inside
SRP17276 | POWER-ONE | PVI-6000-OUTD-US (240 V) | 6000 | 1 |  |  | 0.965 | Solar Inverter |  | INDOOR
SRP17297 | SMA AMERICA | SB8000TL-US (208V) | 8000 | 1 |  |  | 0.965 | Solar Inverter |  | OUTDOOR
SRP17300 | SMA AMERICA | SB8000US-11 (240V) | 8000 | 1 |  |  | 0.965 | Solar Inverter |  | OUTDOOR
SRP17303 | SMA AMERICA | SB8000US (240V) | 8000 | 1 |  |  | 0.965 | Solar Inverter |  | OUTDOOR
SRP17307 | SMA AMERICA | SB8000TL-US (208V) | 8000 | 1 |  |  | 0.965 | Solar Inverter |  | OUTDOOR
SRP17360 | SMA AMERICA | SB8000TL-US (208V) | 8000 | 1 |  |  | 0.965 | Solar Inverter |  | OUTDOOR
SRP17370 | SMA AMERICA | SB8000US-12 (240V) | 8000 | 1 |  |  | 0.965 | Solar Inverter |  | OUTDOOR
SRP17372 | SMA AMERICA | SB8000US (240V) | 8000 | 1 |  |  | 0.965 | Solar Inverter |  | OUTDOOR
SRP17373 | SMA AMERICA | SB8000TL-US (240V) | 8000 | 1 |  |  | 0.965 | Solar Inverter |  | OUTDOOR
SRP17374 | SMA AMERICA | SB8000TL-US (240V) | 8000 | 1 |  |  | 0.965 | Solar Inverter |  | OUTDOOR
SRP17376 | SMA AMERICA | SB8000US (240V) | 8000 | 1 |  |  | 0.965 | Solar Inverter |  | OUTDOOR
SRP17384 | SMA AMERICA | SB8000US-12 (240V) | 8000 | 1 |  |  | 0.965 | Solar Inverter |  | OUTDOOR
SRP17385 | POWER-ONE | PVI-5000-OUTD-US (208 V) | 5000 | 1 |  |  | 0.965 | Solar Inverter |  | Inside
SRP17391 | POWER-ONE | PVI-5000-OUTD-US (240 V) | 5000 | 1 |  |  | 0.965 | Solar Inverter |  | Inside
SRP17424 | POWER-ONE | PVI-5000-OUTD-US (208 V) | 5000 | 1 |  |  | 0.965 | Solar Inverter |  | OUTDOOR
SRP17433 | POWER-ONE | PVI-5000-OUTD-US (240 V) | 5000 | 1 |  |  | 0.965 | Solar Inverter |  | Inside
SRP17433 | POWER-ONE | PVI-5000-OUTD-US (240 V) | 5000 | 1 |  |  | 0.965 | Solar Inverter |  | Inside
SRP17440 | SMA AMERICA | SB8000US-12 (240V) | 8000 | 1 |  |  | 0.965 | Solar Inverter |  | OUTDOOR
SRP17441 | POWER-ONE | PVI-5000-OUTD-US (240 V) | 5000 | 1 |  |  | 0.965 | Solar Inverter |  | OUTDOOR
SRP17442 | POWER-ONE | PVI-5000-OUTD-US (240 V) | 5000 | 1 |  |  | 0.965 | Solar Inverter |  | OUTDOOR
SRP17446 | SMA AMERICA | SB8000TL-US (208V) | 8000 | 1 |  |  | 0.965 | Solar Inverter |  | OUTDOOR
SRP17447 | SMA AMERICA | SB8000TL-US (208V) | 8000 | 1 |  |  | 0.965 | Solar Inverter |  | OUTDOOR
SRP17459 | POWER-ONE | PVI-6000-OUTD-US (240 V) | 6000 | 1 |  |  | 0.965 | Solar Inverter |  | Inside
SRP17459 | POWER-ONE | PVI-6000-OUTD-US (240 V) | 6000 | 1 |  |  | 0.965 | Solar Inverter |  | Inside
SRP17466 | POWER-ONE | PVI-5000-OUTD-US (208 V) | 5000 | 1 |  |  | 0.965 | Solar Inverter |  | INDOOR
SRP17485 | SMA AMERICA | SB8000TL-US (240V) | 8000 | 1 |  |  | 0.965 | Solar Inverter |  | OUTDOOR
SRP17490 | POWER-ONE | PVI-5000-OUTD-US (240 V) | 5000 | 1 |  |  | 0.965 | Solar Inverter |  | OUTDOOR
SRP17490 | POWER-ONE | PVI-6000-OUTD-US (240 V) | 6000 | 1 |  |  | 0.965 | Solar Inverter |  | OUTDOOR
SRP17491 | POWER-ONE | PVI-5000-OUTD-US (240 V) | 5000 | 1 |  |  | 0.965 | Solar Inverter |  | OUTDOOR
SRP17491 | POWER-ONE | PVI-6000-OUTD-US (240 V) | 6000 | 1 |  |  | 0.965 | Solar Inverter |  | OUTDOOR
SRP17535 | POWER-ONE | PVI-5000-OUTD-US (240 V) | 5000 | 1 |  |  | 0.965 | Solar Inverter |  | Inside
SRP17574 | SMA AMERICA | SB8000TL-US (208V) | 8000 | 1 |  |  | 0.965 | Solar Inverter |  | OUTDOOR
SRP17575 | SMA AMERICA | SB8000TL-US (208V) | 8000 | 1 |  |  | 0.965 | Solar Inverter |  | OUTDOOR
SRP17578 | SMA AMERICA | SB8000TL-US (208V) | 8000 | 1 |  |  | 0.965 | Solar Inverter |  | OUTDOOR
SRP17632 | POWER-ONE | PVI-5000-OUTD-US (240 V) | 5000 | 1 |  |  | 0.965 | Solar Inverter |  | Inside
SRP17634 | POWER-ONE | PVI-6000-OUTD-US (240 V) | 6000 | 1 |  |  | 0.965 | Solar Inverter |  | Inside
SRP17635 | SMA AMERICA | SB8000TL-US (208V) | 8000 | 1 |  |  | 0.965 | Solar Inverter |  | OUTDOOR
SRP17638 | SOLECTRIA RENEWABLES | PVI82KW-480 | 85000 | 1 |  |  | 0.965 | Solar Inverter |  | OUTDOOR
SRP17760 | POWER-ONE | PVI-6000-OUTD-US (208 V) | 6000 | 1 |  |  | 0.965 | Solar Inverter |  | Inside
SRP17763 | POWER-ONE | PVI-6000-OUTD-US (240 V) | 6000 | 1 |  |  | 0.965 | Solar Inverter |  | Inside
SRP17775 | POWER-ONE | PVI-5000-OUTD-US (208 V) | 5000 | 1 |  |  | 0.965 | Solar Inverter |  | INDOOR
SRP17816 | POWER-ONE | PVI-6000-OUTD-US (240 V) | 6000 | 1 |  |  | 0.965 | Solar Inverter |  | Inside
SRP17857 | POWER-ONE | PVI-5000-OUTD-US (208 V) | 5000 | 1 |  |  | 0.965 | Solar Inverter |  | Inside
SRP17879 | POWER-ONE | PVI-6000-OUTD-US (240 V) | 6000 | 1 |  |  | 0.965 | Solar Inverter |  | OUTDOOR
SRP17895 | POWER-ONE | PVI-4.2-OUTD-S-US (240 V) | 4200 | 1 |  |  | 0.965 | Solar Inverter |  | OUTDOOR
SRP17906 | SUNPOWER | SPR-8000M (240V) | 8000 | 1 |  |  | 0.965 | Solar Inverter |  | INDOOR
SRP17911 | POWER-ONE | PVI-5000-OUTD-US (208 V) | 5000 | 1 |  |  | 0.965 | Solar Inverter |  | OUTDOOR
SRP17923 | SMA AMERICA | SB3000US (240V) | 3000 | 1 |  |  | 0.965 | Solar Inverter |  | OUTDOOR
SRP17997 | POWER-ONE | PVI-5000-OUTD-US (240 V) | 5000 | 1 |  |  | 0.965 | Solar Inverter |  | OUTDOOR
SRP18003 | SMA AMERICA | SB3000US (240V) | 3000 | 1 |  |  | 0.965 | Solar Inverter |  | Outside
SRP18059 | POWER-ONE | PVI-5000-OUTD-US (240 V) | 5000 | 1 |  |  | 0.965 | Solar Inverter |  | INDOOR
SRP18059 | POWER-ONE | PVI-6000-OUTD-US (240 V) | 6000 | 1 |  |  | 0.965 | Solar Inverter |  | INDOOR
SRP18096 | POWER-ONE | PVI-6000-OUTD-US (240 V) | 6000 | 1 |  |  | 0.965 | Solar Inverter |  | OUTDOOR
SRP18145 | POWER-ONE | PVI-6000-OUTD-US (208 V) | 6000 | 1 |  |  | 0.965 | Solar Inverter |  | INDOOR
SRP18148 | POWER-ONE | PVI-5000-OUTD-US (240 V) | 5000 | 1 |  |  | 0.965 | Solar Inverter |  | INDOOR
SRP18159 | POWER-ONE | PVI-6000-OUTD-US (208 V) | 6000 | 1 |  |  | 0.965 | Solar Inverter |  | Inside
SRP18252 | SMA AMERICA | SB8000TL-US (208V) | 8000 | 1 |  |  | 0.965 | Solar Inverter |  | OUTDOOR
SRP18269 | POWER-ONE | PVI-6000-OUTD-US (240 V) | 6000 | 1 |  |  | 0.965 | Solar Inverter |  | OUTDOOR
SRP18299 | POWER-ONE | PVI-5000-OUTD-US (240 V) | 5000 | 1 |  |  | 0.965 | Solar Inverter |  | Inside
SRP18371 | SUNPOWER CORP (ORIGINAL MFRSMA) | SPR-6000M (240V) | 6000 | 1 |  |  | 0.965 | Solar Inverter |  | INDOOR
SRP18389 | ENPHASE ENERGY | M215-60-2LL-S2X | 215 | 18 |  |  | 0.965 | Solar Inverter |  | OUTDOOR
SRP18505 | SOLAREDGE TECHNOLOGIES | SE5000 (240V) W/ -ER-US OR A-US | 5000 | 1 |  |  | 0.965 | Solar Inverter |  | OUTDOOR
SRP18511 | POWER-ONE | PVI-6000-OUTD-US (240 V) | 6000 | 1 |  |  | 0.965 | Solar Inverter |  | OUTDOOR
SRP18511 | POWER-ONE | PVI-6000-OUTD-US (240 V) | 6000 | 1 |  |  | 0.965 | Solar Inverter |  | OUTDOOR
SRP18559 | POWER-ONE | PVI-6000-OUTD-US (240 V) | 6000 | 1 |  |  | 0.965 | Solar Inverter |  | Inside
SRP18559 | POWER-ONE | PVI-6000-OUTD-US (240 V) | 6000 | 1 |  |  | 0.965 | Solar Inverter |  | Inside
SRP18611 | POWER-ONE | PVI-5000-OUTD-US (240 V) | 5000 | 1 |  |  | 0.965 | Solar Inverter |  | Inside
SRP18614 | POWER-ONE | PVI-5000-OUTD-US (240 V) | 5000 | 1 |  |  | 0.965 | Solar Inverter |  | OUTDOOR
SRP18666 | POWER-ONE | PVI-6000-OUTD-US (208 V) | 6000 | 1 |  |  | 0.965 | Solar Inverter |  | OUTDOOR
SRP18666 | POWER-ONE | PVI-6000-OUTD-US-W (208 V) | 6000 | 1 |  |  | 0.965 | Solar Inverter |  | OUTDOOR
SRP18682 | POWER-ONE | PVI-5000-OUTD-US (240 V) | 5000 | 1 |  |  | 0.965 | Solar Inverter |  | INDOOR
SRP18685 | POWER-ONE | PVI-5000-OUTD-US (240 V) | 5000 | 1 |  |  | 0.965 | Solar Inverter |  | Inside
SRP18755 | POWER-ONE | PVI-6000-OUTD-US (208 V) | 6000 | 1 |  |  | 0.965 | Solar Inverter |  | OUTDOOR
SRP18777 | POWER-ONE | PVI-6000-OUTD-US (240 V) | 6000 | 1 |  |  | 0.965 | Solar Inverter |  | OUTDOOR
SRP18792 | POWER-ONE | PVI-5000-OUTD-US (240 V) | 5000 | 1 |  |  | 0.965 | Solar Inverter |  | Outside
SRP18807 | SUNPOWER | SPR-5000M (240V) | 5000 | 1 |  |  | 0.965 | Solar Inverter |  | INDOOR
SRP18807 | SUNPOWER | SPR-5000M (240V) | 5000 | 1 |  |  | 0.965 | Solar Inverter |  | INDOOR
SRP18808 | SUNPOWER | SPR-4000M (240V) | 4200 | 1 |  |  | 0.965 | Solar Inverter |  | INDOOR
SRP18808 | SUNPOWER | SPR-6000M (240V) | 6000 | 1 |  |  | 0.965 | Solar Inverter |  | INDOOR
SRP18808 | SUNPOWER CORP (ORIGINAL MFRSMA) | SPR-3000M (240V) | 3600 | 1 |  |  | 0.965 | Solar Inverter |  | INDOOR
SRP18811 | POWER-ONE | PVI-5000-OUTD-US (208 V) | 5000 | 1 |  |  | 0.965 | Solar Inverter |  | INDOOR
SRP18811 | POWER-ONE | PVI-6000-OUTD-US (208 V) | 6000 | 1 |  |  | 0.965 | Solar Inverter |  | INDOOR
SRP18812 | POWER-ONE | PVI-5000-OUTD-US (208 V) | 5000 | 1 |  |  | 0.965 | Solar Inverter |  | OUTDOOR
SRP18827 | POWER-ONE | PVI-6000-OUTD-US (240 V) | 6000 | 1 |  |  | 0.965 | Solar Inverter |  | INDOOR
SRP18834 | POWER-ONE | PVI-6000-OUTD-US (240 V) | 6000 | 1 |  |  | 0.965 | Solar Inverter |  | Inside
SRP18856 | POWER-ONE | MICRO-0.25-I-OUTD-US-240 | 250 | 12 |  |  | 0.965 | Solar Inverter |  | OUTDOOR
SRP18870 | POWER-ONE | PVI-6000-OUTD-US (208 V) | 6000 | 1 |  |  | 0.965 | Solar Inverter |  | OUTDOOR
SRP18886 | POWER-ONE | PVI-6000-OUTD-US (240 V) | 6000 | 1 |  |  | 0.965 | Solar Inverter |  | INDOOR
SRP18923 | POWER-ONE | PVI-5000-OUTD-US (240 V) | 5000 | 1 |  |  | 0.965 | Solar Inverter |  | INDOOR
SRP18953 | POWER-ONE | PVI-4.2-OUTD-S-US (208 V) | 4200 | 1 |  |  | 0.965 | Solar Inverter |  | Inside
SRP18953 | POWER-ONE | PVI-6000-OUTD-US (240 V) | 6000 | 1 |  |  | 0.965 | Solar Inverter |  | Inside
SRP18961 | SOLECTRIA RENEWABLES | PVI95KW-480 | 95000 | 1 |  |  | 0.965 | Solar Inverter |  | OUTDOOR
SRP18978 | POWER-ONE | PVI-4.2-OUTD-S-US (240 V) | 4200 | 1 |  |  | 0.965 | Solar Inverter |  | INDOOR
SRP18978 | POWER-ONE | PVI-6000-OUTD-US (208 V) | 6000 | 1 |  |  | 0.965 | Solar Inverter |  | INDOOR
SRP18978 | POWER-ONE | PVI-6000-OUTD-US (240 V) | 6000 | 1 |  |  | 0.965 | Solar Inverter |  | INDOOR
SRP18980 | POWER-ONE | PVI-5000-OUTD-US (277 V) | 5000 | 1 |  |  | 0.965 | Solar Inverter |  | INDOOR
SRP19032 | ENPHASE ENERGY | M215-60-2LL-S2X | 250 | 14 |  |  | 0.965 | Solar Inverter |  | OUTDOOR
SRP19101 | POWER-ONE | PVI-5000-OUTD-US (208 V) | 5000 | 1 |  |  | 0.965 | Solar Inverter |  | OUTDOOR
SRP19152 | POWER-ONE | PVI-3.8-1-OUTD-X-US-Y (240 V) | 3800 | 2 |  |  | 0.965 | Solar Inverter |  | OUTDOOR
SRP19165 | POWER-ONE | PVI-6000-OUTD-US (208 V) | 6000 | 1 |  |  | 0.965 | Solar Inverter |  | OUTDOOR
SRP19191 | POWER-ONE | PVI-6000-OUTD-US (208 V) | 6000 | 1 |  |  | 0.965 | Solar Inverter |  | OUTDOOR
SRP19193 | POWER-ONE | PVI-5000-OUTD-US (240 V) | 5000 | 1 |  |  | 0.965 | Solar Inverter |  | OUTDOOR
SRP19193 | POWER-ONE | PVI-5000-OUTD-US (240 V) | 5000 | 1 |  |  | 0.965 | Solar Inverter |  | OUTDOOR
SRP19195 | POWER-ONE | PVI-5000-OUTD-US (208 V) | 5000 | 1 |  |  | 0.965 | Solar Inverter |  | INDOOR
SRP19227 | POWER-ONE | PVI-5000-OUTD-US (240 V) | 5000 | 1 |  |  | 0.965 | Solar Inverter |  | INDOOR
SRP19244 | POWER-ONE | PVI-6000-OUTD-US (208 V) | 6000 | 1 |  |  | 0.965 | Solar Inverter |  | OUTDOOR
SRP19253 | POWER-ONE | PVI-6000-OUTD-US (240 V) | 6000 | 1 |  |  | 0.965 | Solar Inverter |  | OUTDOOR
SRP19281 | SUNPOWER | SPR-10001F-240 | 9995 | 1 |  |  | 0.965 | Solar Inverter |  | Outside
SRP19328 | POWER-ONE | PVI-6000-OUTD-US (208 V) | 6000 | 1 |  |  | 0.965 | Solar Inverter |  | Outside
SRP19330 | SMA AMERICA | SB2500HFUS-30 (208V) | 2500 | 1 |  |  | 0.965 | Solar Inverter |  | Outside
SRP19410 | SUNPOWER | SPR-5000M (240V) | 5000 | 1 |  |  | 0.965 | Solar Inverter |  | INDOOR
SRP19415 | POWER-ONE | PVI-6000-OUTD-US (208 V) | 6000 | 1 |  |  | 0.965 | Solar Inverter |  | OUTDOOR
SRP19424 | POWER-ONE | PVI-6000-OUTD-US-W (240 V) | 6000 | 1 |  |  | 0.965 | Solar Inverter |  | INDOOR
SRP19428 | POWER-ONE | PVI-6000-OUTD-US (208 V) | 6000 | 1 |  |  | 0.965 | Solar Inverter |  | OUTDOOR
SRP19435 | SMA AMERICA | SB3000US (240V) | 3000 | 1 |  |  | 0.965 | Solar Inverter |  | OUTDOOR
SRP19435 | SMA AMERICA | SB3000US (240V) | 3000 | 1 |  |  | 0.965 | Solar Inverter |  | OUTDOOR
SRP19538 | SMA AMERICA | SB8000TL-US (240V) | 8000 | 1 |  |  | 0.965 | Solar Inverter |  | OUTDOOR
SRP19541 | SMA AMERICA | SB8000US (240V) | 8000 | 1 |  |  | 0.965 | Solar Inverter |  | OUTDOOR
SRP19570 | POWER-ONE | PVI-5000-OUTD-US (240 V) | 5000 | 1 |  |  | 0.965 | Solar Inverter |  | OUTDOOR
SRP19652 | POWER-ONE | PVI-5000-OUTD-US (240 V) | 5000 | 1 |  |  | 0.965 | Solar Inverter |  | OUTDOOR
SRP19657 | POWER-ONE | PVI-5000-OUTD-US (208 V) | 5000 | 1 |  |  | 0.965 | Solar Inverter |  | OUTDOOR
SRP19667 | POWER-ONE | PVI-4.2-OUTD-S-US (240 V) | 4200 | 1 |  |  | 0.965 | Solar Inverter |  | INDOOR
SRP19668 | POWER-ONE | PVI-5000-OUTD-US (240 V) | 5000 | 1 |  |  | 0.965 | Solar Inverter |  | OUTDOOR
SRP19669 | POWER-ONE | PVI-6000-OUTD-US (240 V) | 6000 | 1 |  |  | 0.965 | Solar Inverter |  | OUTDOOR
SRP19669 | POWER-ONE | PVI-6000-OUTD-US (240 V) | 6000 | 1 |  |  | 0.965 | Solar Inverter |  | OUTDOOR
SRP19713 | POWER-ONE | PVI-6000-OUTD-US (240 V) | 6000 | 1 |  |  | 0.965 | Solar Inverter |  | OUTDOOR
SRP19721 | SMA AMERICA | SB8000US (240V) | 8000 | 1 |  |  | 0.965 | Solar Inverter |  | OUTDOOR
SRP19730 | POWER-ONE | PVI-5000-OUTD-US (240 V) | 5000 | 1 |  |  | 0.965 | Solar Inverter |  | INDOOR
SRP19733 | POWER-ONE | PVI-5000-OUTD-US (240 V) | 5000 | 1 |  |  | 0.965 | Solar Inverter |  | OUTDOOR
SRP19798 | POWER-ONE | PVI-6000-OUTD-US (240 V) | 6000 | 1 |  |  | 0.965 | Solar Inverter |  | INDOOR
SRP19806 | POWER-ONE | PVI-6000-OUTD-US (208 V) | 6000 | 1 |  |  | 0.965 | Solar Inverter |  | OUTDOOR
SRP19809 | POWER-ONE | PVI-6000-OUTD-US (240 V) | 6000 | 1 |  |  | 0.965 | Solar Inverter |  | OUTDOOR
SRP19818 | SMA AMERICA | SB8000US (240V) | 8000 | 1 |  |  | 0.965 | Solar Inverter |  | OUTDOOR
SRP19893 | POWER-ONE | PVI-5000-OUTD-US (240 V) | 5000 | 1 |  |  | 0.965 | Solar Inverter |  | INDOOR
SRP19893 | POWER-ONE | PVI-6000-OUTD-US (240 V) | 6000 | 1 |  |  | 0.965 | Solar Inverter |  | INDOOR
SRP19952 | SMA AMERICA | SB8000US (240V) | 8000 | 7 |  |  | 0.965 | Solar Inverter |  | OUTDOOR
SRP19982 | SUNPOWER | SPR-8000M (240V) | 7680 | 1 |  |  | 0.965 | Solar Inverter |  | INDOOR
SRP19984 | POWER-ONE | PVI-5000-OUTD-US (240 V) | 5000 | 1 |  |  | 0.965 | Solar Inverter |  | OUTDOOR
SRP19984 | POWER-ONE | PVI-5000-OUTD-US (240 V) | 5000 | 1 |  |  | 0.965 | Solar Inverter |  | OUTDOOR
SRP20163 | SUNPOWER | SPR-3500 | 3600 | 1 |  |  | 0.965 | Solar Inverter |  | OUTDOOR
SRP20163 | SUNPOWER | SPR-5000M (240V) | 5000 | 1 |  |  | 0.965 | Solar Inverter |  | OUTDOOR
SRP20175 | POWER-ONE | PVI-6000-OUTD-US (240 V) | 6000 | 1 |  |  | 0.965 | Solar Inverter |  | OUTDOOR
SRP20183 | POWER-ONE | PVI-6000-OUTD-US (240 V) | 6000 | 1 |  |  | 0.965 | Solar Inverter |  | Inside
SRP20184 | POWER-ONE | PVI-6000-OUTD-US (240 V) | 6000 | 1 |  |  | 0.965 | Solar Inverter |  | INDOOR
SRP20196 | POWER-ONE | PVI-5000-OUTD-US (240 V) | 5000 | 1 |  |  | 0.965 | Solar Inverter |  | OUTDOOR
SRP20200 | POWER-ONE | PVI-6000-OUTD-US (240 V) | 6000 | 1 |  |  | 0.965 | Solar Inverter |  | OUTDOOR
SRP20235 | POWER-ONE | PVI-3.0-OUTD-S-US (208 V) | 3000 | 1 |  |  | 0.965 | Solar Inverter |  | OUTDOOR
SRP20235 | POWER-ONE | PVI-4.2-OUTD-S-US (208 V) | 4200 | 2 |  |  | 0.965 | Solar Inverter |  | OUTDOOR
SRP20243 | POWER-ONE | PVI-6000-OUTD-US (240 V) | 6000 | 1 |  |  | 0.965 | Solar Inverter |  | INDOOR
SRP20243 | POWER-ONE | PVI-6000-OUTD-US (240 V) | 6000 | 1 |  |  | 0.965 | Solar Inverter |  | INDOOR
SRP20249 | POWER-ONE | PVI-5000-OUTD-US (240 V) | 5000 | 1 |  |  | 0.965 | Solar Inverter |  | INDOOR
SRP20251 | POWER-ONE | PVI-5000-OUTD-US (240 V) | 5000 | 1 |  |  | 0.965 | Solar Inverter |  | INDOOR
SRP20255 | POWER-ONE | PVI-6000-OUTD-US (240 V) | 6000 | 1 |  |  | 0.965 | Solar Inverter |  | Outside
SRP20268 | POWER-ONE | PVI-6000-OUTD-US (240 V) | 6000 | 1 |  |  | 0.965 | Solar Inverter |  | OUTDOOR
SRP20348 | POWER-ONE | PVI-6000-OUTD-US (240 V) | 6000 | 1 |  |  | 0.965 | Solar Inverter |  | OUTDOOR
SRP20350 | POWER-ONE | PVI-5000-OUTD-US (240 V) | 5000 | 1 |  |  | 0.965 | Solar Inverter |  | INDOOR
SRP20408 | POWER-ONE | PVI-5000-OUTD-US (240 V) | 5000 | 1 |  |  | 0.965 | Solar Inverter |  | OUTDOOR
SRP20414 | POWER-ONE | PVI-5000-OUTD-US (240 V) | 5000 | 1 |  |  | 0.965 | Solar Inverter |  | OUTDOOR
SRP20414 | POWER-ONE | PVI-6000-OUTD-US-W (240 V) | 6000 | 1 |  |  | 0.965 | Solar Inverter |  | OUTDOOR
SRP20463 | POWER-ONE | PVI-5000-OUTD-US (240 V) | 5000 | 1 |  |  | 0.965 | Solar Inverter |  | INDOOR
SRP20473 | POWER-ONE | PVI-6000-OUTD-US (240 V) | 6000 | 1 |  |  | 0.965 | Solar Inverter |  | Outside
SRP20490 | POWER-ONE | PVI-5000-OUTD-US (240 V) | 5000 | 1 |  |  | 0.965 | Solar Inverter |  | OUTDOOR
SRP20497 | POWER-ONE | PVI-5000-OUTD-US (240 V) | 5000 | 1 |  |  | 0.965 | Solar Inverter |  | Inside
SRP20506 | POWER-ONE | PVI-5000-OUTD-US (240 V) | 5000 | 1 |  |  | 0.965 | Solar Inverter |  | INDOOR
SRP20506 | POWER-ONE | PVI-5000-OUTD-US (240 V) | 5000 | 1 |  |  | 0.965 | Solar Inverter |  | INDOOR
SRP20517 | POWER-ONE | PVI-5000-OUTD-US (240 V) | 5000 | 1 |  |  | 0.965 | Solar Inverter |  | OUTDOOR
SRP20519 | POWER-ONE | PVI-5000-OUTD-US (240 V) | 5000 | 1 |  |  | 0.965 | Solar Inverter |  | OUTDOOR
SRP20551 | POWER-ONE | PVI-5000-OUTD-US (240 V) | 5000 | 1 |  |  | 0.965 | Solar Inverter |  | Inside
SRP20553 | POWER-ONE | PVI-6000-OUTD-US (240 V) | 6000 | 1 |  |  | 0.965 | Solar Inverter |  | Inside
SRP20553 | POWER-ONE | PVI-6000-OUTD-US (240 V) | 6000 | 1 |  |  | 0.965 | Solar Inverter |  | Inside
SRP20554 | POWER-ONE | PVI-6000-OUTD-US (240 V) | 6000 | 1 |  |  | 0.965 | Solar Inverter |  | OUTDOOR
SRP20557 | POWER-ONE | PVI-6000-OUTD-US (240 V) | 6000 | 1 |  |  | 0.965 | Solar Inverter |  | INDOOR
SRP20558 | POWER-ONE | PVI-5000-OUTD-US (240 V) | 5000 | 1 |  |  | 0.965 | Solar Inverter |  | OUTDOOR
SRP20559 | POWER-ONE | PVI-6000-OUTD-US (240 V) | 6000 | 1 |  |  | 0.965 | Solar Inverter |  | OUTDOOR
SRP20560 | POWER-ONE | PVI-6000-OUTD-US-W (240 V) | 6000 | 1 |  |  | 0.965 | Solar Inverter |  | OUTDOOR
SRP20561 | POWER-ONE | PVI-5000-OUTD-US (240 V) | 5000 | 2 |  |  | 0.965 | Solar Inverter |  | Outside
SRP20561 | POWER-ONE | PVI-6000-OUTD-US (240 V) | 6000 | 1 |  |  | 0.965 | Solar Inverter |  | Outside
SRP20564 | POWER-ONE | PVI-5000-OUTD-US (240 V) | 5000 | 1 |  |  | 0.965 | Solar Inverter |  | OUTDOOR
SRP20566 | POWER-ONE | PVI-6000-OUTD-US (240 V) | 6000 | 1 |  |  | 0.965 | Solar Inverter |  | INDOOR
SRP20567 | POWER-ONE | PVI-6000-OUTD-US (208 V) | 6000 | 1 |  |  | 0.965 | Solar Inverter |  | Inside
SRP20587 | POWER-ONE | PVI-6000-OUTD-US (240 V) | 6000 | 1 |  |  | 0.965 | Solar Inverter |  | OUTDOOR
SRP20614 | POWER-ONE | PVI-5000-OUTD-US (240 V) | 5000 | 1 |  |  | 0.965 | Solar Inverter |  | OUTDOOR
SRP20633 | POWER-ONE | PVI-3.0-OUTD-S-US (240 V) | 3000 | 1 |  |  | 0.965 | Solar Inverter |  | OUTDOOR
SRP20633 | POWER-ONE | PVI-4.2-OUTD-S-US (240 V) | 4200 | 1 |  |  | 0.965 | Solar Inverter |  | OUTDOOR
SRP20637 | POWER-ONE | PVI-3.6-OUTD-S-US (240 V) | 3600 | 2 |  |  | 0.965 | Solar Inverter |  | OUTDOOR
SRP20647 | POWER-ONE | PVI-5000-OUTD-US (240 V) | 5000 | 2 |  |  | 0.965 | Solar Inverter |  | Outside
SRP20674 | POWER-ONE | PVI-3.6-OUTD-S-US (240 V) | 3600 | 3 |  |  | 0.965 | Solar Inverter |  | OUTDOOR
SRP20674 | POWER-ONE | PVI-5000-OUTD-US (240 V) | 5000 | 1 |  |  | 0.965 | Solar Inverter |  | OUTDOOR
SRP20684 | SMA AMERICA | SB5000US (240V) | 5000 | 1 |  |  | 0.965 | Solar Inverter |  | INDOOR
SRP20686 | POWER-ONE | PVI-3.6-OUTD-S-US (240 V) | 3600 | 2 |  |  | 0.965 | Solar Inverter |  | Outside
SRP20688 | POWER-ONE | PVI-6000-OUTD-US (240 V) | 6000 | 1 |  |  | 0.965 | Solar Inverter |  | OUTDOOR
SRP20689 | POWER-ONE | PVI-6000-OUTD-US (240 V) | 6000 | 1 |  |  | 0.965 | Solar Inverter |  | INDOOR
SRP20703 | POWER-ONE | PVI-6000-OUTD-US (240 V) | 6000 | 1 |  |  | 0.965 | Solar Inverter |  | OUTDOOR
SRP20724 | POWER-ONE | PVI-3.6-OUTD-S-US (240 V) | 3600 | 1 |  |  | 0.965 | Solar Inverter |  | Outside
SRP20724 | POWER-ONE | PVI-4.2-OUTD-S-US (240 V) | 4200 | 1 |  |  | 0.965 | Solar Inverter |  | Outside
SRP20733 | POWER-ONE | PVI-3.0-OUTD-S-US (240 V) | 3000 | 1 |  |  | 0.965 | Solar Inverter |  | Outside
SRP20733 | POWER-ONE | PVI-4.2-OUTD-S-US (240 V) | 4200 | 1 |  |  | 0.965 | Solar Inverter |  | Outside
SRP20744 | POWER-ONE | PVI-5000-OUTD-US (240 V) | 5000 | 1 |  |  | 0.965 | Solar Inverter |  | INDOOR
SRP20745 | POWER-ONE | PVI-5000-OUTD-US (240 V) | 5000 | 1 |  |  | 0.965 | Solar Inverter |  | Inside
SRP20745 | POWER-ONE | PVI-6000-OUTD-US (240 V) | 6000 | 1 |  |  | 0.965 | Solar Inverter |  | Inside
SRP20799 | POWER-ONE | PVI-6000-OUTD-US (240 V) | 6000 | 1 |  |  | 0.965 | Solar Inverter |  | OUTDOOR
SRP20800 | POWER-ONE | PVI-6000-OUTD-US (240 V) | 6000 | 1 |  |  | 0.965 | Solar Inverter |  | OUTDOOR
SRP20869 | POWER-ONE | PVI-6000-OUTD-US (240 V) | 6000 | 1 |  |  | 0.965 | Solar Inverter |  | Inside
SRP20881 | POWER-ONE | PVI-6000-OUTD-US (240 V) | 6000 | 1 |  |  | 0.965 | Solar Inverter |  | Inside
SRP20885 | POWER-ONE | PVI-5000-OUTD-US (240 V) | 5000 | 1 |  |  | 0.965 | Solar Inverter |  | OUTDOOR
SRP20886 | POWER-ONE | PVI-5000-OUTD-US (240 V) | 5000 | 1 |  |  | 0.965 | Solar Inverter |  | OUTDOOR
SRP20887 | POWER-ONE | PVI-5000-OUTD-US (240 V) | 5000 | 1 |  |  | 0.965 | Solar Inverter |  | OUTDOOR
SRP20887 | POWER-ONE | PVI-5000-OUTD-US (240 V) | 5000 | 1 |  |  | 0.965 | Solar Inverter |  | OUTDOOR
SRP20918 | POWER-ONE | PVI-6000-OUTD-US (240 V) | 6000 | 1 |  |  | 0.965 | Solar Inverter |  | OUTDOOR
SRP20920 | POWER-ONE | PVI-5000-OUTD-US (240 V) | 5000 | 1 |  |  | 0.965 | Solar Inverter |  | OUTDOOR
SRP20920 | POWER-ONE | PVI-5000-OUTD-US (240 V) | 5000 | 1 |  |  | 0.965 | Solar Inverter |  | OUTDOOR
SRP20950 | POWER-ONE | PVI-6000-OUTD-US (240 V) | 6000 | 1 |  |  | 0.965 | Solar Inverter |  | INDOOR
SRP20954 | POWER-ONE | PVI-6000-OUTD-US-W (240 V) | 6000 | 1 |  |  | 0.965 | Solar Inverter |  | OUTDOOR
SRP20970 | POWER-ONE | PVI-5000-OUTD-US (240 V) | 5000 | 1 |  |  | 0.965 | Solar Inverter |  | INDOOR
SRP20998 | POWER-ONE | PVI-6000-OUTD-US (240 V) | 6000 | 2 |  |  | 0.965 | Solar Inverter |  | OUTDOOR
SRP21012 | POWER-ONE | PVI-6000-OUTD-US-W (240 V) | 6000 | 1 |  |  | 0.965 | Solar Inverter |  | INDOOR
SRP21018 | POWER-ONE | PVI-6000-OUTD-US (240 V) | 6000 | 1 |  |  | 0.965 | Solar Inverter |  | OUTDOOR
SRP21019 | POWER-ONE | PVI-5000-OUTD-US (240 V) | 5000 | 1 |  |  | 0.965 | Solar Inverter |  | OUTDOOR
SRP21111 | POWER-ONE | PVI-6000-OUTD-US (240 V) | 6000 | 1 |  |  | 0.965 | Solar Inverter |  | OUTDOOR
SRP21139 | POWER-ONE | PVI-6000-OUTD-US (240 V) | 6000 | 1 |  |  | 0.965 | Solar Inverter |  | INDOOR
SRP21139 | POWER-ONE | PVI-6000-OUTD-US (240 V) | 6000 | 1 |  |  | 0.965 | Solar Inverter |  | INDOOR
SRP21147 | POWER-ONE | PVI-5000-OUTD-US (240 V) | 5000 | 1 |  |  | 0.965 | Solar Inverter |  | INDOOR
SRP21155 | POWER-ONE | PVI-6000-OUTD-US (240 V) | 6000 | 1 |  |  | 0.965 | Solar Inverter |  | OUTDOOR
SRP21184 | POWER-ONE | PVI-6000-OUTD-US (240 V) | 6000 | 1 |  |  | 0.965 | Solar Inverter |  | OUTDOOR
SRP21190 | POWER-ONE | PVI-6000-OUTD-US (240 V) | 6000 | 1 |  |  | 0.965 | Solar Inverter |  | OUTDOOR
SRP21200 | POWER-ONE | PVI-6000-OUTD-US (240 V) | 6000 | 1 |  |  | 0.965 | Solar Inverter |  | INDOOR
SRP21200 | POWER-ONE | PVI-6000-OUTD-US (240 V) | 6000 | 1 |  |  | 0.965 | Solar Inverter |  | INDOOR
SRP21201 | POWER-ONE | PVI-6000-OUTD-US (240 V) | 6000 | 1 |  |  | 0.965 | Solar Inverter |  | OUTDOOR
SRP21277 | SMA AMERICA | SB4000US (240V) | 4000 | 1 |  |  | 0.965 | Solar Inverter |  | INDOOR
SRP21282 | POWER-ONE | PVI-6000-OUTD-US (240 V) | 6000 | 1 |  |  | 0.965 | Solar Inverter |  | INDOOR
SRP21282 | POWER-ONE | PVI-6000-OUTD-US (240 V) | 6000 | 1 |  |  | 0.965 | Solar Inverter |  | INDOOR
SRP21311 | POWER-ONE | PVI-6000-OUTD-US (240 V) | 6000 | 1 |  |  | 0.965 | Solar Inverter |  | Inside
SRP21360 | POWER-ONE | PVI-6000-OUTD-US (240 V) | 6000 | 1 |  |  | 0.965 | Solar Inverter |  | Inside
SRP21368 | POWER-ONE | PVI-4.2-OUTD-S-US (208 V) | 4200 | 1 |  |  | 0.965 | Solar Inverter |  | Inside
SRP21395 | POWER-ONE | PVI-6000-OUTD-US (240 V) | 6000 | 1 |  |  | 0.965 | Solar Inverter |  | OUTDOOR
SRP21397 | POWER-ONE | PVI-6000-OUTD-US (240 V) | 6000 | 1 |  |  | 0.965 | Solar Inverter |  | INDOOR
SRP21398 | SMA AMERICA | SB3000HFUS-30 (240V) | 3000 | 1 |  |  | 0.965 | Solar Inverter |  | OUTDOOR
SRP21406 | POWER-ONE | PVI-5000-OUTD-US (240 V) | 5000 | 1 |  |  | 0.965 | Solar Inverter |  | OUTDOOR
SRP21473 | POWER-ONE | PVI-5000-OUTD-US (208 V) | 5000 | 1 |  |  | 0.965 | Solar Inverter |  | OUTDOOR
SRP21475 | POWER-ONE | PVI-6000-OUTD-US (240 V) | 6000 | 1 |  |  | 0.965 | Solar Inverter |  | OUTDOOR
SRP21483 | POWER-ONE | PVI-6000-OUTD-US (240 V) | 6000 | 1 |  |  | 0.965 | Solar Inverter |  | OUTDOOR
SRP21485 | POWER-ONE | PVI-6000-OUTD-US-W (240 V) | 6000 | 1 |  |  | 0.965 | Solar Inverter |  | OUTDOOR
SRP21506 | POWER-ONE | PVI-6000-OUTD-US (240 V) | 6000 | 1 |  |  | 0.965 | Solar Inverter |  | OUTDOOR
SRP21507 | POWER-ONE | PVI-6000-OUTD-US (240 V) | 6000 | 1 |  |  | 0.965 | Solar Inverter |  | OUTDOOR
SRP21521 | POWER-ONE | PVI-6000-OUTD-US (240 V) | 6000 | 1 |  |  | 0.965 | Solar Inverter |  | OUTDOOR
SRP21560 | POWER-ONE | PVI-5000-OUTD-US (240 V) | 5000 | 1 |  |  | 0.965 | Solar Inverter |  | Inside
SRP21577 | POWER-ONE | PVI-6000-OUTD-US (240 V) | 6000 | 1 |  |  | 0.965 | Solar Inverter |  | INDOOR
SRP21579 | POWER-ONE | PVI-5000-OUTD-US (240 V) | 5000 | 1 |  |  | 0.965 | Solar Inverter |  | INDOOR
SRP21579 | POWER-ONE | PVI-6000-OUTD-US (240 V) | 6000 | 1 |  |  | 0.965 | Solar Inverter |  | INDOOR
SRP21587 | POWER-ONE | PVI-6000-OUTD-US (240 V) | 6000 | 1 |  |  | 0.965 | Solar Inverter |  | INDOOR
SRP21600 | FRONIUS USA |  | 11400 | 1 |  |  | 0.965 | Solar Inverter |  | OUTDOOR
SRP21613 | POWER-ONE | PVI-5000-OUTD-US (240 V) | 5000 | 1 |  |  | 0.965 | Solar Inverter |  | OUTDOOR
SRP21614 | POWER-ONE | PVI-6000-OUTD-US (240 V) | 6000 | 1 |  |  | 0.965 | Solar Inverter |  | INDOOR
SRP21631 | FRONIUS USA |  | 7500 | 1 |  |  | 0.965 | Solar Inverter |  | Outside
SRP21642 | POWER-ONE | PVI-5000-OUTD-US (208 V) | 5000 | 1 |  |  | 0.965 | Solar Inverter |  | Inside
SRP21642 | POWER-ONE | PVI-6000-OUTD-US (240 V) | 6000 | 1 |  |  | 0.965 | Solar Inverter |  | Inside
SRP21699 | POWER-ONE | PVI-5000-OUTD-US (240 V) | 5000 | 1 |  |  | 0.965 | Solar Inverter |  | OUTDOOR
SRP21709 | POWER-ONE | PVI-6000-OUTD-US (240 V) | 6000 | 1 |  |  | 0.965 | Solar Inverter |  | INDOOR
SRP21713 | POWER-ONE | PVI-6000-OUTD-US (240 V) | 6000 | 1 |  |  | 0.965 | Solar Inverter |  | Inside
SRP21725 | POWER-ONE | PVI-5000-OUTD-US (208 V) | 5000 | 1 |  |  | 0.965 | Solar Inverter |  | Outside
SRP21725 | POWER-ONE | PVI-6000-OUTD-US (240 V) | 6000 | 2 |  |  | 0.965 | Solar Inverter |  | Outside
SRP21726 | POWER-ONE | PVI-4.2-OUTD-S-US (240 V) | 4200 | 1 |  |  | 0.965 | Solar Inverter |  | OUTDOOR
SRP21727 | POWER-ONE | PVI-6000-OUTD-US (240 V) | 6000 | 1 |  |  | 0.965 | Solar Inverter |  | OUTDOOR
SRP21728 | POWER-ONE | PVI-5000-OUTD-US (240 V) | 5000 | 1 |  |  | 0.965 | Solar Inverter |  | OUTDOOR
SRP21767 | SMA AMERICA | SB5000US (240V) | 5000 | 1 |  |  | 0.965 | Solar Inverter |  | INDOOR
SRP21778 | POWER-ONE | PVI-3.0-OUTD-S-US (240 V) | 3000 | 1 |  |  | 0.965 | Solar Inverter |  | Outside
SRP21778 | POWER-ONE | PVI-3.6-OUTD-S-US (240 V) | 3600 | 1 |  |  | 0.965 | Solar Inverter |  | Outside
SRP21790 | POWER-ONE | PVI-6000-OUTD-US (240 V) | 6000 | 1 |  |  | 0.965 | Solar Inverter |  | Inside
SRP21791 | POWER-ONE | PVI-5000-OUTD-US (240 V) | 5000 | 1 |  |  | 0.965 | Solar Inverter |  | INDOOR
SRP21799 | POWER-ONE | PVI-3.0-OUTD-S-US (240 V) | 3000 | 2 |  |  | 0.965 | Solar Inverter |  | OUTDOOR
SRP21800 | POWER-ONE | PVI-6000-OUTD-US (240 V) | 6000 | 1 |  |  | 0.965 | Solar Inverter |  | OUTDOOR
SRP21865 | SMA AMERICA | SB5000US (240V) | 5000 | 1 |  |  | 0.965 | Solar Inverter |  | INDOOR
SRP21869 | POWER-ONE | PVI-6000-OUTD-US (240 V) | 6000 | 1 |  |  | 0.965 | Solar Inverter |  | Inside
SRP21870 | POWER-ONE | PVI-5000-OUTD-US (208 V) | 5000 | 1 |  |  | 0.965 | Solar Inverter |  | OUTDOOR
SRP21874 | POWER-ONE | PVI-5000-OUTD-US (240 V) | 5000 | 2 |  |  | 0.965 | Solar Inverter |  | Inside
SRP21894 | POWER-ONE | PVI-5000-OUTD-US (240 V) | 5000 | 1 |  |  | 0.965 | Solar Inverter |  | Inside
SRP21933 | POWER-ONE | PVI-5000-OUTD-US (240 V) | 5000 | 1 |  |  | 0.965 | Solar Inverter |  | Inside
SRP21998 | POWER-ONE | PVI-5000-OUTD-US (240 V) | 5000 | 1 |  |  | 0.965 | Solar Inverter |  | OUTDOOR
SRP21999 | POWER-ONE | PVI-5000-OUTD-US (240 V) | 5000 | 1 |  |  | 0.965 | Solar Inverter |  | OUTDOOR
SRP22001 | POWER-ONE | PVI-6000-OUTD-US (240 V) | 6000 | 1 |  |  | 0.965 | Solar Inverter |  | OUTDOOR
SRP22038 | POWER-ONE | PVI-6000-OUTD-US (240 V) | 6000 | 1 |  |  | 0.965 | Solar Inverter |  | OUTDOOR
SRP22039 | POWER-ONE | PVI-6000-OUTD-US (240 V) | 6000 | 1 |  |  | 0.965 | Solar Inverter |  | Inside
SRP22042 | POWER-ONE | PVI-6000-OUTD-US (240 V) | 6000 | 1 |  |  | 0.965 | Solar Inverter |  | OUTDOOR
SRP22052 | POWER-ONE | PVI-6000-OUTD-US (240 V) | 6000 | 1 |  |  | 0.965 | Solar Inverter |  | OUTDOOR
SRP22068 | POWER-ONE | PVI-5000-OUTD-US (240 V) | 5000 | 1 |  |  | 0.965 | Solar Inverter |  | INDOOR
SRP22079 | POWER-ONE | PVI-3.6-OUTD-S-US (240 V) | 3600 | 1 |  |  | 0.965 | Solar Inverter |  | OUTDOOR
SRP22079 | POWER-ONE | PVI-4.2-OUTD-S-US (240 V) | 4200 | 1 |  |  | 0.965 | Solar Inverter |  | OUTDOOR
SRP22080 | POWER-ONE | PVI-5000-OUTD-US (240 V) | 5000 | 1 |  |  | 0.965 | Solar Inverter |  | Inside
SRP22095 | POWER-ONE | PVI-6000-OUTD-US (208 V) | 6000 | 1 |  |  | 0.965 | Solar Inverter |  | INDOOR
SRP22098 | POWER-ONE | PVI-5000-OUTD-US (208 V) | 5000 | 1 |  |  | 0.965 | Solar Inverter |  | INDOOR
SRP22127 | POWER-ONE | PVI-5000-OUTD-US (240 V) | 5000 | 1 |  |  | 0.965 | Solar Inverter |  | OUTDOOR
SRP22137 | POWER-ONE | PVI-6000-OUTD-US (240 V) | 6000 | 1 |  |  | 0.965 | Solar Inverter |  | OUTDOOR
SRP22137 | POWER-ONE | PVI-6000-OUTD-US (240 V) | 6000 | 1 |  |  | 0.965 | Solar Inverter |  | OUTDOOR
SRP22144 | POWER-ONE | PVI-5000-OUTD-US (240 V) | 5000 | 1 |  |  | 0.965 | Solar Inverter |  | Inside
SRP22144 | POWER-ONE | PVI-6000-OUTD-US (240 V) | 6000 | 1 |  |  | 0.965 | Solar Inverter |  | Inside
SRP22146 | POWER-ONE | PVI-6000-OUTD-US (240 V) | 5000 | 1 |  |  | 0.965 | Solar Inverter |  | OUTDOOR
SRP22152 | POWER-ONE | PVI-6000-OUTD-US (240 V) | 6000 | 1 |  |  | 0.965 | Solar Inverter |  | OUTDOOR
SRP22152 | POWER-ONE | PVI-6000-OUTD-US (240 V) | 6000 | 1 |  |  | 0.965 | Solar Inverter |  | OUTDOOR
SRP22174 | SMA AMERICA | SB7000US-12 (240V) | 7000 | 1 |  |  | 0.965 | Solar Inverter |  | INDOOR
SRP22175 | POWER-ONE | PVI-6000-OUTD-US (240 V) | 6000 | 1 |  |  | 0.965 | Solar Inverter |  | OUTDOOR
SRP22209 | SMA AMERICA | SB7000US-12 (240V) | 7000 | 1 |  |  | 0.965 | Solar Inverter |  | OUTDOOR
SRP22211 | SMA AMERICA | SB3000US (240V) | 3000 | 1 |  |  | 0.965 | Solar Inverter |  | OUTDOOR
SRP22211 | SMA AMERICA | SB5000US-12 (240V) | 5000 | 1 |  |  | 0.965 | Solar Inverter |  | OUTDOOR
SRP22226 | POWER-ONE | PVI-6000-OUTD-US (240 V) | 6000 | 1 |  |  | 0.965 | Solar Inverter |  | OUTDOOR
SRP22244 | POWER-ONE | PVI-6000-OUTD-US (240 V) | 6000 | 1 |  |  | 0.965 | Solar Inverter |  | OUTDOOR
SRP22248 | SMA AMERICA | SB3000US (240V) | 3000 | 1 |  |  | 0.965 | Solar Inverter |  | OUTDOOR
SRP22339 | POWER-ONE | PVI-6000-OUTD-US (240 V) | 6000 | 1 |  |  | 0.965 | Solar Inverter |  | Inside
SRP22340 | POWER-ONE | PVI-6000-OUTD-US (240 V) | 6000 | 1 |  |  | 0.965 | Solar Inverter |  | OUTDOOR
SRP22341 | POWER-ONE | PVI-5000-OUTD-US (240 V) | 5000 | 1 |  |  | 0.965 | Solar Inverter |  | OUTDOOR
SRP22400 | POWER-ONE | PVI-5000-OUTD-US (240 V) | 5000 | 1 |  |  | 0.965 | Solar Inverter |  | OUTDOOR
SRP22401 | POWER-ONE | PVI-5000-OUTD-US (240 V) | 5000 | 1 |  |  | 0.965 | Solar Inverter |  | OUTDOOR
SRP22409 | SMA AMERICA | SB6000US-11 (240V) | 6000 | 1 |  |  | 0.965 | Solar Inverter |  | OUTDOOR
SRP22410 | POWER-ONE | PVI-5000-OUTD-US (240 V) | 5000 | 1 |  |  | 0.965 | Solar Inverter |  | INDOOR
SRP22411 | POWER-ONE | PVI-6000-OUTD-US (240 V) | 6000 | 1 |  |  | 0.965 | Solar Inverter |  | OUTDOOR
SRP22413 | POWER-ONE | PVI-5000-OUTD-US (240 V) | 5000 | 1 |  |  | 0.965 | Solar Inverter |  | OUTDOOR
SRP22422 | POWER-ONE | PVI-6000-OUTD-US (240 V) | 6000 | 1 |  |  | 0.965 | Solar Inverter |  | Inside
SRP22424 | POWER-ONE | PVI-6000-OUTD-US (240 V) | 6000 | 1 |  |  | 0.965 | Solar Inverter |  | OUTDOOR
SRP22442 | POWER-ONE | PVI-5000-OUTD-US (208 V) | 5000 | 1 |  |  | 0.965 | Solar Inverter |  | Inside
SRP22443 | POWER-ONE | PVI-5000-OUTD-US (240 V) | 5000 | 1 |  |  | 0.965 | Solar Inverter |  | Inside
SRP22460 | POWER-ONE | PVI-6000-OUTD-US (240 V) | 6000 | 1 |  |  | 0.965 | Solar Inverter |  | OUTDOOR
SRP22474 | POWER-ONE | PVI-5000-OUTD-US (240 V) | 5000 | 1 |  |  | 0.965 | Solar Inverter |  | OUTDOOR
SRP22475 | POWER-ONE | PVI-6000-OUTD-US (240 V) | 6000 | 1 |  |  | 0.965 | Solar Inverter |  | OUTDOOR
SRP22481 | POWER-ONE | PVI-6000-OUTD-US (240 V) | 6000 | 1 |  |  | 0.965 | Solar Inverter |  | OUTDOOR
SRP22517 | POWER-ONE | PVI-6000-OUTD-US (240 V) | 6000 | 1 |  |  | 0.965 | Solar Inverter |  | OUTDOOR
SRP22564 | POWER-ONE | PVI-5000-OUTD-US (240 V) | 5000 | 1 |  |  | 0.965 | Solar Inverter |  | INDOOR
SRP22575 | POWER-ONE | PVI-6000-OUTD-US (240 V) | 6000 | 1 |  |  | 0.965 | Solar Inverter |  | Inside
SRP22584 | POWER-ONE | UNO-2.0-I-OUTD-US (240 V) | 2000 | 1 |  |  | 0.965 | Solar Inverter |  | OUTDOOR
SRP22588 | POWER-ONE | PVI-6000-OUTD-US (240 V) | 6000 | 1 |  |  | 0.965 | Solar Inverter |  | Inside
SRP22589 | POWER-ONE | PVI-6000-OUTD-US (240 V) | 6000 | 1 |  |  | 0.965 | Solar Inverter |  | OUTDOOR
SRP22628 | POWER-ONE | PVI-6000-OUTD-US (240 V) | 6000 | 1 |  |  | 0.965 | Solar Inverter |  | OUTDOOR
SRP22634 | POWER-ONE | PVI-6000-OUTD-US (240 V) | 6000 | 1 |  |  | 0.965 | Solar Inverter |  | INDOOR
SRP22635 | POWER-ONE | PVI-5000-OUTD-US (240 V) | 5000 | 1 |  |  | 0.965 | Solar Inverter |  | OUTDOOR
SRP22692 | POWER-ONE | PVI-5000-OUTD-US (240 V) | 5000 | 1 |  |  | 0.965 | Solar Inverter |  | Inside
SRP22742 | POWER-ONE | PVI-6000-OUTD-US (240 V) | 6000 | 1 |  |  | 0.965 | Solar Inverter |  | OUTDOOR
SRP22768 | POWER-ONE | PVI-5000-OUTD-US (208 V) | 5000 | 1 |  |  | 0.965 | Solar Inverter |  | INDOOR
SRP22773 | POWER-ONE | PVI-6000-OUTD-US (240 V) | 6000 | 1 |  |  | 0.965 | Solar Inverter |  | OUTDOOR
SRP22779 | POWER-ONE | PVI-6000-OUTD-US (240 V) | 6000 | 1 |  |  | 0.965 | Solar Inverter |  | OUTDOOR
SRP22788 | POWER-ONE | PVI-3.6-OUTD-S-US (208 V) | 3600 | 3 |  |  | 0.965 | Solar Inverter |  | OUTDOOR
SRP22790 | POWER-ONE | PVI-3.0-OUTD-S-US (240 V) | 3000 | 1 |  |  | 0.965 | Solar Inverter |  | OUTDOOR
SRP22790 | POWER-ONE | PVI-4.2-OUTD-S-US (240 V) | 4200 | 2 |  |  | 0.965 | Solar Inverter |  | OUTDOOR
SRP22833 | SMA AMERICA | SB3000US (240V) | 3000 | 1 |  |  | 0.965 | Solar Inverter |  | INDOOR
SRP22839 | POWER-ONE | PVI-5000-OUTD-US (240 V) | 5000 | 1 |  |  | 0.965 | Solar Inverter |  | OUTDOOR
SRP22869 | POWER-ONE | PVI-5000-OUTD-US (240 V) | 5000 | 1 |  |  | 0.965 | Solar Inverter |  | OUTDOOR
SRP22869 | POWER-ONE | PVI-5000-OUTD-US (240 V) | 5000 | 1 |  |  | 0.965 | Solar Inverter |  | OUTDOOR
SRP22884 | POWER-ONE | PVI-5000-OUTD-US (240 V) | 5000 | 1 |  |  | 0.965 | Solar Inverter |  | OUTDOOR
SRP22980 | POWER-ONE | PVI-5000-OUTD-US (240 V) | 5000 | 1 |  |  | 0.965 | Solar Inverter |  | OUTDOOR
SRP22981 | POWER-ONE | PVI-5000-OUTD-US (240 V) | 5000 | 1 |  |  | 0.965 | Solar Inverter |  | OUTDOOR
SRP22990 | POWER-ONE | PVI-5000-OUTD-US (240 V) | 5000 | 1 |  |  | 0.965 | Solar Inverter |  | Inside
SRP23001 | POWER-ONE | PVI-6000-OUTD-US (240 V) | 6000 | 1 |  |  | 0.965 | Solar Inverter |  | OUTDOOR
SRP23005 | POWER-ONE | PVI-6000-OUTD-US (240 V) | 6000 | 1 |  |  | 0.965 | Solar Inverter |  | OUTDOOR
SRP23015 | POWER-ONE | PVI-5000-OUTD-US (240 V) | 5000 | 1 |  |  | 0.965 | Solar Inverter |  | INDOOR
SRP23015 | POWER-ONE | PVI-5000-OUTD-US (240 V) | 5000 | 1 |  |  | 0.965 | Solar Inverter |  | INDOOR
SRP23016 | POWER-ONE | PVI-6000-OUTD-US (240 V) | 6000 | 1 |  |  | 0.965 | Solar Inverter |  | INDOOR
SRP23066 | POWER-ONE | PVI-5000-OUTD-US (240 V) | 5000 | 1 |  |  | 0.965 | Solar Inverter |  | Inside
SRP23078 | SMA AMERICA | SB3000US (240V) | 3000 | 1 |  |  | 0.965 | Solar Inverter |  | INDOOR
SRP23078 | SMA AMERICA | SB5000US (240V) | 5000 | 1 |  |  | 0.965 | Solar Inverter |  | INDOOR
SRP23081 | POWER-ONE | PVI-6000-OUTD-US (240 V) | 6000 | 1 |  |  | 0.965 | Solar Inverter |  | INDOOR
SRP23084 | POWER-ONE | PVI-5000-OUTD-US (240 V) | 5000 | 1 |  |  | 0.965 | Solar Inverter |  | OUTDOOR
SRP23085 | POWER-ONE | PVI-5000-OUTD-US (240 V) | 5000 | 1 |  |  | 0.965 | Solar Inverter |  | OUTDOOR
SRP23112 | POWER-ONE | PVI-3.0-OUTD-S-US (240 V) | 3000 | 1 |  |  | 0.965 | Solar Inverter |  | INDOOR
SRP23136 | POWER-ONE | PVI-5000-OUTD-US (240 V) | 5000 | 1 |  |  | 0.965 | Solar Inverter |  | INDOOR
SRP23136 | POWER-ONE | PVI-5000-OUTD-US (240 V) | 5000 | 1 |  |  | 0.965 | Solar Inverter |  | INDOOR
SRP23145 | POWER-ONE | PVI-6000-OUTD-US (240 V) | 6000 | 2 |  |  | 0.965 | Solar Inverter |  | INDOOR
SRP23160 | POWER-ONE | PVI-5000-OUTD-US (240 V) | 5000 | 1 |  |  | 0.965 | Solar Inverter |  | Inside
SRP23169 | SUNPOWER | SPR-7000M (208V) | 7000 | 2 |  |  | 0.965 | Solar Inverter |  | OUTDOOR
SRP23170 | POWER-ONE | PVI-5000-OUTD-US (240 V) | 5000 | 1 |  |  | 0.965 | Solar Inverter |  | OUTDOOR
SRP23222 | POWER-ONE | PVI-5000-OUTD-US (240 V) | 5000 | 1 |  |  | 0.965 | Solar Inverter |  | INDOOR
SRP23237 | POWER-ONE | PVI-5000-OUTD-US (240 V) | 5000 | 1 |  |  | 0.965 | Solar Inverter |  | OUTDOOR
SRP23237 | POWER-ONE | PVI-6000-OUTD-US (240 V) | 6000 | 1 |  |  | 0.965 | Solar Inverter |  | OUTDOOR
SRP23238 | POWER-ONE | PVI-6000-OUTD-US (240 V) | 6000 | 1 |  |  | 0.965 | Solar Inverter |  | OUTDOOR
SRP23239 | POWER-ONE | PVI-5000-OUTD-US (240 V) | 5000 | 1 |  |  | 0.965 | Solar Inverter |  | OUTDOOR
SRP23240 | POWER-ONE | PVI-5000-OUTD-US (277 V) | 5000 | 1 |  |  | 0.965 | Solar Inverter |  | OUTDOOR
SRP23274 | POWER-ONE | PVI-6000-OUTD-US (240 V) | 6000 | 1 |  |  | 0.965 | Solar Inverter |  | Inside
SRP23330 | POWER-ONE | PVI-4.2-OUTD-S-US (208 V) | 4200 | 1 |  |  | 0.965 | Solar Inverter |  | OUTDOOR
SRP23330 | POWER-ONE | PVI-6000-OUTD-US (240 V) | 6000 | 1 |  |  | 0.965 | Solar Inverter |  | OUTDOOR
SRP23335 | POWER-ONE | PVI-5000-OUTD-US (240 V) | 5000 | 1 |  |  | 0.965 | Solar Inverter |  | OUTDOOR
SRP23336 | POWER-ONE | PVI-6000-OUTD-US (240 V) | 6000 | 1 |  |  | 0.965 | Solar Inverter |  | OUTDOOR
SRP23363 | POWER-ONE | PVI-5000-OUTD-US (240 V) | 5000 | 1 |  |  | 0.965 | Solar Inverter |  | OUTDOOR
SRP23363 | POWER-ONE | PVI-5000-OUTD-US (240 V) | 5000 | 1 |  |  | 0.965 | Solar Inverter |  | OUTDOOR
SRP23378 | POWER-ONE | PVI-5000-OUTD-US (240 V) | 5000 | 1 |  |  | 0.965 | Solar Inverter |  | OUTDOOR
SRP23380 | POWER-ONE | PVI-6000-OUTD-US (208 V) | 6000 | 1 |  |  | 0.965 | Solar Inverter |  | Inside
SRP23382 | POWER-ONE | PVI-6000-OUTD-US (240 V) | 6000 | 1 |  |  | 0.965 | Solar Inverter |  | INDOOR
SRP23398 | ENPHASE ENERGY | M215-60-2LL-S2X | 250 | 30 |  |  | 0.965 | Solar Inverter |  | OUTDOOR
SRP23433 | ENPHASE ENERGY | M215-60-2LL-S2X | 215 | 30 |  |  | 0.965 | Solar Inverter |  | OUTDOOR
SRP23442 | POWER-ONE | PVI-5000-OUTD-US (240 V) | 5000 | 1 |  |  | 0.965 | Solar Inverter |  | OUTDOOR
SRP23456 | SMA AMERICA | SB3000US (240V) | 3000 | 1 |  |  | 0.965 | Solar Inverter |  | OUTDOOR
SRP23476 | POWER-ONE | PVI-3.6-OUTD-S-US (240 V) | 3600 | 1 |  |  | 0.965 | Solar Inverter |  | OUTDOOR
SRP23476 | POWER-ONE | PVI-6000-OUTD-US-W (240 V) | 6000 | 1 |  |  | 0.965 | Solar Inverter |  | OUTDOOR
SRP23539 | POWER-ONE | PVI-5000-OUTD-US (240 V) | 5000 | 1 |  |  | 0.965 | Solar Inverter |  | INDOOR
SRP23539 | POWER-ONE | PVI-5000-OUTD-US (240 V) | 5000 | 1 |  |  | 0.965 | Solar Inverter |  | INDOOR
SRP23548 | POWER-ONE | PVI-6000-OUTD-US (240 V) | 6000 | 1 |  |  | 0.965 | Solar Inverter |  | OUTDOOR
SRP23549 | SMA AMERICA | SB4000US (240V) | 4000 | 1 |  |  | 0.965 | Solar Inverter |  | INDOOR
SRP23556 | POWER-ONE | PVI-6000-OUTD-US (240 V) | 6000 | 1 |  |  | 0.965 | Solar Inverter |  | OUTDOOR
SRP23561 | POWER-ONE | PVI-6000-OUTD-US-W (240 V) | 6000 | 1 |  |  | 0.965 | Solar Inverter |  | INDOOR
SRP23567 | POWER-ONE | PVI-5000-OUTD-US (208 V) | 5000 | 1 |  |  | 0.965 | Solar Inverter |  | OUTDOOR
SRP23569 | POWER-ONE | PVI-6000-OUTD-US (240 V) | 6000 | 1 |  |  | 0.965 | Solar Inverter |  | OUTDOOR
SRP23590 | POWER-ONE | PVI-6000-OUTD-US (240 V) | 6000 | 1 |  |  | 0.965 | Solar Inverter |  | OUTDOOR
SRP23597 | POWER-ONE | PVI-6000-OUTD-US (240 V) | 6000 | 1 |  |  | 0.965 | Solar Inverter |  | INDOOR
SRP23605 | POWER-ONE | PVI-5000-OUTD-US (240 V) | 5000 | 1 |  |  | 0.965 | Solar Inverter |  | Outside
SRP23607 | POWER-ONE | PVI-6000-OUTD-US (240 V) | 6000 | 1 |  |  | 0.965 | Solar Inverter |  | INDOOR
SRP23619 | POWER-ONE | PVI-5000-OUTD-US (240 V) | 5000 | 1 |  |  | 0.965 | Solar Inverter |  | Outside
SRP23619 | POWER-ONE | PVI-6000-OUTD-US (240 V) | 6000 | 1 |  |  | 0.965 | Solar Inverter |  | Outside
SRP23643 | POWER-ONE | PVI-5000-OUTD-US (240 V) | 5000 | 1 |  |  | 0.965 | Solar Inverter |  | Outside
SRP23644 | POWER-ONE | PVI-5000-OUTD-US (240 V) | 5000 | 1 |  |  | 0.965 | Solar Inverter |  | OUTDOOR
SRP23645 | POWER-ONE | PVI-6000-OUTD-US (240 V) | 6000 | 1 |  |  | 0.965 | Solar Inverter |  | INDOOR
SRP23657 | POWER-ONE | PVI-6000-OUTD-US (240 V) | 6000 | 1 |  |  | 0.965 | Solar Inverter |  | OUTDOOR
SRP23657 | POWER-ONE | PVI-6000-OUTD-US (240 V) | 6000 | 1 |  |  | 0.965 | Solar Inverter |  | OUTDOOR
SRP23660 | POWER-ONE | PVI-6000-OUTD-US (240 V) | 6000 | 1 |  |  | 0.965 | Solar Inverter |  | Inside
SRP23662 | POWER-ONE | PVI-5000-OUTD-US (240 V) | 5000 | 1 |  |  | 0.965 | Solar Inverter |  | OUTDOOR
SRP23693 | POWER-ONE | PVI-6000-OUTD-US (240 V) | 6000 | 1 |  |  | 0.965 | Solar Inverter |  | OUTDOOR
SRP23700 | POWER-ONE | PVI-3.6-OUTD-S-US (240 V) | 3600 | 1 |  |  | 0.965 | Solar Inverter |  | OUTDOOR
SRP23700 | POWER-ONE | PVI-4.2-OUTD-S-US (240 V) | 4200 | 3 |  |  | 0.965 | Solar Inverter |  | OUTDOOR
SRP23707 | POWER-ONE | PVI-5000-OUTD-US (240 V) | 5000 | 1 |  |  | 0.965 | Solar Inverter |  | OUTDOOR
SRP23709 | POWER-ONE | PVI-5000-OUTD-US (240 V) | 5000 | 1 |  |  | 0.965 | Solar Inverter |  | OUTDOOR
SRP23709 | POWER-ONE | PVI-6000-OUTD-US (240 V) | 6000 | 1 |  |  | 0.965 | Solar Inverter |  | OUTDOOR
SRP23714 | POWER-ONE | PVI-6000-OUTD-US (240 V) | 6000 | 1 |  |  | 0.965 | Solar Inverter |  | Inside
SRP23715 | POWER-ONE | PVI-6000-OUTD-US (240 V) | 6000 | 1 |  |  | 0.965 | Solar Inverter |  | OTHER
SRP23736 | POWER-ONE | PVI-6000-OUTD-US (240 V) | 6000 | 1 |  |  | 0.965 | Solar Inverter |  | INDOOR
SRP23795 | POWER-ONE | PVI-5000-OUTD-US (240 V) | 5000 | 1 |  |  | 0.965 | Solar Inverter |  | INDOOR
SRP23832 | POWER-ONE | PVI-5000-OUTD-US (240 V) | 5000 | 1 |  |  | 0.965 | Solar Inverter |  | OUTDOOR
SRP23833 | POWER-ONE | PVI-6000-OUTD-US (240 V) | 6000 | 1 |  |  | 0.965 | Solar Inverter |  | OUTDOOR
SRP23857 | POWER-ONE | PVI-6000-OUTD-US (240 V) | 6000 | 1 |  |  | 0.965 | Solar Inverter |  | INDOOR
SRP23857 | POWER-ONE | PVI-6000-OUTD-US (240 V) | 6000 | 1 |  |  | 0.965 | Solar Inverter |  | INDOOR
SRP23874 | POWER-ONE | PVI-5000-OUTD-US (240 V) | 5000 | 1 |  |  | 0.965 | Solar Inverter |  | OUTDOOR
SRP23875 | POWER-ONE | PVI-6000-OUTD-US (240 V) | 6000 | 1 |  |  | 0.965 | Solar Inverter |  | OUTDOOR
SRP23881 | POWER-ONE | PVI-5000-OUTD-US (240 V) | 5000 | 1 |  |  | 0.965 | Solar Inverter |  | OUTDOOR
SRP23904 | POWER-ONE | PVI-5000-OUTD-US (240 V) | 5000 | 1 |  |  | 0.965 | Solar Inverter |  | INDOOR
SRP23922 | POWER-ONE | PVI-5000-OUTD-US (240 V) | 5000 | 1 |  |  | 0.965 | Solar Inverter |  | OUTDOOR
SRP23979 | SMA AMERICA | SB4000US (240V) | 4000 | 1 |  |  | 0.965 | Solar Inverter |  | OUTDOOR
SRP23991 | POWER-ONE | PVI-6000-OUTD-US (240 V) | 6000 | 1 |  |  | 0.965 | Solar Inverter |  | OUTDOOR
SRP24004 | SMA AMERICA | SB7000US-12 (240V) | 7000 | 1 |  |  | 0.965 | Solar Inverter |  | OUTDOOR
SRP24011 | POWER-ONE | PVI-6000-OUTD-US (240 V) | 6000 | 1 |  |  | 0.965 | Solar Inverter |  | OUTDOOR
SRP24023 | POWER-ONE | PVI-5000-OUTD-US (240 V) | 5000 | 1 |  |  | 0.965 | Solar Inverter |  | OUTDOOR
SRP24025 | POWER-ONE | PVI-6000-OUTD-US (240 V) | 6000 | 1 |  |  | 0.965 | Solar Inverter |  | OUTDOOR
SRP24027 | POWER-ONE | PVI-3.8-1-OUTD-X-US-Y (240 V) | 3800 | 1 |  |  | 0.965 | Solar Inverter |  | OUTDOOR
SRP24027 | POWER-ONE | PVI-6000-OUTD-US (240 V) | 6000 | 1 |  |  | 0.965 | Solar Inverter |  | OUTDOOR
SRP24033 | POWER-ONE | PVI-5000-OUTD-US (240 V) | 5000 | 1 |  |  | 0.965 | Solar Inverter |  | OUTDOOR
SRP24053 | POWER-ONE | PVI-6000-OUTD-US-W (240 V) | 6000 | 1 |  |  | 0.965 | Solar Inverter |  | Inside
SRP24066 | POWER-ONE | PVI-6000-OUTD-US (240 V) | 6000 | 1 |  |  | 0.965 | Solar Inverter |  | Inside
SRP24072 | POWER-ONE | PVI-6000-OUTD-US (208 V) | 6000 | 1 |  |  | 0.965 | Solar Inverter |  | OUTDOOR
SRP24123 | POWER-ONE | PVI-6000-OUTD-US (240 V) | 6000 | 1 |  |  | 0.965 | Solar Inverter |  | OUTDOOR
SRP24129 | POWER-ONE | PVI-6000-OUTD-US (240 V) | 6000 | 1 |  |  | 0.965 | Solar Inverter |  | Inside
SRP24179 | POWER-ONE | PVI-6000-OUTD-US (240 V) | 6000 | 1 |  |  | 0.965 | Solar Inverter |  | INDOOR
SRP24193 | SMA AMERICA | SB5000US (240V) | 5000 | 1 |  |  | 0.965 | Solar Inverter |  | Outside
SRP24221 | POWER-ONE | PVI-6000-OUTD-US (240 V) | 6000 | 1 |  |  | 0.965 | Solar Inverter |  | OUTDOOR
SRP24223 | POWER-ONE | PVI-6000-OUTD-US (240 V) | 6000 | 1 |  |  | 0.965 | Solar Inverter |  | OUTDOOR
SRP24227 | POWER-ONE | PVI-6000-OUTD-US (240 V) | 6000 | 1 |  |  | 0.965 | Solar Inverter |  | OUTDOOR
SRP24231 | POWER-ONE | PVI-6000-OUTD-US (277 V) | 6000 | 1 |  |  | 0.965 | Solar Inverter |  | OUTDOOR
SRP24232 | POWER-ONE | PVI-6000-OUTD-US (277 V) | 6000 | 1 |  |  | 0.965 | Solar Inverter |  | Outside
SRP24232 | POWER-ONE | PVI-6000-OUTD-US (277 V) | 6000 | 1 |  |  | 0.965 | Solar Inverter |  | Outside
SRP24234 | SMA AMERICA | SB3000HFUS-30 (208V) | 3000 | 1 |  |  | 0.965 | Solar Inverter |  | OUTDOOR
SRP24242 | POWER-ONE | PVI-5000-OUTD-US (240 V) | 5000 | 1 |  |  | 0.965 | Solar Inverter |  | Inside
SRP24266 | POWER-ONE | PVI-6000-OUTD-US (240 V) | 6000 | 1 |  |  | 0.965 | Solar Inverter |  | OUTDOOR
SRP24301 | POWER-ONE | PVI-5000-OUTD-US (240 V) | 5000 | 1 |  |  | 0.965 | Solar Inverter |  | Inside
SRP24307 | SMA AMERICA | SB5000US (240V) | 5000 | 1 |  |  | 0.965 | Solar Inverter |  | INDOOR
SRP24322 | POWER-ONE | PVI-6000-OUTD-US (240 V) | 6000 | 1 |  |  | 0.965 | Solar Inverter |  | OUTDOOR
SRP24322 | POWER-ONE | PVI-6000-OUTD-US-W (240 V) | 6000 | 1 |  |  | 0.965 | Solar Inverter |  | OUTDOOR
SRP24331 | POWER-ONE | PVI-6000-OUTD-US (240 V) | 6000 | 1 |  |  | 0.965 | Solar Inverter |  | OUTDOOR
SRP24341 | POWER-ONE | PVI-5000-OUTD-US (208 V) | 5000 | 1 |  |  | 0.965 | Solar Inverter |  | OUTDOOR
SRP24341 | POWER-ONE | PVI-6000-OUTD-US (240 V) | 6000 | 1 |  |  | 0.965 | Solar Inverter |  | OUTDOOR
SRP24342 | POWER-ONE | PVI-5000-OUTD-US (240 V) | 5000 | 1 |  |  | 0.965 | Solar Inverter |  | INDOOR
SRP24343 | POWER-ONE | PVI-6000-OUTD-US (240 V) | 6000 | 1 |  |  | 0.965 | Solar Inverter |  | Inside
SRP24343 | POWER-ONE | PVI-6000-OUTD-US (240 V) | 6000 | 1 |  |  | 0.965 | Solar Inverter |  | Inside
SRP24353 | POWER-ONE | PVI-5000-OUTD-US (240 V) | 5000 | 1 |  |  | 0.965 | Solar Inverter |  | OUTDOOR
SRP24355 | POWER-ONE | PVI-6000-OUTD-US (240 V) | 6000 | 1 |  |  | 0.965 | Solar Inverter |  | Inside
SRP24363 | POWER-ONE | PVI-6000-OUTD-US (240 V) | 6000 | 1 |  |  | 0.965 | Solar Inverter |  | INDOOR
SRP24429 | SMA AMERICA | SB5000US (240V) | 5000 | 1 |  |  | 0.965 | Solar Inverter |  | INDOOR
SRP24444 | POWER-ONE | PVI-5000-OUTD-US (240 V) | 5000 | 1 |  |  | 0.965 | Solar Inverter |  | Inside
SRP24457 | POWER-ONE | PVI-6000-OUTD-US (240 V) | 6000 | 1 |  |  | 0.965 | Solar Inverter |  | OUTDOOR
SRP24468 | POWER-ONE | PVI-6000-OUTD-US (240 V) | 6000 | 1 |  |  | 0.965 | Solar Inverter |  | Inside
SRP24470 | POWER-ONE | PVI-5000-OUTD-US (240 V) | 5000 | 1 |  |  | 0.965 | Solar Inverter |  | Inside
SRP24514 | ENPHASE ENERGY | M215-60-2LL-S2X | 215 | 16 |  |  | 0.965 | Solar Inverter |  | OUTDOOR
SRP24540 | POWER-ONE | PVI-6000-OUTD-US (240 V) | 6000 | 1 |  |  | 0.965 | Solar Inverter |  | OUTDOOR
SRP24547 | POWER-ONE | PVI-6000-OUTD-US (240 V) | 6000 | 1 |  |  | 0.965 | Solar Inverter |  | INDOOR
SRP24582 | POWER-ONE | PVI-6000-OUTD-US (240 V) | 6000 | 1 |  |  | 0.965 | Solar Inverter |  | OUTDOOR
SRP24597 | POWER-ONE | PVI-5000-OUTD-US (240 V) | 5000 | 1 |  |  | 0.965 | Solar Inverter |  | Inside
SRP24629 | POWER-ONE | PVI-5000-OUTD-US (240 V) | 5000 | 1 |  |  | 0.965 | Solar Inverter |  | Inside
SRP24639 | POWER-ONE | PVI-5000-OUTD-US (240 V) | 5000 | 1 |  |  | 0.965 | Solar Inverter |  | OUTDOOR
SRP24643 | POWER-ONE | PVI-6000-OUTD-US (240 V) | 6000 | 1 |  |  | 0.965 | Solar Inverter |  | Inside
SRP24643 | POWER-ONE | PVI-6000-OUTD-US (240 V) | 6000 | 1 |  |  | 0.965 | Solar Inverter |  | Inside
SRP24646 | POWER-ONE | PVI-5000-OUTD-US (240 V) | 5000 | 1 |  |  | 0.965 | Solar Inverter |  | OUTDOOR
SRP24646 | POWER-ONE | PVI-5000-OUTD-US (240 V) | 6000 | 1 |  |  | 0.965 | Solar Inverter |  | OUTDOOR
SRP24648 | POWER-ONE | PVI-5000-OUTD-US (240 V) | 6000 | 1 |  |  | 0.965 | Solar Inverter |  | OUTDOOR
SRP24648 | POWER-ONE | PVI-6000-OUTD-US (208 V) | 6000 | 1 |  |  | 0.965 | Solar Inverter |  | OUTDOOR
SRP24654 | POWER-ONE | PVI-5000-OUTD-US (240 V) | 5000 | 1 |  |  | 0.965 | Solar Inverter |  | OUTDOOR
SRP24676 | ENPHASE ENERGY | M215-60-2LL-S2X | 215 | 4 |  |  | 0.965 | Solar Inverter |  | OUTDOOR
SRP24676 | ENPHASE ENERGY | M215-60-2LL-S2X | 215 | 9 |  |  | 0.965 | Solar Inverter |  | OUTDOOR
SRP24676 | ENPHASE ENERGY | M215-60-2LL-S2X | 215 | 16 |  |  | 0.965 | Solar Inverter |  | OUTDOOR
SRP24701 | POWER-ONE | PVI-6000-OUTD-US (240 V) | 6000 | 1 |  |  | 0.965 | Solar Inverter |  | Inside
SRP24712 | ENPHASE ENERGY | M215-60-2LL-S2X | 215 | 12 |  |  | 0.965 | Solar Inverter |  | OUTDOOR
SRP24712 | ENPHASE ENERGY | M215-60-2LL-S2X | 215 | 21 |  |  | 0.965 | Solar Inverter |  | OUTDOOR
SRP24755 | ENPHASE ENERGY | M215-60-2LL-S2X | 215 | 4 |  |  | 0.965 | Solar Inverter |  | OUTDOOR
SRP24755 | ENPHASE ENERGY | M215-60-2LL-S2X | 215 | 12 |  |  | 0.965 | Solar Inverter |  | OUTDOOR
SRP24755 | ENPHASE ENERGY | M215-60-2LL-S2X | 215 | 12 |  |  | 0.965 | Solar Inverter |  | OUTDOOR
SRP24759 | ENPHASE ENERGY | M215-60-2LL-S2X | 215 | 12 |  |  | 0.965 | Solar Inverter |  | OUTDOOR
SRP24759 | ENPHASE ENERGY | M215-60-2LL-S2X | 215 | 20 |  |  | 0.965 | Solar Inverter |  | OUTDOOR
SRP24777 | ENPHASE ENERGY | M215-60-2LL-S2X | 215 | 11 |  |  | 0.965 | Solar Inverter |  | OUTDOOR
SRP24777 | ENPHASE ENERGY | M215-60-2LL-S2X | 215 | 20 |  |  | 0.965 | Solar Inverter |  | OUTDOOR
SRP24782 | POWER-ONE | PVI-5000-OUTD-US (208 V) | 5000 | 1 |  |  | 0.965 | Solar Inverter |  | OUTDOOR
SRP24785 | POWER-ONE | PVI-6000-OUTD-US (208 V) | 6000 | 1 |  |  | 0.965 | Solar Inverter |  | Inside
SRP24787 | POWER-ONE | PVI-5000-OUTD-US (240 V) | 5000 | 1 |  |  | 0.965 | Solar Inverter |  | OUTDOOR
SRP24795 | SMA AMERICA | SB3000US (240V) | 3000 | 1 |  |  | 0.965 | Solar Inverter |  | Outside
SRP24807 | POWER-ONE | PVI-5000-OUTD-US (240 V) | 5000 | 1 |  |  | 0.965 | Solar Inverter |  | OUTDOOR
SRP24808 | POWER-ONE | PVI-5000-OUTD-US (240 V) | 5000 | 1 |  |  | 0.965 | Solar Inverter |  | Inside
SRP24812 | POWER-ONE | PVI-6000-OUTD-US (240 V) | 6000 | 1 |  |  | 0.965 | Solar Inverter |  | Inside
SRP24903 | ENPHASE ENERGY | M215-60-2LL-S2X | 215 | 26 |  |  | 0.965 | Solar Inverter |  | OUTDOOR
SRP24903 | ENPHASE ENERGY | M215-60-2LL-S2X | 215 | 26 |  |  | 0.965 | Solar Inverter |  | OUTDOOR
SRP24905 | ENPHASE ENERGY | M215-60-2LL-S2X | 215 | 8 |  |  | 0.965 | Solar Inverter |  | OUTDOOR
SRP24905 | ENPHASE ENERGY | M215-60-2LL-S2X | 215 | 9 |  |  | 0.965 | Solar Inverter |  | OUTDOOR
SRP24905 | ENPHASE ENERGY | M215-60-2LL-S2X | 215 | 24 |  |  | 0.965 | Solar Inverter |  | OUTDOOR
SRP24915 | POWER-ONE | PVI-6000-OUTD-US (240 V) | 6000 | 1 |  |  | 0.965 | Solar Inverter |  | OUTDOOR
SRP24920 | POWER-ONE | PVI-5000-OUTD-US (240 V) | 5000 | 1 |  |  | 0.965 | Solar Inverter |  | OUTDOOR
SRP24920 | POWER-ONE | PVI-6000-OUTD-US-W (240 V) | 6000 | 1 |  |  | 0.965 | Solar Inverter |  | OUTDOOR
SRP24923 | POWER-ONE | PVI-6000-OUTD-US (240 V) | 6000 | 1 |  |  | 0.965 | Solar Inverter |  | OUTDOOR
SRP24928 | POWER-ONE | PVI-6000-OUTD-US (240 V) | 6000 | 1 |  |  | 0.965 | Solar Inverter |  | OUTDOOR
SRP24941 | POWER-ONE | PVI-6000-OUTD-US (240 V) | 6000 | 1 |  |  | 0.965 | Solar Inverter |  | OUTDOOR
SRP24942 | POWER-ONE | PVI-6000-OUTD-US (208 V) | 6000 | 1 |  |  | 0.965 | Solar Inverter |  | Inside
SRP24954 | POWER-ONE | PVI-6000-OUTD-US (240 V) | 6000 | 1 |  |  | 0.965 | Solar Inverter |  | OUTDOOR
SRP24972 | POWER-ONE | PVI-6000-OUTD-US (240 V) | 6000 | 1 |  |  | 0.965 | Solar Inverter |  | OUTDOOR
SRP24986 | POWER-ONE | PVI-5000-OUTD-US (240 V) | 5000 | 1 |  |  | 0.965 | Solar Inverter |  | INDOOR
SRP25005 | POWER-ONE | PVI-6000-OUTD-US (240 V) | 6000 | 1 |  |  | 0.965 | Solar Inverter |  | Inside
SRP25016 | POWER-ONE | PVI-6000-OUTD-US (240 V) | 6000 | 1 |  |  | 0.965 | Solar Inverter |  | OUTDOOR
SRP25016 | POWER-ONE | PVI-6000-OUTD-US (240 V) | 6000 | 1 |  |  | 0.965 | Solar Inverter |  | OUTDOOR
SRP25045 | POWER-ONE | PVI-6000-OUTD-US (208 V) | 6000 | 1 |  |  | 0.965 | Solar Inverter |  | Inside
SRP25058 | ENPHASE ENERGY | M215-60-2LL-S2X | 215 | 36 |  |  | 0.965 | Solar Inverter |  | OUTDOOR
SRP25123 | POWER-ONE | PVI-5000-OUTD-US (240 V) | 5000 | 1 |  |  | 0.965 | Solar Inverter |  | OUTDOOR
SRP25137 | POWER-ONE | PVI-6000-OUTD-US (208 V) | 6000 | 1 |  |  | 0.965 | Solar Inverter |  | INDOOR
SRP25164 | POWER-ONE | PVI-5000-OUTD-US (240 V) | 5000 | 1 |  |  | 0.965 | Solar Inverter |  | OUTDOOR
SRP25171 | POWER-ONE | PVI-5000-OUTD-US (240 V) | 5000 | 1 |  |  | 0.965 | Solar Inverter |  | Inside
SRP25176 | ENPHASE ENERGY | M215-60-2LL-S2X | 215 | 21 |  |  | 0.965 | Solar Inverter |  | OUTDOOR
SRP25285 | POWER-ONE | PVI-5000-OUTD-US (240 V) | 5000 | 1 |  |  | 0.965 | Solar Inverter |  | Inside
SRP25286 | ENPHASE ENERGY | M215-60-2LL-S2X | 215 | 18 |  |  | 0.965 | Solar Inverter |  | OUTDOOR
SRP25297 | POWER-ONE | PVI-5000-OUTD-US (240 V) | 5000 | 1 |  |  | 0.965 | Solar Inverter |  | OUTDOOR
SRP25310 | POWER-ONE | PVI-6000-OUTD-US (240 V) | 6000 | 1 |  |  | 0.965 | Solar Inverter |  | OUTDOOR
SRP25324 | POWER-ONE | PVI-6000-OUTD-US-W (240 V) | 6000 | 1 |  |  | 0.965 | Solar Inverter |  | OUTDOOR
SRP25335 | SMA AMERICA | SB5000US | 5000 | 1 |  |  | 0.965 | Solar Inverter |  | INDOOR
SRP25379 | POWER-ONE | PVI-6000-OUTD-US (240 V) | 6000 | 1 |  |  | 0.965 | Solar Inverter |  | OUTDOOR
SRP25392 | POWER-ONE | PVI-5000-OUTD-US (240 V) | 5000 | 1 |  |  | 0.965 | Solar Inverter |  | Inside
SRP25398 | POWER-ONE | PVI-5000-OUTD-US (240 V) | 5000 | 1 |  |  | 0.965 | Solar Inverter |  | OUTDOOR
SRP25411 | POWER-ONE | PVI-5000-OUTD-US (240 V) | 5000 | 1 |  |  | 0.965 | Solar Inverter |  | Inside
SRP25425 | ENPHASE ENERGY | M215-60-2LL-S2X | 215 | 34 |  |  | 0.965 | Solar Inverter |  | OUTDOOR
SRP25446 | ENPHASE ENERGY | M215-60-2LL-S2X | 215 | 15 |  |  | 0.965 | Solar Inverter |  | OUTDOOR
SRP25446 | ENPHASE ENERGY | M215-60-2LL-S2X | 215 | 18 |  |  | 0.965 | Solar Inverter |  | OUTDOOR
SRP25447 | ENPHASE ENERGY | M215-60-2LL-S2X | 215 | 5 |  |  | 0.965 | Solar Inverter |  | OUTDOOR
SRP25447 | ENPHASE ENERGY | M215-60-2LL-S2X | 215 | 36 |  |  | 0.965 | Solar Inverter |  | OUTDOOR
SRP25448 | ENPHASE ENERGY | M215-60-2LL-S2X | 215 | 7 |  |  | 0.965 | Solar Inverter |  | OUTDOOR
SRP25448 | ENPHASE ENERGY | M215-60-2LL-S2X | 215 | 18 |  |  | 0.965 | Solar Inverter |  | OUTDOOR
SRP25449 | POWER-ONE | PVI-6000-OUTD-US (240 V) | 6000 | 1 |  |  | 0.965 | Solar Inverter |  | INDOOR
SRP25461 | POWER-ONE | PVI-6000-OUTD-US (240 V) | 6000 | 1 |  |  | 0.965 | Solar Inverter |  | OUTDOOR
SRP25476 | POWER-ONE | PVI-6000-OUTD-US (240 V) | 6000 | 1 |  |  | 0.965 | Solar Inverter |  | OUTDOOR
SRP25499 | POWER-ONE | PVI-5000-OUTD-US (240 V) | 5000 | 1 |  |  | 0.965 | Solar Inverter |  | OUTDOOR
SRP25501 | POWER-ONE | PVI-5000-OUTD-US (240 V) | 5000 | 1 |  |  | 0.965 | Solar Inverter |  | Inside
SRP25526 | POWER-ONE | PVI-3.0-OUTD-S-US (240 V) | 3000 | 1 |  |  | 0.965 | Solar Inverter |  | OUTDOOR
SRP25526 | POWER-ONE | PVI-5000-OUTD-US (240 V) | 5000 | 1 |  |  | 0.965 | Solar Inverter |  | OUTDOOR
SRP25529 | POWER-ONE | PVI-6000-OUTD-US (240 V) | 6000 | 1 |  |  | 0.965 | Solar Inverter |  | Inside
SRP25547 | POWER-ONE | PVI-5000-OUTD-US (240 V) | 5000 | 1 |  |  | 0.965 | Solar Inverter |  | OUTDOOR
SRP25590 | SMA AMERICA | SB3000US (240V) | 3000 | 1 |  |  | 0.965 | Solar Inverter |  | INDOOR
SRP25594 | POWER-ONE | PVI-6000-OUTD-US-W (240 V) | 6000 | 1 |  |  | 0.965 | Solar Inverter |  | OUTDOOR
SRP25597 | POWER-ONE | PVI-5000-OUTD-US (240 V) | 5000 | 1 |  |  | 0.965 | Solar Inverter |  | OUTDOOR
SRP25601 | POWER-ONE | PVI-5000-OUTD-US (240 V) | 5000 | 1 |  |  | 0.965 | Solar Inverter |  | OUTDOOR
SRP25601 | POWER-ONE | PVI-5000-OUTD-US (240 V) | 5000 | 1 |  |  | 0.965 | Solar Inverter |  | OUTDOOR
SRP25632 | POWER-ONE | PVI-6000-OUTD-US (240 V) | 6000 | 1 |  |  | 0.965 | Solar Inverter |  | OUTDOOR
SRP25640 | POWER-ONE | PVI-6000-OUTD-US (240 V) | 6000 | 1 |  |  | 0.965 | Solar Inverter |  | OUTDOOR
SRP25640 | POWER-ONE | PVI-6000-OUTD-US (240 V) | 6000 | 1 |  |  | 0.965 | Solar Inverter |  | OUTDOOR
SRP25651 | POWER-ONE | PVI-5000-OUTD-US (240 V) | 5000 | 1 |  |  | 0.965 | Solar Inverter |  | Inside
SRP25651 | POWER-ONE | PVI-6000-OUTD-US-W (240 V) | 6000 | 1 |  |  | 0.965 | Solar Inverter |  | Inside
SRP25709 | ENPHASE ENERGY | M215-60-2LL-S2X | 215 | 24 |  |  | 0.965 | Solar Inverter |  | OUTDOOR
SRP25709 | ENPHASE ENERGY | M215-60-2LL-S2X | 215 | 24 |  |  | 0.965 | Solar Inverter |  | OUTDOOR
SRP25710 | ENPHASE ENERGY | M215-60-2LL-S2X | 215 | 4 |  |  | 0.965 | Solar Inverter |  | OUTDOOR
SRP25710 | ENPHASE ENERGY | M215-60-2LL-S2X | 215 | 4 |  |  | 0.965 | Solar Inverter |  | OUTDOOR
SRP25710 | ENPHASE ENERGY | M215-60-2LL-S2X | 215 | 35 |  |  | 0.965 | Solar Inverter |  | OUTDOOR
SRP25718 | POWER-ONE | PVI-5000-OUTD-US (240 V) | 5000 | 1 |  |  | 0.965 | Solar Inverter |  | Inside
SRP25721 | POWER-ONE | PVI-6000-OUTD-US (240 V) | 6000 | 1 |  |  | 0.965 | Solar Inverter |  | OUTDOOR
SRP25732 | POWER-ONE | PVI-6000-OUTD-US (240 V) | 6000 | 1 |  |  | 0.965 | Solar Inverter |  | OUTDOOR
SRP25750 | POWER-ONE | PVI-6000-OUTD-US (240 V) | 6000 | 1 |  |  | 0.965 | Solar Inverter |  | OUTDOOR
SRP25762 | POWER-ONE | PVI-5000-OUTD-US (240 V) | 5000 | 1 |  |  | 0.965 | Solar Inverter |  | OUTDOOR
SRP25769 | POWER-ONE | PVI-6000-OUTD-US (240 V) | 6000 | 1 |  |  | 0.965 | Solar Inverter |  | Inside
SRP25771 | POWER-ONE | PVI-6000-OUTD-US (240 V) | 6000 | 1 |  |  | 0.965 | Solar Inverter |  | OUTDOOR
SRP25779 | POWER-ONE | PVI-6000-OUTD-US (240 V) | 6000 | 1 |  |  | 0.965 | Solar Inverter |  | Inside
SRP25782 | POWER-ONE | PVI-5000-OUTD-US (208 V) | 5000 | 1 |  |  | 0.965 | Solar Inverter |  | OUTDOOR
SRP25784 | POWER-ONE | PVI-5000-OUTD-US (240 V) | 5000 | 1 |  |  | 0.965 | Solar Inverter |  | Inside
SRP25785 | POWER-ONE | PVI-6000-OUTD-US (240 V) | 6000 | 1 |  |  | 0.965 | Solar Inverter |  | Inside
SRP25827 | POWER-ONE | PVI-6000-OUTD-US (240 V) | 6000 | 1 |  |  | 0.965 | Solar Inverter |  | Inside
SRP25835 | POWER-ONE | PVI-6000-OUTD-US (240 V) | 6000 | 1 |  |  | 0.965 | Solar Inverter |  | Inside
SRP25836 | POWER-ONE | PVI-6000-OUTD-US (240 V) | 6000 | 1 |  |  | 0.965 | Solar Inverter |  | OUTDOOR
SRP25853 | POWER-ONE | PVI-5000-OUTD-US (208 V) | 5000 | 1 |  |  | 0.965 | Solar Inverter |  | OUTDOOR
SRP25853 | POWER-ONE | PVI-6000-OUTD-US (208 V) | 6000 | 1 |  |  | 0.965 | Solar Inverter |  | OUTDOOR
SRP25879 | POWER-ONE | PVI-6000-OUTD-US (240 V) | 6000 | 1 |  |  | 0.965 | Solar Inverter |  | Inside
SRP25880 | POWER-ONE | PVI-6000-OUTD-US (240 V) | 6000 | 1 |  |  | 0.965 | Solar Inverter |  | OUTDOOR
SRP25880 | POWER-ONE | PVI-6000-OUTD-US (240 V) | 6000 | 1 |  |  | 0.965 | Solar Inverter |  | OUTDOOR
SRP25881 | POWER-ONE | PVI-5000-OUTD-US (208 V) | 5000 | 1 |  |  | 0.965 | Solar Inverter |  | Inside
SRP25881 | POWER-ONE | PVI-6000-OUTD-US (240 V) | 6000 | 1 |  |  | 0.965 | Solar Inverter |  | Inside
SRP25996 | POWER-ONE | PVI-6000-OUTD-US-W (240 V) | 6000 | 1 |  |  | 0.965 | Solar Inverter |  | OUTDOOR
SRP26066 | ENPHASE ENERGY | M215-60-2LL-S2X-IG | 215 | 5 |  |  | 0.965 | Solar Inverter |  | Outside
SRP26066 | ENPHASE ENERGY | M215-60-2LL-S2X-IG | 215 | 24 |  |  | 0.965 | Solar Inverter |  | Outside
SRP26071 | SMA AMERICA | SB3000US (240V) | 3050 | 1 |  |  | 0.965 | Solar Inverter |  | OUTDOOR
SRP26085 | POWER-ONE | PVI-6000-OUTD-US (240 V) | 6000 | 1 |  |  | 0.965 | Solar Inverter |  | OUTDOOR
SRP26093 | ENPHASE ENERGY | M215-60-2LL-S2X-IG | 215 | 38 |  |  | 0.965 | Solar Inverter |  | OUTDOOR
SRP26103 | POWER-ONE | PVI-6000-OUTD-US (240 V) | 6000 | 1 |  |  | 0.965 | Solar Inverter |  | Inside
SRP26104 | POWER-ONE | PVI-5000-OUTD-US (240 V) | 5000 | 1 |  |  | 0.965 | Solar Inverter |  | Inside
SRP26197 | ENPHASE ENERGY | M215-60-2LL-S2X-IG | 215 | 18 |  |  | 0.965 | Solar Inverter |  | OUTDOOR
SRP26255 | POWER-ONE | PVI-6000-OUTD-US (240 V) | 6000 | 1 |  |  | 0.965 | Solar Inverter |  | OUTDOOR
SRP26287 | POWER-ONE | PVI-5000-OUTD-US (240 V) | 5000 | 1 |  |  | 0.965 | Solar Inverter |  | OUTDOOR
SRP26342 | POWER-ONE | PVI-6000-OUTD-US (240 V) | 6000 | 1 |  |  | 0.965 | Solar Inverter |  | OUTDOOR
SRP26401 | POWER-ONE | PVI-5000-OUTD-US (240 V) | 5000 | 1 |  |  | 0.965 | Solar Inverter |  | Inside
SRP26401 | POWER-ONE | PVI-5000-OUTD-US (240 V) | 5000 | 1 |  |  | 0.965 | Solar Inverter |  | Inside
SRP26467 | POWER-ONE | PVI-6000-OUTD-US-W (240 V) | 6000 | 1 |  |  | 0.965 | Solar Inverter |  | Inside
SRP26492 | POWER-ONE | PVI-6000-OUTD-US-W (240 V) | 6000 | 1 |  |  | 0.965 | Solar Inverter |  | Inside
SRP26596 | ENPHASE ENERGY | M215-60-2LL-S2X-IG | 215 | 26 |  |  | 0.965 | Solar Inverter |  | OUTDOOR
SRP26633 | POWER-ONE | PVI-6000-OUTD-US (208 V) | 6000 | 1 |  |  | 0.965 | Solar Inverter |  | OUTDOOR
SRP26756 | POWER-ONE | PVI-5000-OUTD-US (240 V) | 5000 | 1 |  |  | 0.965 | Solar Inverter |  | Inside
SRP26756 | POWER-ONE | PVI-6000-OUTD-US (240 V) | 6000 | 1 |  |  | 0.965 | Solar Inverter |  | Inside
SRP26814 | POWER-ONE | PVI-6000-OUTD-US (240 V) | 6000 | 1 |  |  | 0.965 | Solar Inverter |  | Inside
SRP26931 | POWER-ONE | PVI-6000-OUTD-US (240 V) | 6000 | 1 |  |  | 0.965 | Solar Inverter |  | OUTDOOR
SRP26968 | POWER-ONE | PVI-6000-OUTD-US (240 V) | 6000 | 1 |  |  | 0.965 | Solar Inverter |  | OUTDOOR
SRP27029 | POWER-ONE | PVI-6000-OUTD-US-W (240 V) | 6000 | 1 |  |  | 0.965 | Solar Inverter |  | OUTDOOR
SRP27186 | POWER-ONE | PVI-6000-OUTD-US (240 V) | 6000 | 1 |  |  | 0.965 | Solar Inverter |  | Inside
SRP27196 | POWER-ONE | PVI-5000-OUTD-US (240 V) | 5000 | 1 |  |  | 0.965 | Solar Inverter |  | OUTDOOR
SRP27249 | POWER-ONE | PVI-5000-OUTD-US (208 V) | 5000 | 1 |  |  | 0.965 | Solar Inverter |  | OUTDOOR
SRP27324 | POWER-ONE | PVI-6000-OUTD-US (240 V) | 6000 | 1 |  |  | 0.965 | Solar Inverter |  | Inside
SRP27328 | POWER-ONE | PVI-6000-OUTD-US (240 V) | 6000 | 1 |  |  | 0.965 | Solar Inverter |  | OUTDOOR
SRP27632 | POWER-ONE | PVI-3.8-1-OUTD-X-US-Y (240 V) | 3800 | 2 |  |  | 0.965 | Solar Inverter |  | OUTDOOR
SRP27948 | POWER-ONE | PVI-5000-OUTD-US (240 V) | 5000 | 1 |  |  | 0.965 | Solar Inverter |  | INDOOR
REIPNR-07440 | SOLECTRIA RENEWABLES | PVI95KW-480 | 500000 | 1 |  |  | 0.9652 | Solar Inverter |  | OUTDOOR
SRP13052 | SATCON TECHNOLOGY | PVS-250 (MVT) | 250000 | 1 |  |  | 0.9652 | Solar Inverter |  | Outside
REIPNR-05355 | SMA AMERICA | SB3000US (208V) | 3000 | 1 |  |  | 0.966 | Solar Inverter |  | Outside
REIPNR-05356 | SMA AMERICA | SB3000US (208V) | 3000 | 1 |  |  | 0.966 | Solar Inverter |  | Outside
REIPNR-05357 | SMA AMERICA | SB3000US (208V) | 3000 | 1 |  |  | 0.966 | Solar Inverter |  | Outside
REIPNR-05358 | SMA AMERICA | SB3000US (208V) | 3000 | 1 |  |  | 0.966 | Solar Inverter |  | Outside
REIPNR-05359 | SMA AMERICA | SB3000US (208V) | 3000 | 1 |  |  | 0.966 | Solar Inverter |  | Outside
REIPNR-05360 | SMA AMERICA | SB3000US (208V) | 3000 | 1 |  |  | 0.966 | Solar Inverter |  | Outside
REIPNR-05362 | SMA AMERICA | SB3000US (208V) | 3000 | 1 |  |  | 0.966 | Solar Inverter |  | Outside
REIPNR-05363 | SMA AMERICA | SB3000US (208V) | 3000 | 1 |  |  | 0.966 | Solar Inverter |  | Outside
REIPNR-05364 | SMA AMERICA | SB3000US (208V) | 3000 | 1 |  |  | 0.966 | Solar Inverter |  | Outside
REIPNR-05365 | SMA AMERICA | SB3000US (208V) | 3000 | 1 |  |  | 0.966 | Solar Inverter |  | Outside
REIPNR-05366 | SMA AMERICA | SB3000US (208V) | 3000 | 1 |  |  | 0.966 | Solar Inverter |  | Outside
REIPNR-05367 | SMA AMERICA | SB3000US (208V) | 3000 | 1 |  |  | 0.966 | Solar Inverter |  | Outside
REIPNR-05369 | SMA AMERICA | SB3000US (208V) | 3000 | 1 |  |  | 0.966 | Solar Inverter |  | Outside
REIPNR-05370 | SMA AMERICA | SB3000US (208V) | 3000 | 1 |  |  | 0.966 | Solar Inverter |  | Outside
REIPNR-05383 | SMA AMERICA | SB3000US (208V) | 3000 | 1 |  |  | 0.966 | Solar Inverter |  | Outside
REIPNR-05384 | SMA AMERICA | SB3000US (208V) | 3000 | 1 |  |  | 0.966 | Solar Inverter |  | Outside
REIPNR-05385 | SMA AMERICA | SB3000US (208V) | 3000 | 1 |  |  | 0.966 | Solar Inverter |  | Outside
REIPNR-05386 | SMA AMERICA | SB3000US (208V) | 3000 | 1 |  |  | 0.966 | Solar Inverter |  | Outside
REIPNR-05392 | SMA AMERICA | SB3000US (208V) | 3000 | 1 |  |  | 0.966 | Solar Inverter |  | Inside
REIPNR-05393 | SMA AMERICA | SB3000US (208V) | 3000 | 1 |  |  | 0.966 | Solar Inverter |  | Inside
REIPNR-05394 | SMA AMERICA | SB3000US (208V) | 3000 | 1 |  |  | 0.966 | Solar Inverter |  | Outside
REIPNR-05395 | SMA AMERICA | SB3000US (208V) | 3000 | 1 |  |  | 0.966 | Solar Inverter |  | Outside
REIPNR-05397 | SMA AMERICA | SB3000US (208V) | 3000 | 1 |  |  | 0.966 | Solar Inverter |  | Outside
REIPNR-05402 | SMA AMERICA | SB3000US (208V) | 3000 | 1 |  |  | 0.966 | Solar Inverter |  | Outside
REIPNR-05404 | SMA AMERICA | SB3000US (240V) | 3000 | 1 |  |  | 0.966 | Solar Inverter |  | Outside
REIPNR-05869 | XANTREX TECHNOLOGY | GT2.5-NA-DS-240 | 250000 | 1 |  |  | 0.966 | Solar Inverter |  | Outside
REIPNR-06175 | XANTREX TECHNOLOGY | GT2.5-NA-DS-240 | 250000 | 1 |  |  | 0.966 | Solar Inverter |  | Inside
REIPNR-06606 | PV POWERED | PVP100KW-208 | 100000 | 1 |  |  | 0.966 | Solar Inverter |  | OUTDOOR
REIPNR-06606 | PV POWERED | PVP5200 | 50000 | 1 |  |  | 0.966 | Solar Inverter |  | OUTDOOR
REIPNR-06985 | PV POWERED | PVP75KW-480 | 75000 | 1 |  |  | 0.966 | Solar Inverter |  | Outside
REIPNR-07518 | SMA AMERICA | SB3000US (208V) | 3000 | 1 |  |  | 0.966 | Solar Inverter |  | INDOOR
REIPNR-07807 | SUNPOWER |  | 3000 | 1 |  |  | 0.966 | Solar Inverter |  | INDOOR
REIPNR-07909 | SUNPOWER CORP (ORIGINAL MFRSMA) | SPR-3000M (208V) | 3000 | 1 |  |  | 0.966 | Solar Inverter |  | INDOOR
REIPNR-07909 | SUNPOWER CORP (ORIGINAL MFRSMA) | SPR-3000M (208V) | 3000 | 1 |  |  | 0.966 | Solar Inverter |  | INDOOR
REIPNR-08059 | SMA AMERICA | SB3000US (208V) | 3000 | 1 |  |  | 0.966 | Solar Inverter |  | INDOOR
REIPNR-08087 | SUNPOWER CORP (ORIGINAL MFRSMA) | SPR-4000M (208V) | 3000 | 1 |  |  | 0.966 | Solar Inverter |  | OUTDOOR
REIPNR-08087 | SUNPOWER CORP (ORIGINAL MFRSMA) | SPR-6000M (208V) | 4000 | 1 |  |  | 0.966 | Solar Inverter |  | OUTDOOR
REIPNR-08427 | SUNPOWER CORP (ORIGINAL MFRSMA) | SPR-3000M (240V) | 3000 | 1 |  |  | 0.966 | Solar Inverter |  | INDOOR
REIPNR-08433 | SUNPOWER CORP (ORIGINAL MFRSMA) | SPR-3000M (208V) | 3000 | 2 |  |  | 0.966 | Solar Inverter |  | OUTDOOR
REIPNR-08540 | SUNPOWER CORP (ORIGINAL MFRSMA) | SPR-3000M (208V) | 3000 | 1 |  |  | 0.966 | Solar Inverter |  | INDOOR
REIPNR-08543 | SUNPOWER CORP (ORIGINAL MFRSMA) | SPR-3000M (208V) | 3000 | 1 |  |  | 0.966 | Solar Inverter |  | Outside
REIPNR-08574 | SMA AMERICA | SB3000US (208V) | 3000 | 1 |  |  | 0.966 | Solar Inverter |  | INDOOR
REIPNR-08585 | SMA AMERICA | SB3000US (240V) | 3000 | 1 |  |  | 0.966 | Solar Inverter |  | OUTDOOR
REIPNR-08588 | SMA AMERICA | SB3000US (208V) | 3000 | 1 |  |  | 0.966 | Solar Inverter |  | INDOOR
REIPNR-08589 | SUNPOWER CORP (ORIGINAL MFRSMA) | SPR-3000M (208V) | 3000 | 1 |  |  | 0.966 | Solar Inverter |  | INDOOR
REIPNR-08741 | SUNPOWER CORP (ORIGINAL MFRSMA) | SPR-3000M (208V) | 3000 | 3 |  |  | 0.966 | Solar Inverter |  | INDOOR
REIPNR-08758 | SMA AMERICA | SB3000US (240V) | 3000 | 1 |  |  | 0.966 | Solar Inverter |  | OUTDOOR
REIPNR-08779 | FRONIUS USA |  | 5000 | 1 |  |  | 0.966 | Solar Inverter |  | INDOOR
REIPNR-08788 | SMA AMERICA | SB3000US (240V) | 3000 | 2 |  |  | 0.966 | Solar Inverter |  | INDOOR
REIPNR-08897 | SMA AMERICA | SB3000US (208V) | 3000 | 2 |  |  | 0.966 | Solar Inverter |  | OUTDOOR
REIPNR-08932 | SMA AMERICA | SB4000US (208V) | 4000 | 2 |  |  | 0.966 | Solar Inverter |  | OUTDOOR
REIPNR-09023 | SMA AMERICA | SB3000US (240V) | 3000 | 3 |  |  | 0.966 | Solar Inverter |  | OUTDOOR
REIPNR-09608 | SUNPOWER CORP (ORIGINAL MFRSMA) | SPR-3000M (240V) | 3000 | 3 |  |  | 0.966 | Solar Inverter |  | INDOOR
REIPNR-09782 | SUNPOWER CORP (ORIGINAL MFRSMA) | SPR-3000M (240V) | 3000 | 1 |  |  | 0.966 | Solar Inverter |  | OUTDOOR
REIPNR-09783 | SUNPOWER CORP (ORIGINAL MFRSMA) | SPR-4000M (240V) | 4000 | 2 |  |  | 0.966 | Solar Inverter |  | OUTDOOR
REIPNR-10023 | SMA AMERICA | SB3000US (208V) | 3000 | 2 |  |  | 0.966 | Solar Inverter |  | INDOOR
REIPNR-10024 | PV POWERED | PVP3000 | 3000 | 2 |  |  | 0.966 | Solar Inverter |  | INDOOR
REIPNR-10241 | SUNPOWER CORP (ORIGINAL MFRSMA) | SPR-3000M (240V) | 3000 | 1 |  |  | 0.966 | Solar Inverter |  | INDOOR
REIPNR-10253 | SUNPOWER CORP (ORIGINAL MFRSMA) | SPR-3000M (208V) | 3000 | 1 |  |  | 0.966 | Solar Inverter |  | INDOOR
REIPNR-10257 | SMA AMERICA | SB3000US (240V) | 3000 | 1 |  |  | 0.966 | Solar Inverter |  | INDOOR
REIPNR-10263 | SMA AMERICA | SB3000US (240V) | 3000 | 1 |  |  | 0.966 | Solar Inverter |  | INDOOR
REIPNR-10492 | SUNPOWER CORP (ORIGINAL MFRSMA) | SPR-3000M (208V) | 3000 | 3 |  |  | 0.966 | Solar Inverter |  | INDOOR
REIPNR-10872 | SUNPOWER CORP (ORIGINAL MFRSMA) | SPR-3000M (208V) | 3000 | 2 |  |  | 0.966 | Solar Inverter |  | OUTDOOR
REIPNR-11097 | SUNPOWER CORP (ORIGINAL MFRSMA) | SPR-3000M (240V) | 3000 | 1 |  |  | 0.966 | Solar Inverter |  | INDOOR
REIPNR-11189 | SMA AMERICA | SB3000US (240V) | 3000 | 2 |  |  | 0.966 | Solar Inverter |  | INDOOR
REIPNR-11321 | SMA AMERICA | SB7000US (208V) | 8000 | 1 |  |  | 0.966 | Solar Inverter |  | OUTDOOR
REIPNR-11415 | PV POWERED | PVP75KW-208 | 75000 | 2 |  |  | 0.966 | Solar Inverter |  | Outside
REIPNR-11431 | PV POWERED | PVP75KW-208 | 75000 | 1 |  |  | 0.966 | Solar Inverter |  | OUTDOOR
REIPNR-11542 | SOLECTRIA RENEWABLES | PVI 5300 (208V) | 5300 | 2 |  |  | 0.966 | Solar Inverter |  | OUTDOOR
REIPNR-11543 | PV POWERED | PVP30KW-208 | 35000 | 1 |  |  | 0.966 | Solar Inverter |  | OUTDOOR
REIPNR-11552 | SMA AMERICA | SB3000US (208V) | 3000 | 1 |  |  | 0.966 | Solar Inverter |  | INDOOR
REIPNR-11653 | SUNPOWER CORP (ORIGINAL MFRSMA) | SPR-3000M (208V) | 3000 | 1 |  |  | 0.966 | Solar Inverter |  | Inside
REIPNR-11659 | SATCON TECHNOLOGY | PVS-250 (480 V) | 250000 | 1 |  |  | 0.966 | Solar Inverter |  | OUTDOOR
REIPNR-11787 | SMA AMERICA | SB3000US (208V) | 3000 | 1 |  |  | 0.966 | Solar Inverter |  | INDOOR
REIPNR-11898 | SMA AMERICA | SB3000US (208V) | 3000 | 1 |  |  | 0.966 | Solar Inverter |  | INDOOR
REIPNR-11900 | SMA AMERICA | SB3000US (208V) | 3000 | 1 |  |  | 0.966 | Solar Inverter |  | INDOOR
REIPNR-12067 | SUNPOWER CORP (ORIGINAL MFRSMA) | SPR-3000M (208V) | 3000 | 4 |  |  | 0.966 | Solar Inverter |  | INDOOR
REIPNR-12165 | SATCON TECHNOLOGY | PVS-75 (480 V) | 75000 | 2 |  |  | 0.966 | Solar Inverter |  | OUTDOOR
REIPNR-12197 | PV POWERED | PVP30KW-480 | 50000 | 1 |  |  | 0.966 | Solar Inverter |  | OUTDOOR
SRP01107 | SMA AMERICA | SB3000US (208V) | 3000 | 1 |  |  | 0.966 | Solar Inverter |  | OUTDOOR
SRP01186 | SMA AMERICA | SB6000U (208V) | 6000 | 1 |  |  | 0.966 | Solar Inverter |  | OUTDOOR
SRP01186 | SMA AMERICA | SB6000U (208V) | 6000 | 1 |  |  | 0.966 | Solar Inverter |  | OUTDOOR
SRP01186 | SMA AMERICA | SB6000U (208V) | 6000 | 1 |  |  | 0.966 | Solar Inverter |  | OUTDOOR
SRP01186 | SMA AMERICA | SB6000U (208V) | 6000 | 2 |  |  | 0.966 | Solar Inverter |  | OUTDOOR
SRP01310 | SMA | SB 3000 | 3000 | 2 |  |  | 0.966 | Solar Inverter |  | Outside
SRP01340 | SMA AMERICA | SB3000US (208V) | 3000 | 1 |  |  | 0.966 | Solar Inverter |  | INDOOR
SRP01342 | SUNPOWER CORP (ORIGINAL MFRSMA) | SPR-3000M (208V) | 3000 | 2 |  |  | 0.966 | Solar Inverter |  | Inside
SRP01375 | PV POWERED | PVP30KW-208 | 50000 | 1 |  |  | 0.966 | Solar Inverter |  | OUTDOOR
SRP01489 | SUNPOWER CORP (ORIGINAL MFRSMA) | SPR-3000M (208V) | 3000 | 2 |  |  | 0.966 | Solar Inverter |  | INDOOR
SRP01693 | SMA AMERICA | SB3000US (208V) | 3000 | 2 |  |  | 0.966 | Solar Inverter |  | INDOOR
SRP01720 | SMA AMERICA | SB3000US (208V) | 3000 | 1 |  |  | 0.966 | Solar Inverter |  | INDOOR
SRP01851 | SUNPOWER CORP (ORIGINAL MFRSMA) | SPR-3000M (208V) | 3000 | 1 |  |  | 0.966 | Solar Inverter |  | INDOOR
SRP01861 | SUNPOWER CORP (ORIGINAL MFRSMA) | SPR-3000M (208V) | 3000 | 1 |  |  | 0.966 | Solar Inverter |  | INDOOR
SRP01862 | SMA AMERICA | SB7000US (208V) | 7000 | 1 |  |  | 0.966 | Solar Inverter |  | INDOOR
SRP02021 | SMA AMERICA | SB3000US (208V) | 3000 | 1 |  |  | 0.966 | Solar Inverter |  | OUTDOOR
SRP02079 | SUNPOWER CORP (ORIGINAL MFRSMA) | SPR-3000M (208V) | 3000 | 2 |  |  | 0.966 | Solar Inverter |  | INDOOR
SRP02081 | SMA AMERICA | SB3000US (208V) | 3000 | 2 |  |  | 0.966 | Solar Inverter |  | Outside
SRP02101 | SMA AMERICA | SB3000US (208V) | 3000 | 1 |  |  | 0.966 | Solar Inverter |  | INDOOR
SRP02159 | SMA AMERICA | SB3000US (208V) | 3000 | 1 |  |  | 0.966 | Solar Inverter |  | Outside
SRP02166 | SMA AMERICA | SB3000US (208V) | 3000 | 3 |  |  | 0.966 | Solar Inverter |  | INDOOR
SRP02372 | SMA AMERICA | SB3000US (208V) | 3000 | 1 |  |  | 0.966 | Solar Inverter |  | INDOOR
SRP02375 | SMA AMERICA | SB3000US (208V) | 3000 | 1 |  |  | 0.966 | Solar Inverter |  | INDOOR
SRP02393 | SMA AMERICA | SB3000US (208V) | 3000 | 1 |  |  | 0.966 | Solar Inverter |  | INDOOR
SRP02448 | SMA AMERICA | SB3000US (208V) | 3000 | 1 |  |  | 0.966 | Solar Inverter |  | INDOOR
SRP02550 | SMA AMERICA | SB3000US (208V) | 3000 | 1 |  |  | 0.966 | Solar Inverter |  | INDOOR
SRP02598 | SMA AMERICA | SB3000US (208V) | 3000 | 2 |  |  | 0.966 | Solar Inverter |  | INDOOR
SRP02661 | SUNPOWER CORP (ORIGINAL MFRSMA) | SPR-3000M (208V) | 3000 | 1 |  |  | 0.966 | Solar Inverter |  | INDOOR
SRP02731 | SMA AMERICA | SB6000US (277V) | 6000 | 1 |  |  | 0.966 | Solar Inverter |  | OUTDOOR
SRP02732 | SUNPOWER CORP (ORIGINAL MFRSMA) | SPR-3000M (208V) | 3000 | 1 |  |  | 0.966 | Solar Inverter |  | Inside
SRP02733 | SUNPOWER CORP (ORIGINAL MFRSMA) | SPR-3000M (208V) | 3000 | 2 |  |  | 0.966 | Solar Inverter |  | INDOOR
SRP02964 | SMA AMERICA | SB5000US | 5000 | 2 |  |  | 0.966 | Solar Inverter |  | INDOOR
SRP03299 | SMA AMERICA | SB3000US (208V) | 3000 | 2 |  |  | 0.966 | Solar Inverter |  | OUTDOOR
SRP03336 | SUNPOWER CORP (ORIGINAL MFR - PV POWERED LLC) | SPR-2500 | 1 | 1 |  |  | 0.966 | Solar Inverter |  | INDOOR
SRP03522 | SUNPOWER CORP (ORIGINAL MFRSMA) | SPR-3000M (208V) | 3000 | 1 |  |  | 0.966 | Solar Inverter |  | INDOOR
SRP03542 | SUNPOWER CORP (ORIGINAL MFRSMA) | SPR-3000M (208V) | 3000 | 1 |  |  | 0.966 | Solar Inverter |  | INDOOR
SRP03556 | SOLECTRIA RENEWABLES | PVI 3000 (208V) | 3000 | 1 |  |  | 0.966 | Solar Inverter |  | Outside
SRP03562 | SMA AMERICA | SB3000US (208V) | 3000 | 2 |  |  | 0.966 | Solar Inverter |  | INDOOR
SRP03565 | SMA AMERICA | SB4000US (208V) | 4000 | 3 |  |  | 0.966 | Solar Inverter |  | Outside
SRP03715 | SMA AMERICA | SB3000US (208V) | 3000 | 1 |  |  | 0.966 | Solar Inverter |  | OUTDOOR
SRP03716 | SUNPOWER CORP (ORIGINAL MFRSMA) | SPR-3000M (208V) | 3000 | 3 |  |  | 0.966 | Solar Inverter |  | INDOOR
SRP03874 | SUNPOWER CORP (ORIGINAL MFRSMA) | SPR-3000M (208V) | 3000 | 2 |  |  | 0.966 | Solar Inverter |  | Outside
SRP04020 | SMA AMERICA | SB3000US (208V) | 3000 | 1 |  |  | 0.966 | Solar Inverter |  | Inside
SRP04025 | SMA AMERICA | SB3000US (208V) | 3000 | 1 |  |  | 0.966 | Solar Inverter |  | OUTDOOR
SRP04070 | ENPHASE ENERGY | M200-32-208-S01 | 215 | 15 |  |  | 0.966 | Solar Inverter |  | OUTDOOR
SRP04280 | SMA AMERICA | SB3000US (208V) | 3000 | 1 |  |  | 0.966 | Solar Inverter |  | INDOOR
SRP04415 | SMA AMERICA | SB3000US (208V) | 3000 | 2 |  |  | 0.966 | Solar Inverter |  | INDOOR
SRP04455 | SMA AMERICA | SB7000US (208V) | 7000 | 1 |  |  | 0.966 | Solar Inverter |  | Outside
SRP04527 | PV POWERED | PVP30KW-208 | 35000 | 1 |  |  | 0.966 | Solar Inverter |  | OUTDOOR
SRP04728 | PV POWERED | PVP30KW-LV-208 | 35000 | 2 |  |  | 0.966 | Solar Inverter |  | OUTDOOR
SRP04733 | PV POWERED | PVP30KW-LV-480 | 35000 | 2 |  |  | 0.966 | Solar Inverter |  | OUTDOOR
SRP04779 | SUNPOWER CORP (ORIGINAL MFRSMA) | SPR-3000M (208V) | 3000 | 1 |  |  | 0.966 | Solar Inverter |  | INDOOR
SRP04841 | ENPHASE ENERGY | M200-32-240-S02 | 215 | 31 |  |  | 0.966 | Solar Inverter |  | OUTDOOR
SRP04849 | SUNPOWER CORP (ORIGINAL MFRSMA) | SPR-3000M (208V) | 3000 | 1 |  |  | 0.966 | Solar Inverter |  | INDOOR
SRP04851 | SUNPOWER CORP (ORIGINAL MFRSMA) | SPR-7000M (277V) | 8000 | 1 |  |  | 0.966 | Solar Inverter |  | INDOOR
SRP04979 | PV POWERED | PVP35KW-208 | 35000 | 1 |  |  | 0.966 | Solar Inverter |  | OUTDOOR
SRP04997 | SATCON TECHNOLOGY | PVS-375 (480 V) | 375000 | 1 |  |  | 0.966 | Solar Inverter |  | OUTDOOR
SRP05004 | SOLECTRIA RENEWABLES | PVI 5000 (208V) | 5000 | 1 |  |  | 0.966 | Solar Inverter |  | INDOOR
SRP05159 | SMA AMERICA | SB3000US (208V) | 3000 | 1 |  |  | 0.966 | Solar Inverter |  | INDOOR
SRP05159 | SMA AMERICA | SB6000U (208V) | 6000 | 1 |  |  | 0.966 | Solar Inverter |  | INDOOR
SRP05245 | SMA AMERICA | SB3000US (208V) | 3000 | 2 |  |  | 0.966 | Solar Inverter |  | INDOOR
SRP05346 | SMA AMERICA | SB7000TL-US (240V) | 7000 | 1 |  |  | 0.966 | Solar Inverter |  | INDOOR
SRP05346 | SMA AMERICA | SB7000TL-US (240V) | 7000 | 1 |  |  | 0.966 | Solar Inverter |  | INDOOR
SRP05414 | SUNPOWER CORP (ORIGINAL MFRSMA) | SPR-3000M (208V) | 3000 | 2 |  |  | 0.966 | Solar Inverter |  | INDOOR
SRP05495 | SUNPOWER CORP (ORIGINAL MFRSMA) | SPR-3000M (208V) | 3000 | 2 |  |  | 0.966 | Solar Inverter |  | INDOOR
SRP05585 | SMA AMERICA | SB3000US (208V) | 3000 | 1 |  |  | 0.966 | Solar Inverter |  | Inside
SRP05614 | SUNPOWER CORP (ORIGINAL MFRSMA) | SPR-3000M (240V) | 3000 | 1 |  |  | 0.966 | Solar Inverter |  | INDOOR
SRP05738 | SATCON TECHNOLOGY | PVS-100 (208 V) | 100000 | 1 |  |  | 0.966 | Solar Inverter |  | OUTDOOR
SRP05742 | PV POWERED | PVP30KW-LV-480 | 50000 | 1 |  |  | 0.966 | Solar Inverter |  | INDOOR
SRP05804 | SATCON TECHNOLOGY | PVS-100 (208 V) | 100000 | 1 |  |  | 0.966 | Solar Inverter |  | OUTDOOR
SRP05804 | SATCON TECHNOLOGY | PVS-75 (208 V) | 75000 | 2 |  |  | 0.966 | Solar Inverter |  | OUTDOOR
SRP05808 | SATCON TECHNOLOGY | PVS-100 (208 V) | 100000 | 3 |  |  | 0.966 | Solar Inverter |  | OUTDOOR
SRP05814 | SATCON TECHNOLOGY | PVS-100 (208 V) | 100000 | 3 |  |  | 0.966 | Solar Inverter |  | Inside
SRP05841 | SOLECTRIA RENEWABLES | PVI 5300 (208V) | 5300 | 1 |  |  | 0.966 | Solar Inverter |  | Inside
SRP05909 | SUNPOWER CORP (ORIGINAL MFRSMA) | SPR-3000M (208V) | 3000 | 3 |  |  | 0.966 | Solar Inverter |  | INDOOR
SRP05993 | PV POWERED | PVP100KW-208 | 260000 | 1 |  |  | 0.966 | Solar Inverter |  | Outside
SRP06285 | ADVANCED ENERGY INDUSTRIES | 3159000-104 | 35000 | 1 |  |  | 0.966 | Solar Inverter |  | Inside
SRP06287 | SATCON TECHNOLOGY | PVS-75 (480 V) | 75000 | 1 |  |  | 0.966 | Solar Inverter |  | Inside
SRP06289 | PV POWERED | PVP30KW-208 | 35000 | 1 |  |  | 0.966 | Solar Inverter |  | OUTDOOR
SRP06292 | ADVANCED ENERGY INDUSTRIES | 3159000-104 | 35000 | 1 |  |  | 0.966 | Solar Inverter |  | OUTDOOR
SRP06303 | ADVANCED ENERGY INDUSTRIES | 3159000-104 | 50000 | 1 |  |  | 0.966 | Solar Inverter |  | Inside
SRP06305 | ADVANCED ENERGY INDUSTRIES | 3159000-110 | 35000 | 1 |  |  | 0.966 | Solar Inverter |  | Inside
SRP06324 | PV POWERED | PVP30KW-208 | 35000 | 1 |  |  | 0.966 | Solar Inverter |  | OUTDOOR
SRP06335 | PV POWERED | PVP30KW-208 | 35000 | 2 |  |  | 0.966 | Solar Inverter |  | OUTDOOR
SRP06646 | SUNPOWER CORP (ORIGINAL MFRSMA) | SPR-3000M (208V) | 3000 | 1 |  |  | 0.966 | Solar Inverter |  | Inside
SRP06718 | SMA AMERICA | SB3000US (208V) | 3000 | 1 |  |  | 0.966 | Solar Inverter |  | INDOOR
SRP06737 | SMA AMERICA | SB7000US (277V) | 8000 | 1 |  |  | 0.966 | Solar Inverter |  | Outside
SRP06791 | SUNPOWER CORP (ORIGINAL MFRSMA) | SPR-3000M (208V) | 3000 | 1 |  |  | 0.966 | Solar Inverter |  | INDOOR
SRP06996 | ADVANCED ENERGY INDUSTRIES | 3159000-104 | 75000 | 1 |  |  | 0.966 | Solar Inverter |  | OUTDOOR
SRP06997 | ADVANCED ENERGY INDUSTRIES | 3159000-104 | 75000 | 1 |  |  | 0.966 | Solar Inverter |  | OUTDOOR
SRP06999 | ADVANCED ENERGY INDUSTRIES | 3159000-104 | 35000 | 1 |  |  | 0.966 | Solar Inverter |  | OUTDOOR
SRP07001 | ADVANCED ENERGY INDUSTRIES | 3159000-104 | 75000 | 2 |  |  | 0.966 | Solar Inverter |  | OUTDOOR
SRP07003 | ADVANCED ENERGY INDUSTRIES | 3159000-104 | 35000 | 1 |  |  | 0.966 | Solar Inverter |  | OUTDOOR
SRP07006 | ADVANCED ENERGY INDUSTRIES | 3159000-104 | 75000 | 1 |  |  | 0.966 | Solar Inverter |  | OUTDOOR
SRP07007 | PV POWERED | PVP30KW-LV-208 | 35000 | 1 |  |  | 0.966 | Solar Inverter |  | OUTDOOR
SRP07008 | ADVANCED ENERGY INDUSTRIES | 3159000-104 | 75000 | 1 |  |  | 0.966 | Solar Inverter |  | OUTDOOR
SRP07142 | SUNPOWER CORP (ORIGINAL MFRSMA) | SPR-4000M (208V) | 4000 | 1 |  |  | 0.966 | Solar Inverter |  | Inside
SRP07193 | PV POWERED | PVP30KW-LV-208 | 50000 | 1 |  |  | 0.966 | Solar Inverter |  | Inside
SRP07196 | ADVANCED ENERGY INDUSTRIES | 3159000-110 | 35000 | 2 |  |  | 0.966 | Solar Inverter |  | OUTDOOR
SRP07212 | PV POWERED | PVP5200 | 50000 | 1 |  |  | 0.966 | Solar Inverter |  | OUTDOOR
SRP07764 | ADVANCED ENERGY INDUSTRIES | 3159000-104 | 35000 | 1 |  |  | 0.966 | Solar Inverter |  | OUTDOOR
SRP08169 | PV POWERED | PVP30KW-480 | 35000 | 1 |  |  | 0.966 | Solar Inverter |  | OUTDOOR
SRP08548 | ADVANCED ENERGY INDUSTRIES | AE 35TX-208 | 35000 | 1 |  |  | 0.966 | Solar Inverter |  | Outside
SRP08605 | SMA AMERICA | SB3000US (240V) | 3000 | 1 |  |  | 0.966 | Solar Inverter |  | INDOOR
SRP08651 | SATCON TECHNOLOGY | PVS-250 (240 V) | 300000 | 1 |  |  | 0.966 | Solar Inverter |  | OUTDOOR
SRP08651 | SATCON TECHNOLOGY | PVS-250 (240 V) | 300000 | 1 |  |  | 0.966 | Solar Inverter |  | OUTDOOR
SRP08656 | SMA AMERICA | SB3000US (240V) | 3000 | 1 |  |  | 0.966 | Solar Inverter |  | OUTDOOR
SRP08662 | SATCON TECHNOLOGY | PVS-75 (208 V) | 75000 | 1 |  |  | 0.966 | Solar Inverter |  | Inside
SRP08685 | PV POWERED | PVP30KW-208 | 35000 | 1 |  |  | 0.966 | Solar Inverter |  | INDOOR
SRP08727 | SMA AMERICA | SB3000US (208V) | 3000 | 1 |  |  | 0.966 | Solar Inverter |  | OUTDOOR
SRP08806 | SUNPOWER CORP (ORIGINAL MFRSMA) | SPR-3000M (208V) | 3000 | 1 |  |  | 0.966 | Solar Inverter |  | INDOOR
SRP09001 | SATCON TECHNOLOGY | PVS-75 (208 V) | 75000 | 1 |  |  | 0.966 | Solar Inverter |  | OUTDOOR
SRP09031 | SUNPOWER CORP (ORIGINAL MFRSMA) | SPR-3000M (240V) | 3000 | 1 |  |  | 0.966 | Solar Inverter |  | INDOOR
SRP09642 | PV POWERED | PVP100KW-480 | 75000 | 2 |  |  | 0.966 | Solar Inverter |  | OUTDOOR
SRP09651 | PV POWERED | PVP100KW-208 | 75000 | 2 |  |  | 0.966 | Solar Inverter |  | OUTDOOR
SRP09654 | PV POWERED | PVP100KW-208 | 75000 | 2 |  |  | 0.966 | Solar Inverter |  | OUTDOOR
SRP09752 | ADVANCED ENERGY INDUSTRIES | AE 100TX-208 | 75000 | 1 |  |  | 0.966 | Solar Inverter |  | OUTDOOR
SRP09754 | ADVANCED ENERGY INDUSTRIES | AE 75TX-208 | 75000 | 1 |  |  | 0.966 | Solar Inverter |  | OUTDOOR
SRP09832 | SUNPOWER CORP (ORIGINAL MFRSMA) | SPR-3000M (240V) | 3000 | 2 |  |  | 0.966 | Solar Inverter |  | INDOOR
SRP09889 | ADVANCED ENERGY INDUSTRIES | AE 35TX-208 | 35000 | 2 |  |  | 0.966 | Solar Inverter |  | OUTDOOR
SRP09889 | ADVANCED ENERGY INDUSTRIES | AE 75TX-208 | 75000 | 1 |  |  | 0.966 | Solar Inverter |  | OUTDOOR
SRP10667 | SMA AMERICA | SB3000US (208V) | 3000 | 1 |  |  | 0.966 | Solar Inverter |  | INDOOR
SRP10692 | SUNPOWER CORP (ORIGINAL MFRSMA) | SPR-3000M (240V) | 3000 | 1 |  |  | 0.966 | Solar Inverter |  | INDOOR
SRP10964 | ADVANCED ENERGY INDUSTRIES | AE 75TX-480 | 75000 | 1 |  |  | 0.966 | Solar Inverter |  | Outside
SRP11021 | SMA AMERICA | SB3000US (240V) | 3000 | 1 |  |  | 0.966 | Solar Inverter |  | INDOOR
SRP11021 | SMA AMERICA | SB3000US (240V) | 3000 | 1 |  |  | 0.966 | Solar Inverter |  | INDOOR
SRP11262 | PV POWERED | PVP30KW-480 | 35000 | 1 |  |  | 0.966 | Solar Inverter |  | INDOOR
SRP11562 | ADVANCED ENERGY INDUSTRIES | 3159000-104 | 100000 | 1 |  |  | 0.966 | Solar Inverter |  | OUTDOOR
SRP11562 | ADVANCED ENERGY INDUSTRIES | 3159000-104 | 100000 | 2 |  |  | 0.966 | Solar Inverter |  | OUTDOOR
SRP11788 | ENPHASE ENERGY | M200-32-208-S01 | 215 | 48 |  |  | 0.966 | Solar Inverter |  | OUTDOOR
SRP11836 | SATCON TECHNOLOGY | PVS-100 (480 V) | 100000 | 1 |  |  | 0.966 | Solar Inverter |  | OUTDOOR
SRP11924 | SMA AMERICA | SB3000US (240V) | 3000 | 1 |  |  | 0.966 | Solar Inverter |  | INDOOR
SRP11991 | PV POWERED | PVP35KW-208 | 35000 | 1 |  |  | 0.966 | Solar Inverter |  | Outside
SRP12407 | SMA AMERICA | SB3000US (240V) | 3000 | 1 |  |  | 0.966 | Solar Inverter |  | OUTDOOR
SRP12489 | SUNPOWER CORP (ORIGINAL MFR - PV POWERED LLC) | SPR-2500 | 3000 | 1 |  |  | 0.966 | Solar Inverter |  | INDOOR
SRP12490 | SUNPOWER CORP (ORIGINAL MFRSMA) | SPR-3000M (240V) | 3000 | 2 |  |  | 0.966 | Solar Inverter |  | Outside
SRP12501 | ADVANCED ENERGY INDUSTRIES | 3159000-104 | 75000 | 1 |  |  | 0.966 | Solar Inverter |  | OUTDOOR
SRP12501 | ADVANCED ENERGY INDUSTRIES | 3159000-104 | 75000 | 1 |  |  | 0.966 | Solar Inverter |  | OUTDOOR
SRP12935 | SUNPOWER CORP (ORIGINAL MFR - PV POWERED LLC) | SPR-2500 | 3000 | 1 |  |  | 0.966 | Solar Inverter |  | INDOOR
SRP14912 | SATCON TECHNOLOGY | PVS-250 (480 V) | 250000 | 1 |  |  | 0.966 | Solar Inverter |  | Outside
SRP15369 | PV POWERED | PVP3500 | 35000 | 1 |  |  | 0.966 | Solar Inverter |  | INDOOR
SRP15923 | SMA AMERICA | SB3000US (240V) | 3000 | 1 |  |  | 0.966 | Solar Inverter |  | OUTDOOR
SRP16055 | SATCON TECHNOLOGY | PVS-250 (208 V) | 250000 | 1 |  |  | 0.966 | Solar Inverter |  | OUTDOOR
SRP16314 | PV POWERED | PVP35KW-208 | 35000 | 1 |  |  | 0.966 | Solar Inverter |  | INDOOR
SRP16356 | PV POWERED | PVP3500 | 35000 | 1 |  |  | 0.966 | Solar Inverter |  | INDOOR
SRP17086 | ENPHASE ENERGY | M215-60-2LL-S2X | 215 | 9 |  |  | 0.966 | Solar Inverter |  | OUTDOOR
SRP18215 | SUNPOWER CORP (ORIGINAL MFRSMA) | SPR-3000M (208V) | 3000 | 1 |  |  | 0.966 | Solar Inverter |  | OUTDOOR
SRP18631 | SOLECTRIA RENEWABLES | PVI15KW-208 | 15000 | 1 |  |  | 0.966 | Solar Inverter |  | OUTDOOR
SRP18631 | SOLECTRIA RENEWABLES | PVI15KW-208 | 15000 | 3 |  |  | 0.966 | Solar Inverter |  | OUTDOOR
SRP19036 | ADVANCED ENERGY INDUSTRIES | AE 100TX-208 | 85000 | 1 |  |  | 0.966 | Solar Inverter |  | OUTDOOR
SRP19036 | ADVANCED ENERGY INDUSTRIES | AE 100TX-208 | 100000 | 1 |  |  | 0.966 | Solar Inverter |  | OUTDOOR
SRP19128 | POWER-ONE | PVI-CENTRAL-100-US (480 V) | 100000 | 1 |  |  | 0.966 | Solar Inverter |  | INDOOR
SRP19491 | SUNPOWER | SPR-3000M (240V) | 3000 | 2 |  |  | 0.966 | Solar Inverter |  | OUTDOOR
SRP20700 | PV POWERED | PVP75KW-480 | 75000 | 2 |  |  | 0.966 | Solar Inverter |  | OUTDOOR
SRP22425 | POWER-ONE | UNO-2.0-I-OUTD-US (208 V) | 2000 | 1 |  |  | 0.966 | Solar Inverter |  | OUTDOOR
SRP23911 | POWER-ONE | MICRO-0.25-I-OUTD-US-240 | 2500 | 1 |  |  | 0.966 | Solar Inverter |  | OUTDOOR
SRP24012 | SMA AMERICA | SB3000HFUS-30 (240V) | 3000 | 1 |  |  | 0.966 | Solar Inverter |  | INDOOR
SRP24733 | POWER-ONE | UNO-2.0-I-OUTD-US (208 V) | 2000 | 1 |  |  | 0.966 | Solar Inverter |  | OUTDOOR
SRP26353 | SMA AMERICA | SB3000US (240V) | 3000 | 1 |  |  | 0.966 | Solar Inverter |  | INDOOR
REIPNR-06407 | SATCON TECHNOLOGY | PVS-75 (208 V) | 75000 | 1 |  |  | 0.967 | Solar Inverter |  | Inside
REIPNR-06408 | SATCON TECHNOLOGY | PVS-50 (208 V) | 50000 | 1 |  |  | 0.967 | Solar Inverter |  | Inside
REIPNR-06409 | SATCON TECHNOLOGY | PVS-135 (208 V) | 135000 | 1 |  |  | 0.967 | Solar Inverter |  | INDOOR
REIPNR-06410 | SATCON TECHNOLOGY | PVS-135 (208 V) | 135000 | 1 |  |  | 0.967 | Solar Inverter |  | INDOOR
REIPNR-07443 | SATCON TECHNOLOGY | PVS-100 (208 V) | 100000 | 1 |  |  | 0.967 | Solar Inverter |  | OUTDOOR
REIPNR-08388 | SATCON TECHNOLOGY | AE-100-60-PV-A | 100000 | 3 |  |  | 0.967 | Solar Inverter |  | Outside
REIPNR-08388 | SATCON TECHNOLOGY | AE-75-60-PV-A | 75000 | 6 |  |  | 0.967 | Solar Inverter |  | Outside
REIPNR-08542 | SMA AMERICA | SB3000US (240V) | 3000 | 1 |  |  | 0.967 | Solar Inverter |  | OUTDOOR
REIPNR-09207 | SATCON TECHNOLOGY | AE-100-60-PV-A | 100000 | 2 |  |  | 0.967 | Solar Inverter |  | INDOOR
REIPNR-10347 | SMA AMERICA | SB5000US (208V) | 5000 | 1 |  |  | 0.967 | Solar Inverter |  | INDOOR
REIPNR-10347 | SMA AMERICA | SB6000U (208V) | 6000 | 2 |  |  | 0.967 | Solar Inverter |  | INDOOR
REIPNR-10386 | SATCON TECHNOLOGY | AE-100-60-PV-A | 100000 | 1 |  |  | 0.967 | Solar Inverter |  | INDOOR
REIPNR-10755 | SMA AMERICA | SB5000US (277V) | 5000 | 1 |  |  | 0.967 | Solar Inverter |  | Inside
REIPNR-10789 | SATCON TECHNOLOGY | PVS-100 (208 V) | 100000 | 1 |  |  | 0.967 | Solar Inverter |  | INDOOR
REIPNR-11480 | PV POWERED | PVP100KW-208 | 50000 | 1 |  |  | 0.967 | Solar Inverter |  | OUTDOOR
REIPNR-11480 | SATCON TECHNOLOGY | PVS-100 (208 V) | 100000 | 1 |  |  | 0.967 | Solar Inverter |  | OUTDOOR
REIPNR-11894 | SMA AMERICA | SB5000US | 5000 | 1 |  |  | 0.967 | Solar Inverter |  | OUTDOOR
REIPNR-12181 | SAT CON | SATCON 100, SATCON 75 | 100000 | 1 |  |  | 0.967 | Solar Inverter |  | INDOOR
SRP01007 | SMA AMERICA | SB5000US | 5000 | 1 |  |  | 0.967 | Solar Inverter |  | Outside
SRP01008 | SMA AMERICA | SB5000US | 5000 | 1 |  |  | 0.967 | Solar Inverter |  | Outside
SRP01008 | SMA AMERICA | SB7000US (240V) | 7000 | 1 |  |  | 0.967 | Solar Inverter |  | Outside
SRP01099 | SMA AMERICA | SB5000US (208V) | 5000 | 1 |  |  | 0.967 | Solar Inverter |  | OUTDOOR
SRP01466 | SMA AMERICA | SB5000US | 5000 | 3 |  |  | 0.967 | Solar Inverter |  | Outside
SRP01555 | SMA AMERICA | SB5000US | 5000 | 2 |  |  | 0.967 | Solar Inverter |  | Outside
SRP02440 | SATCON TECHNOLOGY | AE-100-60-PV-A | 100000 | 1 |  |  | 0.967 | Solar Inverter |  | Outside
SRP02767 | SATCON TECHNOLOGY | PVS-100 (208 V) | 100000 | 2 |  |  | 0.967 | Solar Inverter |  | OUTDOOR
SRP02833 | SATCON TECHNOLOGY | PVS-100 (208 V) | 100000 | 1 |  |  | 0.967 | Solar Inverter |  | OUTDOOR
SRP02833 | SATCON TECHNOLOGY | PVS-75 (208 V) | 75000 | 1 |  |  | 0.967 | Solar Inverter |  | OUTDOOR
SRP02917 | SATCON TECHNOLOGY | AE-135-60-PV-A | 135000 | 3 |  |  | 0.967 | Solar Inverter |  | OUTDOOR
SRP03306 | SATCON TECHNOLOGY | PVS-500 (480 V) | 500000 | 2 |  |  | 0.967 | Solar Inverter |  | OUTDOOR
SRP03547 | SATCON TECHNOLOGY | AE-75-60-PV-D | 75000 | 2 |  |  | 0.967 | Solar Inverter |  | Outside
SRP03696 | SMA AMERICA | SB4000US (208V) | 4000 | 1 |  |  | 0.967 | Solar Inverter |  | INDOOR
SRP03925 | SATCON TECHNOLOGY | PVS-100 (208 V) | 100000 | 1 |  |  | 0.967 | Solar Inverter |  | INDOOR
SRP04236 | PV POWERED | PVP100KW-208 | 100000 | 1 |  |  | 0.967 | Solar Inverter |  | Inside
SRP04325 | SMA AMERICA | SB5000US | 5000 | 1 |  |  | 0.967 | Solar Inverter |  | OUTDOOR
SRP04325 | SMA AMERICA | SB5000US (208V) | 5000 | 2 |  |  | 0.967 | Solar Inverter |  | OUTDOOR
SRP04395 | SATCON TECHNOLOGY | PVS-30 (480 V) | 30000 | 2 |  |  | 0.967 | Solar Inverter |  | Outside
SRP04397 | SATCON TECHNOLOGY | PVS-75 (480 V) | 75000 | 1 |  |  | 0.967 | Solar Inverter |  | INDOOR
SRP04686 | SATCON TECHNOLOGY | PVS-250 (480 V) | 100000 | 1 |  |  | 0.967 | Solar Inverter |  | OUTDOOR
SRP04757 | SATCON TECHNOLOGY | AE-100-60-PV-A | 100000 | 1 |  |  | 0.967 | Solar Inverter |  | Outside
SRP04757 | SATCON TECHNOLOGY | AE-75-60-PV-A | 75000 | 1 |  |  | 0.967 | Solar Inverter |  | OUTDOOR
SRP04802 | SOLECTRIA RENEWABLES | PVI 5000 (208V) | 4900 | 1 |  |  | 0.967 | Solar Inverter |  | INDOOR
SRP04977 | ADVANCED ENERGY INDUSTRIES | AE 75TX-480 | 75000 | 1 |  |  | 0.967 | Solar Inverter |  | Outside
SRP05587 | SATCON TECHNOLOGY | PVS-135 (208 V) | 135000 | 1 |  |  | 0.967 | Solar Inverter |  | OUTDOOR
SRP05588 | SATCON TECHNOLOGY | PVS-135 (208 V) | 135000 | 1 |  |  | 0.967 | Solar Inverter |  | OUTDOOR
SRP05803 | SATCON TECHNOLOGY | PVS-100 (208 V) | 100000 | 3 |  |  | 0.967 | Solar Inverter |  | Inside
SRP06225 | FRONIUS USA |  | 7500 | 2 |  |  | 0.967 | Solar Inverter |  | Outside
SRP06295 | SMA AMERICA | SB6000U (208V) | 6250 | 4 |  |  | 0.967 | Solar Inverter |  | Inside
SRP06307 | SMA AMERICA | SB5000US (208V) | 6250 | 1 |  |  | 0.967 | Solar Inverter |  | Inside
SRP06329 | SATCON TECHNOLOGY | PVS-100 (208 V) | 100000 | 2 |  |  | 0.967 | Solar Inverter |  | OUTDOOR
SRP06340 | SATCON TECHNOLOGY | PVS-100 (208 V) | 100000 | 1 |  |  | 0.967 | Solar Inverter |  | Inside
SRP06341 | SATCON TECHNOLOGY | PVS-100 (208 V) | 100000 | 1 |  |  | 0.967 | Solar Inverter |  | Inside
SRP06383 | SATCON TECHNOLOGY | PVS-75 (480 V) | 100000 | 1 |  |  | 0.967 | Solar Inverter |  | Inside
SRP06876 | SATCON TECHNOLOGY | PVS-100 (208 V) | 100000 | 1 |  |  | 0.967 | Solar Inverter |  | Outside
SRP06876 | SATCON TECHNOLOGY | PVS-30 (208 V) | 30000 | 1 |  |  | 0.967 | Solar Inverter |  | Outside
SRP06876 | SATCON TECHNOLOGY | PVS-50 (480 V) | 50000 | 1 |  |  | 0.967 | Solar Inverter |  | Outside
SRP07107 | ENPHASE ENERGY | M200-32-240-S02 | 215 | 24 |  |  | 0.967 | Solar Inverter |  | OUTDOOR
SRP07417 | SMA AMERICA | SB5000US | 5000 | 2 |  |  | 0.967 | Solar Inverter |  | Outside
SRP07750 | ENPHASE ENERGY | M200-32-240-S02 | 215 | 80 |  |  | 0.967 | Solar Inverter |  | OUTDOOR
SRP07762 | SMA AMERICA | SB5000US | 6250 | 3 |  |  | 0.967 | Solar Inverter |  | Outside
SRP08561 | SMA AMERICA | SB5000US (208V) | 5000 | 1 |  |  | 0.967 | Solar Inverter |  | OUTDOOR
SRP08664 | SOLECTRIA RENEWABLES | PVI 3000 (208V) | 3000 | 1 |  |  | 0.967 | Solar Inverter |  | OUTDOOR
SRP08664 | SOLECTRIA RENEWABLES | PVI 4000 (208V) | 4000 | 1 |  |  | 0.967 | Solar Inverter |  | OUTDOOR
SRP08751 | SMA AMERICA | SB5000US (240V) | 5000 | 2 |  |  | 0.967 | Solar Inverter |  | INDOOR
SRP08760 | SOLECTRIA RENEWABLES | PVI 4000 (240V) | 4000 | 2 |  |  | 0.967 | Solar Inverter |  | Outside
SRP08768 | SOLECTRIA RENEWABLES | PVI 5000 (208V) | 5000 | 2 |  |  | 0.967 | Solar Inverter |  | Outside
SRP08872 | SATCON TECHNOLOGY | PVS-100 (208 V) | 100000 | 1 |  |  | 0.967 | Solar Inverter |  | OUTDOOR
SRP08872 | SATCON TECHNOLOGY | PVS-100 (208 V) | 100000 | 1 |  |  | 0.967 | Solar Inverter |  | OUTDOOR
SRP08872 | SATCON TECHNOLOGY | PVS-135 (208 V) | 135000 | 1 |  |  | 0.967 | Solar Inverter |  | OUTDOOR
SRP08880 | SMA AMERICA | SB5000US (240V) | 5000 | 1 |  |  | 0.967 | Solar Inverter |  | OUTDOOR
SRP09114 | SOLECTRIA RENEWABLES | PVI 5000 (208V) | 6500 | 1 |  |  | 0.967 | Solar Inverter |  | Outside
SRP09140 | SMA AMERICA | SB5000US (208V) | 5000 | 1 |  |  | 0.967 | Solar Inverter |  | INDOOR
SRP09405 | SATCON TECHNOLOGY | PVS-100 (208 V) | 100000 | 1 |  |  | 0.967 | Solar Inverter |  | INDOOR
SRP09555 | SATCON TECHNOLOGY | PVS-75 (208 V) | 75000 | 1 |  |  | 0.967 | Solar Inverter |  | Inside
SRP09625 | SATCON TECHNOLOGY | PVS-100 (240 V) | 100000 | 1 |  |  | 0.967 | Solar Inverter |  | OUTDOOR
SRP09667 | SATCON TECHNOLOGY | PVS-100 (208 V) | 100000 | 1 |  |  | 0.967 | Solar Inverter |  | INDOOR
SRP10011 | SMA AMERICA | SB5000US (240V) | 5000 | 1 |  |  | 0.967 | Solar Inverter |  | INDOOR
SRP10011 | SMA AMERICA | SB5000US (240V) | 5000 | 1 |  |  | 0.967 | Solar Inverter |  | INDOOR
SRP10108 | SMA AMERICA | SB5000US (240V) | 5000 | 1 |  |  | 0.967 | Solar Inverter |  | Outside
SRP10234 | SATCON TECHNOLOGY | AE-100-60-PV-A | 50000 | 1 |  |  | 0.967 | Solar Inverter |  | OUTDOOR
SRP11460 | SMA AMERICA | SB5000US (240V) | 5000 | 2 |  |  | 0.967 | Solar Inverter |  | INDOOR
SRP14180 | SATCON TECHNOLOGY | AE-100-60-PV-A | 75000 | 1 |  |  | 0.967 | Solar Inverter |  | OUTDOOR
SRP14509 | SATCON TECHNOLOGY | PVS-100 (240 V) | 100000 | 1 |  |  | 0.967 | Solar Inverter |  | OUTDOOR
SRP16450 | ADVANCED ENERGY INDUSTRIES | AE 50TX-208 | 50000 | 1 |  |  | 0.967 | Solar Inverter |  | OUTDOOR
SRP16751 | SOLECTRIA RENEWABLES | PVI 7500 (208V) | 75000 | 1 |  |  | 0.967 | Solar Inverter |  | Outside
SRP16751 | SOLECTRIA RENEWABLES | PVI60KW-480 | 60000 | 1 |  |  | 0.967 | Solar Inverter |  | OUTDOOR
SRP17349 | ADVANCED ENERGY INDUSTRIES | AE 500TX-480 | 50000 | 1 |  |  | 0.967 | Solar Inverter |  | OUTDOOR
SRP18631 | SOLECTRIA RENEWABLES | PVI10KW-208 | 10000 | 1 |  |  | 0.967 | Solar Inverter |  | OUTDOOR
SRP18645 | PV POWERED | PVP100KW-480 | 100000 | 1 |  |  | 0.967 | Solar Inverter |  | OUTDOOR
SRP18645 | SOLECTRIA RENEWABLES | PVI10KW-480 | 10000 | 2 |  |  | 0.967 | Solar Inverter |  | OUTDOOR
SRP20107 | PV POWERED | PVP50KW-600 | 50000 | 1 |  |  | 0.967 | Solar Inverter |  | OUTDOOR
SRP22437 | SMA AMERICA | SB4000US (208V) | 4000 | 1 |  |  | 0.967 | Solar Inverter |  | INDOOR
SRP22437 | SMA AMERICA | SB5000US (240V) | 5000 | 1 |  |  | 0.967 | Solar Inverter |  | INDOOR
SRP23455 | SMA AMERICA | SB6000US-12 (240V) | 6000 | 1 |  |  | 0.967 | Solar Inverter |  | INDOOR
SRP24272 | SMA AMERICA | SB6000US-12 (240V) | 6000 | 1 |  |  | 0.967 | Solar Inverter |  | INDOOR
SPP342 | XANTREX TECHNOLOGY | GT100-480 | 100000 | 1 |  |  | 0.967 | Solar Inverter |  | INDOOR
REIPNR-04735 | XANTREX TECHNOLOGY | GT250-480 | 250000 | 2 |  |  | 0.968 | Solar Inverter |  | OUTDOOR
REIPNR-05157 | SMA AMERICA | SB5000US (208V) | 5000 | 1 |  |  | 0.968 | Solar Inverter |  | Outside
REIPNR-05381 | SMA AMERICA | SB4000US (208V) | 4000 | 1 |  |  | 0.968 | Solar Inverter |  | Outside
REIPNR-05382 | SMA AMERICA | SB4000US (208V) | 4000 | 1 |  |  | 0.968 | Solar Inverter |  | Outside
REIPNR-05891 | SMA AMERICA | SB5000US (208V) | 5000 | 2 |  |  | 0.968 | Solar Inverter |  | Inside
REIPNR-06109 | PV POWERED | PVP100KW-208 | 260000 | 1 |  |  | 0.968 | Solar Inverter |  | OUTDOOR
REIPNR-06141 | XANTREX TECHNOLOGY | GT2.5-NA-DS-240 | 250000 | 8 |  |  | 0.968 | Solar Inverter |  | Outside
REIPNR-06176 | SUNPOWER CORP (ORIGINAL MFRSMA) | SPR-5000M (208V) | 5000 | 2 |  |  | 0.968 | Solar Inverter |  | INDOOR
REIPNR-06984 | SMA AMERICA | SB5000US (208V) | 5000 | 3 |  |  | 0.968 | Solar Inverter |  | Inside
REIPNR-07129 | SUNPOWER CORP (ORIGINAL MFRSMA) | SPR-5000M (208V) | 5000 | 1 |  |  | 0.968 | Solar Inverter |  | INDOOR
REIPNR-07348 | SMA AMERICA | SB5000US (208V) | 5000 | 2 |  |  | 0.968 | Solar Inverter |  | INDOOR
REIPNR-07374 | SMA AMERICA | SB4000US (208V) | 4000 | 1 |  |  | 0.968 | Solar Inverter |  | Inside
REIPNR-07450 | SUNPOWER CORP (ORIGINAL MFRSMA) | SPR-5000M (208V) | 5000 | 2 |  |  | 0.968 | Solar Inverter |  | Outside
REIPNR-07452 | SUNPOWER CORP (ORIGINAL MFRSMA) | SPR-5000M (208V) | 5000 | 1 |  |  | 0.968 | Solar Inverter |  | INDOOR
REIPNR-07505 | PV POWERED | PVP3500 | 3500 | 1 |  |  | 0.968 | Solar Inverter |  | Outside
REIPNR-07518 | SMA AMERICA | SB4000US (208V) | 4000 | 1 |  |  | 0.968 | Solar Inverter |  | INDOOR
REIPNR-07624 | SMA AMERICA | SB5000US (208V) | 5000 | 1 |  |  | 0.968 | Solar Inverter |  | OUTDOOR
REIPNR-07669 | SUNPOWER CORP (ORIGINAL MFRSMA) | SPR-5000M (208V) | 5000 | 1 |  |  | 0.968 | Solar Inverter |  | INDOOR
REIPNR-07791 | SMA AMERICA | SB6000U (208V) | 6000 | 1 |  |  | 0.968 | Solar Inverter |  | INDOOR
REIPNR-07792 | SMA AMERICA | SB6000U (277V) | 6000 | 2 |  |  | 0.968 | Solar Inverter |  | INDOOR
REIPNR-07802 | SMA AMERICA | SB4000US (208V) | 4000 | 1 |  |  | 0.968 | Solar Inverter |  | INDOOR
REIPNR-07810 | SMA AMERICA | SB5000US (208V) | 5000 | 9 |  |  | 0.968 | Solar Inverter |  | Inside
REIPNR-07813 | FRONIUS USA | IG 4000 | 4000 | 1 |  |  | 0.968 | Solar Inverter |  | OUTDOOR
REIPNR-07830 | SMA AMERICA | SB4000US (208V) | 4000 | 1 |  |  | 0.968 | Solar Inverter |  | INDOOR
REIPNR-07935 | SMA AMERICA | SB4000US (208V) | 4000 | 1 |  |  | 0.968 | Solar Inverter |  | Inside
REIPNR-08059 | SMA AMERICA | SB5000US (208V) | 5000 | 1 |  |  | 0.968 | Solar Inverter |  | INDOOR
REIPNR-08086 | SMA AMERICA | SB5000US | 5000 | 1 |  |  | 0.968 | Solar Inverter |  | OUTDOOR
REIPNR-08095 | SUNPOWER CORP (ORIGINAL MFRSMA) | SPR-4000M (208V) | 4000 | 1 |  |  | 0.968 | Solar Inverter |  | INDOOR
REIPNR-08095 | SUNPOWER CORP (ORIGINAL MFRSMA) | SPR-5000M (208V) | 5000 | 1 |  |  | 0.968 | Solar Inverter |  | INDOOR
REIPNR-08133 | SMA AMERICA | SB5000US | 5000 | 2 |  |  | 0.968 | Solar Inverter |  | OUTDOOR
REIPNR-08134 | SMA AMERICA | SB5000US (208V) | 5000 | 2 |  |  | 0.968 | Solar Inverter |  | OUTDOOR
REIPNR-08157 | SMA AMERICA | SB5000US (208V) | 5000 | 2 |  |  | 0.968 | Solar Inverter |  | INDOOR
REIPNR-08210 | SUNPOWER CORP (ORIGINAL MFRSMA) | SPR-4000M (208V) | 4000 | 2 |  |  | 0.968 | Solar Inverter |  | INDOOR
REIPNR-08213 | SMA AMERICA | SB5000US (208V) | 5000 | 1 |  |  | 0.968 | Solar Inverter |  | INDOOR
REIPNR-08218 | SUNPOWER CORP (ORIGINAL MFRSMA) | SPR-4000M (208V) | 4000 | 4 |  |  | 0.968 | Solar Inverter |  | INDOOR
REIPNR-08234 | SMA AMERICA | SB5000US | 5000 | 1 |  |  | 0.968 | Solar Inverter |  | INDOOR
REIPNR-08246 | SUNPOWER CORP (ORIGINAL MFRSMA) | SPR-4000M (208V) | 4000 | 2 |  |  | 0.968 | Solar Inverter |  | INDOOR
REIPNR-08252 | SMA AMERICA | SB5000US (208V) | 5000 | 2 |  |  | 0.968 | Solar Inverter |  | INDOOR
REIPNR-08279 | SMA AMERICA | SB5000US | 5000 | 1 |  |  | 0.968 | Solar Inverter |  | INDOOR
REIPNR-08293 | SUNPOWER CORP (ORIGINAL MFRFRONIUS) | SPR-4000F-208 | 4000 | 1 |  |  | 0.968 | Solar Inverter |  | INDOOR
REIPNR-08310 | PV POWERED | PVP3000 | 3000 | 1 |  |  | 0.968 | Solar Inverter |  | OUTDOOR
REIPNR-08310 | PV POWERED | PVP4800 | 4800 | 1 |  |  | 0.968 | Solar Inverter |  | OUTDOOR
REIPNR-08322 | SUNPOWER CORP (ORIGINAL MFRSMA) | SPR-5000M (208V) | 5000 | 1 |  |  | 0.968 | Solar Inverter |  | OUTDOOR
REIPNR-08322 | SUNPOWER CORP (ORIGINAL MFRSMA) | SPR-7000M (208V) | 7000 | 1 |  |  | 0.968 | Solar Inverter |  | OUTDOOR
REIPNR-08344 | SMA AMERICA | SB3000US (208V) | 3000 | 1 |  |  | 0.968 | Solar Inverter |  | INDOOR
REIPNR-08361 | SMA AMERICA | SB5000US (208V) | 5000 | 1 |  |  | 0.968 | Solar Inverter |  | INDOOR
REIPNR-08366 | SMA AMERICA | SB5000US | 5000 | 1 |  |  | 0.968 | Solar Inverter |  | OUTDOOR
REIPNR-08372 | SMA AMERICA | SB5000US | 5000 | 3 |  |  | 0.968 | Solar Inverter |  | INDOOR
REIPNR-08375 | SUNPOWER CORP (ORIGINAL MFRSMA) | SPR-4000M (208V) | 4000 | 2 |  |  | 0.968 | Solar Inverter |  | INDOOR
REIPNR-08378 | SMA AMERICA | SB5000US (208V) | 5000 | 2 |  |  | 0.968 | Solar Inverter |  | Outside
REIPNR-08379 | SUNPOWER CORP (ORIGINAL MFRSMA) | SPR-4000M (208V) | 4000 | 2 |  |  | 0.968 | Solar Inverter |  | INDOOR
REIPNR-08382 | SMA AMERICA | SB5000US (208V) | 5000 | 2 |  |  | 0.968 | Solar Inverter |  | INDOOR
REIPNR-08393 | SMA AMERICA | SB5000US (240V) | 5000 | 1 |  |  | 0.968 | Solar Inverter |  | OUTDOOR
REIPNR-08401 | FRONIUS USA |  | 7500 | 1 |  |  | 0.968 | Solar Inverter |  | Outside
REIPNR-08403 | SMA AMERICA | SB4000US (208V) | 4000 | 2 |  |  | 0.968 | Solar Inverter |  | OUTDOOR
REIPNR-08419 | FRONIUS USA |  | 5000 | 1 |  |  | 0.968 | Solar Inverter |  | INDOOR
REIPNR-08426 | SMA AMERICA | SB5000US (208V) | 5000 | 1 |  |  | 0.968 | Solar Inverter |  | INDOOR
REIPNR-08427 | SUNPOWER CORP (ORIGINAL MFRSMA) | SPR-5000M (208V) | 5000 | 1 |  |  | 0.968 | Solar Inverter |  | INDOOR
REIPNR-08428 | SMA AMERICA | SB5000US | 5000 | 1 |  |  | 0.968 | Solar Inverter |  | INDOOR
REIPNR-08429 | SUNPOWER CORP (ORIGINAL MFRSMA) | SPR-4000M (208V) | 4000 | 1 |  |  | 0.968 | Solar Inverter |  | INDOOR
REIPNR-08433 | SUNPOWER CORP (ORIGINAL MFRSMA) | SPR-5000M (208V) | 5000 | 1 |  |  | 0.968 | Solar Inverter |  | OUTDOOR
REIPNR-08447 | SUNPOWER CORP (ORIGINAL MFRSMA) | SPR-4000M (208V) | 4000 | 2 |  |  | 0.968 | Solar Inverter |  | INDOOR
REIPNR-08461 | SUNPOWER CORP (ORIGINAL MFRSMA) | SPR-3000M (208V) | 3000 | 1 |  |  | 0.968 | Solar Inverter |  | INDOOR
REIPNR-08485 | SMA AMERICA | SB4000US (208V) | 3500 | 4 |  |  | 0.968 | Solar Inverter |  | INDOOR
REIPNR-08490 | SUNPOWER CORP (ORIGINAL MFRSMA) | SPR-4000M (240V) | 4000 | 1 |  |  | 0.968 | Solar Inverter |  | INDOOR
REIPNR-08490 | SUNPOWER CORP (ORIGINAL MFRSMA) | SPR-5000M (277V) | 5000 | 1 |  |  | 0.968 | Solar Inverter |  | INDOOR
REIPNR-08496 | SUNPOWER CORP (ORIGINAL MFRSMA) | SPR-3000M (208V) | 3000 | 1 |  |  | 0.968 | Solar Inverter |  | INDOOR
REIPNR-08499 | FRONIUS USA |  | 11400 | 5 |  |  | 0.968 | Solar Inverter |  | INDOOR
REIPNR-08513 | SMA AMERICA | SB5000US | 5000 | 2 |  |  | 0.968 | Solar Inverter |  | INDOOR
REIPNR-08525 | SMA AMERICA | SB5000US (208V) | 5000 | 1 |  |  | 0.968 | Solar Inverter |  | OUTDOOR
REIPNR-08533 | SMA AMERICA | SB5000US (277V) | 5000 | 1 |  |  | 0.968 | Solar Inverter |  | INDOOR
REIPNR-08540 | SUNPOWER CORP (ORIGINAL MFRSMA) | SPR-4000M (208V) | 4000 | 1 |  |  | 0.968 | Solar Inverter |  | INDOOR
REIPNR-08543 | SUNPOWER CORP (ORIGINAL MFRSMA) | SPR-4000M (208V) | 4000 | 2 |  |  | 0.968 | Solar Inverter |  | Outside
REIPNR-08575 | SMA AMERICA | SB4000US (208V) | 4000 | 1 |  |  | 0.968 | Solar Inverter |  | INDOOR
REIPNR-08579 | SMA AMERICA | SB5000US (240V) | 5000 | 2 |  |  | 0.968 | Solar Inverter |  | INDOOR
REIPNR-08585 | SMA AMERICA | SB7000US (277V) | 8000 | 1 |  |  | 0.968 | Solar Inverter |  | OUTDOOR
REIPNR-08587 | SUNPOWER CORP (ORIGINAL MFRSMA) | SPR-5000M (277V) | 5000 | 2 |  |  | 0.968 | Solar Inverter |  | INDOOR
REIPNR-08590 | SUNPOWER CORP (ORIGINAL MFRSMA) | SPR-4000M (208V) | 4000 | 2 |  |  | 0.968 | Solar Inverter |  | INDOOR
REIPNR-08593 | SUNPOWER CORP (ORIGINAL MFRSMA) | SPR-4000M (240V) | 4000 | 2 |  |  | 0.968 | Solar Inverter |  | INDOOR
REIPNR-08606 | SMA AMERICA | SB3000US (240V) | 3000 | 1 |  |  | 0.968 | Solar Inverter |  | INDOOR
REIPNR-08606 | SMA AMERICA | SB5000US (208V) | 5000 | 1 |  |  | 0.968 | Solar Inverter |  | INDOOR
REIPNR-08624 | SMA AMERICA | SB6000U (208V) | 6000 | 2 |  |  | 0.968 | Solar Inverter |  | OUTDOOR
REIPNR-08625 | SUNPOWER CORP (ORIGINAL MFRSMA) | SPR-5000M (208V) | 5000 | 3 |  |  | 0.968 | Solar Inverter |  | INDOOR
REIPNR-08645 | SMA AMERICA | SB5000US (277V) | 5000 | 1 |  |  | 0.968 | Solar Inverter |  | INDOOR
REIPNR-08651 | SUNPOWER CORP (ORIGINAL MFRSMA) | SPR-6000M (208V) | 6000 | 1 |  |  | 0.968 | Solar Inverter |  | INDOOR
REIPNR-08748 | SMA AMERICA | SB5000US | 5000 | 1 |  |  | 0.968 | Solar Inverter |  | Outside
REIPNR-08758 | POWER-ONE | PVI-6000-OUTD-US (208 V) | 6000 | 1 |  |  | 0.968 | Solar Inverter |  | OUTDOOR
REIPNR-08761 | POWER-ONE | PVI-3000-I-OUTD-US (208V) | 3000 | 1 |  |  | 0.968 | Solar Inverter |  | INDOOR
REIPNR-08761 | POWER-ONE | PVI-5000-OUTD-US (208 V) | 5000 | 1 |  |  | 0.968 | Solar Inverter |  | INDOOR
REIPNR-08771 | SUNPOWER CORP (ORIGINAL MFRSMA) | SPR-5000M (208V) | 5000 | 1 |  |  | 0.968 | Solar Inverter |  | INDOOR
REIPNR-08778 | SMA AMERICA | SB5000US (240V) | 5000 | 2 |  |  | 0.968 | Solar Inverter |  | INDOOR
REIPNR-08821 | POWER-ONE | PVI-3000-I-OUTD-US | 3000 | 1 |  |  | 0.968 | Solar Inverter |  | OUTDOOR
REIPNR-08821 | POWER-ONE | PVI-5000-OUTD-US (208 V) | 5000 | 1 |  |  | 0.968 | Solar Inverter |  | OUTDOOR
REIPNR-08823 | FRONIUS USA |  | 6000 | 1 |  |  | 0.968 | Solar Inverter |  | Outside
REIPNR-08886 | SMA AMERICA | SB5000US (208V) | 5000 | 1 |  |  | 0.968 | Solar Inverter |  | INDOOR
REIPNR-08908 | POWER-ONE | PVI-3600-OUTD-US-F (208V) | 4200 | 1 |  |  | 0.968 | Solar Inverter |  | INDOOR
REIPNR-08909 | SMA AMERICA | SB5000US (208V) | 5000 | 2 |  |  | 0.968 | Solar Inverter |  | INDOOR
REIPNR-08941 | SUNPOWER CORP (ORIGINAL MFRSMA) | SPR-4000M (208V) | 4000 | 2 |  |  | 0.968 | Solar Inverter |  | Outside
REIPNR-08942 | SMA AMERICA | SB5000US (208V) | 5000 | 1 |  |  | 0.968 | Solar Inverter |  | OUTDOOR
REIPNR-08946 | SUNPOWER CORP (ORIGINAL MFRSMA) | SPR-5000M (240V) | 5000 | 1 |  |  | 0.968 | Solar Inverter |  | INDOOR
REIPNR-08959 | SUNPOWER CORP (ORIGINAL MFRSMA) | SPR4000 | 4000 | 2 |  |  | 0.968 | Solar Inverter |  | INDOOR
REIPNR-08975 | SMA AMERICA | SB5000US (208V) | 5000 | 2 |  |  | 0.968 | Solar Inverter |  | Inside
REIPNR-08980 | SUNPOWER CORP (ORIGINAL MFRSMA) | SPR4000 | 4000 | 2 |  |  | 0.968 | Solar Inverter |  | INDOOR
REIPNR-08994 | SMA AMERICA | SB6000U (208V) | 6000 | 1 |  |  | 0.968 | Solar Inverter |  | OUTDOOR
REIPNR-09105 | SMA AMERICA | SB4000US (208V) | 4000 | 1 |  |  | 0.968 | Solar Inverter |  | INDOOR
REIPNR-09148 | SUNPOWER CORP (ORIGINAL MFRSMA) | SPR-5000M (208V) | 5000 | 2 |  |  | 0.968 | Solar Inverter |  | INDOOR
REIPNR-09258 | SUNPOWER CORP (ORIGINAL MFRSMA) | SPR-4000M (208V) | 4000 | 1 |  |  | 0.968 | Solar Inverter |  | INDOOR
REIPNR-09272 | SMA AMERICA | SB4000US (240V) | 4000 | 1 |  |  | 0.968 | Solar Inverter |  | INDOOR
REIPNR-09330 | SUNPOWER CORP (ORIGINAL MFRSMA) | SPR4000 | 4000 | 1 |  |  | 0.968 | Solar Inverter |  | OUTDOOR
REIPNR-09330 | SUNPOWER CORP (ORIGINAL MFRXANTREX) | SPR-5000X (240V) | 5000 | 1 |  |  | 0.968 | Solar Inverter |  | OUTDOOR
REIPNR-09335 | SMA AMERICA | SB5000US | 5000 | 1 |  |  | 0.968 | Solar Inverter |  | OUTDOOR
REIPNR-09349 | SMA AMERICA | SB5000US | 5000 | 3 |  |  | 0.968 | Solar Inverter |  | INDOOR
REIPNR-09431 | SMA AMERICA | SB6000U (240V) | 6000 | 1 |  |  | 0.968 | Solar Inverter |  | OUTDOOR
REIPNR-09464 | SMA AMERICA | SB4000US (208V) | 4000 | 2 |  |  | 0.968 | Solar Inverter |  | INDOOR
REIPNR-09578 | SUNPOWER CORP (ORIGINAL MFRSMA) | SPR-4000M (208V) | 4000 | 2 |  |  | 0.968 | Solar Inverter |  | OUTDOOR
REIPNR-09676 | SMA AMERICA | SB5000US | 5000 | 2 |  |  | 0.968 | Solar Inverter |  | INDOOR
REIPNR-09684 | SMA AMERICA | SB6000U (208V) | 6000 | 1 |  |  | 0.968 | Solar Inverter |  | OUTDOOR
REIPNR-09684 | SMA AMERICA | SB7000US (208V) | 7000 | 1 |  |  | 0.968 | Solar Inverter |  | OUTDOOR
REIPNR-09686 | SUNPOWER CORP (ORIGINAL MFRSMA) | SPR-5000M (208V) | 5000 | 1 |  |  | 0.968 | Solar Inverter |  | OUTDOOR
REIPNR-09697 | SMA AMERICA | SB4000US (208V) | 4000 | 1 |  |  | 0.968 | Solar Inverter |  | Outside
REIPNR-09697 | SMA AMERICA | SB5000US | 5000 | 1 |  |  | 0.968 | Solar Inverter |  | Outside
REIPNR-09716 | SMA AMERICA | SB5000US | 5000 | 1 |  |  | 0.968 | Solar Inverter |  | OUTDOOR
REIPNR-09782 | SUNPOWER CORP (ORIGINAL MFRSMA) | SPR-5000M (240V) | 5000 | 1 |  |  | 0.968 | Solar Inverter |  | OUTDOOR
REIPNR-09783 | SUNPOWER CORP (ORIGINAL MFRSMA) | SPR-5000M (208V) | 5000 | 1 |  |  | 0.968 | Solar Inverter |  | OUTDOOR
REIPNR-09883 | SUNPOWER CORP (ORIGINAL MFRSMA) | SPR-5000M (208V) | 5000 | 2 |  |  | 0.968 | Solar Inverter |  | OUTDOOR
REIPNR-09908 | SMA AMERICA | SB5000US | 5000 | 1 |  |  | 0.968 | Solar Inverter |  | INDOOR
REIPNR-09918 | SUNPOWER CORP (ORIGINAL MFRSMA) | SPR-7000M (208V) | 8000 | 1 |  |  | 0.968 | Solar Inverter |  | Outside
REIPNR-09918 | SUNPOWER CORP (ORIGINAL MFRSMA) | SPR-7000M (208V) | 8000 | 1 |  |  | 0.968 | Solar Inverter |  | Outside
REIPNR-09918 | SUNPOWER CORP (ORIGINAL MFRSMA) | SPR-7000M (208V) | 8000 | 1 |  |  | 0.968 | Solar Inverter |  | Outside
REIPNR-09918 | SUNPOWER CORP (ORIGINAL MFRSMA) | SPR-7000M (277V) | 8000 | 1 |  |  | 0.968 | Solar Inverter |  | Outside
REIPNR-09994 | SUNPOWER CORP (ORIGINAL MFRSMA) | SPR-4000M (240V) | 4000 | 2 |  |  | 0.968 | Solar Inverter |  | OUTDOOR
REIPNR-09995 | SUNPOWER CORP (ORIGINAL MFRSMA) | SPR-4000M (208V) | 4000 | 6 |  |  | 0.968 | Solar Inverter |  | Inside
REIPNR-10006 | SMA AMERICA | SB5000US | 5000 | 3 |  |  | 0.968 | Solar Inverter |  | INDOOR
REIPNR-10020 | SMA AMERICA | SB5000US | 5000 | 2 |  |  | 0.968 | Solar Inverter |  | INDOOR
REIPNR-10022 | SMA AMERICA | SB4000US (208V) | 4000 | 2 |  |  | 0.968 | Solar Inverter |  | OUTDOOR
REIPNR-10231 | SMA AMERICA | SB5000US | 5000 | 1 |  |  | 0.968 | Solar Inverter |  | OUTDOOR
REIPNR-10257 | SMA AMERICA | SB5000US | 5000 | 1 |  |  | 0.968 | Solar Inverter |  | INDOOR
REIPNR-10258 | SUNPOWER CORP (ORIGINAL MFRSMA) | SPR-4000M (208V) | 4000 | 1 |  |  | 0.968 | Solar Inverter |  | INDOOR
REIPNR-10263 | SMA AMERICA | SB5000US | 5000 | 1 |  |  | 0.968 | Solar Inverter |  | INDOOR
REIPNR-10285 | SUNPOWER |  | 4000 | 2 |  |  | 0.968 | Solar Inverter |  | INDOOR
REIPNR-10288 | SMA AMERICA | SB4000US (208V) | 4000 | 1 |  |  | 0.968 | Solar Inverter |  | INDOOR
REIPNR-10345 | SMA AMERICA | SB4000US (240V) | 4000 | 1 |  |  | 0.968 | Solar Inverter |  | INDOOR
REIPNR-10387 | SMA AMERICA | SB1100U | 1 | 1 |  |  | 0.968 | Solar Inverter |  | INDOOR
REIPNR-10490 | SUNPOWER CORP (ORIGINAL MFRSMA) | SPR-5000M (277V) | 5000 | 1 |  |  | 0.968 | Solar Inverter |  | OUTDOOR
REIPNR-10585 | SMA AMERICA | SB5000US | 5000 | 3 |  |  | 0.968 | Solar Inverter |  | OUTDOOR
REIPNR-10662 | SUNPOWER CORP (ORIGINAL MFRSMA) | SPR-6000M (208V) | 6000 | 1 |  |  | 0.968 | Solar Inverter |  | OUTDOOR
REIPNR-10757 | SMA AMERICA | SB5000US | 5000 | 1 |  |  | 0.968 | Solar Inverter |  | INDOOR
REIPNR-10854 | SMA AMERICA | SB5000US | 5000 | 1 |  |  | 0.968 | Solar Inverter |  | OUTDOOR
REIPNR-10872 | SUNPOWER CORP (ORIGINAL MFRSMA) | SPR-4000M (208V) | 4000 | 1 |  |  | 0.968 | Solar Inverter |  | OUTDOOR
REIPNR-10900 | SMA AMERICA | SB4000US (208V) | 4000 | 1 |  |  | 0.968 | Solar Inverter |  | OUTDOOR
REIPNR-10955 | SMA AMERICA | SB4000US (208V) | 4000 | 1 |  |  | 0.968 | Solar Inverter |  | INDOOR
REIPNR-10955 | SMA AMERICA | SB6000U (208V) | 6000 | 1 |  |  | 0.968 | Solar Inverter |  | INDOOR
REIPNR-10963 | SUNPOWER CORP (ORIGINAL MFRSMA) | SPR-5000M (208V) | 5000 | 1 |  |  | 0.968 | Solar Inverter |  | OUTDOOR
REIPNR-11000 | SMA AMERICA | SB5000US | 5000 | 1 |  |  | 0.968 | Solar Inverter |  | Outside
REIPNR-11066 | SMA AMERICA | SB4000US (208V) | 4000 | 1 |  |  | 0.968 | Solar Inverter |  | INDOOR
REIPNR-11066 | SMA AMERICA | SB5000US | 5000 | 1 |  |  | 0.968 | Solar Inverter |  | INDOOR
REIPNR-11072 | SMA AMERICA | SB3000US (208V) | 3000 | 1 |  |  | 0.968 | Solar Inverter |  | INDOOR
REIPNR-11083 | SMA AMERICA | SB3800U (208V) | 3000 | 1 |  |  | 0.968 | Solar Inverter |  | INDOOR
REIPNR-11089 | SUNPOWER CORP (ORIGINAL MFRSMA) | SPR-4000M (208V) | 4000 | 1 |  |  | 0.968 | Solar Inverter |  | OUTDOOR
REIPNR-11097 | SUNPOWER CORP (ORIGINAL MFRSMA) | SPR-4000M (208V) | 4000 | 2 |  |  | 0.968 | Solar Inverter |  | INDOOR
REIPNR-11165 | POWER-ONE | PVI-3000-I-OUTD-US | 3000 | 1 |  |  | 0.968 | Solar Inverter |  | INDOOR
REIPNR-11166 | POWER-ONE | PVI-5000-OUTD-US (208 V) | 5000 | 1 |  |  | 0.968 | Solar Inverter |  | INDOOR
REIPNR-11190 | SMA AMERICA | SB3000US (240V) | 3000 | 1 |  |  | 0.968 | Solar Inverter |  | OUTDOOR
REIPNR-11191 | POWER-ONE | PVI-3600-OUTD-US-F (208V) | 3600 | 1 |  |  | 0.968 | Solar Inverter |  | Inside
REIPNR-11206 | SMA AMERICA | SB5000US | 5000 | 2 |  |  | 0.968 | Solar Inverter |  | OUTDOOR
REIPNR-11208 | SUNPOWER CORP (ORIGINAL MFRSMA) | SPR-5000M (208V) | 5000 | 1 |  |  | 0.968 | Solar Inverter |  | INDOOR
REIPNR-11214 | SUNPOWER CORP (ORIGINAL MFRSMA) | SPR-3000M (208V) | 4000 | 2 |  |  | 0.968 | Solar Inverter |  | INDOOR
REIPNR-11218 | POWER-ONE | PVI-3000-I-OUTD-US | 3000 | 1 |  |  | 0.968 | Solar Inverter |  | Outside
REIPNR-11311 | SMA AMERICA | SB5000US | 5000 | 1 |  |  | 0.968 | Solar Inverter |  | INDOOR
REIPNR-11319 | SUNPOWER CORP (ORIGINAL MFRSMA) | SPR4000 | 4000 | 1 |  |  | 0.968 | Solar Inverter |  | OUTDOOR
REIPNR-11348 | SUNPOWER CORP (ORIGINAL MFRSMA) | SPR-4000M (208V) | 4000 | 1 |  |  | 0.968 | Solar Inverter |  | Inside
REIPNR-11348 | SUNPOWER CORP (ORIGINAL MFRSMA) | SPR-5000M (208V) | 5000 | 1 |  |  | 0.968 | Solar Inverter |  | Inside
REIPNR-11370 | POWER-ONE | PVI-3000-I-OUTD-US (208V) | 3000 | 1 |  |  | 0.968 | Solar Inverter |  | INDOOR
REIPNR-11370 | POWER-ONE | PVI-3600-OUTD-US-F (208V) | 3600 | 1 |  |  | 0.968 | Solar Inverter |  | INDOOR
REIPNR-11410 | SMA AMERICA | SB3000US (208V) | 3000 | 1 |  |  | 0.968 | Solar Inverter |  | OUTDOOR
REIPNR-11427 | SMA AMERICA | SB4000US (208V) | 4000 | 1 |  |  | 0.968 | Solar Inverter |  | INDOOR
REIPNR-11450 | POWER-ONE | PVI-3600-OUTD-US-F (208V) | 3600 | 1 |  |  | 0.968 | Solar Inverter |  | INDOOR
REIPNR-11462 | SMA AMERICA | SB4000US (240V) | 4000 | 1 |  |  | 0.968 | Solar Inverter |  | INDOOR
REIPNR-11468 | SMA AMERICA | SB5000US | 5000 | 2 |  |  | 0.968 | Solar Inverter |  | OUTDOOR
REIPNR-11471 | SMA AMERICA | SB3000US (208V) | 3000 | 1 |  |  | 0.968 | Solar Inverter |  | Inside
REIPNR-11584 | POWER-ONE | PVI-3000-I-OUTD-US | 3000 | 1 |  |  | 0.968 | Solar Inverter |  | INDOOR
REIPNR-11584 | POWER-ONE | PVI-6000-OUTD-US (240 V) | 6000 | 1 |  |  | 0.968 | Solar Inverter |  | INDOOR
REIPNR-11597 | SMA AMERICA | SB5000US | 5000 | 1 |  |  | 0.968 | Solar Inverter |  | OUTDOOR
REIPNR-11601 | SMA AMERICA | SB4000US (208V) | 4000 | 3 |  |  | 0.968 | Solar Inverter |  | OUTDOOR
REIPNR-11761 | SMA AMERICA | SB5000US | 5000 | 3 |  |  | 0.968 | Solar Inverter |  | OUTDOOR
REIPNR-11762 | SMA AMERICA | SB5000US | 5000 | 2 |  |  | 0.968 | Solar Inverter |  | INDOOR
REIPNR-11769 | SMA AMERICA | SB5000US | 5000 | 1 |  |  | 0.968 | Solar Inverter |  | OUTDOOR
REIPNR-11787 | SMA AMERICA | SB4000US (208V) | 4000 | 1 |  |  | 0.968 | Solar Inverter |  | INDOOR
REIPNR-11795 | SMA AMERICA | SB7000US (208V) | 7000 | 1 |  |  | 0.968 | Solar Inverter |  | OUTDOOR
REIPNR-11819 | SMA AMERICA | SB4000US (208V) | 4000 | 1 |  |  | 0.968 | Solar Inverter |  | Inside
REIPNR-11844 | SMA AMERICA | SB7000US (208V) | 8000 | 1 |  |  | 0.968 | Solar Inverter |  | INDOOR
REIPNR-11847 | SMA AMERICA | SB4000US (208V) | 4000 | 1 |  |  | 0.968 | Solar Inverter |  | Outside
REIPNR-11848 | POWER-ONE | PVI-3600-OUTD-US-F (240V) | 4200 | 2 |  |  | 0.968 | Solar Inverter |  | INDOOR
REIPNR-11860 | SMA AMERICA | SB4000US (208V) | 4000 | 2 |  |  | 0.968 | Solar Inverter |  | INDOOR
REIPNR-11865 | SMA AMERICA | SB5000US (240V) | 5000 | 1 |  |  | 0.968 | Solar Inverter |  | OUTDOOR
REIPNR-11867 | SUNPOWER CORP (ORIGINAL MFRSMA) | SPR-5000M (240V) | 5000 | 1 |  |  | 0.968 | Solar Inverter |  | INDOOR
REIPNR-11870 | SMA AMERICA | SB4000US (208V) | 4000 | 1 |  |  | 0.968 | Solar Inverter |  | INDOOR
REIPNR-11870 | SMA AMERICA | SB5000US | 5000 | 1 |  |  | 0.968 | Solar Inverter |  | INDOOR
REIPNR-11871 | SMA AMERICA | SB5000US | 5000 | 5 |  |  | 0.968 | Solar Inverter |  | OUTDOOR
REIPNR-11873 | SMA AMERICA | SB4000US (208V) | 4000 | 1 |  |  | 0.968 | Solar Inverter |  | INDOOR
REIPNR-11895 | SMA AMERICA | SB4000US (208V) | 4000 | 1 |  |  | 0.968 | Solar Inverter |  | INDOOR
REIPNR-11900 | SMA AMERICA | SB5000US (208V) | 5000 | 2 |  |  | 0.968 | Solar Inverter |  | INDOOR
REIPNR-11931 | SMA AMERICA | SB5000US (208V) | 5000 | 1 |  |  | 0.968 | Solar Inverter |  | OUTDOOR
REIPNR-11940 | SMA AMERICA | SB4000US (208V) | 4000 | 1 |  |  | 0.968 | Solar Inverter |  | INDOOR
REIPNR-11954 | POWER-ONE | PVI-3600-OUTD-US-F (208V) | 3600 | 1 |  |  | 0.968 | Solar Inverter |  | INDOOR
REIPNR-11954 | POWER-ONE | PVI-6000-OUTD-US (208 V) | 6000 | 1 |  |  | 0.968 | Solar Inverter |  | INDOOR
REIPNR-11956 | SUNPOWER CORP (ORIGINAL MFRFRONIUS) | SPR-4000F-208 | 4000 | 1 |  |  | 0.968 | Solar Inverter |  | INDOOR
REIPNR-11960 | SMA AMERICA | SB4000US (208V) | 4000 | 2 |  |  | 0.968 | Solar Inverter |  | INDOOR
REIPNR-11970 | POWER-ONE | PVI-3600-OUTD-US-F (208V) | 3600 | 2 |  |  | 0.968 | Solar Inverter |  | INDOOR
REIPNR-11971 | POWER-ONE | PVI-5000-OUTD-US (240 V) | 5000 | 1 |  |  | 0.968 | Solar Inverter |  | INDOOR
REIPNR-11972 | SMA AMERICA |  | 6000 | 1 |  |  | 0.968 | Solar Inverter |  | OUTDOOR
REIPNR-11993 | SMA AMERICA | SB5000US | 5000 | 1 |  |  | 0.968 | Solar Inverter |  | Outside
REIPNR-11994 | POWER-ONE | PVI-3000-I-OUTD-US-F (240V) | 3000 | 1 |  |  | 0.968 | Solar Inverter |  | INDOOR
REIPNR-11994 | POWER-ONE | PVI-5000-OUTD-US (208 V) | 5000 | 1 |  |  | 0.968 | Solar Inverter |  | INDOOR
REIPNR-12028 | POWER-ONE | PVI-3000-I-OUTD-US | 3000 | 1 |  |  | 0.968 | Solar Inverter |  | INDOOR
REIPNR-12030 | POWER-ONE | PVI-3000-I-OUTD-US | 3000 | 1 |  |  | 0.968 | Solar Inverter |  | INDOOR
REIPNR-12030 | POWER-ONE | PVI-3600-OUTD-US-F (208V) | 3600 | 1 |  |  | 0.968 | Solar Inverter |  | INDOOR
REIPNR-12030 | POWER-ONE | PVI-3600-US (240V) | 4200 | 1 |  |  | 0.968 | Solar Inverter |  | INDOOR
REIPNR-12067 | SUNPOWER CORP (ORIGINAL MFRSMA) | SPR-5000M (208V) | 5000 | 1 |  |  | 0.968 | Solar Inverter |  | INDOOR
REIPNR-12081 | POWER-ONE | PVI-3000-I-OUTD-US | 4100 | 1 |  |  | 0.968 | Solar Inverter |  | Outside
REIPNR-12097 | SMA AMERICA | SB5000US | 5000 | 1 |  |  | 0.968 | Solar Inverter |  | Inside
REIPNR-12106 | SMA AMERICA | SB5000US | 5000 | 1 |  |  | 0.968 | Solar Inverter |  | INDOOR
REIPNR-12115 | SMA AMERICA | SB3000US (208V) | 3000 | 3 |  |  | 0.968 | Solar Inverter |  | INDOOR
REIPNR-12116 | SUNPOWER CORP (ORIGINAL MFRSMA) | SPR-5000M (208V) | 5000 | 1 |  |  | 0.968 | Solar Inverter |  | INDOOR
REIPNR-12121 | SUNPOWER CORP (ORIGINAL MFRSMA) | SPR-5000M (208V) | 5000 | 1 |  |  | 0.968 | Solar Inverter |  | INDOOR
REIPNR-12128 | SMA AMERICA | SB4000US (208V) | 4000 | 1 |  |  | 0.968 | Solar Inverter |  | INDOOR
REIPNR-12149 | ENPHASE ENERGY | M200-32-240-S01 | 190 | 43 |  |  | 0.968 | Solar Inverter |  | Outside
REIPNR-12151 | POWER-ONE | PVI-3600-OUTD-US-F (208V) | 3600 | 2 |  |  | 0.968 | Solar Inverter |  | Outside
REIPNR-12153 | ADVANCED ENERGY INDUSTRIES | 3159000-110 | 3000 | 1 |  |  | 0.968 | Solar Inverter |  | INDOOR
REIPNR-12154 | SMA | SB 6000 | 6000 | 1 |  |  | 0.968 | Solar Inverter |  | INDOOR
REIPNR-12154 | SMA AMERICA | SB4000US (240V) | 4000 | 1 |  |  | 0.968 | Solar Inverter |  | INDOOR
REIPNR-12201 | SMA AMERICA | SB6000U (208V) | 6000 | 2 |  |  | 0.968 | Solar Inverter |  | INDOOR
SPP314 | SMA AMERICA | SB4000US (208V) | 4000 | 2 |  |  | 0.968 | Solar Inverter |  | INDOOR
SRP01021 | SUNPOWER CORP (ORIGINAL MFRSMA) | SPR-4000M (208V) | 4000 | 1 |  |  | 0.968 | Solar Inverter |  | INDOOR
SRP01050 | SUNPOWER CORP (ORIGINAL MFRSMA) | SPR-5000M (208V) | 5000 | 1 |  |  | 0.968 | Solar Inverter |  | INDOOR
SRP01063 | SUNPOWER CORP (ORIGINAL MFRSMA) | SPR-5000M (240V) | 5000 | 2 |  |  | 0.968 | Solar Inverter |  | INDOOR
SRP01064 | SMA AMERICA | SB5000US | 5000 | 1 |  |  | 0.968 | Solar Inverter |  | OUTDOOR
SRP01066 | SUNPOWER CORP (ORIGINAL MFRSMA) | SPR-4000M (208V) | 4000 | 2 |  |  | 0.968 | Solar Inverter |  | INDOOR
SRP01073 | SMA AMERICA | SB5000US (208V) | 5000 | 3 |  |  | 0.968 | Solar Inverter |  | OUTDOOR
SRP01079 | SMA AMERICA | SB5000US | 5000 | 1 |  |  | 0.968 | Solar Inverter |  | Inside
SRP01100 | SUNPOWER CORP (ORIGINAL MFRFRONIUS) | SPR-4000F-208 | 4000 | 1 |  |  | 0.968 | Solar Inverter |  | INDOOR
SRP01103 | SUNPOWER CORP (ORIGINAL MFRSMA) | SPR-3000M (208V) | 3000 | 1 |  |  | 0.968 | Solar Inverter |  | INDOOR
SRP01103 | SUNPOWER CORP (ORIGINAL MFRSMA) | SPR-4000M (208V) | 4000 | 1 |  |  | 0.968 | Solar Inverter |  | INDOOR
SRP01107 | SMA AMERICA | SB4000US (208V) | 4000 | 1 |  |  | 0.968 | Solar Inverter |  | OUTDOOR
SRP01118 | SMA AMERICA | SB6000U (208V) | 6000 | 4 |  |  | 0.968 | Solar Inverter |  | Inside
SRP01119 | SMA AMERICA | SB6000U (208V) | 6000 | 3 |  |  | 0.968 | Solar Inverter |  | Inside
SRP01119 | SMA AMERICA | SB7000US (208V) | 7000 | 1 |  |  | 0.968 | Solar Inverter |  | Inside
SRP01160 | SUNPOWER CORP (ORIGINAL MFRSMA) | SPR-3000M (208V) | 3000 | 1 |  |  | 0.968 | Solar Inverter |  | Outside
SRP01168 | SMA AMERICA | SB5000US | 5000 | 3 |  |  | 0.968 | Solar Inverter |  | Outside
SRP01174 | SMA AMERICA | SB4000US (208V) | 4000 | 1 |  |  | 0.968 | Solar Inverter |  | INDOOR
SRP01174 | SMA AMERICA | SB5000US | 5000 | 1 |  |  | 0.968 | Solar Inverter |  | INDOOR
SRP01189 | SUNPOWER CORP (ORIGINAL MFRSMA) | SPR-5000M (208V) | 5000 | 2 |  |  | 0.968 | Solar Inverter |  | OUTDOOR
SRP01192 | SUNPOWER CORP (ORIGINAL MFRSMA) | SPR-6000M (240V) | 5000 | 1 |  |  | 0.968 | Solar Inverter |  | INDOOR
SRP01193 | SUNPOWER CORP (ORIGINAL MFRSMA) | SPR-7000M (208V) | 7000 | 1 |  |  | 0.968 | Solar Inverter |  | OUTDOOR
SRP01211 | ENPHASE ENERGY | M175-24-240-S02 | 210 | 30 |  |  | 0.968 | Solar Inverter |  | OUTDOOR
SRP01212 | SUNPOWER CORP (ORIGINAL MFRSMA) | SPR-5000M (208V) | 5000 | 1 |  |  | 0.968 | Solar Inverter |  | OUTDOOR
SRP01213 | SMA AMERICA | SB5000US | 5000 | 1 |  |  | 0.968 | Solar Inverter |  | Outside
SRP01226 | SUNPOWER |  | 4000 | 1 |  |  | 0.968 | Solar Inverter |  | Inside
SRP01229 | SUNPOWER CORP (ORIGINAL MFRFRONIUS) | SPR-6500F-208 | 6000 | 1 |  |  | 0.968 | Solar Inverter |  | INDOOR
SRP01246 | SMA AMERICA | SB4000US (208V) | 4000 | 1 |  |  | 0.968 | Solar Inverter |  | INDOOR
SRP01246 | SMA AMERICA | SB5000US | 5000 | 1 |  |  | 0.968 | Solar Inverter |  | INDOOR
SRP01250 | SMA AMERICA | SB6000U (208V) | 6000 | 3 |  |  | 0.968 | Solar Inverter |  | INDOOR
SRP01251 | SMA AMERICA | SB5000US | 5000 | 3 |  |  | 0.968 | Solar Inverter |  | INDOOR
SRP01252 | SMA AMERICA | SB6000U (208V) | 6000 | 3 |  |  | 0.968 | Solar Inverter |  | INDOOR
SRP01263 | SMA AMERICA | SB5000US | 5000 | 1 |  |  | 0.968 | Solar Inverter |  | INDOOR
SRP01291 | SMA AMERICA | SB3000US (208V) | 3000 | 1 |  |  | 0.968 | Solar Inverter |  | Outside
SRP01292 | SMA AMERICA | SB4000US (208V) | 4000 | 1 |  |  | 0.968 | Solar Inverter |  | OUTDOOR
SRP01293 | SMA AMERICA | SB6000U (208V) | 6000 | 2 |  |  | 0.968 | Solar Inverter |  | INDOOR
SRP01293 | SMA AMERICA | SB7000US (208V) | 7000 | 1 |  |  | 0.968 | Solar Inverter |  | INDOOR
SRP01295 | SMA AMERICA | SB4000US (208V) | 4000 | 1 |  |  | 0.968 | Solar Inverter |  | INDOOR
SRP01295 | SMA AMERICA | SB5000US | 5000 | 1 |  |  | 0.968 | Solar Inverter |  | INDOOR
SRP01296 | SUNPOWER CORP (ORIGINAL MFRSMA) | SPR4000 | 4000 | 1 |  |  | 0.968 | Solar Inverter |  | Inside
SRP01298 | SMA AMERICA | SB5000US | 5000 | 2 |  |  | 0.968 | Solar Inverter |  | INDOOR
SRP01299 | SMA AMERICA | SB6000U (240V) | 6000 | 3 |  |  | 0.968 | Solar Inverter |  | INDOOR
SRP01302 | SMA AMERICA | SB5000US | 5000 | 2 |  |  | 0.968 | Solar Inverter |  | INDOOR
SRP01306 | SUNPOWER |  | 6000 | 1 |  |  | 0.968 | Solar Inverter |  | INDOOR
SRP01307 | SMA AMERICA | SB4000US (208V) | 4000 | 1 |  |  | 0.968 | Solar Inverter |  | OUTDOOR
SRP01315 | SUNPOWER CORP (ORIGINAL MFRSMA) | SPR4000 | 4000 | 1 |  |  | 0.968 | Solar Inverter |  | OUTDOOR
SRP01318 | SMA AMERICA | SB5000US | 5000 | 1 |  |  | 0.968 | Solar Inverter |  | INDOOR
SRP01322 | POWER-ONE | PVI-3600-OUTD-US-F (208V) | 3600 | 1 |  |  | 0.968 | Solar Inverter |  | Outside
SRP01326 | SUNPOWER CORP (ORIGINAL MFRSMA) | SPR-7000M (208V) | 7000 | 1 |  |  | 0.968 | Solar Inverter |  | OUTDOOR
SRP01340 | SMA AMERICA | SB4000US (208V) | 4000 | 2 |  |  | 0.968 | Solar Inverter |  | INDOOR
SRP01344 | SUNPOWER CORP (ORIGINAL MFRSMA) | SPR-4000M (208V) | 4000 | 1 |  |  | 0.968 | Solar Inverter |  | Outside
SRP01373 | SMA AMERICA | SB6000U (240V) | 6000 | 1 |  |  | 0.968 | Solar Inverter |  | OUTDOOR
SRP01378 | SMA AMERICA | SB4000US (208V) | 4000 | 1 |  |  | 0.968 | Solar Inverter |  | INDOOR
SRP01378 | SMA AMERICA | SB5000US | 5000 | 1 |  |  | 0.968 | Solar Inverter |  | INDOOR
SRP01381 | SMA AMERICA | SB5000US | 5000 | 1 |  |  | 0.968 | Solar Inverter |  | INDOOR
SRP01461 | SMA AMERICA | SB5000US | 5000 | 1 |  |  | 0.968 | Solar Inverter |  | INDOOR
SRP01480 | POWER-ONE | PVI-3600-OUTD-US-F (208V) | 3600 | 1 |  |  | 0.968 | Solar Inverter |  | INDOOR
SRP01481 | POWER-ONE | PVI-3600-US (240V) | 4200 | 1 |  |  | 0.968 | Solar Inverter |  | INDOOR
SRP01487 | SMA AMERICA | SB4000US (208V) | 4000 | 1 |  |  | 0.968 | Solar Inverter |  | INDOOR
SRP01490 | SMA AMERICA | SB4000US (208V) | 4000 | 1 |  |  | 0.968 | Solar Inverter |  | INDOOR
SRP01495 | SMA AMERICA | SB5000US | 5000 | 1 |  |  | 0.968 | Solar Inverter |  | OUTDOOR
SRP01499 | SMA AMERICA | SB5000US | 5000 | 1 |  |  | 0.968 | Solar Inverter |  | OUTDOOR
SRP01504 | SUNPOWER CORP (ORIGINAL MFRSMA) | SPR-4000M (208V) | 4000 | 1 |  |  | 0.968 | Solar Inverter |  | INDOOR
SRP01504 | SUNPOWER CORP (ORIGINAL MFRSMA) | SPR-5000M (208V) | 5000 | 1 |  |  | 0.968 | Solar Inverter |  | INDOOR
SRP01518 | SUNPOWER CORP (ORIGINAL MFRSMA) | SPR-3000M (208V) | 3000 | 1 |  |  | 0.968 | Solar Inverter |  | INDOOR
SRP01518 | SUNPOWER CORP (ORIGINAL MFRSMA) | SPR-4000M (208V) | 4000 | 1 |  |  | 0.968 | Solar Inverter |  | INDOOR
SRP01518 | SUNPOWER CORP (ORIGINAL MFRSMA) | SPR-5000M (208V) | 5000 | 1 |  |  | 0.968 | Solar Inverter |  | INDOOR
SRP01544 | SMA AMERICA | SB4000US (208V) | 4000 | 1 |  |  | 0.968 | Solar Inverter |  | INDOOR
SRP01550 | SMA AMERICA | SB5000US | 5000 | 2 |  |  | 0.968 | Solar Inverter |  | INDOOR
SRP01569 | SMA AMERICA | SB3000US (208V) | 3000 | 1 |  |  | 0.968 | Solar Inverter |  | INDOOR
SRP01569 | SMA AMERICA | SB4000US (208V) | 4000 | 1 |  |  | 0.968 | Solar Inverter |  | INDOOR
SRP01569 | SMA AMERICA | SB5000US | 5000 | 1 |  |  | 0.968 | Solar Inverter |  | INDOOR
SRP01609 | SMA AMERICA | SB4000US (208V) | 4000 | 1 |  |  | 0.968 | Solar Inverter |  | INDOOR
SRP01609 | SMA AMERICA | SB5000US (208V) | 5000 | 1 |  |  | 0.968 | Solar Inverter |  | INDOOR
SRP01614 | SMA AMERICA | SB4000US (208V) | 4000 | 1 |  |  | 0.968 | Solar Inverter |  | Outside
SRP01614 | SMA AMERICA | SB5000US | 5000 | 1 |  |  | 0.968 | Solar Inverter |  | Outside
SRP01614 | SMA AMERICA | SB6000US (208V) | 6000 | 1 |  |  | 0.968 | Solar Inverter |  | OUTDOOR
SRP01637 | SCHUCO USA | SWR2500U-SBD (240V) | 250000 | 1 |  |  | 0.968 | Solar Inverter |  | OUTDOOR
SRP01641 | SMA AMERICA | SB5000US | 5000 | 1 |  |  | 0.968 | Solar Inverter |  | INDOOR
SRP01643 | SMA AMERICA | SB5000US | 5000 | 1 |  |  | 0.968 | Solar Inverter |  | INDOOR
SRP01660 | SUNPOWER CORP (ORIGINAL MFRSMA) | SPR-4000M (208V) | 4000 | 1 |  |  | 0.968 | Solar Inverter |  | INDOOR
SRP01687 | SMA AMERICA | SB5000US | 5000 | 1 |  |  | 0.968 | Solar Inverter |  | Outside
SRP01731 | SMA AMERICA | SB5000US (208V) | 5000 | 1 |  |  | 0.968 | Solar Inverter |  | Outside
SRP01756 | SMA AMERICA | SB5000US | 5000 | 1 |  |  | 0.968 | Solar Inverter |  | INDOOR
SRP01758 | SUNPOWER CORP (ORIGINAL MFRSMA) | SPR-4000M (208V) | 4000 | 1 |  |  | 0.968 | Solar Inverter |  | INDOOR
SRP01758 | SUNPOWER CORP (ORIGINAL MFRXANTREX) | SPR-5000X | 5000 | 1 |  |  | 0.968 | Solar Inverter |  | INDOOR
SRP01762 | SMA AMERICA | SB4000US (208V) | 4000 | 2 |  |  | 0.968 | Solar Inverter |  | INDOOR
SRP01766 | SMA AMERICA | SB4000US (208V) | 4000 | 2 |  |  | 0.968 | Solar Inverter |  | OUTDOOR
SRP01767 | POWER-ONE | PVI-3000-I-OUTD-US | 3000 | 1 |  |  | 0.968 | Solar Inverter |  | Inside
SRP01770 | SMA AMERICA | SB5000US | 5000 | 1 |  |  | 0.968 | Solar Inverter |  | OUTDOOR
SRP01773 | POWER-ONE | PVI-3000-I-OUTD-US | 3000 | 1 |  |  | 0.968 | Solar Inverter |  | Outside
SRP01792 | POWER-ONE | PVI-3000-I-OUTD-US | 3000 | 1 |  |  | 0.968 | Solar Inverter |  | Outside
SRP01792 | POWER-ONE | PVI-3600-OUTD-US-F (208V) | 3600 | 1 |  |  | 0.968 | Solar Inverter |  | Outside
SRP01793 | SUNPOWER CORP (ORIGINAL MFRSMA) | SPR-5000M (208V) | 5000 | 1 |  |  | 0.968 | Solar Inverter |  | INDOOR
SRP01799 | SUNPOWER CORP (ORIGINAL MFRSMA) | SPR-5000M (208V) | 5000 | 1 |  |  | 0.968 | Solar Inverter |  | INDOOR
SRP01803 | SMA AMERICA | SB5000US | 5000 | 1 |  |  | 0.968 | Solar Inverter |  | OUTDOOR
SRP01809 | SMA AMERICA | SB5000US | 5000 | 1 |  |  | 0.968 | Solar Inverter |  | OUTDOOR
SRP01811 | SMA AMERICA | SB4000US (208V) | 4000 | 1 |  |  | 0.968 | Solar Inverter |  | OUTDOOR
SRP01860 | SMA AMERICA | SB5000US | 5000 | 1 |  |  | 0.968 | Solar Inverter |  | OUTDOOR
SRP01863 | SMA AMERICA | SB5000US | 5000 | 2 |  |  | 0.968 | Solar Inverter |  | INDOOR
SRP01896 | SMA AMERICA | SB4000US (240V) | 4000 | 2 |  |  | 0.968 | Solar Inverter |  | INDOOR
SRP01933 | FRONIUS USA | IG 4000 | 4000 | 1 |  |  | 0.968 | Solar Inverter |  | Inside
SRP01956 | SUNPOWER CORP (ORIGINAL MFRSMA) | SPR-7000M (208V) | 7000 | 1 |  |  | 0.968 | Solar Inverter |  | INDOOR
SRP01958 | FRONIUS USA | IG 5100 | 5100 | 2 |  |  | 0.968 | Solar Inverter |  | Outside
SRP01967 | SMA AMERICA | SB5000US (208V) | 5000 | 1 |  |  | 0.968 | Solar Inverter |  | OUTDOOR
SRP01975 | POWER-ONE | PVI-3000-I-OUTD-US | 3000 | 1 |  |  | 0.968 | Solar Inverter |  | INDOOR
SRP01975 | POWER-ONE | PVI-3600-OUTD-US-F (208V) | 3600 | 1 |  |  | 0.968 | Solar Inverter |  | INDOOR
SRP01999 | SMA AMERICA | SB5000US | 5000 | 2 |  |  | 0.968 | Solar Inverter |  | Inside
SRP02021 | SMA AMERICA | SB4000US (208V) | 4000 | 1 |  |  | 0.968 | Solar Inverter |  | OUTDOOR
SRP02052 | POWER-ONE | PVI-5000-OUTD-US (208 V) | 5000 | 1 |  |  | 0.968 | Solar Inverter |  | Outside
SRP02069 | SMA AMERICA | SB4000US (240V) | 4000 | 1 |  |  | 0.968 | Solar Inverter |  | INDOOR
SRP02071 | POWER-ONE | PVI-3000-I-OUTD-US | 3000 | 1 |  |  | 0.968 | Solar Inverter |  | Outside
SRP02072 | POWER-ONE | PVI-5000-OUTD-US (208 V) | 5000 | 1 |  |  | 0.968 | Solar Inverter |  | OUTDOOR
SRP02075 | SUNPOWER CORP (ORIGINAL MFRSMA) | SPR-5000M (208V) | 5000 | 1 |  |  | 0.968 | Solar Inverter |  | INDOOR
SRP02077 | SMA AMERICA | SB4000US (208V) | 4000 | 2 |  |  | 0.968 | Solar Inverter |  | INDOOR
SRP02078 | SMA AMERICA | SB5000US | 5000 | 1 |  |  | 0.968 | Solar Inverter |  | INDOOR
SRP02101 | SMA AMERICA | SB4000US (208V) | 4000 | 1 |  |  | 0.968 | Solar Inverter |  | INDOOR
SRP02105 | SUNPOWER CORP (ORIGINAL MFRSMA) | SPR4000 | 4000 | 1 |  |  | 0.968 | Solar Inverter |  | Inside
SRP02107 | POWER-ONE | PVI-3000-I-OUTD-US | 3000 | 1 |  |  | 0.968 | Solar Inverter |  | INDOOR
SRP02123 | SUNPOWER CORP (ORIGINAL MFRSMA) | SPR-5000M (208V) | 5000 | 1 |  |  | 0.968 | Solar Inverter |  | OUTDOOR
SRP02139 | KACO | 3601XI | 5000 | 2 |  |  | 0.968 | Solar Inverter |  | INDOOR
SRP02159 | SMA AMERICA | SB4000US (208V) | 4000 | 1 |  |  | 0.968 | Solar Inverter |  | Outside
SRP02163 | SUNPOWER |  | 4000 | 1 |  |  | 0.968 | Solar Inverter |  | Inside
SRP02164 | SMA AMERICA | SB5000US | 5000 | 2 |  |  | 0.968 | Solar Inverter |  | INDOOR
SRP02165 | SMA AMERICA | SB4000US (208V) | 4000 | 1 |  |  | 0.968 | Solar Inverter |  | OUTDOOR
SRP02165 | SMA AMERICA | SB6000U (208V) | 6000 | 1 |  |  | 0.968 | Solar Inverter |  | OUTDOOR
SRP02168 | POWER-ONE | PVI-CENTRAL-50-US (480 V) | 4200 | 1 |  |  | 0.968 | Solar Inverter |  | Outside
SRP02211 | SMA AMERICA | SB5000US | 5000 | 3 |  |  | 0.968 | Solar Inverter |  | INDOOR
SRP02212 | SMA AMERICA | SB7000US (208V) | 7000 | 8 |  |  | 0.968 | Solar Inverter |  | OUTDOOR
SRP02233 | SMA AMERICA | SB5000US | 5000 | 1 |  |  | 0.968 | Solar Inverter |  | Outside
SRP02235 | SUNPOWER CORP (ORIGINAL MFRSMA) | SPR-5000M (208V) | 5000 | 1 |  |  | 0.968 | Solar Inverter |  | Inside
SRP02235 | SUNPOWER CORP (ORIGINAL MFRSMA) | SPR4000 | 4000 | 1 |  |  | 0.968 | Solar Inverter |  | INDOOR
SRP02277 | SMA AMERICA | SB3000US (208V) | 3000 | 1 |  |  | 0.968 | Solar Inverter |  | INDOOR
SRP02277 | SMA AMERICA | SB4000US (208V) | 4000 | 1 |  |  | 0.968 | Solar Inverter |  | INDOOR
SRP02318 | SMA AMERICA | SB5000US | 5000 | 2 |  |  | 0.968 | Solar Inverter |  | Outside
SRP02363 | POWER-ONE | PVI-3600-OUTD-US-F (208V) | 3600 | 1 |  |  | 0.968 | Solar Inverter |  | OUTDOOR
SRP02365 | SMA AMERICA | SB5000US | 5000 | 1 |  |  | 0.968 | Solar Inverter |  | INDOOR
SRP02370 | SMA AMERICA | SB4000US (208V) | 4000 | 1 |  |  | 0.968 | Solar Inverter |  | INDOOR
SRP02370 | SMA AMERICA | SB5000US | 5000 | 1 |  |  | 0.968 | Solar Inverter |  | INDOOR
SRP02371 | SMA AMERICA | SB5000US | 5000 | 1 |  |  | 0.968 | Solar Inverter |  | INDOOR
SRP02375 | SMA AMERICA | SB4000US (208V) | 4000 | 1 |  |  | 0.968 | Solar Inverter |  | INDOOR
SRP02376 | SUNPOWER CORP (ORIGINAL MFRSMA) | SPR-4000M (208V) | 4000 | 1 |  |  | 0.968 | Solar Inverter |  | Inside
SRP02382 | SUNPOWER CORP (ORIGINAL MFRSMA) | SPR-4000M (208V) | 4000 | 1 |  |  | 0.968 | Solar Inverter |  | OUTDOOR
SRP02391 | SUNPOWER CORP (ORIGINAL MFRSMA) | SPR-5000M (208V) | 5000 | 2 |  |  | 0.968 | Solar Inverter |  | INDOOR
SRP02393 | SMA AMERICA | SB4000US (208V) | 4000 | 2 |  |  | 0.968 | Solar Inverter |  | INDOOR
SRP02400 | SMA AMERICA | SB6000U (208V) | 6000 | 2 |  |  | 0.968 | Solar Inverter |  | INDOOR
SRP02450 | SMA AMERICA | SB6000U (240V) | 6000 | 1 |  |  | 0.968 | Solar Inverter |  | OUTDOOR
SRP02451 | SMA AMERICA | SB5000US (208V) | 5000 | 1 |  |  | 0.968 | Solar Inverter |  | OUTDOOR
SRP02459 | SMA AMERICA | SB6000U (208V) | 6000 | 1 |  |  | 0.968 | Solar Inverter |  | OUTDOOR
SRP02463 | SMA AMERICA | SB5000US (277V) | 5000 | 1 |  |  | 0.968 | Solar Inverter |  | OUTDOOR
SRP02465 | SMA AMERICA | SB5000US (208V) | 5000 | 2 |  |  | 0.968 | Solar Inverter |  | OUTDOOR
SRP02468 | SMA AMERICA | SB4000US (208V) | 4000 | 1 |  |  | 0.968 | Solar Inverter |  | OUTDOOR
SRP02473 | SMA AMERICA | SB6000U (208V) | 6000 | 1 |  |  | 0.968 | Solar Inverter |  | OUTDOOR
SRP02478 | SMA AMERICA | SB6000U (240V) | 6000 | 1 |  |  | 0.968 | Solar Inverter |  | OUTDOOR
SRP02480 | SMA AMERICA | SB6000U (208V) | 6000 | 1 |  |  | 0.968 | Solar Inverter |  | OUTDOOR
SRP02482 | SMA AMERICA | SB4000US (208V) | 4000 | 1 |  |  | 0.968 | Solar Inverter |  | OUTDOOR
SRP02483 | SMA AMERICA | SB6000U (208V) | 6000 | 1 |  |  | 0.968 | Solar Inverter |  | OUTDOOR
SRP02484 | SMA AMERICA | SB6000U (208V) | 6000 | 1 |  |  | 0.968 | Solar Inverter |  | OUTDOOR
SRP02490 | SMA AMERICA | SB5000US | 5000 | 1 |  |  | 0.968 | Solar Inverter |  | OUTDOOR
SRP02493 | SMA AMERICA | SB5000US | 5000 | 2 |  |  | 0.968 | Solar Inverter |  | OUTDOOR
SRP02525 | SMA AMERICA | SB4000US (208V) | 4000 | 1 |  |  | 0.968 | Solar Inverter |  | INDOOR
SRP02554 | SMA AMERICA | SB6000U (240V) | 6000 | 1 |  |  | 0.968 | Solar Inverter |  | OUTDOOR
SRP02555 | SMA AMERICA | SB5000US | 5000 | 1 |  |  | 0.968 | Solar Inverter |  | OUTDOOR
SRP02556 | SMA AMERICA | SB4000US (208V) | 4000 | 1 |  |  | 0.968 | Solar Inverter |  | OUTDOOR
SRP02558 | SMA AMERICA | SB6000U (208V) | 6000 | 1 |  |  | 0.968 | Solar Inverter |  | OUTDOOR
SRP02559 | SMA AMERICA | SB5000US | 5000 | 1 |  |  | 0.968 | Solar Inverter |  | OUTDOOR
SRP02560 | SMA AMERICA | SB6000U (208V) | 6000 | 1 |  |  | 0.968 | Solar Inverter |  | OUTDOOR
SRP02563 | SMA AMERICA | SB5000US | 5000 | 1 |  |  | 0.968 | Solar Inverter |  | OUTDOOR
SRP02589 | SMA AMERICA | SB5000US | 5000 | 1 |  |  | 0.968 | Solar Inverter |  | OUTDOOR
SRP02598 | SMA AMERICA | SB5000US | 5000 | 1 |  |  | 0.968 | Solar Inverter |  | INDOOR
SRP02600 | SUNPOWER CORP (ORIGINAL MFRSMA) | SPR-5000M (208V) | 5000 | 2 |  |  | 0.968 | Solar Inverter |  | Outside
SRP02622 | SUNPOWER CORP (ORIGINAL MFRSMA) | SPR-5000M (208V) | 5000 | 1 |  |  | 0.968 | Solar Inverter |  | INDOOR
SRP02647 | SMA AMERICA | SB5000US | 5000 | 1 |  |  | 0.968 | Solar Inverter |  | OUTDOOR
SRP02655 | SUNPOWER CORP (ORIGINAL MFRSMA) | SPR-6000M (208V) | 6000 | 1 |  |  | 0.968 | Solar Inverter |  | Inside
SRP02660 | SUNPOWER CORP (ORIGINAL MFRSMA) | SPR-4000M (208V) | 4000 | 2 |  |  | 0.968 | Solar Inverter |  | INDOOR
SRP02678 | SMA AMERICA | SB4000US (208V) | 4000 | 1 |  |  | 0.968 | Solar Inverter |  | INDOOR
SRP02689 | SMA AMERICA | SB5000US | 5000 | 3 |  |  | 0.968 | Solar Inverter |  | OUTDOOR
SRP02699 | SMA AMERICA | SB5000US | 5000 | 1 |  |  | 0.968 | Solar Inverter |  | INDOOR
SRP02699 | SMA AMERICA | SB6000U (208V) | 6000 | 5 |  |  | 0.968 | Solar Inverter |  | INDOOR
SRP02702 | SMA AMERICA | SB4000US (208V) | 4000 | 2 |  |  | 0.968 | Solar Inverter |  | INDOOR
SRP02704 | POWER-ONE | PVI-5000-OUTD-US (208 V) | 4600 | 1 |  |  | 0.968 | Solar Inverter |  | INDOOR
SRP02733 | SUNPOWER CORP (ORIGINAL MFRSMA) | SPR-4000M (208V) | 4000 | 2 |  |  | 0.968 | Solar Inverter |  | INDOOR
SRP02735 | SMA AMERICA | SB7000US (208V) | 7000 | 1 |  |  | 0.968 | Solar Inverter |  | INDOOR
SRP02760 | SUNPOWER CORP (ORIGINAL MFRSMA) | SPR-4000M (208V) | 4000 | 1 |  |  | 0.968 | Solar Inverter |  | OUTDOOR
SRP02768 | SMA AMERICA | SB7000US (208V) | 8000 | 1 |  |  | 0.968 | Solar Inverter |  | Outside
SRP02769 | SMA AMERICA | SB7000US (208V) | 7000 | 3 |  |  | 0.968 | Solar Inverter |  | OUTDOOR
SRP02770 | SMA AMERICA | SB7000US (208V) | 7000 | 3 |  |  | 0.968 | Solar Inverter |  | Outside
SRP02770 | SMA AMERICA | SB7000US (240V) | 8000 | 3 |  |  | 0.968 | Solar Inverter |  | Outside
SRP02775 | SMA AMERICA | SB6000U (208V) | 6000 | 1 |  |  | 0.968 | Solar Inverter |  | OUTDOOR
SRP02776 | SMA AMERICA | SB6000U (208V) | 6000 | 1 |  |  | 0.968 | Solar Inverter |  | OUTDOOR
SRP02777 | SMA AMERICA | SB4000US (240V) | 4000 | 1 |  |  | 0.968 | Solar Inverter |  | OUTDOOR
SRP02777 | SMA AMERICA | SB5000US | 5000 | 1 |  |  | 0.968 | Solar Inverter |  | Outside
SRP02779 | SMA AMERICA | SB6000U (208V) | 6000 | 2 |  |  | 0.968 | Solar Inverter |  | Outside
SRP02789 | SMA AMERICA | SB5000US (208V) | 5000 | 1 |  |  | 0.968 | Solar Inverter |  | Outside
SRP02793 | SMA AMERICA | SB5000US | 5000 | 1 |  |  | 0.968 | Solar Inverter |  | OUTDOOR
SRP02794 | SMA AMERICA | SB5000US | 5000 | 1 |  |  | 0.968 | Solar Inverter |  | Outside
SRP02794 | SMA AMERICA | SB6000U (208V) | 6000 | 1 |  |  | 0.968 | Solar Inverter |  | OUTDOOR
SRP02797 | SMA AMERICA | SB4000US (208V) | 4000 | 1 |  |  | 0.968 | Solar Inverter |  | INDOOR
SRP02798 | SMA AMERICA | SB7000US (208V) | 8000 | 1 |  |  | 0.968 | Solar Inverter |  | Outside
SRP02799 | SMA AMERICA | SB5000US | 5000 | 1 |  |  | 0.968 | Solar Inverter |  | INDOOR
SRP02801 | SMA AMERICA | SB5000US | 5000 | 2 |  |  | 0.968 | Solar Inverter |  | INDOOR
SRP02808 | SMA AMERICA | SB5000US | 5000 | 1 |  |  | 0.968 | Solar Inverter |  | Inside
SRP02809 | SMA AMERICA | SB5000US (208V) | 5000 | 1 |  |  | 0.968 | Solar Inverter |  | OUTDOOR
SRP02810 | SMA AMERICA | SB6000U (208V) | 6000 | 2 |  |  | 0.968 | Solar Inverter |  | Outside
SRP02812 | SMA AMERICA | SB6000U (208V) | 6000 | 1 |  |  | 0.968 | Solar Inverter |  | OUTDOOR
SRP02836 | SMA AMERICA | SB4000US (208V) | 4000 | 1 |  |  | 0.968 | Solar Inverter |  | OUTDOOR
SRP02853 | SMA AMERICA | SB3800U (208V) | 3800 | 1 |  |  | 0.968 | Solar Inverter |  | Outside
SRP02854 | SMA AMERICA | SB6000U (208V) | 6000 | 1 |  |  | 0.968 | Solar Inverter |  | OUTDOOR
SRP02873 | SUNPOWER CORP (ORIGINAL MFRSMA) | SPR-4000M (208V) | 4000 | 2 |  |  | 0.968 | Solar Inverter |  | INDOOR
SRP02946 | SMA AMERICA | SB5000US | 5000 | 1 |  |  | 0.968 | Solar Inverter |  | INDOOR
SRP02959 | SUNPOWER CORP (ORIGINAL MFRSMA) | SPR-4000M (208V) | 4000 | 1 |  |  | 0.968 | Solar Inverter |  | Outside
SRP02960 | SUNPOWER CORP (ORIGINAL MFRSMA) | SPR-5000M (208V) | 5000 | 1 |  |  | 0.968 | Solar Inverter |  | OUTDOOR
SRP02978 | SMA AMERICA | SB6000US (208V) | 6000 | 1 |  |  | 0.968 | Solar Inverter |  | INDOOR
SRP02982 | SUNPOWER CORP (ORIGINAL MFRSMA) | SPR-4000M (208V) | 4000 | 1 |  |  | 0.968 | Solar Inverter |  | Inside
SRP02982 | SUNPOWER CORP (ORIGINAL MFRSMA) | SPR-5000M (208V) | 5000 | 1 |  |  | 0.968 | Solar Inverter |  | Inside
SRP02984 | SMA AMERICA | SB4000US (208V) | 4000 | 1 |  |  | 0.968 | Solar Inverter |  | INDOOR
SRP03000 | POWER-ONE | PVI-3000-I-OUTD-US | 3000 | 1 |  |  | 0.968 | Solar Inverter |  | Inside
SRP03000 | POWER-ONE | PVI-5000-OUTD-US (208 V) | 4200 | 2 |  |  | 0.968 | Solar Inverter |  | INDOOR
SRP03041 | SMA AMERICA | SB5000US | 5000 | 1 |  |  | 0.968 | Solar Inverter |  | Outside
SRP03050 | SMA AMERICA | SB5000US | 5000 | 2 |  |  | 0.968 | Solar Inverter |  | OUTDOOR
SRP03050 | SMA AMERICA | SB6000U (277V) | 6000 | 2 |  |  | 0.968 | Solar Inverter |  | Outside
SRP03158 | SMA AMERICA | SB5000US (240V) | 5000 | 1 |  |  | 0.968 | Solar Inverter |  | INDOOR
SRP03161 | SUNPOWER CORP (ORIGINAL MFRSMA) | SPR-4000M (208V) | 4000 | 1 |  |  | 0.968 | Solar Inverter |  | INDOOR
SRP03161 | SUNPOWER CORP (ORIGINAL MFRSMA) | SPR-5000M (208V) | 5000 | 1 |  |  | 0.968 | Solar Inverter |  | INDOOR
SRP03215 | SMA AMERICA | SB5000US | 5000 | 1 |  |  | 0.968 | Solar Inverter |  | INDOOR
SRP03216 | SMA AMERICA | SB5000US | 5000 | 1 |  |  | 0.968 | Solar Inverter |  | OUTDOOR
SRP03226 | SMA AMERICA | SB5000US | 5000 | 1 |  |  | 0.968 | Solar Inverter |  | INDOOR
SRP03230 | FRONIUS USA | IG 2000 | 2000 | 1 |  |  | 0.968 | Solar Inverter |  | INDOOR
SRP03230 | FRONIUS USA | IG 5100 | 5100 | 1 |  |  | 0.968 | Solar Inverter |  | INDOOR
SRP03238 | POWER-ONE | PVI-3000-I-OUTD-US | 3000 | 1 |  |  | 0.968 | Solar Inverter |  | INDOOR
SRP03238 | POWER-ONE | PVI-3600-OUTD-US-F (208V) | 3600 | 1 |  |  | 0.968 | Solar Inverter |  | Inside
SRP03255 | SMA AMERICA | SB4000US (208V) | 4000 | 1 |  |  | 0.968 | Solar Inverter |  | OUTDOOR
SRP03256 | SMA AMERICA | SB5000US | 5000 | 1 |  |  | 0.968 | Solar Inverter |  | OUTDOOR
SRP03257 | SMA AMERICA | SB6000U (208V) | 6000 | 1 |  |  | 0.968 | Solar Inverter |  | OUTDOOR
SRP03262 | SMA AMERICA | SB5000US | 5000 | 1 |  |  | 0.968 | Solar Inverter |  | OUTDOOR
SRP03273 | SMA AMERICA | SB6000U (208V) | 6000 | 1 |  |  | 0.968 | Solar Inverter |  | INDOOR
SRP03299 | SMA AMERICA | SB4000US (208V) | 4000 | 1 |  |  | 0.968 | Solar Inverter |  | OUTDOOR
SRP03330 | SMA AMERICA | SB4000US (208V) | 4000 | 2 |  |  | 0.968 | Solar Inverter |  | Inside
SRP03337 | SMA AMERICA | SB4000US (208V) | 4000 | 1 |  |  | 0.968 | Solar Inverter |  | INDOOR
SRP03338 | SMA AMERICA | SB6000U (208V) | 6000 | 1 |  |  | 0.968 | Solar Inverter |  | OUTDOOR
SRP03339 | SMA AMERICA | SB5000US | 5000 | 1 |  |  | 0.968 | Solar Inverter |  | INDOOR
SRP03347 | SMA AMERICA | SB6000U (208V) | 6000 | 1 |  |  | 0.968 | Solar Inverter |  | OUTDOOR
SRP03382 | SUNPOWER CORP (ORIGINAL MFRSMA) | SPR-5000M (208V) | 5000 | 1 |  |  | 0.968 | Solar Inverter |  | INDOOR
SRP03405 | SMA AMERICA | SB3800U (208V) | 3800 | 1 |  |  | 0.968 | Solar Inverter |  | OUTDOOR
SRP03405 | SMA AMERICA | SB5000US | 5000 | 1 |  |  | 0.968 | Solar Inverter |  | OUTDOOR
SRP03409 | SMA AMERICA | SB5000US | 5000 | 2 |  |  | 0.968 | Solar Inverter |  | OUTDOOR
SRP03445 | SMA AMERICA | SB5000US | 5000 | 1 |  |  | 0.968 | Solar Inverter |  | OUTDOOR
SRP03449 | SUNPOWER CORP (ORIGINAL MFRSMA) | SPR-5000M (208V) | 5000 | 2 |  |  | 0.968 | Solar Inverter |  | INDOOR
SRP03450 | SMA AMERICA | SB5000US (208V) | 5000 | 1 |  |  | 0.968 | Solar Inverter |  | OUTDOOR
SRP03452 | SMA AMERICA | SB5000US | 5000 | 1 |  |  | 0.968 | Solar Inverter |  | OUTDOOR
SRP03455 | SMA AMERICA | SB5000US | 5000 | 1 |  |  | 0.968 | Solar Inverter |  | INDOOR
SRP03461 | SUNPOWER CORP (ORIGINAL MFRSMA) | SPR-5000M (208V) | 5000 | 1 |  |  | 0.968 | Solar Inverter |  | INDOOR
SRP03465 | SMA AMERICA | SB4000US (208V) | 4000 | 1 |  |  | 0.968 | Solar Inverter |  | INDOOR
SRP03466 | SMA AMERICA | SB6000U (208V) | 6000 | 1 |  |  | 0.968 | Solar Inverter |  | Outside
SRP03467 | POWER-ONE | PVI-3600-OUTD-US-F (208V) | 3600 | 1 |  |  | 0.968 | Solar Inverter |  | Outside
SRP03467 | POWER-ONE | PVI-5000-OUTD-US (208 V) | 4200 | 1 |  |  | 0.968 | Solar Inverter |  | Outside
SRP03468 | SMA AMERICA | SB6000U (208V) | 6000 | 1 |  |  | 0.968 | Solar Inverter |  | Inside
SRP03469 | SMA AMERICA | SB4000US (208V) | 4000 | 1 |  |  | 0.968 | Solar Inverter |  | OUTDOOR
SRP03469 | SMA AMERICA | SB5000US | 5000 | 1 |  |  | 0.968 | Solar Inverter |  | OUTDOOR
SRP03482 | SMA AMERICA | SB6000U (208V) | 6000 | 1 |  |  | 0.968 | Solar Inverter |  | INDOOR
SRP03486 | SMA AMERICA | SB6000U (208V) | 6000 | 1 |  |  | 0.968 | Solar Inverter |  | OUTDOOR
SRP03489 | SMA AMERICA | SB6000U (208V) | 6000 | 1 |  |  | 0.968 | Solar Inverter |  | INDOOR
SRP03491 | SMA AMERICA | SB5000US | 5000 | 1 |  |  | 0.968 | Solar Inverter |  | OUTDOOR
SRP03492 | SMA AMERICA | SB5000US (208V) | 5000 | 1 |  |  | 0.968 | Solar Inverter |  | INDOOR
SRP03494 | SMA AMERICA | SB5000US | 5000 | 1 |  |  | 0.968 | Solar Inverter |  | INDOOR
SRP03544 | SMA AMERICA | SB4000US (208V) | 4000 | 2 |  |  | 0.968 | Solar Inverter |  | OUTDOOR
SRP03570 | SUNPOWER CORP (ORIGINAL MFRSMA) | SPR-5000M (208V) | 5000 | 1 |  |  | 0.968 | Solar Inverter |  | OUTDOOR
SRP03594 | SMA AMERICA | SB4000US (208V) | 4000 | 1 |  |  | 0.968 | Solar Inverter |  | INDOOR
SRP03615 | SUNPOWER CORP (ORIGINAL MFRSMA) | SPR-4000M (208V) | 4000 | 2 |  |  | 0.968 | Solar Inverter |  | INDOOR
SRP03616 | SUNPOWER CORP (ORIGINAL MFRSMA) | SPR-4000M (208V) | 4000 | 2 |  |  | 0.968 | Solar Inverter |  | INDOOR
SRP03623 | SMA AMERICA | SB4000US (208V) | 4000 | 1 |  |  | 0.968 | Solar Inverter |  | OUTDOOR
SRP03624 | SMA AMERICA | SB5000US | 5000 | 1 |  |  | 0.968 | Solar Inverter |  | OUTDOOR
SRP03629 | SMA AMERICA | SB5000US | 5000 | 1 |  |  | 0.968 | Solar Inverter |  | INDOOR
SRP03637 | SMA AMERICA | SB5000US | 5000 | 1 |  |  | 0.968 | Solar Inverter |  | INDOOR
SRP03638 | SMA AMERICA | SB5000US | 5000 | 1 |  |  | 0.968 | Solar Inverter |  | INDOOR
SRP03709 | SMA AMERICA | SB4000US (208V) | 4000 | 1 |  |  | 0.968 | Solar Inverter |  | INDOOR
SRP03715 | SMA AMERICA | SB4000US (208V) | 4000 | 2 |  |  | 0.968 | Solar Inverter |  | OUTDOOR
SRP03716 | SUNPOWER CORP (ORIGINAL MFRSMA) | SPR-4000M (208V) | 4000 | 1 |  |  | 0.968 | Solar Inverter |  | INDOOR
SRP03723 | SMA AMERICA | SB5000US | 5000 | 1 |  |  | 0.968 | Solar Inverter |  | Inside
SRP03725 | SMA AMERICA | SB5000US (208V) | 5000 | 1 |  |  | 0.968 | Solar Inverter |  | OUTDOOR
SRP03731 | SMA AMERICA | SB6000U (208V) | 6000 | 2 |  |  | 0.968 | Solar Inverter |  | INDOOR
SRP03744 | ENPHASE ENERGY | M175-24-240-S02 | 190 | 79 |  |  | 0.968 | Solar Inverter |  | Outside
SRP03749 | SMA AMERICA | SB5000US (208V) | 5000 | 1 |  |  | 0.968 | Solar Inverter |  | OUTDOOR
SRP03767 | FRONIUS USA | IG 3000 | 3000 | 2 |  |  | 0.968 | Solar Inverter |  | INDOOR
SRP03780 | SUNPOWER CORP (ORIGINAL MFRSMA) | SPR-4000M (208V) | 4000 | 2 |  |  | 0.968 | Solar Inverter |  | INDOOR
SRP03786 | SMA AMERICA | SB6000U (208V) | 6000 | 1 |  |  | 0.968 | Solar Inverter |  | OUTDOOR
SRP03788 | SMA AMERICA | SB5000US (208V) | 5000 | 1 |  |  | 0.968 | Solar Inverter |  | Inside
SRP03795 | SUNPOWER CORP (ORIGINAL MFRSMA) | SPR-6000M (208V) | 6000 | 1 |  |  | 0.968 | Solar Inverter |  | Outside
SRP03795 | SUNPOWER CORP (ORIGINAL MFRSMA) | SPR-6000M (208V) | 6000 | 1 |  |  | 0.968 | Solar Inverter |  | Outside
SRP03796 | SMA AMERICA | SB5000US | 5000 | 1 |  |  | 0.968 | Solar Inverter |  | Outside
SRP03798 | SMA AMERICA | SB6000U (208V) | 6000 | 1 |  |  | 0.968 | Solar Inverter |  | INDOOR
SRP03810 | POWER-ONE | PVI-6000-OUTD-US (208 V) | 6000 | 1 |  |  | 0.968 | Solar Inverter |  | INDOOR
SRP03817 | SMA AMERICA | SB6000U (277V) | 6000 | 1 |  |  | 0.968 | Solar Inverter |  | OUTDOOR
SRP03832 | POWER-ONE | PVI-5000-OUTD-US (208 V) | 5000 | 1 |  |  | 0.968 | Solar Inverter |  | OUTDOOR
SRP03842 | SUNPOWER CORP (ORIGINAL MFRSMA) | SPR-4000M (208V) | 4000 | 1 |  |  | 0.968 | Solar Inverter |  | Inside
SRP03845 | SMA AMERICA | SB5000US | 5000 | 1 |  |  | 0.968 | Solar Inverter |  | OUTDOOR
SRP03861 | SMA AMERICA | SB4000US (208V) | 4000 | 3 |  |  | 0.968 | Solar Inverter |  | INDOOR
SRP03865 | SMA AMERICA | SB4000US (208V) | 4000 | 1 |  |  | 0.968 | Solar Inverter |  | OUTDOOR
SRP03865 | SMA AMERICA | SB6000U (277V) | 6000 | 1 |  |  | 0.968 | Solar Inverter |  | Outside
SRP03868 | SMA AMERICA | SB6000U (208V) | 6000 | 1 |  |  | 0.968 | Solar Inverter |  | OUTDOOR
SRP03870 | SMA AMERICA | SB6000U (208V) | 6000 | 1 |  |  | 0.968 | Solar Inverter |  | OUTDOOR
SRP03872 | SMA AMERICA | SB5000US | 5000 | 1 |  |  | 0.968 | Solar Inverter |  | INDOOR
SRP03878 | SMA AMERICA | SB4000US (208V) | 4000 | 2 |  |  | 0.968 | Solar Inverter |  | OUTDOOR
SRP03922 | SMA AMERICA | SB6000U (277V) | 6000 | 1 |  |  | 0.968 | Solar Inverter |  | Inside
SRP03926 | POWERCOM | SLK-4000 | 3600 | 1 |  |  | 0.968 | Solar Inverter |  | INDOOR
SRP03953 | POWER-ONE | PVI-3600-US (240V) | 4600 | 1 |  |  | 0.968 | Solar Inverter |  | Outside
SRP03955 | SMA AMERICA | SB4000US (208V) | 4000 | 2 |  |  | 0.968 | Solar Inverter |  | INDOOR
SRP03960 | SUNPOWER CORP (ORIGINAL MFRSMA) | SPR-4000M (208V) | 4000 | 2 |  |  | 0.968 | Solar Inverter |  | INDOOR
SRP03966 | SMA AMERICA | SB4000US (208V) | 4000 | 1 |  |  | 0.968 | Solar Inverter |  | Inside
SRP03969 | SMA AMERICA | SB5000US | 5000 | 1 |  |  | 0.968 | Solar Inverter |  | OUTDOOR
SRP03970 | SMA AMERICA | SB4000US (208V) | 4000 | 1 |  |  | 0.968 | Solar Inverter |  | OUTDOOR
SRP04008 | SMA AMERICA | SB5000US | 5000 | 1 |  |  | 0.968 | Solar Inverter |  | Inside
SRP04015 | SOLECTRIA RENEWABLES | PVI 5000 (208V) | 5000 | 1 |  |  | 0.968 | Solar Inverter |  | OUTDOOR
SRP04025 | SMA AMERICA | SB4000US (208V) | 4000 | 1 |  |  | 0.968 | Solar Inverter |  | OUTDOOR
SRP04069 | SMA AMERICA | SB5000US | 5000 | 2 |  |  | 0.968 | Solar Inverter |  | OUTDOOR
SRP04114 | SUNPOWER CORP (ORIGINAL MFRSMA) | SPR-5000M (208V) | 5000 | 1 |  |  | 0.968 | Solar Inverter |  | INDOOR
SRP04114 | SUNPOWER CORP (ORIGINAL MFRSMA) | SPR-7000M (208V) | 7000 | 1 |  |  | 0.968 | Solar Inverter |  | INDOOR
SRP04115 | SUNPOWER CORP (ORIGINAL MFRSMA) | SPR-5000M (208V) | 5000 | 1 |  |  | 0.968 | Solar Inverter |  | INDOOR
SRP04115 | SUNPOWER CORP (ORIGINAL MFRSMA) | SPR4000 | 4000 | 1 |  |  | 0.968 | Solar Inverter |  | INDOOR
SRP04119 | SMA AMERICA | SB4000US (208V) | 4000 | 1 |  |  | 0.968 | Solar Inverter |  | Inside
SRP04132 | SMA AMERICA | SB4000US (208V) | 4000 | 1 |  |  | 0.968 | Solar Inverter |  | INDOOR
SRP04135 | SMA AMERICA | SB5000US | 5000 | 1 |  |  | 0.968 | Solar Inverter |  | INDOOR
SRP04138 | SMA AMERICA | SB6000U (208V) | 6000 | 1 |  |  | 0.968 | Solar Inverter |  | INDOOR
SRP04144 | SMA AMERICA | SB5000US | 5000 | 2 |  |  | 0.968 | Solar Inverter |  | Inside
SRP04185 | SMA AMERICA | SB6000US (208V) | 6000 | 2 |  |  | 0.968 | Solar Inverter |  | INDOOR
SRP04187 | SMA AMERICA | SB6000US (208V) | 6000 | 1 |  |  | 0.968 | Solar Inverter |  | INDOOR
SRP04261 | SMA AMERICA | SB3000US (208V) | 3000 | 1 |  |  | 0.968 | Solar Inverter |  | OUTDOOR
SRP04261 | SMA AMERICA | SB5000US | 5000 | 1 |  |  | 0.968 | Solar Inverter |  | OUTDOOR
SRP04270 | SMA AMERICA | SB5000US | 5000 | 2 |  |  | 0.968 | Solar Inverter |  | INDOOR
SRP04272 | SMA AMERICA | SB5000US | 5000 | 2 |  |  | 0.968 | Solar Inverter |  | INDOOR
SRP04275 | SUNPOWER CORP (ORIGINAL MFRSMA) | SPR-5000M (208V) | 5000 | 1 |  |  | 0.968 | Solar Inverter |  | Inside
SRP04280 | SMA AMERICA | SB5000US | 5000 | 1 |  |  | 0.968 | Solar Inverter |  | INDOOR
SRP04286 | SMA AMERICA | SB3800U (208V) | 3800 | 1 |  |  | 0.968 | Solar Inverter |  | OUTDOOR
SRP04286 | SMA AMERICA | SB4000US (208V) | 4000 | 1 |  |  | 0.968 | Solar Inverter |  | OUTDOOR
SRP04301 | SMA AMERICA | SB5000US (208V) | 5000 | 1 |  |  | 0.968 | Solar Inverter |  | INDOOR
SRP04328 | SUNPOWER CORP (ORIGINAL MFRSMA) | SPR-3000M (208V) | 3000 | 1 |  |  | 0.968 | Solar Inverter |  | OUTDOOR
SRP04330 | SUNPOWER CORP (ORIGINAL MFRSMA) | SPR-4000M (208V) | 4000 | 2 |  |  | 0.968 | Solar Inverter |  | OUTDOOR
SRP04331 | SMA AMERICA | SB5000US (208V) | 5000 | 1 |  |  | 0.968 | Solar Inverter |  | OUTDOOR
SRP04344 | SMA AMERICA | SB5000US (208V) | 5000 | 2 |  |  | 0.968 | Solar Inverter |  | OUTDOOR
SRP04414 | SMA AMERICA | SB3800U (208V) | 3800 | 1 |  |  | 0.968 | Solar Inverter |  | OUTDOOR
SRP04414 | SMA AMERICA | SB4000US (208V) | 4000 | 1 |  |  | 0.968 | Solar Inverter |  | OUTDOOR
SRP04416 | SMA AMERICA | SB4000US (208V) | 3000 | 2 |  |  | 0.968 | Solar Inverter |  | INDOOR
SRP04419 | SMA AMERICA | SB4000US (208V) | 4000 | 1 |  |  | 0.968 | Solar Inverter |  | OUTDOOR
SRP04427 | SMA AMERICA | SB4000US (208V) | 4000 | 1 |  |  | 0.968 | Solar Inverter |  | INDOOR
SRP04436 | SUNPOWER CORP (ORIGINAL MFRSMA) | SPR-5000M (208V) | 5000 | 1 |  |  | 0.968 | Solar Inverter |  | OUTDOOR
SRP04438 | SUNPOWER CORP (ORIGINAL MFRSMA) | SPR-5000M (208V) | 5000 | 1 |  |  | 0.968 | Solar Inverter |  | INDOOR
SRP04443 | SMA AMERICA | SB5000US | 5000 | 2 |  |  | 0.968 | Solar Inverter |  | OUTDOOR
SRP04444 | SMA AMERICA | SB5000US | 5000 | 2 |  |  | 0.968 | Solar Inverter |  | INDOOR
SRP04454 | SMA AMERICA | SB5000US (208V) | 5000 | 1 |  |  | 0.968 | Solar Inverter |  | Inside
SRP04455 | SMA AMERICA | SB3000US (208V) | 3000 | 1 |  |  | 0.968 | Solar Inverter |  | Outside
SRP04456 | SMA AMERICA | SB4000US (208V) | 4000 | 1 |  |  | 0.968 | Solar Inverter |  | Inside
SRP04461 | SUNPOWER CORP (ORIGINAL MFRSMA) | SPR-4000M (208V) | 4000 | 1 |  |  | 0.968 | Solar Inverter |  | INDOOR
SRP04468 | SMA AMERICA | SB3800U (208V) | 3800 | 1 |  |  | 0.968 | Solar Inverter |  | OUTDOOR
SRP04492 | SMA AMERICA | SB5000US | 5000 | 1 |  |  | 0.968 | Solar Inverter |  | Outside
SRP04516 | SMA AMERICA | SB6000U (208V) | 6000 | 2 |  |  | 0.968 | Solar Inverter |  | Inside
SRP04529 | SMA AMERICA | SB5000US (240V) | 5000 | 1 |  |  | 0.968 | Solar Inverter |  | OUTDOOR
SRP04551 | SMA AMERICA | SB5000US (240V) | 5000 | 1 |  |  | 0.968 | Solar Inverter |  | OUTDOOR
SRP04563 | SUNPOWER CORP (ORIGINAL MFRSMA) | SPR-5000M (208V) | 5000 | 1 |  |  | 0.968 | Solar Inverter |  | INDOOR
SRP04572 | POWER-ONE | PVI-3600-OUTD-US-F (208V) | 3600 | 1 |  |  | 0.968 | Solar Inverter |  | Outside
SRP04572 | POWER-ONE | PVI-5000-OUTD-US (208 V) | 4200 | 1 |  |  | 0.968 | Solar Inverter |  | Outside
SRP04589 | POWER-ONE | PVI-3600-OUTD-US-F (208V) | 3600 | 1 |  |  | 0.968 | Solar Inverter |  | INDOOR
SRP04594 | SMA AMERICA | SB4000US (208V) | 4000 | 2 |  |  | 0.968 | Solar Inverter |  | Inside
SRP04605 | SMA AMERICA | SB5000US | 5000 | 1 |  |  | 0.968 | Solar Inverter |  | INDOOR
SRP04694 | POWER-ONE | PVI-3600-US (208V) | 4200 | 2 |  |  | 0.968 | Solar Inverter |  | OUTDOOR
SRP04695 | POWER-ONE | PVI-3600-OUTD-US-F (208V) | 3600 | 1 |  |  | 0.968 | Solar Inverter |  | OUTDOOR
SRP04699 | POWER-ONE | PVI-3600-OUTD-US-F (240V) | 3600 | 1 |  |  | 0.968 | Solar Inverter |  | OUTDOOR
SRP04699 | POWER-ONE | PVI-3600-OUTD-US-F (240V) | 3600 | 1 |  |  | 0.968 | Solar Inverter |  | OUTDOOR
SRP04722 | SMA AMERICA | SB4000US (208V) | 5000 | 1 |  |  | 0.968 | Solar Inverter |  | OUTDOOR
SRP04731 | SMA AMERICA | SB4000US (208V) | 4000 | 1 |  |  | 0.968 | Solar Inverter |  | Inside
SRP04756 | POWER-ONE | PVI-3600-OUTD-US-F (208V) | 3600 | 1 |  |  | 0.968 | Solar Inverter |  | OUTDOOR
SRP04756 | POWER-ONE | PVI-5000-OUTD-US (208 V) | 5000 | 1 |  |  | 0.968 | Solar Inverter |  | OUTDOOR
SRP04779 | SUNPOWER CORP (ORIGINAL MFRSMA) | SPR-4000M (208V) | 4000 | 1 |  |  | 0.968 | Solar Inverter |  | INDOOR
SRP04787 | SMA AMERICA | SB4000US (208V) | 4000 | 1 |  |  | 0.968 | Solar Inverter |  | Inside
SRP04799 | SMA AMERICA | SB6000U (240V) | 6000 | 1 |  |  | 0.968 | Solar Inverter |  | INDOOR
SRP04803 | SUNPOWER CORP (ORIGINAL MFRSMA) | SPR-4000M (208V) | 4000 | 2 |  |  | 0.968 | Solar Inverter |  | INDOOR
SRP04813 | SUNPOWER CORP (ORIGINAL MFRSMA) | SPR-4000M (208V) | 4000 | 1 |  |  | 0.968 | Solar Inverter |  | INDOOR
SRP04817 | SMA AMERICA | SB5000US | 5000 | 7 |  |  | 0.968 | Solar Inverter |  | OUTDOOR
SRP04827 | SMA AMERICA | SB5000US | 5000 | 1 |  |  | 0.968 | Solar Inverter |  | Inside
SRP04844 | SUNPOWER CORP (ORIGINAL MFRSMA) | SPR-4000M (208V) | 4000 | 1 |  |  | 0.968 | Solar Inverter |  | OUTDOOR
SRP04844 | SUNPOWER CORP (ORIGINAL MFRSMA) | SPR-4000M (208V) | 4000 | 1 |  |  | 0.968 | Solar Inverter |  | Outside
SRP04849 | SUNPOWER CORP (ORIGINAL MFRSMA) | SPR-5000M (208V) | 5000 | 1 |  |  | 0.968 | Solar Inverter |  | Inside
SRP04863 | SMA AMERICA | SB5000US (208V) | 5000 | 1 |  |  | 0.968 | Solar Inverter |  | INDOOR
SRP04913 | SUNPOWER CORP (ORIGINAL MFRSMA) | SPR-4000M (208V) | 4000 | 1 |  |  | 0.968 | Solar Inverter |  | INDOOR
SRP05056 | POWER-ONE | PVI-3000-I-OUTD-US | 3000 | 1 |  |  | 0.968 | Solar Inverter |  | INDOOR
SRP05056 | POWER-ONE | PVI-3600-OUTD-US-F (208V) | 4200 | 1 |  |  | 0.968 | Solar Inverter |  | INDOOR
SRP05103 | SMA AMERICA | SB4000US (208V) | 4000 | 2 |  |  | 0.968 | Solar Inverter |  | INDOOR
SRP05109 | SUNPOWER CORP (ORIGINAL MFRSMA) | SPR4000 | 4000 | 2 |  |  | 0.968 | Solar Inverter |  | INDOOR
SRP05142 | SMA AMERICA | SB6000U (208V) | 6000 | 1 |  |  | 0.968 | Solar Inverter |  | INDOOR
SRP05167 | SMA AMERICA | SB5000US (208V) | 5000 | 1 |  |  | 0.968 | Solar Inverter |  | OUTDOOR
SRP05190 | POWER-ONE | PVI-5000-OUTD-US (208 V) | 5000 | 2 |  |  | 0.968 | Solar Inverter |  | INDOOR
SRP05192 | SMA AMERICA | SB5000US (208V) | 5000 | 1 |  |  | 0.968 | Solar Inverter |  | INDOOR
SRP05199 | SMA AMERICA | SB5000US (208V) | 5000 | 1 |  |  | 0.968 | Solar Inverter |  | OUTDOOR
SRP05202 | SUNPOWER CORP (ORIGINAL MFRSMA) | SPR-5000M (208V) | 5000 | 1 |  |  | 0.968 | Solar Inverter |  | INDOOR
SRP05210 | SMA AMERICA | SB6000U (208V) | 6000 | 1 |  |  | 0.968 | Solar Inverter |  | OUTDOOR
SRP05214 | POWER-ONE | PVI-3600-OUTD-US-F (208V) | 3600 | 1 |  |  | 0.968 | Solar Inverter |  | Inside
SRP05256 | SUNPOWER CORP (ORIGINAL MFRSMA) | SPR-5000M (208V) | 5000 | 2 |  |  | 0.968 | Solar Inverter |  | OUTDOOR
SRP05262 | SUNPOWER CORP (ORIGINAL MFRSMA) | SPR-5000M (208V) | 5000 | 1 |  |  | 0.968 | Solar Inverter |  | INDOOR
SRP05266 | SMA AMERICA | SB4000US (208V) | 4000 | 1 |  |  | 0.968 | Solar Inverter |  | OUTDOOR
SRP05268 | SUNPOWER CORP (ORIGINAL MFRSMA) | SPR-5000M (208V) | 5000 | 2 |  |  | 0.968 | Solar Inverter |  | OUTDOOR
SRP05269 | SMA AMERICA | SB4000US (208V) | 4000 | 1 |  |  | 0.968 | Solar Inverter |  | Inside
SRP05269 | SMA AMERICA | SB5000US | 5000 | 1 |  |  | 0.968 | Solar Inverter |  | Inside
SRP05351 | SMA AMERICA | SB7000US (277V) | 8000 | 1 |  |  | 0.968 | Solar Inverter |  | OUTDOOR
SRP05374 | SUNPOWER CORP (ORIGINAL MFRSMA) | SPR-4000M (208V) | 4000 | 2 |  |  | 0.968 | Solar Inverter |  | Outside
SRP05385 | SMA AMERICA | SB3800U (240V) | 3800 | 2 |  |  | 0.968 | Solar Inverter |  | Inside
SRP05393 | SMA AMERICA | SB4000US (208V) | 4000 | 1 |  |  | 0.968 | Solar Inverter |  | OUTDOOR
SRP05412 | SMA AMERICA | SB4000US (208V) | 4000 | 2 |  |  | 0.968 | Solar Inverter |  | Inside
SRP05412 | SMA AMERICA | SB5000US | 5000 | 1 |  |  | 0.968 | Solar Inverter |  | Inside
SRP05413 | SMA AMERICA | SB4000US (208V) | 4000 | 1 |  |  | 0.968 | Solar Inverter |  | INDOOR
SRP05415 | POWER-ONE | PVI-3000-I-OUTD-US (208V) | 3000 | 1 |  |  | 0.968 | Solar Inverter |  | Inside
SRP05415 | POWER-ONE | PVI-3600-US (208V) | 3600 | 2 |  |  | 0.968 | Solar Inverter |  | INDOOR
SRP05425 | SMA AMERICA | SB4000US (208V) | 4000 | 1 |  |  | 0.968 | Solar Inverter |  | Inside
SRP05425 | SMA AMERICA | SB5000US (208V) | 5000 | 1 |  |  | 0.968 | Solar Inverter |  | Inside
SRP05441 | SMA AMERICA | SB5000US (208V) | 5000 | 1 |  |  | 0.968 | Solar Inverter |  | Outside
SRP05441 | SMA AMERICA | SB7000US (277V) | 10000 | 4 |  |  | 0.968 | Solar Inverter |  | OUTDOOR
SRP05499 | SUNPOWER CORP (ORIGINAL MFRSMA) | SPR-4000M (208V) | 4000 | 1 |  |  | 0.968 | Solar Inverter |  | INDOOR
SRP05499 | SUNPOWER CORP (ORIGINAL MFRSMA) | SPR-5000M (208V) | 5000 | 1 |  |  | 0.968 | Solar Inverter |  | INDOOR
SRP05507 | SMA AMERICA | SB6000US (208V) | 6000 | 1 |  |  | 0.968 | Solar Inverter |  | OUTDOOR
SRP05548 | SMA AMERICA | SB5000US (208V) | 5000 | 1 |  |  | 0.968 | Solar Inverter |  | OUTDOOR
SRP05589 | SMA AMERICA | SB3000US (208V) | 3000 | 5 |  |  | 0.968 | Solar Inverter |  | OUTDOOR
SRP05592 | SMA AMERICA | SB5000US (208V) | 5000 | 2 |  |  | 0.968 | Solar Inverter |  | OUTDOOR
SRP05595 | SMA AMERICA | SB5000US (208V) | 5000 | 1 |  |  | 0.968 | Solar Inverter |  | OUTDOOR
SRP05605 | POWER-ONE | PVI-3600-OUTD-US-F (208V) | 4200 | 1 |  |  | 0.968 | Solar Inverter |  | INDOOR
SRP05613 | POWER-ONE | PVI-3000-I-OUTD-US | 3000 | 1 |  |  | 0.968 | Solar Inverter |  | Outside
SRP05624 | SUNPOWER CORP (ORIGINAL MFRSMA) | SPR-5000M (277V) | 5000 | 2 |  |  | 0.968 | Solar Inverter |  | OUTDOOR
SRP05636 | SMA AMERICA | SB5000US | 5000 | 1 |  |  | 0.968 | Solar Inverter |  | OUTDOOR
SRP05678 | SMA AMERICA | SB5000US (208V) | 5000 | 1 |  |  | 0.968 | Solar Inverter |  | OUTDOOR
SRP05688 | SMA AMERICA | SB4000US (208V) | 4000 | 1 |  |  | 0.968 | Solar Inverter |  | OUTDOOR
SRP05704 | POWER-ONE | PVI-3600-US (240V) | 4200 | 2 |  |  | 0.968 | Solar Inverter |  | INDOOR
SRP05727 | POWER-ONE | PVI-5000-OUTD-US (208 V) | 4200 | 1 |  |  | 0.968 | Solar Inverter |  | INDOOR
SRP05734 | SMA AMERICA | SB5000US (208V) | 5000 | 1 |  |  | 0.968 | Solar Inverter |  | INDOOR
SRP05744 | SMA AMERICA | SB6000U (208V) | 6000 | 1 |  |  | 0.968 | Solar Inverter |  | INDOOR
SRP05785 | SMA AMERICA | SB6000U (208V) | 6000 | 1 |  |  | 0.968 | Solar Inverter |  | OUTDOOR
SRP05796 | SMA AMERICA | SB5000US (208V) | 5000 | 1 |  |  | 0.968 | Solar Inverter |  | OUTDOOR
SRP05849 | SMA AMERICA | SB6000U (208V) | 6000 | 1 |  |  | 0.968 | Solar Inverter |  | OUTDOOR
SRP05851 | SMA AMERICA | SB5000US | 5000 | 1 |  |  | 0.968 | Solar Inverter |  | Inside
SRP05852 | SMA AMERICA | SB5000US (277V) | 5000 | 1 |  |  | 0.968 | Solar Inverter |  | OUTDOOR
SRP05854 | SMA AMERICA | SB4000US (208V) | 4000 | 1 |  |  | 0.968 | Solar Inverter |  | OUTDOOR
SRP05858 | SMA AMERICA | SB5000US | 5000 | 1 |  |  | 0.968 | Solar Inverter |  | OUTDOOR
SRP05871 | SMA AMERICA | SB5000US (208V) | 5000 | 1 |  |  | 0.968 | Solar Inverter |  | OUTDOOR
SRP05872 | SMA AMERICA | SB6000U (208V) | 6000 | 1 |  |  | 0.968 | Solar Inverter |  | OUTDOOR
SRP05874 | SMA AMERICA | SB3800U (208V) | 3800 | 1 |  |  | 0.968 | Solar Inverter |  | OUTDOOR
SRP05884 | SMA AMERICA | SB4000US (240V) | 4000 | 2 |  |  | 0.968 | Solar Inverter |  | OUTDOOR
SRP05884 | SMA AMERICA | SB5000US (208V) | 5000 | 2 |  |  | 0.968 | Solar Inverter |  | OUTDOOR
SRP05897 | POWER-ONE | PVI-3600-OUTD-US-F (208V) | 3600 | 1 |  |  | 0.968 | Solar Inverter |  | INDOOR
SRP05900 | SUNPOWER CORP (ORIGINAL MFRSMA) | SPR-4000M (208V) | 4000 | 1 |  |  | 0.968 | Solar Inverter |  | INDOOR
SRP05908 | SMA AMERICA | SB6000U (208V) | 6000 | 1 |  |  | 0.968 | Solar Inverter |  | OUTDOOR
SRP05963 | SMA AMERICA | SB6000U (208V) | 6000 | 4 |  |  | 0.968 | Solar Inverter |  | OUTDOOR
SRP06021 | SUNPOWER CORP (ORIGINAL MFRSMA) | SPR-4000M (208V) | 4000 | 1 |  |  | 0.968 | Solar Inverter |  | INDOOR
SRP06024 | SMA AMERICA | SB5000US (208V) | 5000 | 1 |  |  | 0.968 | Solar Inverter |  | OUTDOOR
SRP06095 | SMA AMERICA | SB5000US (240V) | 5000 | 1 |  |  | 0.968 | Solar Inverter |  | OUTDOOR
SRP06096 | SMA AMERICA | SB6000US (208V) | 6000 | 1 |  |  | 0.968 | Solar Inverter |  | OUTDOOR
SRP06097 | SMA AMERICA | SB6000US (208V) | 6000 | 1 |  |  | 0.968 | Solar Inverter |  | OUTDOOR
SRP06160 | SMA AMERICA | SB5000US (208V) | 5000 | 1 |  |  | 0.968 | Solar Inverter |  | Outside
SRP06171 | SMA AMERICA | SB4000US (208V) | 4000 | 1 |  |  | 0.968 | Solar Inverter |  | Inside
SRP06220 | SMA AMERICA | SB6000U (208V) | 6000 | 1 |  |  | 0.968 | Solar Inverter |  | OUTDOOR
SRP06237 | SUNPOWER CORP (ORIGINAL MFRSMA) | SPR-5000M (208V) | 5000 | 1 |  |  | 0.968 | Solar Inverter |  | Inside
SRP06240 | SUNPOWER CORP (ORIGINAL MFRSMA) | SPR-5000M (208V) | 5000 | 1 |  |  | 0.968 | Solar Inverter |  | INDOOR
SRP06245 | SUNPOWER CORP (ORIGINAL MFRSMA) | SPR-7000M (277V) | 9995 | 1 |  |  | 0.968 | Solar Inverter |  | INDOOR
SRP06266 | SMA AMERICA | SB4000US (208V) | 4000 | 2 |  |  | 0.968 | Solar Inverter |  | INDOOR
SRP06296 | SMA AMERICA | SB6000U (208V) | 6000 | 4 |  |  | 0.968 | Solar Inverter |  | OUTDOOR
SRP06355 | SUNPOWER CORP (ORIGINAL MFRSMA) | SPR-5000M (208V) | 5000 | 2 |  |  | 0.968 | Solar Inverter |  | INDOOR
SRP06365 | SMA AMERICA | SB6000US (208V) | 6000 | 1 |  |  | 0.968 | Solar Inverter |  | Outside
SRP06365 | SMA AMERICA | SB7000US (208V) | 7000 | 6 |  |  | 0.968 | Solar Inverter |  | OUTDOOR
SRP06405 | POWER-ONE | PVI-3600-US (240V) | 4800 | 1 |  |  | 0.968 | Solar Inverter |  | INDOOR
SRP06440 | SMA AMERICA | SB5000US (208V) | 5000 | 1 |  |  | 0.968 | Solar Inverter |  | INDOOR
SRP06442 | SMA AMERICA | SB6000US (208V) | 6000 | 1 |  |  | 0.968 | Solar Inverter |  | INDOOR
SRP06455 | SMA AMERICA | SB6000U (208V) | 6000 | 1 |  |  | 0.968 | Solar Inverter |  | OUTDOOR
SRP06456 | SMA AMERICA | SB5000US (208V) | 5000 | 1 |  |  | 0.968 | Solar Inverter |  | OUTDOOR
SRP06510 | SMA AMERICA | SB6000U (208V) | 6000 | 1 |  |  | 0.968 | Solar Inverter |  | INDOOR
SRP06512 | SMA AMERICA | SB5000US (208V) | 5000 | 1 |  |  | 0.968 | Solar Inverter |  | Inside
SRP06515 | SMA AMERICA | SB5000US (208V) | 5000 | 2 |  |  | 0.968 | Solar Inverter |  | OUTDOOR
SRP06516 | SMA AMERICA | SB6000U (208V) | 6000 | 1 |  |  | 0.968 | Solar Inverter |  | INDOOR
SRP06520 | SMA AMERICA | SB6000US (208V) | 6000 | 1 |  |  | 0.968 | Solar Inverter |  | INDOOR
SRP06526 | SMA AMERICA | SB5000US (208V) | 5000 | 1 |  |  | 0.968 | Solar Inverter |  | OUTDOOR
SRP06530 | SMA AMERICA | SB5000US (208V) | 5000 | 2 |  |  | 0.968 | Solar Inverter |  | OUTDOOR
SRP06585 | POWER-ONE | PVI-3600-OUTD-US-F (208V) | 3600 | 2 |  |  | 0.968 | Solar Inverter |  | OUTDOOR
SRP06603 | SUNPOWER CORP (ORIGINAL MFRSMA) | SPR-5000M (208V) | 5000 | 1 |  |  | 0.968 | Solar Inverter |  | Inside
SRP06612 | SMA AMERICA | SB5000US | 5000 | 1 |  |  | 0.968 | Solar Inverter |  | Inside
SRP06613 | SMA AMERICA | SB1100U-SBD | 6000 | 1 |  |  | 0.968 | Solar Inverter |  | INDOOR
SRP06620 | SUNPOWER CORP (ORIGINAL MFRSMA) | SPR-5000M (208V) | 5000 | 1 |  |  | 0.968 | Solar Inverter |  | INDOOR
SRP06646 | SUNPOWER CORP (ORIGINAL MFRSMA) | SPR-5000M (208V) | 5000 | 2 |  |  | 0.968 | Solar Inverter |  | INDOOR
SRP06652 | SMA AMERICA | SB6000US (277V) | 6000 | 1 |  |  | 0.968 | Solar Inverter |  | OUTDOOR
SRP06663 | SMA AMERICA | SB5000US | 5000 | 1 |  |  | 0.968 | Solar Inverter |  | OUTDOOR
SRP06668 | SMA AMERICA | SB3800U (240V) | 3800 | 1 |  |  | 0.968 | Solar Inverter |  | OUTDOOR
SRP06676 | SMA AMERICA | SB5000US (208V) | 5000 | 1 |  |  | 0.968 | Solar Inverter |  | OUTDOOR
SRP06682 | SMA AMERICA | SB6000U (208V) | 6000 | 1 |  |  | 0.968 | Solar Inverter |  | OUTDOOR
SRP06723 | SMA AMERICA | SB5000US | 5000 | 3 |  |  | 0.968 | Solar Inverter |  | OUTDOOR
SRP06767 | SMA AMERICA | SB3800U (240V) | 3800 | 1 |  |  | 0.968 | Solar Inverter |  | INDOOR
SRP06774 | SUNPOWER CORP (ORIGINAL MFRSMA) | SPR-4000M (208V) | 4000 | 1 |  |  | 0.968 | Solar Inverter |  | OUTDOOR
SRP06774 | SUNPOWER CORP (ORIGINAL MFRSMA) | SPR-5000M (240V) | 5000 | 1 |  |  | 0.968 | Solar Inverter |  | Outside
SRP06846 | SMA AMERICA | SB5000US (208V) | 5000 | 2 |  |  | 0.968 | Solar Inverter |  | OUTDOOR
SRP06848 | SUNPOWER CORP (ORIGINAL MFRSMA) | SPR-4000M (208V) | 4000 | 1 |  |  | 0.968 | Solar Inverter |  | INDOOR
SRP06883 | SMA AMERICA | SB5000US | 5000 | 1 |  |  | 0.968 | Solar Inverter |  | Inside
SRP06928 | SMA AMERICA | SB5000US (208V) | 5000 | 1 |  |  | 0.968 | Solar Inverter |  | OUTDOOR
SRP06934 | SMA AMERICA | SB4000US (208V) | 4000 | 1 |  |  | 0.968 | Solar Inverter |  | OUTDOOR
SRP06976 | SMA AMERICA | SB6000US (208V) | 6000 | 1 |  |  | 0.968 | Solar Inverter |  | OUTDOOR
SRP06979 | SMA AMERICA | SB5000US (208V) | 5000 | 1 |  |  | 0.968 | Solar Inverter |  | Outside
SRP07014 | SMA AMERICA | SB5000US (208V) | 5000 | 1 |  |  | 0.968 | Solar Inverter |  | INDOOR
SRP07047 | POWER-ONE | PVI-3000-I-OUTD-US (208V) | 3000 | 1 |  |  | 0.968 | Solar Inverter |  | Inside
SRP07051 | SMA AMERICA | SB3800U (208V) | 3800 | 1 |  |  | 0.968 | Solar Inverter |  | OUTDOOR
SRP07060 | SMA AMERICA | SB6000U (208V) | 6000 | 1 |  |  | 0.968 | Solar Inverter |  | OUTDOOR
SRP07087 | FRONIUS USA | FRONIUS CL 48.0 WYE (277V) | 48000 | 2 |  |  | 0.968 | Solar Inverter |  | OUTDOOR
SRP07108 | SMA AMERICA | SB6000US (208V) | 6000 | 1 |  |  | 0.968 | Solar Inverter |  | INDOOR
SRP07115 | POWER-ONE | PVI-3000-I-OUTD-US-F (240V) | 4200 | 2 |  |  | 0.968 | Solar Inverter |  | INDOOR
SRP07116 | SMA AMERICA | SB4000US (208V) | 4000 | 1 |  |  | 0.968 | Solar Inverter |  | OUTDOOR
SRP07116 | SMA AMERICA | SB5000US (208V) | 5000 | 1 |  |  | 0.968 | Solar Inverter |  | OUTDOOR
SRP07118 | SUNPOWER CORP (ORIGINAL MFRSMA) | SPR-5000M (240V) | 5000 | 1 |  |  | 0.968 | Solar Inverter |  | OUTDOOR
SRP07142 | SUNPOWER CORP (ORIGINAL MFRSMA) | SPR-5000M (208V) | 5000 | 1 |  |  | 0.968 | Solar Inverter |  | INDOOR
SRP07157 | SMA AMERICA | SB6000US (208V) | 6000 | 1 |  |  | 0.968 | Solar Inverter |  | Outside
SRP07158 | SMA AMERICA | SB6000U (240V) | 6000 | 3 |  |  | 0.968 | Solar Inverter |  | OUTDOOR
SRP07159 | SMA AMERICA | SB6000U (240V) | 6000 | 2 |  |  | 0.968 | Solar Inverter |  | OUTDOOR
SRP07164 | SMA AMERICA | SB5000US | 5000 | 1 |  |  | 0.968 | Solar Inverter |  | Outside
SRP07165 | SMA AMERICA | SB5000US | 5000 | 1 |  |  | 0.968 | Solar Inverter |  | Outside
SRP07166 | SMA AMERICA | SB6000U (240V) | 6000 | 1 |  |  | 0.968 | Solar Inverter |  | OUTDOOR
SRP07177 | SMA AMERICA | SB5000US | 5000 | 1 |  |  | 0.968 | Solar Inverter |  | INDOOR
SRP07181 | SMA AMERICA | SB5000US | 5000 | 1 |  |  | 0.968 | Solar Inverter |  | OUTDOOR
SRP07183 | SMA AMERICA | SB5000US (208V) | 5000 | 1 |  |  | 0.968 | Solar Inverter |  | INDOOR
SRP07186 | SMA AMERICA | SB6000U (208V) | 6000 | 1 |  |  | 0.968 | Solar Inverter |  | OUTDOOR
SRP07199 | SMA AMERICA | SB6000U (208V) | 6000 | 1 |  |  | 0.968 | Solar Inverter |  | OUTDOOR
SRP07224 | SMA AMERICA | SB4000US (240V) | 4000 | 1 |  |  | 0.968 | Solar Inverter |  | Inside
SRP07252 | SMA AMERICA | SB5000US | 5000 | 1 |  |  | 0.968 | Solar Inverter |  | OUTDOOR
SRP07253 | SMA AMERICA | SB5000US | 5000 | 1 |  |  | 0.968 | Solar Inverter |  | OUTDOOR
SRP07253 | SMA AMERICA | SB5000US | 5000 | 2 |  |  | 0.968 | Solar Inverter |  | OUTDOOR
SRP07286 | SMA AMERICA | SB4000US (240V) | 4000 | 1 |  |  | 0.968 | Solar Inverter |  | Inside
SRP07286 | SMA AMERICA | SB6000U (240V) | 6000 | 1 |  |  | 0.968 | Solar Inverter |  | Inside
SRP07288 | SMA AMERICA | SB5000US | 5000 | 1 |  |  | 0.968 | Solar Inverter |  | OUTDOOR
SRP07290 | SMA AMERICA | SB5000US | 5000 | 1 |  |  | 0.968 | Solar Inverter |  | Inside
SRP07291 | SMA AMERICA | SB5000US | 5000 | 1 |  |  | 0.968 | Solar Inverter |  | Outside
SRP07292 | SMA AMERICA | SB5000US | 5000 | 1 |  |  | 0.968 | Solar Inverter |  | INDOOR
SRP07293 | SMA AMERICA | SB5000US | 5000 | 1 |  |  | 0.968 | Solar Inverter |  | OUTDOOR
SRP07307 | SMA AMERICA | SB6000US (208V) | 6000 | 1 |  |  | 0.968 | Solar Inverter |  | Inside
SRP07311 | SMA AMERICA | SB6000US (208V) | 6000 | 1 |  |  | 0.968 | Solar Inverter |  | INDOOR
SRP07315 | SMA AMERICA | SB6000US (208V) | 6000 | 1 |  |  | 0.968 | Solar Inverter |  | OUTDOOR
SRP07325 | SUNPOWER CORP (ORIGINAL MFRSMA) | SPR-3000M (240V) | 4000 | 1 |  |  | 0.968 | Solar Inverter |  | OUTDOOR
SRP07336 | SMA AMERICA | SB5000US (208V) | 5000 | 2 |  |  | 0.968 | Solar Inverter |  | Inside
SRP07340 | SUNPOWER CORP (ORIGINAL MFRSMA) | SPR-5000M (240V) | 5000 | 2 |  |  | 0.968 | Solar Inverter |  | OUTDOOR
SRP07344 | SMA AMERICA | SB5000US (240V) | 5000 | 1 |  |  | 0.968 | Solar Inverter |  | Outside
SRP07352 | SMA AMERICA | SB3800U (208V) | 3800 | 1 |  |  | 0.968 | Solar Inverter |  | Outside
SRP07354 | SMA AMERICA | SB6000US (208V) | 6000 | 1 |  |  | 0.968 | Solar Inverter |  | INDOOR
SRP07393 | SMA AMERICA | SB4000US (208V) | 4000 | 1 |  |  | 0.968 | Solar Inverter |  | OUTDOOR
SRP07425 | POWER-ONE | PVI-3000-I-OUTD-US-F (240V) | 3000 | 1 |  |  | 0.968 | Solar Inverter |  | Outside
SRP07447 | SUNPOWER CORP (ORIGINAL MFRSMA) | SPR-4000M (240V) | 4000 | 1 |  |  | 0.968 | Solar Inverter |  | OUTDOOR
SRP07463 | POWER-ONE | PVI-5000-OUTD-US (208 V) | 5000 | 1 |  |  | 0.968 | Solar Inverter |  | OUTDOOR
SRP07467 | SMA AMERICA | SB5000US (208V) | 5000 | 1 |  |  | 0.968 | Solar Inverter |  | INDOOR
SRP07474 | SMA AMERICA | SB6000US (208V) | 6000 | 1 |  |  | 0.968 | Solar Inverter |  | OUTDOOR
SRP07479 | SMA AMERICA | SB5000US (208V) | 5000 | 1 |  |  | 0.968 | Solar Inverter |  | Outside
SRP07485 | SMA AMERICA | SB5000US (240V) | 5000 | 1 |  |  | 0.968 | Solar Inverter |  | Outside
SRP07508 | SMA AMERICA | SB5000US (208V) | 5000 | 2 |  |  | 0.968 | Solar Inverter |  | OUTDOOR
SRP07512 | SMA AMERICA | SB4000US (240V) | 4000 | 1 |  |  | 0.968 | Solar Inverter |  | OUTDOOR
SRP07520 | SMA AMERICA | SB6000US (208V) | 6000 | 1 |  |  | 0.968 | Solar Inverter |  | OUTDOOR
SRP07535 | SUNPOWER CORP (ORIGINAL MFRSMA) | SPR-5000M (208V) | 5000 | 1 |  |  | 0.968 | Solar Inverter |  | INDOOR
SRP07546 | SMA AMERICA | SB5000US | 5000 | 1 |  |  | 0.968 | Solar Inverter |  | Outside
SRP07550 | SMA AMERICA | SB6000U (240V) | 6000 | 1 |  |  | 0.968 | Solar Inverter |  | INDOOR
SRP07555 | SMA AMERICA | SB6000US (208V) | 6000 | 1 |  |  | 0.968 | Solar Inverter |  | OUTDOOR
SRP07557 | SMA AMERICA | SB6000US (208V) | 6000 | 1 |  |  | 0.968 | Solar Inverter |  | INDOOR
SRP07558 | SMA AMERICA | SB4000US (240V) | 4000 | 1 |  |  | 0.968 | Solar Inverter |  | Inside
SRP07559 | SMA AMERICA | SB6000US (240V) | 6000 | 1 |  |  | 0.968 | Solar Inverter |  | Inside
SRP07560 | SMA AMERICA | SB6000U (208V) | 6000 | 1 |  |  | 0.968 | Solar Inverter |  | Inside
SRP07561 | SMA AMERICA | SB5000US (240V) | 5000 | 1 |  |  | 0.968 | Solar Inverter |  | Inside
SRP07562 | SMA AMERICA | SB5000US (208V) | 5000 | 1 |  |  | 0.968 | Solar Inverter |  | INDOOR
SRP07563 | SMA AMERICA | SB6000US (208V) | 6000 | 1 |  |  | 0.968 | Solar Inverter |  | INDOOR
SRP07564 | SMA AMERICA | SB6000U (240V) | 6000 | 1 |  |  | 0.968 | Solar Inverter |  | INDOOR
SRP07571 | SMA AMERICA | SB5000US (208V) | 5000 | 1 |  |  | 0.968 | Solar Inverter |  | INDOOR
SRP07573 | SMA AMERICA | SB5000US (208V) | 5000 | 1 |  |  | 0.968 | Solar Inverter |  | INDOOR
SRP07573 | SMA AMERICA | SB6000US (208V) | 6000 | 1 |  |  | 0.968 | Solar Inverter |  | INDOOR
SRP07576 | SMA AMERICA | SB6000U (208V) | 6000 | 1 |  |  | 0.968 | Solar Inverter |  | INDOOR
SRP07577 | SMA AMERICA | SB4000US (208V) | 4000 | 1 |  |  | 0.968 | Solar Inverter |  | INDOOR
SRP07597 | SMA AMERICA | SB4000US (240V) | 4000 | 1 |  |  | 0.968 | Solar Inverter |  | INDOOR
SRP07598 | SMA AMERICA | SB6000U (240V) | 6000 | 1 |  |  | 0.968 | Solar Inverter |  | Outside
SRP07629 | SMA AMERICA | SB6000U (240V) | 6000 | 1 |  |  | 0.968 | Solar Inverter |  | INDOOR
SRP07671 | SMA AMERICA | SB6000US (240V) | 6000 | 1 |  |  | 0.968 | Solar Inverter |  | OUTDOOR
SRP07675 | SMA AMERICA | SB6000U (277V) | 6000 | 1 |  |  | 0.968 | Solar Inverter |  | OUTDOOR
SRP07696 | SMA AMERICA | SB6000US (240V) | 6000 | 1 |  |  | 0.968 | Solar Inverter |  | OUTDOOR
SRP07697 | SMA AMERICA | SB5000US | 5000 | 1 |  |  | 0.968 | Solar Inverter |  | Outside
SRP07698 | SMA AMERICA | SB5000US | 5000 | 1 |  |  | 0.968 | Solar Inverter |  | OUTDOOR
SRP07703 | SMA AMERICA | SB5000US (240V) | 5000 | 1 |  |  | 0.968 | Solar Inverter |  | OUTDOOR
SRP07757 | SMA AMERICA | SB5000US | 5000 | 1 |  |  | 0.968 | Solar Inverter |  | OUTDOOR
SRP07789 | SMA AMERICA | SB6000U (240V) | 6000 | 1 |  |  | 0.968 | Solar Inverter |  | OUTDOOR
SRP07868 | ENPHASE ENERGY | M200-32-240-S02 | 215 | 23 |  |  | 0.968 | Solar Inverter |  | OUTDOOR
SRP07892 | SMA AMERICA | SB5000US | 5000 | 1 |  |  | 0.968 | Solar Inverter |  | Inside
SRP07893 | SMA AMERICA | SB5000US | 5000 | 1 |  |  | 0.968 | Solar Inverter |  | Inside
SRP07897 | SMA AMERICA | SB5000US (240V) | 5000 | 2 |  |  | 0.968 | Solar Inverter |  | Inside
SRP07900 | SMA AMERICA | SB5000US (240V) | 5000 | 1 |  |  | 0.968 | Solar Inverter |  | OUTDOOR
SRP07903 | SMA AMERICA | SB4000US (240V) | 4000 | 1 |  |  | 0.968 | Solar Inverter |  | Inside
SRP07904 | SMA AMERICA | SB4000US (208V) | 4000 | 1 |  |  | 0.968 | Solar Inverter |  | Inside
SRP07905 | SMA AMERICA | SB4000US (240V) | 4000 | 1 |  |  | 0.968 | Solar Inverter |  | Inside
SRP07907 | SMA AMERICA | SB3800U (208V) | 3800 | 1 |  |  | 0.968 | Solar Inverter |  | Inside
SRP07908 | SMA AMERICA | SB5000US (240V) | 5000 | 1 |  |  | 0.968 | Solar Inverter |  | Inside
SRP07909 | SMA AMERICA | SB5000US (240V) | 5000 | 1 |  |  | 0.968 | Solar Inverter |  | Inside
SRP07911 | SMA AMERICA | SB5000US (240V) | 5000 | 1 |  |  | 0.968 | Solar Inverter |  | Inside
SRP07914 | SMA AMERICA | SB5000US (240V) | 5000 | 2 |  |  | 0.968 | Solar Inverter |  | Inside
SRP07931 | SMA AMERICA | SB6000US (208V) | 6000 | 1 |  |  | 0.968 | Solar Inverter |  | OUTDOOR
SRP07934 | SMA AMERICA | SB6000U (240V) | 6000 | 1 |  |  | 0.968 | Solar Inverter |  | OUTDOOR
SRP07936 | SUNPOWER CORP (ORIGINAL MFRSMA) | SPR-5000M (208V) | 5000 | 2 |  |  | 0.968 | Solar Inverter |  | Outside
SRP07938 | SMA AMERICA | SB6000U (240V) | 6000 | 1 |  |  | 0.968 | Solar Inverter |  | OUTDOOR
SRP07948 | SMA AMERICA | SB6000U (240V) | 6000 | 1 |  |  | 0.968 | Solar Inverter |  | INDOOR
SRP07949 | SMA AMERICA | SB4000US (208V) | 4000 | 1 |  |  | 0.968 | Solar Inverter |  | Inside
SRP07949 | SMA AMERICA | SB5000US | 5000 | 1 |  |  | 0.968 | Solar Inverter |  | INDOOR
SRP07952 | SMA AMERICA | SB5000US | 5000 | 1 |  |  | 0.968 | Solar Inverter |  | OUTDOOR
SRP07957 | SMA AMERICA | SB4000US (208V) | 4000 | 1 |  |  | 0.968 | Solar Inverter |  | INDOOR
SRP07964 | SMA AMERICA | SB6000U (240V) | 6000 | 1 |  |  | 0.968 | Solar Inverter |  | INDOOR
SRP07965 | SMA AMERICA | SB6000U (208V) | 8000 | 1 |  |  | 0.968 | Solar Inverter |  | INDOOR
SRP07986 | POWER-ONE | PVI-5000-OUTD-US (208 V) | 5000 | 1 |  |  | 0.968 | Solar Inverter |  | OUTDOOR
SRP08015 | SMA AMERICA | SB6000U (240V) | 6000 | 1 |  |  | 0.968 | Solar Inverter |  | OUTDOOR
SRP08019 | SMA AMERICA | SB6000US (208V) | 6000 | 1 |  |  | 0.968 | Solar Inverter |  | OUTDOOR
SRP08021 | SMA AMERICA | SB4000US (208V) | 4000 | 1 |  |  | 0.968 | Solar Inverter |  | OUTDOOR
SRP08028 | SCHUCO USA | SB5000US (240V) | 5000 | 1 |  |  | 0.968 | Solar Inverter |  | INDOOR
SRP08034 | SMA AMERICA | SB6000U (240V) | 6000 | 1 |  |  | 0.968 | Solar Inverter |  | OUTDOOR
SRP08045 | SMA AMERICA | SB6000U (240V) | 6000 | 1 |  |  | 0.968 | Solar Inverter |  | OUTDOOR
SRP08054 | SUNPOWER CORP (ORIGINAL MFRSMA) | SPR-3000M (208V) | 3000 | 1 |  |  | 0.968 | Solar Inverter |  | INDOOR
SRP08054 | SUNPOWER CORP (ORIGINAL MFRSMA) | SPR-4000M (208V) | 4000 | 2 |  |  | 0.968 | Solar Inverter |  | Inside
SRP08068 | SMA AMERICA | SB6000US (208V) | 6000 | 1 |  |  | 0.968 | Solar Inverter |  | OUTDOOR
SRP08077 | SMA AMERICA | SB6000U (240V) | 6000 | 1 |  |  | 0.968 | Solar Inverter |  | INDOOR
SRP08136 | SMA AMERICA | SB3800U (208V) | 3800 | 1 |  |  | 0.968 | Solar Inverter |  | OUTDOOR
SRP08157 | SMA AMERICA | SB3000US (240V) | 3000 | 1 |  |  | 0.968 | Solar Inverter |  | INDOOR
SRP08161 | SUNPOWER CORP (ORIGINAL MFRSMA) | SPR-4000M (208V) | 4000 | 1 |  |  | 0.968 | Solar Inverter |  | OUTDOOR
SRP08173 | SMA AMERICA | SB4000US (208V) | 4000 | 1 |  |  | 0.968 | Solar Inverter |  | Outside
SRP08173 | SMA AMERICA | SB5000US (240V) | 5000 | 1 |  |  | 0.968 | Solar Inverter |  | OUTDOOR
SRP08189 | SMA AMERICA | SB5000US (240V) | 5000 | 1 |  |  | 0.968 | Solar Inverter |  | OUTDOOR
SRP08196 | SMA AMERICA | SB4000US (240V) | 3800 | 1 |  |  | 0.968 | Solar Inverter |  | OUTDOOR
SRP08200 | SMA AMERICA | SB5000US (240V) | 5000 | 1 |  |  | 0.968 | Solar Inverter |  | OUTDOOR
SRP08224 | SMA AMERICA | SB4000US (208V) | 4000 | 2 |  |  | 0.968 | Solar Inverter |  | OUTDOOR
SRP08225 | SMA AMERICA | SB5000US | 5000 | 1 |  |  | 0.968 | Solar Inverter |  | OUTDOOR
SRP08261 | SMA AMERICA | SB5000US (240V) | 5000 | 1 |  |  | 0.968 | Solar Inverter |  | Inside
SRP08261 | SMA AMERICA | SB6000US (240V) | 6000 | 1 |  |  | 0.968 | Solar Inverter |  | Inside
SRP08262 | SMA AMERICA | SB6000U (240V) | 6000 | 1 |  |  | 0.968 | Solar Inverter |  | Inside
SRP08264 | SMA AMERICA | SB3800U (240V) | 4000 | 1 |  |  | 0.968 | Solar Inverter |  | OUTDOOR
SRP08309 | POWER-ONE | PVI-3600-US (240V) | 4200 | 1 |  |  | 0.968 | Solar Inverter |  | Outside
SRP08331 | SMA AMERICA | SB4000US (240V) | 4000 | 1 |  |  | 0.968 | Solar Inverter |  | OUTDOOR
SRP08344 | POWER-ONE | PVI-3000-I-OUTD-US-F (240V) | 3000 | 1 |  |  | 0.968 | Solar Inverter |  | OUTDOOR
SRP08344 | POWER-ONE | PVI-3600-OUTD-US-F (240V) | 4200 | 1 |  |  | 0.968 | Solar Inverter |  | OUTDOOR
SRP08366 | SUNPOWER CORP (ORIGINAL MFRSMA) | SPR-7000M (208V) | 8000 | 1 |  |  | 0.968 | Solar Inverter |  | OUTDOOR
SRP08366 | SUNPOWER CORP (ORIGINAL MFRSMA) | SPR-7000M (277V) | 8000 | 1 |  |  | 0.968 | Solar Inverter |  | OUTDOOR
SRP08370 | SUNPOWER CORP (ORIGINAL MFRSMA) | SPR-4000M (240V) | 4000 | 1 |  |  | 0.968 | Solar Inverter |  | Outside
SRP08370 | SUNPOWER CORP (ORIGINAL MFRSMA) | SPR-5000M (240V) | 5000 | 1 |  |  | 0.968 | Solar Inverter |  | Outside
SRP08401 | SMA AMERICA | SB4000US (240V) | 4000 | 1 |  |  | 0.968 | Solar Inverter |  | OUTDOOR
SRP08403 | SMA AMERICA | SB6000U (208V) | 6000 | 1 |  |  | 0.968 | Solar Inverter |  | OUTDOOR
SRP08422 | SMA AMERICA | SB5000US (240V) | 5000 | 1 |  |  | 0.968 | Solar Inverter |  | OUTDOOR
SRP08426 | SMA AMERICA | SB5000US (240V) | 5000 | 1 |  |  | 0.968 | Solar Inverter |  | OUTDOOR
SRP08478 | SUNPOWER CORP (ORIGINAL MFRSMA) | SPR-5000M (208V) | 5000 | 1 |  |  | 0.968 | Solar Inverter |  | INDOOR
SRP08539 | SMA AMERICA | SB5000US (208V) | 5000 | 1 |  |  | 0.968 | Solar Inverter |  | OUTDOOR
SRP08551 | SMA AMERICA | SB3000US (208V) | 3000 | 2 |  |  | 0.968 | Solar Inverter |  | INDOOR
SRP08569 | POWER-ONE | PVI-5000-OUTD-US (208 V) | 5000 | 1 |  |  | 0.968 | Solar Inverter |  | OUTDOOR
SRP08569 | SMA AMERICA | SB6000U (240V) | 6000 | 1 |  |  | 0.968 | Solar Inverter |  | OUTDOOR
SRP08572 | SMA AMERICA | SB3800U (240V) | 3800 | 1 |  |  | 0.968 | Solar Inverter |  | OUTDOOR
SRP08588 | POWER-ONE | PVI-3000-I-OUTD-US (208V) | 3000 | 1 |  |  | 0.968 | Solar Inverter |  | INDOOR
SRP08594 | SMA AMERICA | SB5000US | 5000 | 2 |  |  | 0.968 | Solar Inverter |  | OUTDOOR
SRP08605 | SMA AMERICA | SB4000US (240V) | 4000 | 1 |  |  | 0.968 | Solar Inverter |  | INDOOR
SRP08617 | POWER-ONE | PVI-3000-I-OUTD-US (208V) | 3000 | 1 |  |  | 0.968 | Solar Inverter |  | Outside
SRP08621 | POWER-ONE | PVI-3600-OUTD-US-F (240V) | 3600 | 1 |  |  | 0.968 | Solar Inverter |  | Outside
SRP08627 | SMA AMERICA | SB4000US (208V) | 4000 | 1 |  |  | 0.968 | Solar Inverter |  | INDOOR
SRP08628 | SMA AMERICA | SB5000US (208V) | 5000 | 1 |  |  | 0.968 | Solar Inverter |  | OUTDOOR
SRP08630 | SMA AMERICA | SB5000US | 5000 | 1 |  |  | 0.968 | Solar Inverter |  | OUTDOOR
SRP08765 | SMA AMERICA | SB6000U (277V) | 6000 | 1 |  |  | 0.968 | Solar Inverter |  | OUTDOOR
SRP08775 | SMA AMERICA | SB5000US (240V) | 5000 | 2 |  |  | 0.968 | Solar Inverter |  | OUTDOOR
SRP08776 | SUNPOWER CORP (ORIGINAL MFRSMA) | SPR-4000M (240V) | 4000 | 2 |  |  | 0.968 | Solar Inverter |  | INDOOR
SRP08807 | SMA AMERICA | SB5000US (208V) | 5000 | 1 |  |  | 0.968 | Solar Inverter |  | Outside
SRP08812 | SMA AMERICA | SB3800U (208V) | 3800 | 1 |  |  | 0.968 | Solar Inverter |  | INDOOR
SRP08847 | SMA AMERICA | SB6000US (208V) | 6000 | 1 |  |  | 0.968 | Solar Inverter |  | OUTDOOR
SRP08875 | SMA AMERICA | SB4000US (208V) | 4000 | 1 |  |  | 0.968 | Solar Inverter |  | OUTDOOR
SRP08961 | SMA AMERICA | SB5000US (240V) | 5000 | 1 |  |  | 0.968 | Solar Inverter |  | OUTDOOR
SRP08983 | POWER-ONE | PVI-3600-OUTD-US-F (208V) | 3600 | 1 |  |  | 0.968 | Solar Inverter |  | OUTDOOR
SRP08983 | POWER-ONE | PVI-3600-OUTD-US-F (208V) | 3600 | 1 |  |  | 0.968 | Solar Inverter |  | OUTDOOR
SRP09008 | SUNPOWER CORP (ORIGINAL MFRSMA) | SPR-7000M (277V) | 8000 | 1 |  |  | 0.968 | Solar Inverter |  | Inside
SRP09020 | SUNPOWER CORP (ORIGINAL MFRSMA) | SPR-5000M (208V) | 5000 | 1 |  |  | 0.968 | Solar Inverter |  | Inside
SRP09040 | SMA AMERICA | SB6000U (240V) | 6000 | 1 |  |  | 0.968 | Solar Inverter |  | OUTDOOR
SRP09055 | SMA AMERICA | SB5000US (240V) | 5000 | 1 |  |  | 0.968 | Solar Inverter |  | Outside
SRP09055 | SMA AMERICA | SB6000U (240V) | 6000 | 1 |  |  | 0.968 | Solar Inverter |  | Outside
SRP09080 | SMA AMERICA | SB7000US (208V) | 7000 | 1 |  |  | 0.968 | Solar Inverter |  | Inside
SRP09090 | SMA AMERICA | SB4000US (208V) | 4000 | 1 |  |  | 0.968 | Solar Inverter |  | OUTDOOR
SRP09119 | SMA AMERICA | SB5000US-11 (240V) | 5000 | 1 |  |  | 0.968 | Solar Inverter |  | OUTDOOR
SRP09122 | SMA AMERICA | SB6000US (240V) | 6000 | 1 |  |  | 0.968 | Solar Inverter |  | OUTDOOR
SRP09123 | SMA AMERICA | SB4000US (208V) | 4000 | 1 |  |  | 0.968 | Solar Inverter |  | OUTDOOR
SRP09123 | SMA AMERICA | SB4000US (208V) | 4000 | 1 |  |  | 0.968 | Solar Inverter |  | OUTDOOR
SRP09123 | SMA AMERICA | SB5000US (208V) | 5000 | 1 |  |  | 0.968 | Solar Inverter |  | OUTDOOR
SRP09125 | SMA AMERICA | SB4000US (208V) | 4000 | 1 |  |  | 0.968 | Solar Inverter |  | OUTDOOR
SRP09127 | SMA AMERICA | SB5000US (208V) | 5000 | 1 |  |  | 0.968 | Solar Inverter |  | OUTDOOR
SRP09131 | SMA AMERICA | SB4000US (240V) | 4000 | 1 |  |  | 0.968 | Solar Inverter |  | OUTDOOR
SRP09132 | SMA AMERICA | SB5000US (240V) | 5000 | 1 |  |  | 0.968 | Solar Inverter |  | OUTDOOR
SRP09237 | SMA AMERICA | SB6000U (208V) | 6000 | 1 |  |  | 0.968 | Solar Inverter |  | OUTDOOR
SRP09256 | SMA AMERICA | SB5000US (240V) | 5000 | 1 |  |  | 0.968 | Solar Inverter |  | OUTDOOR
SRP09291 | SMA AMERICA | SB5000US (240V) | 5000 | 1 |  |  | 0.968 | Solar Inverter |  | OUTDOOR
SRP09292 | SMA AMERICA | SB6000U (240V) | 6000 | 1 |  |  | 0.968 | Solar Inverter |  | INDOOR
SRP09368 | SMA AMERICA | SB6000U (208V) | 6000 | 1 |  |  | 0.968 | Solar Inverter |  | OUTDOOR
SRP09381 | SUNPOWER CORP (ORIGINAL MFRSMA) | SPR-4000M (208V) | 4000 | 2 |  |  | 0.968 | Solar Inverter |  | INDOOR
SRP09426 | SMA AMERICA | SB5000US | 5000 | 2 |  |  | 0.968 | Solar Inverter |  | INDOOR
SRP09519 | SMA AMERICA | SB4000US (208V) | 4000 | 1 |  |  | 0.968 | Solar Inverter |  | Inside
SRP09521 | SMA AMERICA | SB5000US (208V) | 5000 | 1 |  |  | 0.968 | Solar Inverter |  | INDOOR
SRP09523 | SMA AMERICA | SB6000U (240V) | 6000 | 1 |  |  | 0.968 | Solar Inverter |  | INDOOR
SRP09547 | SMA AMERICA | SB6000US (208V) | 6000 | 1 |  |  | 0.968 | Solar Inverter |  | Inside
SRP09549 | SMA AMERICA | SB4000US (208V) | 4000 | 1 |  |  | 0.968 | Solar Inverter |  | INDOOR
SRP09631 | SUNPOWER CORP (ORIGINAL MFRSMA) | SPR-5000M (208V) | 5000 | 1 |  |  | 0.968 | Solar Inverter |  | Inside
SRP09633 | SUNPOWER CORP (ORIGINAL MFRSMA) | SPR-4000M (208V) | 4000 | 1 |  |  | 0.968 | Solar Inverter |  | Inside
SRP09633 | SUNPOWER CORP (ORIGINAL MFRSMA) | SPR-5000M (208V) | 5000 | 1 |  |  | 0.968 | Solar Inverter |  | Inside
SRP09679 | SUNPOWER CORP (ORIGINAL MFRSMA) | SPR-4000M (208V) | 4000 | 1 |  |  | 0.968 | Solar Inverter |  | Inside
SRP09739 | SMA AMERICA | SB5000US (208V) | 5000 | 1 |  |  | 0.968 | Solar Inverter |  | INDOOR
SRP09768 | SMA AMERICA | SB5000US (240V) | 5000 | 1 |  |  | 0.968 | Solar Inverter |  | OUTDOOR
SRP09769 | SMA AMERICA | SB5000US (208V) | 5000 | 1 |  |  | 0.968 | Solar Inverter |  | OUTDOOR
SRP09783 | SMA AMERICA | SB5000US (240V) | 5000 | 1 |  |  | 0.968 | Solar Inverter |  | INDOOR
SRP09832 | SUNPOWER CORP (ORIGINAL MFRSMA) | SPR-4000M (240V) | 4000 | 1 |  |  | 0.968 | Solar Inverter |  | INDOOR
SRP09834 | SUNPOWER CORP (ORIGINAL MFRSMA) | SPR-4000M (240V) | 4000 | 1 |  |  | 0.968 | Solar Inverter |  | INDOOR
SRP09881 | SUNPOWER CORP (ORIGINAL MFRSMA) | SPR-5000M (240V) | 5000 | 1 |  |  | 0.968 | Solar Inverter |  | Inside
SRP09908 | SMA AMERICA | SB3800U (208V) | 3800 | 1 |  |  | 0.968 | Solar Inverter |  | OUTDOOR
SRP09908 | SMA AMERICA | SB5000US (208V) | 5000 | 1 |  |  | 0.968 | Solar Inverter |  | OUTDOOR
SRP09917 | SMA AMERICA | SB3000US (208V) | 3000 | 1 |  |  | 0.968 | Solar Inverter |  | OUTDOOR
SRP09917 | SMA AMERICA | SB6000US (208V) | 6000 | 1 |  |  | 0.968 | Solar Inverter |  | OUTDOOR
SRP09923 | SMA AMERICA | SB6000U (240V) | 6000 | 1 |  |  | 0.968 | Solar Inverter |  | OUTDOOR
SRP09942 | SUNPOWER CORP (ORIGINAL MFRFRONIUS) | SPR-4000F-240 | 4000 | 1 |  |  | 0.968 | Solar Inverter |  | OUTDOOR
SRP09942 | SUNPOWER CORP (ORIGINAL MFRSMA) | SPR-5000M (240V) | 5000 | 1 |  |  | 0.968 | Solar Inverter |  | OUTDOOR
SRP09949 | SUNPOWER CORP (ORIGINAL MFRSMA) | SPR-5000M (240V) | 5000 | 1 |  |  | 0.968 | Solar Inverter |  | OUTDOOR
SRP09950 | SUNPOWER CORP (ORIGINAL MFRSMA) | SPR-7000M (208V) | 7000 | 1 |  |  | 0.968 | Solar Inverter |  | OUTDOOR
SRP09962 | SMA AMERICA | SB5000US (240V) | 5000 | 1 |  |  | 0.968 | Solar Inverter |  | OUTDOOR
SRP09962 | SMA AMERICA | SB5000US (240V) | 5000 | 1 |  |  | 0.968 | Solar Inverter |  | OUTDOOR
SRP09963 | SUNPOWER CORP (ORIGINAL MFRSMA) | SPR-5000M (240V) | 5000 | 1 |  |  | 0.968 | Solar Inverter |  | OUTDOOR
SRP09964 | SMA AMERICA | SB5000US (240V) | 5000 | 1 |  |  | 0.968 | Solar Inverter |  | OUTDOOR
SRP09982 | SMA AMERICA | SB5000US (240V) | 5000 | 1 |  |  | 0.968 | Solar Inverter |  | INDOOR
SRP09997 | SMA AMERICA | SB6000U (240V) | 6000 | 1 |  |  | 0.968 | Solar Inverter |  | OUTDOOR
SRP09997 | SMA AMERICA | SB7000US (240V) | 6000 | 1 |  |  | 0.968 | Solar Inverter |  | OUTDOOR
SRP10004 | SMA AMERICA | SB5000US (208V) | 5000 | 1 |  |  | 0.968 | Solar Inverter |  | OUTDOOR
SRP10008 | SUNPOWER CORP (ORIGINAL MFRSMA) | SPR-4000M (240V) | 4000 | 1 |  |  | 0.968 | Solar Inverter |  | Outside
SRP10008 | SUNPOWER CORP (ORIGINAL MFRSMA) | SPR-5000M (240V) | 5000 | 1 |  |  | 0.968 | Solar Inverter |  | Outside
SRP10026 | SMA AMERICA | SB5000US (240V) | 5000 | 1 |  |  | 0.968 | Solar Inverter |  | OUTDOOR
SRP10027 | SMA AMERICA | SB5000US (240V) | 5000 | 1 |  |  | 0.968 | Solar Inverter |  | Inside
SRP10029 | SMA AMERICA | SB6000US (240V) | 6000 | 1 |  |  | 0.968 | Solar Inverter |  | OUTDOOR
SRP10073 | SUNPOWER CORP (ORIGINAL MFRSMA) | SPR-4000M (240V) | 4000 | 1 |  |  | 0.968 | Solar Inverter |  | OUTDOOR
SRP10100 | SMA AMERICA | SB4000US (208V) | 4000 | 3 |  |  | 0.968 | Solar Inverter |  | OUTDOOR
SRP10104 | SUNPOWER CORP (ORIGINAL MFRSMA) | SPR-5000M (240V) | 5000 | 1 |  |  | 0.968 | Solar Inverter |  | OUTDOOR
SRP10209 | SMA AMERICA | SB4000US (240V) | 4000 | 1 |  |  | 0.968 | Solar Inverter |  | OUTDOOR
SRP10209 | SMA AMERICA | SB6000U (240V) | 6000 | 1 |  |  | 0.968 | Solar Inverter |  | OUTDOOR
SRP10218 | SMA AMERICA | SB6000U (240V) | 6000 | 3 |  |  | 0.968 | Solar Inverter |  | OUTDOOR
SRP10249 | SMA AMERICA | SB5000US (240V) | 5000 | 2 |  |  | 0.968 | Solar Inverter |  | OUTDOOR
SRP10250 | SMA AMERICA | SB6000TL-US (208V) | 6000 | 1 |  |  | 0.968 | Solar Inverter |  | OUTDOOR
SRP10284 | SUNPOWER CORP (ORIGINAL MFRSMA) | SPR-5000M (240V) | 5000 | 1 |  |  | 0.968 | Solar Inverter |  | OUTDOOR
SRP10355 | SMA AMERICA | SB4000US (240V) | 4000 | 1 |  |  | 0.968 | Solar Inverter |  | OUTDOOR
SRP10357 | SUNPOWER CORP (ORIGINAL MFRSMA) | SPR-4000M (240V) | 4000 | 1 |  |  | 0.968 | Solar Inverter |  | INDOOR
SRP10357 | SUNPOWER CORP (ORIGINAL MFRSMA) | SPR-5000M (208V) | 5000 | 1 |  |  | 0.968 | Solar Inverter |  | INDOOR
SRP10377 | SMA AMERICA | SB5000US (240V) | 5000 | 1 |  |  | 0.968 | Solar Inverter |  | INDOOR
SRP10377 | SMA AMERICA | SB5000US (240V) | 5000 | 1 |  |  | 0.968 | Solar Inverter |  | INDOOR
SRP10378 | SMA AMERICA | SB4000US (208V) | 4000 | 1 |  |  | 0.968 | Solar Inverter |  | OUTDOOR
SRP10393 | SMA AMERICA | SB7000US (277V) | 5000 | 1 |  |  | 0.968 | Solar Inverter |  | INDOOR
SRP10418 | SUNPOWER CORP (ORIGINAL MFRSMA) | SPR-5000M (240V) | 5000 | 1 |  |  | 0.968 | Solar Inverter |  | INDOOR
SRP10419 | SMA AMERICA | SB4000US (240V) | 4000 | 1 |  |  | 0.968 | Solar Inverter |  | OUTDOOR
SRP10469 | SMA AMERICA | SB5000US (240V) | 5000 | 2 |  |  | 0.968 | Solar Inverter |  | OUTDOOR
SRP10522 | SMA AMERICA | SB6000US (240V) | 6000 | 1 |  |  | 0.968 | Solar Inverter |  | INDOOR
SRP10526 | SMA AMERICA | SB4000US (240V) | 4000 | 1 |  |  | 0.968 | Solar Inverter |  | INDOOR
SRP10527 | SMA AMERICA | SB5000US (240V) | 5000 | 1 |  |  | 0.968 | Solar Inverter |  | INDOOR
SRP10529 | SMA AMERICA | SB4000US (240V) | 4000 | 1 |  |  | 0.968 | Solar Inverter |  | INDOOR
SRP10583 | SMA AMERICA | SB6000US (240V) | 6000 | 1 |  |  | 0.968 | Solar Inverter |  | OUTDOOR
SRP10603 | SMA AMERICA | SB6000US (240V) | 6000 | 1 |  |  | 0.968 | Solar Inverter |  | OUTDOOR
SRP10615 | SMA AMERICA | SB4000US (240V) | 4000 | 1 |  |  | 0.968 | Solar Inverter |  | OUTDOOR
SRP10616 | SMA AMERICA | SB3800U (208V) | 3800 | 1 |  |  | 0.968 | Solar Inverter |  | OUTDOOR
SRP10647 | SUNPOWER CORP (ORIGINAL MFRSMA) | SPR-4000M (240V) | 4000 | 1 |  |  | 0.968 | Solar Inverter |  | INDOOR
SRP10667 | SMA AMERICA | SB5000US (240V) | 5000 | 1 |  |  | 0.968 | Solar Inverter |  | INDOOR
SRP10669 | SMA AMERICA | SB6000U (240V) | 7500 | 2 |  |  | 0.968 | Solar Inverter |  | OUTDOOR
SRP10672 | SMA AMERICA | SB5000US (240V) | 5000 | 1 |  |  | 0.968 | Solar Inverter |  | OUTDOOR
SRP10681 | SMA AMERICA | SB3800U (208V) | 3800 | 1 |  |  | 0.968 | Solar Inverter |  | Outside
SRP10727 | SUNPOWER CORP (ORIGINAL MFRSMA) | SPR-5000M (240V) | 5000 | 1 |  |  | 0.968 | Solar Inverter |  | INDOOR
SRP10730 | SUNPOWER CORP (ORIGINAL MFRSMA) | SPR-4000M (240V) | 4000 | 1 |  |  | 0.968 | Solar Inverter |  | INDOOR
SRP10762 | SMA AMERICA | SB5000US (240V) | 5000 | 1 |  |  | 0.968 | Solar Inverter |  | OUTDOOR
SRP10762 | SMA AMERICA | SB5000US (240V) | 5000 | 2 |  |  | 0.968 | Solar Inverter |  | OUTDOOR
SRP10771 | SMA AMERICA | SB5000US | 5000 | 1 |  |  | 0.968 | Solar Inverter |  | OUTDOOR
SRP10771 | SMA AMERICA | SB5000US | 5000 | 1 |  |  | 0.968 | Solar Inverter |  | OUTDOOR
SRP10775 | SMA AMERICA | SB5000US (240V) | 5000 | 2 |  |  | 0.968 | Solar Inverter |  | INDOOR
SRP10798 | SMA AMERICA | SB5000US (240V) | 5000 | 1 |  |  | 0.968 | Solar Inverter |  | INDOOR
SRP10799 | SUNPOWER CORP (ORIGINAL MFRSMA) | SPR-4000M (240V) | 4000 | 1 |  |  | 0.968 | Solar Inverter |  | INDOOR
SRP10800 | SMA AMERICA | SB5000US (240V) | 5000 | 1 |  |  | 0.968 | Solar Inverter |  | OUTDOOR
SRP10802 | SMA AMERICA | SB4000US (208V) | 4000 | 1 |  |  | 0.968 | Solar Inverter |  | INDOOR
SRP10805 | SMA AMERICA | SB6000U (240V) | 6000 | 1 |  |  | 0.968 | Solar Inverter |  | OUTDOOR
SRP10827 | SMA AMERICA | SB5000US | 5000 | 1 |  |  | 0.968 | Solar Inverter |  | OUTDOOR
SRP10827 | SMA AMERICA | SB6000U (240V) | 6000 | 1 |  |  | 0.968 | Solar Inverter |  | Outside
SRP10828 | SMA AMERICA | SB6000U (240V) | 6000 | 1 |  |  | 0.968 | Solar Inverter |  | OUTDOOR
SRP10831 | SMA AMERICA | SB6000U (240V) | 6000 | 1 |  |  | 0.968 | Solar Inverter |  | OUTDOOR
SRP10870 | SMA AMERICA | SB3000US (208V) | 3000 | 2 |  |  | 0.968 | Solar Inverter |  | INDOOR
SRP10880 | SUNPOWER CORP (ORIGINAL MFRSMA) | SPR-4000M (240V) | 4000 | 1 |  |  | 0.968 | Solar Inverter |  | INDOOR
SRP10904 | SUNPOWER CORP (ORIGINAL MFRSMA) | SPR-5000M (240V) | 5000 | 1 |  |  | 0.968 | Solar Inverter |  | OUTDOOR
SRP10904 | SUNPOWER CORP (ORIGINAL MFRSMA) | SPR-6000M (240V) | 6000 | 1 |  |  | 0.968 | Solar Inverter |  | OUTDOOR
SRP10911 | SUNPOWER CORP (ORIGINAL MFRSMA) | SPR-4000M (240V) | 4000 | 1 |  |  | 0.968 | Solar Inverter |  | INDOOR
SRP10968 | SUNPOWER CORP (ORIGINAL MFRSMA) | SPR-4000M (240V) | 4000 | 1 |  |  | 0.968 | Solar Inverter |  | INDOOR
SRP10968 | SUNPOWER CORP (ORIGINAL MFRSMA) | SPR-4000M (240V) | 4000 | 1 |  |  | 0.968 | Solar Inverter |  | INDOOR
SRP10973 | SMA AMERICA | SB5000US | 5000 | 1 |  |  | 0.968 | Solar Inverter |  | INDOOR
SRP10973 | SMA AMERICA | SB6000U (208V) | 6000 | 1 |  |  | 0.968 | Solar Inverter |  | INDOOR
SRP11005 | SMA AMERICA | SB5000US | 5000 | 1 |  |  | 0.968 | Solar Inverter |  | Outside
SRP11010 | SMA AMERICA | SB4000US (240V) | 4000 | 1 |  |  | 0.968 | Solar Inverter |  | OUTDOOR
SRP11031 | SMA AMERICA | SB5000US | 5000 | 1 |  |  | 0.968 | Solar Inverter |  | INDOOR
SRP11045 | SMA AMERICA | SB5000US | 5000 | 4 |  |  | 0.968 | Solar Inverter |  | OUTDOOR
SRP11048 | SUNPOWER CORP (ORIGINAL MFR - PV POWERED LLC) | SPR-3500 | 4000 | 1 |  |  | 0.968 | Solar Inverter |  | Outside
SRP11060 | SMA AMERICA | SB5000US | 5000 | 1 |  |  | 0.968 | Solar Inverter |  | INDOOR
SRP11060 | SMA AMERICA | SB5000US | 5000 | 1 |  |  | 0.968 | Solar Inverter |  | INDOOR
SRP11067 | SMA AMERICA | SB4000US (240V) | 4000 | 1 |  |  | 0.968 | Solar Inverter |  | OUTDOOR
SRP11068 | SMA AMERICA | SB4000US (240V) | 4000 | 1 |  |  | 0.968 | Solar Inverter |  | INDOOR
SRP11076 | SMA AMERICA | SB6000US (208V) | 6000 | 1 |  |  | 0.968 | Solar Inverter |  | OUTDOOR
SRP11081 | SMA AMERICA | SB6000U (208V) | 6000 | 1 |  |  | 0.968 | Solar Inverter |  | INDOOR
SRP11083 | SMA AMERICA | SB3800U (208V) | 3800 | 1 |  |  | 0.968 | Solar Inverter |  | INDOOR
SRP11083 | SMA AMERICA | SB5000US | 5000 | 1 |  |  | 0.968 | Solar Inverter |  | INDOOR
SRP11084 | SMA AMERICA | SB3800U (208V) | 3800 | 1 |  |  | 0.968 | Solar Inverter |  | OUTDOOR
SRP11084 | SMA AMERICA | SB6000U (240V) | 6000 | 1 |  |  | 0.968 | Solar Inverter |  | OUTDOOR
SRP11086 | SMA AMERICA | SB3800U (240V) | 3800 | 1 |  |  | 0.968 | Solar Inverter |  | INDOOR
SRP11087 | SMA AMERICA | SB5000US | 5000 | 1 |  |  | 0.968 | Solar Inverter |  | OUTDOOR
SRP11091 | SMA AMERICA | SB6000U (208V) | 6000 | 1 |  |  | 0.968 | Solar Inverter |  | INDOOR
SRP11096 | SMA AMERICA | SB3800U (208V) | 3800 | 1 |  |  | 0.968 | Solar Inverter |  | OUTDOOR
SRP11130 | SUNNY BOY | 3800 | 4000 | 1 |  |  | 0.968 | Solar Inverter |  | INDOOR
SRP11134 | SMA AMERICA | SB5000US | 5000 | 1 |  |  | 0.968 | Solar Inverter |  | OUTDOOR
SRP11181 | SMA AMERICA | SB6000US (277V) | 6000 | 1 |  |  | 0.968 | Solar Inverter |  | OUTDOOR
SRP11198 | SMA AMERICA | SB7000US (208V) | 7000 | 1 |  |  | 0.968 | Solar Inverter |  | INDOOR
SRP11217 | SMA AMERICA | SB4000US (208V) | 4000 | 1 |  |  | 0.968 | Solar Inverter |  | OUTDOOR
SRP11233 | SUNPOWER CORP (ORIGINAL MFRSMA) | SPR-5000M (208V) | 5000 | 1 |  |  | 0.968 | Solar Inverter |  | INDOOR
SRP11315 | SUNPOWER CORP (ORIGINAL MFR - PV POWERED LLC) | SPR-3500 | 4000 | 1 |  |  | 0.968 | Solar Inverter |  | INDOOR
SRP11328 | SMA AMERICA | SB5000US | 5000 | 1 |  |  | 0.968 | Solar Inverter |  | INDOOR
SRP11338 | SMA AMERICA | SB6000U (208V) | 6000 | 1 |  |  | 0.968 | Solar Inverter |  | OUTDOOR
SRP11344 | SMA AMERICA | SB3000US (208V) | 3000 | 1 |  |  | 0.968 | Solar Inverter |  | OUTDOOR
SRP11344 | SMA AMERICA | SB7000US (208V) | 7000 | 1 |  |  | 0.968 | Solar Inverter |  | OUTDOOR
SRP11382 | SMA AMERICA | SB6000US (277V) | 6000 | 1 |  |  | 0.968 | Solar Inverter |  | OUTDOOR
SRP11384 | SMA AMERICA | SB6000U (208V) | 6000 | 1 |  |  | 0.968 | Solar Inverter |  | INDOOR
SRP11385 | SMA AMERICA | SB6000U (208V) | 6000 | 1 |  |  | 0.968 | Solar Inverter |  | INDOOR
SRP11385 | SMA AMERICA | SB6000U (240V) | 6000 | 1 |  |  | 0.968 | Solar Inverter |  | INDOOR
SRP11406 | SUNPOWER CORP (ORIGINAL MFR - PV POWERED LLC) | SPR-4600 | 5000 | 1 |  |  | 0.968 | Solar Inverter |  | INDOOR
SRP11414 | SMA AMERICA | SB5000US (240V) | 5000 | 1 |  |  | 0.968 | Solar Inverter |  | OUTDOOR
SRP11414 | SMA AMERICA | SB6000U (240V) | 6000 | 1 |  |  | 0.968 | Solar Inverter |  | OUTDOOR
SRP11420 | SMA AMERICA | SB5000US | 5000 | 1 |  |  | 0.968 | Solar Inverter |  | OUTDOOR
SRP11421 | SMA AMERICA | SB5000US | 5000 | 1 |  |  | 0.968 | Solar Inverter |  | Outside
SRP11424 | SUNPOWER CORP (ORIGINAL MFR - PV POWERED LLC) | SPR-5200 | 8000 | 1 |  |  | 0.968 | Solar Inverter |  | OUTDOOR
SRP11478 | SMA AMERICA | SB5000US (240V) | 5000 | 1 |  |  | 0.968 | Solar Inverter |  | INDOOR
SRP11619 | SMA AMERICA | SB4000US (240V) | 4000 | 1 |  |  | 0.968 | Solar Inverter |  | INDOOR
SRP11620 | SMA AMERICA | SB3800U (208V) | 3800 | 1 |  |  | 0.968 | Solar Inverter |  | Outside
SRP11647 | SMA AMERICA | SB5000US (240V) | 5000 | 1 |  |  | 0.968 | Solar Inverter |  | OUTDOOR
SRP11651 | SMA AMERICA | SB3800U (240V) | 3800 | 1 |  |  | 0.968 | Solar Inverter |  | INDOOR
SRP11651 | SMA AMERICA | SB3800U (240V) | 3800 | 1 |  |  | 0.968 | Solar Inverter |  | INDOOR
SRP11652 | SUNPOWER CORP (ORIGINAL MFRSMA) | SPR-5000M (240V) | 5000 | 1 |  |  | 0.968 | Solar Inverter |  | INDOOR
SRP11667 | SMA AMERICA | SB6000U (208V) | 6000 | 1 |  |  | 0.968 | Solar Inverter |  | OUTDOOR
SRP11684 | SMA AMERICA | SB6000U (208V) | 6000 | 1 |  |  | 0.968 | Solar Inverter |  | OUTDOOR
SRP11701 | SMA AMERICA | SB5000US (240V) | 5000 | 1 |  |  | 0.968 | Solar Inverter |  | OUTDOOR
SRP11754 | SMA AMERICA | SB5000US (240V) | 5000 | 1 |  |  | 0.968 | Solar Inverter |  | OUTDOOR
SRP11758 | SMA AMERICA | SB5000US | 5000 | 1 |  |  | 0.968 | Solar Inverter |  | INDOOR
SRP11759 | SMA AMERICA | SB5000US | 5000 | 1 |  |  | 0.968 | Solar Inverter |  | INDOOR
SRP11760 | SMA AMERICA | SB5000US | 5000 | 1 |  |  | 0.968 | Solar Inverter |  | INDOOR
SRP11762 | SMA AMERICA | SB5000US | 5000 | 1 |  |  | 0.968 | Solar Inverter |  | Outside
SRP11765 | SMA AMERICA | SB6000U (208V) | 6000 | 1 |  |  | 0.968 | Solar Inverter |  | Inside
SRP11768 | SMA AMERICA | SB5000US | 5000 | 1 |  |  | 0.968 | Solar Inverter |  | OUTDOOR
SRP11769 | SMA AMERICA | SB5000US | 5000 | 1 |  |  | 0.968 | Solar Inverter |  | INDOOR
SRP11771 | SMA AMERICA | SB5000US | 5000 | 1 |  |  | 0.968 | Solar Inverter |  | OUTDOOR
SRP11772 | SMA AMERICA | SB6000U (208V) | 6000 | 1 |  |  | 0.968 | Solar Inverter |  | INDOOR
SRP11773 | ENPHASE ENERGY | M215-60-2LL-S2X | 215 | 32 |  |  | 0.968 | Solar Inverter |  | Outside
SRP11777 | SMA AMERICA | SB3800U (208V) | 3800 | 1 |  |  | 0.968 | Solar Inverter |  | OUTDOOR
SRP11814 | SMA AMERICA | SB6000U (240V) | 6000 | 1 |  |  | 0.968 | Solar Inverter |  | Inside
SRP11821 | SMA AMERICA | SB5000US (240V) | 5000 | 1 |  |  | 0.968 | Solar Inverter |  | INDOOR
SRP11824 | ENPHASE ENERGY | M215-60-2LL-S2X | 215 | 99 |  |  | 0.968 | Solar Inverter |  | INDOOR
SRP11828 | SMA AMERICA | SB6000U (240V) | 6000 | 1 |  |  | 0.968 | Solar Inverter |  | INDOOR
SRP11843 | SMA AMERICA | SB5000US (208V) | 5000 | 1 |  |  | 0.968 | Solar Inverter |  | OUTDOOR
SRP11845 | SMA AMERICA | SB6000U (240V) | 6000 | 1 |  |  | 0.968 | Solar Inverter |  | OUTDOOR
SRP11846 | SMA AMERICA | SB6000U (208V) | 6000 | 1 |  |  | 0.968 | Solar Inverter |  | OUTDOOR
SRP11876 | SUNPOWER CORP (ORIGINAL MFRSMA) | SPR-6000M (208V) | 6000 | 1 |  |  | 0.968 | Solar Inverter |  | OUTDOOR
SRP11878 | SUNPOWER CORP (ORIGINAL MFR - PV POWERED LLC) | SPR-5200 | 5000 | 1 |  |  | 0.968 | Solar Inverter |  | Inside
SRP11887 | SMA AMERICA | SB5000US (277V) | 5000 | 1 |  |  | 0.968 | Solar Inverter |  | OUTDOOR
SRP11924 | SMA AMERICA | SB5000US (240V) | 5000 | 1 |  |  | 0.968 | Solar Inverter |  | INDOOR
SRP11926 | SMA AMERICA | SB5000US (240V) | 5000 | 1 |  |  | 0.968 | Solar Inverter |  | OUTDOOR
SRP11931 | SUNPOWER CORP (ORIGINAL MFRSMA) | SPR-4000M (208V) | 4000 | 1 |  |  | 0.968 | Solar Inverter |  | INDOOR
SRP11959 | SUNPOWER CORP (ORIGINAL MFRSMA) | SPR-4000M (240V) | 4000 | 1 |  |  | 0.968 | Solar Inverter |  | Outside
SRP11973 | SMA AMERICA | SB5000US (208V) | 5000 | 1 |  |  | 0.968 | Solar Inverter |  | Inside
SRP11981 | SMA AMERICA | SB6000U (208V) | 6000 | 1 |  |  | 0.968 | Solar Inverter |  | OUTDOOR
SRP11992 | SUNPOWER CORP (ORIGINAL MFRSMA) | SPR-6000M (208V) | 6000 | 1 |  |  | 0.968 | Solar Inverter |  | INDOOR
SRP11998 | SMA AMERICA | SB5000US (240V) | 5000 | 1 |  |  | 0.968 | Solar Inverter |  | INDOOR
SRP12005 | SMA AMERICA | SB3800US (240V) | 3800 | 1 |  |  | 0.968 | Solar Inverter |  | Outside
SRP12023 | SUNPOWER CORP (ORIGINAL MFRSMA) | SPR-4000M (208V) | 4000 | 2 |  |  | 0.968 | Solar Inverter |  | INDOOR
SRP12043 | ENPHASE ENERGY | M215-60-2LL-S2X | 215 | 31 |  |  | 0.968 | Solar Inverter |  | OUTDOOR
SRP12054 | SMA AMERICA | SB5000US (240V) | 5000 | 1 |  |  | 0.968 | Solar Inverter |  | OUTDOOR
SRP12117 | SMA AMERICA | SB4000US (240V) | 4000 | 1 |  |  | 0.968 | Solar Inverter |  | INDOOR
SRP12119 | SMA AMERICA | SB6000U (208V) | 6000 | 1 |  |  | 0.968 | Solar Inverter |  | Inside
SRP12120 | SMA AMERICA | SB6000U (240V) | 6000 | 2 |  |  | 0.968 | Solar Inverter |  | Outside
SRP12138 | SMA AMERICA | SB6000U (208V) | 6000 | 1 |  |  | 0.968 | Solar Inverter |  | Inside
SRP12140 | SMA AMERICA | SB5000US (277V) | 5000 | 1 |  |  | 0.968 | Solar Inverter |  | Inside
SRP12189 | SMA AMERICA | SB6000U (208V) | 6000 | 1 |  |  | 0.968 | Solar Inverter |  | Inside
SRP12193 | SMA AMERICA | SB6000U (208V) | 6000 | 1 |  |  | 0.968 | Solar Inverter |  | OUTDOOR
SRP12216 | SMA AMERICA | SB5000US (240V) | 5000 | 1 |  |  | 0.968 | Solar Inverter |  | INDOOR
SRP12217 | SMA AMERICA | SB5000US (240V) | 5000 | 1 |  |  | 0.968 | Solar Inverter |  | INDOOR
SRP12361 | SMA AMERICA | SB5000US (208V) | 5000 | 1 |  |  | 0.968 | Solar Inverter |  | INDOOR
SRP12388 | SMA AMERICA | SB6000US (208V) | 6000 | 1 |  |  | 0.968 | Solar Inverter |  | INDOOR
SRP12391 | SMA AMERICA | SB5000US (277V) | 5000 | 1 |  |  | 0.968 | Solar Inverter |  | OUTDOOR
SRP12400 | SMA AMERICA | SB5000US (277V) | 5000 | 3 |  |  | 0.968 | Solar Inverter |  | OUTDOOR
SRP12404 | SMA AMERICA | SB4000US (240V) | 4000 | 1 |  |  | 0.968 | Solar Inverter |  | OUTDOOR
SRP12407 | SMA AMERICA | SB5000US (277V) | 5000 | 1 |  |  | 0.968 | Solar Inverter |  | OUTDOOR
SRP12450 | SMA AMERICA | SB5000US (208V) | 5000 | 1 |  |  | 0.968 | Solar Inverter |  | OUTDOOR
SRP12482 | SMA AMERICA | SB3000US (208V) | 3800 | 1 |  |  | 0.968 | Solar Inverter |  | OUTDOOR
SRP12483 | SMA AMERICA | SB5000US (208V) | 5000 | 1 |  |  | 0.968 | Solar Inverter |  | OUTDOOR
SRP12484 | SMA AMERICA | SB3800U (208V) | 3800 | 1 |  |  | 0.968 | Solar Inverter |  | INDOOR
SRP12489 | SUNPOWER CORP (ORIGINAL MFR - PV POWERED LLC) | SPR-3500 | 4000 | 1 |  |  | 0.968 | Solar Inverter |  | INDOOR
SRP12495 | SMA AMERICA | SB5000US (208V) | 5000 | 1 |  |  | 0.968 | Solar Inverter |  | OUTDOOR
SRP12530 | SMA AMERICA | SB3000US (240V) | 3000 | 2 |  |  | 0.968 | Solar Inverter |  | OUTDOOR
SRP12535 | SMA AMERICA | SB4000US (240V) | 4000 | 1 |  |  | 0.968 | Solar Inverter |  | OUTDOOR
SRP12535 | SMA AMERICA | SB4000US (240V) | 4000 | 1 |  |  | 0.968 | Solar Inverter |  | OUTDOOR
SRP12556 | SUNPOWER CORP (ORIGINAL MFRSMA) | SPR-6000M (240V) | 6000 | 1 |  |  | 0.968 | Solar Inverter |  | Inside
SRP12576 | SMA AMERICA | SB4000US (208V) | 4000 | 1 |  |  | 0.968 | Solar Inverter |  | Inside
SRP12576 | SMA AMERICA | SB5000US (240V) | 5000 | 1 |  |  | 0.968 | Solar Inverter |  | Inside
SRP12601 | SMA AMERICA | SB6000U (240V) | 6000 | 1 |  |  | 0.968 | Solar Inverter |  | OUTDOOR
SRP12618 | SUNPOWER CORP (ORIGINAL MFRSMA) | SPR-7000M (240V) | 7000 | 1 |  |  | 0.968 | Solar Inverter |  | Inside
SRP12619 | SUNPOWER CORP (ORIGINAL MFRSMA) | SPR-5000M (208V) | 5000 | 1 |  |  | 0.968 | Solar Inverter |  | OUTDOOR
SRP12688 | SMA AMERICA | SB6000TL-US (240V) | 6000 | 1 |  |  | 0.968 | Solar Inverter |  | Outside
SRP12913 | SUNPOWER CORP (ORIGINAL MFRSMA) | SPR-4000M (208V) | 4000 | 1 |  |  | 0.968 | Solar Inverter |  | Inside
SRP12927 | SMA AMERICA | SB5000US (240V) | 5000 | 1 |  |  | 0.968 | Solar Inverter |  | INDOOR
SRP12935 | SUNPOWER CORP (ORIGINAL MFR - PV POWERED LLC) | SPR-3500 | 4000 | 1 |  |  | 0.968 | Solar Inverter |  | INDOOR
SRP12955 | SUNPOWER CORP (ORIGINAL MFRSMA) | SPR-6000M (240V) | 6000 | 3 |  |  | 0.968 | Solar Inverter |  | INDOOR
SRP12958 | SMA AMERICA | SB5000US (240V) | 5000 | 1 |  |  | 0.968 | Solar Inverter |  | INDOOR
SRP12968 | ADVANCED ENERGY INDUSTRIES | 3159000-104 | 3600 | 1 |  |  | 0.968 | Solar Inverter |  | INDOOR
SRP12969 | SUNPOWER | SPR-4000F-208 | 4000 | 1 |  |  | 0.968 | Solar Inverter |  | INDOOR
SRP12972 | SUNPOWER CORP (ORIGINAL MFRXANTREX) | SPR-5000X (240V) | 5000 | 2 |  |  | 0.968 | Solar Inverter |  | INDOOR
SRP13011 | SMA AMERICA | SB4000US (208V) | 4000 | 1 |  |  | 0.968 | Solar Inverter |  | INDOOR
SRP13011 | SMA AMERICA | SB4000US (208V) | 4000 | 1 |  |  | 0.968 | Solar Inverter |  | INDOOR
SRP13015 | ENPHASE ENERGY | M200-32-240-S01 | 215 | 20 |  |  | 0.968 | Solar Inverter |  | OUTDOOR
SRP13092 | SUNPOWER CORP (ORIGINAL MFR - PV POWERED LLC) | SPR-5200 | 6000 | 1 |  |  | 0.968 | Solar Inverter |  | OUTDOOR
SRP13109 | SUNPOWER CORP (ORIGINAL MFRSMA) | SPR-7000M (240V) | 7000 | 1 |  |  | 0.968 | Solar Inverter |  | OUTDOOR
SRP13110 | SUNPOWER CORP (ORIGINAL MFRSMA) | SPR-4000M (240V) | 4000 | 1 |  |  | 0.968 | Solar Inverter |  | INDOOR
SRP13116 | SUNPOWER CORP (ORIGINAL MFRSMA) | SPR-4000M (240V) | 4000 | 1 |  |  | 0.968 | Solar Inverter |  | INDOOR
SRP13116 | SUNPOWER CORP (ORIGINAL MFRSMA) | SPR-5000M (240V) | 5000 | 1 |  |  | 0.968 | Solar Inverter |  | INDOOR
SRP13172 | SMA AMERICA | SB6000US (240V) | 6000 | 1 |  |  | 0.968 | Solar Inverter |  | INDOOR
SRP13193 | SMA AMERICA | SB4000US (240V) | 4000 | 1 |  |  | 0.968 | Solar Inverter |  | Inside
SRP13346 | POWER-ONE | PVI-3600-US (240V) | 4200 | 1 |  |  | 0.968 | Solar Inverter |  | INDOOR
SRP13351 | SUNPOWER CORP (ORIGINAL MFR - PV POWERED LLC) | SPR-5200 | 7000 | 1 |  |  | 0.968 | Solar Inverter |  | OUTDOOR
SRP13361 | SMA AMERICA | SB3000US (240V) | 3000 | 1 |  |  | 0.968 | Solar Inverter |  | OUTDOOR
SRP13361 | SMA AMERICA | SB4000US (240V) | 4000 | 1 |  |  | 0.968 | Solar Inverter |  | OUTDOOR
SRP13383 | ENPHASE ENERGY | M215-60-2LL-S2X | 215 | 43 |  |  | 0.968 | Solar Inverter |  | OUTDOOR
SRP13388 | POWER-ONE | PVI-3000-I-OUTD-US | 3000 | 1 |  |  | 0.968 | Solar Inverter |  | INDOOR
SRP13388 | POWER-ONE | PVI-3600-OUTD-US-F (240V) | 3600 | 1 |  |  | 0.968 | Solar Inverter |  | INDOOR
SRP13404 | SMA AMERICA | SB5000US (240V) | 5000 | 1 |  |  | 0.968 | Solar Inverter |  | Outside
SRP13476 | SMA AMERICA | SB6000U (240V) | 6000 | 1 |  |  | 0.968 | Solar Inverter |  | OUTDOOR
SRP13526 | SMA AMERICA | SB5000US | 5000 | 3 |  |  | 0.968 | Solar Inverter |  | OUTDOOR
SRP13579 | SUNPOWER CORP (ORIGINAL MFRSMA) | SPR-7000M (240V) | 7000 | 1 |  |  | 0.968 | Solar Inverter |  | OUTDOOR
SRP13661 | SUNPOWER CORP (ORIGINAL MFRSMA) | SPR-5000M (208V) | 5000 | 1 |  |  | 0.968 | Solar Inverter |  | Inside
SRP13668 | SMA AMERICA | SB5000US (208V) | 5000 | 1 |  |  | 0.968 | Solar Inverter |  | OUTDOOR
SRP13670 | SMA AMERICA | SB3800U (208V) | 3800 | 1 |  |  | 0.968 | Solar Inverter |  | OUTDOOR
SRP13676 | SMA AMERICA | SB6000U (208V) | 6000 | 1 |  |  | 0.968 | Solar Inverter |  | OUTDOOR
SRP13770 | SMA AMERICA | SB3800U (208V) | 3800 | 1 |  |  | 0.968 | Solar Inverter |  | OUTDOOR
SRP13771 | SMA AMERICA | SB5000US (208V) | 5000 | 1 |  |  | 0.968 | Solar Inverter |  | INDOOR
SRP13776 | SMA AMERICA | SB6000US (208V) | 6000 | 1 |  |  | 0.968 | Solar Inverter |  | OUTDOOR
SRP13841 | SUNPOWER CORP (ORIGINAL MFRSMA) | SPR-5000M (208V) | 5000 | 1 |  |  | 0.968 | Solar Inverter |  | INDOOR
SRP13882 | SUNPOWER CORP (ORIGINAL MFRSMA) | SPR-5000M (208V) | 5000 | 1 |  |  | 0.968 | Solar Inverter |  | INDOOR
SRP13888 | SUNPOWER CORP (ORIGINAL MFRSMA) | SPR-3000M (208V) | 3000 | 1 |  |  | 0.968 | Solar Inverter |  | INDOOR
SRP13919 | SMA AMERICA | SB6000U (240V) | 6000 | 1 |  |  | 0.968 | Solar Inverter |  | OUTDOOR
SRP13923 | SMA AMERICA | SB6000US (277V) | 6000 | 5 |  |  | 0.968 | Solar Inverter |  | OUTDOOR
SRP13926 | SMA AMERICA | SB4000US (208V) | 4000 | 1 |  |  | 0.968 | Solar Inverter |  | OUTDOOR
SRP13948 | SMA AMERICA | SB8000TL-US (208V) | 8000 | 1 |  |  | 0.968 | Solar Inverter |  | OUTDOOR
SRP13968 | SUNPOWER CORP (ORIGINAL MFRSMA) | SPR-3000M (208V) | 3000 | 1 |  |  | 0.968 | Solar Inverter |  | INDOOR
SRP13970 | SUNPOWER CORP (ORIGINAL MFRSMA) | SPR-7000M (240V) | 7000 | 1 |  |  | 0.968 | Solar Inverter |  | OUTDOOR
SRP14008 | SMA AMERICA | SB5000US (240V) | 5000 | 1 |  |  | 0.968 | Solar Inverter |  | OUTDOOR
SRP14023 | SUNPOWER CORP (ORIGINAL MFRSMA) | SPR-4000M (240V) | 4000 | 1 |  |  | 0.968 | Solar Inverter |  | INDOOR
SRP14024 | SUNPOWER CORP (ORIGINAL MFRSMA) | SPR-4000M (240V) | 4000 | 1 |  |  | 0.968 | Solar Inverter |  | INDOOR
SRP14025 | SUNPOWER CORP (ORIGINAL MFRSMA) | SPR-4000M (240V) | 4000 | 1 |  |  | 0.968 | Solar Inverter |  | INDOOR
SRP14026 | SUNPOWER CORP (ORIGINAL MFRSMA) | SPR-4000M (208V) | 4000 | 1 |  |  | 0.968 | Solar Inverter |  | INDOOR
SRP14038 | SMA AMERICA | SB6000US (240V) | 6000 | 1 |  |  | 0.968 | Solar Inverter |  | OUTDOOR
SRP14039 | SMA AMERICA | SB3800U (240V) | 3800 | 1 |  |  | 0.968 | Solar Inverter |  | OUTDOOR
SRP14039 | SMA AMERICA | SB3800U (240V) | 3800 | 1 |  |  | 0.968 | Solar Inverter |  | OUTDOOR
SRP14124 | SUNPOWER CORP (ORIGINAL MFRSMA) | SPR-4000M (240V) | 4000 | 1 |  |  | 0.968 | Solar Inverter |  | INDOOR
SRP14127 | SUNPOWER CORP (ORIGINAL MFRSMA) | SPR-4000M (240V) | 4000 | 1 |  |  | 0.968 | Solar Inverter |  | INDOOR
SRP14128 | SUNPOWER CORP (ORIGINAL MFRSMA) | SPR-4000M (240V) | 4000 | 1 |  |  | 0.968 | Solar Inverter |  | Inside
SRP14129 | SUNPOWER CORP (ORIGINAL MFRSMA) | SPR-4000M (240V) | 4000 | 1 |  |  | 0.968 | Solar Inverter |  | INDOOR
SRP14130 | SUNPOWER CORP (ORIGINAL MFRSMA) | SPR-4000M (240V) | 4000 | 1 |  |  | 0.968 | Solar Inverter |  | Inside
SRP14132 | SUNPOWER CORP (ORIGINAL MFRSMA) | SPR-4000M (240V) | 4000 | 1 |  |  | 0.968 | Solar Inverter |  | INDOOR
SRP14133 | SUNPOWER CORP (ORIGINAL MFRSMA) | SPR-4000M (240V) | 4000 | 1 |  |  | 0.968 | Solar Inverter |  | INDOOR
SRP14135 | SUNPOWER CORP (ORIGINAL MFRSMA) | SPR-4000M (240V) | 4000 | 1 |  |  | 0.968 | Solar Inverter |  | INDOOR
SRP14136 | SUNPOWER CORP (ORIGINAL MFR - PV POWERED LLC) | SPR-4600 | 4000 | 1 |  |  | 0.968 | Solar Inverter |  | INDOOR
SRP14138 | SUNPOWER CORP (ORIGINAL MFRSMA) | SPR-4000M (240V) | 4000 | 1 |  |  | 0.968 | Solar Inverter |  | INDOOR
SRP14139 | SUNPOWER CORP (ORIGINAL MFRSMA) | SPR-4000M (240V) | 4000 | 1 |  |  | 0.968 | Solar Inverter |  | Inside
SRP14140 | SUNPOWER CORP (ORIGINAL MFRSMA) | SPR-4000M (240V) | 4000 | 1 |  |  | 0.968 | Solar Inverter |  | Inside
SRP14142 | SUNPOWER CORP (ORIGINAL MFR - PV POWERED LLC) | SPR-4600 | 4000 | 1 |  |  | 0.968 | Solar Inverter |  | INDOOR
SRP14145 | SUNPOWER CORP (ORIGINAL MFRSMA) | SPR-4000M (240V) | 4000 | 1 |  |  | 0.968 | Solar Inverter |  | Inside
SRP14233 | SMA AMERICA | SB5000US (208V) | 5000 | 3 |  |  | 0.968 | Solar Inverter |  | OUTDOOR
SRP14472 | SMA AMERICA | SB6000U (240V) | 6000 | 1 |  |  | 0.968 | Solar Inverter |  | OUTDOOR
SRP14574 | SMA AMERICA | SB5000US (240V) | 5000 | 2 |  |  | 0.968 | Solar Inverter |  | OUTDOOR
SRP14592 | SMA AMERICA | SB6000U (240V) | 6000 | 2 |  |  | 0.968 | Solar Inverter |  | Outside
SRP14592 | SMA AMERICA | SB6000US (240V) | 6000 | 1 |  |  | 0.968 | Solar Inverter |  | Outside
SRP14607 | SMA AMERICA | SB6000US (240V) | 6000 | 1 |  |  | 0.968 | Solar Inverter |  | OUTDOOR
SRP14652 | SMA AMERICA | SB5000US (240V) | 5000 | 1 |  |  | 0.968 | Solar Inverter |  | OUTDOOR
SRP14663 | SUNPOWER CORP (ORIGINAL MFRSMA) | SPR-7000M (240V) | 7000 | 1 |  |  | 0.968 | Solar Inverter |  | INDOOR
SRP14702 | SMA AMERICA | SB5000US (240V) | 5000 | 1 |  |  | 0.968 | Solar Inverter |  | Inside
SRP14721 | SMA AMERICA | SB5000US (208V) | 5000 | 1 |  |  | 0.968 | Solar Inverter |  | INDOOR
SRP14774 | SMA AMERICA | SB5000US (240V) | 5000 | 1 |  |  | 0.968 | Solar Inverter |  | INDOOR
SRP14781 | SMA AMERICA | SB4000US (240V) | 4000 | 1 |  |  | 0.968 | Solar Inverter |  | Inside
SRP14893 | SMA AMERICA | SB6000US (240V) | 6000 | 1 |  |  | 0.968 | Solar Inverter |  | OUTDOOR
SRP14902 | SMA AMERICA | SB5000US (240V) | 5000 | 2 |  |  | 0.968 | Solar Inverter |  | Outside
SRP14923 | SUNPOWER CORP (ORIGINAL MFRSMA) | SPR-6000M (240V) | 6000 | 3 |  |  | 0.968 | Solar Inverter |  | Inside
SRP14992 | SMA AMERICA | SB5000US (240V) | 5000 | 1 |  |  | 0.968 | Solar Inverter |  | INDOOR
SRP14999 | SMA AMERICA | SB5000US (208V) | 5000 | 2 |  |  | 0.968 | Solar Inverter |  | Inside
SRP15005 | SMA AMERICA | SB5000US (240V) | 5000 | 1 |  |  | 0.968 | Solar Inverter |  | INDOOR
SRP15008 | SMA AMERICA | SB5000US (240V) | 5000 | 1 |  |  | 0.968 | Solar Inverter |  | OUTDOOR
SRP15045 | SMA AMERICA | SB6000US (208V) | 6000 | 1 |  |  | 0.968 | Solar Inverter |  | OUTDOOR
SRP15055 | SMA AMERICA | SB5000US (240V) | 5000 | 1 |  |  | 0.968 | Solar Inverter |  | INDOOR
SRP15219 | SMA AMERICA | SB6000U (240V) | 6000 | 1 |  |  | 0.968 | Solar Inverter |  | OUTDOOR
SRP15248 | SMA AMERICA | SB6000US (240V) | 6000 | 1 |  |  | 0.968 | Solar Inverter |  | OUTDOOR
SRP15275 | SUNPOWER CORP (ORIGINAL MFRSMA) | SPR-5000M (240V) | 5000 | 1 |  |  | 0.968 | Solar Inverter |  | Inside
SRP15277 | SMA AMERICA | SB6000U (240V) | 6000 | 1 |  |  | 0.968 | Solar Inverter |  | OUTDOOR
SRP15288 | SMA AMERICA | SB6000US-12 (240V) | 6000 | 1 |  |  | 0.968 | Solar Inverter |  | OUTDOOR
SRP15292 | SMA AMERICA | SB5000US (240V) | 5000 | 1 |  |  | 0.968 | Solar Inverter |  | OUTDOOR
SRP15296 | SMA AMERICA | SB5000US (240V) | 5000 | 1 |  |  | 0.968 | Solar Inverter |  | Inside
SRP15296 | SMA AMERICA | SB6000U (240V) | 6000 | 1 |  |  | 0.968 | Solar Inverter |  | Inside
SRP15399 | SMA AMERICA | SB6000U (240V) | 6000 | 1 |  |  | 0.968 | Solar Inverter |  | OUTDOOR
SRP15454 | SMA AMERICA | SB5000US (240V) | 5000 | 1 |  |  | 0.968 | Solar Inverter |  | OUTDOOR
SRP15505 | SUNPOWER CORP (ORIGINAL MFRSMA) | SPR-7000M (240V) | 7000 | 1 |  |  | 0.968 | Solar Inverter |  | Inside
SRP15543 | SUNPOWER CORP (ORIGINAL MFRSMA) | SPR-3000M (240V) | 3000 | 1 |  |  | 0.968 | Solar Inverter |  | OUTDOOR
SRP15555 | SMA AMERICA | SB5000US (240V) | 5000 | 1 |  |  | 0.968 | Solar Inverter |  | OUTDOOR
SRP15621 | SMA AMERICA | SB3800US-12 (240V) | 3800 | 1 |  |  | 0.968 | Solar Inverter |  | OUTDOOR
SRP15658 | SMA AMERICA | SB5000US (277V) | 5000 | 4 |  |  | 0.968 | Solar Inverter |  | INDOOR
SRP15659 | SMA AMERICA | SB5000US (277V) | 5000 | 2 |  |  | 0.968 | Solar Inverter |  | OUTDOOR
SRP15663 | SMA AMERICA | SB6000U (240V) | 6000 | 1 |  |  | 0.968 | Solar Inverter |  | Inside
SRP15664 | ENPHASE ENERGY | M215-60-2LL-S2X | 215 | 40 |  |  | 0.968 | Solar Inverter |  | OUTDOOR
SRP15671 | SMA AMERICA | SB6000U (240V) | 6000 | 1 |  |  | 0.968 | Solar Inverter |  | Inside
SRP15758 | SMA AMERICA | SB5000US (240V) | 5000 | 1 |  |  | 0.968 | Solar Inverter |  | OUTDOOR
SRP15775 | SMA AMERICA | SB5000US (277V) | 5000 | 2 |  |  | 0.968 | Solar Inverter |  | OUTDOOR
SRP15807 | SUNPOWER CORP (ORIGINAL MFRSMA) | SPR-5000M (240V) | 5000 | 1 |  |  | 0.968 | Solar Inverter |  | OUTDOOR
SRP15888 | SMA AMERICA | SB6000US (240V) | 6000 | 1 |  |  | 0.968 | Solar Inverter |  | OUTDOOR
SRP15902 | SMA AMERICA | SB5000US (240V) | 5000 | 2 |  |  | 0.968 | Solar Inverter |  | OUTDOOR
SRP15946 | SMA AMERICA | SB5000US-11 (240V) | 5000 | 1 |  |  | 0.968 | Solar Inverter |  | Inside
SRP15951 | SMA AMERICA | SB6000U (240V) | 6000 | 2 |  |  | 0.968 | Solar Inverter |  | OUTDOOR
SRP15963 | SMA AMERICA | SB5000US (240V) | 5000 | 1 |  |  | 0.968 | Solar Inverter |  | OUTDOOR
SRP16039 | SMA AMERICA | SB5000US-12 (240V) | 5000 | 2 |  |  | 0.968 | Solar Inverter |  | OUTDOOR
SRP16040 | SMA AMERICA | SB5000US (240V) | 5000 | 2 |  |  | 0.968 | Solar Inverter |  | Inside
SRP16138 | SMA AMERICA | SB5000US (240V) | 5000 | 2 |  |  | 0.968 | Solar Inverter |  | OUTDOOR
SRP16295 | SMA | SB 6000 | 6000 | 4 |  |  | 0.968 | Solar Inverter |  | OUTDOOR
SRP16327 | SMA AMERICA | SB3000US (240V) | 3000 | 1 |  |  | 0.968 | Solar Inverter |  | OUTDOOR
SRP16327 | SMA AMERICA | SB3000US (240V) | 3000 | 1 |  |  | 0.968 | Solar Inverter |  | OUTDOOR
SRP16327 | SMA AMERICA | SB3000US (240V) | 3000 | 1 |  |  | 0.968 | Solar Inverter |  | OUTDOOR
SRP16327 | SMA AMERICA | SB4000US (240V) | 4000 | 1 |  |  | 0.968 | Solar Inverter |  | OUTDOOR
SRP16346 | ENPHASE ENERGY | M215-60-2LL-S2X | 215 | 41 |  |  | 0.968 | Solar Inverter |  | OUTDOOR
SRP16360 | SMA AMERICA | SB3000US (240V) | 3000 | 1 |  |  | 0.968 | Solar Inverter |  | OUTDOOR
SRP16368 | ENPHASE ENERGY | M215-60-2LL-S2X | 215 | 15 |  |  | 0.968 | Solar Inverter |  | OUTDOOR
SRP16368 | ENPHASE ENERGY | M215-60-2LL-S2X | 215 | 15 |  |  | 0.968 | Solar Inverter |  | OUTDOOR
SRP16415 | SMA AMERICA | SB4000US (240V) | 4000 | 1 |  |  | 0.968 | Solar Inverter |  | OUTDOOR
SRP16415 | SMA AMERICA | SB5000US (240V) | 5000 | 1 |  |  | 0.968 | Solar Inverter |  | OUTDOOR
SRP16426 | SMA AMERICA | SB3000US (240V) | 3000 | 1 |  |  | 0.968 | Solar Inverter |  | Outside
SRP16426 | SMA AMERICA | SB6000US (240V) | 6000 | 1 |  |  | 0.968 | Solar Inverter |  | Outside
SRP16438 | SMA AMERICA | SB4000US (240V) | 4000 | 1 |  |  | 0.968 | Solar Inverter |  | OUTDOOR
SRP16438 | SMA AMERICA | SB4000US (240V) | 4000 | 1 |  |  | 0.968 | Solar Inverter |  | OUTDOOR
SRP16441 | SMA AMERICA | SB6000US (240V) | 6000 | 1 |  |  | 0.968 | Solar Inverter |  | Outside
SRP16447 | SMA AMERICA | SB3000US (240V) | 3000 | 1 |  |  | 0.968 | Solar Inverter |  | Outside
SRP16447 | SMA AMERICA | SB5000US (240V) | 5000 | 1 |  |  | 0.968 | Solar Inverter |  | Outside
SRP16449 | SMA AMERICA | SB5000US (240V) | 5000 | 2 |  |  | 0.968 | Solar Inverter |  | Inside
SRP16452 | SMA AMERICA | SB6000US (240V) | 6000 | 1 |  |  | 0.968 | Solar Inverter |  | OUTDOOR
SRP16499 | SUNPOWER CORP (ORIGINAL MFRSMA) | SPR-4000M (240V) | 4000 | 1 |  |  | 0.968 | Solar Inverter |  | INDOOR
SRP16524 | SMA AMERICA | SB5000US (240V) | 5000 | 1 |  |  | 0.968 | Solar Inverter |  | OUTDOOR
SRP16548 | SMA AMERICA | SB5000US (277V) | 5000 | 1 |  |  | 0.968 | Solar Inverter |  | OUTDOOR
SRP16599 | SMA AMERICA | SB5000US (240V) | 5000 | 1 |  |  | 0.968 | Solar Inverter |  | Outside
SRP16599 | SMA AMERICA | SB6000TL-US (240V) | 6000 | 1 |  |  | 0.968 | Solar Inverter |  | Outside
SRP16625 | SUNPOWER | SPR-8000F-208 | 8000 | 1 |  |  | 0.968 | Solar Inverter |  | INDOOR
SRP16691 | SMA AMERICA | SB3000US (240V) | 3000 | 1 |  |  | 0.968 | Solar Inverter |  | OUTDOOR
SRP16691 | SMA AMERICA | SB5000US (240V) | 5000 | 1 |  |  | 0.968 | Solar Inverter |  | OUTDOOR
SRP16692 | SMA AMERICA | SB3000US (208V) | 3000 | 1 |  |  | 0.968 | Solar Inverter |  | OUTDOOR
SRP16692 | SMA AMERICA | SB4000US (208V) | 4000 | 1 |  |  | 0.968 | Solar Inverter |  | OUTDOOR
SRP16692 | SMA AMERICA | SB6000US (240V) | 6000 | 1 |  |  | 0.968 | Solar Inverter |  | OUTDOOR
SRP16695 | SMA AMERICA | SB5000US (240V) | 5000 | 2 |  |  | 0.968 | Solar Inverter |  | OUTDOOR
SRP16701 | SMA AMERICA | SB5000US (240V) | 5000 | 2 |  |  | 0.968 | Solar Inverter |  | INDOOR
SRP16735 | SUNPOWER CORP (ORIGINAL MFRFRONIUS) | SPR-4000F-277 | 5000 | 1 |  |  | 0.968 | Solar Inverter |  | INDOOR
SRP16735 | SUNPOWER CORP (ORIGINAL MFRSMA) | SPR-7000M (208V) | 7680 | 1 |  |  | 0.968 | Solar Inverter |  | INDOOR
SRP16750 | SMA AMERICA | SB5000US | 5000 | 1 |  |  | 0.968 | Solar Inverter |  | OUTDOOR
SRP16750 | SMA AMERICA |  | 6000 | 1 |  |  | 0.968 | Solar Inverter |  | OUTDOOR
SRP16782 | SMA AMERICA | SB5000US | 5000 | 1 |  |  | 0.968 | Solar Inverter |  | OUTDOOR
SRP16794 | SMA AMERICA | SB5000US | 5000 | 1 |  |  | 0.968 | Solar Inverter |  | OUTDOOR
SRP16796 | SUNPOWER CORP (ORIGINAL MFRSMA) | SPR-5000M (240V) | 5000 | 3 |  |  | 0.968 | Solar Inverter |  | INDOOR
SRP16854 | SUNPOWER CORP (ORIGINAL MFRSMA) | SPR-6000M (208V) | 6000 | 1 |  |  | 0.968 | Solar Inverter |  | OUTDOOR
SRP16864 | SMA AMERICA | SB3000US (240V) | 3000 | 1 |  |  | 0.968 | Solar Inverter |  | OUTDOOR
SRP16864 | SMA AMERICA | SB5000US (240V) | 5000 | 1 |  |  | 0.968 | Solar Inverter |  | OUTDOOR
SRP16868 | SMA AMERICA | SB5000US (240V) | 5000 | 1 |  |  | 0.968 | Solar Inverter |  | INDOOR
SRP16968 | SUNPOWER CORP (ORIGINAL MFRSMA) | SPR-6000M (240V) | 6000 | 1 |  |  | 0.968 | Solar Inverter |  | OUTDOOR
SRP16969 | SMA AMERICA | SB6000U (240V) | 6000 | 1 |  |  | 0.968 | Solar Inverter |  | Inside
SRP16999 | SUNPOWER CORP (ORIGINAL MFRSMA) | SPR-6000M (240V) | 6000 | 1 |  |  | 0.968 | Solar Inverter |  | OUTDOOR
SRP17002 | SUNPOWER CORP (ORIGINAL MFRSMA) | SPR-6000M (240V) | 6000 | 1 |  |  | 0.968 | Solar Inverter |  | INDOOR
SRP17019 | SUNPOWER CORP (ORIGINAL MFRSMA) | SPR-7000M (277V) | 8000 | 1 |  |  | 0.968 | Solar Inverter |  | Inside
SRP17023 | SMA AMERICA | SB6000US (240V) | 6000 | 1 |  |  | 0.968 | Solar Inverter |  | OUTDOOR
SRP17079 | ENPHASE ENERGY | M215-60-2LL-S2X | 215 | 44 |  |  | 0.968 | Solar Inverter |  | OUTDOOR
SRP17145 | SMA AMERICA | SB5000US (240V) | 5000 | 1 |  |  | 0.968 | Solar Inverter |  | OUTDOOR
SRP17194 | SMA AMERICA | SB6000U (240V) | 6000 | 1 |  |  | 0.968 | Solar Inverter |  | OUTDOOR
SRP17209 | SMA AMERICA | SB4000US (240V) | 4000 | 1 |  |  | 0.968 | Solar Inverter |  | Inside
SRP17444 | SMA AMERICA | SB5000US (240V) | 5000 | 1 |  |  | 0.968 | Solar Inverter |  | OUTDOOR
SRP17482 | SUNPOWER CORP (ORIGINAL MFRSMA) | SPR-6000M (208V) | 6000 | 1 |  |  | 0.968 | Solar Inverter |  | OUTDOOR
SRP17629 | SMA AMERICA | SB4000US (240V) | 4000 | 1 |  |  | 0.968 | Solar Inverter |  | OUTDOOR
SRP17698 | SMA AMERICA | SB6000U (240V) | 6000 | 1 |  |  | 0.968 | Solar Inverter |  | Outside
SRP17709 | SMA AMERICA | SB5000US (240V) | 5000 | 1 |  |  | 0.968 | Solar Inverter |  | OUTDOOR
SRP17736 | SMA AMERICA | SB4000US (240V) | 4000 | 1 |  |  | 0.968 | Solar Inverter |  | OUTDOOR
SRP17737 | SMA AMERICA | SB4000US (240V) | 4000 | 1 |  |  | 0.968 | Solar Inverter |  | OUTDOOR
SRP17737 | SMA AMERICA | SB6000US (240V) | 6000 | 1 |  |  | 0.968 | Solar Inverter |  | OUTDOOR
SRP17753 | ENPHASE ENERGY | M215-60-2LL-S2X | 215 | 39 |  |  | 0.968 | Solar Inverter |  | OUTDOOR
SRP17802 | SMA AMERICA | SB4000US (240V) | 4000 | 2 |  |  | 0.968 | Solar Inverter |  | Inside
SRP17839 | SMA AMERICA | SB6000U (240V) | 6000 | 1 |  |  | 0.968 | Solar Inverter |  | INDOOR
SRP17839 | SMA AMERICA | SB6000US (240V) | 6000 | 1 |  |  | 0.968 | Solar Inverter |  | INDOOR
SRP17839 | SMA AMERICA | SB6000US (240V) | 6000 | 1 |  |  | 0.968 | Solar Inverter |  | INDOOR
SRP17849 | SMA AMERICA | SB6000U (240V) | 6000 | 1 |  |  | 0.968 | Solar Inverter |  | INDOOR
SRP17860 | SMA AMERICA | SB5000US (240V) | 5000 | 1 |  |  | 0.968 | Solar Inverter |  | OUTDOOR
SRP17861 | SMA AMERICA | SB5000US (240V) | 5000 | 1 |  |  | 0.968 | Solar Inverter |  | OUTDOOR
SRP17891 | SUNPOWER CORP (ORIGINAL MFRSMA) | SPR-5000M (240V) | 5000 | 1 |  |  | 0.968 | Solar Inverter |  | OUTDOOR
SRP17906 | SUNPOWER | SPR-5000M (208V) | 5000 | 1 |  |  | 0.968 | Solar Inverter |  | INDOOR
SRP17923 | SMA AMERICA | SB6000US (240V) | 6000 | 1 |  |  | 0.968 | Solar Inverter |  | OUTDOOR
SRP18003 | SMA AMERICA | SB5000US (240V) | 5000 | 2 |  |  | 0.968 | Solar Inverter |  | Outside
SRP18142 | SMA AMERICA | SB5000US (240V) | 5000 | 1 |  |  | 0.968 | Solar Inverter |  | OUTDOOR
SRP18215 | SUNPOWER CORP (ORIGINAL MFRSMA) | SPR-5000M (240V) | 5000 | 1 |  |  | 0.968 | Solar Inverter |  | OUTDOOR
SRP18223 | SMA AMERICA | SB6000US (240V) | 6000 | 1 |  |  | 0.968 | Solar Inverter |  | OUTDOOR
SRP18225 | SUNPOWER | SPR-4000M (240V) | 4000 | 1 |  |  | 0.968 | Solar Inverter |  | INDOOR
SRP18260 | SMA AMERICA | SB6000US (240V) | 6000 | 1 |  |  | 0.968 | Solar Inverter |  | OUTDOOR
SRP18262 | SMA AMERICA | SB5000US (240V) | 5000 | 1 |  |  | 0.968 | Solar Inverter |  | OUTDOOR
SRP18288 | SMA AMERICA | SB5000US-11 (240V) | 5000 | 2 |  |  | 0.968 | Solar Inverter |  | OUTDOOR
SRP18447 | SMA AMERICA | SB5000US (240V) | 5000 | 1 |  |  | 0.968 | Solar Inverter |  | OUTDOOR
SRP18563 | SMA AMERICA | SB4000US (240V) | 4000 | 1 |  |  | 0.968 | Solar Inverter |  | OUTDOOR
SRP18626 | SMA AMERICA | SB5000US (240V) | 5000 | 1 |  |  | 0.968 | Solar Inverter |  | Outside
SRP18729 | SMA | SUNNY BOY 6000 | 5000 | 1 |  |  | 0.968 | Solar Inverter |  | OUTDOOR
SRP18729 | SMA | SUNNYBOY 6000U | 5000 | 1 |  |  | 0.968 | Solar Inverter |  | OUTDOOR
SRP19061 | SMA AMERICA | SB3000US (240V) | 3000 | 1 |  |  | 0.968 | Solar Inverter |  | OUTDOOR
SRP19331 | SMA AMERICA | SB5000US (240V) | 5000 | 1 |  |  | 0.968 | Solar Inverter |  | OUTDOOR
SRP19331 | SMA AMERICA | SB5000US (240V) | 5000 | 1 |  |  | 0.968 | Solar Inverter |  | OUTDOOR
SRP19431 | SMA AMERICA | SB6000US (240V) | 6000 | 1 |  |  | 0.968 | Solar Inverter |  | OUTDOOR
SRP19435 | SMA AMERICA | SB6000US (240V) | 6000 | 1 |  |  | 0.968 | Solar Inverter |  | OUTDOOR
SRP19577 | SMA AMERICA | SB5000US-12 (240V) | 5000 | 1 |  |  | 0.968 | Solar Inverter |  | OUTDOOR
SRP19700 | SUNPOWER | SPR-6000M (240V) | 6000 | 1 |  |  | 0.968 | Solar Inverter |  | OUTDOOR
SRP19740 | SMA AMERICA | SB5000US (208V) | 5000 | 1 |  |  | 0.968 | Solar Inverter |  | OUTDOOR
SRP19789 | SMA AMERICA |  | 6000 | 1 |  |  | 0.968 | Solar Inverter |  | OUTDOOR
SRP19805 | SUNPOWER | SPR-5000M (208V) | 5000 | 1 |  |  | 0.968 | Solar Inverter |  | INDOOR
SRP19816 | SUNPOWER | SPR-6000M (240V) | 6000 | 1 |  |  | 0.968 | Solar Inverter |  | OUTDOOR
SRP20113 | POWER-ONE | PVI-3.6-OUTD-S-US (240 V) | 3600 | 2 |  |  | 0.968 | Solar Inverter |  | OUTDOOR
SRP20197 | SMA AMERICA | SB5000US (240V) | 5000 | 1 |  |  | 0.968 | Solar Inverter |  | OUTDOOR
SRP20237 | POWER-ONE | PVI-3.0-OUTD-S-US (240 V) | 3000 | 1 |  |  | 0.968 | Solar Inverter |  | INDOOR
SRP20237 | POWER-ONE | PVI-3.0-OUTD-S-US (240 V) | 3000 | 1 |  |  | 0.968 | Solar Inverter |  | INDOOR
SRP20403 | SUNPOWER | SPR-5000M (240V) | 5000 | 1 |  |  | 0.968 | Solar Inverter |  | OUTDOOR
SRP20451 | POWER-ONE | PVI-3000-I-OUTD-US | 3000 | 2 |  |  | 0.968 | Solar Inverter |  | OUTDOOR
SRP20458 | SMA AMERICA | SB3000US (240V) | 3000 | 1 |  |  | 0.968 | Solar Inverter |  | Inside
SRP20476 | SMA AMERICA | SB6000US (240V) | 6000 | 1 |  |  | 0.968 | Solar Inverter |  | INDOOR
SRP20477 | SMA AMERICA | SB5000US (240V) | 5000 | 1 |  |  | 0.968 | Solar Inverter |  | Outside
SRP20485 | SMA AMERICA | SB5000US (240V) | 5000 | 1 |  |  | 0.968 | Solar Inverter |  | OUTDOOR
SRP20947 | SMA AMERICA | SB6000US (240V) | 6000 | 1 |  |  | 0.968 | Solar Inverter |  | OUTDOOR
SRP21193 | SMA AMERICA | SB5000US (240V) | 5000 | 2 |  |  | 0.968 | Solar Inverter |  | OUTDOOR
SRP21304 | SMA AMERICA | SB3800US (240V) | 3800 | 1 |  |  | 0.968 | Solar Inverter |  | INDOOR
SRP21654 | SMA AMERICA | SB5000US (240V) | 5000 | 1 |  |  | 0.968 | Solar Inverter |  | OUTDOOR
SRP21654 | SMA AMERICA | SB5000US (240V) | 5000 | 1 |  |  | 0.968 | Solar Inverter |  | OUTDOOR
SRP21769 | SMA AMERICA | SB5000US (240V) | 5000 | 1 |  |  | 0.968 | Solar Inverter |  | OUTDOOR
SRP21769 | SMA AMERICA | SB5000US (240V) | 5000 | 1 |  |  | 0.968 | Solar Inverter |  | OUTDOOR
SRP21769 | SMA AMERICA | SB5000US (240V) | 5000 | 1 |  |  | 0.968 | Solar Inverter |  | OUTDOOR
SRP21780 | SMA AMERICA | SB6000U (240V) | 6000 | 1 |  |  | 0.968 | Solar Inverter |  | OUTDOOR
SRP22166 | SMA AMERICA | SB5000US (240V) | 5000 | 1 |  |  | 0.968 | Solar Inverter |  | OUTDOOR
SRP22166 | SMA AMERICA | SB5000US (240V) | 5000 | 1 |  |  | 0.968 | Solar Inverter |  | OUTDOOR
SRP22248 | SMA AMERICA | SB5000US (240V) | 5000 | 1 |  |  | 0.968 | Solar Inverter |  | OUTDOOR
SRP22425 | POWER-ONE | PVI-4.2-OUTD-S-US (208 V) | 4200 | 1 |  |  | 0.968 | Solar Inverter |  | OUTDOOR
SRP22432 | SMA AMERICA | SB5000US (240V) | 5000 | 1 |  |  | 0.968 | Solar Inverter |  | OUTDOOR
SRP22469 | SMA AMERICA | SB6000US (240V) | 6000 | 1 |  |  | 0.968 | Solar Inverter |  | INDOOR
SRP22500 | POWER-ONE | PVI-4.2-OUTD-S-US (240 V) | 4200 | 1 |  |  | 0.968 | Solar Inverter |  | OUTDOOR
SRP22500 | POWER-ONE | PVI-6000-OUTD-US (240 V) | 6000 | 1 |  |  | 0.968 | Solar Inverter |  | OUTDOOR
SRP22562 | POWER-ONE | PVI-3.6-OUTD-S-US (240 V) | 3600 | 1 |  |  | 0.968 | Solar Inverter |  | OUTDOOR
SRP22584 | POWER-ONE | PVI-4.2-OUTD-S-US (240 V) | 4200 | 1 |  |  | 0.968 | Solar Inverter |  | OUTDOOR
SRP22657 | SMA AMERICA | SB5000US (240V) | 5000 | 1 |  |  | 0.968 | Solar Inverter |  | INDOOR
SRP22679 | POWER-ONE | PVI-4.2-OUTD-S-US (240 V) | 4200 | 2 |  |  | 0.968 | Solar Inverter |  | OUTDOOR
SRP22753 | POWER-ONE | PVI-4.2-OUTD-S-US (240 V) | 4200 | 1 |  |  | 0.968 | Solar Inverter |  | OUTDOOR
SRP22840 | SMA AMERICA | SB5000US (208V) | 5000 | 1 |  |  | 0.968 | Solar Inverter |  | OUTDOOR
SRP22840 | SMA AMERICA | SB5000US (208V) | 5000 | 1 |  |  | 0.968 | Solar Inverter |  | OUTDOOR
SRP22892 | SMA AMERICA | SB3000US (208V) | 3000 | 1 |  |  | 0.968 | Solar Inverter |  | OUTDOOR
SRP22893 | POWER-ONE | PVI-4.2-OUTD-S-US (240 V) | 4200 | 1 |  |  | 0.968 | Solar Inverter |  | OUTDOOR
SRP22955 | POWER-ONE | PVI-4.2-OUTD-S-US (240 V) | 4200 | 2 |  |  | 0.968 | Solar Inverter |  | OUTDOOR
SRP22972 | POWER-ONE | PVI-4.2-OUTD-S-US (240 V) | 4200 | 2 |  |  | 0.968 | Solar Inverter |  | OUTDOOR
SRP22992 | SMA AMERICA | SB4000US (208V) | 4000 | 2 |  |  | 0.968 | Solar Inverter |  | OUTDOOR
SRP22992 | SMA AMERICA | SB5000US (240V) | 5000 | 2 |  |  | 0.968 | Solar Inverter |  | OUTDOOR
SRP23148 | POWER-ONE | PVI-4.2-OUTD-S-US (240 V) | 4200 | 1 |  |  | 0.968 | Solar Inverter |  | OUTDOOR
SRP23157 | POWER-ONE | PVI-3.0-OUTD-S-US (240 V) | 3000 | 2 |  |  | 0.968 | Solar Inverter |  | OUTDOOR
SRP23459 | POWER-ONE | PVI-4.2-OUTD-S-US (240 V) | 4200 | 1 |  |  | 0.968 | Solar Inverter |  | OUTDOOR
SRP23518 | POWER-ONE | PVI-3000-I-OUTD-US-F (240V) | 3000 | 1 |  |  | 0.968 | Solar Inverter |  | Inside
SRP23527 | POWER-ONE | PVI-5000-OUTD-US (240 V) | 5000 | 1 |  |  | 0.968 | Solar Inverter |  | OUTDOOR
SRP23542 | POWER-ONE | PVI-4.2-OUTD-S-US (240 V) | 4200 | 2 |  |  | 0.968 | Solar Inverter |  | OUTDOOR
SRP23763 | POWER-ONE | PVI-4.2-OUTD-S-US (240 V) | 4200 | 1 |  |  | 0.968 | Solar Inverter |  | OUTDOOR
SRP23911 | POWER-ONE | PVI-4.2-OUTD-S-US (240 V) | 4200 | 1 |  |  | 0.968 | Solar Inverter |  | OUTDOOR
SRP24731 | POWER-ONE | PVI-6000-OUTD-US (208 V) | 6000 | 1 |  |  | 0.968 | Solar Inverter |  | OUTDOOR
SRP25333 | SMA AMERICA | SB6000US-12 (240V) | 6000 | 1 |  |  | 0.968 | Solar Inverter |  | Outside
SRP25590 | SMA AMERICA | SB4000US (208V) | 4000 | 1 |  |  | 0.968 | Solar Inverter |  | INDOOR
SRP26369 | SMA AMERICA | SB5000US (208V) | 5000 | 1 |  |  | 0.968 | Solar Inverter |  | INDOOR
SRP26996 | SMA AMERICA | SB5000US (240V) | 5000 | 1 |  |  | 0.968 | Solar Inverter |  | OUTDOOR
SRP27003 | SMA AMERICA | SB6000US (240V) | 6000 | 1 |  |  | 0.968 | Solar Inverter |  | INDOOR
SRP27009 | SMA AMERICA | SB6000US (240V) | 6000 | 1 |  |  | 0.968 | Solar Inverter |  | OUTDOOR
SRP27019 | SMA AMERICA | SB4000US (240V) | 4000 | 1 |  |  | 0.968 | Solar Inverter |  | OUTDOOR
REIPNR-08196 | PV POWERED | PVP2000 | 2000 | 2 |  |  | 0.969 | Solar Inverter |  | INDOOR
REIPNR-08873 | SMA AMERICA | SB7000US (208V) | 7000 | 1 |  |  | 0.969 | Solar Inverter |  | INDOOR
REIPNR-09273 | SCHUCO USA | SB7000US (208V) | 7000 | 1 |  |  | 0.969 | Solar Inverter |  | INDOOR
REIPNR-10600 | SMA AMERICA | SB7000US (240V) | 7000 | 1 |  |  | 0.969 | Solar Inverter |  | Outside
REIPNR-10755 | SMA AMERICA | SB6000U (208V) | 6000 | 5 |  |  | 0.969 | Solar Inverter |  | Inside
REIPNR-11894 | SMA AMERICA | SB6000U (208V) | 6000 | 1 |  |  | 0.969 | Solar Inverter |  | OUTDOOR
REIPNR-12132 | SMA AMERICA | SB7000US (208V) | 7000 | 1 |  |  | 0.969 | Solar Inverter |  | OUTDOOR
REIPNR-12166 | SMA AMERICA | SUNNY BOY CONTROL PLUS-485 | 7000 | 1 |  |  | 0.969 | Solar Inverter |  | OUTDOOR
REIPNR-12171 | SMA AMERICA | SB7000US (208V) | 7000 | 3 |  |  | 0.969 | Solar Inverter |  | OUTDOOR
SRP01344 | SUNPOWER CORP (ORIGINAL MFRSMA) | SPR-6000M (208V) | 6000 | 1 |  |  | 0.969 | Solar Inverter |  | Outside
SRP01555 | SMA AMERICA | SB6000U (208V) | 6000 | 1 |  |  | 0.969 | Solar Inverter |  | Outside
SRP01606 | SMA AMERICA | SB7000US (208V) | 7000 | 2 |  |  | 0.969 | Solar Inverter |  | INDOOR
SRP01616 | SMA AMERICA | SB7000US (208V) | 7000 | 1 |  |  | 0.969 | Solar Inverter |  | OUTDOOR
SRP01730 | SMA AMERICA | SB7000US (208V) | 7000 | 1 |  |  | 0.969 | Solar Inverter |  | OUTDOOR
SRP01736 | SMA AMERICA | SB7000US (240V) | 7000 | 4 |  |  | 0.969 | Solar Inverter |  | OUTDOOR
SRP02148 | SMA AMERICA | SB7000US (208V) | 7000 | 1 |  |  | 0.969 | Solar Inverter |  | OUTDOOR
SRP02224 | SMA AMERICA | SB7000US (208V) | 8000 | 1 |  |  | 0.969 | Solar Inverter |  | OUTDOOR
SRP02452 | SMA AMERICA | SB7000US (277V) | 7000 | 1 |  |  | 0.969 | Solar Inverter |  | OUTDOOR
SRP02470 | SMA AMERICA | SB7000US (277V) | 7000 | 1 |  |  | 0.969 | Solar Inverter |  | OUTDOOR
SRP02517 | SMA AMERICA | SB6000U (277V) | 6000 | 1 |  |  | 0.969 | Solar Inverter |  | OUTDOOR
SRP02564 | SMA AMERICA | SB7000US (208V) | 7000 | 1 |  |  | 0.969 | Solar Inverter |  | INDOOR
SRP02577 | SMA AMERICA | SB7000US (208V) | 7000 | 1 |  |  | 0.969 | Solar Inverter |  | Outside
SRP02618 | SMA AMERICA | SB7000TL-US (208V) | 7000 | 1 |  |  | 0.969 | Solar Inverter |  | OUTDOOR
SRP02651 | SMA AMERICA | SB7000US (277V) | 7000 | 1 |  |  | 0.969 | Solar Inverter |  | OUTDOOR
SRP02773 | SMA AMERICA | SB7000US (208V) | 7000 | 1 |  |  | 0.969 | Solar Inverter |  | OUTDOOR
SRP02774 | SMA AMERICA | SB7000US (240V) | 7000 | 1 |  |  | 0.969 | Solar Inverter |  | OUTDOOR
SRP02788 | SMA AMERICA | SB7000US (277V) | 7000 | 1 |  |  | 0.969 | Solar Inverter |  | OUTDOOR
SRP02813 | SMA AMERICA | SB7000US (208V) | 7000 | 1 |  |  | 0.969 | Solar Inverter |  | OUTDOOR
SRP02946 | SMA AMERICA | SB7000US (208V) | 7000 | 1 |  |  | 0.969 | Solar Inverter |  | INDOOR
SRP03041 | SMA AMERICA | SB7000US (277V) | 7000 | 1 |  |  | 0.969 | Solar Inverter |  | Outside
SRP03141 | SMA AMERICA | SB7000US (208V) | 7000 | 1 |  |  | 0.969 | Solar Inverter |  | OUTDOOR
SRP03215 | SMA AMERICA | SWR2500U (208V) | 2500 | 1 |  |  | 0.969 | Solar Inverter |  | INDOOR
SRP03245 | SMA AMERICA | SB7000US (277V) | 7000 | 2 |  |  | 0.969 | Solar Inverter |  | Outside
SRP03248 | SMA AMERICA | SB7000US (208V) | 7000 | 9 |  |  | 0.969 | Solar Inverter |  | OUTDOOR
SRP03249 | SMA AMERICA | SB7000US (277V) | 7000 | 1 |  |  | 0.969 | Solar Inverter |  | OUTDOOR
SRP03263 | SMA AMERICA | SB7000US (277V) | 7000 | 1 |  |  | 0.969 | Solar Inverter |  | OUTDOOR
SRP03284 | POWER-ONE | PVI-5000-OUTD-US (208 V) | 5000 | 4 |  |  | 0.969 | Solar Inverter |  | Outside
SRP03394 | SMA AMERICA | SB6000U (208V) | 6000 | 1 |  |  | 0.969 | Solar Inverter |  | INDOOR
SRP03462 | SMA AMERICA | SB7000US (208V) | 7000 | 1 |  |  | 0.969 | Solar Inverter |  | INDOOR
SRP03636 | SMA AMERICA | SB7000US (208V) | 7000 | 1 |  |  | 0.969 | Solar Inverter |  | OUTDOOR
SRP03657 | SMA AMERICA | SB3000US (208V) | 3000 | 1 |  |  | 0.969 | Solar Inverter |  | Outside
SRP03823 | SMA AMERICA | SB7000US (208V) | 7000 | 1 |  |  | 0.969 | Solar Inverter |  | OUTDOOR
SRP03837 | SMA AMERICA | SB7000US (208V) | 7000 | 1 |  |  | 0.969 | Solar Inverter |  | OUTDOOR
SRP03962 | POWER-ONE | PVI-3600-US (240V) | 3800 | 1 |  |  | 0.969 | Solar Inverter |  | INDOOR
SRP04008 | SMA AMERICA | SB7000US (208V) | 7000 | 2 |  |  | 0.969 | Solar Inverter |  | Inside
SRP04237 | SMA AMERICA | SB6000US (208V) | 6000 | 2 |  |  | 0.969 | Solar Inverter |  | OUTDOOR
SRP04422 | SMA AMERICA | SB7000US (208V) | 7000 | 1 |  |  | 0.969 | Solar Inverter |  | INDOOR
SRP04528 | POWER-ONE | PVI-3600-US (240V) | 3800 | 1 |  |  | 0.969 | Solar Inverter |  | Outside
SRP04562 | SMA AMERICA | SB7000US (208V) | 7000 | 1 |  |  | 0.969 | Solar Inverter |  | OUTDOOR
SRP04565 | SMA AMERICA | SB7000US (208V) | 7000 | 2 |  |  | 0.969 | Solar Inverter |  | OUTDOOR
SRP05036 | SMA AMERICA | SB3000US (208V) | 2500 | 3 |  |  | 0.969 | Solar Inverter |  | INDOOR
SRP05055 | SMA AMERICA | SB6000U (208V) | 6000 | 2 |  |  | 0.969 | Solar Inverter |  | Inside
SRP05113 | SMA AMERICA | SB7000US (208V) | 7000 | 1 |  |  | 0.969 | Solar Inverter |  | INDOOR
SRP05200 | SMA AMERICA | SB7000US (277V) | 7000 | 1 |  |  | 0.969 | Solar Inverter |  | OUTDOOR
SRP05379 | SMA AMERICA | SB7000US (208V) | 7000 | 2 |  |  | 0.969 | Solar Inverter |  | OUTDOOR
SRP05551 | SMA AMERICA | SB7000US (208V) | 7000 | 1 |  |  | 0.969 | Solar Inverter |  | OUTDOOR
SRP05553 | SMA AMERICA | SB7000US (208V) | 7000 | 1 |  |  | 0.969 | Solar Inverter |  | OUTDOOR
SRP05603 | POWER-ONE | PVI-3000-I-OUTD-US | 3000 | 1 |  |  | 0.969 | Solar Inverter |  | Outside
SRP05617 | SMA AMERICA | SB7000US (208V) | 7000 | 1 |  |  | 0.969 | Solar Inverter |  | INDOOR
SRP05744 | SMA AMERICA | SB3000US (208V) | 2500 | 1 |  |  | 0.969 | Solar Inverter |  | INDOOR
SRP05744 | SMA AMERICA | SB3000US (208V) | 2500 | 1 |  |  | 0.969 | Solar Inverter |  | INDOOR
SRP05859 | SMA AMERICA | SB7000US (208V) | 7000 | 1 |  |  | 0.969 | Solar Inverter |  | OUTDOOR
SRP05862 | SMA AMERICA | SB7000US (240V) | 7000 | 1 |  |  | 0.969 | Solar Inverter |  | OUTDOOR
SRP06124 | SMA AMERICA | SB7000US (277V) | 7000 | 1 |  |  | 0.969 | Solar Inverter |  | INDOOR
SRP06180 | SMA AMERICA | SB7000US (208V) | 7000 | 1 |  |  | 0.969 | Solar Inverter |  | OUTDOOR
SRP06201 | SMA AMERICA | SB7000US (240V) | 7000 | 1 |  |  | 0.969 | Solar Inverter |  | OUTDOOR
SRP06216 | SMA AMERICA | SB7000US (208V) | 7000 | 1 |  |  | 0.969 | Solar Inverter |  | OUTDOOR
SRP06463 | SMA AMERICA | SB7000US (208V) | 7000 | 1 |  |  | 0.969 | Solar Inverter |  | OUTDOOR
SRP06509 | SMA AMERICA | SB7000US (208V) | 7000 | 1 |  |  | 0.969 | Solar Inverter |  | OUTDOOR
SRP06667 | SMA AMERICA | SB7000US (208V) | 7000 | 1 |  |  | 0.969 | Solar Inverter |  | OUTDOOR
SRP06777 | SMA AMERICA | SB1100U | 3000 | 1 |  |  | 0.969 | Solar Inverter |  | INDOOR
SRP06830 | SMA AMERICA | SWR2100U | 2000 | 1 |  |  | 0.969 | Solar Inverter |  | Inside
SRP06855 | SMA AMERICA | SWR2500U (240V) | 2500 | 1 |  |  | 0.969 | Solar Inverter |  | INDOOR
SRP06890 | SMA AMERICA | SB7000US (208V) | 7000 | 1 |  |  | 0.969 | Solar Inverter |  | OUTDOOR
SRP06977 | SMA AMERICA | SB7000US (277V) | 7000 | 1 |  |  | 0.969 | Solar Inverter |  | INDOOR
SRP07059 | SMA AMERICA | SB7000US (208V) | 7000 | 1 |  |  | 0.969 | Solar Inverter |  | OUTDOOR
SRP07076 | SMA AMERICA | SWR2500U-SBD (240V) | 2500 | 2 |  |  | 0.969 | Solar Inverter |  | OUTDOOR
SRP07108 | SMA AMERICA | SB1100U | 2500 | 1 |  |  | 0.969 | Solar Inverter |  | INDOOR
SRP07139 | SMA AMERICA | SB7000US (240V) | 7000 | 1 |  |  | 0.969 | Solar Inverter |  | OUTDOOR
SRP07157 | SMA AMERICA | SB7000US (277V) | 7000 | 3 |  |  | 0.969 | Solar Inverter |  | OUTDOOR
SRP07160 | SMA AMERICA | SB6000U (240V) | 6000 | 2 |  |  | 0.969 | Solar Inverter |  | INDOOR
SRP07194 | SMA AMERICA | SB7000US (208V) | 7000 | 1 |  |  | 0.969 | Solar Inverter |  | Outside
SRP07303 | SMA AMERICA | SB7000US (208V) | 7000 | 1 |  |  | 0.969 | Solar Inverter |  | Inside
SRP07306 | SMA AMERICA | SB7000US (208V) | 7000 | 1 |  |  | 0.969 | Solar Inverter |  | Inside
SRP07312 | SMA AMERICA | SB7000US (208V) | 7000 | 1 |  |  | 0.969 | Solar Inverter |  | INDOOR
SRP07321 | SMA AMERICA | SB7000US (208V) | 7000 | 1 |  |  | 0.969 | Solar Inverter |  | Outside
SRP07322 | SMA AMERICA | SB7000US (208V) | 7000 | 1 |  |  | 0.969 | Solar Inverter |  | Inside
SRP07349 | SMA AMERICA | SB7000US (208V) | 7000 | 1 |  |  | 0.969 | Solar Inverter |  | INDOOR
SRP07414 | SMA AMERICA | SB7000US (277V) | 7000 | 1 |  |  | 0.969 | Solar Inverter |  | OUTDOOR
SRP07418 | SMA AMERICA | SB7000US (208V) | 7000 | 3 |  |  | 0.969 | Solar Inverter |  | INDOOR
SRP07462 | POWER-ONE | PVI-3000-I-OUTD-US | 3000 | 1 |  |  | 0.969 | Solar Inverter |  | OUTDOOR
SRP07516 | SMA AMERICA | SB7000US (277V) | 7000 | 1 |  |  | 0.969 | Solar Inverter |  | OUTDOOR
SRP07551 | SMA AMERICA | SB7000US (240V) | 7000 | 1 |  |  | 0.969 | Solar Inverter |  | Outside
SRP07574 | SMA AMERICA | SB7000US (208V) | 7000 | 1 |  |  | 0.969 | Solar Inverter |  | INDOOR
SRP07597 | SMA AMERICA | SB7000US (240V) | 7000 | 1 |  |  | 0.969 | Solar Inverter |  | INDOOR
SRP07691 | SMA AMERICA | SB7000US (240V) | 7000 | 1 |  |  | 0.969 | Solar Inverter |  | INDOOR
SRP07786 | SMA AMERICA | SB7000US (240V) | 7000 | 1 |  |  | 0.969 | Solar Inverter |  | OUTDOOR
SRP07803 | SMA AMERICA | SB6000U (240V) | 6000 | 1 |  |  | 0.969 | Solar Inverter |  | OUTDOOR
SRP07811 | SMA AMERICA | SB6000US (208V) | 6000 | 3 |  |  | 0.969 | Solar Inverter |  | OUTDOOR
SRP07831 | SMA AMERICA | SB7000US (240V) | 7000 | 1 |  |  | 0.969 | Solar Inverter |  | OUTDOOR
SRP07901 | SMA AMERICA | SB7000US (240V) | 7000 | 1 |  |  | 0.969 | Solar Inverter |  | OUTDOOR
SRP07910 | SMA AMERICA | SB7000US (240V) | 7000 | 1 |  |  | 0.969 | Solar Inverter |  | Inside
SRP07929 | SMA AMERICA | SB7000US (240V) | 7000 | 1 |  |  | 0.969 | Solar Inverter |  | Outside
SRP07930 | SMA AMERICA | SB7000US (277V) | 7000 | 1 |  |  | 0.969 | Solar Inverter |  | Outside
SRP07944 | SMA AMERICA | SB7000US (240V) | 7000 | 1 |  |  | 0.969 | Solar Inverter |  | OUTDOOR
SRP07966 | SMA AMERICA | SB7000US (277V) | 7000 | 2 |  |  | 0.969 | Solar Inverter |  | OUTDOOR
SRP08007 | SMA AMERICA | SB7000US (208V) | 7000 | 1 |  |  | 0.969 | Solar Inverter |  | OUTDOOR
SRP08010 | SMA AMERICA | SB7000US (208V) | 7000 | 1 |  |  | 0.969 | Solar Inverter |  | OUTDOOR
SRP08011 | SMA AMERICA | SB7000US (208V) | 7000 | 1 |  |  | 0.969 | Solar Inverter |  | OUTDOOR
SRP08018 | SMA AMERICA | SB7000US (277V) | 7000 | 1 |  |  | 0.969 | Solar Inverter |  | OUTDOOR
SRP08020 | SMA AMERICA | SB7000US (208V) | 7000 | 1 |  |  | 0.969 | Solar Inverter |  | OUTDOOR
SRP08180 | SMA AMERICA | SB7000US (277V) | 7000 | 1 |  |  | 0.969 | Solar Inverter |  | OUTDOOR
SRP08199 | SMA AMERICA | SB7000US (240V) | 7000 | 1 |  |  | 0.969 | Solar Inverter |  | OUTDOOR
SRP08228 | SMA AMERICA | SB7000US (208V) | 7000 | 1 |  |  | 0.969 | Solar Inverter |  | OUTDOOR
SRP08320 | SMA AMERICA | SB7000US (240V) | 7000 | 1 |  |  | 0.969 | Solar Inverter |  | OUTDOOR
SRP08547 | SMA AMERICA | SB7000US (208V) | 7000 | 1 |  |  | 0.969 | Solar Inverter |  | OUTDOOR
SRP08592 | SMA AMERICA | SB7000US (208V) | 7000 | 1 |  |  | 0.969 | Solar Inverter |  | INDOOR
SRP08666 | SMA AMERICA | SB7000US (208V) | 7000 | 1 |  |  | 0.969 | Solar Inverter |  | OUTDOOR
SRP08692 | SMA AMERICA | SB7000US (208V) | 7000 | 1 |  |  | 0.969 | Solar Inverter |  | Outside
SRP08733 | SMA AMERICA | SB7000US (277V) | 7000 | 1 |  |  | 0.969 | Solar Inverter |  | INDOOR
SRP08875 | SMA AMERICA | SB7000TL-US (208V) | 7000 | 5 |  |  | 0.969 | Solar Inverter |  | OUTDOOR
SRP08891 | SMA AMERICA | SB3000US (208V) | 2500 | 1 |  |  | 0.969 | Solar Inverter |  | OUTDOOR
SRP08924 | SMA AMERICA | SB7000US (277V) | 7500 | 3 |  |  | 0.969 | Solar Inverter |  | Inside
SRP09080 | SMA AMERICA | SB6000US (208V) | 6000 | 1 |  |  | 0.969 | Solar Inverter |  | Inside
SRP09226 | POWER-ONE | PVI-3000-I-OUTD-US | 3000 | 1 |  |  | 0.969 | Solar Inverter |  | OUTDOOR
SRP09233 | SMA AMERICA | SB7000US (240V) | 7000 | 2 |  |  | 0.969 | Solar Inverter |  | OUTDOOR
SRP09520 | SMA AMERICA | SB7000US (208V) | 7000 | 1 |  |  | 0.969 | Solar Inverter |  | Inside
SRP09664 | SMA AMERICA | SB7000US (208V) | 7000 | 1 |  |  | 0.969 | Solar Inverter |  | OUTDOOR
SRP09771 | SMA AMERICA | SB7000US (208V) | 7000 | 1 |  |  | 0.969 | Solar Inverter |  | OUTDOOR
SRP09781 | SMA AMERICA | SB7000US (208V) | 7000 | 1 |  |  | 0.969 | Solar Inverter |  | OUTDOOR
SRP09817 | SMA AMERICA | SB6000U (240V) | 7500 | 1 |  |  | 0.969 | Solar Inverter |  | OUTDOOR
SRP09817 | SMA AMERICA | SB6000U (240V) | 7500 | 2 |  |  | 0.969 | Solar Inverter |  | OUTDOOR
SRP09858 | SMA AMERICA | SB7000US (240V) | 7000 | 1 |  |  | 0.969 | Solar Inverter |  | OUTDOOR
SRP09898 | SMA AMERICA | SB7000US (240V) | 7500 | 1 |  |  | 0.969 | Solar Inverter |  | OUTDOOR
SRP09955 | SMA AMERICA | SB7000US (240V) | 7000 | 1 |  |  | 0.969 | Solar Inverter |  | OUTDOOR
SRP10027 | SMA AMERICA | SB7000US (240V) | 7000 | 1 |  |  | 0.969 | Solar Inverter |  | Inside
SRP10113 | SMA AMERICA | SB7000US (208V) | 7000 | 1 |  |  | 0.969 | Solar Inverter |  | OUTDOOR
SRP10159 | SMA AMERICA | SB7000US (240V) | 7000 | 1 |  |  | 0.969 | Solar Inverter |  | INDOOR
SRP10379 | SMA AMERICA | SB7000US (240V) | 7000 | 1 |  |  | 0.969 | Solar Inverter |  | INDOOR
SRP10488 | SMA AMERICA | SB7000US (240V) | 7000 | 1 |  |  | 0.969 | Solar Inverter |  | OUTDOOR
SRP10523 | SMA AMERICA | SB7000US (240V) | 7000 | 1 |  |  | 0.969 | Solar Inverter |  | INDOOR
SRP10524 | SMA AMERICA | SB7000US (240V) | 7000 | 1 |  |  | 0.969 | Solar Inverter |  | OUTDOOR
SRP10583 | SMA AMERICA | SB7000US (240V) | 7000 | 2 |  |  | 0.969 | Solar Inverter |  | OUTDOOR
SRP10602 | SMA AMERICA | SB7000US (240V) | 7000 | 1 |  |  | 0.969 | Solar Inverter |  | OUTDOOR
SRP10604 | SMA AMERICA | SB7000US (240V) | 7000 | 1 |  |  | 0.969 | Solar Inverter |  | OUTDOOR
SRP10715 | SMA AMERICA | SB7000US (240V) | 7000 | 1 |  |  | 0.969 | Solar Inverter |  | OUTDOOR
SRP10716 | SMA AMERICA | SB7000US (240V) | 7000 | 1 |  |  | 0.969 | Solar Inverter |  | OUTDOOR
SRP10761 | SMA AMERICA | SB7000US (240V) | 7000 | 1 |  |  | 0.969 | Solar Inverter |  | OUTDOOR
SRP10835 | SMA AMERICA | SB7000US (240V) | 7000 | 1 |  |  | 0.969 | Solar Inverter |  | OUTDOOR
SRP10836 | SMA AMERICA | SB7000US (240V) | 7000 | 1 |  |  | 0.969 | Solar Inverter |  | OUTDOOR
SRP10882 | SMA AMERICA | SB7000US (240V) | 7000 | 1 |  |  | 0.969 | Solar Inverter |  | OUTDOOR
SRP10883 | SMA AMERICA | SB7000US (240V) | 7000 | 1 |  |  | 0.969 | Solar Inverter |  | INDOOR
SRP10974 | SMA AMERICA | SB7000US (208V) | 7000 | 1 |  |  | 0.969 | Solar Inverter |  | OUTDOOR
SRP11030 | SMA AMERICA | SB7000US (208V) | 7000 | 1 |  |  | 0.969 | Solar Inverter |  | Inside
SRP11108 | SMA AMERICA | SB7000US (240V) | 7000 | 1 |  |  | 0.969 | Solar Inverter |  | INDOOR
SRP11128 | SMA AMERICA | SB7000US (240V) | 7000 | 1 |  |  | 0.969 | Solar Inverter |  | OUTDOOR
SRP11129 | SMA AMERICA | SB7000US (240V) | 7000 | 1 |  |  | 0.969 | Solar Inverter |  | OUTDOOR
SRP11135 | SMA AMERICA | SB7000US (277V) | 7000 | 1 |  |  | 0.969 | Solar Inverter |  | OUTDOOR
SRP11221 | SMA AMERICA | SB7000US (240V) | 7000 | 1 |  |  | 0.969 | Solar Inverter |  | INDOOR
SRP11343 | SMA AMERICA | SB7000US (208V) | 7000 | 1 |  |  | 0.969 | Solar Inverter |  | Inside
SRP11409 | SMA AMERICA | SB7000US (208V) | 7000 | 1 |  |  | 0.969 | Solar Inverter |  | OUTDOOR
SRP11415 | SMA AMERICA | SB7000US (208V) | 7000 | 1 |  |  | 0.969 | Solar Inverter |  | OUTDOOR
SRP11416 | SMA AMERICA | SB7000US (208V) | 7000 | 1 |  |  | 0.969 | Solar Inverter |  | OUTDOOR
SRP11430 | SMA AMERICA | SB6000U (208V) | 6000 | 1 |  |  | 0.969 | Solar Inverter |  | OUTDOOR
SRP11430 | SMA AMERICA | SB8000TL-US (208V) | 8000 | 2 |  |  | 0.969 | Solar Inverter |  | OUTDOOR
SRP11487 | SOLECTRIA RENEWABLES | PVI82KW-480 | 82000 | 1 |  |  | 0.969 | Solar Inverter |  | Outside
SRP11487 | SOLECTRIA RENEWABLES | PVI95KW-480 | 95000 | 1 |  |  | 0.969 | Solar Inverter |  | Outside
SRP11656 | SMA AMERICA | SB7000US (240V) | 7000 | 1 |  |  | 0.969 | Solar Inverter |  | OUTDOOR
SRP11712 | SMA AMERICA | SB7000US (240V) | 7000 | 1 |  |  | 0.969 | Solar Inverter |  | Inside
SRP11774 | SMA AMERICA | SB7000US (208V) | 7000 | 1 |  |  | 0.969 | Solar Inverter |  | INDOOR
SRP11775 | SMA AMERICA | SB7000US (208V) | 7000 | 1 |  |  | 0.969 | Solar Inverter |  | INDOOR
SRP11848 | SMA AMERICA | SB3000US (208V) | 2500 | 1 |  |  | 0.969 | Solar Inverter |  | INDOOR
SRP11855 | SUNPOWER CORP (ORIGINAL MFRSMA) | SPR-3000M (208V) | 3000 | 1 |  |  | 0.969 | Solar Inverter |  | OUTDOOR
SRP11855 | SUNPOWER CORP (ORIGINAL MFRSMA) | SPR4000 | 3600 | 1 |  |  | 0.969 | Solar Inverter |  | OUTDOOR
SRP11884 | SUNPOWER CORP (ORIGINAL MFRFRONIUS) | SPR-4000F-277 | 5000 | 1 |  |  | 0.969 | Solar Inverter |  | Inside
SRP11921 | SMA AMERICA | SB7000US (208V) | 7000 | 1 |  |  | 0.969 | Solar Inverter |  | OUTDOOR
SRP11926 | SMA AMERICA | SB7000US (240V) | 7000 | 1 |  |  | 0.969 | Solar Inverter |  | OUTDOOR
SRP11977 | SMA AMERICA | SB7000US (208V) | 7000 | 1 |  |  | 0.969 | Solar Inverter |  | INDOOR
SRP12056 | SMA AMERICA | SB7000US (208V) | 7000 | 1 |  |  | 0.969 | Solar Inverter |  | INDOOR
SRP12126 | SMA AMERICA | SB7000US (240V) | 7000 | 1 |  |  | 0.969 | Solar Inverter |  | OUTDOOR
SRP12316 | SMA AMERICA | SB7000US (240V) | 7000 | 1 |  |  | 0.969 | Solar Inverter |  | OUTDOOR
SRP12387 | SMA AMERICA | SB7000US (208V) | 7000 | 1 |  |  | 0.969 | Solar Inverter |  | INDOOR
SRP12441 | SMA AMERICA | SB7000US (208V) | 7000 | 1 |  |  | 0.969 | Solar Inverter |  | Inside
SRP12467 | SMA AMERICA | SB7000US (208V) | 7000 | 1 |  |  | 0.969 | Solar Inverter |  | INDOOR
SRP12485 | SMA AMERICA | SB7000US (208V) | 7000 | 1 |  |  | 0.969 | Solar Inverter |  | OUTDOOR
SRP12519 | SUNPOWER CORP (ORIGINAL MFR - PV POWERED LLC) | SPR-2500 | 3000 | 1 |  |  | 0.969 | Solar Inverter |  | OUTDOOR
SRP12519 | SUNPOWER CORP (ORIGINAL MFR - PV POWERED LLC) | SPR-3500 | 3600 | 1 |  |  | 0.969 | Solar Inverter |  | OUTDOOR
SRP12560 | SMA AMERICA | SB7000US (240V) | 7000 | 1 |  |  | 0.969 | Solar Inverter |  | OUTDOOR
SRP12917 | SMA AMERICA | SB7000US (208V) | 7000 | 1 |  |  | 0.969 | Solar Inverter |  | Outside
SRP12920 | ALPHA TECHNOLOGIES | SOLARIS 3500 XP | 3000 | 1 |  |  | 0.969 | Solar Inverter |  | INDOOR
SRP12926 | SMA AMERICA | SB7000US (240V) | 7000 | 1 |  |  | 0.969 | Solar Inverter |  | INDOOR
SRP13062 | SUNPOWER CORP (ORIGINAL MFRSMA) | SPR-3000M (208V) | 3600 | 1 |  |  | 0.969 | Solar Inverter |  | INDOOR
SRP13168 | SUNPOWER CORP (ORIGINAL MFRSMA) | SPR-3000M (208V) | 3000 | 1 |  |  | 0.969 | Solar Inverter |  | Inside
SRP13168 | SUNPOWER CORP (ORIGINAL MFRSMA) | SPR-3000M (208V) | 3600 | 1 |  |  | 0.969 | Solar Inverter |  | Inside
SRP13176 | SMA AMERICA | SB7000US (208V) | 7000 | 1 |  |  | 0.969 | Solar Inverter |  | Inside
SRP13177 | SMA AMERICA | SB7000US (240V) | 7000 | 1 |  |  | 0.969 | Solar Inverter |  | INDOOR
SRP13301 | POWER-ONE | PVI-3600-US (240V) | 3800 | 1 |  |  | 0.969 | Solar Inverter |  | INDOOR
SRP13476 | SMA AMERICA | SB7000US (240V) | 7000 | 1 |  |  | 0.969 | Solar Inverter |  | OUTDOOR
SRP13502 | SMA AMERICA | SB7000US (240V) | 7000 | 1 |  |  | 0.969 | Solar Inverter |  | INDOOR
SRP13570 | SUNPOWER | SPR-3000M (208V) | 3000 | 1 |  |  | 0.969 | Solar Inverter |  | OUTDOOR
SRP13711 | PV POWERED | PVP4600 | 4600 | 1 |  |  | 0.969 | Solar Inverter |  | INDOOR
SRP13925 | SMA AMERICA | SB7000US (208V) | 7000 | 1 |  |  | 0.969 | Solar Inverter |  | OUTDOOR
SRP13937 | SMA AMERICA | SB7000US (208V) | 7000 | 1 |  |  | 0.969 | Solar Inverter |  | INDOOR
SRP14041 | SMA AMERICA | SB7000US (240V) | 7000 | 1 |  |  | 0.969 | Solar Inverter |  | INDOOR
SRP14048 | SMA AMERICA | SB7000US (240V) | 7000 | 1 |  |  | 0.969 | Solar Inverter |  | OUTDOOR
SRP14074 | SUNPOWER CORP (ORIGINAL MFRSMA) | SPR-3000M (240V) | 3000 | 1 |  |  | 0.969 | Solar Inverter |  | INDOOR
SRP14122 | SUNPOWER CORP (ORIGINAL MFR - PV POWERED LLC) | SPR-3500 | 3600 | 1 |  |  | 0.969 | Solar Inverter |  | OUTDOOR
SRP14122 | SUNPOWER CORP (ORIGINAL MFR - PV POWERED LLC) | SPR-4600 | 4200 | 1 |  |  | 0.969 | Solar Inverter |  | OUTDOOR
SRP14476 | SUNPOWER CORP (ORIGINAL MFRSMA) | SPR-4000M (208V) | 4200 | 1 |  |  | 0.969 | Solar Inverter |  | OUTDOOR
SRP14476 | SUNPOWER CORP (ORIGINAL MFRSMA) | SPR-5000M (208V) | 5000 | 1 |  |  | 0.969 | Solar Inverter |  | OUTDOOR
SRP14893 | SMA AMERICA | SB7000US (240V) | 7000 | 1 |  |  | 0.969 | Solar Inverter |  | OUTDOOR
SRP14924 | SUNPOWER CORP (ORIGINAL MFRSMA) | SPR-3000M (208V) | 3600 | 1 |  |  | 0.969 | Solar Inverter |  | OUTDOOR
SRP14924 | SUNPOWER CORP (ORIGINAL MFRSMA) | SPR-6000M (240V) | 6000 | 1 |  |  | 0.969 | Solar Inverter |  | OUTDOOR
SRP15000 | SMA AMERICA | SB7000US (240V) | 7000 | 1 |  |  | 0.969 | Solar Inverter |  | OUTDOOR
SRP15206 | SMA AMERICA | SB7000US (277V) | 7000 | 1 |  |  | 0.969 | Solar Inverter |  | INDOOR
SRP15629 | SUNPOWER | SPR-3000M (240V) | 3000 | 1 |  |  | 0.969 | Solar Inverter |  | OUTDOOR
SRP15629 | SUNPOWER | SPR-3000M (240V) | 3000 | 1 |  |  | 0.969 | Solar Inverter |  | OUTDOOR
SRP15842 | POWER-ONE | PVI-4.6-1-OUTD-X-US-Y (240 V) | 4600 | 1 |  |  | 0.969 | Solar Inverter |  | INDOOR
SRP17002 | SUNPOWER CORP (ORIGINAL MFRSMA) | SPR-7000M (240V) | 7000 | 1 |  |  | 0.969 | Solar Inverter |  | INDOOR
SRP17736 | SMA AMERICA | SB7000US (240V) | 7000 | 1 |  |  | 0.969 | Solar Inverter |  | OUTDOOR
SRP18006 | SMA AMERICA | SB7000TL-US (208V) | 7000 | 2 |  |  | 0.969 | Solar Inverter |  | OUTDOOR
SRP18082 | SUNPOWER CORP (ORIGINAL MFRSMA) | SPR-4000M (208V) | 4200 | 2 |  |  | 0.969 | Solar Inverter |  | OUTDOOR
SRP18191 | SMA AMERICA | SB6000US (240V) | 6000 | 1 |  |  | 0.969 | Solar Inverter |  | OUTDOOR
SRP18208 | SMA AMERICA | SB6000TL-US (240V) | 6000 | 1 |  |  | 0.969 | Solar Inverter |  | OUTDOOR
SRP18457 | SMA AMERICA | SB7000US (240V) | 7000 | 1 |  |  | 0.969 | Solar Inverter |  | OUTDOOR
SRP18548 | SMA AMERICA | SB7000US (240V) | 7000 | 1 |  |  | 0.969 | Solar Inverter |  | OUTDOOR
SRP18728 | SMA AMERICA | SB7000US (240V) | 7000 | 1 |  |  | 0.969 | Solar Inverter |  | OUTDOOR
SRP18782 | SMA AMERICA | SB7000US (240V) | 7000 | 1 |  |  | 0.969 | Solar Inverter |  | OUTDOOR
SRP19155 | POWER-ONE | PVI-3.0-OUTD-S-US (208 V) | 3000 | 1 |  |  | 0.969 | Solar Inverter |  | OUTDOOR
SRP19337 | SMA AMERICA | SB7000US (240V) | 7000 | 1 |  |  | 0.969 | Solar Inverter |  | OUTDOOR
SRP19337 | SMA AMERICA | SB7000US (240V) | 7000 | 1 |  |  | 0.969 | Solar Inverter |  | OUTDOOR
SRP19577 | SMA AMERICA | SB7000TL-US (240V) | 7000 | 1 |  |  | 0.969 | Solar Inverter |  | OUTDOOR
SRP19601 | SMA AMERICA | SB7000US-12 (240V) | 7000 | 1 |  |  | 0.969 | Solar Inverter |  | OUTDOOR
SRP20197 | SMA AMERICA | SB7000US (240V) | 7000 | 1 |  |  | 0.969 | Solar Inverter |  | OUTDOOR
SRP20485 | SMA AMERICA | SB7000US (240V) | 7000 | 1 |  |  | 0.969 | Solar Inverter |  | OUTDOOR
SRP20773 | SUNNY BOY | SB 6000 | 6000 | 1 |  |  | 0.969 | Solar Inverter |  | OUTDOOR
SRP21296 | POWER-ONE | PVI-3.0-OUTD-S-US (240 V) | 3300 | 1 |  |  | 0.969 | Solar Inverter |  | OUTDOOR
SRP21480 | SMA AMERICA | SB7000TL-US (240V) | 7000 | 1 |  |  | 0.969 | Solar Inverter |  | OUTDOOR
SRP21780 | SMA AMERICA | SB7000US (240V) | 7000 | 1 |  |  | 0.969 | Solar Inverter |  | OUTDOOR
SRP21788 | SMA AMERICA | SB7000US (208V) | 7000 | 1 |  |  | 0.969 | Solar Inverter |  | OUTDOOR
SRP21828 | POWER-ONE | PVI-3.8-1-OUTD-X-US-Y (240 V) | 3800 | 2 |  |  | 0.969 | Solar Inverter |  | INDOOR
SRP22166 | SMA AMERICA | SB7000US (240V) | 7000 | 1 |  |  | 0.969 | Solar Inverter |  | OUTDOOR
SRP22457 | POWER-ONE | PVI-3.0-OUTD-S-US (240 V) | 3000 | 2 |  |  | 0.969 | Solar Inverter |  | INDOOR
SRP22611 | SMA AMERICA | SB2500HFUS-30 (240V) | 2500 | 1 |  |  | 0.969 | Solar Inverter |  | OUTDOOR
SRP22611 | SMA AMERICA | SB7000US (240V) | 7000 | 1 |  |  | 0.969 | Solar Inverter |  | OUTDOOR
SRP22615 | SMA AMERICA | SB7000US (240V) | 7000 | 1 |  |  | 0.969 | Solar Inverter |  | INDOOR
SRP22833 | SMA AMERICA | SB7000US (240V) | 7000 | 1 |  |  | 0.969 | Solar Inverter |  | INDOOR
SRP22840 | SMA AMERICA | SB7000US (240V) | 7000 | 1 |  |  | 0.969 | Solar Inverter |  | OUTDOOR
SRP22992 | SMA AMERICA | SB7000US (240V) | 7000 | 1 |  |  | 0.969 | Solar Inverter |  | OUTDOOR
SRP23621 | POWER-ONE | PVI-3.0-OUTD-S-US (240 V) | 3000 | 1 |  |  | 0.969 | Solar Inverter |  | Outside
SRP25910 | SMA AMERICA | SB7000US (240V) | 7000 | 1 |  |  | 0.969 | Solar Inverter |  | OUTDOOR
SRP26087 | POWER-ONE | PVI-3.0-OUTD-S-US (240 V) | 3000 | 1 |  |  | 0.969 | Solar Inverter |  | OUTDOOR
SRP26087 | POWER-ONE | PVI-3.6-OUTD-S-US (240 V) | 3600 | 1 |  |  | 0.969 | Solar Inverter |  | OUTDOOR
SRP10673 | SMA AMERICA | SB3000US (208V) | 3000 | 1 |  |  | 0.9697 | Solar Inverter |  | OUTDOOR
REIPNR-04182 | SMA AMERICA | SB5000US (277V) | 6000 | 18 |  |  | 0.97 | Solar Inverter |  | INDOOR
REIPNR-04231 | SMA AMERICA | SC250U (480V) | 250000 | 1 |  |  | 0.97 | Solar Inverter |  | OUTDOOR
REIPNR-04231 | SMA AMERICA | SC250U (480V) | 250000 | 1 |  |  | 0.97 | Solar Inverter |  | OUTDOOR
REIPNR-04231 | SMA AMERICA | SC250U (480V) | 250000 | 1 |  |  | 0.97 | Solar Inverter |  | OUTDOOR
REIPNR-04231 | SMA AMERICA | SC250U (480V) | 250000 | 1 |  |  | 0.97 | Solar Inverter |  | OUTDOOR
REIPNR-04231 | SMA AMERICA | SC250U (480V) | 250000 | 1 |  |  | 0.97 | Solar Inverter |  | OUTDOOR
REIPNR-04231 | SMA AMERICA | SC250U (480V) | 250000 | 1 |  |  | 0.97 | Solar Inverter |  | OUTDOOR
REIPNR-04231 | SMA AMERICA | SC250U (480V) | 250000 | 1 |  |  | 0.97 | Solar Inverter |  | OUTDOOR
REIPNR-04231 | SMA AMERICA | SC250U (480V) | 250000 | 1 |  |  | 0.97 | Solar Inverter |  | OUTDOOR
REIPNR-04337 | SMA AMERICA | SB7000US (208V) | 7000 | 12 |  |  | 0.97 | Solar Inverter |  | INDOOR
REIPNR-04339 | SMA AMERICA | SB7000US (208V) | 7000 | 3 |  |  | 0.97 | Solar Inverter |  | INDOOR
REIPNR-04843 | SATCON TECHNOLOGY | AE-500-60-PV-A | 500000 | 3 |  |  | 0.97 | Solar Inverter |  | OUTDOOR
REIPNR-04944 | SMA AMERICA | SB7000US (208V) | 7000 | 4 |  |  | 0.97 | Solar Inverter |  | Outside
REIPNR-04956 | PV POWERED | PVP75KW-208 | 75000 | 2 |  |  | 0.97 | Solar Inverter |  | Inside
REIPNR-05283 | SATCON TECHNOLOGY | PVS-250 (208 V) | 250000 | 1 |  |  | 0.97 | Solar Inverter |  | Outside
REIPNR-05283 | SATCON TECHNOLOGY | PVS-250 (208 V) | 250000 | 1 |  |  | 0.97 | Solar Inverter |  | Outside
REIPNR-05352 | SMA AMERICA | SC250U (480V) | 250000 | 1 |  |  | 0.97 | Solar Inverter |  | INDOOR
REIPNR-05488 | SMA AMERICA | SB5000US (208V) | 500000 | 1 |  |  | 0.97 | Solar Inverter |  | Inside
REIPNR-05488 | SMA AMERICA | SB5000US (240V) | 500000 | 1 |  |  | 0.97 | Solar Inverter |  | Inside
REIPNR-05489 | SMA AMERICA | SB5000US (208V) | 500000 | 1 |  |  | 0.97 | Solar Inverter |  | Outside
REIPNR-05489 | SMA AMERICA | SB5000US (208V) | 500000 | 1 |  |  | 0.97 | Solar Inverter |  | Outside
REIPNR-05489 | SMA AMERICA | SB5000US (240V) | 500000 | 1 |  |  | 0.97 | Solar Inverter |  | Outside
REIPNR-05489 | SMA AMERICA | SC250U (480V) | 250000 | 1 |  |  | 0.97 | Solar Inverter |  | Outside
REIPNR-05583 | SMA AMERICA | SB5000US (240V) | 5000 | 2 |  |  | 0.97 | Solar Inverter |  | Outside
REIPNR-05592 | SMA AMERICA | SWR2500U (208V) | 250000 | 3 |  |  | 0.97 | Solar Inverter |  | OUTDOOR
REIPNR-05593 | SATCON TECHNOLOGY | PVS-250 (208 V) | 250000 | 1 |  |  | 0.97 | Solar Inverter |  | Outside
REIPNR-05705 | SMA AMERICA | SB7000US (208V) | 7000 | 3 |  |  | 0.97 | Solar Inverter |  | Outside
REIPNR-05712 | SMA AMERICA | SC250U (480V) | 250000 | 1 |  |  | 0.97 | Solar Inverter |  | INDOOR
REIPNR-05870 | PV POWERED | PVP30KW-LV-480 | 260000 | 1 |  |  | 0.97 | Solar Inverter |  | OUTDOOR
REIPNR-05871 | PV POWERED | PVP30KW-480 | 260000 | 1 |  |  | 0.97 | Solar Inverter |  | OUTDOOR
REIPNR-06117 | PV POWERED | PVP100KW-208 | 100000 | 1 |  |  | 0.97 | Solar Inverter |  | OUTDOOR
REIPNR-06117 | PV POWERED | PVP2800 | 260000 | 1 |  |  | 0.97 | Solar Inverter |  | OUTDOOR
REIPNR-06343 | SMA AMERICA | SB5000US (208V) | 500000 | 2 |  |  | 0.97 | Solar Inverter |  | OUTDOOR
REIPNR-06343 | SMA AMERICA | SC250U (480V) | 250000 | 1 |  |  | 0.97 | Solar Inverter |  | OUTDOOR
REIPNR-06346 | SMA AMERICA | SB6000U (208V) | 6000 | 2 |  |  | 0.97 | Solar Inverter |  | Inside
REIPNR-06534 | SMA AMERICA | SB6000U (208V) | 6000 | 1 |  |  | 0.97 | Solar Inverter |  | INDOOR
REIPNR-06734 | SMA AMERICA | SB6000U (208V) | 6000 | 18 |  |  | 0.97 | Solar Inverter |  | Outside
REIPNR-06738 | SMA AMERICA | SB700U | 500000 | 1 |  |  | 0.97 | Solar Inverter |  | Outside
REIPNR-06738 | SMA AMERICA | SC250U (480V) | 250000 | 1 |  |  | 0.97 | Solar Inverter |  | Outside
REIPNR-06888 | POWER-ONE | PVI-CENTRAL-100-US (208 V) | 300000 | 1 |  |  | 0.97 | Solar Inverter |  | Outside
REIPNR-06889 | PV POWERED | PVP100KW-480 | 260000 | 1 |  |  | 0.97 | Solar Inverter |  | OUTDOOR
REIPNR-06890 | SATCON TECHNOLOGY | AE-225-60-PV-A | 225000 | 1 |  |  | 0.97 | Solar Inverter |  | INDOOR
REIPNR-06891 | SATCON TECHNOLOGY | AE-225-60-PV-A | 225000 | 1 |  |  | 0.97 | Solar Inverter |  | Inside
REIPNR-06980 | SMA AMERICA | SB5000US | 5000 | 1 |  |  | 0.97 | Solar Inverter |  | Outside
REIPNR-06980 | SMA AMERICA | SB6000U (208V) | 6000 | 1 |  |  | 0.97 | Solar Inverter |  | OUTDOOR
REIPNR-06980 | SMA AMERICA | SB7000US (208V) | 7000 | 1 |  |  | 0.97 | Solar Inverter |  | OUTDOOR
REIPNR-06980 | SMA AMERICA | SB7000US (277V) | 8000 | 1 |  |  | 0.97 | Solar Inverter |  | Outside
REIPNR-07073 | SMA AMERICA | SB6000U (240V) | 6000 | 9 |  |  | 0.97 | Solar Inverter |  | INDOOR
REIPNR-07079 | SATCON TECHNOLOGY | AE-75-60-PV-A | 75000 | 1 |  |  | 0.97 | Solar Inverter |  | OUTDOOR
REIPNR-07080 | SATCON TECHNOLOGY | PVS-250 (240 V) | 250000 | 1 |  |  | 0.97 | Solar Inverter |  | OUTDOOR
REIPNR-07128 | SMA AMERICA | SB5000US (208V) | 500000 | 2 |  |  | 0.97 | Solar Inverter |  | Inside
REIPNR-07130 | SOLECTRIA RENEWABLES | PVI60KW-208 | 60000 | 1 |  |  | 0.97 | Solar Inverter |  | OUTDOOR
REIPNR-07340 | PV POWERED | PVP30KW-LV-480 | 260000 | 2 |  |  | 0.97 | Solar Inverter |  | OUTDOOR
REIPNR-07344 | PV POWERED | PVP100KW-208 | 100000 | 2 |  |  | 0.97 | Solar Inverter |  | OUTDOOR
REIPNR-07344 | PV POWERED | PVP2800 | 260000 | 1 |  |  | 0.97 | Solar Inverter |  | OUTDOOR
REIPNR-07344 | PV POWERED | PVP30KW-208 | 30000 | 5 |  |  | 0.97 | Solar Inverter |  | OUTDOOR
REIPNR-07344 | PV POWERED | PVP4600 | 4600 | 2 |  |  | 0.97 | Solar Inverter |  | OUTDOOR
REIPNR-07349 | PV POWERED | PVP2000 | 260000 | 1 |  |  | 0.97 | Solar Inverter |  | INDOOR
REIPNR-07350 | SMA AMERICA | SC250U (480V) | 500000 | 2 |  |  | 0.97 | Solar Inverter |  | INDOOR
REIPNR-07356 | SUNPOWER CORP (ORIGINAL MFRSMA) | SPR-6000M (208V) | 6000 | 2 |  |  | 0.97 | Solar Inverter |  | Outside
REIPNR-07358 | ENPHASE ENERGY | M200-32-240-S02 | 190 | 19 |  |  | 0.97 | Solar Inverter |  | INDOOR
REIPNR-07364 | SUNPOWER CORP (ORIGINAL MFRSMA) | SPR-7000M (208V) | 7000 | 1 |  |  | 0.97 | Solar Inverter |  | Outside
REIPNR-07366 | SMA AMERICA | SB6000US (277V) | 6000 | 1 |  |  | 0.97 | Solar Inverter |  | OUTDOOR
REIPNR-07373 | SUNPOWER CORP (ORIGINAL MFRSMA) | SPR-7000M (208V) | 7000 | 1 |  |  | 0.97 | Solar Inverter |  | INDOOR
REIPNR-07437 | SMA AMERICA | SB7000US (208V) | 7000 | 14 |  |  | 0.97 | Solar Inverter |  | OUTDOOR
REIPNR-07446 | PV POWERED | PVP2500 | 260000 | 1 |  |  | 0.97 | Solar Inverter |  | OUTDOOR
REIPNR-07502 | SMA AMERICA | SB6000U (208V) | 6000 | 1 |  |  | 0.97 | Solar Inverter |  | INDOOR
REIPNR-07511 | PV POWERED |  | 260000 | 1 |  |  | 0.97 | Solar Inverter |  | INDOOR
REIPNR-07514 | PV POWERED | PVP75KW-480 | 260000 | 1 |  |  | 0.97 | Solar Inverter |  | INDOOR
REIPNR-07523 | PV POWERED | PVP2800 | 260000 | 3 |  |  | 0.97 | Solar Inverter |  | OUTDOOR
REIPNR-07542 | SMA AMERICA | SB6000U (208V) | 6000 | 1 |  |  | 0.97 | Solar Inverter |  | INDOOR
REIPNR-07627 | SMA AMERICA |  | 6000 | 1 |  |  | 0.97 | Solar Inverter |  | OUTDOOR
REIPNR-07635 | SMA AMERICA | SB6000U (208V) | 6000 | 1 |  |  | 0.97 | Solar Inverter |  | INDOOR
REIPNR-07669 | SUNPOWER CORP (ORIGINAL MFRSMA) | SPR-6000M (208V) | 6000 | 2 |  |  | 0.97 | Solar Inverter |  | INDOOR
REIPNR-07670 | SMA AMERICA | SB7000US (208V) | 7000 | 1 |  |  | 0.97 | Solar Inverter |  | Outside
REIPNR-07794 | SUNPOWER CORP (ORIGINAL MFRSMA) | SPR-7000M (208V) | 7000 | 1 |  |  | 0.97 | Solar Inverter |  | OUTDOOR
REIPNR-07795 | SMA AMERICA | SB6000U (240V) | 6000 | 1 |  |  | 0.97 | Solar Inverter |  | OUTDOOR
REIPNR-07798 | PV POWERED | PVP100KW-208 | 260000 | 4 |  |  | 0.97 | Solar Inverter |  | OUTDOOR
REIPNR-07817 | SMA AMERICA | SB3000US (208V) | 3000 | 1 |  |  | 0.97 | Solar Inverter |  | OUTDOOR
REIPNR-07817 | SMA AMERICA | SB7000US (208V) | 7000 | 1 |  |  | 0.97 | Solar Inverter |  | Outside
REIPNR-07819 | SMA AMERICA | SB7000US (208V) | 7000 | 6 |  |  | 0.97 | Solar Inverter |  | OUTDOOR
REIPNR-07820 | SMA AMERICA | SB6000U (208V) | 6000 | 4 |  |  | 0.97 | Solar Inverter |  | OUTDOOR
REIPNR-07822 | SMA AMERICA | SB7000US (208V) | 7000 | 4 |  |  | 0.97 | Solar Inverter |  | OUTDOOR
REIPNR-07823 | SMA AMERICA | SB6000U (208V) | 6000 | 1 |  |  | 0.97 | Solar Inverter |  | OUTDOOR
REIPNR-07823 | SMA AMERICA | SB7000US (208V) | 7000 | 3 |  |  | 0.97 | Solar Inverter |  | OUTDOOR
REIPNR-07825 | SUNPOWER CORP (ORIGINAL MFRSMA) | SPR-5000M (208V) | 5000 | 1 |  |  | 0.97 | Solar Inverter |  | INDOOR
REIPNR-07825 | SUNPOWER CORP (ORIGINAL MFRSMA) | SPR-6000M (208V) | 6000 | 1 |  |  | 0.97 | Solar Inverter |  | INDOOR
REIPNR-07825 | SUNPOWER CORP (ORIGINAL MFRSMA) | SPR-7000M (208V) | 7000 | 1 |  |  | 0.97 | Solar Inverter |  | INDOOR
REIPNR-07828 | SMA AMERICA | SB7000US (277V) | 7000 | 1 |  |  | 0.97 | Solar Inverter |  | INDOOR
REIPNR-07917 | SMA AMERICA | SB6000U (208V) | 6000 | 1 |  |  | 0.97 | Solar Inverter |  | INDOOR
REIPNR-07925 | SMA AMERICA | SB6000U (208V) | 6000 | 1 |  |  | 0.97 | Solar Inverter |  | INDOOR
REIPNR-07935 | SMA AMERICA | SB5000US (208V) | 5000 | 1 |  |  | 0.97 | Solar Inverter |  | Inside
REIPNR-07938 | SMA AMERICA | SB6000U (208V) | 6000 | 1 |  |  | 0.97 | Solar Inverter |  | INDOOR
REIPNR-07939 | SMA AMERICA | SB7000US (208V) | 7000 | 1 |  |  | 0.97 | Solar Inverter |  | OUTDOOR
REIPNR-07951 | SMA AMERICA | SB6000U (208V) | 6000 | 1 |  |  | 0.97 | Solar Inverter |  | INDOOR
REIPNR-07966 | SMA AMERICA | SB6000U (208V) | 6000 | 18 |  |  | 0.97 | Solar Inverter |  | OUTDOOR
REIPNR-07968 | SMA AMERICA | SB7000US (208V) | 7000 | 8 |  |  | 0.97 | Solar Inverter |  | INDOOR
REIPNR-07983 | SMA AMERICA | SB7000US (208V) | 7000 | 2 |  |  | 0.97 | Solar Inverter |  | INDOOR
REIPNR-08051 | SMA AMERICA | SUNNY BOY CONTROL-485 | 500000 | 2 |  |  | 0.97 | Solar Inverter |  | OUTDOOR
REIPNR-08052 | SMA AMERICA | SB6000U (277V) | 6000 | 3 |  |  | 0.97 | Solar Inverter |  | INDOOR
REIPNR-08057 | SMA AMERICA | SB3000US (208V) | 3000 | 1 |  |  | 0.97 | Solar Inverter |  | OUTDOOR
REIPNR-08057 | SMA AMERICA | SB7000US (208V) | 7000 | 1 |  |  | 0.97 | Solar Inverter |  | OUTDOOR
REIPNR-08082 | SUNPOWER CORP (ORIGINAL MFRSMA) | SPR-6000M (208V) | 6000 | 1 |  |  | 0.97 | Solar Inverter |  | Inside
REIPNR-08093 | SMA AMERICA | SB7000US (277V) | 8000 | 1 |  |  | 0.97 | Solar Inverter |  | INDOOR
REIPNR-08108 | SMA AMERICA | SB6000U (208V) | 6000 | 1 |  |  | 0.97 | Solar Inverter |  | INDOOR
REIPNR-08111 | SMA AMERICA | SB7000US (277V) | 8000 | 1 |  |  | 0.97 | Solar Inverter |  | INDOOR
REIPNR-08113 | SMA AMERICA | SB7000US (208V) | 7000 | 1 |  |  | 0.97 | Solar Inverter |  | INDOOR
REIPNR-08138 | SUNPOWER CORP (ORIGINAL MFRSMA) | SPR-7000M (208V) | 7000 | 1 |  |  | 0.97 | Solar Inverter |  | INDOOR
REIPNR-08143 | SCHUCO USA | SB7000US (277V) | 7000 | 1 |  |  | 0.97 | Solar Inverter |  | INDOOR
REIPNR-08160 | SUNPOWER CORP (ORIGINAL MFRSMA) | SPR-3000M (208V) | 3000 | 1 |  |  | 0.97 | Solar Inverter |  | OUTDOOR
REIPNR-08160 | SUNPOWER CORP (ORIGINAL MFRSMA) | SPR-7000M (208V) | 7000 | 14 |  |  | 0.97 | Solar Inverter |  | OUTDOOR
REIPNR-08200 | SUNPOWER CORP (ORIGINAL MFRSMA) | SPR-7000M (208V) | 7000 | 3 |  |  | 0.97 | Solar Inverter |  | INDOOR
REIPNR-08216 | SMA AMERICA | SB6000U (208V) | 6000 | 1 |  |  | 0.97 | Solar Inverter |  | INDOOR
REIPNR-08222 | SMA AMERICA | SB6000U (240V) | 6000 | 1 |  |  | 0.97 | Solar Inverter |  | OUTDOOR
REIPNR-08240 | SMA AMERICA | SB7000US (208V) | 7000 | 1 |  |  | 0.97 | Solar Inverter |  | INDOOR
REIPNR-08243 | SMA AMERICA | SB6000U (208V) | 6000 | 1 |  |  | 0.97 | Solar Inverter |  | INDOOR
REIPNR-08263 | SMA AMERICA | SB6000U (208V) | 6000 | 1 |  |  | 0.97 | Solar Inverter |  | OUTDOOR
REIPNR-08264 | SMA AMERICA | SB7000US (240V) | 8000 | 1 |  |  | 0.97 | Solar Inverter |  | OUTDOOR
REIPNR-08268 | SMA AMERICA | SB7000US (208V) | 7000 | 1 |  |  | 0.97 | Solar Inverter |  | INDOOR
REIPNR-08273 | SMA AMERICA | SB4000US (208V) | 4000 | 1 |  |  | 0.97 | Solar Inverter |  | INDOOR
REIPNR-08280 | SUNPOWER CORP (ORIGINAL MFRFRONIUS) | SPR-4000F-277 | 4000 | 2 |  |  | 0.97 | Solar Inverter |  | INDOOR
REIPNR-08280 | SUNPOWER CORP (ORIGINAL MFRFRONIUS) | SPR-6500F-208 | 6000 | 1 |  |  | 0.97 | Solar Inverter |  | INDOOR
REIPNR-08282 | SCHUCO USA | SB7000US (208V) | 7000 | 1 |  |  | 0.97 | Solar Inverter |  | INDOOR
REIPNR-08284 | SMA AMERICA | SB7000US (208V) | 7000 | 1 |  |  | 0.97 | Solar Inverter |  | OUTDOOR
REIPNR-08285 | SMA AMERICA | SB6000U (208V) | 6000 | 1 |  |  | 0.97 | Solar Inverter |  | INDOOR
REIPNR-08287 | FRONIUS USA | IG 2000 | 2000 | 1 |  |  | 0.97 | Solar Inverter |  | INDOOR
REIPNR-08287 | FRONIUS USA |  | 5000 | 1 |  |  | 0.97 | Solar Inverter |  | INDOOR
REIPNR-08294 | PV POWERED | PVP100KW-208 | 260000 | 1 |  |  | 0.97 | Solar Inverter |  | INDOOR
REIPNR-08312 | PV POWERED | PVP2000 | 260000 | 1 |  |  | 0.97 | Solar Inverter |  | INDOOR
REIPNR-08313 | SMA AMERICA | ST42 (208V) | 42000 | 1 |  |  | 0.97 | Solar Inverter |  | OUTDOOR
REIPNR-08326 | SMA AMERICA | SB7000US (277V) | 8000 | 1 |  |  | 0.97 | Solar Inverter |  | OUTDOOR
REIPNR-08328 | SMA AMERICA | SB7000US (208V) | 7000 | 2 |  |  | 0.97 | Solar Inverter |  | INDOOR
REIPNR-08341 | SMA AMERICA | SB7000US (208V) | 7000 | 1 |  |  | 0.97 | Solar Inverter |  | INDOOR
REIPNR-08344 | SMA AMERICA | SB6000U (208V) | 6000 | 1 |  |  | 0.97 | Solar Inverter |  | INDOOR
REIPNR-08347 | ENPHASE ENERGY | EMU | 380 | 10 |  |  | 0.97 | Solar Inverter |  | Outside
REIPNR-08348 | SUNPOWER | SPR-4000M (208V) | 4000 | 2 |  |  | 0.97 | Solar Inverter |  | OUTDOOR
REIPNR-08350 | PV POWERED | PVP4800 | 4800 | 2 |  |  | 0.97 | Solar Inverter |  | INDOOR
REIPNR-08351 | SMA AMERICA | SB6000U (208V) | 6000 | 1 |  |  | 0.97 | Solar Inverter |  | INDOOR
REIPNR-08356 | SMA AMERICA | SB6000U (208V) | 6000 | 6 |  |  | 0.97 | Solar Inverter |  | INDOOR
REIPNR-08358 | SMA AMERICA | SB5000US | 5000 | 2 |  |  | 0.97 | Solar Inverter |  | OUTDOOR
REIPNR-08362 | SMA AMERICA | SB5000US | 5000 | 1 |  |  | 0.97 | Solar Inverter |  | OUTDOOR
REIPNR-08370 | SMA AMERICA | SB6000U (208V) | 6000 | 1 |  |  | 0.97 | Solar Inverter |  | INDOOR
REIPNR-08374 | SUNPOWER CORP (ORIGINAL MFRSMA) | SPR-7000M (208V) | 7000 | 1 |  |  | 0.97 | Solar Inverter |  | INDOOR
REIPNR-08385 | SMA AMERICA | SB6000U (208V) | 6000 | 1 |  |  | 0.97 | Solar Inverter |  | OUTDOOR
REIPNR-08386 | SMA AMERICA | SB7000US (277V) | 8000 | 1 |  |  | 0.97 | Solar Inverter |  | OUTDOOR
REIPNR-08389 | SMA AMERICA | SB7000US (208V) | 7000 | 2 |  |  | 0.97 | Solar Inverter |  | INDOOR
REIPNR-08395 | SMA AMERICA | SB7000US (208V) | 7000 | 6 |  |  | 0.97 | Solar Inverter |  | INDOOR
REIPNR-08397 | SMA AMERICA | SB4000US (208V) | 4000 | 1 |  |  | 0.97 | Solar Inverter |  | OUTDOOR
REIPNR-08397 | SMA AMERICA | SB6000U (208V) | 6000 | 1 |  |  | 0.97 | Solar Inverter |  | OUTDOOR
REIPNR-08398 | SMA AMERICA | SB6000U (208V) | 6000 | 1 |  |  | 0.97 | Solar Inverter |  | OUTDOOR
REIPNR-08401 | PV POWERED | PVP2000 | 6000 | 1 |  |  | 0.97 | Solar Inverter |  | Outside
REIPNR-08405 | SUNPOWER CORP (ORIGINAL MFRSMA) | SPR-6000M (208V) | 6000 | 1 |  |  | 0.97 | Solar Inverter |  | INDOOR
REIPNR-08407 | SCHUCO USA | SB6000U (208V) | 6000 | 1 |  |  | 0.97 | Solar Inverter |  | Inside
REIPNR-08409 | SMA AMERICA | SB7000US (277V) | 7000 | 6 |  |  | 0.97 | Solar Inverter |  | OUTDOOR
REIPNR-08409 | SMA AMERICA | SB7000US (277V) | 8000 | 1 |  |  | 0.97 | Solar Inverter |  | OUTDOOR
REIPNR-08415 | SMA AMERICA | SB7000US (208V) | 7000 | 1 |  |  | 0.97 | Solar Inverter |  | INDOOR
REIPNR-08431 | SMA AMERICA | SB6000U (208V) | 6000 | 2 |  |  | 0.97 | Solar Inverter |  | INDOOR
REIPNR-08434 | SMA AMERICA | SB3000US (208V) | 3000 | 1 |  |  | 0.97 | Solar Inverter |  | OUTDOOR
REIPNR-08435 | SMA AMERICA | SB7000US (208V) | 7000 | 1 |  |  | 0.97 | Solar Inverter |  | OUTDOOR
REIPNR-08437 | SMA AMERICA | SB6000US (208V) | 6000 | 1 |  |  | 0.97 | Solar Inverter |  | INDOOR
REIPNR-08444 | SUNPOWER CORP (ORIGINAL MFRSMA) | SPR-7000M (208V) | 7000 | 1 |  |  | 0.97 | Solar Inverter |  | OUTDOOR
REIPNR-08451 | FRONIUS USA |  | 7500 | 1 |  |  | 0.97 | Solar Inverter |  | OUTDOOR
REIPNR-08451 | SMA AMERICA | SB7000US (208V) | 7000 | 2 |  |  | 0.97 | Solar Inverter |  | OUTDOOR
REIPNR-08452 | SMA AMERICA | SB6000U (208V) | 6000 | 3 |  |  | 0.97 | Solar Inverter |  | OUTDOOR
REIPNR-08455 | SMA AMERICA | SB6000U (208V) | 6000 | 2 |  |  | 0.97 | Solar Inverter |  | OUTDOOR
REIPNR-08455 | SMA AMERICA | SB7000US (277V) | 8000 | 4 |  |  | 0.97 | Solar Inverter |  | OUTDOOR
REIPNR-08457 | SUNPOWER CORP (ORIGINAL MFRSMA) | SPR-3000M (240V) | 3000 | 1 |  |  | 0.97 | Solar Inverter |  | INDOOR
REIPNR-08457 | SUNPOWER CORP (ORIGINAL MFRSMA) | SPR-5000M (208V) | 5000 | 1 |  |  | 0.97 | Solar Inverter |  | INDOOR
REIPNR-08457 | SUNPOWER CORP (ORIGINAL MFRSMA) | SPR-7000M (208V) | 7000 | 2 |  |  | 0.97 | Solar Inverter |  | INDOOR
REIPNR-08458 | SUNPOWER CORP (ORIGINAL MFRSMA) | SPR-4000M (208V) | 4000 | 1 |  |  | 0.97 | Solar Inverter |  | OUTDOOR
REIPNR-08458 | SUNPOWER CORP (ORIGINAL MFRSMA) | SPR-5000M (208V) | 5000 | 1 |  |  | 0.97 | Solar Inverter |  | OUTDOOR
REIPNR-08458 | SUNPOWER CORP (ORIGINAL MFRSMA) | SPR-6000M (208V) | 6000 | 1 |  |  | 0.97 | Solar Inverter |  | OUTDOOR
REIPNR-08459 | SUNPOWER CORP (ORIGINAL MFRFRONIUS) | SPR-6500F-208 | 6000 | 1 |  |  | 0.97 | Solar Inverter |  | Outside
REIPNR-08459 | SUNPOWER CORP (ORIGINAL MFRSMA) | SPR-4000M (208V) | 4000 | 1 |  |  | 0.97 | Solar Inverter |  | Outside
REIPNR-08459 | SUNPOWER CORP (ORIGINAL MFRSMA) | SPR-5000M (208V) | 5000 | 1 |  |  | 0.97 | Solar Inverter |  | Outside
REIPNR-08460 | SUNPOWER CORP (ORIGINAL MFRSMA) | SPR-6000M (208V) | 6000 | 1 |  |  | 0.97 | Solar Inverter |  | Outside
REIPNR-08460 | SUNPOWER CORP (ORIGINAL MFRSMA) | SPR-7000M (208V) | 7000 | 3 |  |  | 0.97 | Solar Inverter |  | Outside
REIPNR-08465 | SMA AMERICA | SB7000US (208V) | 7000 | 2 |  |  | 0.97 | Solar Inverter |  | INDOOR
REIPNR-08469 | SMA AMERICA | SB6000U (208V) | 6000 | 1 |  |  | 0.97 | Solar Inverter |  | OUTDOOR
REIPNR-08471 | SUNPOWER CORP (ORIGINAL MFRSMA) | SPR-6000M (240V) | 6000 | 1 |  |  | 0.97 | Solar Inverter |  | Inside
REIPNR-08471 | SUNPOWER CORP (ORIGINAL MFRSMA) | SPR-7000M (208V) | 7000 | 6 |  |  | 0.97 | Solar Inverter |  | Inside
REIPNR-08475 | SMA AMERICA | SB6000US (208V) | 6000 | 2 |  |  | 0.97 | Solar Inverter |  | OUTDOOR
REIPNR-08476 | SMA AMERICA | SB6000US (208V) | 6000 | 1 |  |  | 0.97 | Solar Inverter |  | OUTDOOR
REIPNR-08476 | SMA AMERICA | SB7000US (208V) | 7000 | 1 |  |  | 0.97 | Solar Inverter |  | OUTDOOR
REIPNR-08486 | SMA AMERICA | SB5000US | 5000 | 1 |  |  | 0.97 | Solar Inverter |  | Inside
REIPNR-08486 | SMA AMERICA | SB7000US (208V) | 7000 | 5 |  |  | 0.97 | Solar Inverter |  | Inside
REIPNR-08486 | SMA AMERICA | SB7000US (277V) | 10000 | 1 |  |  | 0.97 | Solar Inverter |  | Inside
REIPNR-08487 | SMA AMERICA | SB4000US (208V) | 4000 | 1 |  |  | 0.97 | Solar Inverter |  | Inside
REIPNR-08491 | SMA AMERICA | SB6000U (240V) | 6000 | 2 |  |  | 0.97 | Solar Inverter |  | INDOOR
REIPNR-08493 | SMA AMERICA | SB700U-SBD | 8000 | 1 |  |  | 0.97 | Solar Inverter |  | OUTDOOR
REIPNR-08495 | SMA AMERICA | SB5000US | 5000 | 1 |  |  | 0.97 | Solar Inverter |  | OUTDOOR
REIPNR-08517 | SMA AMERICA | SB7000US (208V) | 7000 | 1 |  |  | 0.97 | Solar Inverter |  | INDOOR
REIPNR-08521 | PV POWERED | PVP100KW-480 | 260000 | 1 |  |  | 0.97 | Solar Inverter |  | OUTDOOR
REIPNR-08523 | PV POWERED | PVP100KW-480 | 260000 | 3 |  |  | 0.97 | Solar Inverter |  | OUTDOOR
REIPNR-08545 | SMA AMERICA | SB7000US (208V) | 8000 | 1 |  |  | 0.97 | Solar Inverter |  | INDOOR
REIPNR-08556 | SMA AMERICA | SB6000U (208V) | 6000 | 1 |  |  | 0.97 | Solar Inverter |  | INDOOR
REIPNR-08571 | SATCON TECHNOLOGY | PVS-250 (480 V) | 250000 | 2 |  |  | 0.97 | Solar Inverter |  | OUTDOOR
REIPNR-08575 | SMA AMERICA | SB6000U (208V) | 6000 | 1 |  |  | 0.97 | Solar Inverter |  | INDOOR
REIPNR-08583 | SMA AMERICA | SB6000U (240V) | 6000 | 1 |  |  | 0.97 | Solar Inverter |  | OUTDOOR
REIPNR-08588 | SMA AMERICA | SB6000U (277V) | 6000 | 1 |  |  | 0.97 | Solar Inverter |  | INDOOR
REIPNR-08592 | SMA AMERICA | SB6000U (208V) | 6000 | 1 |  |  | 0.97 | Solar Inverter |  | Inside
REIPNR-08603 | SMA AMERICA | SB4000US (208V) | 4000 | 1 |  |  | 0.97 | Solar Inverter |  | INDOOR
REIPNR-08603 | SMA AMERICA | SB6000U (208V) | 6000 | 1 |  |  | 0.97 | Solar Inverter |  | INDOOR
REIPNR-08613 | SMA AMERICA | SB7000US (208V) | 7000 | 1 |  |  | 0.97 | Solar Inverter |  | INDOOR
REIPNR-08627 | POWER-ONE | PVI-5000-OUTD-US (208 V) | 5000 | 1 |  |  | 0.97 | Solar Inverter |  | Inside
REIPNR-08628 | POWER-ONE | PVI-6000-OUTD-US (208 V) | 6000 | 1 |  |  | 0.97 | Solar Inverter |  | INDOOR
REIPNR-08632 | SUNPOWER CORP (ORIGINAL MFRSMA) | SPR-4000M (208V) | 4000 | 2 |  |  | 0.97 | Solar Inverter |  | INDOOR
REIPNR-08645 | SMA AMERICA | SB6000U (240V) | 6000 | 1 |  |  | 0.97 | Solar Inverter |  | INDOOR
REIPNR-08651 | SUNPOWER CORP (ORIGINAL MFRSMA) | SPR-4000M (208V) | 4000 | 2 |  |  | 0.97 | Solar Inverter |  | INDOOR
REIPNR-08734 | SMA AMERICA | SB6000U (208V) | 6000 | 1 |  |  | 0.97 | Solar Inverter |  | INDOOR
REIPNR-08736 | SMA AMERICA | SB6000U (208V) | 6000 | 1 |  |  | 0.97 | Solar Inverter |  | INDOOR
REIPNR-08736 | SMA AMERICA | SB7000US (208V) | 7000 | 2 |  |  | 0.97 | Solar Inverter |  | INDOOR
REIPNR-08743 | SMA AMERICA | SB5000US (208V) | 5000 | 1 |  |  | 0.97 | Solar Inverter |  | Outside
REIPNR-08746 | SMA AMERICA | SB6000U (208V) | 6000 | 4 |  |  | 0.97 | Solar Inverter |  | INDOOR
REIPNR-08747 | SUNPOWER CORP (ORIGINAL MFRSMA) | SPR-7000M (208V) | 7000 | 1 |  |  | 0.97 | Solar Inverter |  | INDOOR
REIPNR-08748 | SMA AMERICA | SB6000U (208V) | 6000 | 2 |  |  | 0.97 | Solar Inverter |  | OUTDOOR
REIPNR-08748 | SMA AMERICA | SB7000US (208V) | 7000 | 2 |  |  | 0.97 | Solar Inverter |  | Outside
REIPNR-08750 | SMA AMERICA | SB5000US (208V) | 4000 | 1 |  |  | 0.97 | Solar Inverter |  | Inside
REIPNR-08751 | SMA AMERICA | SB5000US | 5000 | 1 |  |  | 0.97 | Solar Inverter |  | Inside
REIPNR-08757 | SUNPOWER CORP (ORIGINAL MFRSMA) | SPR-4000M (208V) | 4000 | 1 |  |  | 0.97 | Solar Inverter |  | OUTDOOR
REIPNR-08757 | SUNPOWER CORP (ORIGINAL MFRSMA) | SPR-6000M (240V) | 6000 | 1 |  |  | 0.97 | Solar Inverter |  | OUTDOOR
REIPNR-08757 | SUNPOWER CORP (ORIGINAL MFRSMA) | SPR-7000M (208V) | 7000 | 1 |  |  | 0.97 | Solar Inverter |  | OUTDOOR
REIPNR-08760 | ENPHASE ENERGY | M175-24-208-S | 190 | 30 |  |  | 0.97 | Solar Inverter |  | OUTDOOR
REIPNR-08763 | SUNPOWER CORP (ORIGINAL MFRSMA) | SPR-3000M (240V) | 3000 | 3 |  |  | 0.97 | Solar Inverter |  | INDOOR
REIPNR-08763 | SUNPOWER CORP (ORIGINAL MFRSMA) | SPR-5000M (208V) | 5000 | 1 |  |  | 0.97 | Solar Inverter |  | INDOOR
REIPNR-08763 | SUNPOWER CORP (ORIGINAL MFRSMA) | SPR-7000M (208V) | 7000 | 2 |  |  | 0.97 | Solar Inverter |  | INDOOR
REIPNR-08766 | SMA AMERICA | SB5000US (208V) | 5000 | 2 |  |  | 0.97 | Solar Inverter |  | OUTDOOR
REIPNR-08772 | SMA AMERICA | SB6000U (208V) | 6000 | 4 |  |  | 0.97 | Solar Inverter |  | INDOOR
REIPNR-08777 | SUNPOWER CORP (ORIGINAL MFRSMA) | SPR-7000M (208V) | 7000 | 1 |  |  | 0.97 | Solar Inverter |  | INDOOR
REIPNR-08789 | SMA AMERICA | SB6000U (208V) | 6000 | 1 |  |  | 0.97 | Solar Inverter |  | INDOOR
REIPNR-08807 | SMA AMERICA | SB7000US (208V) | 6000 | 1 |  |  | 0.97 | Solar Inverter |  | OUTDOOR
REIPNR-08809 | SMA AMERICA | SB6000U (277V) | 6000 | 2 |  |  | 0.97 | Solar Inverter |  | INDOOR
REIPNR-08819 | SMA AMERICA | SB7000US (208V) | 7000 | 1 |  |  | 0.97 | Solar Inverter |  | INDOOR
REIPNR-08835 | SUNPOWER CORP (ORIGINAL MFRSMA) | SPR-5000M (208V) | 5000 | 1 |  |  | 0.97 | Solar Inverter |  | INDOOR
REIPNR-08850 | SMA AMERICA | SB7000US (208V) | 7000 | 1 |  |  | 0.97 | Solar Inverter |  | OUTDOOR
REIPNR-08872 | SMA AMERICA | SB6000U (208V) | 6000 | 1 |  |  | 0.97 | Solar Inverter |  | INDOOR
REIPNR-08879 | SMA AMERICA | SB7000US (208V) | 7000 | 1 |  |  | 0.97 | Solar Inverter |  | INDOOR
REIPNR-08880 | SMA AMERICA | SB6000U (240V) | 6000 | 1 |  |  | 0.97 | Solar Inverter |  | INDOOR
REIPNR-08887 | SMA AMERICA | SB6000U (208V) | 6000 | 1 |  |  | 0.97 | Solar Inverter |  | OUTDOOR
REIPNR-08894 | FRONIUS USA |  | 7500 | 1 |  |  | 0.97 | Solar Inverter |  | OUTDOOR
REIPNR-08896 | SUNPOWER CORP (ORIGINAL MFRSMA) | SPR-7000M (208V) | 7000 | 1 |  |  | 0.97 | Solar Inverter |  | INDOOR
REIPNR-08906 | POWER-ONE | PVI-3600-OUTD-US-F (208V) | 3600 | 2 |  |  | 0.97 | Solar Inverter |  | INDOOR
REIPNR-08911 | SMA AMERICA | SB6000U (208V) | 6000 | 1 |  |  | 0.97 | Solar Inverter |  | INDOOR
REIPNR-08945 | SMA AMERICA | SB6000U (240V) | 6000 | 1 |  |  | 0.97 | Solar Inverter |  | OUTDOOR
REIPNR-08945 | SMA AMERICA | SB7000US (208V) | 8000 | 4 |  |  | 0.97 | Solar Inverter |  | OUTDOOR
REIPNR-08957 | SUNPOWER CORP (ORIGINAL MFRSMA) | SPR-4000M (208V) | 4000 | 1 |  |  | 0.97 | Solar Inverter |  | INDOOR
REIPNR-08957 | SUNPOWER CORP (ORIGINAL MFRSMA) | SPR-6000M (208V) | 6000 | 1 |  |  | 0.97 | Solar Inverter |  | INDOOR
REIPNR-08961 | SMA AMERICA | SB7000US (277V) | 7000 | 5 |  |  | 0.97 | Solar Inverter |  | INDOOR
REIPNR-08962 | SMA AMERICA | SB5000US | 5000 | 1 |  |  | 0.97 | Solar Inverter |  | INDOOR
REIPNR-08968 | SMA AMERICA | SB7000US (208V) | 7000 | 1 |  |  | 0.97 | Solar Inverter |  | INDOOR
REIPNR-08969 | PV POWERED | PVP2500 | 2500 | 1 |  |  | 0.97 | Solar Inverter |  | INDOOR
REIPNR-08969 | PV POWERED | PVP3500 | 3500 | 1 |  |  | 0.97 | Solar Inverter |  | INDOOR
REIPNR-08978 | SUNPOWER CORP (ORIGINAL MFRSMA) | SPR-3000M (240V) | 3000 | 1 |  |  | 0.97 | Solar Inverter |  | INDOOR
REIPNR-08979 | SMA AMERICA | SB5000US | 5000 | 3 |  |  | 0.97 | Solar Inverter |  | Outside
REIPNR-08981 | SMA AMERICA | SC250U (480V) | 500000 | 4 |  |  | 0.97 | Solar Inverter |  | INDOOR
REIPNR-09011 | SATCON TECHNOLOGY | PVS-100 (480 V) | 100000 | 1 |  |  | 0.97 | Solar Inverter |  | OUTDOOR
REIPNR-09011 | SATCON TECHNOLOGY | PVS-375 (480 V) | 375000 | 1 |  |  | 0.97 | Solar Inverter |  | OUTDOOR
REIPNR-09011 | SATCON TECHNOLOGY | PVS-75 (480 V) | 75000 | 1 |  |  | 0.97 | Solar Inverter |  | OUTDOOR
REIPNR-09049 | SMA AMERICA | SB6000U (208V) | 6000 | 2 |  |  | 0.97 | Solar Inverter |  | INDOOR
REIPNR-09052 | SMA AMERICA | SB7000US (208V) | 7000 | 1 |  |  | 0.97 | Solar Inverter |  | Outside
REIPNR-09086 | SMA AMERICA | SC250U (480V) | 230000 | 1 |  |  | 0.97 | Solar Inverter |  | INDOOR
REIPNR-09088 | PV POWERED | PVP30KW-208 | 260000 | 6 |  |  | 0.97 | Solar Inverter |  | OUTDOOR
REIPNR-09113 | PV POWERED | PVP2500 | 260000 | 1 |  |  | 0.97 | Solar Inverter |  | OUTDOOR
REIPNR-09115 | PV POWERED | PVP2500 | 260000 | 1 |  |  | 0.97 | Solar Inverter |  | OUTDOOR
REIPNR-09116 | ADVANCED ENERGY INDUSTRIES | 3159000-110 | 492500 | 2 |  |  | 0.97 | Solar Inverter |  | OUTDOOR
REIPNR-09116 | PV POWERED | PVP75KW-208 | 71625 | 1 |  |  | 0.97 | Solar Inverter |  | OUTDOOR
REIPNR-09118 | PV POWERED | PVP2500 | 260000 | 2 |  |  | 0.97 | Solar Inverter |  | OUTDOOR
REIPNR-09143 | PV POWERED | PVP2500 | 2500 | 1 |  |  | 0.97 | Solar Inverter |  | Inside
REIPNR-09143 | PV POWERED | PVP3000 | 3000 | 1 |  |  | 0.97 | Solar Inverter |  | INDOOR
REIPNR-09160 | ADVANCED ENERGY INDUSTRIES | 3159000-104 | 333000 | 1 |  |  | 0.97 | Solar Inverter |  | OUTDOOR
REIPNR-09166 | SMA AMERICA | SB5000US (208V) | 5000 | 1 |  |  | 0.97 | Solar Inverter |  | INDOOR
REIPNR-09170 | SMA AMERICA | SB7000US (277V) | 8000 | 2 |  |  | 0.97 | Solar Inverter |  | OUTDOOR
REIPNR-09172 | SMA AMERICA | SB7000US (277V) | 7000 | 1 |  |  | 0.97 | Solar Inverter |  | INDOOR
REIPNR-09192 | SMA AMERICA | SC250U (480V) | 500000 | 1 |  |  | 0.97 | Solar Inverter |  | OUTDOOR
REIPNR-09194 | SMA AMERICA | SC250U (480V) | 500000 | 1 |  |  | 0.97 | Solar Inverter |  | OUTDOOR
REIPNR-09195 | SMA AMERICA | SC125U (208V) | 250000 | 1 |  |  | 0.97 | Solar Inverter |  | OUTDOOR
REIPNR-09196 | SMA AMERICA | SC250U (480V) | 250 | 1 |  |  | 0.97 | Solar Inverter |  | OUTDOOR
REIPNR-09202 | SATCON TECHNOLOGY | PVS-100 (208 V) | 100000 | 2 |  |  | 0.97 | Solar Inverter |  | Outside
REIPNR-09224 | SMA AMERICA | SB7000US (208V) | 7000 | 1 |  |  | 0.97 | Solar Inverter |  | INDOOR
REIPNR-09239 | SMA AMERICA | SB5000US (208V) | 5000 | 2 |  |  | 0.97 | Solar Inverter |  | INDOOR
REIPNR-09255 | SMA AMERICA | SB6000U (208V) | 6000 | 6 |  |  | 0.97 | Solar Inverter |  | OUTDOOR
REIPNR-09258 | SUNPOWER CORP (ORIGINAL MFRSMA) | SPR-6000M (277V) | 6000 | 1 |  |  | 0.97 | Solar Inverter |  | INDOOR
REIPNR-09294 | SOLECTRIA RENEWABLES | PVI95KW-208 | 266000 | 1 |  |  | 0.97 | Solar Inverter |  | Outside
REIPNR-09296 | SMA AMERICA | SC250U (480V) | 250000 | 1 |  |  | 0.97 | Solar Inverter |  | OUTDOOR
REIPNR-09296 | SMA AMERICA | SC250U (480V) | 500000 | 3 |  |  | 0.97 | Solar Inverter |  | OUTDOOR
REIPNR-09298 | SMA AMERICA | SB6000US (240V) | 6000 | 1 |  |  | 0.97 | Solar Inverter |  | OUTDOOR
REIPNR-09298 | SMA AMERICA | SB7000US (277V) | 7000 | 8 |  |  | 0.97 | Solar Inverter |  | OUTDOOR
REIPNR-09299 | SMA AMERICA | SB7000US (277V) | 7000 | 3 |  |  | 0.97 | Solar Inverter |  | OUTDOOR
REIPNR-09300 | SMA AMERICA | SB6000U (208V) | 6000 | 1 |  |  | 0.97 | Solar Inverter |  | OUTDOOR
REIPNR-09300 | SMA AMERICA | SB7000US (208V) | 7000 | 2 |  |  | 0.97 | Solar Inverter |  | OUTDOOR
REIPNR-09301 | SMA AMERICA | SB6000U (208V) | 6000 | 1 |  |  | 0.97 | Solar Inverter |  | OUTDOOR
REIPNR-09301 | SMA AMERICA | SB7000US (240V) | 7000 | 8 |  |  | 0.97 | Solar Inverter |  | Outside
REIPNR-09308 | SUNPOWER CORP (ORIGINAL MFRSMA) | SPR-4000M (208V) | 4000 | 1 |  |  | 0.97 | Solar Inverter |  | OUTDOOR
REIPNR-09308 | SUNPOWER CORP (ORIGINAL MFRXANTREX) | SPR-5000X (240V) | 5000 | 1 |  |  | 0.97 | Solar Inverter |  | OUTDOOR
REIPNR-09309 | SUNPOWER CORP (ORIGINAL MFRSMA) | SPR-4000M (208V) | 4000 | 1 |  |  | 0.97 | Solar Inverter |  | OUTDOOR
REIPNR-09309 | SUNPOWER CORP (ORIGINAL MFRSMA) | SPR-4000M (208V) | 4000 | 1 |  |  | 0.97 | Solar Inverter |  | OUTDOOR
REIPNR-09310 | SUNPOWER CORP (ORIGINAL MFRSMA) | SPR-7000M (208V) | 7000 | 1 |  |  | 0.97 | Solar Inverter |  | OUTDOOR
REIPNR-09310 | SUNPOWER CORP (ORIGINAL MFRSMA) | SPR-7000M (208V) | 7000 | 1 |  |  | 0.97 | Solar Inverter |  | OUTDOOR
REIPNR-09311 | SUNPOWER CORP (ORIGINAL MFRSMA) | SPR-7000M (208V) | 7000 | 4 |  |  | 0.97 | Solar Inverter |  | Outside
REIPNR-09311 | SUNPOWER CORP (ORIGINAL MFRXANTREX) | SPR-5000X (240V) | 5000 | 1 |  |  | 0.97 | Solar Inverter |  | OUTDOOR
REIPNR-09312 | SUNPOWER CORP (ORIGINAL MFRSMA) | SPR-3000M (208V) | 3000 | 1 |  |  | 0.97 | Solar Inverter |  | OUTDOOR
REIPNR-09312 | SUNPOWER CORP (ORIGINAL MFRSMA) | SPR-4000M (208V) | 4000 | 1 |  |  | 0.97 | Solar Inverter |  | OUTDOOR
REIPNR-09312 | SUNPOWER CORP (ORIGINAL MFRSMA) | SPR-6000M (208V) | 6000 | 1 |  |  | 0.97 | Solar Inverter |  | OUTDOOR
REIPNR-09313 | SUNPOWER CORP (ORIGINAL MFRSMA) | SPR-6000M (240V) | 6000 | 1 |  |  | 0.97 | Solar Inverter |  | OUTDOOR
REIPNR-09313 | SUNPOWER CORP (ORIGINAL MFRSMA) | SPR-7000M (208V) | 7000 | 2 |  |  | 0.97 | Solar Inverter |  | OUTDOOR
REIPNR-09315 | SUNPOWER CORP (ORIGINAL MFRSMA) | SPR-7000M (208V) | 7000 | 1 |  |  | 0.97 | Solar Inverter |  | OUTDOOR
REIPNR-09316 | SUNPOWER CORP (ORIGINAL MFRSMA) | SPR-7000M (208V) | 7000 | 2 |  |  | 0.97 | Solar Inverter |  | Outside
REIPNR-09317 | SUNPOWER CORP (ORIGINAL MFRXANTREX) | SPR-5000X (240V) | 5000 | 2 |  |  | 0.97 | Solar Inverter |  | OUTDOOR
REIPNR-09319 | SUNPOWER CORP (ORIGINAL MFRSMA) | SPR-3000M (208V) | 3000 | 1 |  |  | 0.97 | Solar Inverter |  | INDOOR
REIPNR-09319 | SUNPOWER CORP (ORIGINAL MFRSMA) | SPR-6000M (208V) | 6000 | 1 |  |  | 0.97 | Solar Inverter |  | INDOOR
REIPNR-09320 | SMA AMERICA | SB7000US (208V) | 7000 | 3 |  |  | 0.97 | Solar Inverter |  | INDOOR
REIPNR-09320 | SMA AMERICA |  | 6000 | 6 |  |  | 0.97 | Solar Inverter |  | INDOOR
REIPNR-09326 | SMA AMERICA | SB7000US (277V) | 8000 | 1 |  |  | 0.97 | Solar Inverter |  | INDOOR
REIPNR-09369 | SMA AMERICA | SB7000US (277V) | 8000 | 1 |  |  | 0.97 | Solar Inverter |  | OUTDOOR
REIPNR-09411 | SMA AMERICA |  | 6000 | 1 |  |  | 0.97 | Solar Inverter |  | OUTDOOR
REIPNR-09413 | SMA AMERICA | SB5000US | 5000 | 2 |  |  | 0.97 | Solar Inverter |  | OUTDOOR
REIPNR-09413 | SMA AMERICA | SB7000US (208V) | 7000 | 5 |  |  | 0.97 | Solar Inverter |  | OUTDOOR
REIPNR-09417 | SMA AMERICA | SB7000US (208V) | 7000 | 1 |  |  | 0.97 | Solar Inverter |  | OUTDOOR
REIPNR-09422 | SMA AMERICA | SB7000US (208V) | 7000 | 1 |  |  | 0.97 | Solar Inverter |  | INDOOR
REIPNR-09440 | SMA AMERICA | SB5000US | 5000 | 4 |  |  | 0.97 | Solar Inverter |  | OUTDOOR
REIPNR-09444 | SMA AMERICA | SB3000US (208V) | 3000 | 1 |  |  | 0.97 | Solar Inverter |  | OUTDOOR
REIPNR-09461 | SMA AMERICA | SB7000US (208V) | 7000 | 1 |  |  | 0.97 | Solar Inverter |  | INDOOR
REIPNR-09576 | SUNPOWER CORP (ORIGINAL MFRSMA) | SPR-3000M (208V) | 3000 | 1 |  |  | 0.97 | Solar Inverter |  | OUTDOOR
REIPNR-09576 | SUNPOWER CORP (ORIGINAL MFRSMA) | SPR-5000M (208V) | 5000 | 1 |  |  | 0.97 | Solar Inverter |  | OUTDOOR
REIPNR-09577 | SUNPOWER CORP (ORIGINAL MFRSMA) | SPR-3000M (240V) | 3000 | 1 |  |  | 0.97 | Solar Inverter |  | OUTDOOR
REIPNR-09577 | SUNPOWER CORP (ORIGINAL MFRSMA) | SPR-5000M (208V) | 5000 | 1 |  |  | 0.97 | Solar Inverter |  | OUTDOOR
REIPNR-09580 | SMA AMERICA | SB6000U (208V) | 6000 | 1 |  |  | 0.97 | Solar Inverter |  | INDOOR
REIPNR-09581 | SMA AMERICA | SB7000US (208V) | 7000 | 1 |  |  | 0.97 | Solar Inverter |  | INDOOR
REIPNR-09590 | SUNPOWER CORP (ORIGINAL MFRSMA) | SPR-5000M (208V) | 5000 | 2 |  |  | 0.97 | Solar Inverter |  | OUTDOOR
REIPNR-09605 | SMA AMERICA | SB7000US (208V) | 7000 | 1 |  |  | 0.97 | Solar Inverter |  | INDOOR
REIPNR-09609 | POWER-ONE | PVI-CENTRAL-100-US (208 V) | 100000 | 1 |  |  | 0.97 | Solar Inverter |  | INDOOR
REIPNR-09610 | POWER-ONE | PVI-CENTRAL-50-US (208 V) | 50000 | 1 |  |  | 0.97 | Solar Inverter |  | INDOOR
REIPNR-09672 | SUNPOWER CORP (ORIGINAL MFRSMA) | SPR-3000M (208V) | 3000 | 1 |  |  | 0.97 | Solar Inverter |  | Outside
REIPNR-09672 | SUNPOWER CORP (ORIGINAL MFRSMA) | SPR-6000M (208V) | 6000 | 1 |  |  | 0.97 | Solar Inverter |  | Outside
REIPNR-09690 | SMA AMERICA | SB6000U (208V) | 6000 | 1 |  |  | 0.97 | Solar Inverter |  | OUTDOOR
REIPNR-09703 | SMA AMERICA | SB7000US (208V) | 7000 | 1 |  |  | 0.97 | Solar Inverter |  | OUTDOOR
REIPNR-09704 | SMA AMERICA | SB5000US | 500000 | 1 |  |  | 0.97 | Solar Inverter |  | INDOOR
REIPNR-09704 | SMA AMERICA | SC250U (480V) | 250000 | 1 |  |  | 0.97 | Solar Inverter |  | INDOOR
REIPNR-09708 | SMA AMERICA | SB7000US (208V) | 7000 | 1 |  |  | 0.97 | Solar Inverter |  | OUTDOOR
REIPNR-09747 | SMA AMERICA | SB6000U (208V) | 6000 | 1 |  |  | 0.97 | Solar Inverter |  | INDOOR
REIPNR-09748 | SMA AMERICA | SB6000U (208V) | 6000 | 1 |  |  | 0.97 | Solar Inverter |  | INDOOR
REIPNR-09772 | SUNPOWER CORP (ORIGINAL MFRSMA) | SPR-3000M (240V) | 3000 | 2 |  |  | 0.97 | Solar Inverter |  | OUTDOOR
REIPNR-09781 | SMA AMERICA | SB7000US (240V) | 8000 | 1 |  |  | 0.97 | Solar Inverter |  | INDOOR
REIPNR-09785 | SUNPOWER CORP (ORIGINAL MFRSMA) | SPR-3000M (240V) | 3000 | 1 |  |  | 0.97 | Solar Inverter |  | INDOOR
REIPNR-09785 | SUNPOWER CORP (ORIGINAL MFRSMA) | SPR-6000M (240V) | 6000 | 1 |  |  | 0.97 | Solar Inverter |  | INDOOR
REIPNR-09816 | SMA AMERICA | SC250U (480V) | 500000 | 3 |  |  | 0.97 | Solar Inverter |  | OUTDOOR
REIPNR-09885 | SUNPOWER CORP (ORIGINAL MFRSMA) | SPR-7000M (208V) | 7000 | 1 |  |  | 0.97 | Solar Inverter |  | INDOOR
REIPNR-09901 | SMA AMERICA | SB7000US (240V) | 7000 | 1 |  |  | 0.97 | Solar Inverter |  | INDOOR
REIPNR-09904 | SMA AMERICA | SB7000US (208V) | 7000 | 1 |  |  | 0.97 | Solar Inverter |  | INDOOR
REIPNR-09905 | SMA AMERICA | SB6000U (277V) | 6000 | 1 |  |  | 0.97 | Solar Inverter |  | OUTDOOR
REIPNR-09905 | SMA AMERICA | SB7000US (277V) | 7000 | 1 |  |  | 0.97 | Solar Inverter |  | OUTDOOR
REIPNR-09913 | SUNPOWER CORP (ORIGINAL MFRSMA) | SPR-4000M (240V) | 4000 | 1 |  |  | 0.97 | Solar Inverter |  | INDOOR
REIPNR-09913 | SUNPOWER CORP (ORIGINAL MFRSMA) | SPR-6000M (240V) | 6000 | 1 |  |  | 0.97 | Solar Inverter |  | INDOOR
REIPNR-09913 | SUNPOWER CORP (ORIGINAL MFRSMA) | SPR-7000M (208V) | 7000 | 1 |  |  | 0.97 | Solar Inverter |  | INDOOR
REIPNR-09915 | SATCON TECHNOLOGY | PVS-100 (480 V) | 100000 | 1 |  |  | 0.97 | Solar Inverter |  | OUTDOOR
REIPNR-09915 | SATCON TECHNOLOGY | PVS-75 (208 V) | 75000 | 1 |  |  | 0.97 | Solar Inverter |  | OUTDOOR
REIPNR-09920 | SMA AMERICA | SB5000US | 5000 | 1 |  |  | 0.97 | Solar Inverter |  | INDOOR
REIPNR-09920 | SMA AMERICA | SB7000US (277V) | 8000 | 4 |  |  | 0.97 | Solar Inverter |  | INDOOR
REIPNR-09998 | SMA AMERICA | SB4000US (208V) | 4000 | 1 |  |  | 0.97 | Solar Inverter |  | Inside
REIPNR-09998 | SMA AMERICA | SB5000US | 5000 | 4 |  |  | 0.97 | Solar Inverter |  | Inside
REIPNR-09998 | SMA AMERICA | SB6000U (208V) | 6000 | 1 |  |  | 0.97 | Solar Inverter |  | Inside
REIPNR-10003 | SMA AMERICA | SB7000US (208V) | 7000 | 5 |  |  | 0.97 | Solar Inverter |  | OUTDOOR
REIPNR-10007 | PV POWERED | PVP75KW-208 | 75000 | 1 |  |  | 0.97 | Solar Inverter |  | OUTDOOR
REIPNR-10010 | SMA AMERICA | SB5000US | 5000 | 1 |  |  | 0.97 | Solar Inverter |  | INDOOR
REIPNR-10019 | SATCON TECHNOLOGY | AE-100-60-PV-A | 100000 | 2 |  |  | 0.97 | Solar Inverter |  | Inside
REIPNR-10022 | SMA AMERICA | SB5000US (240V) | 5000 | 2 |  |  | 0.97 | Solar Inverter |  | Outside
REIPNR-10025 | SATCON TECHNOLOGY | AE-100-60-PV-A | 100000 | 1 |  |  | 0.97 | Solar Inverter |  | INDOOR
REIPNR-10186 | SUNPOWER CORP (ORIGINAL MFRSMA) | SPR-6000M (208V) | 6000 | 1 |  |  | 0.97 | Solar Inverter |  | INDOOR
REIPNR-10194 | SUNPOWER CORP (ORIGINAL MFRSMA) | SPR-3000M (208V) | 3000 | 1 |  |  | 0.97 | Solar Inverter |  | INDOOR
REIPNR-10194 | SUNPOWER CORP (ORIGINAL MFRSMA) | SPR-5000M (240V) | 5000 | 1 |  |  | 0.97 | Solar Inverter |  | INDOOR
REIPNR-10208 | SUNPOWER CORP (ORIGINAL MFRSMA) | SPR-5000M (208V) | 5000 | 1 |  |  | 0.97 | Solar Inverter |  | OUTDOOR
REIPNR-10208 | SUNPOWER CORP (ORIGINAL MFRSMA) | SPR-6000M (240V) | 6000 | 1 |  |  | 0.97 | Solar Inverter |  | OUTDOOR
REIPNR-10208 | SUNPOWER CORP (ORIGINAL MFRSMA) | SPR-7000M (208V) | 7000 | 1 |  |  | 0.97 | Solar Inverter |  | OUTDOOR
REIPNR-10215 | SMA AMERICA | SB7000US (208V) | 7000 | 1 |  |  | 0.97 | Solar Inverter |  | INDOOR
REIPNR-10224 | SMA AMERICA | SB6000U (208V) | 6000 | 5 |  |  | 0.97 | Solar Inverter |  | INDOOR
REIPNR-10226 | PV POWERED | PVP75KW-208 | 75000 | 2 |  |  | 0.97 | Solar Inverter |  | OUTDOOR
REIPNR-10227 | SUNPOWER CORP (ORIGINAL MFRSMA) | SPR-5000M (208V) | 5000 | 1 |  |  | 0.97 | Solar Inverter |  | OUTDOOR
REIPNR-10227 | SUNPOWER CORP (ORIGINAL MFRSMA) | SPR-6000M (240V) | 6000 | 1 |  |  | 0.97 | Solar Inverter |  | OUTDOOR
REIPNR-10228 | PV POWERED | PVP75KW-208 | 75000 | 1 |  |  | 0.97 | Solar Inverter |  | OUTDOOR
REIPNR-10232 | SUNPOWER CORP (ORIGINAL MFRSMA) | SPR-7000M (208V) | 7000 | 1 |  |  | 0.97 | Solar Inverter |  | Inside
REIPNR-10246 | SMA AMERICA | SB6000U (208V) | 6000 | 2 |  |  | 0.97 | Solar Inverter |  | OUTDOOR
REIPNR-10247 | SMA AMERICA | SB4000US (208V) | 4000 | 1 |  |  | 0.97 | Solar Inverter |  | OUTDOOR
REIPNR-10250 | SMA AMERICA | SB6000U (208V) | 6000 | 1 |  |  | 0.97 | Solar Inverter |  | INDOOR
REIPNR-10250 | SMA AMERICA | SB7000US (208V) | 7000 | 1 |  |  | 0.97 | Solar Inverter |  | INDOOR
REIPNR-10254 | SMA AMERICA | SB7000US (208V) | 8000 | 1 |  |  | 0.97 | Solar Inverter |  | OUTDOOR
REIPNR-10267 | PV POWERED | PVP30KW-LV-208 | 260000 | 1 |  |  | 0.97 | Solar Inverter |  | OUTDOOR
REIPNR-10268 | SMA AMERICA | SB4000US (240V) | 4000 | 1 |  |  | 0.97 | Solar Inverter |  | OUTDOOR
REIPNR-10268 | SMA AMERICA | SB6000U (208V) | 6000 | 1 |  |  | 0.97 | Solar Inverter |  | OUTDOOR
REIPNR-10283 | SUNPOWER CORP (ORIGINAL MFRSMA) | SPR-6000M (208V) | 6000 | 1 |  |  | 0.97 | Solar Inverter |  | INDOOR
REIPNR-10283 | SUNPOWER CORP (ORIGINAL MFRSMA) | SPR-7000M (208V) | 7000 | 1 |  |  | 0.97 | Solar Inverter |  | INDOOR
REIPNR-10288 | SMA AMERICA | SB6000U (208V) | 6000 | 1 |  |  | 0.97 | Solar Inverter |  | INDOOR
REIPNR-10293 | SATCON TECHNOLOGY | AE-135-60-PV-A | 135000 | 1 |  |  | 0.97 | Solar Inverter |  | INDOOR
REIPNR-10293 | SMA AMERICA | SB5000US | 500000 | 4 |  |  | 0.97 | Solar Inverter |  | INDOOR
REIPNR-10302 | SMA AMERICA | SB7000US (208V) | 7000 | 1 |  |  | 0.97 | Solar Inverter |  | OUTDOOR
REIPNR-10303 | FRONIUS USA |  | 5000 | 1 |  |  | 0.97 | Solar Inverter |  | OUTDOOR
REIPNR-10305 | SMA AMERICA | SB6000U (208V) | 6000 | 1 |  |  | 0.97 | Solar Inverter |  | INDOOR
REIPNR-10315 | FRONIUS USA |  | 5000 | 2 |  |  | 0.97 | Solar Inverter |  | INDOOR
REIPNR-10317 | SMA AMERICA | SB6000U (208V) | 6000 | 1 |  |  | 0.97 | Solar Inverter |  | OUTDOOR
REIPNR-10324 | SUNPOWER CORP (ORIGINAL MFRSMA) | SPR4000 | 4000 | 2 |  |  | 0.97 | Solar Inverter |  | OUTDOOR
REIPNR-10326 | SMA AMERICA | SB7000US (208V) | 7000 | 1 |  |  | 0.97 | Solar Inverter |  | INDOOR
REIPNR-10328 | SMA AMERICA | SB6000U (208V) | 6000 | 6 |  |  | 0.97 | Solar Inverter |  | OUTDOOR
REIPNR-10328 | SMA AMERICA | SB7000US (208V) | 7000 | 12 |  |  | 0.97 | Solar Inverter |  | OUTDOOR
REIPNR-10333 | PV POWERED | PVP2500 | 2500 | 1 |  |  | 0.97 | Solar Inverter |  | INDOOR
REIPNR-10333 | PV POWERED | PVP4800 | 4800 | 1 |  |  | 0.97 | Solar Inverter |  | INDOOR
REIPNR-10338 | SMA AMERICA | SB6000U (208V) | 6000 | 1 |  |  | 0.97 | Solar Inverter |  | INDOOR
REIPNR-10339 | SMA AMERICA | SB7000US (208V) | 7000 | 1 |  |  | 0.97 | Solar Inverter |  | INDOOR
REIPNR-10339 | SMA AMERICA |  | 6000 | 1 |  |  | 0.97 | Solar Inverter |  | INDOOR
REIPNR-10351 | PV POWERED | PVP100KW-208 | 260000 | 3 |  |  | 0.97 | Solar Inverter |  | OUTDOOR
REIPNR-10354 | SMA AMERICA | SB7000US (208V) | 7000 | 6 |  |  | 0.97 | Solar Inverter |  | INDOOR
REIPNR-10363 | PV POWERED | PVP2800 | 260000 | 2 |  |  | 0.97 | Solar Inverter |  | OUTDOOR
REIPNR-10364 | SMA AMERICA | SB6000U (208V) | 6000 | 2 |  |  | 0.97 | Solar Inverter |  | Outside
REIPNR-10365 | SMA AMERICA | SB7000US (277V) | 8000 | 3 |  |  | 0.97 | Solar Inverter |  | OUTDOOR
REIPNR-10366 | SMA AMERICA | SB6000U (208V) | 6000 | 1 |  |  | 0.97 | Solar Inverter |  | OUTDOOR
REIPNR-10367 | SMA AMERICA | SB4000US (208V) | 4000 | 1 |  |  | 0.97 | Solar Inverter |  | Outside
REIPNR-10367 | SMA AMERICA | SB7000US (208V) | 8000 | 3 |  |  | 0.97 | Solar Inverter |  | Outside
REIPNR-10370 | SMA AMERICA | SB7000US (240V) | 7000 | 1 |  |  | 0.97 | Solar Inverter |  | INDOOR
REIPNR-10373 | SMA AMERICA | SB6000U (240V) | 6000 | 1 |  |  | 0.97 | Solar Inverter |  | INDOOR
REIPNR-10374 | SMA AMERICA | SB6000U (208V) | 6000 | 1 |  |  | 0.97 | Solar Inverter |  | INDOOR
REIPNR-10470 | SUNPOWER CORP (ORIGINAL MFRSMA) | SPR-7000M (240V) | 7000 | 4 |  |  | 0.97 | Solar Inverter |  | INDOOR
REIPNR-10474 | SATCON TECHNOLOGY | PVS-75 (208 V) | 75000 | 2 |  |  | 0.97 | Solar Inverter |  | OUTDOOR
REIPNR-10477 | SUNPOWER CORP (ORIGINAL MFRSMA) | SPR-3000M (240V) | 3000 | 1 |  |  | 0.97 | Solar Inverter |  | INDOOR
REIPNR-10477 | SUNPOWER CORP (ORIGINAL MFRSMA) | SPR-4000M (208V) | 4000 | 2 |  |  | 0.97 | Solar Inverter |  | INDOOR
REIPNR-10477 | SUNPOWER CORP (ORIGINAL MFRSMA) | SPR-5000M (208V) | 5000 | 1 |  |  | 0.97 | Solar Inverter |  | INDOOR
REIPNR-10478 | PV POWERED | PVP100KW-208 | 260000 | 1 |  |  | 0.97 | Solar Inverter |  | OUTDOOR
REIPNR-10487 | SMA AMERICA |  | 6000 | 1 |  |  | 0.97 | Solar Inverter |  | OUTDOOR
REIPNR-10491 | SMA AMERICA | SB6000U (208V) | 6000 | 1 |  |  | 0.97 | Solar Inverter |  | INDOOR
REIPNR-10580 | SMA AMERICA | SB7000US (208V) | 7000 | 1 |  |  | 0.97 | Solar Inverter |  | Outside
REIPNR-10583 | SMA AMERICA | SB3000US (208V) | 3000 | 1 |  |  | 0.97 | Solar Inverter |  | Outside
REIPNR-10583 | SMA AMERICA | SB6000U (208V) | 6000 | 8 |  |  | 0.97 | Solar Inverter |  | OUTDOOR
REIPNR-10591 | SMA AMERICA | SB7000US (208V) | 7000 | 9 |  |  | 0.97 | Solar Inverter |  | OUTDOOR
REIPNR-10594 | SMA AMERICA | SB7000US (277V) | 8000 | 3 |  |  | 0.97 | Solar Inverter |  | OUTDOOR
REIPNR-10675 | SMA AMERICA | SB7000US (208V) | 7000 | 2 |  |  | 0.97 | Solar Inverter |  | INDOOR
REIPNR-10687 | SUNPOWER CORP (ORIGINAL MFRSMA) | SPR-4000M (208V) | 4000 | 1 |  |  | 0.97 | Solar Inverter |  | OUTDOOR
REIPNR-10687 | SUNPOWER CORP (ORIGINAL MFRSMA) | SPR-7000M (208V) | 7000 | 1 |  |  | 0.97 | Solar Inverter |  | OUTDOOR
REIPNR-10692 | SUNPOWER CORP (ORIGINAL MFRSMA) | SPR-7000M (208V) | 7000 | 2 |  |  | 0.97 | Solar Inverter |  | OUTDOOR
REIPNR-10693 | SUNPOWER CORP (ORIGINAL MFRSMA) | SPR-6000M (208V) | 6000 | 1 |  |  | 0.97 | Solar Inverter |  | INDOOR
REIPNR-10753 | SMA AMERICA | SB7000US (208V) | 7000 | 1 |  |  | 0.97 | Solar Inverter |  | INDOOR
REIPNR-10754 | FRONIUS USA | IG 3000 | 3000 | 1 |  |  | 0.97 | Solar Inverter |  | OUTDOOR
REIPNR-10754 | FRONIUS USA |  | 6000 | 1 |  |  | 0.97 | Solar Inverter |  | OUTDOOR
REIPNR-10768 | SUNPOWER CORP (ORIGINAL MFRSMA) | SPR-3000M (240V) | 3000 | 1 |  |  | 0.97 | Solar Inverter |  | Inside
REIPNR-10768 | SUNPOWER CORP (ORIGINAL MFRSMA) | SPR-4000M (208V) | 4000 | 1 |  |  | 0.97 | Solar Inverter |  | Inside
REIPNR-10771 | PV POWERED | PVP4800 | 4800 | 2 |  |  | 0.97 | Solar Inverter |  | INDOOR
REIPNR-10786 | SMA AMERICA | SB6000U (208V) | 6000 | 3 |  |  | 0.97 | Solar Inverter |  | Outside
REIPNR-10786 | SMA AMERICA | SB7000US (208V) | 7000 | 6 |  |  | 0.97 | Solar Inverter |  | Outside
REIPNR-10787 | SMA AMERICA | SB6000U (208V) | 6000 | 2 |  |  | 0.97 | Solar Inverter |  | INDOOR
REIPNR-10793 | SMA AMERICA | SB3000US (208V) | 3000 | 2 |  |  | 0.97 | Solar Inverter |  | OUTDOOR
REIPNR-10795 | PV POWERED | PVP30KW-208 | 90 | 3 |  |  | 0.97 | Solar Inverter |  | OUTDOOR
REIPNR-10795 | PV POWERED | PVP75KW-208 | 100 | 1 |  |  | 0.97 | Solar Inverter |  | OUTDOOR
REIPNR-10796 | SMA AMERICA | SB5000US | 5000 | 6 |  |  | 0.97 | Solar Inverter |  | INDOOR
REIPNR-10797 | SMA AMERICA | SB5000US | 5000 | 2 |  |  | 0.97 | Solar Inverter |  | OUTDOOR
REIPNR-10850 | PV POWERED | PVP5200 | 7000 | 1 |  |  | 0.97 | Solar Inverter |  | OUTDOOR
REIPNR-10857 | SMA AMERICA | SB6000U (240V) | 6000 | 1 |  |  | 0.97 | Solar Inverter |  | INDOOR
REIPNR-10858 | SUNPOWER CORP (ORIGINAL MFRSMA) | SPR-7000M (208V) | 7000 | 1 |  |  | 0.97 | Solar Inverter |  | INDOOR
REIPNR-10860 | POWER-ONE | PVI-5000-OUTD-US (208 V) | 5000 | 2 |  |  | 0.97 | Solar Inverter |  | OUTDOOR
REIPNR-10861 | SMA AMERICA | SB4000US (208V) | 4000 | 3 |  |  | 0.97 | Solar Inverter |  | OUTDOOR
REIPNR-10861 | SMA AMERICA | SB6000U (208V) | 6000 | 6 |  |  | 0.97 | Solar Inverter |  | OUTDOOR
REIPNR-10868 | SMA AMERICA | SB7000US (208V) | 7000 | 1 |  |  | 0.97 | Solar Inverter |  | INDOOR
REIPNR-10887 | SMA AMERICA | SB7000US (208V) | 7000 | 8 |  |  | 0.97 | Solar Inverter |  | INDOOR
REIPNR-10889 | SMA AMERICA | SB6000U (208V) | 6000 | 2 |  |  | 0.97 | Solar Inverter |  | INDOOR
REIPNR-10895 | SMA AMERICA |  | 6000 | 6 |  |  | 0.97 | Solar Inverter |  | OUTDOOR
REIPNR-10896 | SMA AMERICA | SB3000US (208V) | 3000 | 1 |  |  | 0.97 | Solar Inverter |  | INDOOR
REIPNR-10896 | SMA AMERICA | SB7000US (208V) | 7000 | 1 |  |  | 0.97 | Solar Inverter |  | INDOOR
REIPNR-10897 | SMA AMERICA | SB7000US (208V) | 7000 | 2 |  |  | 0.97 | Solar Inverter |  | OUTDOOR
REIPNR-10959 | SMA AMERICA | SB6000U (208V) | 6000 | 5 |  |  | 0.97 | Solar Inverter |  | OUTDOOR
REIPNR-10959 | SMA AMERICA | SB7000US (208V) | 7000 | 1 |  |  | 0.97 | Solar Inverter |  | OUTDOOR
REIPNR-10964 | SUNPOWER CORP (ORIGINAL MFRSMA) | SPR-5000M (208V) | 5000 | 1 |  |  | 0.97 | Solar Inverter |  | OUTDOOR
REIPNR-10964 | SUNPOWER CORP (ORIGINAL MFRSMA) | SPR-6000M (208V) | 6000 | 1 |  |  | 0.97 | Solar Inverter |  | OUTDOOR
REIPNR-10964 | SUNPOWER CORP (ORIGINAL MFRSMA) | SPR4000 | 4000 | 1 |  |  | 0.97 | Solar Inverter |  | OUTDOOR
REIPNR-10965 | SMA AMERICA | SB6000U (208V) | 6000 | 2 |  |  | 0.97 | Solar Inverter |  | OUTDOOR
REIPNR-10970 | PV POWERED | PVP100KW-480 | 100000 | 1 |  |  | 0.97 | Solar Inverter |  | OUTDOOR
REIPNR-10973 | SMA AMERICA | SB7000US (208V) | 7000 | 1 |  |  | 0.97 | Solar Inverter |  | INDOOR
REIPNR-10989 | SMA AMERICA | SB7000US (208V) | 7000 | 1 |  |  | 0.97 | Solar Inverter |  | INDOOR
REIPNR-10994 | SMA AMERICA | SC250U (480V) | 500000 | 3 |  |  | 0.97 | Solar Inverter |  | OUTDOOR
REIPNR-10995 | SMA AMERICA | SB7000US (208V) | 7000 | 1 |  |  | 0.97 | Solar Inverter |  | INDOOR
REIPNR-11070 | SMA AMERICA | SB6000U (277V) | 6000 | 1 |  |  | 0.97 | Solar Inverter |  | INDOOR
REIPNR-11070 | SMA AMERICA | SB7000US (208V) | 7000 | 3 |  |  | 0.97 | Solar Inverter |  | INDOOR
REIPNR-11070 | SMA AMERICA | SB7000US (208V) | 7000 | 4 |  |  | 0.97 | Solar Inverter |  | INDOOR
REIPNR-11072 | SMA AMERICA | SB6000U (208V) | 6000 | 1 |  |  | 0.97 | Solar Inverter |  | Inside
REIPNR-11075 | ENPHASE ENERGY | M200-32-240-S02 | 380 | 12 |  |  | 0.97 | Solar Inverter |  | OUTDOOR
REIPNR-11080 | SMA AMERICA | SB7000US (240V) | 7000 | 2 |  |  | 0.97 | Solar Inverter |  | Outside
REIPNR-11082 | SMA AMERICA | SB6000U (240V) | 6000 | 2 |  |  | 0.97 | Solar Inverter |  | OUTDOOR
REIPNR-11084 | SMA AMERICA | SB6000U (240V) | 6000 | 1 |  |  | 0.97 | Solar Inverter |  | OUTDOOR
REIPNR-11095 | SMA AMERICA | SB7000US (240V) | 7000 | 4 |  |  | 0.97 | Solar Inverter |  | INDOOR
REIPNR-11096 | SMA AMERICA | SB7000US (208V) | 8000 | 2 |  |  | 0.97 | Solar Inverter |  | OUTDOOR
REIPNR-11105 | SMA AMERICA | SB7000US (208V) | 7000 | 1 |  |  | 0.97 | Solar Inverter |  | INDOOR
REIPNR-11111 | SMA AMERICA | SB7000US (208V) | 7000 | 1 |  |  | 0.97 | Solar Inverter |  | INDOOR
REIPNR-11112 | SMA AMERICA | SB7000US (208V) | 7000 | 6 |  |  | 0.97 | Solar Inverter |  | INDOOR
REIPNR-11114 | SMA AMERICA | SB6000U (208V) | 6000 | 2 |  |  | 0.97 | Solar Inverter |  | INDOOR
REIPNR-11114 | SMA AMERICA | SB7000US (208V) | 7000 | 1 |  |  | 0.97 | Solar Inverter |  | INDOOR
REIPNR-11166 | POWER-ONE | PVI-3000-I-OUTD-US | 3000 | 1 |  |  | 0.97 | Solar Inverter |  | INDOOR
REIPNR-11176 | SMA AMERICA | SB7000US (277V) | 8000 | 6 |  |  | 0.97 | Solar Inverter |  | OUTDOOR
REIPNR-11180 | SMA AMERICA | SB7000US (240V) | 7000 | 2 |  |  | 0.97 | Solar Inverter |  | INDOOR
REIPNR-11184 | PV POWERED | PVP3000 | 3000 | 1 |  |  | 0.97 | Solar Inverter |  | OUTDOOR
REIPNR-11189 | SMA AMERICA | SB6000U (208V) | 6000 | 1 |  |  | 0.97 | Solar Inverter |  | INDOOR
REIPNR-11191 | POWER-ONE | PVI-6000-OUTD-US (208 V) | 6000 | 1 |  |  | 0.97 | Solar Inverter |  | INDOOR
REIPNR-11195 | PV POWERED | PVP4800 | 4800 | 1 |  |  | 0.97 | Solar Inverter |  | OUTDOOR
REIPNR-11199 | PV POWERED | PVP100KW-208 | 260000 | 1 |  |  | 0.97 | Solar Inverter |  | OUTDOOR
REIPNR-11202 | SMA AMERICA | SB6000U (208V) | 6000 | 1 |  |  | 0.97 | Solar Inverter |  | INDOOR
REIPNR-11207 | SMA AMERICA | SB7000US (208V) | 7000 | 1 |  |  | 0.97 | Solar Inverter |  | Outside
REIPNR-11210 | SUNPOWER CORP (ORIGINAL MFRSMA) | SPR-4000M (208V) | 4000 | 1 |  |  | 0.97 | Solar Inverter |  | OUTDOOR
REIPNR-11210 | SUNPOWER CORP (ORIGINAL MFRSMA) | SPR-7000M (208V) | 7000 | 5 |  |  | 0.97 | Solar Inverter |  | OUTDOOR
REIPNR-11277 | FRONIUS USA |  | 10000 | 1 |  |  | 0.97 | Solar Inverter |  | OUTDOOR
REIPNR-11279 | ENPHASE ENERGY | M175-24-208-S | 190 | 4 |  |  | 0.97 | Solar Inverter |  | Outside
REIPNR-11279 | ENPHASE ENERGY | M200-32-240-S02 | 380 | 11 |  |  | 0.97 | Solar Inverter |  | Outside
REIPNR-11281 | SMA AMERICA | SB7000US (208V) | 7000 | 1 |  |  | 0.97 | Solar Inverter |  | INDOOR
REIPNR-11282 | SMA AMERICA | SB5000US | 5000 | 1 |  |  | 0.97 | Solar Inverter |  | INDOOR
REIPNR-11283 | SOLECTRIA RENEWABLES | PVI 3000 (208V) | 2900 | 1 |  |  | 0.97 | Solar Inverter |  | OUTDOOR
REIPNR-11284 | SMA AMERICA | SB5000US | 5000 | 0.97 |  |  | 0.97 | Solar Inverter |  | INDOOR
REIPNR-11289 | SMA AMERICA | SB5000US (208V) | 5000 | 3 |  |  | 0.97 | Solar Inverter |  | INDOOR
REIPNR-11290 | SMA AMERICA | SB5000US | 5000 | 1 |  |  | 0.97 | Solar Inverter |  | INDOOR
REIPNR-11291 | ENPHASE ENERGY | M175-24-240-S02 | 190 | 14 |  |  | 0.97 | Solar Inverter |  | OUTDOOR
REIPNR-11295 | FRONIUS USA |  | 10000 | 1 |  |  | 0.97 | Solar Inverter |  | OUTDOOR
REIPNR-11305 | SMA AMERICA | SB6000U (208V) | 6000 | 2 |  |  | 0.97 | Solar Inverter |  | INDOOR
REIPNR-11306 | SATCON TECHNOLOGY | PVS-135 (208 V) | 135000 | 1 |  |  | 0.97 | Solar Inverter |  | INDOOR
REIPNR-11315 | SMA AMERICA | SB7000US (208V) | 7000 | 2 |  |  | 0.97 | Solar Inverter |  | INDOOR
REIPNR-11318 | PV POWERED | PVP4800 | 4800 | 1 |  |  | 0.97 | Solar Inverter |  | INDOOR
REIPNR-11324 | SMA AMERICA | SB6000U (277V) | 6000 | 2 |  |  | 0.97 | Solar Inverter |  | Outside
REIPNR-11324 | SMA AMERICA | SB7000US (240V) | 7000 | 2 |  |  | 0.97 | Solar Inverter |  | OUTDOOR
REIPNR-11328 | ENPHASE ENERGY | M200-32-240-S02 | 215 | 22 |  |  | 0.97 | Solar Inverter |  | OUTDOOR
REIPNR-11328 | SMA AMERICA | SB4000US (208V) | 4000 | 2 |  |  | 0.97 | Solar Inverter |  | INDOOR
REIPNR-11328 | SMA AMERICA | SB5000US | 5000 | 1 |  |  | 0.97 | Solar Inverter |  | INDOOR
REIPNR-11329 | SMA AMERICA | SB7000US (208V) | 7000 | 1 |  |  | 0.97 | Solar Inverter |  | OUTDOOR
REIPNR-11329 | SMA AMERICA | SB7000US (208V) | 8000 | 1 |  |  | 0.97 | Solar Inverter |  | OUTDOOR
REIPNR-11342 | SMA AMERICA | SB700U | 500000 | 2 |  |  | 0.97 | Solar Inverter |  | OUTDOOR
REIPNR-11345 | SOLECTRIA RENEWABLES | PVI82KW-480 | 82000 | 1 |  |  | 0.97 | Solar Inverter |  | OUTDOOR
REIPNR-11357 | FRONIUS USA | IG 4000 | 4000 | 1 |  |  | 0.97 | Solar Inverter |  | INDOOR
REIPNR-11357 | FRONIUS USA | IG 4000 | 4000 | 1 |  |  | 0.97 | Solar Inverter |  | INDOOR
REIPNR-11357 | FRONIUS USA | IG 5100 | 5100 | 1 |  |  | 0.97 | Solar Inverter |  | INDOOR
REIPNR-11359 | PV POWERED | PVP2800 | 260000 | 7 |  |  | 0.97 | Solar Inverter |  | OUTDOOR
REIPNR-11362 | SMA AMERICA | SB7000US (277V) | 7000 | 1 |  |  | 0.97 | Solar Inverter |  | OUTDOOR
REIPNR-11369 | PV POWERED | PVP75KW-480 | 260000 | 5 |  |  | 0.97 | Solar Inverter |  | OUTDOOR
REIPNR-11374 | SMA AMERICA | SB7000US (208V) | 7000 | 2 |  |  | 0.97 | Solar Inverter |  | Outside
REIPNR-11375 | SMA AMERICA | SB6000U (240V) | 6000 | 1 |  |  | 0.97 | Solar Inverter |  | Outside
REIPNR-11376 | SMA AMERICA | SB5000US | 500000 | 2 |  |  | 0.97 | Solar Inverter |  | OUTDOOR
REIPNR-11377 | SMA AMERICA | SB6000U (240V) | 6000 | 1 |  |  | 0.97 | Solar Inverter |  | Outside
REIPNR-11379 | SMA AMERICA | SB7000US (240V) | 7000 | 3 |  |  | 0.97 | Solar Inverter |  | Outside
REIPNR-11380 | SMA AMERICA | SB7000US (277V) | 7000 | 1 |  |  | 0.97 | Solar Inverter |  | Outside
REIPNR-11387 | PV POWERED | PVP75KW-480 | 260000 | 12 |  |  | 0.97 | Solar Inverter |  | Outside
REIPNR-11395 | SUNPOWER CORP (ORIGINAL MFR - PV POWERED LLC) | SPR-5200 | 250000 | 1 |  |  | 0.97 | Solar Inverter |  | OUTDOOR
REIPNR-11397 | SUNPOWER CORP (ORIGINAL MFR - PV POWERED LLC) | SPR-5200 | 5000 | 1 |  |  | 0.97 | Solar Inverter |  | OUTDOOR
REIPNR-11397 | SUNPOWER CORP (ORIGINAL MFR - PV POWERED LLC) | SPR-5200 | 5000 | 1 |  |  | 0.97 | Solar Inverter |  | OUTDOOR
REIPNR-11406 | SMA AMERICA | SB6000U (208V) | 6000 | 2 |  |  | 0.97 | Solar Inverter |  | INDOOR
REIPNR-11415 | PV POWERED | PVP100KW-208 | 100000 | 1 |  |  | 0.97 | Solar Inverter |  | OUTDOOR
REIPNR-11416 | SUNPOWER CORP (ORIGINAL MFRSMA) | SPR-6000M (208V) | 6000 | 1 |  |  | 0.97 | Solar Inverter |  | OUTDOOR
REIPNR-11416 | SUNPOWER CORP (ORIGINAL MFRSMA) | SPR-7000M (240V) | 7000 | 1 |  |  | 0.97 | Solar Inverter |  | OUTDOOR
REIPNR-11417 | SUNPOWER CORP (ORIGINAL MFRSMA) | SPR-6000M (208V) | 6000 | 2 |  |  | 0.97 | Solar Inverter |  | INDOOR
REIPNR-11418 | SUNPOWER CORP (ORIGINAL MFRSMA) | SPR-4000M (208V) | 4000 | 1 |  |  | 0.97 | Solar Inverter |  | INDOOR
REIPNR-11418 | SUNPOWER CORP (ORIGINAL MFRSMA) | SPR-7000M (208V) | 7000 | 7 |  |  | 0.97 | Solar Inverter |  | INDOOR
REIPNR-11419 | SMA AMERICA | SB5000US (240V) | 5000 | 4 |  |  | 0.97 | Solar Inverter |  | INDOOR
REIPNR-11421 | FRONIUS USA |  | 6000 | 1 |  |  | 0.97 | Solar Inverter |  | OUTDOOR
REIPNR-11422 | POWER-ONE | PVI-6000-OUTD-US (208 V) | 6000 | 1 |  |  | 0.97 | Solar Inverter |  | OUTDOOR
REIPNR-11422 | SOLECTRIA RENEWABLES | PVI 5000 (208V) | 5000 | 1 |  |  | 0.97 | Solar Inverter |  | OUTDOOR
REIPNR-11423 | SMA AMERICA | SB7000US (208V) | 7000 | 3 |  |  | 0.97 | Solar Inverter |  | OUTDOOR
REIPNR-11424 | SMA AMERICA | SB6000U (208V) | 6000 | 1 |  |  | 0.97 | Solar Inverter |  | OUTDOOR
REIPNR-11429 | PV POWERED | PVP30KW-LV-208 | 50000 | 1 |  |  | 0.97 | Solar Inverter |  | OUTDOOR
REIPNR-11437 | SMA AMERICA | SB7000US (208V) | 7000 | 1 |  |  | 0.97 | Solar Inverter |  | Outside
REIPNR-11440 | SMA AMERICA | SB7000US (208V) | 8000 | 1 |  |  | 0.97 | Solar Inverter |  | OUTDOOR
REIPNR-11441 | SMA AMERICA | SB6000U (240V) | 6000 | 1 |  |  | 0.97 | Solar Inverter |  | OUTDOOR
REIPNR-11442 | SMA AMERICA | SB6000U (240V) | 6000 | 1 |  |  | 0.97 | Solar Inverter |  | OUTDOOR
REIPNR-11442 | SMA AMERICA | SB7000US (240V) | 7000 | 1 |  |  | 0.97 | Solar Inverter |  | OUTDOOR
REIPNR-11448 | SMA AMERICA | SB7000US (208V) | 7000 | 2 |  |  | 0.97 | Solar Inverter |  | OUTDOOR
REIPNR-11458 | PV POWERED | PVP100KW-480 | 260000 | 1 |  |  | 0.97 | Solar Inverter |  | OUTDOOR
REIPNR-11473 | SUNPOWER CORP (ORIGINAL MFRSMA) | SPR-5000M (208V) | 5000 | 1 |  |  | 0.97 | Solar Inverter |  | INDOOR
REIPNR-11473 | SUNPOWER CORP (ORIGINAL MFRSMA) | SPR-6000M (208V) | 6000 | 2 |  |  | 0.97 | Solar Inverter |  | INDOOR
REIPNR-11484 | FRONIUS USA |  | 11400 | 1 |  |  | 0.97 | Solar Inverter |  | INDOOR
REIPNR-11484 | POWER-ONE | PVI-3000-I-OUTD-US | 3000 | 1 |  |  | 0.97 | Solar Inverter |  | INDOOR
REIPNR-11484 | POWER-ONE | PVI-6000-OUTD-US-W (208 V) | 6000 | 1 |  |  | 0.97 | Solar Inverter |  | INDOOR
REIPNR-11487 | SMA AMERICA | SB7000US (208V) | 7000 | 6 |  |  | 0.97 | Solar Inverter |  | INDOOR
REIPNR-11488 | SMA AMERICA | SB7000US (208V) | 7000 | 1 |  |  | 0.97 | Solar Inverter |  | INDOOR
REIPNR-11490 | SMA AMERICA | SB6000U (208V) | 6000 | 1 |  |  | 0.97 | Solar Inverter |  | INDOOR
REIPNR-11494 | SMA AMERICA | SB6000U (208V) | 6000 | 1 |  |  | 0.97 | Solar Inverter |  | INDOOR
REIPNR-11502 | SMA AMERICA | SB7000US (208V) | 7000 | 6 |  |  | 0.97 | Solar Inverter |  | OUTDOOR
REIPNR-11510 | SMA AMERICA | SB6000U (208V) | 6000 | 3 |  |  | 0.97 | Solar Inverter |  | OUTDOOR
REIPNR-11512 | SMA AMERICA | SB7000US (240V) | 7000 | 3 |  |  | 0.97 | Solar Inverter |  | OUTDOOR
REIPNR-11514 | SMA AMERICA | SB7000US (240V) | 7000 | 3 |  |  | 0.97 | Solar Inverter |  | OUTDOOR
REIPNR-11519 | PV POWERED | PVP100KW-208 | 260000 | 1 |  |  | 0.97 | Solar Inverter |  | OUTDOOR
REIPNR-11520 | PV POWERED | PVP100KW-480 | 260000 | 1 |  |  | 0.97 | Solar Inverter |  | Inside
REIPNR-11520 | PV POWERED | PVP75KW-208 | 50000 | 1 |  |  | 0.97 | Solar Inverter |  | Inside
REIPNR-11526 | SMA AMERICA | SB6000U (208V) | 6000 | 1 |  |  | 0.97 | Solar Inverter |  | INDOOR
REIPNR-11534 | SMA AMERICA | SB7000US (208V) | 7000 | 3 |  |  | 0.97 | Solar Inverter |  | OUTDOOR
REIPNR-11545 | PV POWERED | PVP100KW-480 | 260000 | 1 |  |  | 0.97 | Solar Inverter |  | OUTDOOR
REIPNR-11547 | PV POWERED | PVP100KW-480 | 260000 | 1 |  |  | 0.97 | Solar Inverter |  | OUTDOOR
REIPNR-11548 | PV POWERED | PVP100KW-208 | 260000 | 1 |  |  | 0.97 | Solar Inverter |  | Outside
REIPNR-11551 | SMA AMERICA | SB3000US (240V) | 3000 | 1 |  |  | 0.97 | Solar Inverter |  | INDOOR
REIPNR-11556 | FRONIUS USA |  | 5000 | 1 |  |  | 0.97 | Solar Inverter |  | INDOOR
REIPNR-11557 | FRONIUS USA | IG 2000 | 2000 | 1 |  |  | 0.97 | Solar Inverter |  | OUTDOOR
REIPNR-11557 | FRONIUS USA |  | 11400 | 1 |  |  | 0.97 | Solar Inverter |  | Outside
REIPNR-11559 | SMA AMERICA | SB6000US (208V) | 6000 | 1 |  |  | 0.97 | Solar Inverter |  | OUTDOOR
REIPNR-11559 | SMA AMERICA | SB7000US (208V) | 7000 | 1 |  |  | 0.97 | Solar Inverter |  | OUTDOOR
REIPNR-11563 | SMA AMERICA | SB6000U (240V) | 6000 | 1 |  |  | 0.97 | Solar Inverter |  | OUTDOOR
REIPNR-11563 | SMA AMERICA | SB7000US (208V) | 7000 | 1 |  |  | 0.97 | Solar Inverter |  | OUTDOOR
REIPNR-11564 | SMA AMERICA | SB7000US (208V) | 7000 | 2 |  |  | 0.97 | Solar Inverter |  | Outside
REIPNR-11565 | SMA AMERICA | SB7000US (208V) | 7000 | 1 |  |  | 0.97 | Solar Inverter |  | Outside
REIPNR-11574 | SMA AMERICA | SB7000US (208V) | 7000 | 4 |  |  | 0.97 | Solar Inverter |  | OUTDOOR
REIPNR-11575 | SMA AMERICA | SB7000US (277V) | 7000 | 2 |  |  | 0.97 | Solar Inverter |  | INDOOR
REIPNR-11586 | SMA AMERICA | SB4000US (208V) | 4000 | 1 |  |  | 0.97 | Solar Inverter |  | OUTDOOR
REIPNR-11586 | SMA AMERICA | SB5000US | 5000 | 1 |  |  | 0.97 | Solar Inverter |  | Outside
REIPNR-11586 | SMA AMERICA | SB7000US (208V) | 7000 | 1 |  |  | 0.97 | Solar Inverter |  | Outside
REIPNR-11588 | PV POWERED | PVP100KW-208 | 260000 | 3 |  |  | 0.97 | Solar Inverter |  | Inside
REIPNR-11596 | PV POWERED | PVP100KW-208 | 260000 | 1 |  |  | 0.97 | Solar Inverter |  | OUTDOOR
REIPNR-11609 | SMA AMERICA | SB7000US (208V) | 7000 | 1 |  |  | 0.97 | Solar Inverter |  | INDOOR
REIPNR-11615 | SMA AMERICA | SB7000US (208V) | 7000 | 1 |  |  | 0.97 | Solar Inverter |  | OUTDOOR
REIPNR-11624 | PV POWERED | PVP100KW-208 | 260000 | 1 |  |  | 0.97 | Solar Inverter |  | OUTDOOR
REIPNR-11624 | PV POWERED | PVP100KW-208 | 260000 | 2 |  |  | 0.97 | Solar Inverter |  | OUTDOOR
REIPNR-11631 | SMA AMERICA | SB7000US (277V) | 7000 | 1 |  |  | 0.97 | Solar Inverter |  | Inside
REIPNR-11634 | PV POWERED | PVP100KW-208 | 260000 | 1 |  |  | 0.97 | Solar Inverter |  | OUTDOOR
REIPNR-11635 | SATCON TECHNOLOGY | PVS-375 (480 V) | 375000 | 1 |  |  | 0.97 | Solar Inverter |  | OUTDOOR
REIPNR-11640 | POWER-ONE | PVI-5000-OUTD-US (208 V) | 5000 | 1 |  |  | 0.97 | Solar Inverter |  | Inside
REIPNR-11641 | SATCON TECHNOLOGY | AE-225-60-PV-A | 375000 | 1 |  |  | 0.97 | Solar Inverter |  | OUTDOOR
REIPNR-11643 | SATCON TECHNOLOGY | AE-225-60-PV-A | 210000 | 1 |  |  | 0.97 | Solar Inverter |  | OUTDOOR
REIPNR-11666 | PV POWERED | PVP2000EVR | 260000 | 4 |  |  | 0.97 | Solar Inverter |  | OUTDOOR
REIPNR-11668 | PV POWERED | PVP100KW-208 | 260000 | 1 |  |  | 0.97 | Solar Inverter |  | OUTDOOR
REIPNR-11669 | PV POWERED | PVP2000EVR | 260000 | 1 |  |  | 0.97 | Solar Inverter |  | OUTDOOR
REIPNR-11670 | PV POWERED | PVP2000EVR | 260000 | 1 |  |  | 0.97 | Solar Inverter |  | OUTDOOR
REIPNR-11671 | PV POWERED | PVP2000EVR | 260000 | 1 |  |  | 0.97 | Solar Inverter |  | OUTDOOR
REIPNR-11679 | PV POWERED | PVP2000EVR | 260000 | 1 |  |  | 0.97 | Solar Inverter |  | OUTDOOR
REIPNR-11725 | SATCON TECHNOLOGY | PVS-500 (480 V) | 500000 | 1 |  |  | 0.97 | Solar Inverter |  | INDOOR
REIPNR-11743 | SMA AMERICA | SB4000US (208V) | 4000 | 2 |  |  | 0.97 | Solar Inverter |  | INDOOR
REIPNR-11743 | SMA AMERICA | SB6000U (208V) | 6000 | 2 |  |  | 0.97 | Solar Inverter |  | INDOOR
REIPNR-11744 | SMA AMERICA | SB4000US (208V) | 4000 | 2 |  |  | 0.97 | Solar Inverter |  | INDOOR
REIPNR-11744 | SMA AMERICA | SB7000US (208V) | 7000 | 1 |  |  | 0.97 | Solar Inverter |  | INDOOR
REIPNR-11745 | PV POWERED | PVP100KW-208 | 260000 | 1 |  |  | 0.97 | Solar Inverter |  | OUTDOOR
REIPNR-11745 | PV POWERED | PVP75KW-208 | 75000 | 1 |  |  | 0.97 | Solar Inverter |  | OUTDOOR
REIPNR-11755 | PV POWERED | PVP100KW-208 | 260000 | 1 |  |  | 0.97 | Solar Inverter |  | OUTDOOR
REIPNR-11757 | SMA AMERICA | SB7000US (240V) | 7000 | 1 |  |  | 0.97 | Solar Inverter |  | INDOOR
REIPNR-11782 | PV POWERED | PVP3000 | 3000 | 1 |  |  | 0.97 | Solar Inverter |  | INDOOR
REIPNR-11782 | PV POWERED | PVP3500 | 3500 | 1 |  |  | 0.97 | Solar Inverter |  | INDOOR
REIPNR-11785 | SMA AMERICA | SB6000U (208V) | 6000 | 2 |  |  | 0.97 | Solar Inverter |  | Inside
REIPNR-11793 | SMA AMERICA | SB7000US (208V) | 7000 | 1 |  |  | 0.97 | Solar Inverter |  | INDOOR
REIPNR-11794 | SMA AMERICA | SB7000US (240V) | 7000 | 1 |  |  | 0.97 | Solar Inverter |  | OUTDOOR
REIPNR-11807 | SMA AMERICA | SB4000US (208V) | 4000 | 1 |  |  | 0.97 | Solar Inverter |  | INDOOR
REIPNR-11808 | SMA AMERICA | SB3000US (208V) | 3000 | 1 |  |  | 0.97 | Solar Inverter |  | OUTDOOR
REIPNR-11808 | SMA AMERICA | SB6000U (208V) | 6000 | 1 |  |  | 0.97 | Solar Inverter |  | OUTDOOR
REIPNR-11810 | SMA AMERICA | SB6000U (208V) | 6000 | 1 |  |  | 0.97 | Solar Inverter |  | INDOOR
REIPNR-11837 | SMA AMERICA | SB6000U (208V) | 6000 | 1 |  |  | 0.97 | Solar Inverter |  | INDOOR
REIPNR-11838 | SMA AMERICA | SB7000US (208V) | 7000 | 1 |  |  | 0.97 | Solar Inverter |  | OUTDOOR
REIPNR-11842 | PV POWERED | PVP100KW-208 | 260000 | 1 |  |  | 0.97 | Solar Inverter |  | INDOOR
REIPNR-11847 | SMA AMERICA | SB6000U (208V) | 6000 | 3 |  |  | 0.97 | Solar Inverter |  | Outside
REIPNR-11852 | SMA AMERICA | SB7000US (277V) | 7000 | 9 |  |  | 0.97 | Solar Inverter |  | INDOOR
REIPNR-11855 | ADVANCED ENERGY INDUSTRIES | 3159000-104 | 500000 | 1 |  |  | 0.97 | Solar Inverter |  | OUTDOOR
REIPNR-11855 | PV POWERED | PVP100KW-208 | 260000 | 1 |  |  | 0.97 | Solar Inverter |  | OUTDOOR
REIPNR-11855 | PV POWERED | PVP75KW-208 | 75000 | 2 |  |  | 0.97 | Solar Inverter |  | OUTDOOR
REIPNR-11866 | SMA AMERICA | SB7000US (208V) | 7000 | 1 |  |  | 0.97 | Solar Inverter |  | OUTDOOR
REIPNR-11881 | SMA AMERICA | SB7000US (208V) | 7000 | 1 |  |  | 0.97 | Solar Inverter |  | OUTDOOR
REIPNR-11889 | SMA AMERICA | SB6000U (208V) | 6000 | 1 |  |  | 0.97 | Solar Inverter |  | Inside
REIPNR-11915 | SMA AMERICA | SB7000US (208V) | 8000 | 1 |  |  | 0.97 | Solar Inverter |  | OUTDOOR
REIPNR-11921 | SMA AMERICA | SB7000US (208V) | 7000 | 1 |  |  | 0.97 | Solar Inverter |  | INDOOR
REIPNR-11929 | SUNPOWER CORP (ORIGINAL MFRFRONIUS) | SPR-6500F-208 | 6000 | 1 |  |  | 0.97 | Solar Inverter |  | OUTDOOR
REIPNR-11929 | SUNPOWER CORP (ORIGINAL MFRFRONIUS) | SPR-6500F-277 | 7000 | 3 |  |  | 0.97 | Solar Inverter |  | OUTDOOR
REIPNR-11936 | SMA AMERICA | SB7000US (208V) | 7000 | 1 |  |  | 0.97 | Solar Inverter |  | INDOOR
REIPNR-11937 | SMA AMERICA | SB7000US (208V) | 7000 | 1 |  |  | 0.97 | Solar Inverter |  | OUTDOOR
REIPNR-11944 | PV POWERED | PVP2000EVR | 260000 | 1 |  |  | 0.97 | Solar Inverter |  | OUTDOOR
REIPNR-11946 | SMA AMERICA | SC250U (480V) | 250000 | 1 |  |  | 0.97 | Solar Inverter |  | INDOOR
REIPNR-11950 | SMA AMERICA | SB6000U (208V) | 6000 | 1 |  |  | 0.97 | Solar Inverter |  | Inside
REIPNR-11951 | SMA AMERICA | SB5000US (208V) | 5000 | 1 |  |  | 0.97 | Solar Inverter |  | INDOOR
REIPNR-11952 | SUNPOWER CORP (ORIGINAL MFRSMA) | SPR-5000M (208V) | 5000 | 2 |  |  | 0.97 | Solar Inverter |  | Outside
REIPNR-11953 | SUNPOWER CORP (ORIGINAL MFRSMA) | SPR-4000M (208V) | 4000 | 1 |  |  | 0.97 | Solar Inverter |  | OUTDOOR
REIPNR-11953 | SUNPOWER CORP (ORIGINAL MFRSMA) | SPR-7000M (277V) | 7000 | 6 |  |  | 0.97 | Solar Inverter |  | OUTDOOR
REIPNR-11958 | FRONIUS USA |  | 6000 | 1 |  |  | 0.97 | Solar Inverter |  | Inside
REIPNR-11958 | FRONIUS USA |  | 11400 | 1 |  |  | 0.97 | Solar Inverter |  | INDOOR
REIPNR-11959 | SMA AMERICA | SB6000U (240V) | 6000 | 1 |  |  | 0.97 | Solar Inverter |  | INDOOR
REIPNR-11966 | SMA AMERICA | SB3000US (208V) | 3000 | 2 |  |  | 0.97 | Solar Inverter |  | INDOOR
REIPNR-11974 | FRONIUS USA | IG 4000 | 4000 | 2 |  |  | 0.97 | Solar Inverter |  | INDOOR
REIPNR-11982 | FRONIUS USA | IG 2000 | 2000 | 1 |  |  | 0.97 | Solar Inverter |  | INDOOR
REIPNR-11982 | FRONIUS USA | IG 4000 | 4000 | 1 |  |  | 0.97 | Solar Inverter |  | Inside
REIPNR-11983 | ENPHASE ENERGY | M200-32-208-S02 | 380 | 15 |  |  | 0.97 | Solar Inverter |  | OUTDOOR
REIPNR-11988 | SMA AMERICA | SB6000U (208V) | 6000 | 1 |  |  | 0.97 | Solar Inverter |  | INDOOR
REIPNR-11999 | SMA AMERICA | SB6000U (208V) | 6000 | 2 |  |  | 0.97 | Solar Inverter |  | Outside
REIPNR-11999 | SMA AMERICA | SB7000US (208V) | 7000 | 2 |  |  | 0.97 | Solar Inverter |  | OUTDOOR
REIPNR-11999 | SMA AMERICA | SB7000US (277V) | 9000 | 4 |  |  | 0.97 | Solar Inverter |  | OUTDOOR
REIPNR-12002 | PV POWERED | PVP2500 | 260000 | 1 |  |  | 0.97 | Solar Inverter |  | OUTDOOR
REIPNR-12003 | PV POWERED |  | 100000 | 2 |  |  | 0.97 | Solar Inverter |  | OUTDOOR
REIPNR-12005 | PV POWERED | PVP100KW-208 | 260000 | 1 |  |  | 0.97 | Solar Inverter |  | OUTDOOR
REIPNR-12006 | SMA AMERICA | SB7000US (208V) | 7000 | 1 |  |  | 0.97 | Solar Inverter |  | OUTDOOR
REIPNR-12007 | PV POWERED | PVP100KW-480 | 50000 | 1 |  |  | 0.97 | Solar Inverter |  | OUTDOOR
REIPNR-12009 | PV POWERED | PVP100KW-208 | 260000 | 1 |  |  | 0.97 | Solar Inverter |  | OUTDOOR
REIPNR-12012 | PV POWERED | PVP100KW-208 | 260000 | 3 |  |  | 0.97 | Solar Inverter |  | OUTDOOR
REIPNR-12013 | SMA AMERICA | SB6000U (208V) | 6000 | 3 |  |  | 0.97 | Solar Inverter |  | Outside
REIPNR-12015 | PV POWERED | PVP100KW-208 | 260000 | 1 |  |  | 0.97 | Solar Inverter |  | OUTDOOR
REIPNR-12018 | PV POWERED | PVP100KW-208 | 260000 | 2 |  |  | 0.97 | Solar Inverter |  | OUTDOOR
REIPNR-12020 | PV POWERED | PVP100KW-208 | 260000 | 1 |  |  | 0.97 | Solar Inverter |  | OUTDOOR
REIPNR-12024 | SMA AMERICA | SB4000US (208V) | 4000 | 2 |  |  | 0.97 | Solar Inverter |  | OUTDOOR
REIPNR-12028 | POWER-ONE | PVI-5000-OUTD-US (208 V) | 5000 | 1 |  |  | 0.97 | Solar Inverter |  | INDOOR
REIPNR-12031 | FRONIUS USA |  | 10000 | 1 |  |  | 0.97 | Solar Inverter |  | OUTDOOR
REIPNR-12033 | SMA AMERICA | SB6000U (208V) | 6000 | 1 |  |  | 0.97 | Solar Inverter |  | INDOOR
REIPNR-12034 | FRONIUS USA | IG 2000 | 2000 | 1 |  |  | 0.97 | Solar Inverter |  | OUTDOOR
REIPNR-12034 | FRONIUS USA | IG 5100 | 5100 | 1 |  |  | 0.97 | Solar Inverter |  | OUTDOOR
REIPNR-12035 | SMA AMERICA | SB6000US (208V) | 6000 | 12 |  |  | 0.97 | Solar Inverter |  | INDOOR
REIPNR-12037 | PV POWERED | PVP100KW-208 | 260000 | 1 |  |  | 0.97 | Solar Inverter |  | OUTDOOR
REIPNR-12042 | SMA AMERICA | SB7000US (277V) | 7000 | 1 |  |  | 0.97 | Solar Inverter |  | OUTDOOR
REIPNR-12047 | PV POWERED | PVP2000EVR | 260000 | 2 |  |  | 0.97 | Solar Inverter |  | OUTDOOR
REIPNR-12068 | SMA AMERICA | SB6000U (208V) | 6000 | 1 |  |  | 0.97 | Solar Inverter |  | INDOOR
REIPNR-12069 | SMA AMERICA | SB6000U (277V) | 6000 | 1 |  |  | 0.97 | Solar Inverter |  | Outside
REIPNR-12078 | SMA AMERICA | SB5000US | 5000 | 6 |  |  | 0.97 | Solar Inverter |  | OUTDOOR
REIPNR-12083 | SMA AMERICA | SB7000US (208V) | 7000 | 5 |  |  | 0.97 | Solar Inverter |  | Outside
REIPNR-12085 | SMA AMERICA | SB7000US (208V) | 7000 | 1 |  |  | 0.97 | Solar Inverter |  | INDOOR
REIPNR-12086 | SMA AMERICA | SB7000US (208V) | 7000 | 3 |  |  | 0.97 | Solar Inverter |  | Inside
REIPNR-12087 | SUNPOWER CORP (ORIGINAL MFRSMA) | SPR-4000M (208V) | 4000 | 1 |  |  | 0.97 | Solar Inverter |  | Outside
REIPNR-12098 | SMA AMERICA | SB7000US (240V) | 7000 | 1 |  |  | 0.97 | Solar Inverter |  | OUTDOOR
REIPNR-12109 | PV POWERED | PVP2500 | 260000 | 1 |  |  | 0.97 | Solar Inverter |  | OUTDOOR
REIPNR-12116 | SUNPOWER CORP (ORIGINAL MFRSMA) | SPR-6000M (208V) | 6000 | 1 |  |  | 0.97 | Solar Inverter |  | INDOOR
REIPNR-12119 | SMA AMERICA | SB7000US (240V) | 7000 | 1 |  |  | 0.97 | Solar Inverter |  | OUTDOOR
REIPNR-12125 | SMA AMERICA | SB6000US (277V) | 6000 | 1 |  |  | 0.97 | Solar Inverter |  | INDOOR
REIPNR-12128 | SMA AMERICA | SB6000U (208V) | 6000 | 1 |  |  | 0.97 | Solar Inverter |  | INDOOR
REIPNR-12130 | SMA AMERICA | SB7000US (208V) | 7000 | 3 |  |  | 0.97 | Solar Inverter |  | INDOOR
REIPNR-12141 | SUNPOWER CORP (ORIGINAL MFRFRONIUS) | SPR-6500F-208 | 6000 | 1 |  |  | 0.97 | Solar Inverter |  | INDOOR
REIPNR-12152 | FRONIUS USA | IG 3000 | 3000 | 1 |  |  | 0.97 | Solar Inverter |  | INDOOR
REIPNR-12153 | ADVANCED ENERGY INDUSTRIES | 3159000-110 | 6000 | 1 |  |  | 0.97 | Solar Inverter |  | Inside
REIPNR-12155 | SUNPOWER CORP (ORIGINAL MFRFRONIUS) | SPR-4000F-277 | 4000 | 1 |  |  | 0.97 | Solar Inverter |  | OUTDOOR
REIPNR-12155 | SUNPOWER CORP (ORIGINAL MFRFRONIUS) | SPR-6500F-277 | 7000 | 1 |  |  | 0.97 | Solar Inverter |  | OUTDOOR
REIPNR-12156 | SMA AMERICA | SWR1800U | 8000 | 1 |  |  | 0.97 | Solar Inverter |  | OUTDOOR
REIPNR-12160 | FRONIUS USA | IG 3000 | 3000 | 1 |  |  | 0.97 | Solar Inverter |  | OUTDOOR
REIPNR-12180 | SATCON TECHNOLOGY | PVS-135 (480 V) | 135000 | 1 |  |  | 0.97 | Solar Inverter |  | OUTDOOR
REIPNR-12186 | SUNPOWER CORP (ORIGINAL MFRSMA) | SPR-5000M (208V) | 5000 | 1 |  |  | 0.97 | Solar Inverter |  | INDOOR
REIPNR-12195 | SMA AMERICA | SB7000US (208V) | 7000 | 1 |  |  | 0.97 | Solar Inverter |  | INDOOR
REIPNR-12203 | SMA AMERICA | SB5000US | 5000 | 1 |  |  | 0.97 | Solar Inverter |  | OUTDOOR
SRP01002 | SMA AMERICA | SB7000US (240V) | 9000 | 12 |  |  | 0.97 | Solar Inverter |  | OUTDOOR
SRP01005 | SMA AMERICA | SB6000U (208V) | 6000 | 6 |  |  | 0.97 | Solar Inverter |  | Outside
SRP01005 | SMA AMERICA | SB7000US (208V) | 7000 | 3 |  |  | 0.97 | Solar Inverter |  | OUTDOOR
SRP01010 | SMA AMERICA | SB6000U (240V) | 6000 | 2 |  |  | 0.97 | Solar Inverter |  | OUTDOOR
SRP01011 | SMA AMERICA | SB7000US (208V) | 7000 | 1 |  |  | 0.97 | Solar Inverter |  | INDOOR
SRP01013 | ADVANCED ENERGY | MM5 | 500000 | 1 |  |  | 0.97 | Solar Inverter |  | INDOOR
SRP01014 | PV POWERED | PVP100KW-208 | 260000 | 1 |  |  | 0.97 | Solar Inverter |  | OUTDOOR
SRP01019 | SMA AMERICA | SC250U (480V) | 250000 | 1 |  |  | 0.97 | Solar Inverter |  | INDOOR
SRP01019 | SMA AMERICA | SC250U (480V) | 500000 | 3 |  |  | 0.97 | Solar Inverter |  | INDOOR
SRP01022 | SUNPOWER CORP (ORIGINAL MFRSMA) | SPR-7000M (208V) | 7000 | 1 |  |  | 0.97 | Solar Inverter |  | INDOOR
SRP01028 | POWER-ONE | PVI-6000-OUTD-US (277 V) | 6000 | 2 |  |  | 0.97 | Solar Inverter |  | INDOOR
SRP01029 | POWER-ONE | PVI-6000-OUTD-US (208 V) | 6000 | 1 |  |  | 0.97 | Solar Inverter |  | INDOOR
SRP01030 | POWER-ONE | PVI-6000-OUTD-US (208 V) | 6000 | 1 |  |  | 0.97 | Solar Inverter |  | INDOOR
SRP01032 | SMA AMERICA | SB5000US (208V) | 5000 | 2 |  |  | 0.97 | Solar Inverter |  | INDOOR
SRP01068 | SMA AMERICA | SB6000U (240V) | 6000 | 1 |  |  | 0.97 | Solar Inverter |  | OUTDOOR
SRP01069 | SMA AMERICA | SB6000U (240V) | 6000 | 1 |  |  | 0.97 | Solar Inverter |  | INDOOR
SRP01070 | SMA AMERICA | SB7000US (208V) | 7000 | 1 |  |  | 0.97 | Solar Inverter |  | INDOOR
SRP01089 | SATCON TECHNOLOGY | AE-100-60-PV-A | 100000 | 4 |  |  | 0.97 | Solar Inverter |  | OUTDOOR
SRP01104 | SUNPOWER CORP (ORIGINAL MFRSMA) | SPR-6000M (208V) | 6000 | 1 |  |  | 0.97 | Solar Inverter |  | OUTDOOR
SRP01105 | SMA AMERICA | SB6000U (208V) | 6000 | 1 |  |  | 0.97 | Solar Inverter |  | INDOOR
SRP01107 | SMA AMERICA | SB6000U (208V) | 6000 | 1 |  |  | 0.97 | Solar Inverter |  | OUTDOOR
SRP01109 | SMA AMERICA | SB6000U (208V) | 6000 | 2 |  |  | 0.97 | Solar Inverter |  | Outside
SRP01109 | SMA AMERICA | SB7000US (208V) | 7000 | 3 |  |  | 0.97 | Solar Inverter |  | Outside
SRP01112 | SMA AMERICA | SB7000US (277V) | 7000 | 1 |  |  | 0.97 | Solar Inverter |  | OUTDOOR
SRP01115 | SUNPOWER CORP (ORIGINAL MFRSMA) | SPR-5000M (208V) | 5000 | 1 |  |  | 0.97 | Solar Inverter |  | INDOOR
SRP01129 | PV POWERED | PVP100KW-480 | 260000 | 1 |  |  | 0.97 | Solar Inverter |  | INDOOR
SRP01132 | SMA AMERICA | SB6000U (208V) | 6000 | 1 |  |  | 0.97 | Solar Inverter |  | INDOOR
SRP01135 | PV POWERED | PVP5200 | 7000 | 1 |  |  | 0.97 | Solar Inverter |  | OUTDOOR
SRP01139 | SMA AMERICA | SB3000US (240V) | 3000 | 1 |  |  | 0.97 | Solar Inverter |  | INDOOR
SRP01139 | SMA AMERICA | SB4000US (208V) | 4000 | 1 |  |  | 0.97 | Solar Inverter |  | INDOOR
SRP01139 | SMA AMERICA | SB6000U (240V) | 6000 | 1 |  |  | 0.97 | Solar Inverter |  | INDOOR
SRP01143 | SMA AMERICA | SB6000U (208V) | 6000 | 1 |  |  | 0.97 | Solar Inverter |  | INDOOR
SRP01152 | SMA AMERICA | SB5000US (240V) | 5000 | 1 |  |  | 0.97 | Solar Inverter |  | INDOOR
SRP01152 | SMA AMERICA | SB7000US (208V) | 7000 | 2 |  |  | 0.97 | Solar Inverter |  | INDOOR
SRP01157 | SMA AMERICA | SB7000US (208V) | 7000 | 1 |  |  | 0.97 | Solar Inverter |  | Inside
SRP01161 | ENPHASE ENERGY | M200-32-208-S01 | 190 | 22 |  |  | 0.97 | Solar Inverter |  | OUTDOOR
SRP01173 | SMA AMERICA | SB7000US (277V) | 7000 | 1 |  |  | 0.97 | Solar Inverter |  | INDOOR
SRP01175 | SUNPOWER CORP (ORIGINAL MFRSMA) | SPR-7000M (208V) | 7000 | 1 |  |  | 0.97 | Solar Inverter |  | Outside
SRP01183 | SMA AMERICA | SB5000US | 5000 | 2 |  |  | 0.97 | Solar Inverter |  | INDOOR
SRP01184 | SMA AMERICA | SB6000U (208V) | 6000 | 1 |  |  | 0.97 | Solar Inverter |  | OUTDOOR
SRP01190 | SMA AMERICA | SB6000U (208V) | 6000 | 1 |  |  | 0.97 | Solar Inverter |  | OUTDOOR
SRP01209 | SUNPOWER CORP (ORIGINAL MFRSMA) | SPR-5000M (240V) | 5000 | 1 |  |  | 0.97 | Solar Inverter |  | INDOOR
SRP01216 | PV POWERED | PVP100KW-208 | 260000 | 3 |  |  | 0.97 | Solar Inverter |  | OUTDOOR
SRP01216 | PV POWERED | PVP75KW-480 | 75000 | 1 |  |  | 0.97 | Solar Inverter |  | OUTDOOR
SRP01222 | PV POWERED | PVP100KW-208 | 260000 | 1 |  |  | 0.97 | Solar Inverter |  | OUTDOOR
SRP01225 | PV POWERED | PVP100KW-208 | 260000 | 6 |  |  | 0.97 | Solar Inverter |  | OUTDOOR
SRP01233 | SMA AMERICA | SB6000U (208V) | 6000 | 1 |  |  | 0.97 | Solar Inverter |  | OUTDOOR
SRP01234 | SMA AMERICA | SB7000US (277V) | 8000 | 3 |  |  | 0.97 | Solar Inverter |  | OUTDOOR
SRP01240 | SMA AMERICA | SB6000U (208V) | 6000 | 2 |  |  | 0.97 | Solar Inverter |  | INDOOR
SRP01248 | SUNPOWER CORP (ORIGINAL MFR - PV POWERED LLC) | SPR-5200 | 6000 | 1 |  |  | 0.97 | Solar Inverter |  | INDOOR
SRP01258 | SMA AMERICA | SB4000US (208V) | 4000 | 1 |  |  | 0.97 | Solar Inverter |  | INDOOR
SRP01270 | SMA AMERICA | SB6000U (208V) | 6000 | 3 |  |  | 0.97 | Solar Inverter |  | OUTDOOR
SRP01273 | SMA AMERICA | SB7000US (208V) | 7000 | 2 |  |  | 0.97 | Solar Inverter |  | OUTDOOR
SRP01275 | SMA AMERICA | SB6000U (208V) | 6000 | 1 |  |  | 0.97 | Solar Inverter |  | OUTDOOR
SRP01278 | SATCON TECHNOLOGY | AE-100-60-PV-A | 75000 | 1 |  |  | 0.97 | Solar Inverter |  | OUTDOOR
SRP01278 | SATCON TECHNOLOGY | PVS-500 (480 V) | 375000 | 1 |  |  | 0.97 | Solar Inverter |  | OUTDOOR
SRP01280 | SMA AMERICA | SB4000US (208V) | 4000 | 1 |  |  | 0.97 | Solar Inverter |  | OUTDOOR
SRP01280 | SMA AMERICA | SB7000US (208V) | 7000 | 1 |  |  | 0.97 | Solar Inverter |  | OUTDOOR
SRP01284 | SMA AMERICA | SB6000U (208V) | 6000 | 1 |  |  | 0.97 | Solar Inverter |  | OUTDOOR
SRP01284 | SMA AMERICA | SB7000US (277V) | 7000 | 1 |  |  | 0.97 | Solar Inverter |  | OUTDOOR
SRP01294 | SMA AMERICA | SB5000US | 5000 | 3 |  |  | 0.97 | Solar Inverter |  | Outside
SRP01294 | SMA AMERICA | SB7000US (208V) | 7000 | 3 |  |  | 0.97 | Solar Inverter |  | Outside
SRP01296 | SUNPOWER CORP (ORIGINAL MFRSMA) | SPR-7000M (208V) | 7000 | 3 |  |  | 0.97 | Solar Inverter |  | INDOOR
SRP01315 | SUNPOWER CORP (ORIGINAL MFRSMA) | SPR-6000M (208V) | 6000 | 1 |  |  | 0.97 | Solar Inverter |  | Outside
SRP01316 | SMA AMERICA | SB4000US (208V) | 4000 | 1 |  |  | 0.97 | Solar Inverter |  | Inside
SRP01318 | SMA AMERICA | SB6000U (208V) | 6000 | 1 |  |  | 0.97 | Solar Inverter |  | INDOOR
SRP01333 | FRONIUS USA | IG 4000 | 4000 | 1 |  |  | 0.97 | Solar Inverter |  | OUTDOOR
SRP01341 | ALPHA TECHNOLOGIES | SOLARIS 3500 XP | 4200 | 1 |  |  | 0.97 | Solar Inverter |  | INDOOR
SRP01352 | SMA AMERICA | SB7000US (208V) | 7000 | 3 |  |  | 0.97 | Solar Inverter |  | OUTDOOR
SRP01361 | PV POWERED | PVP75KW-208 | 260000 | 2 |  |  | 0.97 | Solar Inverter |  | OUTDOOR
SRP01362 | PV POWERED | PVP100KW-208 | 100000 | 1 |  |  | 0.97 | Solar Inverter |  | Outside
SRP01363 | PV POWERED | PVP100KW-208 | 260000 | 4 |  |  | 0.97 | Solar Inverter |  | OUTDOOR
SRP01364 | PV POWERED | PVP100KW-208 | 260000 | 1 |  |  | 0.97 | Solar Inverter |  | OUTDOOR
SRP01366 | SMA AMERICA | SB7000US (208V) | 7000 | 1 |  |  | 0.97 | Solar Inverter |  | INDOOR
SRP01367 | SMA AMERICA | SB6000U (208V) | 6000 | 1 |  |  | 0.97 | Solar Inverter |  | OUTDOOR
SRP01376 | PV POWERED | PVP100KW-208 | 260000 | 1 |  |  | 0.97 | Solar Inverter |  | OUTDOOR
SRP01398 | SMA AMERICA | SB6000U (208V) | 6000 | 1 |  |  | 0.97 | Solar Inverter |  | INDOOR
SRP01401 | SMA AMERICA | SB7000US (208V) | 8000 | 1 |  |  | 0.97 | Solar Inverter |  | OUTDOOR
SRP01408 | SMA AMERICA | SB7000US (208V) | 7000 | 1 |  |  | 0.97 | Solar Inverter |  | OUTDOOR
SRP01411 | SMA AMERICA | ST42 (208V) | 36000 | 3 |  |  | 0.97 | Solar Inverter |  | OUTDOOR
SRP01412 | SMA AMERICA | ST36 (208V) | 36000 | 1 |  |  | 0.97 | Solar Inverter |  | OUTDOOR
SRP01417 | SMA AMERICA | SB4000US (240V) | 48 | 2 |  |  | 0.97 | Solar Inverter |  | OUTDOOR
SRP01425 | SMA AMERICA | SB7000US (208V) | 7000 | 1 |  |  | 0.97 | Solar Inverter |  | INDOOR
SRP01428 | SMA AMERICA | SB7000US (208V) | 7000 | 1 |  |  | 0.97 | Solar Inverter |  | INDOOR
SRP01432 | SMA AMERICA | SB7000US (208V) | 7000 | 1 |  |  | 0.97 | Solar Inverter |  | INDOOR
SRP01442 | SMA AMERICA | SB7000US (208V) | 7000 | 1 |  |  | 0.97 | Solar Inverter |  | INDOOR
SRP01451 | PV POWERED | PVP30KW-208 | 30000 | 1 |  |  | 0.97 | Solar Inverter |  | OUTDOOR
SRP01456 | SUNPOWER CORP (ORIGINAL MFRSMA) | SPR-4000M (208V) | 4000 | 1 |  |  | 0.97 | Solar Inverter |  | OUTDOOR
SRP01456 | SUNPOWER CORP (ORIGINAL MFRSMA) | SPR-6000M (208V) | 6000 | 1 |  |  | 0.97 | Solar Inverter |  | OUTDOOR
SRP01456 | SUNPOWER CORP (ORIGINAL MFRSMA) | SPR-7000M (208V) | 7000 | 2 |  |  | 0.97 | Solar Inverter |  | OUTDOOR
SRP01457 | SUNPOWER CORP (ORIGINAL MFRSMA) | SPR-4000M (208V) | 4000 | 1 |  |  | 0.97 | Solar Inverter |  | INDOOR
SRP01478 | SMA AMERICA | SB7000US (208V) | 7000 | 2 |  |  | 0.97 | Solar Inverter |  | Outside
SRP01488 | SMA AMERICA | SB6000U (240V) | 6000 | 2 |  |  | 0.97 | Solar Inverter |  | Inside
SRP01488 | SMA AMERICA | SB7000US (208V) | 7000 | 1 |  |  | 0.97 | Solar Inverter |  | INDOOR
SRP01490 | SMA AMERICA | SB6000US (208V) | 6000 | 1 |  |  | 0.97 | Solar Inverter |  | INDOOR
SRP01500 | SMA AMERICA | SB6000U (208V) | 6000 | 1 |  |  | 0.97 | Solar Inverter |  | INDOOR
SRP01502 | SMA AMERICA | SB6000U (208V) | 6000 | 1 |  |  | 0.97 | Solar Inverter |  | INDOOR
SRP01506 | SMA AMERICA | SB6000U (208V) | 6000 | 1 |  |  | 0.97 | Solar Inverter |  | OUTDOOR
SRP01509 | SMA AMERICA | SB6000U (208V) | 6000 | 1 |  |  | 0.97 | Solar Inverter |  | INDOOR
SRP01513 | SMA AMERICA | SB7000US (208V) | 7000 | 1 |  |  | 0.97 | Solar Inverter |  | OUTDOOR
SRP01520 | ENPHASE ENERGY | M175-24-240-S02 | 190 | 22 |  |  | 0.97 | Solar Inverter |  | OUTDOOR
SRP01520 | ENPHASE ENERGY | M175-24-240-S02 | 190 | 22 |  |  | 0.97 | Solar Inverter |  | OUTDOOR
SRP01521 | SATCON TECHNOLOGY | AE-100-60-PV-A | 100000 | 3 |  |  | 0.97 | Solar Inverter |  | OUTDOOR
SRP01522 | SUNPOWER CORP (ORIGINAL MFRSMA) | SPR-7000M (208V) | 7000 | 1 |  |  | 0.97 | Solar Inverter |  | OUTDOOR
SRP01523 | SUNPOWER CORP (ORIGINAL MFRSMA) | SPR-4000M (208V) | 4000 | 1 |  |  | 0.97 | Solar Inverter |  | OUTDOOR
SRP01523 | SUNPOWER CORP (ORIGINAL MFRSMA) | SPR-6000M (208V) | 6000 | 1 |  |  | 0.97 | Solar Inverter |  | OUTDOOR
SRP01523 | SUNPOWER CORP (ORIGINAL MFRSMA) | SPR-7000M (208V) | 7000 | 3 |  |  | 0.97 | Solar Inverter |  | OUTDOOR
SRP01526 | SMA AMERICA | SB7000US (208V) | 7000 | 3 |  |  | 0.97 | Solar Inverter |  | Outside
SRP01538 | PV POWERED | PVP2000 | 2000 | 3 |  |  | 0.97 | Solar Inverter |  | INDOOR
SRP01538 | PV POWERED | PVP2500 | 2500 | 1 |  |  | 0.97 | Solar Inverter |  | INDOOR
SRP01538 | PV POWERED | PVP3500 | 3500 | 1 |  |  | 0.97 | Solar Inverter |  | INDOOR
SRP01539 | ENPHASE ENERGY | M175-24-240-S02 | 190 | 26 |  |  | 0.97 | Solar Inverter |  | OUTDOOR
SRP01540 | SMA AMERICA | SB3000US (208V) | 3000 | 3 |  |  | 0.97 | Solar Inverter |  | OUTDOOR
SRP01543 | PV POWERED | PVP100KW-208 | 260000 | 2 |  |  | 0.97 | Solar Inverter |  | OUTDOOR
SRP01546 | SMA AMERICA | SB7000US (208V) | 7000 | 1 |  |  | 0.97 | Solar Inverter |  | INDOOR
SRP01548 | SMA AMERICA | SB6000U (208V) | 6000 | 1 |  |  | 0.97 | Solar Inverter |  | INDOOR
SRP01552 | SMA AMERICA | SB5000US | 5000 | 1 |  |  | 0.97 | Solar Inverter |  | INDOOR
SRP01557 | SMA AMERICA | SB5000US | 5000 | 1 |  |  | 0.97 | Solar Inverter |  | INDOOR
SRP01561 | SMA AMERICA | SB7000US (208V) | 7000 | 2 |  |  | 0.97 | Solar Inverter |  | OUTDOOR
SRP01562 | SMA AMERICA | SB5000US | 5000 | 1 |  |  | 0.97 | Solar Inverter |  | OUTDOOR
SRP01562 | SMA AMERICA | SB7000US (208V) | 7000 | 1 |  |  | 0.97 | Solar Inverter |  | OUTDOOR
SRP01563 | SMA AMERICA | SB5000US | 5000 | 2 |  |  | 0.97 | Solar Inverter |  | INDOOR
SRP01566 | PV POWERED | PVP75KW-208 | 75000 | 1 |  |  | 0.97 | Solar Inverter |  | INDOOR
SRP01568 | PV POWERED | PVP75KW-480 | 75000 | 2 |  |  | 0.97 | Solar Inverter |  | INDOOR
SRP01571 | SMA AMERICA | SB7000US (208V) | 7000 | 2 |  |  | 0.97 | Solar Inverter |  | OUTDOOR
SRP01573 | SMA AMERICA | SB6000U (208V) | 6000 | 1 |  |  | 0.97 | Solar Inverter |  | Inside
SRP01574 | SMA AMERICA | SB7000US (208V) | 7000 | 2 |  |  | 0.97 | Solar Inverter |  | Inside
SRP01578 | PV POWERED | PVP100KW-208 | 260000 | 2 |  |  | 0.97 | Solar Inverter |  | INDOOR
SRP01580 | SMA AMERICA | SB7000US (208V) | 7000 | 1 |  |  | 0.97 | Solar Inverter |  | INDOOR
SRP01582 | SMA AMERICA | SB7000US (208V) | 7000 | 3 |  |  | 0.97 | Solar Inverter |  | INDOOR
SRP01597 | SMA AMERICA | SB6000U (208V) | 6000 | 1 |  |  | 0.97 | Solar Inverter |  | OUTDOOR
SRP01608 | SMA AMERICA | SB6000US (208V) | 6000 | 1 |  |  | 0.97 | Solar Inverter |  | INDOOR
SRP01624 | SMA AMERICA | SB7000US (208V) | 7000 | 1 |  |  | 0.97 | Solar Inverter |  | INDOOR
SRP01625 | SMA AMERICA | SB7000US (208V) | 7000 | 1 |  |  | 0.97 | Solar Inverter |  | INDOOR
SRP01627 | SMA AMERICA | SB6000U (208V) | 6000 | 1 |  |  | 0.97 | Solar Inverter |  | INDOOR
SRP01631 | POWER-ONE | PVI-5000-OUTD-US (208 V) | 5000 | 2 |  |  | 0.97 | Solar Inverter |  | Outside
SRP01633 | FRONIUS USA |  | 6000 | 1 |  |  | 0.97 | Solar Inverter |  | INDOOR
SRP01635 | SMA AMERICA | SB6000U (208V) | 6000 | 1 |  |  | 0.97 | Solar Inverter |  | OUTDOOR
SRP01647 | SMA AMERICA | SB6000U (208V) | 6000 | 1 |  |  | 0.97 | Solar Inverter |  | INDOOR
SRP01654 | SUNPOWER CORP (ORIGINAL MFRSMA) | SPR-5000M (208V) | 5000 | 2 |  |  | 0.97 | Solar Inverter |  | OUTDOOR
SRP01654 | SUNPOWER CORP (ORIGINAL MFRSMA) | SPR-7000M (208V) | 7000 | 1 |  |  | 0.97 | Solar Inverter |  | OUTDOOR
SRP01668 | PV POWERED | PVP100KW-208 | 260000 | 1 |  |  | 0.97 | Solar Inverter |  | OUTDOOR
SRP01670 | PV POWERED | PVP100KW-208 | 100000 | 1 |  |  | 0.97 | Solar Inverter |  | OUTDOOR
SRP01670 | PV POWERED | PVP75KW-208 | 50000 | 1 |  |  | 0.97 | Solar Inverter |  | OUTDOOR
SRP01671 | SMA AMERICA | SB6000U (208V) | 6000 | 1 |  |  | 0.97 | Solar Inverter |  | INDOOR
SRP01673 | SMA AMERICA | SB6000U (208V) | 6000 | 1 |  |  | 0.97 | Solar Inverter |  | INDOOR
SRP01675 | SMA AMERICA | SB6000U (208V) | 6000 | 1 |  |  | 0.97 | Solar Inverter |  | INDOOR
SRP01679 | SMA AMERICA | SB6000U (208V) | 6000 | 1 |  |  | 0.97 | Solar Inverter |  | INDOOR
SRP01683 | SMA AMERICA | SB6000U (208V) | 6000 | 1 |  |  | 0.97 | Solar Inverter |  | INDOOR
SRP01705 | SMA AMERICA | SB6000U (208V) | 6000 | 2 |  |  | 0.97 | Solar Inverter |  | OUTDOOR
SRP01714 | SMA AMERICA | SB7000US (208V) | 7000 | 1 |  |  | 0.97 | Solar Inverter |  | INDOOR
SRP01734 | PV POWERED | PVP100KW-208 | 100000 | 2 |  |  | 0.97 | Solar Inverter |  | Outside
SRP01735 | ENPHASE ENERGY | M200-32-208-S01 | 215 | 52 |  |  | 0.97 | Solar Inverter |  | OUTDOOR
SRP01740 | SMA AMERICA | SB5000US | 5000 | 2 |  |  | 0.97 | Solar Inverter |  | INDOOR
SRP01748 | SMA AMERICA | SB7000US (208V) | 7000 | 1 |  |  | 0.97 | Solar Inverter |  | INDOOR
SRP01760 | SMA AMERICA | SB6000US (208V) | 6000 | 1 |  |  | 0.97 | Solar Inverter |  | INDOOR
SRP01763 | PV POWERED | PVP100KW-208 | 260000 | 1 |  |  | 0.97 | Solar Inverter |  | OUTDOOR
SRP01763 | SMA AMERICA | SB7000US (208V) | 8000 | 1 |  |  | 0.97 | Solar Inverter |  | OUTDOOR
SRP01771 | SATCON TECHNOLOGY | PVS-250 (480 V) | 250000 | 1 |  |  | 0.97 | Solar Inverter |  | Outside
SRP01776 | SATCON TECHNOLOGY | PVS-100 (208 V) | 100000 | 1 |  |  | 0.97 | Solar Inverter |  | Outside
SRP01776 | SATCON TECHNOLOGY | PVS-75 (208 V) | 75000 | 1 |  |  | 0.97 | Solar Inverter |  | Outside
SRP01781 | SATCON TECHNOLOGY | PVS-100 (240 V) | 100000 | 1 |  |  | 0.97 | Solar Inverter |  | Outside
SRP01781 | SATCON TECHNOLOGY | PVS-75 (480 V) | 75000 | 1 |  |  | 0.97 | Solar Inverter |  | Outside
SRP01785 | FRONIUS USA |  | 6000 | 2 |  |  | 0.97 | Solar Inverter |  | OUTDOOR
SRP01786 | SATCON TECHNOLOGY | PVS-100 (480 V) | 100000 | 1 |  |  | 0.97 | Solar Inverter |  | Outside
SRP01788 | SATCON TECHNOLOGY | AE-50-60-PV-A | 50000 | 1 |  |  | 0.97 | Solar Inverter |  | INDOOR
SRP01797 | SMA AMERICA | SB6000U (208V) | 6000 | 1 |  |  | 0.97 | Solar Inverter |  | Inside
SRP01798 | FRONIUS USA | IG 3000 | 3000 | 1 |  |  | 0.97 | Solar Inverter |  | OUTDOOR
SRP01801 | SMA AMERICA | SB1100U | 500000 | 2 |  |  | 0.97 | Solar Inverter |  | OUTDOOR
SRP01808 | SMA AMERICA | SB6000U (208V) | 6000 | 1 |  |  | 0.97 | Solar Inverter |  | INDOOR
SRP01812 | FRONIUS USA |  | 6000 | 1 |  |  | 0.97 | Solar Inverter |  | OUTDOOR
SRP01814 | SMA AMERICA | SB6000U (208V) | 6000 | 1 |  |  | 0.97 | Solar Inverter |  | INDOOR
SRP01819 | SMA AMERICA | SB6000U (208V) | 6000 | 1 |  |  | 0.97 | Solar Inverter |  | INDOOR
SRP01836 | FRONIUS USA |  | 7500 | 1 |  |  | 0.97 | Solar Inverter |  | OUTDOOR
SRP01837 | SOLECTRIA RENEWABLES | PVI 4000 (208V) | 3900 | 2 |  |  | 0.97 | Solar Inverter |  | INDOOR
SRP01839 | SMA AMERICA | SB6000U (208V) | 6000 | 1 |  |  | 0.97 | Solar Inverter |  | INDOOR
SRP01839 | SMA AMERICA | SB7000US (208V) | 7000 | 1 |  |  | 0.97 | Solar Inverter |  | INDOOR
SRP01842 | SMA AMERICA | SB6000U (208V) | 6000 | 1 |  |  | 0.97 | Solar Inverter |  | OUTDOOR
SRP01843 | SMA AMERICA | SB7000US (208V) | 7000 | 1 |  |  | 0.97 | Solar Inverter |  | Inside
SRP01848 | SUNPOWER CORP (ORIGINAL MFRSMA) | SPR-6000M (208V) | 6000 | 1 |  |  | 0.97 | Solar Inverter |  | INDOOR
SRP01849 | PV POWERED | PVP2800 | 260000 | 2 |  |  | 0.97 | Solar Inverter |  | OUTDOOR
SRP01849 | PV POWERED | PVP75KW-208 | 50000 | 1 |  |  | 0.97 | Solar Inverter |  | OUTDOOR
SRP01851 | SUNPOWER CORP (ORIGINAL MFRSMA) | SPR-6000M (208V) | 6000 | 1 |  |  | 0.97 | Solar Inverter |  | INDOOR
SRP01853 | SMA AMERICA | SC250U (480V) | 500000 | 1 |  |  | 0.97 | Solar Inverter |  | OUTDOOR
SRP01854 | PV POWERED | PVP2500 | 260000 | 1 |  |  | 0.97 | Solar Inverter |  | INDOOR
SRP01867 | SMA AMERICA | SB6000U (208V) | 6000 | 1 |  |  | 0.97 | Solar Inverter |  | INDOOR
SRP01867 | SMA AMERICA | SB7000US (208V) | 7000 | 1 |  |  | 0.97 | Solar Inverter |  | INDOOR
SRP01870 | SMA AMERICA | SB6000U (208V) | 6000 | 1 |  |  | 0.97 | Solar Inverter |  | INDOOR
SRP01874 | PV POWERED | PVP100KW-208 | 260000 | 1 |  |  | 0.97 | Solar Inverter |  | OUTDOOR
SRP01880 | SUNPOWER CORP (ORIGINAL MFRSMA) | SPR-4000M (208V) | 4000 | 1 |  |  | 0.97 | Solar Inverter |  | OUTDOOR
SRP01880 | SUNPOWER CORP (ORIGINAL MFRSMA) | SPR-5000M (208V) | 5000 | 1 |  |  | 0.97 | Solar Inverter |  | OUTDOOR
SRP01880 | SUNPOWER CORP (ORIGINAL MFRSMA) | SPR-6000M (208V) | 6000 | 1 |  |  | 0.97 | Solar Inverter |  | OUTDOOR
SRP01882 | SUNPOWER CORP (ORIGINAL MFRSMA) | SPR-5000M (208V) | 5000 | 3 |  |  | 0.97 | Solar Inverter |  | OUTDOOR
SRP01882 | SUNPOWER CORP (ORIGINAL MFRSMA) | SPR-6000M (208V) | 6000 | 1 |  |  | 0.97 | Solar Inverter |  | OUTDOOR
SRP01888 | SATCON TECHNOLOGY | PVS-250 (208 V) | 250000 | 1 |  |  | 0.97 | Solar Inverter |  | OUTDOOR
SRP01888 | SATCON TECHNOLOGY | PVS-500 (480 V) | 500000 | 3 |  |  | 0.97 | Solar Inverter |  | OUTDOOR
SRP01889 | SUNPOWER CORP (ORIGINAL MFRSMA) | SPR-7000M (208V) | 8000 | 1 |  |  | 0.97 | Solar Inverter |  | INDOOR
SRP01889 | SUNPOWER CORP (ORIGINAL MFRSMA) | SPR-7000M (240V) | 7000 | 2 |  |  | 0.97 | Solar Inverter |  | INDOOR
SRP01890 | SOLECTRIA RENEWABLES | PVI 5300 (208V) | 5300 | 1 |  |  | 0.97 | Solar Inverter |  | INDOOR
SRP01893 | SMA AMERICA | SB4000US (208V) | 4000 | 1 |  |  | 0.97 | Solar Inverter |  | INDOOR
SRP01894 | SMA AMERICA | SB3000US (240V) | 3000 | 1 |  |  | 0.97 | Solar Inverter |  | INDOOR
SRP01894 | SMA AMERICA | SB7000US (240V) | 7000 | 1 |  |  | 0.97 | Solar Inverter |  | INDOOR
SRP01895 | KACO | 3601XI | 5150 | 1 |  |  | 0.97 | Solar Inverter |  | INDOOR
SRP01897 | SATCON TECHNOLOGY | PVS-50 (208 V) | 50000 | 1 |  |  | 0.97 | Solar Inverter |  | Inside
SRP01901 | PV POWERED | PVP100KW-208 | 100000 | 1 |  |  | 0.97 | Solar Inverter |  | Outside
SRP01901 | PV POWERED | PVP100KW-208 | 100000 | 2 |  |  | 0.97 | Solar Inverter |  | Outside
SRP01901 | PV POWERED | PVP100KW-480 | 260000 | 4 |  |  | 0.97 | Solar Inverter |  | Outside
SRP01940 | SMA AMERICA | SB7000US (208V) | 7000 | 1 |  |  | 0.97 | Solar Inverter |  | OUTDOOR
SRP01945 | SMA AMERICA | SB7000US (208V) | 7000 | 1 |  |  | 0.97 | Solar Inverter |  | INDOOR
SRP01946 | SMA AMERICA | SB6000U (208V) | 6000 | 1 |  |  | 0.97 | Solar Inverter |  | Inside
SRP01954 | SMA AMERICA | SB7000US (208V) | 7000 | 2 |  |  | 0.97 | Solar Inverter |  | INDOOR
SRP01966 | FRONIUS USA | IG 3000 | 3000 | 1 |  |  | 0.97 | Solar Inverter |  | OUTDOOR
SRP01977 | FRONIUS USA | IG 2000 | 2000 | 1 |  |  | 0.97 | Solar Inverter |  | OUTDOOR
SRP01977 | FRONIUS USA | IG 4000 | 4000 | 3 |  |  | 0.97 | Solar Inverter |  | OUTDOOR
SRP01978 | PV POWERED | PVP100KW-208 | 100000 | 1 |  |  | 0.97 | Solar Inverter |  | OUTDOOR
SRP01978 | PV POWERED | PVP2500 | 260000 | 1 |  |  | 0.97 | Solar Inverter |  | OUTDOOR
SRP01982 | SMA AMERICA | SB6000U (208V) | 6000 | 1 |  |  | 0.97 | Solar Inverter |  | INDOOR
SRP01984 | SMA AMERICA | SB6000U (208V) | 6000 | 1 |  |  | 0.97 | Solar Inverter |  | OUTDOOR
SRP01986 | SMA AMERICA | SB6000U (208V) | 6000 | 1 |  |  | 0.97 | Solar Inverter |  | OUTDOOR
SRP01988 | SMA AMERICA | SB6000U (240V) | 6000 | 4 |  |  | 0.97 | Solar Inverter |  | OUTDOOR
SRP01988 | SMA AMERICA | SB7000US (208V) | 7000 | 2 |  |  | 0.97 | Solar Inverter |  | Outside
SRP02005 | SMA AMERICA | SB7000US (208V) | 7000 | 1 |  |  | 0.97 | Solar Inverter |  | INDOOR
SRP02007 | SMA AMERICA | SB7000US (208V) | 7000 | 1 |  |  | 0.97 | Solar Inverter |  | Outside
SRP02012 | SMA AMERICA | SB7000US (208V) | 7000 | 1 |  |  | 0.97 | Solar Inverter |  | INDOOR
SRP02022 | SUNPOWER CORP (ORIGINAL MFRSMA) | SPR-5000M (208V) | 5000 | 1 |  |  | 0.97 | Solar Inverter |  | INDOOR
SRP02026 | SMA AMERICA | SB7000US (208V) | 7000 | 1 |  |  | 0.97 | Solar Inverter |  | INDOOR
SRP02029 | SMA AMERICA | SB5000US | 5000 | 2 |  |  | 0.97 | Solar Inverter |  | OUTDOOR
SRP02036 | SMA AMERICA | SB7000US (208V) | 8000 | 1 |  |  | 0.97 | Solar Inverter |  | INDOOR
SRP02040 | SMA AMERICA | SB6000U (208V) | 6000 | 1 |  |  | 0.97 | Solar Inverter |  | Inside
SRP02044 | SMA AMERICA | SB6000U (208V) | 6000 | 1 |  |  | 0.97 | Solar Inverter |  | Outside
SRP02044 | SMA AMERICA | SB7000US (208V) | 7000 | 1 |  |  | 0.97 | Solar Inverter |  | Outside
SRP02046 | FRONIUS USA | IG 5100 | 5100 | 1 |  |  | 0.97 | Solar Inverter |  | INDOOR
SRP02049 | SMA AMERICA | SB7000US (208V) | 8000 | 1 |  |  | 0.97 | Solar Inverter |  | Outside
SRP02051 | SUNPOWER CORP (ORIGINAL MFRSMA) | SPR-3000M (208V) | 3000 | 1 |  |  | 0.97 | Solar Inverter |  | INDOOR
SRP02051 | SUNPOWER CORP (ORIGINAL MFRSMA) | SPR-5000M (208V) | 5000 | 1 |  |  | 0.97 | Solar Inverter |  | INDOOR
SRP02051 | SUNPOWER CORP (ORIGINAL MFRSMA) | SPR4000 | 4000 | 1 |  |  | 0.97 | Solar Inverter |  | INDOOR
SRP02055 | SMA AMERICA | SC250U (480V) | 250000 | 1 |  |  | 0.97 | Solar Inverter |  | INDOOR
SRP02055 | SMA AMERICA | SC250U (480V) | 500000 | 3 |  |  | 0.97 | Solar Inverter |  | INDOOR
SRP02056 | SMA AMERICA | SUNNY BOY CONTROL-485 | 500000 | 3 |  |  | 0.97 | Solar Inverter |  | INDOOR
SRP02057 | SMA AMERICA | SUNNY BOY CONTROL | 500000 | 1 |  |  | 0.97 | Solar Inverter |  | INDOOR
SRP02062 | SMA AMERICA | SB7000US (208V) | 7000 | 1 |  |  | 0.97 | Solar Inverter |  | Inside
SRP02063 | SMA AMERICA | SB6000U (208V) | 6000 | 5 |  |  | 0.97 | Solar Inverter |  | INDOOR
SRP02064 | SMA AMERICA | SB6000U (208V) | 6000 | 3 |  |  | 0.97 | Solar Inverter |  | INDOOR
SRP02067 | SMA AMERICA | SB7000US (208V) | 7000 | 1 |  |  | 0.97 | Solar Inverter |  | OUTDOOR
SRP02075 | SUNPOWER CORP (ORIGINAL MFRSMA) | SPR-6000M (208V) | 6000 | 1 |  |  | 0.97 | Solar Inverter |  | INDOOR
SRP02076 | SUNPOWER CORP (ORIGINAL MFRSMA) | SPR-6000M (208V) | 6000 | 2 |  |  | 0.97 | Solar Inverter |  | INDOOR
SRP02082 | SMA AMERICA | SB6000U (208V) | 6000 | 6 |  |  | 0.97 | Solar Inverter |  | INDOOR
SRP02084 | POWER-ONE | PVI-6000-OUTD-US (208 V) | 6000 | 1 |  |  | 0.97 | Solar Inverter |  | INDOOR
SRP02087 | SMA AMERICA | SB7000US (208V) | 7000 | 1 |  |  | 0.97 | Solar Inverter |  | INDOOR
SRP02088 | SMA AMERICA | SB6000U (208V) | 6000 | 1 |  |  | 0.97 | Solar Inverter |  | INDOOR
SRP02095 | SMA AMERICA | SB7000US (277V) | 8000 | 1 |  |  | 0.97 | Solar Inverter |  | INDOOR
SRP02098 | SMA AMERICA | SB7000US (208V) | 7000 | 1 |  |  | 0.97 | Solar Inverter |  | Outside
SRP02112 | SMA AMERICA | SB7000US (208V) | 8000 | 3 |  |  | 0.97 | Solar Inverter |  | INDOOR
SRP02115 | SMA AMERICA | SB5000US (208V) | 5000 | 1 |  |  | 0.97 | Solar Inverter |  | INDOOR
SRP02115 | SMA AMERICA | SB7000US (208V) | 7000 | 1 |  |  | 0.97 | Solar Inverter |  | INDOOR
SRP02133 | SMA AMERICA | SB6000U (208V) | 6000 | 1 |  |  | 0.97 | Solar Inverter |  | INDOOR
SRP02134 | FRONIUS USA |  | 11400 | 6 |  |  | 0.97 | Solar Inverter |  | INDOOR
SRP02136 | SOLECTRIA RENEWABLES | PVI60KW-208 | 60000 | 1 |  |  | 0.97 | Solar Inverter |  | INDOOR
SRP02151 | SMA AMERICA | SB7000US (208V) | 7000 | 3 |  |  | 0.97 | Solar Inverter |  | OUTDOOR
SRP02154 | SMA AMERICA | SB7000US (277V) | 8000 | 1 |  |  | 0.97 | Solar Inverter |  | OUTDOOR
SRP02155 | SMA AMERICA | SB6000U (208V) | 6000 | 1 |  |  | 0.97 | Solar Inverter |  | INDOOR
SRP02160 | POWER-ONE | PVI-3600-US (208V) | 3600 | 1 |  |  | 0.97 | Solar Inverter |  | INDOOR
SRP02160 | POWER-ONE | PVI-3600-US (240V) | 4200 | 1 |  |  | 0.97 | Solar Inverter |  | INDOOR
SRP02167 | POWER-ONE | PVI-6000-OUTD-US (208 V) | 6000 | 1 |  |  | 0.97 | Solar Inverter |  | INDOOR
SRP02168 | POWER-ONE | PVI-5000-OUTD-US (240 V) | 5000 | 1 |  |  | 0.97 | Solar Inverter |  | Outside
SRP02169 | POWER-ONE | PVI-3000-I-OUTD-US | 3000 | 2 |  |  | 0.97 | Solar Inverter |  | Outside
SRP02170 | SMA AMERICA | SB6000U (208V) | 6000 | 7 |  |  | 0.97 | Solar Inverter |  | Inside
SRP02177 | SMA AMERICA | SB6000U (208V) | 6000 | 4 |  |  | 0.97 | Solar Inverter |  | OUTDOOR
SRP02177 | SMA AMERICA | SB7000US (277V) | 8000 | 10 |  |  | 0.97 | Solar Inverter |  | OUTDOOR
SRP02179 | SMA AMERICA | SB6000U (208V) | 6000 | 2 |  |  | 0.97 | Solar Inverter |  | Outside
SRP02180 | SMA AMERICA | SB6000U (208V) | 6000 | 1 |  |  | 0.97 | Solar Inverter |  | INDOOR
SRP02181 | SMA AMERICA | SB7000US (208V) | 7000 | 1 |  |  | 0.97 | Solar Inverter |  | INDOOR
SRP02183 | SMA AMERICA | SB7000US (208V) | 7000 | 3 |  |  | 0.97 | Solar Inverter |  | OUTDOOR
SRP02200 | SMA AMERICA | SB6000U (208V) | 6000 | 1 |  |  | 0.97 | Solar Inverter |  | OUTDOOR
SRP02204 | SMA AMERICA | SB6000U (240V) | 6000 | 1 |  |  | 0.97 | Solar Inverter |  | Inside
SRP02206 | SMA AMERICA | SB4000US (208V) | 4000 | 1 |  |  | 0.97 | Solar Inverter |  | INDOOR
SRP02206 | SMA AMERICA | SB6000U (208V) | 6000 | 1 |  |  | 0.97 | Solar Inverter |  | INDOOR
SRP02214 | SMA AMERICA | SB6000U (208V) | 6000 | 1 |  |  | 0.97 | Solar Inverter |  | Outside
SRP02219 | SMA AMERICA | SB7000US (208V) | 7000 | 1 |  |  | 0.97 | Solar Inverter |  | INDOOR
SRP02220 | SMA AMERICA | SB6000U (208V) | 6000 | 1 |  |  | 0.97 | Solar Inverter |  | INDOOR
SRP02220 | SMA AMERICA | SB7000US (208V) | 7000 | 1 |  |  | 0.97 | Solar Inverter |  | INDOOR
SRP02223 | SMA AMERICA | SB7000US (208V) | 7000 | 1 |  |  | 0.97 | Solar Inverter |  | INDOOR
SRP02228 | SUNPOWER CORP (ORIGINAL MFRSMA) | SPR-7000M (277V) | 8000 | 1 |  |  | 0.97 | Solar Inverter |  | INDOOR
SRP02234 | ENPHASE ENERGY | M200-32-208-S01 | 380 | 110 |  |  | 0.97 | Solar Inverter |  | OUTDOOR
SRP02239 | SUNPOWER CORP (ORIGINAL MFRSMA) | SPR-4000M (208V) | 4000 | 1 |  |  | 0.97 | Solar Inverter |  | INDOOR
SRP02242 | SMA AMERICA | SB6000U (208V) | 6000 | 1 |  |  | 0.97 | Solar Inverter |  | INDOOR
SRP02243 | SMA AMERICA | SB7000US (277V) | 7000 | 1 |  |  | 0.97 | Solar Inverter |  | INDOOR
SRP02249 | POWER-ONE | PVI-CENTRAL-100-US (208 V) | 100000 | 1 |  |  | 0.97 | Solar Inverter |  | INDOOR
SRP02249 | POWER-ONE | PVI-CENTRAL-50-US (208 V) | 50000 | 1 |  |  | 0.97 | Solar Inverter |  | INDOOR
SRP02250 | FRONIUS USA |  | 10000 | 1 |  |  | 0.97 | Solar Inverter |  | INDOOR
SRP02250 | FRONIUS USA |  | 10000 | 1 |  |  | 0.97 | Solar Inverter |  | INDOOR
SRP02252 | FRONIUS USA |  | 11400 | 1 |  |  | 0.97 | Solar Inverter |  | INDOOR
SRP02252 | FRONIUS USA |  | 11400 | 4 |  |  | 0.97 | Solar Inverter |  | INDOOR
SRP02254 | SOLECTRIA RENEWABLES | PVI60KW-208 | 60000 | 2 |  |  | 0.97 | Solar Inverter |  | INDOOR
SRP02255 | SOLECTRIA RENEWABLES | PVI82KW-480 | 82000 | 1 |  |  | 0.97 | Solar Inverter |  | INDOOR
SRP02259 | PV POWERED | PVP75KW-208 | 260000 | 2 |  |  | 0.97 | Solar Inverter |  | Outside
SRP02265 | SMA AMERICA | SB6000U (208V) | 6000 | 1 |  |  | 0.97 | Solar Inverter |  | INDOOR
SRP02265 | SMA AMERICA | SB7000US (208V) | 7000 | 1 |  |  | 0.97 | Solar Inverter
SRP02267 | SMA AMERICA | SB6000U (240V) | 6000 | 1 |  |  | 0.97 | Solar Inverter |  | Outside
SRP02268 | SMA AMERICA | SB6000U (208V) | 6000 | 1 |  |  | 0.97 | Solar Inverter |  | INDOOR
SRP02271 | SMA AMERICA | SB7000US (208V) | 7000 | 1 |  |  | 0.97 | Solar Inverter |  | INDOOR
SRP02282 | SMA AMERICA | SB7000US (208V) | 7000 | 1 |  |  | 0.97 | Solar Inverter |  | OUTDOOR
SRP02320 | POWER-ONE | PVI-6000-OUTD-US (208 V) | 6000 | 1 |  |  | 0.97 | Solar Inverter |  | Outside
SRP02321 | FRONIUS USA |  | 11400 | 2 |  |  | 0.97 | Solar Inverter |  | Inside
SRP02321 | PV POWERED | PVP4800 | 5000 | 1 |  |  | 0.97 | Solar Inverter |  | INDOOR
SRP02324 | SOLECTRIA RENEWABLES | PVI82KW-208 | 82000 | 2 |  |  | 0.97 | Solar Inverter |  | INDOOR
SRP02330 | SOLECTRIA RENEWABLES | PVI82KW-208 | 82000 | 1 |  |  | 0.97 | Solar Inverter |  | INDOOR
SRP02343 | SMA AMERICA | SB6000U (208V) | 6000 | 6 |  |  | 0.97 | Solar Inverter |  | OUTDOOR
SRP02343 | SMA AMERICA | SC250U (480V) | 250000 | 1 |  |  | 0.97 | Solar Inverter |  | OUTDOOR
SRP02352 | FRONIUS USA |  | 11400 | 4 |  |  | 0.97 | Solar Inverter |  | INDOOR
SRP02357 | SMA AMERICA | SB5000US | 5000 | 1 |  |  | 0.97 | Solar Inverter |  | INDOOR
SRP02357 | SUNPOWER CORP (ORIGINAL MFRSMA) | SPR-3000M (208V) | 3000 | 1 |  |  | 0.97 | Solar Inverter |  | INDOOR
SRP02360 | SMA AMERICA | SB6000U (208V) | 6000 | 1 |  |  | 0.97 | Solar Inverter |  | INDOOR
SRP02361 | SMA AMERICA | SB5000US | 5000 | 2 |  |  | 0.97 | Solar Inverter |  | OUTDOOR
SRP02366 | SMA AMERICA | SB7000US (208V) | 7000 | 1 |  |  | 0.97 | Solar Inverter |  | Inside
SRP02367 | SOLECTRIA RENEWABLES | PVI 5000 (240V) | 5000 | 1 |  |  | 0.97 | Solar Inverter |  | Outside
SRP02368 | SCHUCO USA | SB7000US (208V) | 7000 | 1 |  |  | 0.97 | Solar Inverter |  | INDOOR
SRP02372 | SMA AMERICA | SB6000U (208V) | 6000 | 1 |  |  | 0.97 | Solar Inverter |  | INDOOR
SRP02376 | SUNPOWER CORP (ORIGINAL MFRSMA) | SPR-6000M (208V) | 6000 | 1 |  |  | 0.97 | Solar Inverter |  | INDOOR
SRP02384 | SUNPOWER CORP (ORIGINAL MFRSMA) | SPR-6000M (208V) | 6000 | 1 |  |  | 0.97 | Solar Inverter |  | OUTDOOR
SRP02386 | SUNPOWER CORP (ORIGINAL MFRSMA) | SPR-6000M (208V) | 6000 | 1 |  |  | 0.97 | Solar Inverter |  | OUTDOOR
SRP02386 | SUNPOWER CORP (ORIGINAL MFRSMA) | SPR-7000M (208V) | 7000 | 1 |  |  | 0.97 | Solar Inverter |  | OUTDOOR
SRP02387 | SUNPOWER CORP (ORIGINAL MFRSMA) | SPR-4000M (208V) | 4000 | 2 |  |  | 0.97 | Solar Inverter |  | INDOOR
SRP02387 | SUNPOWER CORP (ORIGINAL MFRSMA) | SPR-7000M (240V) | 7000 | 1 |  |  | 0.97 | Solar Inverter |  | INDOOR
SRP02387 | SUNPOWER CORP (ORIGINAL MFRSMA) | SPR-7000M (240V) | 8000 | 1 |  |  | 0.97 | Solar Inverter |  | INDOOR
SRP02388 | SUNPOWER CORP (ORIGINAL MFRSMA) | SPR-4000M (208V) | 4000 | 1 |  |  | 0.97 | Solar Inverter |  | OUTDOOR
SRP02389 | SUNPOWER CORP (ORIGINAL MFRSMA) | SPR-4000M (208V) | 4000 | 1 |  |  | 0.97 | Solar Inverter |  | Outside
SRP02389 | SUNPOWER CORP (ORIGINAL MFRSMA) | SPR-6000M (208V) | 6000 | 1 |  |  | 0.97 | Solar Inverter |  | Outside
SRP02394 | SMA AMERICA | SB6000U (208V) | 6000 | 1 |  |  | 0.97 | Solar Inverter |  | INDOOR
SRP02396 | SMA AMERICA | SB6000U (208V) | 6000 | 1 |  |  | 0.97 | Solar Inverter |  | INDOOR
SRP02396 | SMA AMERICA | SB7000US (240V) | 7000 | 1 |  |  | 0.97 | Solar Inverter |  | INDOOR
SRP02398 | ENPHASE ENERGY | M175-24-240-S02 | 190 | 26 |  |  | 0.97 | Solar Inverter |  | OUTDOOR
SRP02401 | SMA AMERICA | SB4000US (208V) | 4000 | 1 |  |  | 0.97 | Solar Inverter |  | INDOOR
SRP02401 | SMA AMERICA | SB5000US | 5000 | 1 |  |  | 0.97 | Solar Inverter |  | INDOOR
SRP02405 | SMA AMERICA | SB6000U (208V) | 6000 | 1 |  |  | 0.97 | Solar Inverter |  | OUTDOOR
SRP02406 | SMA AMERICA | SB6000U (208V) | 6000 | 1 |  |  | 0.97 | Solar Inverter |  | INDOOR
SRP02411 | SMA AMERICA | SB6000U (208V) | 6000 | 1 |  |  | 0.97 | Solar Inverter |  | OUTDOOR
SRP02418 | SMA AMERICA | SB7000US (208V) | 7000 | 1 |  |  | 0.97 | Solar Inverter |  | INDOOR
SRP02421 | SMA AMERICA | SB7000US (208V) | 7000 | 1 |  |  | 0.97 | Solar Inverter |  | Outside
SRP02427 | SMA AMERICA | SB6000U (208V) | 6000 | 1 |  |  | 0.97 | Solar Inverter |  | Outside
SRP02431 | SMA AMERICA | SB6000U (208V) | 6000 | 1 |  |  | 0.97 | Solar Inverter |  | INDOOR
SRP02432 | SMA AMERICA | SB6000U (208V) | 6000 | 1 |  |  | 0.97 | Solar Inverter |  | Outside
SRP02436 | SMA AMERICA | SB6000U (208V) | 6000 | 1 |  |  | 0.97 | Solar Inverter |  | Outside
SRP02444 | PV POWERED | PVP30KW-LV-208 | 35000 | 1 |  |  | 0.97 | Solar Inverter |  | OUTDOOR
SRP02446 | FRONIUS USA | IG 3000 | 3000 | 1 |  |  | 0.97 | Solar Inverter |  | Outside
SRP02449 | ENPHASE ENERGY | M200-32-240-S01 | 190 | 20 |  |  | 0.97 | Solar Inverter |  | OUTDOOR
SRP02454 | SMA AMERICA | SB6000U (277V) | 6000 | 1 |  |  | 0.97 | Solar Inverter |  | OUTDOOR
SRP02455 | ENPHASE ENERGY | M175-24-240-S01 | 190 | 20 |  |  | 0.97 | Solar Inverter |  | OUTDOOR
SRP02457 | SMA AMERICA | SB5000US | 5000 | 1 |  |  | 0.97 | Solar Inverter |  | Inside
SRP02486 | PV POWERED | PVP5200 | 5200 | 1 |  |  | 0.97 | Solar Inverter |  | OUTDOOR
SRP02492 | SMA AMERICA | SB5000US (240V) | 5000 | 1 |  |  | 0.97 | Solar Inverter |  | OUTDOOR
SRP02497 | SMA AMERICA | SB6000U (208V) | 6000 | 1 |  |  | 0.97 | Solar Inverter |  | Outside
SRP02499 | SMA AMERICA | SB6000U (208V) | 6000 | 1 |  |  | 0.97 | Solar Inverter |  | INDOOR
SRP02506 | SMA AMERICA | SC250U (480V) | 500000 | 2 |  |  | 0.97 | Solar Inverter |  | INDOOR
SRP02516 | ENPHASE ENERGY | M200-32-208-S01 | 190 | 36 |  |  | 0.97 | Solar Inverter |  | OUTDOOR
SRP02525 | SMA AMERICA | SB6000U (208V) | 6000 | 1 |  |  | 0.97 | Solar Inverter |  | INDOOR
SRP02527 | SMA AMERICA | SB7000US (208V) | 7000 | 1 |  |  | 0.97 | Solar Inverter |  | OUTDOOR
SRP02533 | SMA AMERICA | SB6000U (208V) | 6000 | 1 |  |  | 0.97 | Solar Inverter |  | OUTDOOR
SRP02534 | SMA AMERICA | SB7000US (208V) | 7000 | 1 |  |  | 0.97 | Solar Inverter |  | INDOOR
SRP02537 | SMA AMERICA | SB6000U (208V) | 6000 | 1 |  |  | 0.97 | Solar Inverter |  | INDOOR
SRP02541 | SMA AMERICA | SB7000US (208V) | 7000 | 1 |  |  | 0.97 | Solar Inverter |  | INDOOR
SRP02544 | SMA AMERICA | SB6000U (208V) | 6000 | 1 |  |  | 0.97 | Solar Inverter |  | OUTDOOR
SRP02547 | SUNPOWER CORP (ORIGINAL MFRSMA) | SPR-6000M (208V) | 6000 | 1 |  |  | 0.97 | Solar Inverter |  | INDOOR
SRP02550 | SMA AMERICA | SB6000U (208V) | 6000 | 1 |  |  | 0.97 | Solar Inverter |  | INDOOR
SRP02553 | SMA AMERICA | SB3000US (240V) | 3000 | 1 |  |  | 0.97 | Solar Inverter |  | Outside
SRP02553 | SMA AMERICA | SB5000US | 5000 | 1 |  |  | 0.97 | Solar Inverter |  | OUTDOOR
SRP02565 | SMA AMERICA | SB7000US (240V) | 7000 | 1 |  |  | 0.97 | Solar Inverter |  | OUTDOOR
SRP02570 | ENPHASE ENERGY | M200-32-240-S02 | 215 | 27 |  |  | 0.97 | Solar Inverter |  | OUTDOOR
SRP02571 | SMA AMERICA | SB7000US (208V) | 7000 | 1 |  |  | 0.97 | Solar Inverter |  | OUTDOOR
SRP02573 | SMA AMERICA | SB6000U (208V) | 6000 | 1 |  |  | 0.97 | Solar Inverter |  | INDOOR
SRP02579 | SMA AMERICA | SB5000US | 5000 | 2 |  |  | 0.97 | Solar Inverter |  | OUTDOOR
SRP02582 | SMA AMERICA | SB6000U (240V) | 6000 | 1 |  |  | 0.97 | Solar Inverter |  | INDOOR
SRP02582 | SMA AMERICA | SB7000US (208V) | 7000 | 1 |  |  | 0.97 | Solar Inverter |  | INDOOR
SRP02582 | SMA AMERICA | SB7000US (208V) | 8000 | 1 |  |  | 0.97 | Solar Inverter |  | INDOOR
SRP02583 | SMA AMERICA | SB6000U (208V) | 6000 | 1 |  |  | 0.97 | Solar Inverter |  | INDOOR
SRP02595 | ENPHASE ENERGY | M200-32-240-S02 | 215 | 20 |  |  | 0.97 | Solar Inverter |  | OUTDOOR
SRP02596 | SMA AMERICA | SB6000U (208V) | 6000 | 1 |  |  | 0.97 | Solar Inverter |  | Inside
SRP02598 | SMA AMERICA | SB6000U (208V) | 6000 | 1 |  |  | 0.97 | Solar Inverter |  | INDOOR
SRP02602 | SMA AMERICA | SB6000U (208V) | 6000 | 1 |  |  | 0.97 | Solar Inverter |  | INDOOR
SRP02608 | SMA AMERICA | SB6000U (208V) | 6000 | 1 |  |  | 0.97 | Solar Inverter |  | OUTDOOR
SRP02611 | SMA AMERICA | SWR2500U-SBD (208V) | 250000 | 1 |  |  | 0.97 | Solar Inverter |  | OUTDOOR
SRP02612 | SMA AMERICA | SB6000U (240V) | 6000 | 2 |  |  | 0.97 | Solar Inverter |  | Outside
SRP02612 | SMA AMERICA | SB7000US (208V) | 7000 | 1 |  |  | 0.97 | Solar Inverter |  | OUTDOOR
SRP02615 | SUNPOWER CORP (ORIGINAL MFRSMA) | SPR-4000M (208V) | 4000 | 1 |  |  | 0.97 | Solar Inverter |  | INDOOR
SRP02627 | SMA AMERICA | SB7000US (208V) | 7000 | 2 |  |  | 0.97 | Solar Inverter |  | OUTDOOR
SRP02631 | SMA AMERICA | SB7000US (208V) | 7000 | 1 |  |  | 0.97 | Solar Inverter |  | INDOOR
SRP02634 | PV POWERED | PVP100KW-208 | 260000 | 1 |  |  | 0.97 | Solar Inverter |  | OUTDOOR
SRP02635 | PV POWERED | PVP100KW-208 | 260000 | 2 |  |  | 0.97 | Solar Inverter |  | OUTDOOR
SRP02639 | SMA AMERICA | SB6000U (208V) | 6000 | 1 |  |  | 0.97 | Solar Inverter |  | Outside
SRP02645 | ENPHASE ENERGY | M175-24-240-S02 | 190 | 33 |  |  | 0.97 | Solar Inverter |  | OUTDOOR
SRP02646 | SMA AMERICA | SB6000U (208V) | 6000 | 1 |  |  | 0.97 | Solar Inverter |  | INDOOR
SRP02648 | SMA AMERICA | SB6000U (208V) | 6000 | 2 |  |  | 0.97 | Solar Inverter |  | OUTDOOR
SRP02652 | SMA AMERICA | SB6000U (208V) | 6000 | 1 |  |  | 0.97 | Solar Inverter |  | Inside
SRP02663 | SUNPOWER CORP (ORIGINAL MFRSMA) | SPR-5000M (208V) | 5000 | 1 |  |  | 0.97 | Solar Inverter |  | INDOOR
SRP02668 | SOLECTRIA RENEWABLES | PVI 5000 (208V) | 5000 | 2 |  |  | 0.97 | Solar Inverter |  | Inside
SRP02670 | SMA AMERICA | SB7000US (208V) | 7000 | 1 |  |  | 0.97 | Solar Inverter |  | INDOOR
SRP02678 | SMA AMERICA | SB6000U (208V) | 6000 | 1 |  |  | 0.97 | Solar Inverter |  | INDOOR
SRP02680 | SOLECTRIA RENEWABLES | PVI 3000-P (208V) | 3300 | 1 |  |  | 0.97 | Solar Inverter |  | INDOOR
SRP02684 | ENPHASE ENERGY | M200-32-208-S01 | 215 | 55 |  |  | 0.97 | Solar Inverter |  | OUTDOOR
SRP02687 | SMA AMERICA | SB6000U (240V) | 6000 | 1 |  |  | 0.97 | Solar Inverter |  | OUTDOOR
SRP02692 | PV POWERED | PVP4800 | 4800 | 1 |  |  | 0.97 | Solar Inverter |  | OUTDOOR
SRP02696 | SMA AMERICA | SB7000US (208V) | 7000 | 1 |  |  | 0.97 | Solar Inverter |  | INDOOR
SRP02703 | SMA AMERICA | SB7000US (208V) | 8000 | 1 |  |  | 0.97 | Solar Inverter |  | OUTDOOR
SRP02709 | SUNPOWER CORP (ORIGINAL MFRSMA) | SPR-6000M (208V) | 6000 | 1 |  |  | 0.97 | Solar Inverter |  | INDOOR
SRP02712 | SOLECTRIA RENEWABLES | PVI95KW-208 | 95000 | 1 |  |  | 0.97 | Solar Inverter |  | INDOOR
SRP02716 | SMA AMERICA | SB7000US (277V) | 7000 | 1 |  |  | 0.97 | Solar Inverter |  | INDOOR
SRP02722 | SMA AMERICA | SB6000U (208V) | 6000 | 1 |  |  | 0.97 | Solar Inverter |  | INDOOR
SRP02736 | POWER-ONE | PVI-5000-OUTD-US (208 V) | 5000 | 1 |  |  | 0.97 | Solar Inverter |  | OUTDOOR
SRP02737 | SMA AMERICA | SC250U (480V) | 250000 | 1 |  |  | 0.97 | Solar Inverter |  | OUTDOOR
SRP02745 | PV POWERED | PVP100KW-480 | 260000 | 2 |  |  | 0.97 | Solar Inverter |  | OUTDOOR
SRP02750 | PV POWERED | PVP100KW-208 | 260000 | 2 |  |  | 0.97 | Solar Inverter |  | OUTDOOR
SRP02752 | SUNPOWER CORP (ORIGINAL MFRSMA) | SPR-6000M (240V) | 6000 | 2 |  |  | 0.97 | Solar Inverter |  | INDOOR
SRP02766 | SUNPOWER CORP (ORIGINAL MFRSMA) | SPR-5000M (208V) | 5000 | 1 |  |  | 0.97 | Solar Inverter |  | INDOOR
SRP02778 | SMA AMERICA | SB5000US | 5000 | 1 |  |  | 0.97 | Solar Inverter |  | OUTDOOR
SRP02784 | SMA AMERICA | SB6000US (240V) | 6000 | 1 |  |  | 0.97 | Solar Inverter |  | OUTDOOR
SRP02786 | SMA AMERICA | SB3000US (208V) | 3000 | 1 |  |  | 0.97 | Solar Inverter |  | Inside
SRP02786 | SMA AMERICA | SB7000US (208V) | 7000 | 1 |  |  | 0.97 | Solar Inverter |  | Inside
SRP02792 | ENPHASE ENERGY | M175-24-240-S02 | 190 | 20 |  |  | 0.97 | Solar Inverter |  | OUTDOOR
SRP02795 | SMA AMERICA | SB6000U (208V) | 6000 | 1 |  |  | 0.97 | Solar Inverter |  | OUTDOOR
SRP02800 | SMA AMERICA | SB5000US | 5000 | 2 |  |  | 0.97 | Solar Inverter |  | OUTDOOR
SRP02802 | SMA AMERICA | SB5000US | 5000 | 1 |  |  | 0.97 | Solar Inverter |  | Inside
SRP02806 | SMA AMERICA | SB7000US (240V) | 7000 | 1 |  |  | 0.97 | Solar Inverter |  | OUTDOOR
SRP02811 | SMA AMERICA | SB6000U (208V) | 6000 | 1 |  |  | 0.97 | Solar Inverter |  | OUTDOOR
SRP02821 | SMA AMERICA | SB700U | 8000 | 1 |  |  | 0.97 | Solar Inverter |  | INDOOR
SRP02823 | SMA AMERICA | SB7000US (208V) | 7000 | 2 |  |  | 0.97 | Solar Inverter |  | Outside
SRP02824 | SMA AMERICA | SB6000U (208V) | 6000 | 1 |  |  | 0.97 | Solar Inverter |  | OUTDOOR
SRP02828 | SMA AMERICA | SB6000U (208V) | 6000 | 1 |  |  | 0.97 | Solar Inverter |  | Outside
SRP02829 | SMA AMERICA | SB6000U (208V) | 6000 | 1 |  |  | 0.97 | Solar Inverter |  | OUTDOOR
SRP02829 | SMA AMERICA | SB7000US (277V) | 7000 | 2 |  |  | 0.97 | Solar Inverter |  | OUTDOOR
SRP02837 | SMA AMERICA | SB6000U (208V) | 6000 | 1 |  |  | 0.97 | Solar Inverter |  | INDOOR
SRP02857 | SMA AMERICA | SB7000US (208V) | 7000 | 2 |  |  | 0.97 | Solar Inverter |  | OUTDOOR
SRP02857 | SMA AMERICA | SB7000US (277V) | 7000 | 2 |  |  | 0.97 | Solar Inverter |  | OUTDOOR
SRP02867 | SMA AMERICA | SB7000US (208V) | 7000 | 1 |  |  | 0.97 | Solar Inverter |  | INDOOR
SRP02869 | SMA AMERICA | SB7000US (208V) | 7000 | 1 |  |  | 0.97 | Solar Inverter |  | OUTDOOR
SRP02891 | ADVANCED ENERGY INDUSTRIES | AE 260TX-480 | 260000 | 1 |  |  | 0.97 | Solar Inverter |  | OUTDOOR
SRP02896 | SMA AMERICA | SB6000U (208V) | 6000 | 1 |  |  | 0.97 | Solar Inverter |  | OUTDOOR
SRP02897 | POWER-ONE | PVI-CENTRAL-100-US (208 V) | 300000 | 2 |  |  | 0.97 | Solar Inverter |  | INDOOR
SRP02899 | SUNPOWER CORP (ORIGINAL MFRSMA) | SPR-6000M (208V) | 6000 | 1 |  |  | 0.97 | Solar Inverter |  | INDOOR
SRP02902 | SMA AMERICA | SB6000U (208V) | 6000 | 1 |  |  | 0.97 | Solar Inverter |  | OUTDOOR
SRP02914 | ENPHASE ENERGY | M200-32-208-S01 | 190 | 21 |  |  | 0.97 | Solar Inverter |  | OUTDOOR
SRP02916 | SMA AMERICA | SB6000U (208V) | 6000 | 2 |  |  | 0.97 | Solar Inverter |  | INDOOR
SRP02919 | SMA AMERICA | SB5000US | 5000 | 1 |  |  | 0.97 | Solar Inverter |  | OUTDOOR
SRP02923 | SMA AMERICA | SB7000US (208V) | 7000 | 1 |  |  | 0.97 | Solar Inverter |  | INDOOR
SRP02925 | FRONIUS USA |  | 7500 | 2 |  |  | 0.97 | Solar Inverter |  | OUTDOOR
SRP02925 | FRONIUS USA |  | 11400 | 2 |  |  | 0.97 | Solar Inverter |  | Outside
SRP02928 | SMA AMERICA | SB7000US (208V) | 7000 | 3 |  |  | 0.97 | Solar Inverter |  | INDOOR
SRP02934 | PV POWERED | PVP4800 | 4800 | 1 |  |  | 0.97 | Solar Inverter |  | INDOOR
SRP02935 | SMA AMERICA | SB3800U (208V) | 3800 | 1 |  |  | 0.97 | Solar Inverter |  | INDOOR
SRP02936 | SMA AMERICA | SB7000US (208V) | 7000 | 1 |  |  | 0.97 | Solar Inverter |  | INDOOR
SRP02938 | SMA AMERICA | SB6000US (208V) | 6000 | 2 |  |  | 0.97 | Solar Inverter |  | Inside
SRP02940 | SMA AMERICA | SB6000U (208V) | 6000 | 1 |  |  | 0.97 | Solar Inverter |  | INDOOR
SRP02949 | PV POWERED | PVP30KW-208 | 260000 | 1 |  |  | 0.97 | Solar Inverter |  | OUTDOOR
SRP02950 | PV POWERED | PVP100KW-480 | 260000 | 2 |  |  | 0.97 | Solar Inverter |  | OUTDOOR
SRP02956 | SMA AMERICA | SB6000U (208V) | 6000 | 1 |  |  | 0.97 | Solar Inverter |  | OUTDOOR
SRP02965 | SMA AMERICA | SB6000U (208V) | 6000 | 1 |  |  | 0.97 | Solar Inverter |  | INDOOR
SRP02966 | PV POWERED | PVP30KW-208 | 3000 | 1 |  |  | 0.97 | Solar Inverter |  | INDOOR
SRP02966 | PV POWERED | PVP75KW-208 | 6000 | 1 |  |  | 0.97 | Solar Inverter |  | INDOOR
SRP02975 | SUNPOWER CORP (ORIGINAL MFRSMA) | SPR-5000M (208V) | 5000 | 3 |  |  | 0.97 | Solar Inverter |  | OUTDOOR
SRP02976 | SCHUCO USA | SB5000US (208V) | 5000 | 6 |  |  | 0.97 | Solar Inverter |  | INDOOR
SRP02977 | SMA AMERICA | SB6000U (208V) | 6000 | 1 |  |  | 0.97 | Solar Inverter |  | INDOOR
SRP02983 | SMA AMERICA | SB6000US (208V) | 6000 | 1 |  |  | 0.97 | Solar Inverter |  | INDOOR
SRP02984 | SMA AMERICA | SB6000US (208V) | 6000 | 1 |  |  | 0.97 | Solar Inverter |  | INDOOR
SRP02985 | SMA AMERICA | SB5000US (208V) | 5000 | 1 |  |  | 0.97 | Solar Inverter |  | INDOOR
SRP02995 | ENPHASE ENERGY | M200-32-208-S01 | 215 | 64 |  |  | 0.97 | Solar Inverter |  | OUTDOOR
SRP02999 | POWER-ONE | PVI-5000-OUTD-US (208 V) | 10000 | 4 |  |  | 0.97 | Solar Inverter |  | OUTDOOR
SRP03012 | PV POWERED | PVP100KW-208 | 260000 | 2 |  |  | 0.97 | Solar Inverter |  | OUTDOOR
SRP03013 | ENPHASE ENERGY | M175-24-240-S02 | 215 | 23 |  |  | 0.97 | Solar Inverter |  | Outside
SRP03032 | SMA AMERICA | SB5000US | 6250 | 3 |  |  | 0.97 | Solar Inverter |  | OUTDOOR
SRP03034 | ADVANCED ENERGY INDUSTRIES | 3159000-104 | 260000 | 1 |  |  | 0.97 | Solar Inverter |  | OUTDOOR
SRP03053 | XANTREX TECHNOLOGY | GT100-208 | 335000 | 1 |  |  | 0.97 | Solar Inverter |  | OUTDOOR
SRP03053 | XANTREX TECHNOLOGY | GT100-208 | 500000 | 2 |  |  | 0.97 | Solar Inverter |  | OUTDOOR
SRP03071 | SMA AMERICA | SB7000US (277V) | 8000 | 1 |  |  | 0.97 | Solar Inverter |  | INDOOR
SRP03087 | POWER-ONE | PVI-6000-OUTD-US-W (208 V) | 6000 | 4 |  |  | 0.97 | Solar Inverter |  | Outside
SRP03094 | POWER-ONE | PVI-CENTRAL-100-US (208 V) | 250000 | 1 |  |  | 0.97 | Solar Inverter |  | OUTDOOR
SRP03111 | SMA AMERICA | SB3000US (208V) | 3000 | 1 |  |  | 0.97 | Solar Inverter |  | INDOOR
SRP03111 | SMA AMERICA | SB6000US (208V) | 6000 | 1 |  |  | 0.97 | Solar Inverter |  | INDOOR
SRP03119 | SMA AMERICA | SB5000US | 500000 | 2 |  |  | 0.97 | Solar Inverter |  | OUTDOOR
SRP03123 | PV POWERED | PVP100KW-208 | 100000 | 1 |  |  | 0.97 | Solar Inverter |  | OUTDOOR
SRP03123 | PV POWERED | PVP30KW-LV-208 | 35000 | 1 |  |  | 0.97 | Solar Inverter |  | OUTDOOR
SRP03123 | PV POWERED | PVP30KW-LV-208 | 35000 | 1 |  |  | 0.97 | Solar Inverter |  | OUTDOOR
SRP03124 | PV POWERED | PVP100KW-208 | 100000 | 2 |  |  | 0.97 | Solar Inverter |  | OUTDOOR
SRP03124 | PV POWERED | PVP2500 | 260000 | 1 |  |  | 0.97 | Solar Inverter |  | OUTDOOR
SRP03124 | PV POWERED | PVP30KW-208 | 35000 | 1 |  |  | 0.97 | Solar Inverter |  | OUTDOOR
SRP03124 | PV POWERED | PVP30KW-208 | 50000 | 1 |  |  | 0.97 | Solar Inverter |  | OUTDOOR
SRP03124 | PV POWERED | PVP75KW-208 | 75000 | 1 |  |  | 0.97 | Solar Inverter |  | OUTDOOR
SRP03142 | SMA AMERICA | SB7000US (208V) | 7000 | 1 |  |  | 0.97 | Solar Inverter |  | INDOOR
SRP03143 | SMA AMERICA | SB7000US (208V) | 7000 | 2 |  |  | 0.97 | Solar Inverter |  | OUTDOOR
SRP03145 | SMA AMERICA | SB7000US (208V) | 7000 | 1 |  |  | 0.97 | Solar Inverter |  | OUTDOOR
SRP03146 | ENPHASE ENERGY | M175-24-240-S | 190 | 15 |  |  | 0.97 | Solar Inverter |  | Outside
SRP03148 | ENPHASE ENERGY | M200-32-240-S02 | 215 | 21 |  |  | 0.97 | Solar Inverter |  | OUTDOOR
SRP03149 | SMA AMERICA | SB7000US (208V) | 7000 | 1 |  |  | 0.97 | Solar Inverter |  | INDOOR
SRP03150 | SMA AMERICA | SB7000US (208V) | 7000 | 1 |  |  | 0.97 | Solar Inverter |  | INDOOR
SRP03154 | SMA AMERICA | SB6000US (208V) | 6000 | 1 |  |  | 0.97 | Solar Inverter |  | INDOOR
SRP03159 | SUNPOWER CORP (ORIGINAL MFRSMA) | SPR-6000M (208V) | 6000 | 1 |  |  | 0.97 | Solar Inverter |  | INDOOR
SRP03162 | SUNPOWER CORP (ORIGINAL MFRSMA) | SPR-6000M (208V) | 6000 | 1 |  |  | 0.97 | Solar Inverter |  | INDOOR
SRP03164 | SMA AMERICA | SB7000US (208V) | 7000 | 1 |  |  | 0.97 | Solar Inverter |  | Outside
SRP03167 | SMA AMERICA | SB7000US (208V) | 7000 | 1 |  |  | 0.97 | Solar Inverter |  | Inside
SRP03168 | SMA AMERICA | SB7000US (208V) | 7000 | 2 |  |  | 0.97 | Solar Inverter |  | INDOOR
SRP03169 | SMA AMERICA | SB7000US (277V) | 8000 | 1 |  |  | 0.97 | Solar Inverter |  | INDOOR
SRP03170 | SMA AMERICA | SB6000U (208V) | 6000 | 1 |  |  | 0.97 | Solar Inverter |  | INDOOR
SRP03170 | SMA AMERICA | SB7000US (208V) | 7000 | 1 |  |  | 0.97 | Solar Inverter |  | Inside
SRP03171 | SMA AMERICA | SB7000US (208V) | 7000 | 1 |  |  | 0.97 | Solar Inverter |  | INDOOR
SRP03172 | SMA AMERICA | SB7000US (208V) | 7000 | 1 |  |  | 0.97 | Solar Inverter |  | INDOOR
SRP03174 | SMA AMERICA | SB6000U (208V) | 6000 | 1 |  |  | 0.97 | Solar Inverter |  | Outside
SRP03188 | PV POWERED | PVP100KW-208 | 260000 | 1 |  |  | 0.97 | Solar Inverter |  | OUTDOOR
SRP03188 | PV POWERED | PVP30KW-LV-480 | 35000 | 1 |  |  | 0.97 | Solar Inverter |  | Outside
SRP03190 | PV POWERED | PVP100KW-208 | 100000 | 2 |  |  | 0.97 | Solar Inverter |  | OUTDOOR
SRP03191 | PV POWERED | PVP100KW-208 | 260000 | 1 |  |  | 0.97 | Solar Inverter |  | OUTDOOR
SRP03192 | PV POWERED | PVP100KW-208 | 260000 | 1 |  |  | 0.97 | Solar Inverter |  | OUTDOOR
SRP03196 | PV POWERED | PVP75KW-480 | 260000 | 2 |  |  | 0.97 | Solar Inverter |  | OUTDOOR
SRP03197 | PV POWERED | PVP100KW-208 | 260000 | 1 |  |  | 0.97 | Solar Inverter |  | OUTDOOR
SRP03201 | PV POWERED | PVP100KW-208 | 260000 | 2 |  |  | 0.97 | Solar Inverter |  | OUTDOOR
SRP03202 | PV POWERED | PVP100KW-208 | 260000 | 1 |  |  | 0.97 | Solar Inverter |  | OUTDOOR
SRP03205 | PV POWERED | PVP100KW-208 | 260000 | 1 |  |  | 0.97 | Solar Inverter |  | OUTDOOR
SRP03237 | PV POWERED | PVP100KW-208 | 260000 | 4 |  |  | 0.97 | Solar Inverter |  | OUTDOOR
SRP03240 | SMA AMERICA | SB5000US | 5000 | 1 |  |  | 0.97 | Solar Inverter |  | OUTDOOR
SRP03241 | SMA AMERICA | SB7000US (240V) | 7000 | 1 |  |  | 0.97 | Solar Inverter |  | INDOOR
SRP03242 | SMA AMERICA | SB4000US (208V) | 4000 | 1 |  |  | 0.97 | Solar Inverter |  | OUTDOOR
SRP03242 | SMA AMERICA | SB5000US | 5000 | 1 |  |  | 0.97 | Solar Inverter |  | OUTDOOR
SRP03243 | ENPHASE ENERGY | M200-32-240-S02 | 215 | 36 |  |  | 0.97 | Solar Inverter |  | Outside
SRP03251 | SMA AMERICA | SB5000US | 5000 | 2 |  |  | 0.97 | Solar Inverter |  | OUTDOOR
SRP03253 | SMA AMERICA | SB7000US (208V) | 7000 | 1 |  |  | 0.97 | Solar Inverter |  | Outside
SRP03261 | SMA AMERICA | SB7000US (208V) | 7000 | 1 |  |  | 0.97 | Solar Inverter |  | INDOOR
SRP03265 | ENPHASE ENERGY | M200-32-240-S01 | 215 | 31 |  |  | 0.97 | Solar Inverter |  | OUTDOOR
SRP03267 | ADVANCED ENERGY INDUSTRIES | 3159000-110 | 500000 | 1 |  |  | 0.97 | Solar Inverter |  | OUTDOOR
SRP03268 | ADVANCED ENERGY INDUSTRIES | 3159000-110 | 260000 | 1 |  |  | 0.97 | Solar Inverter |  | OUTDOOR
SRP03270 | ADVANCED ENERGY INDUSTRIES | 3159000-110 | 260000 | 1 |  |  | 0.97 | Solar Inverter |  | OUTDOOR
SRP03285 | SMA AMERICA | SB7000US (208V) | 7000 | 1 |  |  | 0.97 | Solar Inverter |  | Outside
SRP03285 | SMA AMERICA | SB7000US (208V) | 7000 | 2 |  |  | 0.97 | Solar Inverter |  | Outside
SRP03288 | POWER-ONE | PVI-3000-I-OUTD-US | 3000 | 1 |  |  | 0.97 | Solar Inverter |  | INDOOR
SRP03288 | POWER-ONE | PVI-6000-OUTD-US (208 V) | 6000 | 1 |  |  | 0.97 | Solar Inverter |  | Inside
SRP03293 | SMA AMERICA | SB6000U (208V) | 6000 | 1 |  |  | 0.97 | Solar Inverter |  | INDOOR
SRP03293 | SMA AMERICA | SB7000US (208V) | 7000 | 1 |  |  | 0.97 | Solar Inverter |  | INDOOR
SRP03294 | SMA AMERICA | SB7000US (208V) | 7000 | 1 |  |  | 0.97 | Solar Inverter |  | OUTDOOR
SRP03301 | SMA AMERICA | SB7000US (208V) | 7000 | 1 |  |  | 0.97 | Solar Inverter |  | INDOOR
SRP03302 | SMA AMERICA | SB6000U (208V) | 6000 | 1 |  |  | 0.97 | Solar Inverter |  | Outside
SRP03309 | SMA AMERICA | SB7000US (208V) | 7000 | 1 |  |  | 0.97 | Solar Inverter |  | INDOOR
SRP03309 | SMA AMERICA | SB7000US (277V) | 7000 | 1 |  |  | 0.97 | Solar Inverter |  | INDOOR
SRP03312 | SMA AMERICA | SB6000U (208V) | 6000 | 1 |  |  | 0.97 | Solar Inverter |  | INDOOR
SRP03313 | SMA AMERICA | SB7000US (208V) | 7000 | 1 |  |  | 0.97 | Solar Inverter |  | INDOOR
SRP03315 | SMA AMERICA | SB7000US (208V) | 7000 | 1 |  |  | 0.97 | Solar Inverter |  | INDOOR
SRP03316 | SMA AMERICA | SB7000US (208V) | 7000 | 1 |  |  | 0.97 | Solar Inverter |  | OUTDOOR
SRP03317 | SMA AMERICA | SB6000U (208V) | 6000 | 1 |  |  | 0.97 | Solar Inverter |  | INDOOR
SRP03318 | SMA AMERICA | SB7000US (208V) | 7000 | 1 |  |  | 0.97 | Solar Inverter |  | INDOOR
SRP03320 | SMA AMERICA | SB7000US (277V) | 7000 | 1 |  |  | 0.97 | Solar Inverter |  | INDOOR
SRP03322 | SMA AMERICA | SB7000US (208V) | 8000 | 1 |  |  | 0.97 | Solar Inverter |  | INDOOR
SRP03325 | SMA AMERICA | SB6000U (208V) | 6000 | 1 |  |  | 0.97 | Solar Inverter |  | Inside
SRP03327 | SMA AMERICA | SB7000US (208V) | 7000 | 1 |  |  | 0.97 | Solar Inverter |  | Inside
SRP03328 | SMA AMERICA | SB6000U (208V) | 6000 | 1 |  |  | 0.97 | Solar Inverter |  | Inside
SRP03334 | SMA AMERICA | SB7000US (208V) | 7000 | 1 |  |  | 0.97 | Solar Inverter |  | OUTDOOR
SRP03346 | SMA AMERICA | SB6000U (240V) | 6000 | 2 |  |  | 0.97 | Solar Inverter |  | INDOOR
SRP03350 | POWER-ONE | PVI-3600-US (240V) | 3600 | 2 |  |  | 0.97 | Solar Inverter |  | OUTDOOR
SRP03356 | SMA AMERICA | SB6000U (240V) | 6000 | 1 |  |  | 0.97 | Solar Inverter |  | OUTDOOR
SRP03356 | SMA AMERICA | SB7000US (208V) | 7000 | 1 |  |  | 0.97 | Solar Inverter |  | OUTDOOR
SRP03357 | SMA AMERICA | SB4000US (208V) | 4000 | 1 |  |  | 0.97 | Solar Inverter |  | Inside
SRP03357 | SMA AMERICA | SB5000US | 5000 | 1 |  |  | 0.97 | Solar Inverter |  | Inside
SRP03358 | SMA AMERICA | SB6000U (208V) | 6000 | 1 |  |  | 0.97 | Solar Inverter |  | INDOOR
SRP03362 | SUNPOWER CORP (ORIGINAL MFRSMA) | SPR-4000M (208V) | 4000 | 2 |  |  | 0.97 | Solar Inverter |  | OUTDOOR
SRP03362 | SUNPOWER CORP (ORIGINAL MFRSMA) | SPR-6000M (208V) | 6000 | 1 |  |  | 0.97 | Solar Inverter |  | OUTDOOR
SRP03364 | SUNPOWER CORP (ORIGINAL MFRSMA) | SPR-4000M (208V) | 4000 | 1 |  |  | 0.97 | Solar Inverter |  | OUTDOOR
SRP03364 | SUNPOWER CORP (ORIGINAL MFRSMA) | SPR-6000M (208V) | 6000 | 1 |  |  | 0.97 | Solar Inverter |  | OUTDOOR
SRP03383 | SMA AMERICA | SB5000US | 6000 | 1 |  |  | 0.97 | Solar Inverter |  | INDOOR
SRP03385 | SMA AMERICA | SB7000US (277V) | 7000 | 1 |  |  | 0.97 | Solar Inverter |  | OUTDOOR
SRP03391 | SUNPOWER CORP (ORIGINAL MFRSMA) | SPR-6000M (208V) | 6000 | 1 |  |  | 0.97 | Solar Inverter |  | Inside
SRP03399 | SMA AMERICA | SB6000U (208V) | 6000 | 1 |  |  | 0.97 | Solar Inverter |  | INDOOR
SRP03420 | SMA AMERICA | SB7000US (208V) | 7000 | 1 |  |  | 0.97 | Solar Inverter |  | INDOOR
SRP03423 | SUNPOWER CORP (ORIGINAL MFRSMA) | SPR-4000M (208V) | 4000 | 1 |  |  | 0.97 | Solar Inverter |  | INDOOR
SRP03424 | SMA AMERICA | SB7000US (208V) | 7000 | 1 |  |  | 0.97 | Solar Inverter |  | INDOOR
SRP03429 | SMA AMERICA | SB6000U (208V) | 6000 | 3 |  |  | 0.97 | Solar Inverter |  | INDOOR
SRP03429 | SMA AMERICA | SB7000US (208V) | 7000 | 3 |  |  | 0.97 | Solar Inverter |  | INDOOR
SRP03438 | PV POWERED | PVP100KW-208 | 260000 | 3 |  |  | 0.97 | Solar Inverter |  | INDOOR
SRP03439 | SMA AMERICA | SB3000US (208V) | 3000 | 1 |  |  | 0.97 | Solar Inverter |  | OUTDOOR
SRP03444 | SMA AMERICA | SB6000U (208V) | 6000 | 1 |  |  | 0.97 | Solar Inverter |  | INDOOR
SRP03453 | SMA AMERICA | SB7000US (208V) | 7000 | 1 |  |  | 0.97 | Solar Inverter |  | INDOOR
SRP03454 | SMA AMERICA | SB7000US (208V) | 7000 | 1 |  |  | 0.97 | Solar Inverter |  | Inside
SRP03458 | SUNPOWER CORP (ORIGINAL MFRSMA) | SPR-6000M (208V) | 6000 | 1 |  |  | 0.97 | Solar Inverter |  | Inside
SRP03474 | SUNPOWER CORP (ORIGINAL MFRSMA) | SPR-4000M (208V) | 4000 | 1 |  |  | 0.97 | Solar Inverter |  | Outside
SRP03474 | SUNPOWER CORP (ORIGINAL MFRSMA) | SPR-6000M (208V) | 6000 | 1 |  |  | 0.97 | Solar Inverter |  | OUTDOOR
SRP03474 | SUNPOWER CORP (ORIGINAL MFRSMA) | SPR-7000M (208V) | 7000 | 1 |  |  | 0.97 | Solar Inverter |  | Outside
SRP03484 | SMA AMERICA | SB7000US (277V) | 8000 | 1 |  |  | 0.97 | Solar Inverter |  | Outside
SRP03487 | SMA AMERICA | SB7000US (208V) | 7000 | 1 |  |  | 0.97 | Solar Inverter |  | OUTDOOR
SRP03488 | SMA AMERICA | SB7000US (208V) | 7000 | 1 |  |  | 0.97 | Solar Inverter |  | Outside
SRP03500 | SMA AMERICA | SB7000US (277V) | 8000 | 1 |  |  | 0.97 | Solar Inverter |  | OUTDOOR
SRP03501 | SMA AMERICA | SB6000US (208V) | 6000 | 4 |  |  | 0.97 | Solar Inverter |  | OUTDOOR
SRP03502 | SMA AMERICA | SB6000U (240V) | 6000 | 2 |  |  | 0.97 | Solar Inverter |  | OUTDOOR
SRP03513 | SMA AMERICA | SB6000US (208V) | 6000 | 1 |  |  | 0.97 | Solar Inverter |  | INDOOR
SRP03517 | SMA AMERICA | SB7000US (208V) | 7000 | 1 |  |  | 0.97 | Solar Inverter |  | INDOOR
SRP03523 | SMA AMERICA | SB6000U (208V) | 6000 | 1 |  |  | 0.97 | Solar Inverter |  | INDOOR
SRP03525 | SMA AMERICA | SB7000US (208V) | 7000 | 1 |  |  | 0.97 | Solar Inverter |  | INDOOR
SRP03532 | SMA AMERICA | SB6000U (208V) | 6000 | 1 |  |  | 0.97 | Solar Inverter |  | INDOOR
SRP03547 | SATCON TECHNOLOGY | PVS-100 (240 V) | 100000 | 2 |  |  | 0.97 | Solar Inverter |  | OUTDOOR
SRP03560 | PV POWERED | PVP100KW-208 | 260000 | 1 |  |  | 0.97 | Solar Inverter |  | INDOOR
SRP03563 | SMA AMERICA | SB7000US (208V) | 7000 | 1 |  |  | 0.97 | Solar Inverter |  | INDOOR
SRP03569 | SMA AMERICA | SB6000U (208V) | 6000 | 2 |  |  | 0.97 | Solar Inverter |  | Inside
SRP03584 | SMA AMERICA | SB7000US (277V) | 7000 | 1 |  |  | 0.97 | Solar Inverter |  | INDOOR
SRP03601 | SMA AMERICA | SB6000U (208V) | 6000 | 1 |  |  | 0.97 | Solar Inverter |  | Outside
SRP03602 | SMA AMERICA | SB7000US (208V) | 7000 | 1 |  |  | 0.97 | Solar Inverter |  | INDOOR
SRP03608 | SMA AMERICA | SB7000US (208V) | 7000 | 1 |  |  | 0.97 | Solar Inverter |  | Outside
SRP03610 | SMA AMERICA | SB7000US (208V) | 7000 | 1 |  |  | 0.97 | Solar Inverter |  | INDOOR
SRP03611 | SMA AMERICA | SB5000US | 5000 | 1 |  |  | 0.97 | Solar Inverter |  | INDOOR
SRP03611 | SMA AMERICA | SB6000U (208V) | 6000 | 1 |  |  | 0.97 | Solar Inverter |  | INDOOR
SRP03612 | SMA AMERICA | SB6000U (208V) | 6000 | 1 |  |  | 0.97 | Solar Inverter |  | INDOOR
SRP03612 | SMA AMERICA | SB7000US (208V) | 7000 | 3 |  |  | 0.97 | Solar Inverter |  | INDOOR
SRP03613 | SMA AMERICA | SB6000U (208V) | 6000 | 1 |  |  | 0.97 | Solar Inverter |  | INDOOR
SRP03639 | ENPHASE ENERGY | M200-32-208-S01 | 215 | 34 |  |  | 0.97 | Solar Inverter |  | OUTDOOR
SRP03641 | XANTREX TECHNOLOGY | GT100-480 | 500000 | 2 |  |  | 0.97 | Solar Inverter |  | OUTDOOR
SRP03642 | SMA AMERICA | SB7000US (208V) | 7000 | 1 |  |  | 0.97 | Solar Inverter |  | OUTDOOR
SRP03652 | SMA AMERICA | SB7000US (208V) | 7000 | 1 |  |  | 0.97 | Solar Inverter |  | INDOOR
SRP03663 | SMA AMERICA | SB6000U (208V) | 6000 | 1 |  |  | 0.97 | Solar Inverter |  | Outside
SRP03670 | FRONIUS USA |  | 11400 | 1 |  |  | 0.97 | Solar Inverter |  | INDOOR
SRP03670 | POWER-ONE | PVI-6000-OUTD-US (208 V) | 6000 | 1 |  |  | 0.97 | Solar Inverter |  | INDOOR
SRP03676 | SMA AMERICA | SB6000U (208V) | 6000 | 1 |  |  | 0.97 | Solar Inverter |  | INDOOR
SRP03677 | SMA AMERICA | SB7000US (208V) | 7000 | 1 |  |  | 0.97 | Solar Inverter |  | INDOOR
SRP03682 | POWER-ONE | PVI-5000-OUTD-US (208 V) | 5000 | 1 |  |  | 0.97 | Solar Inverter |  | Outside
SRP03691 | SMA AMERICA | SB6000U (208V) | 6000 | 2 |  |  | 0.97 | Solar Inverter |  | INDOOR
SRP03693 | SMA AMERICA | SB6000U (208V) | 6000 | 2 |  |  | 0.97 | Solar Inverter |  | OUTDOOR
SRP03699 | FRONIUS USA |  | 11400 | 2 |  |  | 0.97 | Solar Inverter |  | INDOOR
SRP03700 | SMA AMERICA | SB6000U (208V) | 6000 | 1 |  |  | 0.97 | Solar Inverter |  | OUTDOOR
SRP03703 | SMA AMERICA | SB6000U (208V) | 6000 | 1 |  |  | 0.97 | Solar Inverter |  | OUTDOOR
SRP03706 | SMA AMERICA | SB6000U (240V) | 6000 | 1 |  |  | 0.97 | Solar Inverter |  | INDOOR
SRP03708 | SMA AMERICA | SB6000U (208V) | 6000 | 1 |  |  | 0.97 | Solar Inverter |  | INDOOR
SRP03710 | SMA AMERICA | SB6000U (240V) | 6000 | 1 |  |  | 0.97 | Solar Inverter |  | INDOOR
SRP03713 | SMA AMERICA | SB7000US (208V) | 7000 | 1 |  |  | 0.97 | Solar Inverter |  | Outside
SRP03719 | SUNPOWER CORP (ORIGINAL MFRSMA) | SPR-4000M (208V) | 4000 | 2 |  |  | 0.97 | Solar Inverter |  | INDOOR
SRP03721 | SMA AMERICA | SB3000US (208V) | 3000 | 1 |  |  | 0.97 | Solar Inverter |  | Outside
SRP03721 | SMA AMERICA | SB4000US (208V) | 4000 | 1 |  |  | 0.97 | Solar Inverter |  | Outside
SRP03723 | SMA AMERICA | SB6000US (208V) | 6000 | 1 |  |  | 0.97 | Solar Inverter |  | Inside
SRP03727 | SMA AMERICA | SB6000U (208V) | 6000 | 1 |  |  | 0.97 | Solar Inverter |  | OUTDOOR
SRP03737 | SMA AMERICA | SB6000U (208V) | 6000 | 1 |  |  | 0.97 | Solar Inverter |  | OUTDOOR
SRP03742 | SUNPOWER CORP (ORIGINAL MFRSMA) | SPR-6000M (208V) | 6000 | 2 |  |  | 0.97 | Solar Inverter |  | OUTDOOR
SRP03743 | SMA AMERICA | SB7000US (208V) | 7000 | 1 |  |  | 0.97 | Solar Inverter |  | INDOOR
SRP03748 | SMA AMERICA | SB7000US (208V) | 7000 | 1 |  |  | 0.97 | Solar Inverter |  | INDOOR
SRP03754 | SMA AMERICA | SB7000US (208V) | 7000 | 1 |  |  | 0.97 | Solar Inverter |  | INDOOR
SRP03757 | SMA AMERICA | SB7000US (208V) | 7000 | 1 |  |  | 0.97 | Solar Inverter |  | OUTDOOR
SRP03760 | SMA AMERICA | SB6000U (208V) | 6000 | 1 |  |  | 0.97 | Solar Inverter |  | INDOOR
SRP03765 | SMA AMERICA | SB5000US | 5000 | 2 |  |  | 0.97 | Solar Inverter |  | OUTDOOR
SRP03780 | SUNPOWER CORP (ORIGINAL MFRSMA) | SPR-6000M (208V) | 6000 | 1 |  |  | 0.97 | Solar Inverter |  | INDOOR
SRP03781 | SMA AMERICA | SB7000US (208V) | 7000 | 1 |  |  | 0.97 | Solar Inverter |  | INDOOR
SRP03785 | SMA AMERICA | SB6000U (208V) | 6000 | 1 |  |  | 0.97 | Solar Inverter |  | Outside
SRP03790 | POWER-ONE | PVI-6000-OUTD-US (208 V) | 6000 | 1 |  |  | 0.97 | Solar Inverter |  | Outside
SRP03799 | SUNPOWER CORP (ORIGINAL MFRSMA) | SPR-6000M (208V) | 6000 | 1 |  |  | 0.97 | Solar Inverter |  | OUTDOOR
SRP03800 | POWER-ONE | PVI-5000-OUTD-US (208 V) | 5000 | 2 |  |  | 0.97 | Solar Inverter |  | INDOOR
SRP03806 | SMA AMERICA | SB7000US (208V) | 7000 | 1 |  |  | 0.97 | Solar Inverter |  | Outside
SRP03807 | SMA AMERICA | SB6000U (208V) | 6000 | 1 |  |  | 0.97 | Solar Inverter |  | OUTDOOR
SRP03808 | ENPHASE ENERGY | M200-32-208-S01 | 210 | 3 |  |  | 0.97 | Solar Inverter |  | OUTDOOR
SRP03808 | SUNPOWER CORP (ORIGINAL MFRFRONIUS) | SPR-4000F-208 | 4000 | 1 |  |  | 0.97 | Solar Inverter |  | OUTDOOR
SRP03809 | PV POWERED | PVP2500 | 260000 | 1 |  |  | 0.97 | Solar Inverter |  | OUTDOOR
SRP03812 | SCHUCO USA | SB6000U (208V) | 6000 | 1 |  |  | 0.97 | Solar Inverter |  | Outside
SRP03824 | SMA AMERICA | SB7000US (208V) | 7000 | 1 |  |  | 0.97 | Solar Inverter |  | OUTDOOR
SRP03835 | SMA AMERICA | SB7000US (208V) | 7000 | 1 |  |  | 0.97 | Solar Inverter |  | INDOOR
SRP03836 | SMA AMERICA | SB7000US (208V) | 7000 | 1 |  |  | 0.97 | Solar Inverter |  | INDOOR
SRP03844 | SMA AMERICA | SB6000U (208V) | 6000 | 1 |  |  | 0.97 | Solar Inverter |  | Outside
SRP03851 | SMA AMERICA | SB7000US (208V) | 7000 | 1 |  |  | 0.97 | Solar Inverter |  | OUTDOOR
SRP03871 | ADVANCED ENERGY INDUSTRIES | 3159000-110 | 260000 | 1 |  |  | 0.97 | Solar Inverter |  | Inside
SRP03887 | SMA AMERICA | SB7000US (208V) | 7000 | 1 |  |  | 0.97 | Solar Inverter |  | Inside
SRP03890 | SMA AMERICA | SB6000U (208V) | 6000 | 2 |  |  | 0.97 | Solar Inverter |  | INDOOR
SRP03891 | SMA AMERICA | SB6000U (208V) | 6000 | 1 |  |  | 0.97 | Solar Inverter |  | Inside
SRP03893 | ENPHASE ENERGY | M200-32-208-S01 | 215 | 33 |  |  | 0.97 | Solar Inverter |  | OUTDOOR
SRP03896 | SMA AMERICA | SB6000U (208V) | 6000 | 1 |  |  | 0.97 | Solar Inverter |  | OUTDOOR
SRP03901 | PV POWERED | PVP100KW-208 | 100000 | 1 |  |  | 0.97 | Solar Inverter |  | OUTDOOR
SRP03901 | PV POWERED | PVP100KW-208 | 260000 | 1 |  |  | 0.97 | Solar Inverter |  | OUTDOOR
SRP03903 | SMA AMERICA | SB7000US (240V) | 7000 | 1 |  |  | 0.97 | Solar Inverter |  | OUTDOOR
SRP03910 | SMA AMERICA | SB6000U (208V) | 6000 | 1 |  |  | 0.97 | Solar Inverter |  | Inside
SRP03931 | SMA AMERICA | SB6000US (240V) | 6000 | 1 |  |  | 0.97 | Solar Inverter |  | Outside
SRP03932 | SMA AMERICA | SB7000US (208V) | 7000 | 1 |  |  | 0.97 | Solar Inverter |  | INDOOR
SRP03937 | SMA AMERICA | SB6000U (208V) | 6000 | 1 |  |  | 0.97 | Solar Inverter |  | OUTDOOR
SRP03938 | SMA AMERICA | SB6000U (208V) | 6000 | 1 |  |  | 0.97 | Solar Inverter |  | INDOOR
SRP03939 | SMA AMERICA | SB7000US (208V) | 7000 | 1 |  |  | 0.97 | Solar Inverter |  | OUTDOOR
SRP03944 | SMA AMERICA | SB7000US (208V) | 7000 | 1 |  |  | 0.97 | Solar Inverter |  | OUTDOOR
SRP03946 | SMA AMERICA | SB7000US (208V) | 7000 | 1 |  |  | 0.97 | Solar Inverter |  | OUTDOOR
SRP03947 | SMA AMERICA | SB7000US (208V) | 7000 | 6 |  |  | 0.97 | Solar Inverter |  | OUTDOOR
SRP03962 | POWER-ONE | PVI-6000-OUTD-US (208 V) | 6000 | 1 |  |  | 0.97 | Solar Inverter |  | INDOOR
SRP03967 | SMA AMERICA | SB6000U (208V) | 6000 | 1 |  |  | 0.97 | Solar Inverter |  | OUTDOOR
SRP03970 | SMA AMERICA | SB6000U (208V) | 6000 | 1 |  |  | 0.97 | Solar Inverter |  | OUTDOOR
SRP03986 | SMA AMERICA | SB7000US (208V) | 7000 | 1 |  |  | 0.97 | Solar Inverter |  | Inside
SRP03988 | SMA AMERICA | SB6000U (208V) | 6000 | 1 |  |  | 0.97 | Solar Inverter |  | Inside
SRP03991 | SUNPOWER CORP (ORIGINAL MFRSMA) | SPR-6000M (208V) | 6000 | 1 |  |  | 0.97 | Solar Inverter |  | Inside
SRP03993 | SUNPOWER CORP (ORIGINAL MFRSMA) | SPR-6000M (208V) | 6000 | 1 |  |  | 0.97 | Solar Inverter |  | INDOOR
SRP03997 | FRONIUS USA |  | 7500 | 1 |  |  | 0.97 | Solar Inverter |  | INDOOR
SRP03997 | FRONIUS USA |  | 10000 | 1 |  |  | 0.97 | Solar Inverter |  | Inside
SRP04001 | FRONIUS USA |  | 7000 | 1 |  |  | 0.97 | Solar Inverter |  | OUTDOOR
SRP04012 | SMA AMERICA | SB7000US (208V) | 7000 | 1 |  |  | 0.97 | Solar Inverter |  | Outside
SRP04013 | SMA AMERICA | SB7000US (208V) | 7000 | 1 |  |  | 0.97 | Solar Inverter |  | INDOOR
SRP04014 | SMA AMERICA | SB7000US (208V) | 7000 | 3 |  |  | 0.97 | Solar Inverter |  | OUTDOOR
SRP04017 | SMA AMERICA | SB7000US (277V) | 8000 | 4 |  |  | 0.97 | Solar Inverter |  | OUTDOOR
SRP04021 | SMA AMERICA | SB4000US (208V) | 4000 | 1 |  |  | 0.97 | Solar Inverter |  | Inside
SRP04021 | SMA AMERICA | SB5000US | 5000 | 1 |  |  | 0.97 | Solar Inverter |  | Inside
SRP04026 | SMA AMERICA | SB7000US (208V) | 7000 | 1 |  |  | 0.97 | Solar Inverter |  | INDOOR
SRP04037 | FRONIUS USA |  | 3800 | 1 |  |  | 0.97 | Solar Inverter |  | Inside
SRP04044 | SMA AMERICA | SB6000U (277V) | 6000 | 1 |  |  | 0.97 | Solar Inverter |  | INDOOR
SRP04048 | SMA AMERICA | SB7000US (208V) | 7000 | 1 |  |  | 0.97 | Solar Inverter |  | INDOOR
SRP04051 | SMA AMERICA | SB6000U (208V) | 6000 | 1 |  |  | 0.97 | Solar Inverter |  | INDOOR
SRP04056 | SMA AMERICA | SB7000US (208V) | 7000 | 1 |  |  | 0.97 | Solar Inverter |  | INDOOR
SRP04063 | SMA AMERICA | SB7000US (277V) | 8000 | 1 |  |  | 0.97 | Solar Inverter |  | INDOOR
SRP04075 | ENPHASE ENERGY | M200-32-240-S02 | 215 | 37 |  |  | 0.97 | Solar Inverter |  | OUTDOOR
SRP04080 | SMA AMERICA | SB7000US (208V) | 7000 | 1 |  |  | 0.97 | Solar Inverter |  | INDOOR
SRP04082 | SUNPOWER CORP (ORIGINAL MFRSMA) | SPR-6000M (208V) | 6000 | 1 |  |  | 0.97 | Solar Inverter |  | OUTDOOR
SRP04084 | SATCON TECHNOLOGY | PVS-100 (208 V) | 100000 | 1 |  |  | 0.97 | Solar Inverter |  | OUTDOOR
SRP04098 | SATCON TECHNOLOGY | PVS-500 (480 V) | 500000 | 2 |  |  | 0.97 | Solar Inverter |  | INDOOR
SRP04108 | SMA AMERICA | SB7000US (208V) | 7000 | 1 |  |  | 0.97 | Solar Inverter |  | INDOOR
SRP04110 | SMA AMERICA | SB6000U (208V) | 6000 | 1 |  |  | 0.97 | Solar Inverter |  | OUTDOOR
SRP04130 | SMA AMERICA | SB6000U (208V) | 6000 | 1 |  |  | 0.97 | Solar Inverter |  | INDOOR
SRP04134 | SMA AMERICA | SB7000US (208V) | 7000 | 1 |  |  | 0.97 | Solar Inverter |  | INDOOR
SRP04136 | SMA AMERICA | SB6000U (208V) | 6000 | 3 |  |  | 0.97 | Solar Inverter |  | INDOOR
SRP04141 | SMA AMERICA | SB6000U (208V) | 6000 | 1 |  |  | 0.97 | Solar Inverter |  | INDOOR
SRP04142 | SMA AMERICA | SB7000US (208V) | 7000 | 1 |  |  | 0.97 | Solar Inverter |  | OUTDOOR
SRP04143 | SMA AMERICA | SB6000U (208V) | 6000 | 1 |  |  | 0.97 | Solar Inverter |  | Inside
SRP04147 | SUNPOWER CORP (ORIGINAL MFRSMA) | SPR-6000M (208V) | 6000 | 1 |  |  | 0.97 | Solar Inverter |  | INDOOR
SRP04148 | SUNPOWER CORP (ORIGINAL MFRSMA) | SPR-3000M (208V) | 3000 | 1 |  |  | 0.97 | Solar Inverter |  | INDOOR
SRP04150 | SUNPOWER CORP (ORIGINAL MFRSMA) | SPR-4000M (208V) | 4000 | 1 |  |  | 0.97 | Solar Inverter |  | INDOOR
SRP04171 | SUNPOWER CORP (ORIGINAL MFRSMA) | SPR-7000M (277V) | 8000 | 3 |  |  | 0.97 | Solar Inverter |  | INDOOR
SRP04178 | SMA AMERICA | SB7000US (208V) | 7000 | 1 |  |  | 0.97 | Solar Inverter |  | Inside
SRP04188 | SCHUCO USA | SB3000US (208V) | 3000 | 1 |  |  | 0.97 | Solar Inverter |  | OUTDOOR
SRP04202 | SMA AMERICA | SB7000US (208V) | 8000 | 3 |  |  | 0.97 | Solar Inverter |  | OUTDOOR
SRP04204 | SMA AMERICA | SB6000US (208V) | 6000 | 3 |  |  | 0.97 | Solar Inverter |  | OUTDOOR
SRP04204 | SMA AMERICA | SB7000US (277V) | 8000 | 12 |  |  | 0.97 | Solar Inverter |  | Outside
SRP04205 | SMA AMERICA | SB5000US | 5000 | 2 |  |  | 0.97 | Solar Inverter |  | OUTDOOR
SRP04205 | SMA AMERICA | SB7000US (208V) | 8000 | 2 |  |  | 0.97 | Solar Inverter |  | Outside
SRP04205 | SMA AMERICA | SB7000US (277V) | 7000 | 2 |  |  | 0.97 | Solar Inverter |  | Outside
SRP04207 | SMA AMERICA | SB7000US (208V) | 8000 | 4 |  |  | 0.97 | Solar Inverter |  | OUTDOOR
SRP04208 | SMA AMERICA | SB7000US (277V) | 10000 | 3 |  |  | 0.97 | Solar Inverter |  | OUTDOOR
SRP04211 | SMA AMERICA | SB6000U (208V) | 6000 | 1 |  |  | 0.97 | Solar Inverter |  | OUTDOOR
SRP04219 | SMA AMERICA | SB7000US (277V) | 7000 | 1 |  |  | 0.97 | Solar Inverter |  | INDOOR
SRP04220 | SMA AMERICA | SB7000US (208V) | 7000 | 1 |  |  | 0.97 | Solar Inverter |  | INDOOR
SRP04221 | SMA AMERICA | SB7000US (208V) | 7000 | 1 |  |  | 0.97 | Solar Inverter |  | OUTDOOR
SRP04223 | SMA AMERICA | SB7000US (277V) | 7000 | 1 |  |  | 0.97 | Solar Inverter |  | Inside
SRP04224 | SMA AMERICA | SB7000US (208V) | 7000 | 1 |  |  | 0.97 | Solar Inverter |  | Inside
SRP04227 | SMA AMERICA | SB6000U (208V) | 6000 | 1 |  |  | 0.97 | Solar Inverter |  | INDOOR
SRP04241 | SMA AMERICA | SB6000U (208V) | 6000 | 1 |  |  | 0.97 | Solar Inverter |  | INDOOR
SRP04248 | SMA AMERICA | SB3000US (208V) | 3000 | 1 |  |  | 0.97 | Solar Inverter |  | OUTDOOR
SRP04248 | SMA AMERICA | SB7000US (208V) | 7000 | 1 |  |  | 0.97 | Solar Inverter |  | OUTDOOR
SRP04255 | SMA AMERICA | SB7000US (208V) | 8000 | 1 |  |  | 0.97 | Solar Inverter |  | Inside
SRP04267 | PV POWERED | PVP100KW-208 | 260000 | 1 |  |  | 0.97 | Solar Inverter |  | OUTDOOR
SRP04269 | PV POWERED | PVP100KW-208 | 260000 | 1 |  |  | 0.97 | Solar Inverter |  | OUTDOOR
SRP04279 | SUNPOWER CORP (ORIGINAL MFRSMA) | SPR-6000M (240V) | 6000 | 1 |  |  | 0.97 | Solar Inverter |  | INDOOR
SRP04283 | PV POWERED | PVP30KW-208 | 35000 | 1 |  |  | 0.97 | Solar Inverter |  | OUTDOOR
SRP04290 | SUNPOWER CORP (ORIGINAL MFRSMA) | SPR-5000M (208V) | 5000 | 2 |  |  | 0.97 | Solar Inverter |  | Inside
SRP04298 | SMA AMERICA | SB7000US (208V) | 7000 | 1 |  |  | 0.97 | Solar Inverter |  | INDOOR
SRP04300 | SMA AMERICA | SB3000US (208V) | 3000 | 1 |  |  | 0.97 | Solar Inverter |  | INDOOR
SRP04300 | SMA AMERICA | SB5000US (208V) | 5000 | 1 |  |  | 0.97 | Solar Inverter |  | INDOOR
SRP04315 | SMA AMERICA | SB6000U (208V) | 6000 | 1 |  |  | 0.97 | Solar Inverter |  | OUTDOOR
SRP04316 | SMA AMERICA | SB6000U (208V) | 6000 | 1 |  |  | 0.97 | Solar Inverter |  | OUTDOOR
SRP04319 | SMA AMERICA | SB7000US (208V) | 7000 | 1 |  |  | 0.97 | Solar Inverter |  | Outside
SRP04322 | SMA AMERICA | SB6000US (208V) | 6000 | 1 |  |  | 0.97 | Solar Inverter |  | OUTDOOR
SRP04324 | ENPHASE ENERGY | M200-32-208-S01 | 190 | 42 |  |  | 0.97 | Solar Inverter |  | OUTDOOR
SRP04333 | SMA AMERICA | SB6000US (277V) | 6000 | 1 |  |  | 0.97 | Solar Inverter |  | Inside
SRP04337 | SMA AMERICA | SB7000US (208V) | 7000 | 1 |  |  | 0.97 | Solar Inverter |  | OUTDOOR
SRP04342 | SUNPOWER CORP (ORIGINAL MFRSMA) | SPR-6000M (208V) | 6000 | 1 |  |  | 0.97 | Solar Inverter |  | INDOOR
SRP04342 | SUNPOWER CORP (ORIGINAL MFRSMA) | SPR-7000M (208V) | 8000 | 1 |  |  | 0.97 | Solar Inverter |  | Outside
SRP04342 | SUNPOWER CORP (ORIGINAL MFRSMA) | SPR-7000M (240V) | 8000 | 1 |  |  | 0.97 | Solar Inverter |  | Outside
SRP04345 | SMA AMERICA | SB4000US (208V) | 4000 | 1 |  |  | 0.97 | Solar Inverter |  | Inside
SRP04351 | SUNPOWER CORP (ORIGINAL MFRSMA) | SPR4000 | 4000 | 2 |  |  | 0.97 | Solar Inverter |  | OUTDOOR
SRP04357 | SUNPOWER CORP (ORIGINAL MFRSMA) | SPR-4000M (208V) | 4000 | 1 |  |  | 0.97 | Solar Inverter |  | Outside
SRP04357 | SUNPOWER CORP (ORIGINAL MFRSMA) | SPR-6000M (208V) | 6000 | 1 |  |  | 0.97 | Solar Inverter |  | OUTDOOR
SRP04357 | SUNPOWER CORP (ORIGINAL MFRSMA) | SPR-7000M (208V) | 7000 | 1 |  |  | 0.97 | Solar Inverter |  | OUTDOOR
SRP04359 | SMA AMERICA | SB6000U (208V) | 6000 | 1 |  |  | 0.97 | Solar Inverter |  | INDOOR
SRP04360 | SMA AMERICA | SB6000U (208V) | 6000 | 1 |  |  | 0.97 | Solar Inverter |  | OUTDOOR
SRP04361 | SMA AMERICA | SB6000U (208V) | 6000 | 1 |  |  | 0.97 | Solar Inverter |  | OUTDOOR
SRP04363 | SMA AMERICA | SB7000US (208V) | 7000 | 1 |  |  | 0.97 | Solar Inverter |  | INDOOR
SRP04369 | SMA AMERICA | SB5000US (208V) | 5000 | 1 |  |  | 0.97 | Solar Inverter |  | OUTDOOR
SRP04369 | SMA AMERICA | SB7000US (208V) | 7000 | 1 |  |  | 0.97 | Solar Inverter |  | Outside
SRP04382 | ENPHASE ENERGY | M200-32-208-S01 | 190 | 6 |  |  | 0.97 | Solar Inverter |  | Roof
SRP04382 | SMA AMERICA | SB3000US (208V) | 3000 | 1 |  |  | 0.97 | Solar Inverter |  | INDOOR
SRP04382 | SMA AMERICA | SB6000US (208V) | 6000 | 1 |  |  | 0.97 | Solar Inverter |  | INDOOR
SRP04387 | FRONIUS USA |  | 7500 | 3 |  |  | 0.97 | Solar Inverter |  | Outside
SRP04398 | SMA AMERICA | SB7000US (208V) | 7000 | 1 |  |  | 0.97 | Solar Inverter |  | INDOOR
SRP04400 | FRONIUS USA |  | 6000 | 1 |  |  | 0.97 | Solar Inverter |  | Inside
SRP04411 | SMA AMERICA | SB6000U (208V) | 6000 | 1 |  |  | 0.97 | Solar Inverter |  | Inside
SRP04426 | SUNPOWER CORP (ORIGINAL MFRSMA) | SPR-5000M (208V) | 5000 | 1 |  |  | 0.97 | Solar Inverter |  | INDOOR
SRP04426 | SUNPOWER CORP (ORIGINAL MFRSMA) | SPR4000 | 4000 | 1 |  |  | 0.97 | Solar Inverter |  | INDOOR
SRP04441 | SMA AMERICA | SB6000US (208V) | 6000 | 2 |  |  | 0.97 | Solar Inverter |  | Inside
SRP04445 | SUNPOWER CORP (ORIGINAL MFRSMA) | SPR-6000M (208V) | 6000 | 1 |  |  | 0.97 | Solar Inverter |  | INDOOR
SRP04448 | SUNPOWER CORP (ORIGINAL MFRSMA) | SPR-4000M (208V) | 4000 | 2 |  |  | 0.97 | Solar Inverter |  | INDOOR
SRP04451 | SMA AMERICA | ST36 (277V) | 36000 | 1 |  |  | 0.97 | Solar Inverter |  | OUTDOOR
SRP04461 | SUNPOWER CORP (ORIGINAL MFRSMA) | SPR-6000M (208V) | 6000 | 1 |  |  | 0.97 | Solar Inverter |  | INDOOR
SRP04464 | SUNPOWER CORP (ORIGINAL MFRSMA) | SPR-7000M (208V) | 7000 | 1 |  |  | 0.97 | Solar Inverter |  | OUTDOOR
SRP04471 | PV POWERED | PVP100KW-208 | 260000 | 23 |  |  | 0.97 | Solar Inverter |  | OUTDOOR
SRP04479 | SMA AMERICA | SB6000U (208V) | 6000 | 1 |  |  | 0.97 | Solar Inverter |  | INDOOR
SRP04483 | PV POWERED | PVP2500 | 2500 | 1 |  |  | 0.97 | Solar Inverter |  | Inside
SRP04483 | PV POWERED | PVP2500 | 2500 | 1 |  |  | 0.97 | Solar Inverter |  | Inside
SRP04483 | PV POWERED | PVP3000 | 3000 | 1 |  |  | 0.97 | Solar Inverter |  | Inside
SRP04483 | PV POWERED | PVP4800 | 4800 | 1 |  |  | 0.97 | Solar Inverter |  | INDOOR
SRP04489 | SMA AMERICA | SB6000U (208V) | 6000 | 2 |  |  | 0.97 | Solar Inverter |  | INDOOR
SRP04517 | ENPHASE ENERGY | M200-32-240-S02 | 215 | 27 |  |  | 0.97 | Solar Inverter |  | OUTDOOR
SRP04534 | SMA AMERICA | SB7000US (208V) | 7000 | 1 |  |  | 0.97 | Solar Inverter |  | INDOOR
SRP04535 | SMA AMERICA | SB7000US (208V) | 7000 | 1 |  |  | 0.97 | Solar Inverter |  | INDOOR
SRP04536 | SMA AMERICA | SB7000US (208V) | 7000 | 1 |  |  | 0.97 | Solar Inverter |  | INDOOR
SRP04541 | SMA AMERICA | SB6000U (208V) | 6000 | 1 |  |  | 0.97 | Solar Inverter |  | INDOOR
SRP04543 | SMA AMERICA | SB3000US (208V) | 3000 | 1 |  |  | 0.97 | Solar Inverter |  | Outside
SRP04543 | SMA AMERICA | SB7000US (277V) | 7000 | 1 |  |  | 0.97 | Solar Inverter |  | Outside
SRP04544 | SMA AMERICA | SB6000U (240V) | 6000 | 1 |  |  | 0.97 | Solar Inverter |  | INDOOR
SRP04545 | SMA AMERICA | SB7000US (208V) | 7000 | 1 |  |  | 0.97 | Solar Inverter |  | INDOOR
SRP04547 | SMA AMERICA | SB7000US (208V) | 7000 | 1 |  |  | 0.97 | Solar Inverter |  | INDOOR
SRP04549 | SMA AMERICA | SB5000US (208V) | 5000 | 1 |  |  | 0.97 | Solar Inverter |  | OUTDOOR
SRP04549 | SMA AMERICA | SB7000US (208V) | 7000 | 1 |  |  | 0.97 | Solar Inverter |  | OUTDOOR
SRP04550 | SMA AMERICA | SB6000US (277V) | 6000 | 1 |  |  | 0.97 | Solar Inverter |  | OUTDOOR
SRP04558 | SMA AMERICA | SB7000US (208V) | 7000 | 1 |  |  | 0.97 | Solar Inverter |  | OUTDOOR
SRP04566 | SUNPOWER CORP (ORIGINAL MFRSMA) | SPR-6000M (208V) | 6000 | 1 |  |  | 0.97 | Solar Inverter |  | Inside
SRP04567 | SMA AMERICA | SB3800U (208V) | 3800 | 1 |  |  | 0.97 | Solar Inverter |  | OUTDOOR
SRP04567 | SMA AMERICA | SB5000US | 5000 | 1 |  |  | 0.97 | Solar Inverter |  | OUTDOOR
SRP04570 | SMA AMERICA | SB6000U (208V) | 6000 | 1 |  |  | 0.97 | Solar Inverter |  | Outside
SRP04576 | SMA AMERICA | SB5000US (208V) | 5000 | 1 |  |  | 0.97 | Solar Inverter |  | INDOOR
SRP04579 | SMA AMERICA | SB6000U (208V) | 6000 | 1 |  |  | 0.97 | Solar Inverter |  | OUTDOOR
SRP04580 | SMA AMERICA | SB7000US (208V) | 7000 | 1 |  |  | 0.97 | Solar Inverter |  | OUTDOOR
SRP04582 | SMA AMERICA | SB6000U (277V) | 6000 | 1 |  |  | 0.97 | Solar Inverter |  | INDOOR
SRP04585 | SMA AMERICA | SB7000US (208V) | 7000 | 1 |  |  | 0.97 | Solar Inverter |  | INDOOR
SRP04592 | SMA AMERICA | SB7000US (208V) | 7000 | 1 |  |  | 0.97 | Solar Inverter |  | OUTDOOR
SRP04604 | SMA AMERICA | SB5000US | 5000 | 1 |  |  | 0.97 | Solar Inverter |  | INDOOR
SRP04604 | SMA AMERICA | SB7000US (208V) | 7000 | 1 |  |  | 0.97 | Solar Inverter |  | INDOOR
SRP04611 | POWER-ONE | PVI-5000-OUTD-US (208 V) | 5000 | 1 |  |  | 0.97 | Solar Inverter |  | INDOOR
SRP04616 | PV POWERED | PVP2500 | 2500 | 1 |  |  | 0.97 | Solar Inverter |  | INDOOR
SRP04616 | PV POWERED | PVP4800 | 4800 | 2 |  |  | 0.97 | Solar Inverter |  | INDOOR
SRP04621 | SMA AMERICA | SB6000U (208V) | 6000 | 1 |  |  | 0.97 | Solar Inverter |  | INDOOR
SRP04622 | SMA AMERICA | SB6000U (208V) | 6000 | 1 |  |  | 0.97 | Solar Inverter |  | INDOOR
SRP04623 | SMA AMERICA | SB7000US (208V) | 7000 | 1 |  |  | 0.97 | Solar Inverter |  | INDOOR
SRP04626 | SMA AMERICA | SB6000U (240V) | 6000 | 1 |  |  | 0.97 | Solar Inverter |  | OUTDOOR
SRP04626 | SMA AMERICA | SB6000U (277V) | 6000 | 1 |  |  | 0.97 | Solar Inverter |  | OUTDOOR
SRP04631 | SMA AMERICA | SB6000U (208V) | 6000 | 1 |  |  | 0.97 | Solar Inverter |  | INDOOR
SRP04646 | SOLECTRIA RENEWABLES | PVI 5000 (208V) | 5000 | 2 |  |  | 0.97 | Solar Inverter |  | Inside
SRP04650 | SMA AMERICA | SB7000US (208V) | 7000 | 5 |  |  | 0.97 | Solar Inverter |  | OUTDOOR
SRP04655 | SMA AMERICA | SB7000US (208V) | 7000 | 1 |  |  | 0.97 | Solar Inverter |  | INDOOR
SRP04664 | SMA AMERICA | SB6000U (208V) | 6000 | 1 |  |  | 0.97 | Solar Inverter |  | Outside
SRP04671 | SMA AMERICA | SB7000US (208V) | 7000 | 1 |  |  | 0.97 | Solar Inverter |  | INDOOR
SRP04680 | SMA AMERICA | SB6000US (240V) | 6000 | 1 |  |  | 0.97 | Solar Inverter |  | INDOOR
SRP04687 | SMA AMERICA | SB7000US (277V) | 8000 | 1 |  |  | 0.97 | Solar Inverter |  | OUTDOOR
SRP04690 | POWER-ONE | PVI-3600-US (240V) | 3800 | 1 |  |  | 0.97 | Solar Inverter |  | OUTDOOR
SRP04690 | POWER-ONE | PVI-5000-OUTD-US (208 V) | 4600 | 1 |  |  | 0.97 | Solar Inverter |  | OUTDOOR
SRP04706 | SMA AMERICA | SB6000US (277V) | 6000 | 1 |  |  | 0.97 | Solar Inverter |  | Outside
SRP04708 | SMA AMERICA | SB6000U (208V) | 6000 | 1 |  |  | 0.97 | Solar Inverter |  | OUTDOOR
SRP04712 | SMA AMERICA | SB5000US | 5000 | 2 |  |  | 0.97 | Solar Inverter |  | INDOOR
SRP04715 | SMA AMERICA | SWR2500U-SBD (240V) | 10000 | 6 |  |  | 0.97 | Solar Inverter |  | OUTDOOR
SRP04716 | PV POWERED | PVP100KW-208 | 260000 | 1 |  |  | 0.97 | Solar Inverter |  | OUTDOOR
SRP04717 | PV POWERED | PVP30KW-LV-208 | 10000 | 6 |  |  | 0.97 | Solar Inverter |  | OUTDOOR
SRP04718 | SMA AMERICA | SB6000U (208V) | 6000 | 1 |  |  | 0.97 | Solar Inverter |  | OUTDOOR
SRP04719 | SMA AMERICA | SWR2500U-SBD (240V) | 10000 | 6 |  |  | 0.97 | Solar Inverter |  | OUTDOOR
SRP04721 | SMA AMERICA | SB1100U | 10000 | 9 |  |  | 0.97 | Solar Inverter |  | OUTDOOR
SRP04728 | PV POWERED | PVP100KW-208 | 260000 | 1 |  |  | 0.97 | Solar Inverter |  | OUTDOOR
SRP04730 | PV POWERED | PVP100KW-208 | 260000 | 1 |  |  | 0.97 | Solar Inverter |  | OUTDOOR
SRP04732 | SMA AMERICA | SB6000U (208V) | 6000 | 1 |  |  | 0.97 | Solar Inverter |  | INDOOR
SRP04733 | PV POWERED | PVP100KW-208 | 260000 | 1 |  |  | 0.97 | Solar Inverter |  | OUTDOOR
SRP04736 | PV POWERED | PVP30KW-208 | 50000 | 1 |  |  | 0.97 | Solar Inverter |  | OUTDOOR
SRP04745 | SMA AMERICA | SB3000US (208V) | 3000 | 1 |  |  | 0.97 | Solar Inverter |  | Inside
SRP04745 | SMA AMERICA | SB3000US (208V) | 3000 | 1 |  |  | 0.97 | Solar Inverter |  | Inside
SRP04748 | SMA AMERICA | SB6000US (277V) | 7000 | 2 |  |  | 0.97 | Solar Inverter |  | OUTDOOR
SRP04750 | SMA AMERICA | SB7000US (208V) | 7000 | 1 |  |  | 0.97 | Solar Inverter |  | OUTDOOR
SRP04764 | SUNPOWER CORP (ORIGINAL MFRSMA) | SPR-7000M (277V) | 8000 | 1 |  |  | 0.97 | Solar Inverter |  | Outside
SRP04772 | SMA AMERICA | SB6000U (208V) | 6000 | 1 |  |  | 0.97 | Solar Inverter |  | INDOOR
SRP04788 | SMA AMERICA | SB6000U (208V) | 6000 | 1 |  |  | 0.97 | Solar Inverter |  | INDOOR
SRP04789 | SMA AMERICA | SB5000US | 5000 | 1 |  |  | 0.97 | Solar Inverter |  | Inside
SRP04796 | ENPHASE ENERGY | M200-32-208-S01 | 215 | 16 |  |  | 0.97 | Solar Inverter |  | OUTDOOR
SRP04800 | SMA AMERICA | SB7000US (208V) | 7000 | 3 |  |  | 0.97 | Solar Inverter |  | Inside
SRP04801 | SMA AMERICA | SB3800U (208V) | 3800 | 1 |  |  | 0.97 | Solar Inverter |  | Outside
SRP04810 | SATCON TECHNOLOGY | PVS-250 (240 V) | 500000 | 8 |  |  | 0.97 | Solar Inverter |  | OUTDOOR
SRP04811 | SATCON TECHNOLOGY | PVS-500 (480 V) | 500000 | 7 |  |  | 0.97 | Solar Inverter |  | OUTDOOR
SRP04813 | SUNPOWER CORP (ORIGINAL MFRSMA) | SPR-6000M (208V) | 6000 | 1 |  |  | 0.97 | Solar Inverter |  | INDOOR
SRP04814 | SUNPOWER CORP (ORIGINAL MFRSMA) | SPR-7000M (240V) | 7000 | 1 |  |  | 0.97 | Solar Inverter |  | INDOOR
SRP04815 | SMA AMERICA | SB7000US (208V) | 7000 | 1 |  |  | 0.97 | Solar Inverter |  | OUTDOOR
SRP04815 | SMA AMERICA | SB7000US (277V) | 8000 | 1 |  |  | 0.97 | Solar Inverter |  | OUTDOOR
SRP04819 | SUNPOWER CORP (ORIGINAL MFRSMA) | SPR-7000M (277V) | 8000 | 1 |  |  | 0.97 | Solar Inverter |  | Inside
SRP04822 | PV POWERED | PVP4800 | 4800 | 2 |  |  | 0.97 | Solar Inverter |  | INDOOR
SRP04823 | SMA AMERICA | SB7000US (208V) | 7000 | 1 |  |  | 0.97 | Solar Inverter |  | INDOOR
SRP04829 | SMA AMERICA | SB7000US (208V) | 7000 | 1 |  |  | 0.97 | Solar Inverter |  | Inside
SRP04833 | SMA AMERICA | SB6000U (240V) | 6000 | 1 |  |  | 0.97 | Solar Inverter |  | INDOOR
SRP04837 | SMA AMERICA | SWR2500U-SBD (240V) | 10000 | 6 |  |  | 0.97 | Solar Inverter |  | OUTDOOR
SRP04840 | SMA AMERICA | SB6000U (208V) | 6000 | 1 |  |  | 0.97 | Solar Inverter |  | OUTDOOR
SRP04852 | SUNPOWER CORP (ORIGINAL MFRSMA) | SPR-4000M (208V) | 4000 | 1 |  |  | 0.97 | Solar Inverter |  | OUTDOOR
SRP04852 | SUNPOWER CORP (ORIGINAL MFRSMA) | SPR-6000M (208V) | 6000 | 1 |  |  | 0.97 | Solar Inverter |  | OUTDOOR
SRP04853 | SUNPOWER CORP (ORIGINAL MFRSMA) | SPR-3000M (208V) | 3000 | 1 |  |  | 0.97 | Solar Inverter |  | INDOOR
SRP04853 | SUNPOWER CORP (ORIGINAL MFRSMA) | SPR-4000M (208V) | 4000 | 1 |  |  | 0.97 | Solar Inverter |  | INDOOR
SRP04853 | SUNPOWER CORP (ORIGINAL MFRSMA) | SPR-6000M (208V) | 6000 | 1 |  |  | 0.97 | Solar Inverter |  | INDOOR
SRP04866 | POWER-ONE | PVI-3000-I-OUTD-US | 3000 | 2 |  |  | 0.97 | Solar Inverter |  | INDOOR
SRP04866 | POWER-ONE | PVI-6000-OUTD-US (208 V) | 6000 | 1 |  |  | 0.97 | Solar Inverter |  | INDOOR
SRP04883 | ENPHASE ENERGY | M175-24-208-S | 215 | 72 |  |  | 0.97 | Solar Inverter |  | OUTDOOR
SRP04909 | ADVANCED ENERGY INDUSTRIES | AE 500TX-480 | 50000 | 1 |  |  | 0.97 | Solar Inverter |  | OUTDOOR
SRP04910 | ADVANCED ENERGY INDUSTRIES | SOLARON 500 HE (3159502-XXXX) | 500000 | 1 |  |  | 0.97 | Solar Inverter |  | OUTDOOR
SRP04931 | SUNPOWER CORP (ORIGINAL MFRSMA) | SPR-3000M (208V) | 3000 | 1 |  |  | 0.97 | Solar Inverter |  | OUTDOOR
SRP04931 | SUNPOWER CORP (ORIGINAL MFRSMA) | SPR-4000M (208V) | 4000 | 1 |  |  | 0.97 | Solar Inverter |  | OUTDOOR
SRP04932 | SUNPOWER CORP (ORIGINAL MFRSMA) | SPR-7000M (208V) | 7000 | 1 |  |  | 0.97 | Solar Inverter |  | OUTDOOR
SRP04933 | SUNPOWER CORP (ORIGINAL MFRSMA) | SPR-5000M (208V) | 5000 | 1 |  |  | 0.97 | Solar Inverter |  | OUTDOOR
SRP04934 | SUNPOWER CORP (ORIGINAL MFRFRONIUS) | SPR-4000F-208 | 4000 | 1 |  |  | 0.97 | Solar Inverter |  | OUTDOOR
SRP04934 | SUNPOWER CORP (ORIGINAL MFRSMA) | SPR-3000M (208V) | 3000 | 1 |  |  | 0.97 | Solar Inverter |  | OUTDOOR
SRP04935 | SUNPOWER CORP (ORIGINAL MFRSMA) | SPR-7000M (208V) | 6000 | 1 |  |  | 0.97 | Solar Inverter |  | OUTDOOR
SRP04936 | SUNPOWER CORP (ORIGINAL MFRSMA) | SPR-3000M (208V) | 3000 | 1 |  |  | 0.97 | Solar Inverter |  | OUTDOOR
SRP04936 | SUNPOWER CORP (ORIGINAL MFRSMA) | SPR-7000M (208V) | 7000 | 1 |  |  | 0.97 | Solar Inverter |  | OUTDOOR
SRP04937 | SUNPOWER CORP (ORIGINAL MFRSMA) | SPR-7000M (208V) | 7000 | 1 |  |  | 0.97 | Solar Inverter |  | OUTDOOR
SRP04938 | SUNPOWER CORP (ORIGINAL MFRSMA) | SPR-5000M (208V) | 5000 | 1 |  |  | 0.97 | Solar Inverter |  | OUTDOOR
SRP04939 | SUNPOWER CORP (ORIGINAL MFRSMA) | SPR-7000M (208V) | 7000 | 1 |  |  | 0.97 | Solar Inverter |  | Inside
SRP04940 | SUNPOWER CORP (ORIGINAL MFRSMA) | SPR-4000M (208V) | 4000 | 1 |  |  | 0.97 | Solar Inverter |  | OUTDOOR
SRP04940 | SUNPOWER CORP (ORIGINAL MFRSMA) | SPR-4000M (208V) | 4000 | 1 |  |  | 0.97 | Solar Inverter |  | OUTDOOR
SRP04941 | SUNPOWER CORP (ORIGINAL MFRSMA) | SPR-5000M (208V) | 5000 | 1 |  |  | 0.97 | Solar Inverter |  | OUTDOOR
SRP04941 | SUNPOWER CORP (ORIGINAL MFRSMA) | SPR-7000M (208V) | 7000 | 1 |  |  | 0.97 | Solar Inverter |  | OUTDOOR
SRP04942 | SUNPOWER CORP (ORIGINAL MFRSMA) | SPR-4000M (208V) | 4000 | 1 |  |  | 0.97 | Solar Inverter |  | OUTDOOR
SRP04943 | SUNPOWER CORP (ORIGINAL MFRSMA) | SPR-3000M (208V) | 3000 | 1 |  |  | 0.97 | Solar Inverter |  | OUTDOOR
SRP04943 | SUNPOWER CORP (ORIGINAL MFRSMA) | SPR-4000M (208V) | 4000 | 1 |  |  | 0.97 | Solar Inverter |  | OUTDOOR
SRP04945 | SUNPOWER CORP (ORIGINAL MFRSMA) | SPR-7000M (277V) | 4000 | 2 |  |  | 0.97 | Solar Inverter |  | OUTDOOR
SRP04948 | SUNPOWER CORP (ORIGINAL MFRSMA) | SPR-5000M (208V) | 5000 | 1 |  |  | 0.97 | Solar Inverter |  | OUTDOOR
SRP04948 | SUNPOWER CORP (ORIGINAL MFRSMA) | SPR-6000M (208V) | 6000 | 1 |  |  | 0.97 | Solar Inverter |  | OUTDOOR
SRP04952 | SUNPOWER CORP (ORIGINAL MFRSMA) | SPR-6000M (208V) | 6000 | 1 |  |  | 0.97 | Solar Inverter |  | OUTDOOR
SRP04960 | SUNPOWER CORP (ORIGINAL MFRFRONIUS) | SPR-4000F-208 | 4000 | 2 |  |  | 0.97 | Solar Inverter |  | OUTDOOR
SRP04964 | SUNPOWER CORP (ORIGINAL MFRSMA) | SPR-3000M (208V) | 3000 | 1 |  |  | 0.97 | Solar Inverter |  | OUTDOOR
SRP04964 | SUNPOWER CORP (ORIGINAL MFRSMA) | SPR-4000M (208V) | 4000 | 1 |  |  | 0.97 | Solar Inverter |  | OUTDOOR
SRP04965 | SMA AMERICA | SB5000US | 500000 | 7 |  |  | 0.97 | Solar Inverter |  | OUTDOOR
SRP04969 | SUNPOWER CORP (ORIGINAL MFRSMA) | SPR-4000M (208V) | 4000 | 1 |  |  | 0.97 | Solar Inverter |  | OUTDOOR
SRP04972 | SUNPOWER CORP (ORIGINAL MFRSMA) | SPR-4000M (208V) | 4000 | 1 |  |  | 0.97 | Solar Inverter |  | OUTDOOR
SRP04974 | SUNPOWER CORP (ORIGINAL MFRSMA) | SPR-4000M (208V) | 4000 | 1 |  |  | 0.97 | Solar Inverter |  | OUTDOOR
SRP04974 | SUNPOWER CORP (ORIGINAL MFRSMA) | SPR-6000M (208V) | 6000 | 1 |  |  | 0.97 | Solar Inverter |  | OUTDOOR
SRP04983 | SUNPOWER CORP (ORIGINAL MFRSMA) | SPR-7000M (277V) | 8000 | 1 |  |  | 0.97 | Solar Inverter |  | OUTDOOR
SRP05005 | SMA AMERICA | SC125U (208V) | 10000 | 3 |  |  | 0.97 | Solar Inverter |  | OUTDOOR
SRP05008 | SUNPOWER CORP (ORIGINAL MFRSMA) | SPR-4000M (208V) | 4000 | 1 |  |  | 0.97 | Solar Inverter |  | OUTDOOR
SRP05008 | SUNPOWER CORP (ORIGINAL MFRSMA) | SPR-7000M (208V) | 6000 | 1 |  |  | 0.97 | Solar Inverter |  | OUTDOOR
SRP05025 | SMA AMERICA | SB6000U (208V) | 6000 | 1 |  |  | 0.97 | Solar Inverter |  | INDOOR
SRP05026 | SMA AMERICA | SB7000US (208V) | 7000 | 1 |  |  | 0.97 | Solar Inverter |  | OUTDOOR
SRP05032 | SMA AMERICA | SB7000US (208V) | 7000 | 1 |  |  | 0.97 | Solar Inverter |  | INDOOR
SRP05059 | POWER-ONE | PVI-5000-OUTD-US (208 V) | 5000 | 2 |  |  | 0.97 | Solar Inverter |  | OUTDOOR
SRP05062 | SUNPOWER CORP (ORIGINAL MFRSMA) | SPR-6000M (208V) | 6000 | 2 |  |  | 0.97 | Solar Inverter |  | INDOOR
SRP05068 | SMA AMERICA | SB6000U (208V) | 6000 | 1 |  |  | 0.97 | Solar Inverter |  | INDOOR
SRP05071 | SUNPOWER CORP (ORIGINAL MFRSMA) | SPR-7000M (277V) | 7680 | 1 |  |  | 0.97 | Solar Inverter |  | INDOOR
SRP05077 | SMA AMERICA | SB7000US (208V) | 7000 | 1 |  |  | 0.97 | Solar Inverter |  | Inside
SRP05078 | SMA AMERICA | SB7000US (208V) | 7000 | 1 |  |  | 0.97 | Solar Inverter |  | INDOOR
SRP05086 | SMA AMERICA | SB1100U | 2500 | 3 |  |  | 0.97 | Solar Inverter |  | OUTDOOR
SRP05086 | SMA AMERICA | SB1100U | 2500 | 4 |  |  | 0.97 | Solar Inverter |  | OUTDOOR
SRP05091 | SMA AMERICA | SB7000US (208V) | 7000 | 1 |  |  | 0.97 | Solar Inverter |  | INDOOR
SRP05092 | SMA AMERICA | SB7000US (208V) | 7000 | 1 |  |  | 0.97 | Solar Inverter |  | Outside
SRP05098 | SMA AMERICA | SB6000U (208V) | 6000 | 3 |  |  | 0.97 | Solar Inverter |  | OUTDOOR
SRP05102 | ENPHASE ENERGY | M200-32-240-S02 | 215 | 33 |  |  | 0.97 | Solar Inverter |  | OUTDOOR
SRP05112 | FRONIUS USA |  | 10000 | 1 |  |  | 0.97 | Solar Inverter |  | Inside
SRP05118 | SUNPOWER CORP (ORIGINAL MFRSMA) | SPR-3000M (208V) | 3000 | 1 |  |  | 0.97 | Solar Inverter |  | OUTDOOR
SRP05118 | SUNPOWER CORP (ORIGINAL MFRSMA) | SPR-6000M (208V) | 6000 | 1 |  |  | 0.97 | Solar Inverter |  | OUTDOOR
SRP05120 | PV POWERED | PVP1100 | 1100 | 1 |  |  | 0.97 | Solar Inverter |  | INDOOR
SRP05125 | SUNPOWER CORP (ORIGINAL MFRSMA) | SPR-4000M (208V) | 4000 | 1 |  |  | 0.97 | Solar Inverter |  | Outside
SRP05125 | SUNPOWER CORP (ORIGINAL MFRSMA) | SPR-5000M (208V) | 5000 | 1 |  |  | 0.97 | Solar Inverter |  | Outside
SRP05130 | SMA AMERICA | SB7000US (208V) | 7000 | 1 |  |  | 0.97 | Solar Inverter |  | OUTDOOR
SRP05132 | SMA AMERICA | SB7000US (277V) | 7000 | 1 |  |  | 0.97 | Solar Inverter |  | Inside
SRP05133 | SMA AMERICA | SB7000US (208V) | 7000 | 1 |  |  | 0.97 | Solar Inverter |  | Inside
SRP05138 | ENPHASE ENERGY | M200-32-240-S02 | 215 | 28 |  |  | 0.97 | Solar Inverter |  | Outside
SRP05144 | SMA AMERICA | SB7000US (208V) | 7000 | 1 |  |  | 0.97 | Solar Inverter |  | INDOOR
SRP05145 | ENPHASE ENERGY | M175-24-208-S | 215 | 44 |  |  | 0.97 | Solar Inverter |  | OUTDOOR
SRP05150 | ENPHASE ENERGY | M200-32-240-S02 | 7000 | 30 |  |  | 0.97 | Solar Inverter |  | INDOOR
SRP05152 | ENPHASE ENERGY | M200-32-208-S01 | 215 | 31 |  |  | 0.97 | Solar Inverter |  | OUTDOOR
SRP05155 | ENPHASE ENERGY | M200-32-240-S01 | 215 | 28 |  |  | 0.97 | Solar Inverter |  | OUTDOOR
SRP05160 | SMA AMERICA | SB6000U (208V) | 6000 | 1 |  |  | 0.97 | Solar Inverter |  | INDOOR
SRP05167 | SMA AMERICA | SB6000U (208V) | 6000 | 2 |  |  | 0.97 | Solar Inverter |  | OUTDOOR
SRP05168 | SMA AMERICA | SB3000US (240V) | 3000 | 2 |  |  | 0.97 | Solar Inverter |  | INDOOR
SRP05168 | SMA AMERICA | SB6000U (277V) | 6000 | 1 |  |  | 0.97 | Solar Inverter |  | INDOOR
SRP05172 | SMA AMERICA | SB6000U (208V) | 6000 | 2 |  |  | 0.97 | Solar Inverter |  | OUTDOOR
SRP05179 | SUNPOWER CORP (ORIGINAL MFRSMA) | SPR-5000M (208V) | 5000 | 1 |  |  | 0.97 | Solar Inverter |  | Inside
SRP05180 | SMA AMERICA | SB6000U (208V) | 6000 | 1 |  |  | 0.97 | Solar Inverter |  | Inside
SRP05194 | SMA AMERICA | SB7000US (277V) | 8000 | 1 |  |  | 0.97 | Solar Inverter |  | INDOOR
SRP05199 | SMA AMERICA | SB6000U (208V) | 6000 | 1 |  |  | 0.97 | Solar Inverter |  | OUTDOOR
SRP05213 | POWER-ONE | PVI-6000-OUTD-US-W (208 V) | 6000 | 1 |  |  | 0.97 | Solar Inverter |  | INDOOR
SRP05214 | POWER-ONE | PVI-6000-OUTD-US (208 V) | 6000 | 2 |  |  | 0.97 | Solar Inverter |  | INDOOR
SRP05218 | SUNPOWER CORP (ORIGINAL MFRSMA) | SPR-5000M (208V) | 5000 | 2 |  |  | 0.97 | Solar Inverter |  | INDOOR
SRP05222 | ENPHASE ENERGY | M200-32-208-S01 | 215 | 34 |  |  | 0.97 | Solar Inverter |  | OUTDOOR
SRP05224 | SMA AMERICA | SB7000US (277V) | 8000 | 1 |  |  | 0.97 | Solar Inverter |  | INDOOR
SRP05226 | SMA AMERICA | SB7000US (208V) | 7000 | 1 |  |  | 0.97 | Solar Inverter |  | INDOOR
SRP05228 | SMA AMERICA | SB7000US (277V) | 7000 | 1 |  |  | 0.97 | Solar Inverter |  | INDOOR
SRP05234 | SMA AMERICA | SB7000US (208V) | 7000 | 1 |  |  | 0.97 | Solar Inverter |  | INDOOR
SRP05244 | SMA AMERICA | SB7000US (208V) | 7000 | 1 |  |  | 0.97 | Solar Inverter |  | OUTDOOR
SRP05244 | SMA AMERICA | SB7000US (208V) | 7000 | 1 |  |  | 0.97 | Solar Inverter |  | OUTDOOR
SRP05257 | SMA AMERICA | SB7000US (208V) | 7000 | 1 |  |  | 0.97 | Solar Inverter |  | INDOOR
SRP05262 | SUNPOWER CORP (ORIGINAL MFRSMA) | SPR-6000M (208V) | 6000 | 1 |  |  | 0.97 | Solar Inverter |  | INDOOR
SRP05267 | SUNPOWER CORP (ORIGINAL MFRSMA) | SPR-7000M (208V) | 7000 | 2 |  |  | 0.97 | Solar Inverter |  | INDOOR
SRP05271 | SUNPOWER CORP (ORIGINAL MFRSMA) | SPR-6000M (208V) | 6000 | 1 |  |  | 0.97 | Solar Inverter |  | INDOOR
SRP05282 | SMA AMERICA | SB7000US (208V) | 7000 | 1 |  |  | 0.97 | Solar Inverter |  | INDOOR
SRP05283 | SMA AMERICA | SB7000US (208V) | 7000 | 1 |  |  | 0.97 | Solar Inverter |  | Outside
SRP05295 | ENPHASE ENERGY | M200-32-240-S02 | 210 | 13 |  |  | 0.97 | Solar Inverter |  | Outside
SRP05295 | SUNPOWER CORP (ORIGINAL MFRSMA) | SPR-7000M (277V) | 8000 | 1 |  |  | 0.97 | Solar Inverter |  | INDOOR
SRP05299 | SATCON TECHNOLOGY | PVS-500 (480 V) | 500000 | 5 |  |  | 0.97 | Solar Inverter |  | OUTDOOR
SRP05300 | SMA AMERICA | SB7000US (208V) | 7000 | 1 |  |  | 0.97 | Solar Inverter |  | INDOOR
SRP05301 | SATCON TECHNOLOGY | PVS-500 (480 V) | 500000 | 8 |  |  | 0.97 | Solar Inverter |  | OUTDOOR
SRP05318 | SMA AMERICA | SB7000US (277V) | 7000 | 1 |  |  | 0.97 | Solar Inverter |  | OUTDOOR
SRP05328 | SMA AMERICA | SB6000U (208V) | 6000 | 1 |  |  | 0.97 | Solar Inverter |  | OUTDOOR
SRP05333 | SMA AMERICA | SB7000US (277V) | 7000 | 1 |  |  | 0.97 | Solar Inverter |  | INDOOR
SRP05336 | SMA AMERICA | SB6000U (208V) | 6000 | 1 |  |  | 0.97 | Solar Inverter |  | Outside
SRP05337 | SMA AMERICA | SB7000US (208V) | 7000 | 1 |  |  | 0.97 | Solar Inverter |  | INDOOR
SRP05339 | SMA AMERICA | SB7000US (240V) | 7000 | 1 |  |  | 0.97 | Solar Inverter |  | INDOOR
SRP05340 | SMA AMERICA | SB7000US (208V) | 7000 | 5 |  |  | 0.97 | Solar Inverter |  | OUTDOOR
SRP05341 | SMA AMERICA | SB7000US (208V) | 7000 | 1 |  |  | 0.97 | Solar Inverter |  | INDOOR
SRP05342 | SMA AMERICA | SB6000U (208V) | 6000 | 1 |  |  | 0.97 | Solar Inverter |  | Outside
SRP05352 | SMA AMERICA | SB6000U (277V) | 6000 | 6 |  |  | 0.97 | Solar Inverter |  | OUTDOOR
SRP05352 | SMA AMERICA | SB7000US (208V) | 7000 | 9 |  |  | 0.97 | Solar Inverter |  | OUTDOOR
SRP05352 | SMA AMERICA | SB7000US (240V) | 8000 | 12 |  |  | 0.97 | Solar Inverter |  | OUTDOOR
SRP05355 | SMA AMERICA | SB7000US (208V) | 7000 | 4 |  |  | 0.97 | Solar Inverter |  | OUTDOOR
SRP05376 | SMA AMERICA | SB5000US | 5000 | 1 |  |  | 0.97 | Solar Inverter |  | INDOOR
SRP05376 | SMA AMERICA | SB6000U (208V) | 6000 | 1 |  |  | 0.97 | Solar Inverter |  | INDOOR
SRP05377 | SMA AMERICA | SB7000US (277V) | 7000 | 1 |  |  | 0.97 | Solar Inverter |  | INDOOR
SRP05383 | SMA AMERICA | SB6000U (208V) | 6000 | 2 |  |  | 0.97 | Solar Inverter |  | INDOOR
SRP05391 | SMA AMERICA | SB3000US (208V) | 3000 | 1 |  |  | 0.97 | Solar Inverter |  | OUTDOOR
SRP05396 | SMA AMERICA | SB6000US (208V) | 6000 | 4 |  |  | 0.97 | Solar Inverter |  | Outside
SRP05396 | SMA AMERICA | SB7000US (208V) | 7000 | 1 |  |  | 0.97 | Solar Inverter |  | OUTDOOR
SRP05397 | SMA AMERICA | SB5000US (208V) | 5000 | 1 |  |  | 0.97 | Solar Inverter |  | INDOOR
SRP05429 | SMA AMERICA | SB6000U (208V) | 6000 | 6 |  |  | 0.97 | Solar Inverter |  | OUTDOOR
SRP05430 | SMA AMERICA | SB7000US (208V) | 7000 | 2 |  |  | 0.97 | Solar Inverter |  | OUTDOOR
SRP05432 | SUNPOWER CORP (ORIGINAL MFRSMA) | SPR-7000M (240V) | 8000 | 1 |  |  | 0.97 | Solar Inverter |  | INDOOR
SRP05434 | SMA AMERICA | SB7000US (240V) | 7000 | 3 |  |  | 0.97 | Solar Inverter |  | Inside
SRP05435 | SMA AMERICA | SB6000U (208V) | 6000 | 9 |  |  | 0.97 | Solar Inverter |  | Outside
SRP05435 | SMA AMERICA | SB7000US (208V) | 7000 | 3 |  |  | 0.97 | Solar Inverter |  | Outside
SRP05437 | SMA AMERICA | SB5000US (208V) | 5000 | 3 |  |  | 0.97 | Solar Inverter |  | INDOOR
SRP05445 | SMA AMERICA | SB7000US (240V) | 7000 | 1 |  |  | 0.97 | Solar Inverter |  | INDOOR
SRP05449 | SMA AMERICA | SB7000US (208V) | 7000 | 1 |  |  | 0.97 | Solar Inverter |  | INDOOR
SRP05451 | SMA AMERICA | SB6000U (208V) | 6000 | 1 |  |  | 0.97 | Solar Inverter |  | OUTDOOR
SRP05456 | SMA AMERICA | SB6000U (208V) | 6000 | 12 |  |  | 0.97 | Solar Inverter |  | INDOOR
SRP05462 | SMA AMERICA | SB7000US (208V) | 7000 | 4 |  |  | 0.97 | Solar Inverter |  | OUTDOOR
SRP05466 | SMA AMERICA | SB6000U (208V) | 6000 | 1 |  |  | 0.97 | Solar Inverter |  | OUTDOOR
SRP05469 | PV POWERED | PVP100KW-208 | 260000 | 3 |  |  | 0.97 | Solar Inverter |  | OUTDOOR
SRP05470 | SMA AMERICA | SB6000U (208V) | 6000 | 1 |  |  | 0.97 | Solar Inverter |  | INDOOR
SRP05477 | SMA AMERICA | SB6000U (208V) | 6000 | 1 |  |  | 0.97 | Solar Inverter |  | INDOOR
SRP05488 | SMA AMERICA | SB6000US (208V) | 6000 | 1 |  |  | 0.97 | Solar Inverter |  | INDOOR
SRP05494 | SMA AMERICA | SB7000US (277V) | 8000 | 1 |  |  | 0.97 | Solar Inverter |  | OUTDOOR
SRP05498 | PV POWERED | PVP30KW-480 | 50000 | 1 |  |  | 0.97 | Solar Inverter |  | OUTDOOR
SRP05502 | PV POWERED | PVP100KW-480 | 100000 | 2 |  |  | 0.97 | Solar Inverter |  | OUTDOOR
SRP05504 | SUNPOWER CORP (ORIGINAL MFRSMA) | SPR-4000M (208V) | 4000 | 1 |  |  | 0.97 | Solar Inverter |  | INDOOR
SRP05505 | SMA AMERICA | SB3000US (208V) | 3000 | 1 |  |  | 0.97 | Solar Inverter |  | Inside
SRP05505 | SMA AMERICA | SB7000US (208V) | 7000 | 1 |  |  | 0.97 | Solar Inverter |  | Inside
SRP05511 | SOLECTRIA RENEWABLES | PVI 5300-P (240V) | 6000 | 1 |  |  | 0.97 | Solar Inverter |  | INDOOR
SRP05512 | SMA AMERICA | SB7000US (208V) | 7000 | 1 |  |  | 0.97 | Solar Inverter |  | INDOOR
SRP05514 | SMA AMERICA | SB7000US (208V) | 7000 | 2 |  |  | 0.97 | Solar Inverter |  | OUTDOOR
SRP05514 | SUNPOWER CORP (ORIGINAL MFRSMA) | SPR-6000M (208V) | 6000 | 1 |  |  | 0.97 | Solar Inverter |  | OUTDOOR
SRP05515 | SOLECTRIA RENEWABLES | PVI 3000-P (240V) | 3300 | 2 |  |  | 0.97 | Solar Inverter |  | INDOOR
SRP05515 | SOLECTRIA RENEWABLES | PVI 3000-P (240V) | 3800 | 1 |  |  | 0.97 | Solar Inverter |  | INDOOR
SRP05516 | SUNPOWER CORP (ORIGINAL MFRSMA) | SPR-7000M (277V) | 7000 | 1 |  |  | 0.97 | Solar Inverter |  | INDOOR
SRP05524 | SMA AMERICA | SB7000US (208V) | 7000 | 2 |  |  | 0.97 | Solar Inverter |  | INDOOR
SRP05538 | SMA AMERICA | SB6000US (208V) | 6000 | 1 |  |  | 0.97 | Solar Inverter |  | INDOOR
SRP05540 | ENPHASE ENERGY | M200-32-208-S01 | 215 | 42 |  |  | 0.97 | Solar Inverter |  | OUTDOOR
SRP05544 | SMA AMERICA | SB7000US (277V) | 7000 | 1 |  |  | 0.97 | Solar Inverter |  | INDOOR
SRP05576 | SMA AMERICA | SB7000US (277V) | 7000 | 1 |  |  | 0.97 | Solar Inverter |  | INDOOR
SRP05577 | SMA AMERICA | SB7000US (208V) | 7000 | 1 |  |  | 0.97 | Solar Inverter |  | OUTDOOR
SRP05579 | PV POWERED | PVP100KW-208 | 100000 | 1 |  |  | 0.97 | Solar Inverter |  | OUTDOOR
SRP05580 | SMA AMERICA | SB7000US (208V) | 7000 | 1 |  |  | 0.97 | Solar Inverter |  | INDOOR
SRP05598 | PV POWERED | PVP30KW-LV-480 | 50000 | 1 |  |  | 0.97 | Solar Inverter |  | OUTDOOR
SRP05602 | SMA AMERICA | SB6000US (208V) | 6000 | 1 |  |  | 0.97 | Solar Inverter |  | INDOOR
SRP05613 | POWER-ONE | PVI-5000-OUTD-US (208 V) | 5000 | 1 |  |  | 0.97 | Solar Inverter |  | Outside
SRP05625 | SMA AMERICA | SB6000US (208V) | 6000 | 1 |  |  | 0.97 | Solar Inverter |  | INDOOR
SRP05627 | SMA AMERICA | SB6000U (208V) | 6000 | 1 |  |  | 0.97 | Solar Inverter |  | OUTDOOR
SRP05628 | SMA AMERICA | SB7000US (208V) | 7000 | 1 |  |  | 0.97 | Solar Inverter |  | INDOOR
SRP05632 | SMA AMERICA | SB6000U (208V) | 6000 | 1 |  |  | 0.97 | Solar Inverter |  | INDOOR
SRP05634 | SUNPOWER CORP (ORIGINAL MFRSMA) | SPR-6000M (208V) | 6000 | 1 |  |  | 0.97 | Solar Inverter |  | Outside
SRP05637 | SMA AMERICA | SB6000US (208V) | 6000 | 9 |  |  | 0.97 | Solar Inverter |  | OTHER
SRP05641 | SMA AMERICA | SB5000US | 5000 | 1 |  |  | 0.97 | Solar Inverter |  | INDOOR
SRP05659 | SUNPOWER CORP (ORIGINAL MFRSMA) | SPR-3000M (208V) | 3000 | 1 |  |  | 0.97 | Solar Inverter |  | OUTDOOR
SRP05659 | SUNPOWER CORP (ORIGINAL MFRSMA) | SPR-6000M (208V) | 6000 | 1 |  |  | 0.97 | Solar Inverter |  | OUTDOOR
SRP05664 | FRONIUS USA |  | 4500 | 1 |  |  | 0.97 | Solar Inverter |  | Inside
SRP05665 | FRONIUS USA |  | 10000 | 3 |  |  | 0.97 | Solar Inverter |  | INDOOR
SRP05670 | SMA AMERICA | SB4000US (208V) | 4000 | 1 |  |  | 0.97 | Solar Inverter |  | Outside
SRP05670 | SMA AMERICA | SB4000US (240V) | 4000 | 1 |  |  | 0.97 | Solar Inverter |  | Outside
SRP05677 | SMA AMERICA | SB7000US (240V) | 7000 | 1 |  |  | 0.97 | Solar Inverter |  | INDOOR
SRP05681 | SATCON TECHNOLOGY | PVS-500 (480 V) | 500000 | 1 |  |  | 0.97 | Solar Inverter |  | OUTDOOR
SRP05692 | SCHUCO USA | SB4000US (208V) | 4000 | 2 |  |  | 0.97 | Solar Inverter |  | INDOOR
SRP05692 | SCHUCO USA | SB5000US (208V) | 5000 | 1 |  |  | 0.97 | Solar Inverter |  | INDOOR
SRP05702 | POWER-ONE | PVI-6000-OUTD-US (240 V) | 6000 | 1 |  |  | 0.97 | Solar Inverter |  | INDOOR
SRP05707 | SUNPOWER CORP (ORIGINAL MFRSMA) | SPR-6000M (208V) | 6000 | 1 |  |  | 0.97 | Solar Inverter |  | INDOOR
SRP05710 | POWER-ONE | PVI-3600-US (208V) | 3600 | 1 |  |  | 0.97 | Solar Inverter |  | Inside
SRP05710 | POWER-ONE | PVI-6000-OUTD-US (208 V) | 6000 | 1 |  |  | 0.97 | Solar Inverter |  | Inside
SRP05722 | SMA AMERICA | SB5000US (208V) | 5000 | 2 |  |  | 0.97 | Solar Inverter |  | OUTDOOR
SRP05726 | SUNPOWER CORP (ORIGINAL MFRSMA) | SPR-3000M (208V) | 3000 | 1 |  |  | 0.97 | Solar Inverter |  | OUTDOOR
SRP05726 | SUNPOWER CORP (ORIGINAL MFRSMA) | SPR-4000M (208V) | 4000 | 1 |  |  | 0.97 | Solar Inverter |  | OUTDOOR
SRP05729 | POWER-ONE | PVI-6000-OUTD-US (208 V) | 6000 | 1 |  |  | 0.97 | Solar Inverter |  | INDOOR
SRP05732 | SMA AMERICA | SB5000US (208V) | 5000 | 1 |  |  | 0.97 | Solar Inverter |  | OUTDOOR
SRP05732 | SMA AMERICA | SB7000US (208V) | 7000 | 2 |  |  | 0.97 | Solar Inverter |  | OUTDOOR
SRP05737 | PV POWERED | PVP2500 | 260000 | 1 |  |  | 0.97 | Solar Inverter |  | OUTDOOR
SRP05745 | SUNPOWER CORP (ORIGINAL MFRSMA) | SPR-6000M (208V) | 6000 | 1 |  |  | 0.97 | Solar Inverter |  | INDOOR
SRP05752 | SMA AMERICA | SB6000U (208V) | 6000 | 1 |  |  | 0.97 | Solar Inverter |  | INDOOR
SRP05764 | SUNPOWER CORP (ORIGINAL MFRSMA) | SPR-7000M (208V) | 7000 | 1 |  |  | 0.97 | Solar Inverter |  | Outside
SRP05767 | SUNPOWER CORP (ORIGINAL MFRSMA) | SPR-7000M (208V) | 7000 | 1 |  |  | 0.97 | Solar Inverter |  | INDOOR
SRP05769 | SUNPOWER CORP (ORIGINAL MFRSMA) | SPR-3000M (208V) | 3000 | 1 |  |  | 0.97 | Solar Inverter |  | INDOOR
SRP05769 | SUNPOWER CORP (ORIGINAL MFRSMA) | SPR-4000M (208V) | 4000 | 1 |  |  | 0.97 | Solar Inverter |  | INDOOR
SRP05770 | SMA AMERICA | SB7000US (208V) | 7000 | 1 |  |  | 0.97 | Solar Inverter |  | INDOOR
SRP05771 | SUNPOWER CORP (ORIGINAL MFRSMA) | SPR-7000M (208V) | 7000 | 2 |  |  | 0.97 | Solar Inverter |  | INDOOR
SRP05774 | SUNPOWER CORP (ORIGINAL MFRSMA) | SPR-7000M (208V) | 7000 | 1 |  |  | 0.97 | Solar Inverter |  | Outside
SRP05777 | SUNPOWER CORP (ORIGINAL MFRSMA) | SPR-6000M (208V) | 6000 | 1 |  |  | 0.97 | Solar Inverter |  | INDOOR
SRP05782 | SUNPOWER CORP (ORIGINAL MFRSMA) | SPR-6000M (208V) | 6000 | 2 |  |  | 0.97 | Solar Inverter |  | INDOOR
SRP05783 | SMA AMERICA | SB7000US (208V) | 7000 | 1 |  |  | 0.97 | Solar Inverter |  | INDOOR
SRP05792 | SMA AMERICA | SB6000U (208V) | 6000 | 1 |  |  | 0.97 | Solar Inverter |  | OUTDOOR
SRP05798 | SMA AMERICA | SB7000US (208V) | 7000 | 1 |  |  | 0.97 | Solar Inverter |  | INDOOR
SRP05807 | SMA AMERICA | SB6000U (208V) | 6000 | 2 |  |  | 0.97 | Solar Inverter |  | OUTDOOR
SRP05809 | SMA AMERICA | SB6000U (208V) | 6000 | 1 |  |  | 0.97 | Solar Inverter |  | INDOOR
SRP05812 | SMA AMERICA | SB6000U (208V) | 6000 | 1 |  |  | 0.97 | Solar Inverter |  | INDOOR
SRP05813 | SMA AMERICA | SB7000US (208V) | 7000 | 1 |  |  | 0.97 | Solar Inverter |  | OUTDOOR
SRP05817 | SMA AMERICA | SB7000US (208V) | 7000 | 8 |  |  | 0.97 | Solar Inverter |  | OUTDOOR
SRP05820 | SMA AMERICA | SB6000U (208V) | 6000 | 1 |  |  | 0.97 | Solar Inverter |  | OUTDOOR
SRP05821 | SMA AMERICA | SB6000U (208V) | 6000 | 1 |  |  | 0.97 | Solar Inverter |  | INDOOR
SRP05828 | SMA AMERICA | SB6000US (208V) | 6000 | 2 |  |  | 0.97 | Solar Inverter |  | OUTDOOR
SRP05837 | ADVANCED ENERGY INDUSTRIES | 3159000-104 | 35000 | 2 |  |  | 0.97 | Solar Inverter |  | OUTDOOR
SRP05847 | ENPHASE ENERGY | M200-32-240-S02 | 215 | 24 |  |  | 0.97 | Solar Inverter |  | OUTDOOR
SRP05850 | SMA AMERICA | SB6000U (208V) | 6000 | 1 |  |  | 0.97 | Solar Inverter |  | OUTDOOR
SRP05855 | SMA AMERICA | SB5000US (208V) | 5000 | 2 |  |  | 0.97 | Solar Inverter |  | OUTDOOR
SRP05864 | SMA AMERICA | SB4000US (240V) | 4000 | 1 |  |  | 0.97 | Solar Inverter |  | OUTDOOR
SRP05870 | ENPHASE ENERGY | M200-32-208-S01 | 210 | 48 |  |  | 0.97 | Solar Inverter |  | Outside
SRP05880 | SMA AMERICA | SB6000U (208V) | 6000 | 1 |  |  | 0.97 | Solar Inverter |  | Inside
SRP05887 | SOLECTRIA RENEWABLES | PVI 4000 (208V) | 4000 | 1 |  |  | 0.97 | Solar Inverter |  | INDOOR
SRP05889 | SMA AMERICA | SB7000US (240V) | 7000 | 1 |  |  | 0.97 | Solar Inverter |  | INDOOR
SRP05890 | SMA AMERICA | SB7000US (208V) | 7000 | 2 |  |  | 0.97 | Solar Inverter |  | INDOOR
SRP05891 | SMA AMERICA | SB7000US (277V) | 7000 | 1 |  |  | 0.97 | Solar Inverter |  | Outside
SRP05894 | SMA AMERICA | SB7000US (208V) | 7000 | 1 |  |  | 0.97 | Solar Inverter |  | INDOOR
SRP05896 | SMA AMERICA | SB7000US (277V) | 8000 | 1 |  |  | 0.97 | Solar Inverter |  | INDOOR
SRP05900 | SUNPOWER CORP (ORIGINAL MFRSMA) | SPR-6000M (208V) | 6000 | 1 |  |  | 0.97 | Solar Inverter |  | INDOOR
SRP05901 | SMA AMERICA | SB3000US (208V) | 3000 | 1 |  |  | 0.97 | Solar Inverter |  | INDOOR
SRP05910 | POWER-ONE | PVI-5000-OUTD-US (208 V) | 4200 | 1 |  |  | 0.97 | Solar Inverter |  | INDOOR
SRP05910 | POWER-ONE | PVI-6000-OUTD-US (208 V) | 6000 | 1 |  |  | 0.97 | Solar Inverter |  | INDOOR
SRP05911 | SMA AMERICA | SB3000US (208V) | 3000 | 2 |  |  | 0.97 | Solar Inverter |  | INDOOR
SRP05912 | SMA AMERICA | SB5000US (208V) | 5000 | 1 |  |  | 0.97 | Solar Inverter |  | OUTDOOR
SRP05913 | SMA AMERICA | SB5000US (208V) | 5000 | 1 |  |  | 0.97 | Solar Inverter |  | OUTDOOR
SRP05916 | ENPHASE ENERGY | M200-32-240-S01 | 215 | 32 |  |  | 0.97 | Solar Inverter |  | OUTDOOR
SRP05917 | SMA AMERICA | SB7000US (208V) | 7000 | 1 |  |  | 0.97 | Solar Inverter |  | OUTDOOR
SRP05919 | POWER-ONE | PVI-6000-OUTD-US (208 V) | 6000 | 1 |  |  | 0.97 | Solar Inverter |  | Inside
SRP05923 | SMA AMERICA | SB6000U (208V) | 6000 | 1 |  |  | 0.97 | Solar Inverter |  | OUTDOOR
SRP05934 | SMA AMERICA | SB7000US (277V) | 7000 | 1 |  |  | 0.97 | Solar Inverter |  | Outside
SRP05934 | SMA AMERICA | SB7000US (277V) | 8000 | 8 |  |  | 0.97 | Solar Inverter |  | Outside
SRP05949 | SMA AMERICA | SB7000US (208V) | 7000 | 1 |  |  | 0.97 | Solar Inverter |  | INDOOR
SRP05953 | SMA AMERICA | SB7000US (208V) | 7000 | 1 |  |  | 0.97 | Solar Inverter |  | Outside
SRP05957 | SMA AMERICA | SB7000US (208V) | 7000 | 1 |  |  | 0.97 | Solar Inverter |  | OUTDOOR
SRP05971 | FRONIUS USA |  | 48000 | 2 |  |  | 0.97 | Solar Inverter |  | OUTDOOR
SRP05974 | FRONIUS USA |  | 10000 | 1 |  |  | 0.97 | Solar Inverter |  | Outside
SRP05976 | SUNPOWER CORP (ORIGINAL MFRSMA) | SPR-3000M (208V) | 3000 | 1 |  |  | 0.97 | Solar Inverter |  | INDOOR
SRP05981 | SUNPOWER CORP (ORIGINAL MFRSMA) | SPR-3000M (208V) | 3000 | 1 |  |  | 0.97 | Solar Inverter |  | INDOOR
SRP05981 | SUNPOWER CORP (ORIGINAL MFRSMA) | SPR-5000M (208V) | 5000 | 1 |  |  | 0.97 | Solar Inverter |  | INDOOR
SRP05986 | SMA AMERICA | SB7000US (208V) | 7000 | 1 |  |  | 0.97 | Solar Inverter |  | OUTDOOR
SRP05989 | SMA AMERICA | SB6000US (208V) | 6000 | 3 |  |  | 0.97 | Solar Inverter |  | INDOOR
SRP05990 | SATCON TECHNOLOGY | PVS-500 (480 V) | 500000 | 5 |  |  | 0.97 | Solar Inverter |  | OUTDOOR
SRP05991 | SATCON TECHNOLOGY | PVS-500 (480 V) | 500000 | 4 |  |  | 0.97 | Solar Inverter |  | OUTDOOR
SRP06001 | SUNPOWER CORP (ORIGINAL MFRSMA) | SPR-6000M (208V) | 6000 | 2 |  |  | 0.97 | Solar Inverter |  | INDOOR
SRP06002 | SUNPOWER CORP (ORIGINAL MFRSMA) | SPR-6000M (208V) | 6000 | 1 |  |  | 0.97 | Solar Inverter |  | INDOOR
SRP06008 | SMA AMERICA | SB5000US (208V) | 5000 | 1 |  |  | 0.97 | Solar Inverter |  | INDOOR
SRP06008 | SMA AMERICA | SB7000US (208V) | 7000 | 1 |  |  | 0.97 | Solar Inverter |  | INDOOR
SRP06012 | SMA AMERICA | SB6000US (208V) | 6000 | 1 |  |  | 0.97 | Solar Inverter |  | OUTDOOR
SRP06017 | SUNPOWER CORP (ORIGINAL MFRSMA) | SPR-7000M (240V) | 8000 | 1 |  |  | 0.97 | Solar Inverter |  | Inside
SRP06036 | SMA AMERICA | SB7000US (208V) | 7000 | 2 |  |  | 0.97 | Solar Inverter |  | Inside
SRP06039 | SMA AMERICA | SB6000U (208V) | 6000 | 1 |  |  | 0.97 | Solar Inverter |  | OUTDOOR
SRP06039 | SMA AMERICA | SB7000US (208V) | 7000 | 1 |  |  | 0.97 | Solar Inverter |  | OUTDOOR
SRP06041 | SOLECTRIA RENEWABLES | PVI 3000 (208V) | 3000 | 1 |  |  | 0.97 | Solar Inverter |  | Outside
SRP06044 | SMA AMERICA | SB7000US (277V) | 7000 | 1 |  |  | 0.97 | Solar Inverter |  | OUTDOOR
SRP06051 | SUNPOWER CORP (ORIGINAL MFRSMA) | SPR-4000M (208V) | 4000 | 1 |  |  | 0.97 | Solar Inverter |  | INDOOR
SRP06051 | SUNPOWER CORP (ORIGINAL MFRSMA) | SPR-5000M (240V) | 5000 | 2 |  |  | 0.97 | Solar Inverter |  | INDOOR
SRP06052 | PV POWERED | PVP2500 | 260000 | 1 |  |  | 0.97 | Solar Inverter |  | OUTDOOR
SRP06053 | SMA AMERICA | SB7000US (240V) | 7000 | 1 |  |  | 0.97 | Solar Inverter |  | INDOOR
SRP06054 | SMA AMERICA | SB7000US (208V) | 7000 | 1 |  |  | 0.97 | Solar Inverter |  | OUTDOOR
SRP06062 | SMA AMERICA | SB7000US (240V) | 7000 | 1 |  |  | 0.97 | Solar Inverter |  | INDOOR
SRP06068 | SMA AMERICA | SB7000US (208V) | 7000 | 1 |  |  | 0.97 | Solar Inverter |  | INDOOR
SRP06085 | SMA AMERICA | SB6000U (208V) | 6000 | 2 |  |  | 0.97 | Solar Inverter |  | INDOOR
SRP06088 | PV POWERED | PVP100KW-208 | 100000 | 1 |  |  | 0.97 | Solar Inverter |  | OUTDOOR
SRP06088 | PV POWERED | PVP100KW-208 | 260000 | 1 |  |  | 0.97 | Solar Inverter |  | OUTDOOR
SRP06088 | PV POWERED | PVP30KW-208 | 50000 | 1 |  |  | 0.97 | Solar Inverter |  | OUTDOOR
SRP06098 | PV POWERED | PVP100KW-208 | 260000 | 3 |  |  | 0.97 | Solar Inverter |  | OUTDOOR
SRP06098 | PV POWERED | PVP30KW-208 | 35000 | 1 |  |  | 0.97 | Solar Inverter |  | OUTDOOR
SRP06104 | SMA AMERICA | SB3000US (208V) | 3000 | 1 |  |  | 0.97 | Solar Inverter |  | OUTDOOR
SRP06104 | SMA AMERICA | SB6000US (208V) | 6000 | 1 |  |  | 0.97 | Solar Inverter |  | OUTDOOR
SRP06107 | PV POWERED | PVP100KW-208 | 100000 | 1 |  |  | 0.97 | Solar Inverter |  | OUTDOOR
SRP06107 | PV POWERED | PVP2500 | 260000 | 1 |  |  | 0.97 | Solar Inverter |  | OUTDOOR
SRP06107 | PV POWERED | PVP30KW-208 | 50000 | 1 |  |  | 0.97 | Solar Inverter |  | OUTDOOR
SRP06111 | PV POWERED | PVP100KW-208 | 260000 | 2 |  |  | 0.97 | Solar Inverter |  | OUTDOOR
SRP06122 | SUNPOWER CORP (ORIGINAL MFRSMA) | SPR-4000M (208V) | 4000 | 1 |  |  | 0.97 | Solar Inverter |  | Inside
SRP06137 | SMA AMERICA | SB7000US (208V) | 7000 | 1 |  |  | 0.97 | Solar Inverter |  | Outside
SRP06138 | SMA AMERICA | SB7000US (208V) | 7000 | 1 |  |  | 0.97 | Solar Inverter |  | INDOOR
SRP06139 | SMA AMERICA | SB7000US (208V) | 7000 | 1 |  |  | 0.97 | Solar Inverter |  | Outside
SRP06141 | SMA AMERICA | SB5000US (208V) | 5000 | 2 |  |  | 0.97 | Solar Inverter |  | OUTDOOR
SRP06144 | SMA AMERICA | SB7000US (208V) | 7000 | 1 |  |  | 0.97 | Solar Inverter |  | INDOOR
SRP06151 | SMA AMERICA | SB6000U (208V) | 6000 | 2 |  |  | 0.97 | Solar Inverter |  | INDOOR
SRP06158 | SMA AMERICA | SB6000U (208V) | 6000 | 1 |  |  | 0.97 | Solar Inverter |  | INDOOR
SRP06165 | SMA AMERICA | SB5000US | 5000 | 2 |  |  | 0.97 | Solar Inverter |  | Outside
SRP06170 | POWER-ONE | PVI-6000-OUTD-US (208 V) | 6000 | 1 |  |  | 0.97 | Solar Inverter |  | INDOOR
SRP06174 | SUNPOWER CORP (ORIGINAL MFR - PV POWERED LLC) | SPR-4600 | 4000 | 1 |  |  | 0.97 | Solar Inverter |  | INDOOR
SRP06174 | SUNPOWER CORP (ORIGINAL MFR - PV POWERED LLC) | SPR-5200 | 7000 | 1 |  |  | 0.97 | Solar Inverter |  | INDOOR
SRP06179 | SMA AMERICA | SB3000US (208V) | 3000 | 1 |  |  | 0.97 | Solar Inverter |  | INDOOR
SRP06179 | SMA AMERICA | SB7000US (208V) | 7000 | 1 |  |  | 0.97 | Solar Inverter |  | INDOOR
SRP06184 | SMA AMERICA | SB6000US (208V) | 6000 | 2 |  |  | 0.97 | Solar Inverter |  | Outside
SRP06184 | SMA AMERICA | SB7000US (277V) | 7000 | 3 |  |  | 0.97 | Solar Inverter |  | Outside
SRP06184 | SMA AMERICA | SB7000US (277V) | 8000 | 18 |  |  | 0.97 | Solar Inverter |  | OUTDOOR
SRP06187 | SMA AMERICA | SB4000US (208V) | 4000 | 2 |  |  | 0.97 | Solar Inverter |  | Outside
SRP06190 | POWER-ONE | PVI-6000-OUTD-US (240 V) | 6000 | 1 |  |  | 0.97 | Solar Inverter |  | OUTDOOR
SRP06193 | SMA AMERICA | SB4000US (208V) | 4000 | 1 |  |  | 0.97 | Solar Inverter |  | OUTDOOR
SRP06202 | SMA AMERICA | SB7000US (208V) | 7000 | 1 |  |  | 0.97 | Solar Inverter |  | OUTDOOR
SRP06205 | FRONIUS USA |  | 10200 | 1 |  |  | 0.97 | Solar Inverter |  | OUTDOOR
SRP06206 | SUNPOWER CORP (ORIGINAL MFRSMA) | SPR-7000M (208V) | 8000 | 99 |  |  | 0.97 | Solar Inverter |  | OUTDOOR
SRP06207 | SMA AMERICA | SB6000US (208V) | 6000 | 1 |  |  | 0.97 | Solar Inverter |  | INDOOR
SRP06208 | PV POWERED | PVP30KW-208 | 1 | 1 |  |  | 0.97 | Solar Inverter |  | OUTDOOR
SRP06223 | SMA AMERICA | SB6000US (208V) | 6000 | 1 |  |  | 0.97 | Solar Inverter |  | OUTDOOR
SRP06224 | SMA AMERICA | SB4000US (208V) | 4000 | 1 |  |  | 0.97 | Solar Inverter |  | OUTDOOR
SRP06227 | SMA AMERICA | SB7000US (240V) | 8000 | 15 |  |  | 0.97 | Solar Inverter |  | OUTDOOR
SRP06228 | SMA AMERICA | SB7000US (208V) | 8000 | 1 |  |  | 0.97 | Solar Inverter |  | OUTDOOR
SRP06234 | SMA AMERICA | SB7000US (208V) | 7000 | 1 |  |  | 0.97 | Solar Inverter |  | INDOOR
SRP06255 | POWER-ONE | PVI-CENTRAL-100-US (208 V) | 12000 | 2 |  |  | 0.97 | Solar Inverter |  | Inside
SRP06256 | SMA AMERICA | SB7000US (208V) | 7000 | 2 |  |  | 0.97 | Solar Inverter |  | OUTDOOR
SRP06264 | SMA AMERICA | SB7000US (208V) | 7000 | 1 |  |  | 0.97 | Solar Inverter |  | OUTDOOR
SRP06270 | SATCON TECHNOLOGY | PVS-500 (480 V) | 500000 | 2 |  |  | 0.97 | Solar Inverter |  | OUTDOOR
SRP06311 | POWER-ONE | PVI-3000-I-OUTD-US | 3000 | 1 |  |  | 0.97 | Solar Inverter |  | OUTDOOR
SRP06311 | POWER-ONE | PVI-6000-OUTD-US (208 V) | 6000 | 1 |  |  | 0.97 | Solar Inverter |  | OUTDOOR
SRP06323 | ENPHASE ENERGY | M200-32-240-S02 | 210 | 79 |  |  | 0.97 | Solar Inverter |  | OUTDOOR
SRP06334 | SMA AMERICA | SB5000US (208V) | 500000 | 4 |  |  | 0.97 | Solar Inverter |  | Outside
SRP06343 | SMA AMERICA | SB5000US (208V) | 5000 | 5 |  |  | 0.97 | Solar Inverter |  | OUTDOOR
SRP06344 | SMA AMERICA | SB4000US (208V) | 4000 | 1 |  |  | 0.97 | Solar Inverter |  | OUTDOOR
SRP06347 | SMA AMERICA | SB6000U (208V) | 6000 | 1 |  |  | 0.97 | Solar Inverter |  | OUTDOOR
SRP06351 | SUNPOWER CORP (ORIGINAL MFRSMA) | SPR-3000M (240V) | 3000 | 1 |  |  | 0.97 | Solar Inverter |  | Outside
SRP06351 | SUNPOWER CORP (ORIGINAL MFRSMA) | SPR-4000M (240V) | 4000 | 1 |  |  | 0.97 | Solar Inverter |  | OUTDOOR
SRP06352 | SMA AMERICA | SB7000US (208V) | 7000 | 1 |  |  | 0.97 | Solar Inverter |  | Inside
SRP06358 | SMA AMERICA | SB3000US (208V) | 3000 | 1 |  |  | 0.97 | Solar Inverter |  | OUTDOOR
SRP06361 | SMA AMERICA | SB1100U | 500000 | 2 |  |  | 0.97 | Solar Inverter |  | OUTDOOR
SRP06371 | SMA AMERICA | SB6000US (208V) | 6000 | 1 |  |  | 0.97 | Solar Inverter |  | INDOOR
SRP06382 | SUNPOWER CORP (ORIGINAL MFR - PV POWERED LLC) | SPR-5200 | 8000 | 1 |  |  | 0.97 | Solar Inverter |  | Inside
SRP06384 | SMA AMERICA | SB5000US | 5000 | 1 |  |  | 0.97 | Solar Inverter |  | OUTDOOR
SRP06384 | SMA AMERICA | SB5000US | 5000 | 1 |  |  | 0.97 | Solar Inverter |  | OUTDOOR
SRP06390 | SMA AMERICA | SB7000US (240V) | 7000 | 1 |  |  | 0.97 | Solar Inverter |  | Outside
SRP06404 | SOLECTRIA RENEWABLES | PVI 5300-P (240V) | 6000 | 1 |  |  | 0.97 | Solar Inverter |  | OUTDOOR
SRP06406 | PV POWERED | PVP4800 | 4800 | 1 |  |  | 0.97 | Solar Inverter |  | INDOOR
SRP06406 | PV POWERED | PVP5200 | 5200 | 1 |  |  | 0.97 | Solar Inverter |  | INDOOR
SRP06408 | SOLECTRIA RENEWABLES | PVI 5300-P (240V) | 6000 | 1 |  |  | 0.97 | Solar Inverter |  | INDOOR
SRP06436 | SMA AMERICA | SB1100U | 8000 | 3 |  |  | 0.97 | Solar Inverter |  | Outside
SRP06447 | SMA AMERICA | SB7000US (208V) | 7000 | 1 |  |  | 0.97 | Solar Inverter |  | OUTDOOR
SRP06449 | SOLECTRIA RENEWABLES | PVI 5300-P (240V) | 7500 | 2 |  |  | 0.97 | Solar Inverter |  | OUTDOOR
SRP06458 | SMA AMERICA | SB7000US (208V) | 7000 | 1 |  |  | 0.97 | Solar Inverter |  | Outside
SRP06467 | FRONIUS USA |  | 7500 | 1 |  |  | 0.97 | Solar Inverter |  | OUTDOOR
SRP06471 | FRONIUS USA |  | 10000 | 1 |  |  | 0.97 | Solar Inverter |  | Inside
SRP06475 | SMA AMERICA | SB7000US (208V) | 7000 | 12 |  |  | 0.97 | Solar Inverter |  | INDOOR
SRP06477 | SMA AMERICA | SB7000US (208V) | 7000 | 5 |  |  | 0.97 | Solar Inverter |  | OUTDOOR
SRP06479 | SOLECTRIA RENEWABLES | PVI 3000 (208V) | 3300 | 1 |  |  | 0.97 | Solar Inverter |  | Outside
SRP06479 | SOLECTRIA RENEWABLES | PVI 4000 (208V) | 3800 | 1 |  |  | 0.97 | Solar Inverter |  | OUTDOOR
SRP06479 | SOLECTRIA RENEWABLES | PVI 5000 (208V) | 5000 | 1 |  |  | 0.97 | Solar Inverter |  | OUTDOOR
SRP06479 | SOLECTRIA RENEWABLES | PVI 5300 (208V) | 6000 | 1 |  |  | 0.97 | Solar Inverter |  | Inside
SRP06482 | SMA AMERICA | SB7000US (208V) | 7000 | 1 |  |  | 0.97 | Solar Inverter |  | Outside
SRP06484 | SMA AMERICA | SB7000US (208V) | 7000 | 1 |  |  | 0.97 | Solar Inverter |  | INDOOR
SRP06486 | SMA AMERICA | SB5000US | 5000 | 1 |  |  | 0.97 | Solar Inverter |  | INDOOR
SRP06486 | SMA AMERICA | SB6000U (208V) | 6000 | 2 |  |  | 0.97 | Solar Inverter |  | INDOOR
SRP06492 | SMA AMERICA | SB7000US (208V) | 7000 | 1 |  |  | 0.97 | Solar Inverter |  | INDOOR
SRP06493 | SMA AMERICA | SB6000US (208V) | 6000 | 1 |  |  | 0.97 | Solar Inverter |  | INDOOR
SRP06494 | SMA AMERICA | SB6000US (240V) | 6000 | 2 |  |  | 0.97 | Solar Inverter |  | INDOOR
SRP06497 | ENPHASE ENERGY | M200-32-240-S02 | 210 | 23 |  |  | 0.97 | Solar Inverter |  | Inside
SRP06497 | SUNPOWER CORP (ORIGINAL MFRSMA) | SPR-7000M (208V) | 7000 | 1 |  |  | 0.97 | Solar Inverter |  | Inside
SRP06521 | SMA AMERICA | SB6000US (208V) | 6000 | 1 |  |  | 0.97 | Solar Inverter |  | OUTDOOR
SRP06529 | SMA AMERICA | SB4000US (208V) | 4000 | 1 |  |  | 0.97 | Solar Inverter |  | OUTDOOR
SRP06531 | SMA AMERICA | SB6000U (208V) | 6000 | 1 |  |  | 0.97 | Solar Inverter |  | INDOOR
SRP06533 | SMA AMERICA | SB6000U (208V) | 6000 | 1 |  |  | 0.97 | Solar Inverter |  | INDOOR
SRP06534 | SMA AMERICA | SB6000U (208V) | 6000 | 1 |  |  | 0.97 | Solar Inverter |  | OUTDOOR
SRP06535 | FRONIUS USA |  | 11400 | 5 |  |  | 0.97 | Solar Inverter |  | INDOOR
SRP06540 | SMA AMERICA | SB6000U (208V) | 6000 | 1 |  |  | 0.97 | Solar Inverter |  | INDOOR
SRP06546 | SMA AMERICA | SB6000U (208V) | 6000 | 1 |  |  | 0.97 | Solar Inverter |  | Outside
SRP06546 | SMA AMERICA | SB7000US (208V) | 7000 | 1 |  |  | 0.97 | Solar Inverter |  | Outside
SRP06548 | SMA AMERICA | SB7000US (208V) | 7000 | 1 |  |  | 0.97 | Solar Inverter |  | INDOOR
SRP06553 | SMA AMERICA | SB5000US (208V) | 5000 | 1 |  |  | 0.97 | Solar Inverter |  | INDOOR
SRP06583 | SOLECTRIA RENEWABLES | PVI 3000 (208V) | 3800 | 1 |  |  | 0.97 | Solar Inverter |  | INDOOR
SRP06583 | SOLECTRIA RENEWABLES | PVI 5000 (208V) | 5000 | 1 |  |  | 0.97 | Solar Inverter |  | INDOOR
SRP06604 | SUNPOWER CORP (ORIGINAL MFRSMA) | SPR-6000M (208V) | 6000 | 1 |  |  | 0.97 | Solar Inverter |  | INDOOR
SRP06605 | POWER-ONE | PVI-5000-OUTD-US (208 V) | 5000 | 1 |  |  | 0.97 | Solar Inverter |  | OUTDOOR
SRP06605 | POWER-ONE | PVI-6000-OUTD-US (208 V) | 6000 | 1 |  |  | 0.97 | Solar Inverter |  | OUTDOOR
SRP06608 | SUNPOWER CORP (ORIGINAL MFRSMA) | SPR-3000M (208V) | 3000 | 1 |  |  | 0.97 | Solar Inverter |  | INDOOR
SRP06608 | SUNPOWER CORP (ORIGINAL MFRSMA) | SPR-5000M (208V) | 5000 | 1 |  |  | 0.97 | Solar Inverter |  | INDOOR
SRP06609 | SUNPOWER CORP (ORIGINAL MFRSMA) | SPR-7000M (208V) | 7000 | 1 |  |  | 0.97 | Solar Inverter |  | OUTDOOR
SRP06609 | SUNPOWER CORP (ORIGINAL MFRSMA) | SPR-7000M (240V) | 7000 | 1 |  |  | 0.97 | Solar Inverter |  | OUTDOOR
SRP06610 | SUNPOWER CORP (ORIGINAL MFRSMA) | SPR-4000M (208V) | 4000 | 1 |  |  | 0.97 | Solar Inverter |  | INDOOR
SRP06610 | SUNPOWER CORP (ORIGINAL MFRSMA) | SPR-4000M (208V) | 4000 | 1 |  |  | 0.97 | Solar Inverter |  | Inside
SRP06610 | SUNPOWER CORP (ORIGINAL MFRSMA) | SPR-6000M (208V) | 6000 | 1 |  |  | 0.97 | Solar Inverter |  | Inside
SRP06614 | SUNPOWER CORP (ORIGINAL MFRSMA) | SPR-6000M (208V) | 6500 | 1 |  |  | 0.97 | Solar Inverter |  | INDOOR
SRP06614 | SUNPOWER CORP (ORIGINAL MFRSMA) | SPR-6000M (208V) | 6500 | 1 |  |  | 0.97 | Solar Inverter |  | INDOOR
SRP06614 | SUNPOWER CORP (ORIGINAL MFRSMA) | SPR-6000M (240V) | 6500 | 1 |  |  | 0.97 | Solar Inverter |  | INDOOR
SRP06615 | ADVANCED ENERGY INDUSTRIES | 3159000-104 | 3000 | 1 |  |  | 0.97 | Solar Inverter |  | Inside
SRP06615 | ADVANCED ENERGY INDUSTRIES | 3159000-104 | 6500 | 1 |  |  | 0.97 | Solar Inverter |  | Inside
SRP06621 | SMA AMERICA | SB6000U (208V) | 6000 | 4 |  |  | 0.97 | Solar Inverter |  | OUTDOOR
SRP06625 | SMA AMERICA | SB7000US (277V) | 7000 | 1 |  |  | 0.97 | Solar Inverter |  | INDOOR
SRP06632 | SMA AMERICA | SB5000US (208V) | 5000 | 1 |  |  | 0.97 | Solar Inverter |  | OUTDOOR
SRP06635 | SMA AMERICA | SB7000US (277V) | 7000 | 1 |  |  | 0.97 | Solar Inverter |  | INDOOR
SRP06639 | SMA AMERICA | SB7000US (208V) | 7000 | 1 |  |  | 0.97 | Solar Inverter |  | INDOOR
SRP06645 | POWER-ONE | PVI-3000-I-OUTD-US | 3000 | 1 |  |  | 0.97 | Solar Inverter |  | Outside
SRP06645 | POWER-ONE | PVI-6000-OUTD-US-W (208 V) | 6000 | 1 |  |  | 0.97 | Solar Inverter |  | Outside
SRP06653 | SMA AMERICA | SB3000US (208V) | 3000 | 1 |  |  | 0.97 | Solar Inverter |  | OUTDOOR
SRP06655 | ADVANCED ENERGY INDUSTRIES | 3159000-104 | 3000 | 1 |  |  | 0.97 | Solar Inverter |  | OUTDOOR
SRP06655 | ADVANCED ENERGY INDUSTRIES | 3159000-104 | 3000 | 1 |  |  | 0.97 | Solar Inverter |  | OUTDOOR
SRP06662 | SMA AMERICA | SB6000US (208V) | 6000 | 1 |  |  | 0.97 | Solar Inverter |  | Outside
SRP06674 | SMA AMERICA | SB6000US (208V) | 6000 | 2 |  |  | 0.97 | Solar Inverter |  | INDOOR
SRP06683 | ENPHASE ENERGY | M200-32-208-S01 | 215 | 15 |  |  | 0.97 | Solar Inverter |  | OUTDOOR
SRP06684 | SMA AMERICA | SB7000US (208V) | 7000 | 1 |  |  | 0.97 | Solar Inverter |  | Inside
SRP06701 | SMA AMERICA | SB7000US (277V) | 7000 | 1 |  |  | 0.97 | Solar Inverter |  | INDOOR
SRP06716 | SMA AMERICA | SC250U (480V) | 250000 | 1 |  |  | 0.97 | Solar Inverter |  | INDOOR
SRP06724 | SMA AMERICA | SB6000US (240V) | 6000 | 1 |  |  | 0.97 | Solar Inverter |  | Inside
SRP06739 | POWER-ONE | PVI-5000-OUTD-US (208 V) | 5000 | 1 |  |  | 0.97 | Solar Inverter |  | INDOOR
SRP06745 | SMA AMERICA | SB6000US (208V) | 6000 | 1 |  |  | 0.97 | Solar Inverter |  | Outside
SRP06751 | SMA AMERICA | SB6000US (240V) | 6000 | 1 |  |  | 0.97 | Solar Inverter |  | INDOOR
SRP06757 | SMA AMERICA | SB6000U (208V) | 6000 | 1 |  |  | 0.97 | Solar Inverter |  | OUTDOOR
SRP06757 | SMA AMERICA | SB7000US (208V) | 7000 | 2 |  |  | 0.97 | Solar Inverter |  | OUTDOOR
SRP06758 | PV POWERED | PVP3000 | 3000 | 1 |  |  | 0.97 | Solar Inverter |  | OUTDOOR
SRP06759 | SMA AMERICA | SB6000U (208V) | 6000 | 1 |  |  | 0.97 | Solar Inverter |  | OUTDOOR
SRP06761 | PV POWERED | PVP4800 | 4800 | 2 |  |  | 0.97 | Solar Inverter |  | OUTDOOR
SRP06762 | SMA AMERICA | SB6000U (208V) | 6000 | 1 |  |  | 0.97 | Solar Inverter |  | INDOOR
SRP06763 | SMA AMERICA | SB6000U (240V) | 6000 | 1 |  |  | 0.97 | Solar Inverter |  | Inside
SRP06776 | SMA AMERICA | SB6000U (240V) | 6000 | 6 |  |  | 0.97 | Solar Inverter |  | Inside
SRP06778 | POWER-ONE | PVI-6000-OUTD-US (208 V) | 6000 | 1 |  |  | 0.97 | Solar Inverter |  | INDOOR
SRP06792 | SMA AMERICA | SB6000U (208V) | 6000 | 1 |  |  | 0.97 | Solar Inverter |  | INDOOR
SRP06794 | SATCON TECHNOLOGY | PVS-100 (208 V) | 100000 | 2 |  |  | 0.97 | Solar Inverter |  | OUTDOOR
SRP06795 | POWER-ONE | PVI-5000-OUTD-US (208 V) | 5000 | 1 |  |  | 0.97 | Solar Inverter |  | Outside
SRP06806 | FRONIUS USA |  | 10000 | 2 |  |  | 0.97 | Solar Inverter |  | INDOOR
SRP06812 | ADVANCED ENERGY INDUSTRIES | 3159000-104 | 6000 | 1 |  |  | 0.97 | Solar Inverter |  | INDOOR
SRP06817 | SMA AMERICA | SB6000U (208V) | 6000 | 1 |  |  | 0.97 | Solar Inverter |  | INDOOR
SRP06819 | SMA AMERICA | SB6000U (208V) | 6000 | 1 |  |  | 0.97 | Solar Inverter |  | OUTDOOR
SRP06829 | SMA AMERICA | SB6000U (240V) | 6000 | 1 |  |  | 0.97 | Solar Inverter |  | INDOOR
SRP06835 | SMA AMERICA | SB7000US (277V) | 8000 | 1 |  |  | 0.97 | Solar Inverter |  | OUTDOOR
SRP06840 | SUNPOWER CORP (ORIGINAL MFRSMA) | SPR-5000M (208V) | 5000 | 1 |  |  | 0.97 | Solar Inverter |  | INDOOR
SRP06843 | SATCON TECHNOLOGY | PVS-500 (480 V) | 500000 | 1 |  |  | 0.97 | Solar Inverter |  | OUTDOOR
SRP06844 | SUNPOWER CORP (ORIGINAL MFRSMA) | SPR-3000M (208V) | 3000 | 1 |  |  | 0.97 | Solar Inverter |  | OUTDOOR
SRP06848 | SUNPOWER CORP (ORIGINAL MFRSMA) | SPR-6000M (208V) | 6000 | 1 |  |  | 0.97 | Solar Inverter |  | INDOOR
SRP06851 | ENPHASE ENERGY | M200-32-240-S02 | 215 | 42 |  |  | 0.97 | Solar Inverter |  | OUTDOOR
SRP06852 | SMA AMERICA | SB7000US (208V) | 7000 | 1 |  |  | 0.97 | Solar Inverter |  | INDOOR
SRP06863 | PV POWERED | PVP30KW-480 | 35000 | 1 |  |  | 0.97 | Solar Inverter |  | OUTDOOR
SRP06864 | SMA AMERICA | SB6000U (208V) | 6000 | 1 |  |  | 0.97 | Solar Inverter |  | INDOOR
SRP06869 | SMA AMERICA | SB7000US (240V) | 7000 | 1 |  |  | 0.97 | Solar Inverter |  | Outside
SRP06886 | SMA AMERICA | SB4000US (208V) | 4000 | 1 |  |  | 0.97 | Solar Inverter |  | INDOOR
SRP06886 | SMA AMERICA | SB7000US (240V) | 7000 | 1 |  |  | 0.97 | Solar Inverter |  | INDOOR
SRP06887 | SMA AMERICA | SB6000U (208V) | 6000 | 1 |  |  | 0.97 | Solar Inverter |  | INDOOR
SRP06891 | PV POWERED | PVP100KW-208 | 260000 | 3 |  |  | 0.97 | Solar Inverter |  | OUTDOOR
SRP06898 | SMA AMERICA | SB7000US (240V) | 7000 | 1 |  |  | 0.97 | Solar Inverter |  | Outside
SRP06901 | SMA AMERICA | SB5000US (208V) | 5000 | 4 |  |  | 0.97 | Solar Inverter |  | Inside
SRP06902 | SMA AMERICA | SB7000US (208V) | 7000 | 3 |  |  | 0.97 | Solar Inverter |  | OUTDOOR
SRP06904 | FRONIUS USA |  | 9995 | 2 |  |  | 0.97 | Solar Inverter |  | OUTDOOR
SRP06905 | SMA AMERICA | SB6000U (277V) | 6000 | 1 |  |  | 0.97 | Solar Inverter |  | INDOOR
SRP06907 | SCHUCO USA | SB3000US (208V) | 3000 | 1 |  |  | 0.97 | Solar Inverter |  | OUTDOOR
SRP06907 | SCHUCO USA | SB5000US (208V) | 5000 | 1 |  |  | 0.97 | Solar Inverter |  | OUTDOOR
SRP06909 | SMA AMERICA | SB6000US (240V) | 6000 | 1 |  |  | 0.97 | Solar Inverter |  | INDOOR
SRP06927 | PV POWERED | PVP30KW-LV-208 | 35000 | 2 |  |  | 0.97 | Solar Inverter |  | INDOOR
SRP06927 | PV POWERED | PVP30KW-LV-480 | 35000 | 1 |  |  | 0.97 | Solar Inverter |  | INDOOR
SRP06941 | SMA AMERICA | SB6000U (208V) | 6000 | 1 |  |  | 0.97 | Solar Inverter |  | INDOOR
SRP06957 | SMA AMERICA | SB7000US (208V) | 7000 | 1 |  |  | 0.97 | Solar Inverter |  | INDOOR
SRP06961 | SMA AMERICA | SB6000U (240V) | 6000 | 1 |  |  | 0.97 | Solar Inverter |  | INDOOR
SRP06962 | SMA AMERICA | SB7000US (240V) | 7000 | 1 |  |  | 0.97 | Solar Inverter |  | OUTDOOR
SRP06964 | SMA AMERICA | SB7000US (240V) | 7000 | 1 |  |  | 0.97 | Solar Inverter |  | INDOOR
SRP06968 | SMA AMERICA | SB7000US (208V) | 7000 | 1 |  |  | 0.97 | Solar Inverter |  | INDOOR
SRP06970 | SMA AMERICA | SB6000US (208V) | 6000 | 81 |  |  | 0.97 | Solar Inverter |  | OUTDOOR
SRP06970 | SMA AMERICA | SB7000US (208V) | 7000 | 248 |  |  | 0.97 | Solar Inverter |  | OUTDOOR
SRP06972 | PV POWERED | PVP30KW-208 | 35000 | 2 |  |  | 0.97 | Solar Inverter |  | OUTDOOR
SRP06973 | PV POWERED | PVP75KW-208 | 100000 | 1 |  |  | 0.97 | Solar Inverter |  | OUTDOOR
SRP06974 | PV POWERED | PVP75KW-208 | 75000 | 2 |  |  | 0.97 | Solar Inverter |  | OUTDOOR
SRP06975 | PV POWERED | PVP75KW-208 | 75000 | 2 |  |  | 0.97 | Solar Inverter |  | OUTDOOR
SRP06991 | SATCON TECHNOLOGY | PVS-100 (208 V) | 100000 | 2 |  |  | 0.97 | Solar Inverter |  | OUTDOOR
SRP07000 | SMA AMERICA | SB6000US (208V) | 6000 | 2 |  |  | 0.97 | Solar Inverter |  | INDOOR
SRP07012 | POWER-ONE | PVI-3600-US (208V) | 3600 | 1 |  |  | 0.97 | Solar Inverter |  | INDOOR
SRP07013 | FRONIUS USA |  | 10000 | 1 |  |  | 0.97 | Solar Inverter |  | INDOOR
SRP07015 | SMA AMERICA | SB6000U (208V) | 6000 | 3 |  |  | 0.97 | Solar Inverter |  | INDOOR
SRP07018 | SUNPOWER CORP (ORIGINAL MFRSMA) | SPR-6000M (208V) | 6000 | 1 |  |  | 0.97 | Solar Inverter |  | Outside
SRP07029 | POWER-ONE | PVI-6000-OUTD-US (240 V) | 6000 | 1 |  |  | 0.97 | Solar Inverter |  | Inside
SRP07037 | SUNPOWER CORP (ORIGINAL MFRSMA) | SPR-5000M (240V) | 5000 | 2 |  |  | 0.97 | Solar Inverter |  | OUTDOOR
SRP07045 | PV POWERED | PVP5200 | 260000 | 18 |  |  | 0.97 | Solar Inverter |  | OUTDOOR
SRP07053 | ADVANCED ENERGY INDUSTRIES | 3159000-104 | 500000 | 2 |  |  | 0.97 | Solar Inverter |  | INDOOR
SRP07058 | SMA AMERICA | SB7000US (277V) | 7000 | 1 |  |  | 0.97 | Solar Inverter |  | Outside
SRP07065 | SMA AMERICA | SB7000US (208V) | 7000 | 1 |  |  | 0.97 | Solar Inverter |  | INDOOR
SRP07065 | SMA AMERICA | SB7000US (277V) | 7000 | 1 |  |  | 0.97 | Solar Inverter |  | INDOOR
SRP07075 | SMA AMERICA | SB7000US (240V) | 7000 | 1 |  |  | 0.97 | Solar Inverter |  | OUTDOOR
SRP07077 | SMA AMERICA | SB6000US (208V) | 6000 | 1 |  |  | 0.97 | Solar Inverter |  | INDOOR
SRP07078 | FRONIUS USA | IG PLUS V 12.0-3WYE277 | 12000 | 3 |  |  | 0.97 | Solar Inverter |  | OUTDOOR
SRP07080 | POWER-ONE | PVI-3600-OUTD-US-F (208V) | 3600 | 1 |  |  | 0.97 | Solar Inverter |  | OUTDOOR
SRP07110 | SMA AMERICA | SB7000US (208V) | 7000 | 1 |  |  | 0.97 | Solar Inverter |  | INDOOR
SRP07120 | SMA AMERICA | SB7000US (208V) | 7000 | 2 |  |  | 0.97 | Solar Inverter |  | OUTDOOR
SRP07121 | SMA AMERICA | SB7000US (208V) | 7000 | 1 |  |  | 0.97 | Solar Inverter |  | Inside
SRP07122 | SMA AMERICA | SB6000U (240V) | 6000 | 1 |  |  | 0.97 | Solar Inverter |  | INDOOR
SRP07127 | SMA AMERICA | SB7000US (240V) | 7000 | 1 |  |  | 0.97 | Solar Inverter |  | INDOOR
SRP07131 | SMA AMERICA | SB7000US (277V) | 7000 | 1 |  |  | 0.97 | Solar Inverter |  | Inside
SRP07131 | SMA AMERICA | SB7000US (277V) | 8000 | 1 |  |  | 0.97 | Solar Inverter |  | Inside
SRP07132 | ENPHASE ENERGY | M200-32-240-S02 | 215 | 33 |  |  | 0.97 | Solar Inverter |  | OUTDOOR
SRP07137 | SUNPOWER CORP (ORIGINAL MFRSMA) | SPR4000 | 4000 | 1 |  |  | 0.97 | Solar Inverter |  | Inside
SRP07137 | SUNPOWER CORP (ORIGINAL MFRXANTREX) | SPR-5000X | 5000 | 1 |  |  | 0.97 | Solar Inverter |  | Inside
SRP07138 | ENPHASE ENERGY | M200-32-240-S02 | 215 | 24 |  |  | 0.97 | Solar Inverter |  | OUTDOOR
SRP07140 | ADVANCED ENERGY INDUSTRIES | 3159000-104 | 333000 | 1 |  |  | 0.97 | Solar Inverter |  | Outside
SRP07144 | SMA AMERICA | SB6000U (240V) | 6000 | 2 |  |  | 0.97 | Solar Inverter |  | INDOOR
SRP07169 | SMA AMERICA | SB6000U (240V) | 6000 | 1 |  |  | 0.97 | Solar Inverter |  | INDOOR
SRP07173 | SMA AMERICA | SB6000U (277V) | 6000 | 1 |  |  | 0.97 | Solar Inverter |  | INDOOR
SRP07175 | PV POWERED | PVP100KW-208 | 260000 | 1 |  |  | 0.97 | Solar Inverter |  | Inside
SRP07180 | SMA AMERICA | SB7000US (208V) | 7000 | 1 |  |  | 0.97 | Solar Inverter |  | OUTDOOR
SRP07184 | SMA AMERICA | SB6000US (208V) | 6000 | 1 |  |  | 0.97 | Solar Inverter |  | INDOOR
SRP07187 | SMA AMERICA | SB6000US (208V) | 6000 | 1 |  |  | 0.97 | Solar Inverter |  | OUTDOOR
SRP07191 | FRONIUS USA |  | 6000 | 1 |  |  | 0.97 | Solar Inverter |  | OUTDOOR
SRP07195 | POWER-ONE | PVI-3600-OUTD-US-F (208V) | 3800 | 2 |  |  | 0.97 | Solar Inverter |  | Outside
SRP07197 | SMA AMERICA | SB3000US (208V) | 3000 | 1 |  |  | 0.97 | Solar Inverter |  | INDOOR
SRP07197 | SMA AMERICA | SB6000US (240V) | 6000 | 1 |  |  | 0.97 | Solar Inverter |  | INDOOR
SRP07200 | SMA AMERICA | SB7000US (208V) | 7000 | 1 |  |  | 0.97 | Solar Inverter |  | INDOOR
SRP07214 | PV POWERED | PVP100KW-208 | 100000 | 2 |  |  | 0.97 | Solar Inverter |  | Outside
SRP07214 | PV POWERED | PVP2500 | 260000 | 1 |  |  | 0.97 | Solar Inverter |  | Outside
SRP07220 | SUNPOWER CORP (ORIGINAL MFRSMA) | SPR-3000M (208V) | 3000 | 1 |  |  | 0.97 | Solar Inverter |  | Outside
SRP07220 | SUNPOWER CORP (ORIGINAL MFRSMA) | SPR-4000M (208V) | 4000 | 1 |  |  | 0.97 | Solar Inverter |  | Outside
SRP07226 | SMA AMERICA | SB5000US | 5000 | 1 |  |  | 0.97 | Solar Inverter |  | OUTDOOR
SRP07227 | SMA AMERICA | SB5000US | 5000 | 1 |  |  | 0.97 | Solar Inverter |  | INDOOR
SRP07227 | SMA AMERICA | SB7000US (208V) | 7000 | 1 |  |  | 0.97 | Solar Inverter |  | Inside
SRP07229 | ENPHASE ENERGY | M200-32-240-S02 | 215 | 57 |  |  | 0.97 | Solar Inverter |  | OUTDOOR
SRP07236 | SUNPOWER CORP (ORIGINAL MFRSMA) | SPR-6000M (277V) | 6000 | 1 |  |  | 0.97 | Solar Inverter |  | Outside
SRP07241 | SUNPOWER CORP (ORIGINAL MFRSMA) | SPR-6000M (208V) | 6000 | 1 |  |  | 0.97 | Solar Inverter |  | Inside
SRP07254 | SMA AMERICA | SB5000US (208V) | 5000 | 2 |  |  | 0.97 | Solar Inverter |  | OUTDOOR
SRP07256 | SMA AMERICA | SB7000US (277V) | 7000 | 1 |  |  | 0.97 | Solar Inverter |  | INDOOR
SRP07270 | SMA AMERICA | SB7000US (240V) | 7000 | 1 |  |  | 0.97 | Solar Inverter |  | Outside
SRP07273 | SMA AMERICA | SB7000US (240V) | 7000 | 1 |  |  | 0.97 | Solar Inverter |  | INDOOR
SRP07278 | SUNPOWER CORP (ORIGINAL MFRSMA) | SPR-7000M (240V) | 7000 | 1 |  |  | 0.97 | Solar Inverter |  | INDOOR
SRP07281 | SUNPOWER CORP (ORIGINAL MFRSMA) | SPR-7000M (277V) | 8000 | 1 |  |  | 0.97 | Solar Inverter |  | OUTDOOR
SRP07282 | SMA AMERICA | SB3000US (240V) | 3000 | 1 |  |  | 0.97 | Solar Inverter |  | OUTDOOR
SRP07282 | SMA AMERICA | SB6000U (240V) | 6000 | 1 |  |  | 0.97 | Solar Inverter |  | OUTDOOR
SRP07301 | SMA AMERICA | SB7000US (240V) | 7000 | 1 |  |  | 0.97 | Solar Inverter |  | INDOOR
SRP07317 | SATCON TECHNOLOGY | PVS-135 (208 V) | 135000 | 1 |  |  | 0.97 | Solar Inverter |  | OUTDOOR
SRP07326 | SMA AMERICA | SB7000US (208V) | 7000 | 1 |  |  | 0.97 | Solar Inverter |  | OUTDOOR
SRP07329 | SUNPOWER CORP (ORIGINAL MFRSMA) | SPR-6000M (240V) | 6000 | 1 |  |  | 0.97 | Solar Inverter |  | INDOOR
SRP07339 | SMA AMERICA | SB6000U (240V) | 6000 | 2 |  |  | 0.97 | Solar Inverter |  | INDOOR
SRP07339 | SMA AMERICA | SB7000US (277V) | 8000 | 4 |  |  | 0.97 | Solar Inverter |  | INDOOR
SRP07345 | POWER-ONE | PVI-3600-OUTD-US-F (240V) | 3600 | 1 |  |  | 0.97 | Solar Inverter |  | Inside
SRP07345 | POWER-ONE | PVI-6000-OUTD-US (240 V) | 6000 | 1 |  |  | 0.97 | Solar Inverter |  | Inside
SRP07355 | POWER-ONE | PVI-3000-I-OUTD-US | 3000 | 1 |  |  | 0.97 | Solar Inverter |  | OUTDOOR
SRP07359 | POWER-ONE | PVI-5000-OUTD-US (240 V) | 4200 | 1 |  |  | 0.97 | Solar Inverter |  | OUTDOOR
SRP07363 | SMA AMERICA | SB6000U (240V) | 6000 | 2 |  |  | 0.97 | Solar Inverter |  | OUTDOOR
SRP07370 | SMA AMERICA | SB7000US (240V) | 7000 | 12 |  |  | 0.97 | Solar Inverter |  | Outside
SRP07371 | SUNPOWER CORP (ORIGINAL MFRSMA) | SPR-3000M (208V) | 3000 | 2 |  |  | 0.97 | Solar Inverter |  | Outside
SRP07371 | SUNPOWER CORP (ORIGINAL MFRSMA) | SPR-6000M (208V) | 6000 | 1 |  |  | 0.97 | Solar Inverter |  | Outside
SRP07373 | SUNPOWER CORP (ORIGINAL MFRSMA) | SPR-4000M (208V) | 4000 | 1 |  |  | 0.97 | Solar Inverter |  | OUTDOOR
SRP07373 | SUNPOWER CORP (ORIGINAL MFRSMA) | SPR-5000M (208V) | 5000 | 1 |  |  | 0.97 | Solar Inverter |  | OUTDOOR
SRP07374 | SMA AMERICA | SB7000US (240V) | 7000 | 2 |  |  | 0.97 | Solar Inverter |  | OUTDOOR
SRP07374 | SMA AMERICA | SB7000US (240V) | 7000 | 16 |  |  | 0.97 | Solar Inverter |  | OUTDOOR
SRP07375 | SMA AMERICA | SB7000US (240V) | 7000 | 12 |  |  | 0.97 | Solar Inverter |  | OUTDOOR
SRP07376 | SMA AMERICA | SB7000US (208V) | 7000 | 1 |  |  | 0.97 | Solar Inverter |  | OUTDOOR
SRP07376 | SMA AMERICA | SB7000US (277V) | 8000 | 1 |  |  | 0.97 | Solar Inverter |  | Outside
SRP07377 | SMA AMERICA | SB7000US (240V) | 7000 | 12 |  |  | 0.97 | Solar Inverter |  | Outside
SRP07378 | SOLECTRIA RENEWABLES | PVI 3000 (208V) | 3800 | 1 |  |  | 0.97 | Solar Inverter |  | INDOOR
SRP07379 | SMA AMERICA | SB6000US (240V) | 6000 | 9 |  |  | 0.97 | Solar Inverter |  | Inside
SRP07383 | SUNPOWER CORP (ORIGINAL MFRSMA) | SPR-5000M (240V) | 5000 | 2 |  |  | 0.97 | Solar Inverter |  | OUTDOOR
SRP07383 | SUNPOWER CORP (ORIGINAL MFRSMA) | SPR-6000M (240V) | 6000 | 1 |  |  | 0.97 | Solar Inverter |  | OUTDOOR
SRP07383 | SUNPOWER CORP (ORIGINAL MFRSMA) | SPR-7000M (240V) | 7000 | 7 |  |  | 0.97 | Solar Inverter |  | OUTDOOR
SRP07386 | SUNPOWER | SPR-8000F-208 | 8000 | 1 |  |  | 0.97 | Solar Inverter |  | INDOOR
SRP07386 | SUNPOWER CORP (ORIGINAL MFRSMA) | SPR-6000M (240V) | 6000 | 2 |  |  | 0.97 | Solar Inverter |  | INDOOR
SRP07386 | SUNPOWER CORP (ORIGINAL MFRSMA) | SPR-7000M (240V) | 7000 | 3 |  |  | 0.97 | Solar Inverter |  | INDOOR
SRP07391 | SMA AMERICA | SB4000US (208V) | 4000 | 1 |  |  | 0.97 | Solar Inverter |  | OUTDOOR
SRP07402 | SUNPOWER CORP (ORIGINAL MFRSMA) | SPR-4000M (208V) | 4000 | 1 |  |  | 0.97 | Solar Inverter |  | OUTDOOR
SRP07402 | SUNPOWER CORP (ORIGINAL MFRSMA) | SPR-6000M (208V) | 6000 | 1 |  |  | 0.97 | Solar Inverter |  | OUTDOOR
SRP07402 | SUNPOWER CORP (ORIGINAL MFRSMA) | SPR-7000M (208V) | 7000 | 1 |  |  | 0.97 | Solar Inverter |  | OUTDOOR
SRP07403 | ENPHASE ENERGY | M200-32-208-S01 | 210 | 30 |  |  | 0.97 | Solar Inverter |  | OUTDOOR
SRP07408 | ENPHASE ENERGY | M200-32-208-S01 | 215 | 44 |  |  | 0.97 | Solar Inverter |  | OUTDOOR
SRP07412 | SMA AMERICA | SB6000U (208V) | 6000 | 1 |  |  | 0.97 | Solar Inverter |  | INDOOR
SRP07425 | POWER-ONE | PVI-6000-OUTD-US (240 V) | 6000 | 1 |  |  | 0.97 | Solar Inverter |  | Outside
SRP07427 | POWER-ONE | PVI-6000-OUTD-US (240 V) | 6000 | 1 |  |  | 0.97 | Solar Inverter |  | OUTDOOR
SRP07430 | SMA AMERICA | SB6000U (240V) | 6000 | 1 |  |  | 0.97 | Solar Inverter |  | Outside
SRP07443 | SMA AMERICA | SB7000US (240V) | 7000 | 1 |  |  | 0.97 | Solar Inverter |  | Outside
SRP07444 | ENPHASE ENERGY | M200-32-240-S02 | 215 | 25 |  |  | 0.97 | Solar Inverter |  | INDOOR
SRP07448 | SMA AMERICA | SB3000US (240V) | 3000 | 1 |  |  | 0.97 | Solar Inverter |  | Outside
SRP07448 | SMA AMERICA | SB5000US | 5000 | 1 |  |  | 0.97 | Solar Inverter |  | Outside
SRP07449 | SUNPOWER CORP (ORIGINAL MFRSMA) | SPR-4000M (208V) | 4000 | 1 |  |  | 0.97 | Solar Inverter |  | OUTDOOR
SRP07457 | SMA AMERICA | SB7000US (240V) | 7000 | 1 |  |  | 0.97 | Solar Inverter |  | Inside
SRP07459 | SMA AMERICA | SB6000U (240V) | 6000 | 1 |  |  | 0.97 | Solar Inverter |  | INDOOR
SRP07462 | POWER-ONE | PVI-5000-OUTD-US (208 V) | 5000 | 1 |  |  | 0.97 | Solar Inverter |  | OUTDOOR
SRP07466 | SMA AMERICA | SB6000TL-US (240V) | 6000 | 2 |  |  | 0.97 | Solar Inverter |  | OUTDOOR
SRP07482 | SUNPOWER CORP (ORIGINAL MFRSMA) | SPR-3000M (240V) | 3000 | 1 |  |  | 0.97 | Solar Inverter |  | INDOOR
SRP07487 | SMA AMERICA | SB7000US (208V) | 7000 | 1 |  |  | 0.97 | Solar Inverter |  | OUTDOOR
SRP07487 | SMA AMERICA | SB7000US (240V) | 7000 | 1 |  |  | 0.97 | Solar Inverter |  | OUTDOOR
SRP07502 | SMA AMERICA | SB6000US (208V) | 6000 | 1 |  |  | 0.97 | Solar Inverter |  | Inside
SRP07502 | SMA AMERICA | SWR2500U (208V) | 2500 | 3 |  |  | 0.97 | Solar Inverter |  | Inside
SRP07503 | FRONIUS USA |  | 10000 | 1 |  |  | 0.97 | Solar Inverter |  | Inside
SRP07515 | SMA AMERICA | SB3000US (240V) | 3000 | 1 |  |  | 0.97 | Solar Inverter |  | INDOOR
SRP07515 | SMA AMERICA | SB7000US (277V) | 8000 | 1 |  |  | 0.97 | Solar Inverter |  | INDOOR
SRP07517 | POWER-ONE | PVI-6000-OUTD-US (240 V) | 6000 | 2 |  |  | 0.97 | Solar Inverter |  | INDOOR
SRP07522 | SCHUCO USA | SB3300U (240V) | 3000 | 1 |  |  | 0.97 | Solar Inverter |  | Inside
SRP07522 | SCHUCO USA | SB4000US (240V) | 4000 | 1 |  |  | 0.97 | Solar Inverter |  | Inside
SRP07522 | SCHUCO USA | SB5000US (240V) | 5000 | 1 |  |  | 0.97 | Solar Inverter |  | Inside
SRP07523 | SUNPOWER CORP (ORIGINAL MFRSMA) | SPR-6000M (240V) | 6000 | 1 |  |  | 0.97 | Solar Inverter |  | INDOOR
SRP07523 | SUNPOWER CORP (ORIGINAL MFRSMA) | SPR-7000M (208V) | 7000 | 1 |  |  | 0.97 | Solar Inverter |  | INDOOR
SRP07545 | FRONIUS USA |  | 6000 | 1 |  |  | 0.97 | Solar Inverter |  | INDOOR
SRP07549 | SMA AMERICA | SB4000US (240V) | 4000 | 1 |  |  | 0.97 | Solar Inverter |  | INDOOR
SRP07552 | SMA AMERICA | SB4000US (240V) | 4000 | 1 |  |  | 0.97 | Solar Inverter |  | INDOOR
SRP07554 | SMA AMERICA | SB6000US (240V) | 6000 | 1 |  |  | 0.97 | Solar Inverter |  | OUTDOOR
SRP07565 | SUNPOWER CORP (ORIGINAL MFRSMA) | SPR-7000M (240V) | 7000 | 1 |  |  | 0.97 | Solar Inverter |  | INDOOR
SRP07572 | SMA AMERICA | SB5000US (208V) | 5000 | 1 |  |  | 0.97 | Solar Inverter |  | OUTDOOR
SRP07579 | SMA AMERICA | SB6000U (240V) | 6000 | 1 |  |  | 0.97 | Solar Inverter |  | INDOOR
SRP07634 | SMA AMERICA | SB6000US (240V) | 6000 | 2 |  |  | 0.97 | Solar Inverter |  | OUTDOOR
SRP07634 | SMA AMERICA | SB7000US (240V) | 7000 | 2 |  |  | 0.97 | Solar Inverter |  | OUTDOOR
SRP07666 | SMA AMERICA | SB7000US (208V) | 7000 | 1 |  |  | 0.97 | Solar Inverter |  | OUTDOOR
SRP07680 | SMA AMERICA | SB7000US (240V) | 8000 | 6 |  |  | 0.97 | Solar Inverter |  | INDOOR
SRP07704 | SMA AMERICA | SC250U (480V) | 500000 | 1 |  |  | 0.97 | Solar Inverter |  | Inside
SRP07708 | SMA AMERICA | SC250U (480V) | 500000 | 1 |  |  | 0.97 | Solar Inverter |  | Inside
SRP07720 | SMA AMERICA | SC250U (480V) | 250000 | 1 |  |  | 0.97 | Solar Inverter |  | OUTDOOR
SRP07720 | SMA AMERICA | SC250U (480V) | 500000 | 2 |  |  | 0.97 | Solar Inverter |  | OUTDOOR
SRP07722 | SOLECTRIA RENEWABLES | PVI 3000-P (240V) | 3800 | 1 |  |  | 0.97 | Solar Inverter |  | INDOOR
SRP07722 | SOLECTRIA RENEWABLES | PVI 5000 (240V) | 5000 | 1 |  |  | 0.97 | Solar Inverter |  | INDOOR
SRP07726 | SMA AMERICA | SB7000US (240V) | 7000 | 1 |  |  | 0.97 | Solar Inverter |  | INDOOR
SRP07727 | SMA AMERICA | SB6000U (277V) | 6000 | 1 |  |  | 0.97 | Solar Inverter |  | OUTDOOR
SRP07727 | SMA AMERICA | SB7000US (208V) | 7000 | 1 |  |  | 0.97 | Solar Inverter |  | Outside
SRP07732 | SOLECTRIA RENEWABLES | PVI 5000 (240V) | 5000 | 1 |  |  | 0.97 | Solar Inverter |  | Inside
SRP07732 | SOLECTRIA RENEWABLES | PVI1800-240 | 1800 | 1 |  |  | 0.97 | Solar Inverter |  | Inside
SRP07742 | ENPHASE ENERGY | M200-32-240-S01 | 215 | 30 |  |  | 0.97 | Solar Inverter |  | OUTDOOR
SRP07749 | SUNPOWER CORP (ORIGINAL MFRSMA) | SPR-7000M (277V) | 7000 | 1 |  |  | 0.97 | Solar Inverter |  | INDOOR
SRP07753 | SUNPOWER CORP (ORIGINAL MFRSMA) | SPR-4000M (240V) | 4000 | 2 |  |  | 0.97 | Solar Inverter |  | OUTDOOR
SRP07758 | SMA AMERICA | SB5000US | 5000 | 2 |  |  | 0.97 | Solar Inverter |  | OUTDOOR
SRP07761 | SMA AMERICA | SB7000US (240V) | 7000 | 2 |  |  | 0.97 | Solar Inverter |  | OUTDOOR
SRP07775 | SMA AMERICA | SB7000US (277V) | 8000 | 1 |  |  | 0.97 | Solar Inverter |  | INDOOR
SRP07788 | SMA AMERICA | SB3000US (208V) | 2000 | 1 |  |  | 0.97 | Solar Inverter |  | Outside
SRP07788 | SMA AMERICA | SB6000U (208V) | 6000 | 1 |  |  | 0.97 | Solar Inverter |  | Outside
SRP07791 | SMA AMERICA | SB7000US (240V) | 7000 | 1 |  |  | 0.97 | Solar Inverter |  | OUTDOOR
SRP07800 | SMA AMERICA | SB6000US (240V) | 6000 | 1 |  |  | 0.97 | Solar Inverter |  | INDOOR
SRP07803 | SMA AMERICA | SB7000US (240V) | 7000 | 1 |  |  | 0.97 | Solar Inverter |  | OUTDOOR
SRP07805 | SMA AMERICA | SB7000US (277V) | 7000 | 1 |  |  | 0.97 | Solar Inverter |  | OUTDOOR
SRP07812 | PV POWERED | PVP100KW-480 | 100000 | 1 |  |  | 0.97 | Solar Inverter |  | OUTDOOR
SRP07816 | PV POWERED | PVP75KW-208 | 75000 | 1 |  |  | 0.97 | Solar Inverter |  | OUTDOOR
SRP07832 | ENPHASE ENERGY | M200-32-208-S01 | 215 | 39 |  |  | 0.97 | Solar Inverter |  | OUTDOOR
SRP07852 | SMA AMERICA | SB7000US (240V) | 7000 | 1 |  |  | 0.97 | Solar Inverter |  | INDOOR
SRP07855 | SMA AMERICA | SB6000U (240V) | 6000 | 1 |  |  | 0.97 | Solar Inverter |  | Inside
SRP07858 | SMA AMERICA | SB7000US (208V) | 7000 | 1 |  |  | 0.97 | Solar Inverter |  | Inside
SRP07876 | SMA AMERICA | SB7000US (208V) | 7000 | 1 |  |  | 0.97 | Solar Inverter |  | INDOOR
SRP07883 | PV POWERED | PVP100KW-208 | 100000 | 1 |  |  | 0.97 | Solar Inverter |  | INDOOR
SRP07883 | PV POWERED | PVP30KW-LV-208 | 35000 | 1 |  |  | 0.97 | Solar Inverter |  | INDOOR
SRP07894 | SMA AMERICA | SB5000US (240V) | 5000 | 1 |  |  | 0.97 | Solar Inverter |  | OUTDOOR
SRP07902 | SMA AMERICA | SB6000US (240V) | 6000 | 1 |  |  | 0.97 | Solar Inverter |  | Inside
SRP07902 | SMA AMERICA | SB7000US (240V) | 7000 | 1 |  |  | 0.97 | Solar Inverter |  | Inside
SRP07915 | PV POWERED | PVP75KW-208 | 75000 | 1 |  |  | 0.97 | Solar Inverter |  | OUTDOOR
SRP07919 | SUNPOWER CORP (ORIGINAL MFRSMA) | SPR-6000M (208V) | 6000 | 1 |  |  | 0.97 | Solar Inverter |  | INDOOR
SRP07922 | SUNPOWER CORP (ORIGINAL MFRSMA) | SPR-7000M (277V) | 8000 | 2 |  |  | 0.97 | Solar Inverter |  | INDOOR
SRP07937 | SMA AMERICA | SB5000US (240V) | 5000 | 1 |  |  | 0.97 | Solar Inverter |  | INDOOR
SRP07945 | SUNPOWER CORP (ORIGINAL MFRSMA) | SPR-6000M (208V) | 6000 | 1 |  |  | 0.97 | Solar Inverter |  | INDOOR
SRP07968 | SMA AMERICA | SB7000US (208V) | 7000 | 1 |  |  | 0.97 | Solar Inverter |  | INDOOR
SRP07970 | ADVANCED ENERGY INDUSTRIES | 3159000-110 | 260000 | 2 |  |  | 0.97 | Solar Inverter |  | OUTDOOR
SRP07980 | SMA AMERICA | SB7000US (208V) | 7000 | 1 |  |  | 0.97 | Solar Inverter |  | INDOOR
SRP07983 | SMA AMERICA | SB7000US (208V) | 7000 | 1 |  |  | 0.97 | Solar Inverter |  | INDOOR
SRP07984 | ENPHASE ENERGY | M200-32-208-S01 | 215 | 33 |  |  | 0.97 | Solar Inverter |  | OUTDOOR
SRP07993 | SUNPOWER CORP (ORIGINAL MFRSMA) | SPR-3000M (240V) | 3000 | 2 |  |  | 0.97 | Solar Inverter |  | INDOOR
SRP07999 | POWER-ONE | PVI-5000-OUTD-US (208 V) | 5000 | 1 |  |  | 0.97 | Solar Inverter |  | OUTDOOR
SRP08027 | ADVANCED ENERGY INDUSTRIES | 3159000-104 | 260000 | 1 |  |  | 0.97 | Solar Inverter |  | OUTDOOR
SRP08029 | SUNPOWER CORP (ORIGINAL MFRSMA) | SPR-4000M (240V) | 4000 | 2 |  |  | 0.97 | Solar Inverter |  | Inside
SRP08030 | POWER-ONE | PVI-5000-OUTD-US (208 V) | 5000 | 1 |  |  | 0.97 | Solar Inverter |  | OUTDOOR
SRP08033 | PV POWERED | PVP30KW-480 | 50000 | 2 |  |  | 0.97 | Solar Inverter |  | INDOOR
SRP08035 | SUNPOWER CORP (ORIGINAL MFRSMA) | SPR-6000M (240V) | 6000 | 1 |  |  | 0.97 | Solar Inverter |  | OUTDOOR
SRP08041 | SMA AMERICA | SB6000U (240V) | 7000 | 1 |  |  | 0.97 | Solar Inverter |  | OUTDOOR
SRP08055 | SMA AMERICA | SB6000U (240V) | 6000 | 2 |  |  | 0.97 | Solar Inverter |  | INDOOR
SRP08084 | SMA AMERICA | SB7000US (240V) | 7000 | 1 |  |  | 0.97 | Solar Inverter |  | INDOOR
SRP08098 | SUNPOWER CORP (ORIGINAL MFRSMA) | SPR-6000M (208V) | 6000 | 1 |  |  | 0.97 | Solar Inverter |  | OUTDOOR
SRP08100 | SUNPOWER CORP (ORIGINAL MFRSMA) | SPR-4000M (208V) | 4000 | 1 |  |  | 0.97 | Solar Inverter |  | OUTDOOR
SRP08115 | SMA AMERICA | SB7000US (208V) | 7000 | 1 |  |  | 0.97 | Solar Inverter |  | Inside
SRP08119 | POWER-ONE | PVI-3600-OUTD-US-F (208V) | 3600 | 1 |  |  | 0.97 | Solar Inverter |  | OUTDOOR
SRP08143 | SMA AMERICA | SB6000U (240V) | 6000 | 1 |  |  | 0.97 | Solar Inverter |  | INDOOR
SRP08147 | SMA AMERICA | SB6000U (240V) | 6000 | 1 |  |  | 0.97 | Solar Inverter |  | OUTDOOR
SRP08147 | SMA AMERICA | SB7000US (240V) | 7000 | 1 |  |  | 0.97 | Solar Inverter |  | OUTDOOR
SRP08149 | SMA AMERICA | SB7000US (208V) | 7000 | 1 |  |  | 0.97 | Solar Inverter |  | INDOOR
SRP08150 | SMA AMERICA | SB7000US (208V) | 7000 | 1 |  |  | 0.97 | Solar Inverter |  | OUTDOOR
SRP08153 | SMA AMERICA | SB7000US (277V) | 7000 | 2 |  |  | 0.97 | Solar Inverter |  | OUTDOOR
SRP08157 | SMA AMERICA | SB5000US (240V) | 5000 | 1 |  |  | 0.97 | Solar Inverter |  | INDOOR
SRP08157 | SMA AMERICA | SB6000U (208V) | 6000 | 1 |  |  | 0.97 | Solar Inverter |  | Inside
SRP08175 | PV POWERED | PVP5200 | 6000 | 1 |  |  | 0.97 | Solar Inverter |  | OUTDOOR
SRP08191 | SMA AMERICA | SB6000U (240V) | 6000 | 1 |  |  | 0.97 | Solar Inverter |  | INDOOR
SRP08201 | SMA AMERICA | SB6000U (240V) | 6000 | 1 |  |  | 0.97 | Solar Inverter |  | INDOOR
SRP08203 | SMA AMERICA | SB6000US (240V) | 6000 | 1 |  |  | 0.97 | Solar Inverter |  | Outside
SRP08223 | SUNPOWER CORP (ORIGINAL MFRFRONIUS) | SPR-8000F-208 | 8000 | 1 |  |  | 0.97 | Solar Inverter |  | Outside
SRP08231 | ENPHASE ENERGY | M200-32-240-S02 | 215 | 65 |  |  | 0.97 | Solar Inverter |  | OUTDOOR
SRP08235 | SOLECTRIA RENEWABLES | PVI2500-208 | 13000 | 2 |  |  | 0.97 | Solar Inverter |  | OUTDOOR
SRP08257 | SMA AMERICA | SB6000U (208V) | 6000 | 1 |  |  | 0.97 | Solar Inverter |  | INDOOR
SRP08271 | SMA AMERICA | SB5000US (240V) | 5000 | 2 |  |  | 0.97 | Solar Inverter |  | Inside
SRP08274 | SMA AMERICA | SB6000US (208V) | 6000 | 1 |  |  | 0.97 | Solar Inverter |  | INDOOR
SRP08309 | POWER-ONE | PVI-5000-OUTD-US (208 V) | 5000 | 1 |  |  | 0.97 | Solar Inverter |  | Outside
SRP08313 | PV POWERED | PVP2500 | 2500 | 1 |  |  | 0.97 | Solar Inverter |  | Inside
SRP08313 | PV POWERED | PVP4800 | 4800 | 1 |  |  | 0.97 | Solar Inverter |  | INDOOR
SRP08316 | SUNPOWER CORP (ORIGINAL MFRSMA) | SPR-3000M (208V) | 3000 | 1 |  |  | 0.97 | Solar Inverter |  | INDOOR
SRP08316 | SUNPOWER CORP (ORIGINAL MFRSMA) | SPR-4000M (208V) | 4000 | 1 |  |  | 0.97 | Solar Inverter |  | INDOOR
SRP08321 | SMA AMERICA | SB7000US (277V) | 7000 | 3 |  |  | 0.97 | Solar Inverter |  | OUTDOOR
SRP08323 | SMA AMERICA | SB6000U (240V) | 6000 | 1 |  |  | 0.97 | Solar Inverter |  | Inside
SRP08326 | SMA AMERICA | SB6000US (208V) | 6000 | 1 |  |  | 0.97 | Solar Inverter |  | INDOOR
SRP08341 | SMA AMERICA | SB7000US (240V) | 7000 | 1 |  |  | 0.97 | Solar Inverter |  | INDOOR
SRP08349 | SUNPOWER CORP (ORIGINAL MFRSMA) | SPR-7000M (240V) | 7000 | 2 |  |  | 0.97 | Solar Inverter |  | Outside
SRP08353 | SMA AMERICA | SB7000US (240V) | 7000 | 1 |  |  | 0.97 | Solar Inverter |  | INDOOR
SRP08356 | SMA AMERICA | SB6000U (240V) | 6000 | 2 |  |  | 0.97 | Solar Inverter |  | Outside
SRP08369 | SUNPOWER CORP (ORIGINAL MFRSMA) | SPR-6000M (208V) | 6000 | 1 |  |  | 0.97 | Solar Inverter |  | INDOOR
SRP08374 | ENPHASE ENERGY | M200-32-240-S01 | 215 | 37 |  |  | 0.97 | Solar Inverter |  | Outside
SRP08377 | ADVANCED ENERGY INDUSTRIES | 3159000-110 | 260000 | 1 |  |  | 0.97 | Solar Inverter |  | OUTDOOR
SRP08379 | ADVANCED ENERGY INDUSTRIES | 3159000-104 | 260000 | 1 |  |  | 0.97 | Solar Inverter |  | OUTDOOR
SRP08383 | ADVANCED ENERGY INDUSTRIES | 3159000-110 | 100000 | 1 |  |  | 0.97 | Solar Inverter |  | OUTDOOR
SRP08384 | ADVANCED ENERGY INDUSTRIES | 3159000-104 | 260000 | 1 |  |  | 0.97 | Solar Inverter |  | OUTDOOR
SRP08389 | POWER-ONE | PVI-6000-OUTD-US (208 V) | 6000 | 1 |  |  | 0.97 | Solar Inverter |  | OUTDOOR
SRP08393 | POWER-ONE | PVI-3600-OUTD-US-F (240V) | 3600 | 1 |  |  | 0.97 | Solar Inverter |  | INDOOR
SRP08393 | POWER-ONE | PVI-5000-OUTD-US (240 V) | 5000 | 1 |  |  | 0.97 | Solar Inverter |  | INDOOR
SRP08398 | POWER-ONE | PVI-6000-OUTD-US (208 V) | 6000 | 1 |  |  | 0.97 | Solar Inverter |  | Outside
SRP08405 | POWER-ONE | PVI-CENTRAL-100-US (208 V) | 10000 | 2 |  |  | 0.97 | Solar Inverter |  | OUTDOOR
SRP08406 | ENPHASE ENERGY | M200-32-240-S02 | 215 | 52 |  |  | 0.97 | Solar Inverter |  | OUTDOOR
SRP08407 | FRONIUS USA |  | 10000 | 4 |  |  | 0.97 | Solar Inverter |  | OUTDOOR
SRP08408 | ENPHASE ENERGY | M200-32-240-S02 | 215 | 50 |  |  | 0.97 | Solar Inverter |  | OUTDOOR
SRP08411 | ENPHASE ENERGY | M200-32-240-S02 | 215 | 30 |  |  | 0.97 | Solar Inverter |  | OUTDOOR
SRP08413 | ENPHASE ENERGY | M200-32-240-S02 | 215 | 49 |  |  | 0.97 | Solar Inverter |  | OUTDOOR
SRP08414 | SUNPOWER CORP (ORIGINAL MFRSMA) | SPR-7000M (240V) | 7000 | 2 |  |  | 0.97 | Solar Inverter |  | OUTDOOR
SRP08425 | SATCON TECHNOLOGY | PVS-50 (208 V) | 50000 | 1 |  |  | 0.97 | Solar Inverter |  | OUTDOOR
SRP08439 | SMA AMERICA | SB6000U (240V) | 6000 | 1 |  |  | 0.97 | Solar Inverter |  | Outside
SRP08446 | ENPHASE ENERGY | M200-32-240-S02 | 215 | 28 |  |  | 0.97 | Solar Inverter |  | OUTDOOR
SRP08447 | SMA AMERICA | SB6000US (208V) | 6000 | 1 |  |  | 0.97 | Solar Inverter |  | INDOOR
SRP08452 | SMA AMERICA | SB7000US (208V) | 7000 | 1 |  |  | 0.97 | Solar Inverter |  | INDOOR
SRP08480 | SMA AMERICA | SB6000U (208V) | 6000 | 1 |  |  | 0.97 | Solar Inverter |  | INDOOR
SRP08485 | PV POWERED | PVP100KW-208 | 100000 | 1 |  |  | 0.97 | Solar Inverter |  | OUTDOOR
SRP08485 | PV POWERED | PVP30KW-208 | 35000 | 1 |  |  | 0.97 | Solar Inverter |  | OUTDOOR
SRP08505 | PV POWERED | PVP100KW-208 | 260000 | 1 |  |  | 0.97 | Solar Inverter |  | OUTDOOR
SRP08513 | ENPHASE ENERGY | M175-24-208-S01 | 215 | 56 |  |  | 0.97 | Solar Inverter |  | OUTDOOR
SRP08518 | SMA AMERICA | SB6000U (240V) | 6000 | 1 |  |  | 0.97 | Solar Inverter |  | INDOOR
SRP08521 | KACO | 1501XI | 1 | 1 |  |  | 0.97 | Solar Inverter |  | OUTDOOR
SRP08522 | PV POWERED | PVP100KW-208 | 100000 | 2 |  |  | 0.97 | Solar Inverter |  | OUTDOOR
SRP08522 | PV POWERED | PVP100KW-208 | 260000 | 1 |  |  | 0.97 | Solar Inverter |  | OUTDOOR
SRP08525 | PV POWERED | PVP100KW-208 | 260000 | 3 |  |  | 0.97 | Solar Inverter |  | OUTDOOR
SRP08526 | PV POWERED | PVP100KW-208 | 780000 | 1 |  |  | 0.97 | Solar Inverter |  | OUTDOOR
SRP08528 | SMA AMERICA | SC250U (480V) | 250000 | 1 |  |  | 0.97 | Solar Inverter |  | OUTDOOR
SRP08528 | SMA AMERICA | SC250U (480V) | 500000 | 1 |  |  | 0.97 | Solar Inverter |  | OUTDOOR
SRP08529 | SMA AMERICA | SB5000US | 500000 | 3 |  |  | 0.97 | Solar Inverter |  | OUTDOOR
SRP08533 | SUNPOWER CORP (ORIGINAL MFRSMA) | SPR-6000M (240V) | 6000 | 1 |  |  | 0.97 | Solar Inverter |  | INDOOR
SRP08533 | SUNPOWER CORP (ORIGINAL MFRSMA) | SPR-7000M (240V) | 7000 | 1 |  |  | 0.97 | Solar Inverter |  | INDOOR
SRP08542 | SMA AMERICA | SB7000US (240V) | 7000 | 2 |  |  | 0.97 | Solar Inverter |  | Outside
SRP08543 | SMA AMERICA | SB5000US (208V) | 5000 | 1 |  |  | 0.97 | Solar Inverter |  | Outside
SRP08545 | SUNPOWER CORP (ORIGINAL MFRSMA) | SPR-7000M (240V) | 7000 | 1 |  |  | 0.97 | Solar Inverter |  | OUTDOOR
SRP08549 | SMA AMERICA | SB6000US (240V) | 6000 | 1 |  |  | 0.97 | Solar Inverter |  | INDOOR
SRP08549 | SUNPOWER CORP (ORIGINAL MFRSMA) | SPR-4000M (208V) | 4000 | 1 |  |  | 0.97 | Solar Inverter |  | Inside
SRP08555 | SUNPOWER CORP (ORIGINAL MFRSMA) | SPR-3000M (208V) | 3000 | 2 |  |  | 0.97 | Solar Inverter |  | INDOOR
SRP08579 | SUNPOWER CORP (ORIGINAL MFRSMA) | SPR-6000M (240V) | 6000 | 1 |  |  | 0.97 | Solar Inverter |  | INDOOR
SRP08583 | FRONIUS USA |  | 7500 | 1 |  |  | 0.97 | Solar Inverter |  | Outside
SRP08583 | FRONIUS USA |  | 11400 | 4 |  |  | 0.97 | Solar Inverter |  | Outside
SRP08593 | POWER-ONE | PVI-3600-OUTD-US-F (240V) | 3600 | 2 |  |  | 0.97 | Solar Inverter |  | INDOOR
SRP08593 | POWER-ONE | PVI-5000-OUTD-US (240 V) | 5000 | 1 |  |  | 0.97 | Solar Inverter |  | INDOOR
SRP08596 | POWER-ONE | PVI-5000-OUTD-US (240 V) | 5000 | 1 |  |  | 0.97 | Solar Inverter |  | OUTDOOR
SRP08618 | SMA AMERICA | SB5000US (208V) | 5000 | 1 |  |  | 0.97 | Solar Inverter |  | INDOOR
SRP08618 | SMA AMERICA | SB7000US (208V) | 7000 | 1 |  |  | 0.97 | Solar Inverter |  | INDOOR
SRP08624 | SMA AMERICA | SB7000US (208V) | 7000 | 3 |  |  | 0.97 | Solar Inverter |  | Outside
SRP08631 | ADVANCED ENERGY INDUSTRIES | 3159000-110 | 4000 | 2 |  |  | 0.97 | Solar Inverter |  | INDOOR
SRP08632 | SMA AMERICA | SB6000U (208V) | 6000 | 1 |  |  | 0.97 | Solar Inverter |  | OUTDOOR
SRP08640 | SMA AMERICA | SB7000US (208V) | 7000 | 1 |  |  | 0.97 | Solar Inverter |  | INDOOR
SRP08659 | SMA AMERICA | SB6000US (208V) | 6000 | 1 |  |  | 0.97 | Solar Inverter |  | OUTDOOR
SRP08671 | SUNPOWER CORP (ORIGINAL MFRSMA) | SPR-7000M (240V) | 7500 | 1 |  |  | 0.97 | Solar Inverter |  | OUTDOOR
SRP08676 | SOLECTRIA RENEWABLES | PVI 3000 (208V) | 3300 | 1 |  |  | 0.97 | Solar Inverter |  | Inside
SRP08676 | SOLECTRIA RENEWABLES | PVI 3000 (240V) | 3800 | 1 |  |  | 0.97 | Solar Inverter |  | Inside
SRP08686 | SUNPOWER CORP (ORIGINAL MFRSMA) | SPR-4000M (240V) | 4000 | 1 |  |  | 0.97 | Solar Inverter |  | INDOOR
SRP08696 | SOLECTRIA RENEWABLES | PVI 3000 (208V) | 2500 | 1 |  |  | 0.97 | Solar Inverter |  | Outside
SRP08696 | SOLECTRIA RENEWABLES | PVI 4000 (208V) | 4000 | 1 |  |  | 0.97 | Solar Inverter |  | Outside
SRP08700 | SUNPOWER CORP (ORIGINAL MFRSMA) | SPR-7000M (240V) | 8000 | 1 |  |  | 0.97 | Solar Inverter |  | INDOOR
SRP08703 | POWER-ONE | PVI-6000-OUTD-US (240 V) | 6000 | 1 |  |  | 0.97 | Solar Inverter |  | Outside
SRP08704 | SUNPOWER CORP (ORIGINAL MFRSMA) | SPR-7000M (208V) | 7000 | 1 |  |  | 0.97 | Solar Inverter |  | OUTDOOR
SRP08708 | SUNPOWER CORP (ORIGINAL MFRSMA) | SPR-6000M (208V) | 6000 | 1 |  |  | 0.97 | Solar Inverter |  | Inside
SRP08709 | ENPHASE ENERGY | M215-60-2LL-S2X-IG | 215 | 105 |  |  | 0.97 | Solar Inverter |  | OUTDOOR
SRP08710 | SUNPOWER CORP (ORIGINAL MFRSMA) | SPR-6000M (208V) | 6000 | 1 |  |  | 0.97 | Solar Inverter |  | INDOOR
SRP08724 | ENPHASE ENERGY | M200-32-208-S01 | 215 | 44 |  |  | 0.97 | Solar Inverter |  | OUTDOOR
SRP08729 | SMA AMERICA | SB5000US (208V) | 5000 | 1 |  |  | 0.97 | Solar Inverter |  | OUTDOOR
SRP08734 | PV POWERED | PVP100KW-208 | 100000 | 1 |  |  | 0.97 | Solar Inverter |  | OUTDOOR
SRP08734 | PV POWERED | PVP100KW-208 | 260000 | 5 |  |  | 0.97 | Solar Inverter |  | OUTDOOR
SRP08738 | ENPHASE ENERGY | M200-32-208-S01 | 215 | 57 |  |  | 0.97 | Solar Inverter |  | OUTDOOR
SRP08744 | POWER-ONE | PVI-6000-OUTD-US (240 V) | 6000 | 1 |  |  | 0.97 | Solar Inverter |  | INDOOR
SRP08746 | FRONIUS USA |  | 12000 | 4 |  |  | 0.97 | Solar Inverter |  | OUTDOOR
SRP08748 | POWER-ONE | PVI-3000-I-OUTD-US-F (240V) | 3000 | 1 |  |  | 0.97 | Solar Inverter |  | OUTDOOR
SRP08748 | POWER-ONE | PVI-3600-US (240V) | 3800 | 1 |  |  | 0.97 | Solar Inverter |  | OUTDOOR
SRP08749 | POWER-ONE | PVI-3600-OUTD-US-F (240V) | 3600 | 1 |  |  | 0.97 | Solar Inverter |  | OUTDOOR
SRP08754 | SMA AMERICA | SB6000US (240V) | 6000 | 1 |  |  | 0.97 | Solar Inverter |  | INDOOR
SRP08755 | SUNPOWER CORP (ORIGINAL MFRSMA) | SPR-4000M (208V) | 4000 | 2 |  |  | 0.97 | Solar Inverter |  | OUTDOOR
SRP08762 | PV POWERED | PVP100KW-208 | 100000 | 5 |  |  | 0.97 | Solar Inverter |  | OUTDOOR
SRP08766 | SMA AMERICA | SB7000US (240V) | 7000 | 1 |  |  | 0.97 | Solar Inverter |  | OUTDOOR
SRP08769 | SMA AMERICA | SB7000US (208V) | 8000 | 1 |  |  | 0.97 | Solar Inverter |  | OUTDOOR
SRP08770 | POWER-ONE | PVI-3600-US (240V) | 4200 | 2 |  |  | 0.97 | Solar Inverter |  | Inside
SRP08770 | POWER-ONE | PVI-5000-OUTD-US (240 V) | 5000 | 1 |  |  | 0.97 | Solar Inverter |  | INDOOR
SRP08773 | POWER-ONE | PVI-5000-OUTD-US (240 V) | 4000 | 1 |  |  | 0.97 | Solar Inverter |  | Outside
SRP08773 | POWER-ONE | PVI-6000-OUTD-US (240 V) | 6000 | 1 |  |  | 0.97 | Solar Inverter |  | Outside
SRP08774 | SMA AMERICA | SB7000US (277V) | 7000 | 5 |  |  | 0.97 | Solar Inverter |  | Outside
SRP08777 | POWER-ONE | PVI-3000-I-OUTD-US | 3000 | 1 |  |  | 0.97 | Solar Inverter |  | INDOOR
SRP08777 | POWER-ONE | PVI-5000-OUTD-US (208 V) | 5000 | 1 |  |  | 0.97 | Solar Inverter |  | INDOOR
SRP08777 | POWER-ONE | PVI-6000-OUTD-US (208 V) | 6000 | 1 |  |  | 0.97 | Solar Inverter |  | INDOOR
SRP08779 | FRONIUS USA |  | 6000 | 1 |  |  | 0.97 | Solar Inverter |  | Outside
SRP08781 | SMA AMERICA | SB6000U (240V) | 7000 | 1 |  |  | 0.97 | Solar Inverter |  | OUTDOOR
SRP08785 | PV POWERED | PVP100KW-208 | 260000 | 1 |  |  | 0.97 | Solar Inverter |  | INDOOR
SRP08797 | SMA AMERICA | SB4000US (240V) | 4000 | 3 |  |  | 0.97 | Solar Inverter |  | INDOOR
SRP08810 | SUNPOWER CORP (ORIGINAL MFRSMA) | SPR-7000M (240V) | 7000 | 1 |  |  | 0.97 | Solar Inverter |  | INDOOR
SRP08812 | SMA AMERICA | SB6000U (208V) | 6000 | 1 |  |  | 0.97 | Solar Inverter |  | INDOOR
SRP08814 | POWER-ONE | PVI-3000-I-OUTD-US (208V) | 3000 | 1 |  |  | 0.97 | Solar Inverter |  | INDOOR
SRP08814 | POWER-ONE | PVI-6000-OUTD-US-W (240 V) | 6000 | 1 |  |  | 0.97 | Solar Inverter |  | INDOOR
SRP08817 | SMA AMERICA | SB7000US (208V) | 7000 | 1 |  |  | 0.97 | Solar Inverter |  | INDOOR
SRP08818 | SMA AMERICA | SB7000US (208V) | 7000 | 1 |  |  | 0.97 | Solar Inverter |  | INDOOR
SRP08819 | SMA AMERICA | SB7000US (240V) | 7000 | 1 |  |  | 0.97 | Solar Inverter |  | INDOOR
SRP08824 | SMA AMERICA | SB7000US (240V) | 7000 | 1 |  |  | 0.97 | Solar Inverter |  | INDOOR
SRP08828 | SMA AMERICA | SB7000US (240V) | 7000 | 1 |  |  | 0.97 | Solar Inverter |  | INDOOR
SRP08832 | POWER-ONE | PVI-6000-OUTD-US (240 V) | 6000 | 1 |  |  | 0.97 | Solar Inverter |  | Inside
SRP08833 | ENPHASE ENERGY | M200-32-240-S02 | 215 | 29 |  |  | 0.97 | Solar Inverter |  | OUTDOOR
SRP08834 | SMA AMERICA | SB6000US (240V) | 6000 | 1 |  |  | 0.97 | Solar Inverter |  | INDOOR
SRP08842 | SMA AMERICA | SB3000US (208V) | 3000 | 1 |  |  | 0.97 | Solar Inverter |  | Inside
SRP08842 | SMA AMERICA | SB6000U (208V) | 6000 | 1 |  |  | 0.97 | Solar Inverter |  | Inside
SRP08844 | SUNPOWER CORP (ORIGINAL MFRSMA) | SPR-6000M (240V) | 6000 | 1 |  |  | 0.97 | Solar Inverter |  | INDOOR
SRP08844 | SUNPOWER CORP (ORIGINAL MFRSMA) | SPR-6000M (240V) | 6000 | 1 |  |  | 0.97 | Solar Inverter |  | INDOOR
SRP08848 | SUNPOWER CORP (ORIGINAL MFRSMA) | SPR-6000M (240V) | 6000 | 1 |  |  | 0.97 | Solar Inverter |  | INDOOR
SRP08850 | SMA AMERICA | SB4000US (208V) | 4000 | 1 |  |  | 0.97 | Solar Inverter |  | OUTDOOR
SRP08855 | SMA AMERICA | SB6000US (208V) | 6000 | 1 |  |  | 0.97 | Solar Inverter |  | OUTDOOR
SRP08857 | SMA AMERICA | SB4000US (208V) | 4000 | 1 |  |  | 0.97 | Solar Inverter |  | INDOOR
SRP08859 | SMA AMERICA | SB6000U (240V) | 6000 | 1 |  |  | 0.97 | Solar Inverter |  | Outside
SRP08865 | SMA AMERICA | SB7000US (240V) | 7000 | 1 |  |  | 0.97 | Solar Inverter |  | INDOOR
SRP08866 | SMA AMERICA | SB7000US (208V) | 7000 | 1 |  |  | 0.97 | Solar Inverter |  | INDOOR
SRP08867 | FRONIUS USA |  | 12000 | 4 |  |  | 0.97 | Solar Inverter |  | OUTDOOR
SRP08868 | POWER-ONE | PVI-3600-OUTD-US-F (240V) | 3800 | 1 |  |  | 0.97 | Solar Inverter |  | OUTDOOR
SRP08869 | SMA AMERICA | SB7000US (208V) | 7000 | 1 |  |  | 0.97 | Solar Inverter |  | INDOOR
SRP08879 | SATCON TECHNOLOGY | PVS-100 (208 V) | 100000 | 1 |  |  | 0.97 | Solar Inverter |  | OUTDOOR
SRP08879 | SATCON TECHNOLOGY | PVS-250 (208 V) | 250000 | 1 |  |  | 0.97 | Solar Inverter |  | OUTDOOR
SRP08879 | SATCON TECHNOLOGY | PVS-75 (208 V) | 75000 | 1 |  |  | 0.97 | Solar Inverter |  | OUTDOOR
SRP08888 | SUNPOWER CORP (ORIGINAL MFRSMA) | SPR-7000M (277V) | 10000 | 1 |  |  | 0.97 | Solar Inverter |  | OUTDOOR
SRP08899 | ADVANCED ENERGY INDUSTRIES | 3159000-104 | 260000 | 2 |  |  | 0.97 | Solar Inverter |  | OUTDOOR
SRP08909 | SMA AMERICA | SB7000US (240V) | 7000 | 1 |  |  | 0.97 | Solar Inverter |  | OUTDOOR
SRP08910 | SMA AMERICA | SB6000US (208V) | 6000 | 1 |  |  | 0.97 | Solar Inverter |  | INDOOR
SRP08910 | SMA AMERICA | SB7000US (208V) | 7000 | 1 |  |  | 0.97 | Solar Inverter |  | INDOOR
SRP08912 | SMA AMERICA | SB7000US (240V) | 7000 | 1 |  |  | 0.97 | Solar Inverter |  | INDOOR
SRP08914 | SMA AMERICA | SB7000US (240V) | 7000 | 1 |  |  | 0.97 | Solar Inverter |  | OUTDOOR
SRP08922 | POWER-ONE | PVI-5000-OUTD-US (208 V) | 4200 | 1 |  |  | 0.97 | Solar Inverter |  | INDOOR
SRP08928 | SMA AMERICA | SB7000US (240V) | 7000 | 1 |  |  | 0.97 | Solar Inverter |  | INDOOR
SRP08931 | SUNPOWER CORP (ORIGINAL MFRSMA) | SPR-7000M (277V) | 7000 | 1 |  |  | 0.97 | Solar Inverter |  | INDOOR
SRP08939 | SUNPOWER CORP (ORIGINAL MFRFRONIUS) | SPR-4000F-208 | 4000 | 1 |  |  | 0.97 | Solar Inverter |  | Inside
SRP08939 | SUNPOWER CORP (ORIGINAL MFRSMA) | SPR-3000M (240V) | 3000 | 1 |  |  | 0.97 | Solar Inverter |  | INDOOR
SRP08949 | POWER-ONE | PVI-5000-OUTD-US (208 V) | 5000 | 1 |  |  | 0.97 | Solar Inverter |  | INDOOR
SRP08949 | POWER-ONE | PVI-5000-OUTD-US (208 V) | 5000 | 1 |  |  | 0.97 | Solar Inverter |  | INDOOR
SRP08949 | POWER-ONE | PVI-5000-OUTD-US (208 V) | 5000 | 1 |  |  | 0.97 | Solar Inverter |  | INDOOR
SRP08950 | FRONIUS USA |  | 10000 | 1 |  |  | 0.97 | Solar Inverter |  | INDOOR
SRP08966 | POWER-ONE | PVI-3600-US (240V) | 3600 | 1 |  |  | 0.97 | Solar Inverter |  | OUTDOOR
SRP08966 | POWER-ONE | PVI-5000-OUTD-US (208 V) | 4200 | 1 |  |  | 0.97 | Solar Inverter |  | OUTDOOR
SRP08970 | POWER-ONE | PVI-5000-OUTD-US (208 V) | 4200 | 1 |  |  | 0.97 | Solar Inverter |  | OUTDOOR
SRP08972 | POWER-ONE | PVI-3000-I-OUTD-US (208V) | 3000 | 1 |  |  | 0.97 | Solar Inverter |  | INDOOR
SRP08972 | POWER-ONE | PVI-3600-US (240V) | 4200 | 1 |  |  | 0.97 | Solar Inverter |  | INDOOR
SRP08975 | SMA AMERICA | SB6000US (208V) | 6000 | 1 |  |  | 0.97 | Solar Inverter |  | OUTDOOR
SRP08982 | SMA AMERICA | SB5000US (208V) | 5000 | 1 |  |  | 0.97 | Solar Inverter |  | OUTDOOR
SRP08989 | SMA AMERICA | SB7000US (208V) | 7000 | 1 |  |  | 0.97 | Solar Inverter |  | INDOOR
SRP08991 | SMA AMERICA | SB6000US (208V) | 6000 | 1 |  |  | 0.97 | Solar Inverter |  | INDOOR
SRP09000 | PV POWERED | PVP4800 | 4800 | 4 |  |  | 0.97 | Solar Inverter |  | OUTDOOR
SRP09002 | SMA AMERICA | SB6000U (208V) | 6000 | 1 |  |  | 0.97 | Solar Inverter |  | Inside
SRP09004 | SMA AMERICA | SB7000US (277V) | 7000 | 1 |  |  | 0.97 | Solar Inverter |  | OUTDOOR
SRP09009 | POWER-ONE | PVI-5000-OUTD-US (240 V) | 5000 | 1 |  |  | 0.97 | Solar Inverter |  | OUTDOOR
SRP09010 | SMA AMERICA | SB3000US (208V) | 3000 | 2 |  |  | 0.97 | Solar Inverter |  | INDOOR
SRP09011 | SMA AMERICA | SB6000US (277V) | 6000 | 1 |  |  | 0.97 | Solar Inverter |  | OUTDOOR
SRP09012 | SMA AMERICA | SB6000U (208V) | 6000 | 1 |  |  | 0.97 | Solar Inverter |  | INDOOR
SRP09014 | POWER-ONE | PVI-6000-OUTD-US-W (240 V) | 6000 | 1 |  |  | 0.97 | Solar Inverter |  | INDOOR
SRP09016 | POWER-ONE | PVI-5000-OUTD-US (277 V) | 5000 | 2 |  |  | 0.97 | Solar Inverter |  | INDOOR
SRP09016 | POWER-ONE | PVI-6000-OUTD-US (208 V) | 6000 | 1 |  |  | 0.97 | Solar Inverter |  | INDOOR
SRP09017 | POWER-ONE | PVI-6000-OUTD-US (277 V) | 6000 | 1 |  |  | 0.97 | Solar Inverter |  | OUTDOOR
SRP09028 | SUNPOWER CORP (ORIGINAL MFRSMA) | SPR-6000M (240V) | 6500 | 1 |  |  | 0.97 | Solar Inverter |  | Outside
SRP09041 | SMA AMERICA | SB6000U (240V) | 6000 | 2 |  |  | 0.97 | Solar Inverter |  | OUTDOOR
SRP09041 | SMA AMERICA | SB7000US (240V) | 7000 | 1 |  |  | 0.97 | Solar Inverter |  | OUTDOOR
SRP09059 | SMA AMERICA | SB5000US (208V) | 5000 | 2 |  |  | 0.97 | Solar Inverter |  | OUTDOOR
SRP09064 | PV POWERED | PVP100KW-208 | 260000 | 1 |  |  | 0.97 | Solar Inverter |  | OUTDOOR
SRP09065 | PV POWERED | PVP100KW-208 | 100000 | 1 |  |  | 0.97 | Solar Inverter |  | OUTDOOR
SRP09065 | PV POWERED | PVP30KW-LV-480 | 50000 | 1 |  |  | 0.97 | Solar Inverter |  | OUTDOOR
SRP09071 | POWER-ONE | PVI-6000-OUTD-US (208 V) | 6000 | 1 |  |  | 0.97 | Solar Inverter |  | OUTDOOR
SRP09073 | POWER-ONE | PVI-5000-OUTD-US (240 V) | 5000 | 1 |  |  | 0.97 | Solar Inverter |  | OUTDOOR
SRP09075 | SUNPOWER CORP (ORIGINAL MFRSMA) | SPR-6000M (208V) | 6000 | 2 |  |  | 0.97 | Solar Inverter |  | INDOOR
SRP09082 | SMA AMERICA | SB6000US (208V) | 6000 | 1 |  |  | 0.97 | Solar Inverter |  | Outside
SRP09084 | SMA AMERICA | SB6000US (208V) | 6000 | 1 |  |  | 0.97 | Solar Inverter |  | INDOOR
SRP09085 | POWER-ONE | PVI-5000-OUTD-US (208 V) | 5000 | 4 |  |  | 0.97 | Solar Inverter |  | OUTDOOR
SRP09086 | POWER-ONE | PVI-6000-OUTD-US (208 V) | 6000 | 3 |  |  | 0.97 | Solar Inverter |  | Outside
SRP09091 | SUNPOWER CORP (ORIGINAL MFRSMA) | SPR-3000M (208V) | 3300 | 1 |  |  | 0.97 | Solar Inverter |  | INDOOR
SRP09091 | SUNPOWER CORP (ORIGINAL MFRSMA) | SPR-4000M (208V) | 4000 | 1 |  |  | 0.97 | Solar Inverter |  | INDOOR
SRP09107 | POWER-ONE | PVI-5000-OUTD-US (240 V) | 5000 | 1 |  |  | 0.97 | Solar Inverter |  | INDOOR
SRP09107 | POWER-ONE | PVI-5000-OUTD-US (240 V) | 5000 | 1 |  |  | 0.97 | Solar Inverter |  | INDOOR
SRP09107 | POWER-ONE | PVI-6000-OUTD-US (240 V) | 6000 | 1 |  |  | 0.97 | Solar Inverter |  | INDOOR
SRP09138 | SMA AMERICA | SB7000US (208V) | 7000 | 3 |  |  | 0.97 | Solar Inverter |  | INDOOR
SRP09149 | SUNPOWER CORP (ORIGINAL MFRSMA) | SPR-6000M (208V) | 6000 | 1 |  |  | 0.97 | Solar Inverter |  | INDOOR
SRP09171 | FRONIUS USA |  | 10000 | 1 |  |  | 0.97 | Solar Inverter |  | OTHER
SRP09199 | PV POWERED | PVP100KW-208 | 260000 | 2 |  |  | 0.97 | Solar Inverter |  | OUTDOOR
SRP09205 | SMA AMERICA | SB6000US (208V) | 6000 | 1 |  |  | 0.97 | Solar Inverter |  | INDOOR
SRP09211 | SMA AMERICA | SB7000US (208V) | 7000 | 1 |  |  | 0.97 | Solar Inverter |  | Inside
SRP09217 | SMA AMERICA | SB7000US (208V) | 7000 | 1 |  |  | 0.97 | Solar Inverter |  | INDOOR
SRP09242 | SMA AMERICA | SB7000US (208V) | 8000 | 1 |  |  | 0.97 | Solar Inverter |  | INDOOR
SRP09249 | SMA AMERICA | SB6000US (208V) | 6000 | 1 |  |  | 0.97 | Solar Inverter |  | INDOOR
SRP09271 | SMA AMERICA | SB7000US (240V) | 7000 | 1 |  |  | 0.97 | Solar Inverter |  | Outside
SRP09272 | SMA AMERICA | SB7000US (208V) | 7000 | 2 |  |  | 0.97 | Solar Inverter |  | OUTDOOR
SRP09276 | SMA AMERICA | SB7000US (240V) | 7000 | 1 |  |  | 0.97 | Solar Inverter |  | INDOOR
SRP09282 | SUNPOWER CORP (ORIGINAL MFRFRONIUS) | SPR 12000F (208V) | 10000 | 1 |  |  | 0.97 | Solar Inverter |  | INDOOR
SRP09298 | SMA AMERICA | SB6000US (208V) | 6000 | 1 |  |  | 0.97 | Solar Inverter |  | INDOOR
SRP09298 | SMA AMERICA | SB6000US (208V) | 6000 | 1 |  |  | 0.97 | Solar Inverter |  | INDOOR
SRP09299 | SMA AMERICA | SB7000US (208V) | 7000 | 1 |  |  | 0.97 | Solar Inverter |  | Outside
SRP09306 | SMA AMERICA | SB7000US (240V) | 7000 | 1 |  |  | 0.97 | Solar Inverter |  | Outside
SRP09308 | ADVANCED ENERGY INDUSTRIES | 3159000-104 | 260000 | 4 |  |  | 0.97 | Solar Inverter |  | INDOOR
SRP09317 | SMA AMERICA | SB7000US (208V) | 7000 | 1 |  |  | 0.97 | Solar Inverter |  | INDOOR
SRP09317 | SMA AMERICA | SB7000US (208V) | 7000 | 1 |  |  | 0.97 | Solar Inverter |  | Outside
SRP09331 | SMA AMERICA | SB6000US (208V) | 6000 | 2 |  |  | 0.97 | Solar Inverter |  | INDOOR
SRP09364 | SMA AMERICA | SB6000US (208V) | 6000 | 1 |  |  | 0.97 | Solar Inverter |  | INDOOR
SRP09365 | SMA AMERICA | SB6000U (240V) | 6000 | 1 |  |  | 0.97 | Solar Inverter |  | OUTDOOR
SRP09369 | SMA AMERICA | SB6000US (208V) | 6000 | 1 |  |  | 0.97 | Solar Inverter |  | INDOOR
SRP09375 | SUNPOWER CORP (ORIGINAL MFRSMA) | SPR-5000M (208V) | 5000 | 1 |  |  | 0.97 | Solar Inverter |  | OUTDOOR
SRP09375 | SUNPOWER CORP (ORIGINAL MFRSMA) | SPR-7000M (277V) | 7000 | 1 |  |  | 0.97 | Solar Inverter |  | Outside
SRP09389 | SMA AMERICA | SB5000US (208V) | 500000 | 1 |  |  | 0.97 | Solar Inverter |  | INDOOR
SRP09392 | SMA AMERICA | SB6000U (240V) | 6000 | 2 |  |  | 0.97 | Solar Inverter |  | Outside
SRP09394 | SUNPOWER CORP (ORIGINAL MFRSMA) | SPR-3000M (240V) | 3000 | 2 |  |  | 0.97 | Solar Inverter |  | Outside
SRP09429 | SMA AMERICA | SB7000US (208V) | 7000 | 1 |  |  | 0.97 | Solar Inverter |  | Outside
SRP09429 | SMA AMERICA | SB7000US (208V) | 7000 | 2 |  |  | 0.97 | Solar Inverter |  | Outside
SRP09431 | PV POWERED | PVP260KW | 260000 | 4 |  |  | 0.97 | Solar Inverter |  | OUTDOOR
SRP09441 | SMA AMERICA | SB6000U (240V) | 6000 | 1 |  |  | 0.97 | Solar Inverter |  | INDOOR
SRP09447 | SMA AMERICA | SB6000US (208V) | 6000 | 1 |  |  | 0.97 | Solar Inverter |  | OUTDOOR
SRP09454 | SUNPOWER CORP (ORIGINAL MFRSMA) | SPR-4000M (208V) | 4000 | 1 |  |  | 0.97 | Solar Inverter |  | INDOOR
SRP09454 | SUNPOWER CORP (ORIGINAL MFRSMA) | SPR-6000M (208V) | 6000 | 1 |  |  | 0.97 | Solar Inverter |  | INDOOR
SRP09468 | FRONIUS USA |  | 10000 | 1 |  |  | 0.97 | Solar Inverter |  | Outside
SRP09470 | SUNPOWER CORP (ORIGINAL MFRXANTREX) | SPR-5000X (208V) | 5000 | 1 |  |  | 0.97 | Solar Inverter |  | INDOOR
SRP09480 | SUNPOWER CORP (ORIGINAL MFRSMA) | SPR-3000M (208V) | 3000 | 1 |  |  | 0.97 | Solar Inverter |  | Outside
SRP09480 | SUNPOWER CORP (ORIGINAL MFRSMA) | SPR-6000M (208V) | 6000 | 1 |  |  | 0.97 | Solar Inverter |  | Outside
SRP09482 | POWER-ONE | PVI-3000-I-OUTD-US | 3000 | 1 |  |  | 0.97 | Solar Inverter |  | INDOOR
SRP09482 | POWER-ONE | PVI-3600-OUTD-US-F (208V) | 3600 | 1 |  |  | 0.97 | Solar Inverter |  | INDOOR
SRP09483 | POWER-ONE | PVI-3.0-OUTD-S-US (208 V) | 3000 | 1 |  |  | 0.97 | Solar Inverter |  | OUTDOOR
SRP09490 | SMA AMERICA | SC250U (480V) | 250000 | 1 |  |  | 0.97 | Solar Inverter |  | INDOOR
SRP09490 | SMA AMERICA | SC500U | 500000 | 1 |  |  | 0.97 | Solar Inverter |  | INDOOR
SRP09500 | SMA AMERICA | SB7000US (208V) | 7000 | 2 |  |  | 0.97 | Solar Inverter |  | INDOOR
SRP09512 | SATCON TECHNOLOGY | PVS-135 (208 V) | 135000 | 2 |  |  | 0.97 | Solar Inverter |  | OUTDOOR
SRP09514 | SATCON TECHNOLOGY | PVS-100 (480 V) | 100000 | 1 |  |  | 0.97 | Solar Inverter |  | Outside
SRP09514 | SATCON TECHNOLOGY | PVS-75 (480 V) | 75000 | 1 |  |  | 0.97 | Solar Inverter |  | Outside
SRP09516 | SATCON TECHNOLOGY | PVS-135 (480 V) | 135000 | 1 |  |  | 0.97 | Solar Inverter |  | OUTDOOR
SRP09528 | SMA AMERICA | SB7000US (240V) | 7000 | 1 |  |  | 0.97 | Solar Inverter |  | INDOOR
SRP09529 | PV POWERED | PVP75KW-208 | 75000 | 1 |  |  | 0.97 | Solar Inverter |  | Outside
SRP09530 | PV POWERED | PVP260KW | 260000 | 2 |  |  | 0.97 | Solar Inverter |  | OUTDOOR
SRP09531 | PV POWERED | PVP100KW-480 | 100000 | 1 |  |  | 0.97 | Solar Inverter |  | OUTDOOR
SRP09533 | PV POWERED | PVP2500 | 260000 | 1 |  |  | 0.97 | Solar Inverter |  | OUTDOOR
SRP09552 | SUNPOWER CORP (ORIGINAL MFRSMA) | SPR-4000M (208V) | 4000 | 1 |  |  | 0.97 | Solar Inverter |  | OUTDOOR
SRP09553 | SMA AMERICA | SB6000U (240V) | 6000 | 1 |  |  | 0.97 | Solar Inverter |  | INDOOR
SRP09559 | POWER-ONE | PVI-6000-OUTD-US (208 V) | 6000 | 1 |  |  | 0.97 | Solar Inverter |  | INDOOR
SRP09574 | SMA AMERICA | SB6000U (240V) | 6000 | 1 |  |  | 0.97 | Solar Inverter |  | Outside
SRP09588 | SMA AMERICA | SB7000US (277V) | 7000 | 1 |  |  | 0.97 | Solar Inverter |  | INDOOR
SRP09589 | SMA AMERICA | SB6000US (208V) | 6000 | 1 |  |  | 0.97 | Solar Inverter |  | INDOOR
SRP09593 | SMA AMERICA | SB6000US (208V) | 6000 | 1 |  |  | 0.97 | Solar Inverter |  | INDOOR
SRP09597 | SMA AMERICA | SB4000US (208V) | 4000 | 1 |  |  | 0.97 | Solar Inverter |  | INDOOR
SRP09602 | SMA AMERICA | SB6000U (240V) | 6000 | 1 |  |  | 0.97 | Solar Inverter |  | Outside
SRP09616 | SMA AMERICA | SB6000US (208V) | 6000 | 1 |  |  | 0.97 | Solar Inverter |  | INDOOR
SRP09617 | SMA AMERICA | SB6000US (208V) | 6000 | 1 |  |  | 0.97 | Solar Inverter |  | INDOOR
SRP09621 | SMA AMERICA | SB6000U (208V) | 6000 | 1 |  |  | 0.97 | Solar Inverter |  | INDOOR
SRP09632 | SUNPOWER CORP (ORIGINAL MFRSMA) | SPR-6000M (208V) | 6000 | 1 |  |  | 0.97 | Solar Inverter |  | Inside
SRP09644 | PV POWERED | PVP100KW-208 | 260000 | 4 |  |  | 0.97 | Solar Inverter |  | OUTDOOR
SRP09649 | PV POWERED | PVP100KW-208 | 260000 | 2 |  |  | 0.97 | Solar Inverter |  | OUTDOOR
SRP09652 | PV POWERED | PVP100KW-208 | 260000 | 3 |  |  | 0.97 | Solar Inverter |  | OUTDOOR
SRP09669 | SUNPOWER CORP (ORIGINAL MFRSMA) | SPR-7000M (240V) | 7000 | 1 |  |  | 0.97 | Solar Inverter |  | INDOOR
SRP09676 | SMA AMERICA | SB6000US (208V) | 6000 | 1 |  |  | 0.97 | Solar Inverter |  | INDOOR
SRP09682 | SMA AMERICA | SB5000US (208V) | 5000 | 3 |  |  | 0.97 | Solar Inverter |  | OUTDOOR
SRP09683 | SMA AMERICA | SB6000U (240V) | 6000 | 1 |  |  | 0.97 | Solar Inverter |  | Outside
SRP09687 | FRONIUS USA | IG 4000 | 4000 | 2 |  |  | 0.97 | Solar Inverter |  | INDOOR
SRP09704 | SMA AMERICA | SB7000US (240V) | 7000 | 1 |  |  | 0.97 | Solar Inverter |  | INDOOR
SRP09705 | POWER-ONE | PVI-6000-OUTD-US (240 V) | 6000 | 1 |  |  | 0.97 | Solar Inverter |  | Inside
SRP09707 | SUNPOWER CORP (ORIGINAL MFRSMA) | SPR-3000M (240V) | 3000 | 1 |  |  | 0.97 | Solar Inverter |  | OUTDOOR
SRP09707 | SUNPOWER CORP (ORIGINAL MFRSMA) | SPR-7000M (240V) | 7000 | 1 |  |  | 0.97 | Solar Inverter |  | OUTDOOR
SRP09707 | SUNPOWER CORP (ORIGINAL MFRSMA) | SPR-7000M (240V) | 8000 | 5 |  |  | 0.97 | Solar Inverter |  | OUTDOOR
SRP09708 | SMA AMERICA | SB6000U (240V) | 6000 | 1 |  |  | 0.97 | Solar Inverter |  | OUTDOOR
SRP09713 | SUNPOWER CORP (ORIGINAL MFRSMA) | SPR-6000M (277V) | 6000 | 2 |  |  | 0.97 | Solar Inverter |  | Outside
SRP09715 | SUNPOWER CORP (ORIGINAL MFRSMA) | SPR-7000M (277V) | 10000 | 1 |  |  | 0.97 | Solar Inverter |  | Inside
SRP09716 | ADVANCED ENERGY INDUSTRIES | AE 500TX-480 | 500000 | 1 |  |  | 0.97 | Solar Inverter |  | OUTDOOR
SRP09719 | SUNPOWER CORP (ORIGINAL MFRSMA) | SPR-5000M (208V) | 5000 | 1 |  |  | 0.97 | Solar Inverter |  | Outside
SRP09720 | FRONIUS USA | IG 3000 | 3000 | 1 |  |  | 0.97 | Solar Inverter |  | Outside
SRP09720 | FRONIUS USA |  | 6000 | 1 |  |  | 0.97 | Solar Inverter |  | Outside
SRP09721 | SMA AMERICA | SB7000US (240V) | 7000 | 1 |  |  | 0.97 | Solar Inverter |  | INDOOR
SRP09729 | SCHUCO USA | SB6000U (240V) | 6000 | 1 |  |  | 0.97 | Solar Inverter |  | INDOOR
SRP09733 | SATCON TECHNOLOGY | PVS-250 (480 V) | 250000 | 2 |  |  | 0.97 | Solar Inverter |  | OUTDOOR
SRP09735 | SATCON TECHNOLOGY | PVS-250 (480 V) | 250000 | 1 |  |  | 0.97 | Solar Inverter |  | OUTDOOR
SRP09735 | SATCON TECHNOLOGY | PVS-75 (480 V) | 75000 | 1 |  |  | 0.97 | Solar Inverter |  | OUTDOOR
SRP09744 | SUNPOWER CORP (ORIGINAL MFRSMA) | SPR-6000M (208V) | 6000 | 1 |  |  | 0.97 | Solar Inverter |  | OUTDOOR
SRP09747 | SMA AMERICA | SB7000US (208V) | 7000 | 1 |  |  | 0.97 | Solar Inverter |  | OUTDOOR
SRP09748 | SMA AMERICA | SB6000US (208V) | 6000 | 1 |  |  | 0.97 | Solar Inverter |  | OUTDOOR
SRP09757 | SUNPOWER CORP (ORIGINAL MFRSMA) | SPR-5000M (208V) | 5000 | 1 |  |  | 0.97 | Solar Inverter |  | Outside
SRP09795 | SMA AMERICA | SB6000US (240V) | 6000 | 1 |  |  | 0.97 | Solar Inverter |  | OUTDOOR
SRP09805 | PV POWERED | PVP260KW | 260000 | 3 |  |  | 0.97 | Solar Inverter |  | OUTDOOR
SRP09822 | SOLECTRIA RENEWABLES | PVI 5300 (208V) | 5300 | 1 |  |  | 0.97 | Solar Inverter |  | Inside
SRP09822 | SOLECTRIA RENEWABLES | PVI 5300-P (240V) | 6500 | 1 |  |  | 0.97 | Solar Inverter |  | Inside
SRP09827 | SUNPOWER CORP (ORIGINAL MFRSMA) | SPR-7000M (240V) | 8000 | 1 |  |  | 0.97 | Solar Inverter |  | OUTDOOR
SRP09847 | SUNPOWER CORP (ORIGINAL MFRSMA) | SPR-5000M (240V) | 5000 | 2 |  |  | 0.97 | Solar Inverter |  | INDOOR
SRP09857 | SATCON TECHNOLOGY | PVS-135 (240 V) | 135000 | 1 |  |  | 0.97 | Solar Inverter |  | OUTDOOR
SRP09857 | SATCON TECHNOLOGY | PVS-30 (240 V) | 30000 | 1 |  |  | 0.97 | Solar Inverter |  | OUTDOOR
SRP09860 | POWER-ONE | PVI-5000-OUTD-US (240 V) | 5000 | 1 |  |  | 0.97 | Solar Inverter |  | Inside
SRP09872 | POWER-ONE | PVI-3000-I-OUTD-US-F (240V) | 3000 | 1 |  |  | 0.97 | Solar Inverter |  | Inside
SRP09872 | POWER-ONE | PVI-3600-OUTD-US-F (240V) | 3600 | 1 |  |  | 0.97 | Solar Inverter |  | Inside
SRP09873 | SATCON TECHNOLOGY | PVS-135 (240 V) | 135000 | 1 |  |  | 0.97 | Solar Inverter |  | OUTDOOR
SRP09874 | SATCON TECHNOLOGY | PVS-100 (240 V) | 100000 | 1 |  |  | 0.97 | Solar Inverter |  | OUTDOOR
SRP09874 | SATCON TECHNOLOGY | PVS-135 (240 V) | 135000 | 1 |  |  | 0.97 | Solar Inverter |  | OUTDOOR
SRP09877 | SUNPOWER CORP (ORIGINAL MFRSMA) | SPR-3000M (240V) | 3800 | 1 |  |  | 0.97 | Solar Inverter |  | INDOOR
SRP09877 | SUNPOWER CORP (ORIGINAL MFRSMA) | SPR-6000M (240V) | 6500 | 1 |  |  | 0.97 | Solar Inverter |  | INDOOR
SRP09879 | SUNPOWER CORP (ORIGINAL MFRSMA) | SPR-7000M (240V) | 7000 | 1 |  |  | 0.97 | Solar Inverter |  | OUTDOOR
SRP09885 | POWER-ONE | PVI-3600-OUTD-US-F (208V) | 3600 | 2 |  |  | 0.97 | Solar Inverter |  | OUTDOOR
SRP09896 | SUNPOWER CORP (ORIGINAL MFRSMA) | SPR-4000M (208V) | 4000 | 2 |  |  | 0.97 | Solar Inverter |  | Outside
SRP09901 | SMA AMERICA | SB7000US (240V) | 7000 | 2 |  |  | 0.97 | Solar Inverter |  | INDOOR
SRP09912 | SUNPOWER CORP (ORIGINAL MFRSMA) | SPR-5000M (277V) | 5000 | 1 |  |  | 0.97 | Solar Inverter |  | OUTDOOR
SRP09912 | SUNPOWER CORP (ORIGINAL MFRSMA) | SPR-6000M (208V) | 6000 | 1 |  |  | 0.97 | Solar Inverter |  | OUTDOOR
SRP09921 | ENPHASE ENERGY | M200-32-208-S01 | 215 | 46 |  |  | 0.97 | Solar Inverter |  | OUTDOOR
SRP09932 | SMA AMERICA | SB6000US (208V) | 6000 | 1 |  |  | 0.97 | Solar Inverter |  | INDOOR
SRP09939 | SOLECTRIA RENEWABLES | PVI 3000 (208V) | 3000 | 1 |  |  | 0.97 | Solar Inverter |  | OUTDOOR
SRP09939 | SOLECTRIA RENEWABLES | PVI 4000 (208V) | 3800 | 1 |  |  | 0.97 | Solar Inverter |  | Outside
SRP09957 | SMA AMERICA | SB6000U (240V) | 6000 | 1 |  |  | 0.97 | Solar Inverter |  | INDOOR
SRP09958 | SUNPOWER CORP (ORIGINAL MFRSMA) | SPR-6000M (240V) | 6000 | 2 |  |  | 0.97 | Solar Inverter |  | INDOOR
SRP09981 | SMA AMERICA | SB6000US (240V) | 6000 | 1 |  |  | 0.97 | Solar Inverter |  | INDOOR
SRP09998 | SMA AMERICA | SB6000U (240V) | 6000 | 1 |  |  | 0.97 | Solar Inverter |  | Outside
SRP10001 | SUNPOWER CORP (ORIGINAL MFRFRONIUS) | SPR-3300F-208 | 11400 | 1 |  |  | 0.97 | Solar Inverter |  | Inside
SRP10013 | ADVANCED ENERGY INDUSTRIES | 3159000-110 | 333000 | 1 |  |  | 0.97 | Solar Inverter |  | OUTDOOR
SRP10014 | SUNPOWER CORP (ORIGINAL MFRSMA) | SPR-5000M (240V) | 5000 | 1 |  |  | 0.97 | Solar Inverter |  | OUTDOOR
SRP10037 | SUNPOWER CORP (ORIGINAL MFRSMA) | SPR-5000M (240V) | 5000 | 1 |  |  | 0.97 | Solar Inverter |  | OUTDOOR
SRP10044 | SMA AMERICA | SB6000U (240V) | 6000 | 1 |  |  | 0.97 | Solar Inverter |  | Inside
SRP10045 | SMA AMERICA | SB7000US (240V) | 7000 | 1 |  |  | 0.97 | Solar Inverter |  | OUTDOOR
SRP10046 | SATCON TECHNOLOGY | PVS-75 (240 V) | 75000 | 1 |  |  | 0.97 | Solar Inverter |  | OUTDOOR
SRP10051 | SMA AMERICA | SB6000U (240V) | 6000 | 1 |  |  | 0.97 | Solar Inverter |  | INDOOR
SRP10053 | SMA AMERICA | SB6000US (240V) | 6000 | 1 |  |  | 0.97 | Solar Inverter |  | INDOOR
SRP10056 | SMA AMERICA | SB6000U (240V) | 6000 | 1 |  |  | 0.97 | Solar Inverter |  | INDOOR
SRP10058 | SMA AMERICA | SB7000US (240V) | 7000 | 1 |  |  | 0.97 | Solar Inverter |  | Outside
SRP10061 | SMA AMERICA | SB6000US (240V) | 6000 | 1 |  |  | 0.97 | Solar Inverter |  | INDOOR
SRP10072 | SUNPOWER CORP (ORIGINAL MFRSMA) | SPR-3000M (240V) | 3600 | 1 |  |  | 0.97 | Solar Inverter |  | OUTDOOR
SRP10072 | SUNPOWER CORP (ORIGINAL MFRSMA) | SPR-4000M (240V) | 4200 | 1 |  |  | 0.97 | Solar Inverter |  | OUTDOOR
SRP10075 | SMA AMERICA | SB8000TL-US (208V) | 8000 | 2 |  |  | 0.97 | Solar Inverter |  | INDOOR
SRP10077 | SMA AMERICA | SB8000TL-US (208V) | 8000 | 1 |  |  | 0.97 | Solar Inverter |  | INDOOR
SRP10078 | SMA AMERICA | SB7000US (240V) | 7000 | 3 |  |  | 0.97 | Solar Inverter |  | INDOOR
SRP10079 | SMA AMERICA | SB8000TL-US (208V) | 8000 | 3 |  |  | 0.97 | Solar Inverter |  | INDOOR
SRP10087 | SMA AMERICA | SB6000U (240V) | 6000 | 1 |  |  | 0.97 | Solar Inverter |  | OUTDOOR
SRP10088 | SMA AMERICA | SB6000US (240V) | 6000 | 1 |  |  | 0.97 | Solar Inverter |  | OUTDOOR
SRP10114 | SMA AMERICA | SB6000U (240V) | 6000 | 1 |  |  | 0.97 | Solar Inverter |  | INDOOR
SRP10124 | PV POWERED | PVP2500 | 260000 | 1 |  |  | 0.97 | Solar Inverter |  | OUTDOOR
SRP10143 | SOLECTRIA RENEWABLES | PVI 5000 (208V) | 5000 | 1 |  |  | 0.97 | Solar Inverter |  | Inside
SRP10144 | SUNPOWER CORP (ORIGINAL MFRSMA) | SPR-6000M (208V) | 6000 | 1 |  |  | 0.97 | Solar Inverter |  | INDOOR
SRP10151 | SUNPOWER CORP (ORIGINAL MFRSMA) | SPR-6000M (208V) | 6000 | 1 |  |  | 0.97 | Solar Inverter |  | Inside
SRP10163 | SMA AMERICA | SB7000US (240V) | 7000 | 1 |  |  | 0.97 | Solar Inverter |  | INDOOR
SRP10165 | SMA AMERICA | SB6000U (240V) | 6000 | 1 |  |  | 0.97 | Solar Inverter |  | INDOOR
SRP10177 | SMA AMERICA | SB7000US (208V) | 7000 | 1 |  |  | 0.97 | Solar Inverter |  | INDOOR
SRP10180 | SMA AMERICA | SB6000U (240V) | 6000 | 1 |  |  | 0.97 | Solar Inverter |  | INDOOR
SRP10187 | SMA AMERICA | SB6000US (208V) | 6000 | 1 |  |  | 0.97 | Solar Inverter |  | INDOOR
SRP10199 | SMA AMERICA | SB6000US (240V) | 6000 | 1 |  |  | 0.97 | Solar Inverter |  | INDOOR
SRP10223 | SMA AMERICA | SB7000US (240V) | 7000 | 1 |  |  | 0.97 | Solar Inverter |  | OUTDOOR
SRP10229 | PV POWERED | PVP100KW-208 | 50000 | 1 |  |  | 0.97 | Solar Inverter |  | OUTDOOR
SRP10235 | SMA AMERICA | SB7000US (240V) | 7000 | 1 |  |  | 0.97 | Solar Inverter |  | INDOOR
SRP10236 | SUNPOWER CORP (ORIGINAL MFRFRONIUS) | SPR-4000F-240 | 4000 | 2 |  |  | 0.97 | Solar Inverter |  | OUTDOOR
SRP10251 | SUNPOWER CORP (ORIGINAL MFRFRONIUS) | SPR-8000F-240 | 8000 | 1 |  |  | 0.97 | Solar Inverter |  | Outside
SRP10251 | SUNPOWER CORP (ORIGINAL MFRSMA) | SPR-3000M (240V) | 3000 | 1 |  |  | 0.97 | Solar Inverter |  | Outside
SRP10258 | SUNPOWER CORP (ORIGINAL MFRSMA) | SPR-7000M (240V) | 8000 | 1 |  |  | 0.97 | Solar Inverter |  | INDOOR
SRP10268 | SMA AMERICA | SB6000U (240V) | 6000 | 1 |  |  | 0.97 | Solar Inverter |  | INDOOR
SRP10272 | SMA AMERICA | SB6000U (240V) | 6000 | 1 |  |  | 0.97 | Solar Inverter |  | INDOOR
SRP10312 | SMA AMERICA | SB6000U (208V) | 6000 | 1 |  |  | 0.97 | Solar Inverter |  | INDOOR
SRP10327 | SMA AMERICA | SB7000US (240V) | 7000 | 1 |  |  | 0.97 | Solar Inverter |  | Inside
SRP10327 | SMA AMERICA | SB7000US (240V) | 7000 | 1 |  |  | 0.97 | Solar Inverter |  | Inside
SRP10327 | SMA AMERICA | SB7000US (240V) | 8000 | 1 |  |  | 0.97 | Solar Inverter |  | Inside
SRP10328 | SMA AMERICA | SB7000US (240V) | 7000 | 1 |  |  | 0.97 | Solar Inverter |  | OUTDOOR
SRP10328 | SMA AMERICA | SB7000US (240V) | 7000 | 2 |  |  | 0.97 | Solar Inverter |  | OUTDOOR
SRP10332 | SMA AMERICA | SB6000U (208V) | 6000 | 1 |  |  | 0.97 | Solar Inverter |  | Inside
SRP10351 | POWER-ONE | PVI-3600-OUTD-US-F (208V) | 3500 | 1 |  |  | 0.97 | Solar Inverter |  | OUTDOOR
SRP10351 | POWER-ONE | PVI-5000-OUTD-US (208 V) | 5000 | 1 |  |  | 0.97 | Solar Inverter |  | OUTDOOR
SRP10372 | SUNPOWER CORP (ORIGINAL MFRSMA) | SPR-4000M (240V) | 4000 | 1 |  |  | 0.97 | Solar Inverter |  | Inside
SRP10372 | SUNPOWER CORP (ORIGINAL MFRSMA) | SPR-7000M (277V) | 8000 | 1 |  |  | 0.97 | Solar Inverter |  | Inside
SRP10375 | SMA AMERICA | SB7000US (240V) | 8000 | 6 |  |  | 0.97 | Solar Inverter |  | INDOOR
SRP10410 | SUNPOWER CORP (ORIGINAL MFRSMA) | SPR-3000M (208V) | 3000 | 1 |  |  | 0.97 | Solar Inverter |  | OUTDOOR
SRP10410 | SUNPOWER CORP (ORIGINAL MFRSMA) | SPR-4000M (208V) | 4000 | 1 |  |  | 0.97 | Solar Inverter |  | Outside
SRP10417 | SUNPOWER CORP (ORIGINAL MFRSMA) | SPR-7000M (240V) | 11400 | 1 |  |  | 0.97 | Solar Inverter |  | OUTDOOR
SRP10420 | POWER-ONE | PVI-6000-OUTD-US-W (240 V) | 6000 | 2 |  |  | 0.97 | Solar Inverter |  | INDOOR
SRP10441 | PV POWERED | PVP30KW-LV-480 | 50000 | 1 |  |  | 0.97 | Solar Inverter |  | INDOOR
SRP10442 | SMA AMERICA | SB7000US (240V) | 7000 | 1 |  |  | 0.97 | Solar Inverter |  | OUTDOOR
SRP10442 | SMA AMERICA | SB7000US (240V) | 7000 | 2 |  |  | 0.97 | Solar Inverter |  | OUTDOOR
SRP10446 | SUNPOWER CORP (ORIGINAL MFRSMA) | SPR-3000M (240V) | 3800 | 3 |  |  | 0.97 | Solar Inverter |  | INDOOR
SRP10447 | SMA AMERICA | SB4000US (240V) | 4000 | 1 |  |  | 0.97 | Solar Inverter |  | INDOOR
SRP10447 | SMA AMERICA | SB6000U (240V) | 6000 | 1 |  |  | 0.97 | Solar Inverter |  | INDOOR
SRP10457 | POWER-ONE | PVI-5000-OUTD-US (240 V) | 5000 | 1 |  |  | 0.97 | Solar Inverter |  | OUTDOOR
SRP10460 | POWER-ONE | PVI-3.6-OUTD-S-US (240 V) | 3600 | 1 |  |  | 0.97 | Solar Inverter |  | INDOOR
SRP10460 | POWER-ONE | PVI-5000-OUTD-US (208 V) | 5000 | 2 |  |  | 0.97 | Solar Inverter |  | INDOOR
SRP10462 | SUNPOWER CORP (ORIGINAL MFRSMA) | SPR-6000M (240V) | 6000 | 1 |  |  | 0.97 | Solar Inverter |  | Inside
SRP10464 | SUNPOWER CORP (ORIGINAL MFRSMA) | SPR-6000M (240V) | 6000 | 1 |  |  | 0.97 | Solar Inverter |  | Outside
SRP10464 | SUNPOWER CORP (ORIGINAL MFRSMA) | SPR-6000M (240V) | 6000 | 1 |  |  | 0.97 | Solar Inverter |  | Outside
SRP10464 | SUNPOWER CORP (ORIGINAL MFRSMA) | SPR-6000M (240V) | 6000 | 1 |  |  | 0.97 | Solar Inverter |  | Outside
SRP10480 | SMA AMERICA | SB6000U (240V) | 6000 | 3 |  |  | 0.97 | Solar Inverter |  | Outside
SRP10497 | FRONIUS USA |  | 9995 | 1 |  |  | 0.97 | Solar Inverter |  | OUTDOOR
SRP10501 | SMA AMERICA | SB6000US (240V) | 6000 | 1 |  |  | 0.97 | Solar Inverter |  | INDOOR
SRP10504 | PV POWERED | PVP100KW-480 | 100000 | 1 |  |  | 0.97 | Solar Inverter |  | OUTDOOR
SRP10506 | SMA AMERICA | SB6000U (240V) | 6000 | 1 |  |  | 0.97 | Solar Inverter |  | Outside
SRP10515 | SMA AMERICA | SB7000US (240V) | 7000 | 1 |  |  | 0.97 | Solar Inverter |  | OUTDOOR
SRP10558 | ENPHASE ENERGY | M175-24-208-S01 | 215 | 20 |  |  | 0.97 | Solar Inverter |  | OUTDOOR
SRP10559 | SUNPOWER CORP (ORIGINAL MFRSMA) | SPR-6000M (240V) | 6500 | 1 |  |  | 0.97 | Solar Inverter |  | OUTDOOR
SRP10559 | SUNPOWER CORP (ORIGINAL MFRSMA) | SPR-6000M (240V) | 6500 | 1 |  |  | 0.97 | Solar Inverter |  | OUTDOOR
SRP10561 | SUNPOWER CORP (ORIGINAL MFRSMA) | SPR-3000M (240V) | 3000 | 1 |  |  | 0.97 | Solar Inverter |  | OUTDOOR
SRP10561 | SUNPOWER CORP (ORIGINAL MFRSMA) | SPR-5000M (240V) | 5000 | 1 |  |  | 0.97 | Solar Inverter |  | OUTDOOR
SRP10562 | SUNPOWER CORP (ORIGINAL MFRSMA) | SPR-7000M (240V) | 8000 | 1 |  |  | 0.97 | Solar Inverter |  | OUTDOOR
SRP10566 | SOLECTRIA RENEWABLES | PVI 5000 (240V) | 5000 | 1 |  |  | 0.97 | Solar Inverter |  | OUTDOOR
SRP10595 | SUNPOWER CORP (ORIGINAL MFRSMA) | SPR-3000M (240V) | 3000 | 1 |  |  | 0.97 | Solar Inverter |  | Inside
SRP10595 | SUNPOWER CORP (ORIGINAL MFRSMA) | SPR-6000M (240V) | 6000 | 1 |  |  | 0.97 | Solar Inverter |  | Inside
SRP10612 | SUNPOWER CORP (ORIGINAL MFRSMA) | SPR-5000M (240V) | 5000 | 1 |  |  | 0.97 | Solar Inverter |  | OUTDOOR
SRP10617 | ENPHASE ENERGY | M200-32-208-S01 | 215 | 33 |  |  | 0.97 | Solar Inverter |  | OUTDOOR
SRP10640 | SMA AMERICA | SB6000U (240V) | 6000 | 1 |  |  | 0.97 | Solar Inverter |  | INDOOR
SRP10643 | SMA AMERICA | SB7000US (240V) | 7000 | 1 |  |  | 0.97 | Solar Inverter |  | Outside
SRP10646 | SMA AMERICA | SB6000U (240V) | 6000 | 1 |  |  | 0.97 | Solar Inverter |  | Outside
SRP10646 | SMA AMERICA | SB6000U (240V) | 6000 | 1 |  |  | 0.97 | Solar Inverter |  | Outside
SRP10653 | SUNPOWER CORP (ORIGINAL MFRSMA) | SPR-4000M (208V) | 4000 | 1 |  |  | 0.97 | Solar Inverter |  | OUTDOOR
SRP10653 | SUNPOWER CORP (ORIGINAL MFRXANTREX) | SPR-5000X (240V) | 5000 | 1 |  |  | 0.97 | Solar Inverter |  | OUTDOOR
SRP10659 | SMA AMERICA | SB6000US (240V) | 6000 | 1 |  |  | 0.97 | Solar Inverter |  | OUTDOOR
SRP10660 | SMA AMERICA | SB6000U (240V) | 6000 | 2 |  |  | 0.97 | Solar Inverter |  | INDOOR
SRP10661 | SMA AMERICA | SB6000U (240V) | 6000 | 1 |  |  | 0.97 | Solar Inverter |  | OUTDOOR
SRP10662 | SUNPOWER CORP (ORIGINAL MFRSMA) | SPR-7000M (240V) | 7000 | 1 |  |  | 0.97 | Solar Inverter |  | Outside
SRP10670 | ENPHASE ENERGY | M215-60-2LL-S2X | 215 | 26 |  |  | 0.97 | Solar Inverter |  | Outside
SRP10675 | SUNPOWER CORP (ORIGINAL MFRSMA) | SPR-3000M (240V) | 3000 | 1 |  |  | 0.97 | Solar Inverter |  | INDOOR
SRP10675 | SUNPOWER CORP (ORIGINAL MFRSMA) | SPR-6000M (240V) | 6000 | 1 |  |  | 0.97 | Solar Inverter |  | INDOOR
SRP10683 | SUNPOWER CORP (ORIGINAL MFRSMA) | SPR-4000M (208V) | 3800 | 1 |  |  | 0.97 | Solar Inverter |  | Inside
SRP10692 | SUNPOWER CORP (ORIGINAL MFRSMA) | SPR-6000M (240V) | 6000 | 1 |  |  | 0.97 | Solar Inverter |  | INDOOR
SRP10694 | SMA AMERICA | SB6000U (240V) | 6000 | 5 |  |  | 0.97 | Solar Inverter |  | OUTDOOR
SRP10705 | PV POWERED | PVP2500 | 260000 | 1 |  |  | 0.97 | Solar Inverter |  | OUTDOOR
SRP10706 | SUNPOWER CORP (ORIGINAL MFRSMA) | SPR-7000M (240V) | 8000 | 1 |  |  | 0.97 | Solar Inverter |  | OUTDOOR
SRP10706 | SUNPOWER CORP (ORIGINAL MFRSMA) | SPR-7000M (240V) | 8000 | 4 |  |  | 0.97 | Solar Inverter |  | OUTDOOR
SRP10710 | SUNPOWER CORP (ORIGINAL MFRSMA) | SPR-4000M (240V) | 4200 | 1 |  |  | 0.97 | Solar Inverter |  | INDOOR
SRP10719 | SMA AMERICA | SB6000US (240V) | 6000 | 1 |  |  | 0.97 | Solar Inverter |  | OUTDOOR
SRP10751 | SMA AMERICA | SB4000US (240V) | 4000 | 1 |  |  | 0.97 | Solar Inverter |  | Outside
SRP10751 | SMA AMERICA | SB4000US (240V) | 4000 | 1 |  |  | 0.97 | Solar Inverter |  | Outside
SRP10760 | SMA AMERICA | SB7000US (240V) | 6000 | 1 |  |  | 0.97 | Solar Inverter |  | OUTDOOR
SRP10760 | SMA AMERICA | ST42 (277V) | 6000 | 1 |  |  | 0.97 | Solar Inverter |  | OUTDOOR
SRP10768 | SUNPOWER CORP (ORIGINAL MFRSMA) | SPR-6000M (240V) | 6000 | 1 |  |  | 0.97 | Solar Inverter |  | INDOOR
SRP10791 | PV POWERED | PVP30KW-LV-480 | 35000 | 2 |  |  | 0.97 | Solar Inverter |  | Outside
SRP10798 | SMA AMERICA | SB6000U (240V) | 6000 | 2 |  |  | 0.97 | Solar Inverter |  | INDOOR
SRP10818 | SMA AMERICA | SB6000U (240V) | 6000 | 1 |  |  | 0.97 | Solar Inverter |  | Outside
SRP10826 | SMA AMERICA | SB6000U (240V) | 6000 | 1 |  |  | 0.97 | Solar Inverter |  | INDOOR
SRP10830 | PV POWERED | PVP30KW-208 | 260000 | 1 |  |  | 0.97 | Solar Inverter |  | OUTDOOR
SRP10848 | PV POWERED | PVP5200 | 50000 | 1 |  |  | 0.97 | Solar Inverter |  | OUTDOOR
SRP10851 | SMA AMERICA | SB6000U (240V) | 6000 | 1 |  |  | 0.97 | Solar Inverter |  | INDOOR
SRP10853 | SMA AMERICA | SB6000U (240V) | 6000 | 1 |  |  | 0.97 | Solar Inverter |  | INDOOR
SRP10866 | SUNPOWER CORP (ORIGINAL MFRSMA) | SPR-3000M (240V) | 3300 | 1 |  |  | 0.97 | Solar Inverter |  | OUTDOOR
SRP10866 | SUNPOWER CORP (ORIGINAL MFRSMA) | SPR-6000M (240V) | 6500 | 1 |  |  | 0.97 | Solar Inverter |  | OUTDOOR
SRP10867 | SMA AMERICA | SB4000US (240V) | 4000 | 1 |  |  | 0.97 | Solar Inverter |  | Outside
SRP10867 | SMA AMERICA | SB6000U (240V) | 6000 | 1 |  |  | 0.97 | Solar Inverter |  | Outside
SRP10870 | SMA AMERICA | SB6000U (240V) | 6000 | 1 |  |  | 0.97 | Solar Inverter |  | INDOOR
SRP10874 | SMA AMERICA | SB6000U (240V) | 6000 | 1 |  |  | 0.97 | Solar Inverter |  | INDOOR
SRP10875 | SMA AMERICA | SB6000U (240V) | 6000 | 1 |  |  | 0.97 | Solar Inverter |  | OUTDOOR
SRP10876 | SMA AMERICA | SB6000U (240V) | 6000 | 1 |  |  | 0.97 | Solar Inverter |  | Outside
SRP10893 | SMA AMERICA | SB6000U (277V) | 6000 | 2 |  |  | 0.97 | Solar Inverter |  | OUTDOOR
SRP10894 | PV POWERED | PVP2800 | 260000 | 6 |  |  | 0.97 | Solar Inverter |  | OUTDOOR
SRP10897 | PV POWERED | PVP100KW-208 | 260000 | 1 |  |  | 0.97 | Solar Inverter |  | Inside
SRP10931 | SUNPOWER CORP (ORIGINAL MFR - PV POWERED LLC) | SPR-4600 | 5000 | 1 |  |  | 0.97 | Solar Inverter |  | OUTDOOR
SRP10931 | SUNPOWER CORP (ORIGINAL MFR - PV POWERED LLC) | SPR-5200 | 6000 | 1 |  |  | 0.97 | Solar Inverter |  | OUTDOOR
SRP10948 | SUNPOWER CORP (ORIGINAL MFRSMA) | SPR-4000M (240V) | 4000 | 1 |  |  | 0.97 | Solar Inverter |  | OUTDOOR
SRP10948 | SUNPOWER CORP (ORIGINAL MFRSMA) | SPR-7000M (240V) | 6000 | 1 |  |  | 0.97 | Solar Inverter |  | OUTDOOR
SRP10967 | POWER-ONE | PVI-3600-OUTD-US-F (208V) | 3600 | 1 |  |  | 0.97 | Solar Inverter |  | OUTDOOR
SRP10968 | SUNPOWER CORP (ORIGINAL MFRSMA) | SPR-6000M (240V) | 6000 | 1 |  |  | 0.97 | Solar Inverter |  | INDOOR
SRP10970 | SMA AMERICA | SB4000US (208V) | 4000 | 1 |  |  | 0.97 | Solar Inverter |  | INDOOR
SRP10970 | SMA AMERICA | SB4000US (208V) | 4000 | 1 |  |  | 0.97 | Solar Inverter |  | INDOOR
SRP10981 | SMA AMERICA | SB6000U (208V) | 6000 | 1 |  |  | 0.97 | Solar Inverter |  | INDOOR
SRP10997 | SMA AMERICA | SB6000U (208V) | 6000 | 1 |  |  | 0.97 | Solar Inverter |  | OUTDOOR
SRP11001 | SMA AMERICA | SB6000U (208V) | 6000 | 1 |  |  | 0.97 | Solar Inverter |  | INDOOR
SRP11004 | ADVANCED ENERGY INDUSTRIES | 3159000-104 | 500000 | 1 |  |  | 0.97 | Solar Inverter |  | OUTDOOR
SRP11016 | SMA AMERICA | SB6000U (240V) | 6000 | 1 |  |  | 0.97 | Solar Inverter |  | Inside
SRP11017 | SMA AMERICA | SB6000U (240V) | 6000 | 1 |  |  | 0.97 | Solar Inverter |  | Outside
SRP11018 | SMA AMERICA | SB5000US (240V) | 5000 | 1 |  |  | 0.97 | Solar Inverter |  | Inside
SRP11018 | SMA AMERICA | SB5000US (240V) | 5000 | 1 |  |  | 0.97 | Solar Inverter |  | Inside
SRP11020 | SMA AMERICA | SB6000U (240V) | 6000 | 1 |  |  | 0.97 | Solar Inverter |  | Outside
SRP11032 | SMA AMERICA | SB4000US (208V) | 3000 | 1 |  |  | 0.97 | Solar Inverter |  | OUTDOOR
SRP11032 | SMA AMERICA | SB4000US (208V) | 4000 | 1 |  |  | 0.97 | Solar Inverter |  | OUTDOOR
SRP11039 | SMA AMERICA | SB3000US (208V) | 2500 | 3 |  |  | 0.97 | Solar Inverter |  | Inside
SRP11039 | SMA AMERICA | SB5000US | 5000 | 1 |  |  | 0.97 | Solar Inverter |  | Inside
SRP11039 | SMA AMERICA | SB6000U (208V) | 6000 | 1 |  |  | 0.97 | Solar Inverter |  | Inside
SRP11041 | SMA AMERICA | SB4000US (240V) | 4000 | 1 |  |  | 0.97 | Solar Inverter |  | INDOOR
SRP11041 | SMA AMERICA | SB6000US (240V) | 6000 | 1 |  |  | 0.97 | Solar Inverter |  | INDOOR
SRP11047 | SUNPOWER CORP (ORIGINAL MFRSMA) | SPR-7000M (208V) | 7000 | 1 |  |  | 0.97 | Solar Inverter |  | Outside
SRP11048 | SUNPOWER CORP (ORIGINAL MFR - PV POWERED LLC) | SPR-5200 | 6000 | 1 |  |  | 0.97 | Solar Inverter |  | Outside
SRP11053 | SMA AMERICA | SB5000US (240V) | 7000 | 5 |  |  | 0.97 | Solar Inverter |  | OUTDOOR
SRP11054 | SMA AMERICA | SB6000US (240V) | 6000 | 1 |  |  | 0.97 | Solar Inverter |  | INDOOR
SRP11066 | SMA AMERICA | SB6000U (240V) | 6000 | 1 |  |  | 0.97 | Solar Inverter |  | OUTDOOR
SRP11067 | SMA AMERICA | SB6000U (240V) | 6000 | 1 |  |  | 0.97 | Solar Inverter |  | OUTDOOR
SRP11074 | SMA AMERICA | SB6000U (240V) | 6000 | 1 |  |  | 0.97 | Solar Inverter |  | OUTDOOR
SRP11085 | SMA AMERICA | SB6000U (208V) | 6000 | 3 |  |  | 0.97 | Solar Inverter |  | INDOOR
SRP11089 | SUNPOWER CORP (ORIGINAL MFR - PV POWERED LLC) | SPR-5200 | 6000 | 1 |  |  | 0.97 | Solar Inverter |  | INDOOR
SRP11090 | SMA AMERICA | SB6000U (240V) | 6000 | 1 |  |  | 0.97 | Solar Inverter |  | INDOOR
SRP11095 | SMA AMERICA | SB5000US (240V) | 5000 | 1 |  |  | 0.97 | Solar Inverter |  | Outside
SRP11097 | SMA AMERICA | SB3000US (240V) | 3000 | 2 |  |  | 0.97 | Solar Inverter |  | OUTDOOR
SRP11111 | SMA AMERICA | SB6000U (240V) | 6000 | 1 |  |  | 0.97 | Solar Inverter |  | Inside
SRP11112 | SMA AMERICA | SB6000U (240V) | 6000 | 1 |  |  | 0.97 | Solar Inverter |  | Outside
SRP11115 | SMA AMERICA | SB7000US (240V) | 7000 | 1 |  |  | 0.97 | Solar Inverter |  | INDOOR
SRP11125 | SUNPOWER CORP (ORIGINAL MFRSMA) | SPR-7000M (240V) | 7000 | 1 |  |  | 0.97 | Solar Inverter |  | INDOOR
SRP11126 | ENPHASE ENERGY | M175-24-208-S | 215 | 13 |  |  | 0.97 | Solar Inverter |  | OUTDOOR
SRP11183 | POWER-ONE | PVI-3000-I-OUTD-US-F (240V) | 3000 | 1 |  |  | 0.97 | Solar Inverter |  | OUTDOOR
SRP11183 | POWER-ONE | PVI-3600-OUTD-US-F (240V) | 3600 | 1 |  |  | 0.97 | Solar Inverter |  | OUTDOOR
SRP11184 | SMA AMERICA | SB6000US (240V) | 6000 | 3 |  |  | 0.97 | Solar Inverter |  | OUTDOOR
SRP11195 | SUNPOWER CORP (ORIGINAL MFRSMA) | SPR-6000M (240V) | 6000 | 1 |  |  | 0.97 | Solar Inverter |  | Inside
SRP11197 | SMA AMERICA | SB6000US (208V) | 500000 | 1 |  |  | 0.97 | Solar Inverter |  | OUTDOOR
SRP11199 | FRONIUS USA |  | 7500 | 2 |  |  | 0.97 | Solar Inverter |  | OUTDOOR
SRP11199 | FRONIUS USA |  | 10000 | 1 |  |  | 0.97 | Solar Inverter |  | OUTDOOR
SRP11202 | SUNPOWER CORP (ORIGINAL MFRSMA) | SPR-7000M (240V) | 7000 | 1 |  |  | 0.97 | Solar Inverter |  | OUTDOOR
SRP11204 | SUNPOWER CORP (ORIGINAL MFRSMA) | SPR-7000M (240V) | 7000 | 2 |  |  | 0.97 | Solar Inverter |  | Inside
SRP11213 | ADVANCED ENERGY INDUSTRIES | 3159000-104 | 500000 | 2 |  |  | 0.97 | Solar Inverter |  | OUTDOOR
SRP11228 | SMA AMERICA | SB5000US (240V) | 5000 | 2 |  |  | 0.97 | Solar Inverter |  | Inside
SRP11240 | SMA AMERICA | SB7000US (208V) | 7000 | 1 |  |  | 0.97 | Solar Inverter |  | INDOOR
SRP11244 | PV POWERED | PVP30KW-480 | 35000 | 1 |  |  | 0.97 | Solar Inverter |  | OUTDOOR
SRP11247 | SMA AMERICA | SB5000US (240V) | 5000 | 1 |  |  | 0.97 | Solar Inverter |  | OUTDOOR
SRP11262 | PV POWERED | PVP5200 | 5200 | 2 |  |  | 0.97 | Solar Inverter |  | INDOOR
SRP11269 | SMA AMERICA | SB6000U (240V) | 6000 | 2 |  |  | 0.97 | Solar Inverter |  | Outside
SRP11269 | SMA AMERICA | SB7000US (240V) | 7000 | 1 |  |  | 0.97 | Solar Inverter |  | Outside
SRP11273 | SMA AMERICA | SB4000US (208V) | 4000 | 1 |  |  | 0.97 | Solar Inverter |  | INDOOR
SRP11273 | SMA AMERICA | SB5000US (208V) | 5000 | 1 |  |  | 0.97 | Solar Inverter |  | INDOOR
SRP11277 | SMA AMERICA | SB7000US (277V) | 7000 | 1 |  |  | 0.97 | Solar Inverter |  | Outside
SRP11279 | POWER-ONE | PVI-3600-OUTD-US-F (208V) | 3600 | 1 |  |  | 0.97 | Solar Inverter |  | Outside
SRP11279 | POWER-ONE | PVI-5000-OUTD-US (208 V) | 5000 | 1 |  |  | 0.97 | Solar Inverter |  | Outside
SRP11280 | SUNPOWER CORP (ORIGINAL MFRSMA) | SPR-4000M (240V) | 4000 | 1 |  |  | 0.97 | Solar Inverter |  | INDOOR
SRP11280 | SUNPOWER CORP (ORIGINAL MFRSMA) | SPR-6000M (240V) | 6000 | 1 |  |  | 0.97 | Solar Inverter |  | INDOOR
SRP11288 | SMA AMERICA | SB5000US (208V) | 5000 | 1 |  |  | 0.97 | Solar Inverter |  | Outside
SRP11288 | SMA AMERICA | SB5000US (208V) | 5000 | 1 |  |  | 0.97 | Solar Inverter |  | Outside
SRP11291 | SUNPOWER CORP (ORIGINAL MFRSMA) | SPR-5000M (240V) | 5000 | 1 |  |  | 0.97 | Solar Inverter |  | Outside
SRP11293 | SUNPOWER CORP (ORIGINAL MFR - PV POWERED LLC) | SPR-5200 | 5000 | 1 |  |  | 0.97 | Solar Inverter |  | INDOOR
SRP11299 | SMA AMERICA | SB4000US (208V) | 4000 | 1 |  |  | 0.97 | Solar Inverter |  | INDOOR
SRP11299 | SMA AMERICA | SB5000US (240V) | 5000 | 1 |  |  | 0.97 | Solar Inverter |  | INDOOR
SRP11342 | SUNPOWER CORP (ORIGINAL MFRSMA) | SPR-5000M (240V) | 5000 | 1 |  |  | 0.97 | Solar Inverter |  | OUTDOOR
SRP11358 | SMA AMERICA | SB6000U (208V) | 6000 | 1 |  |  | 0.97 | Solar Inverter |  | INDOOR
SRP11364 | SMA AMERICA | SB6000U (208V) | 6000 | 2 |  |  | 0.97 | Solar Inverter |  | INDOOR
SRP11365 | SMA AMERICA | SB6000U (240V) | 6000 | 1 |  |  | 0.97 | Solar Inverter |  | Outside
SRP11374 | SMA AMERICA | SB4000US (240V) | 4000 | 3 |  |  | 0.97 | Solar Inverter |  | OUTDOOR
SRP11376 | PV POWERED | PVP100KW-208 | 100000 | 1 |  |  | 0.97 | Solar Inverter |  | OUTDOOR
SRP11376 | PV POWERED | PVP50KW-208 | 50000 | 1 |  |  | 0.97 | Solar Inverter |  | OUTDOOR
SRP11386 | SUNPOWER CORP (ORIGINAL MFR - PV POWERED LLC) | SPR-5200 | 6000 | 1 |  |  | 0.97 | Solar Inverter |  | OUTDOOR
SRP11388 | SUNPOWER CORP (ORIGINAL MFR - PV POWERED LLC) | SPR-3500 | 3600 | 1 |  |  | 0.97 | Solar Inverter |  | INDOOR
SRP11405 | SMA AMERICA | SB6000U (208V) | 6000 | 3 |  |  | 0.97 | Solar Inverter |  | OUTDOOR
SRP11406 | SUNPOWER CORP (ORIGINAL MFR - PV POWERED LLC) | SPR-5200 | 6000 | 1 |  |  | 0.97 | Solar Inverter |  | INDOOR
SRP11406 | SUNPOWER CORP (ORIGINAL MFR - PV POWERED LLC) | SPR-5200 | 6000 | 1 |  |  | 0.97 | Solar Inverter |  | INDOOR
SRP11422 | SMA AMERICA | SB6000U (208V) | 6000 | 1 |  |  | 0.97 | Solar Inverter |  | OUTDOOR
SRP11423 | ENPHASE ENERGY | M215-60-2LL-S2X | 215 | 30 |  |  | 0.97 | Solar Inverter |  | OUTDOOR
SRP11433 | SUNPOWER CORP (ORIGINAL MFRSMA) | SPR-5000M (208V) | 5000 | 1 |  |  | 0.97 | Solar Inverter |  | INDOOR
SRP11433 | SUNPOWER CORP (ORIGINAL MFRSMA) | SPR-6000M (208V) | 6000 | 1 |  |  | 0.97 | Solar Inverter |  | INDOOR
SRP11437 | SMA AMERICA | SB6000U (240V) | 6000 | 1 |  |  | 0.97 | Solar Inverter |  | OUTDOOR
SRP11442 | SUNPOWER CORP (ORIGINAL MFRSMA) | SPR-7000M (240V) | 7000 | 1 |  |  | 0.97 | Solar Inverter |  | OUTDOOR
SRP11466 | SMA AMERICA | SB7000US (208V) | 7000 | 1 |  |  | 0.97 | Solar Inverter |  | INDOOR
SRP11486 | SMA AMERICA | SB6000U (208V) | 6000 | 1 |  |  | 0.97 | Solar Inverter |  | INDOOR
SRP11496 | SUNPOWER CORP (ORIGINAL MFRSMA) | SPR-4000M (208V) | 4000 | 1 |  |  | 0.97 | Solar Inverter |  | INDOOR
SRP11501 | SMA AMERICA | SB4000US (208V) | 4000 | 1 |  |  | 0.97 | Solar Inverter |  | Inside
SRP11501 | SMA AMERICA | SB6000U (208V) | 6000 | 1 |  |  | 0.97 | Solar Inverter |  | Inside
SRP11504 | SMA AMERICA | SB6000U (208V) | 6000 | 1 |  |  | 0.97 | Solar Inverter |  | Inside
SRP11508 | SMA AMERICA | SB4000US (240V) | 6000 | 1 |  |  | 0.97 | Solar Inverter |  | OUTDOOR
SRP11508 | SMA AMERICA | SB6000U (240V) | 4000 | 1 |  |  | 0.97 | Solar Inverter |  | OUTDOOR
SRP11513 | SUNPOWER CORP (ORIGINAL MFRSMA) | SPR-6000M (240V) | 6000 | 1 |  |  | 0.97 | Solar Inverter |  | OUTDOOR
SRP11514 | SMA AMERICA | SB6000U (240V) | 6000 | 1 |  |  | 0.97 | Solar Inverter |  | Outside
SRP11520 | SUNPOWER CORP (ORIGINAL MFRSMA) | SPR-4000M (240V) | 4000 | 1 |  |  | 0.97 | Solar Inverter |  | INDOOR
SRP11520 | SUNPOWER CORP (ORIGINAL MFRSMA) | SPR-6000M (240V) | 6000 | 1 |  |  | 0.97 | Solar Inverter |  | INDOOR
SRP11537 | SMA AMERICA | SB7000US (208V) | 7000 | 1 |  |  | 0.97 | Solar Inverter |  | INDOOR
SRP11539 | FRONIUS USA |  | 10000 | 4 |  |  | 0.97 | Solar Inverter |  | INDOOR
SRP11540 | SMA AMERICA | SB7000US (208V) | 7000 | 3 |  |  | 0.97 | Solar Inverter |  | INDOOR
SRP11552 | SMA AMERICA | SB6000U (208V) | 6000 | 1 |  |  | 0.97 | Solar Inverter |  | INDOOR
SRP11555 | SMA AMERICA | SB6000U (277V) | 6000 | 1 |  |  | 0.97 | Solar Inverter |  | Outside
SRP11564 | ADVANCED ENERGY INDUSTRIES | AE 500TX-480 | 500000 | 2 |  |  | 0.97 | Solar Inverter |  | OUTDOOR
SRP11568 | ADVANCED ENERGY INDUSTRIES | 3159000-104 | 260000 | 1 |  |  | 0.97 | Solar Inverter |  | OUTDOOR
SRP11569 | POWER-ONE | PVI-5000-OUTD-US (208 V) | 5000 | 1 |  |  | 0.97 | Solar Inverter |  | OUTDOOR
SRP11571 | SMA AMERICA | SB6000U (240V) | 6000 | 2 |  |  | 0.97 | Solar Inverter |  | INDOOR
SRP11607 | ENPHASE ENERGY | M200-32-208-S01 | 215 | 44 |  |  | 0.97 | Solar Inverter |  | OUTDOOR
SRP11627 | SMA AMERICA | SB6000U (208V) | 6000 | 1 |  |  | 0.97 | Solar Inverter |  | OUTDOOR
SRP11628 | SMA AMERICA | SB6000U (208V) | 6000 | 3 |  |  | 0.97 | Solar Inverter |  | INDOOR
SRP11629 | SMA AMERICA | SB6000U (208V) | 6000 | 1 |  |  | 0.97 | Solar Inverter |  | INDOOR
SRP11631 | PV POWERED | PVP3000 | 3000 | 1 |  |  | 0.97 | Solar Inverter |  | Outside
SRP11631 | SMA AMERICA | SB7000US (240V) | 7000 | 1 |  |  | 0.97 | Solar Inverter |  | OUTDOOR
SRP11657 | POWER-ONE | PVI-4.2-OUTD-S-US (240 V) | 4200 | 1 |  |  | 0.97 | Solar Inverter |  | OUTDOOR
SRP11657 | POWER-ONE | PVI-4.2-OUTD-S-US (240 V) | 4200 | 1 |  |  | 0.97 | Solar Inverter |  | OUTDOOR
SRP11658 | SMA AMERICA | SB5000US (240V) | 5000 | 1 |  |  | 0.97 | Solar Inverter |  | INDOOR
SRP11665 | SMA AMERICA | SB6000US (208V) | 6000 | 1 |  |  | 0.97 | Solar Inverter |  | INDOOR
SRP11693 | SMA AMERICA | SB5000US (208V) | 5000 | 1 |  |  | 0.97 | Solar Inverter |  | OUTDOOR
SRP11695 | SUNPOWER CORP (ORIGINAL MFRSMA) | SPR-7000M (277V) | 10000 | 1 |  |  | 0.97 | Solar Inverter |  | OUTDOOR
SRP11696 | SMA AMERICA | SB3000US (208V) | 3000 | 1 |  |  | 0.97 | Solar Inverter |  | INDOOR
SRP11696 | SMA AMERICA | SB5000US (208V) | 5000 | 1 |  |  | 0.97 | Solar Inverter |  | INDOOR
SRP11713 | FRONIUS USA |  | 9995 | 1 |  |  | 0.97 | Solar Inverter |  | INDOOR
SRP11713 | FRONIUS USA |  | 9995 | 1 |  |  | 0.97 | Solar Inverter |  | INDOOR
SRP11713 | FRONIUS USA |  | 9995 | 1 |  |  | 0.97 | Solar Inverter |  | INDOOR
SRP11713 | FRONIUS USA |  | 9995 | 1 |  |  | 0.97 | Solar Inverter |  | INDOOR
SRP11717 | ADVANCED ENERGY INDUSTRIES | 3159000-104 | 333000 | 1 |  |  | 0.97 | Solar Inverter |  | OUTDOOR
SRP11717 | ADVANCED ENERGY INDUSTRIES | 3159000-104 | 333000 | 1 |  |  | 0.97 | Solar Inverter |  | OUTDOOR
SRP11718 | SUNPOWER CORP (ORIGINAL MFRSMA) | SPR-4000M (240V) | 4200 | 1 |  |  | 0.97 | Solar Inverter |  | Outside
SRP11718 | SUNPOWER CORP (ORIGINAL MFRSMA) | SPR-4000M (240V) | 4200 | 1 |  |  | 0.97 | Solar Inverter |  | Outside
SRP11718 | SUNPOWER CORP (ORIGINAL MFRSMA) | SPR-4000M (240V) | 4200 | 1 |  |  | 0.97 | Solar Inverter |  | Outside
SRP11734 | SUNPOWER CORP (ORIGINAL MFR - PV POWERED LLC) | SPR-3500 | 3600 | 1 |  |  | 0.97 | Solar Inverter |  | INDOOR
SRP11737 | ADVANCED ENERGY INDUSTRIES | AE 260TX-480 | 260000 | 1 |  |  | 0.97 | Solar Inverter |  | OUTDOOR
SRP11737 | ADVANCED ENERGY INDUSTRIES | AE 500TX-480 | 500000 | 1 |  |  | 0.97 | Solar Inverter |  | OUTDOOR
SRP11738 | PV POWERED | PVP2500 | 260000 | 3 |  |  | 0.97 | Solar Inverter |  | OUTDOOR
SRP11764 | SMA AMERICA | SB6000U (208V) | 6000 | 1 |  |  | 0.97 | Solar Inverter |  | INDOOR
SRP11779 | SMA AMERICA | SB4000US (208V) | 4000 | 1 |  |  | 0.97 | Solar Inverter |  | INDOOR
SRP11779 | SMA AMERICA | SB5000US (208V) | 5000 | 1 |  |  | 0.97 | Solar Inverter |  | INDOOR
SRP11797 | SMA AMERICA | SB6000U (240V) | 6000 | 1 |  |  | 0.97 | Solar Inverter |  | OUTDOOR
SRP11802 | SUNPOWER CORP (ORIGINAL MFR - PV POWERED LLC) | SPR-5200 | 8000 | 1 |  |  | 0.97 | Solar Inverter |  | Outside
SRP11806 | SUNPOWER CORP (ORIGINAL MFRSMA) | SPR-6000M (240V) | 6000 | 1 |  |  | 0.97 | Solar Inverter |  | Outside
SRP11807 | SUNPOWER CORP (ORIGINAL MFR - PV POWERED LLC) | SPR-4600 | 4200 | 2 |  |  | 0.97 | Solar Inverter |  | INDOOR
SRP11812 | SMA AMERICA | SB6000U (240V) | 6000 | 1 |  |  | 0.97 | Solar Inverter |  | OUTDOOR
SRP11817 | SMA AMERICA | SB3000US (240V) | 3000 | 1 |  |  | 0.97 | Solar Inverter |  | INDOOR
SRP11817 | SMA AMERICA | SB5000US (240V) | 5000 | 1 |  |  | 0.97 | Solar Inverter |  | INDOOR
SRP11825 | SMA AMERICA | SB7000US (208V) | 7000 | 1 |  |  | 0.97 | Solar Inverter |  | Outside
SRP11851 | SMA AMERICA | SB6000US (208V) | 6000 | 1 |  |  | 0.97 | Solar Inverter |  | OUTDOOR
SRP11858 | POWER-ONE | PVI-3000-I-OUTD-US (208V) | 3000 | 1 |  |  | 0.97 | Solar Inverter |  | Inside
SRP11858 | POWER-ONE | PVI-3600-US (240V) | 4200 | 1 |  |  | 0.97 | Solar Inverter |  | Inside
SRP11858 | POWER-ONE | PVI-3600-US (240V) | 4200 | 1 |  |  | 0.97 | Solar Inverter |  | Inside
SRP11880 | POWER-ONE | PVI-4.2-OUTD-S-US (240 V) | 4200 | 1 |  |  | 0.97 | Solar Inverter |  | OUTDOOR
SRP11886 | SUNPOWER CORP (ORIGINAL MFR - PV POWERED LLC) | SPR-3500 | 3000 | 1 |  |  | 0.97 | Solar Inverter |  | INDOOR
SRP11886 | SUNPOWER CORP (ORIGINAL MFR - PV POWERED LLC) | SPR-3500 | 3600 | 1 |  |  | 0.97 | Solar Inverter |  | INDOOR
SRP11890 | POWER-ONE | PVI-3.6-OUTD-S-US (240 V) | 3600 | 1 |  |  | 0.97 | Solar Inverter |  | OUTDOOR
SRP11898 | PV POWERED | PVP75KW-208 | 75000 | 2 |  |  | 0.97 | Solar Inverter |  | OUTDOOR
SRP11907 | PV POWERED | PVP50KW-480 | 50000 | 1 |  |  | 0.97 | Solar Inverter |  | OUTDOOR
SRP11908 | PV POWERED | PVP260KW | 260000 | 1 |  |  | 0.97 | Solar Inverter |  | OUTDOOR
SRP11911 | PV POWERED | PVP75KW-208 | 75000 | 1 |  |  | 0.97 | Solar Inverter |  | OUTDOOR
SRP11915 | ADVANCED ENERGY INDUSTRIES | AE 75TX-480 | 75000 | 1 |  |  | 0.97 | Solar Inverter |  | OUTDOOR
SRP11918 | PV POWERED | PVP50KW-208 | 50000 | 1 |  |  | 0.97 | Solar Inverter |  | OUTDOOR
SRP11923 | SMA AMERICA | SB5000US (208V) | 5000 | 1 |  |  | 0.97 | Solar Inverter |  | INDOOR
SRP11934 | SMA AMERICA | SB6000U (240V) | 6000 | 2 |  |  | 0.97 | Solar Inverter |  | OUTDOOR
SRP11934 | SMA AMERICA | SB7000US (240V) | 7000 | 2 |  |  | 0.97 | Solar Inverter |  | OUTDOOR
SRP11940 | SMA AMERICA | SB6000U (240V) | 6000 | 2 |  |  | 0.97 | Solar Inverter |  | OUTDOOR
SRP11940 | SMA AMERICA | SB7000US (240V) | 7000 | 6 |  |  | 0.97 | Solar Inverter |  | OUTDOOR
SRP11947 | PV POWERED | PVP260KW | 260000 | 2 |  |  | 0.97 | Solar Inverter |  | OUTDOOR
SRP11955 | SMA AMERICA | SB7000US (240V) | 7000 | 1 |  |  | 0.97 | Solar Inverter |  | OUTDOOR
SRP11959 | SUNPOWER CORP (ORIGINAL MFRSMA) | SPR-3000M (240V) | 3000 | 1 |  |  | 0.97 | Solar Inverter |  | Outside
SRP11959 | SUNPOWER CORP (ORIGINAL MFRSMA) | SPR-6000M (240V) | 6000 | 2 |  |  | 0.97 | Solar Inverter |  | Outside
SRP11965 | SMA AMERICA | SB6000U (240V) | 6000 | 1 |  |  | 0.97 | Solar Inverter |  | OUTDOOR
SRP11972 | SUNPOWER CORP (ORIGINAL MFRSMA) | SPR-7000M (240V) | 7000 | 2 |  |  | 0.97 | Solar Inverter |  | INDOOR
SRP11997 | POWER-ONE | PVI-3000-I-OUTD-US | 100000 | 2 |  |  | 0.97 | Solar Inverter |  | INDOOR
SRP12010 | ENPHASE ENERGY | M200-32-240-S02 | 215 | 22 |  |  | 0.97 | Solar Inverter |  | OUTDOOR
SRP12011 | SMA AMERICA | SB5000US (240V) | 5000 | 6 |  |  | 0.97 | Solar Inverter |  | OUTDOOR
SRP12013 | SMA AMERICA | SB7000US-12 (240V) | 7000 | 4 |  |  | 0.97 | Solar Inverter |  | OUTDOOR
SRP12014 | SMA AMERICA | SB6000U (208V) | 6000 | 6 |  |  | 0.97 | Solar Inverter |  | OUTDOOR
SRP12014 | SMA AMERICA | SB7000US (208V) | 7000 | 3 |  |  | 0.97 | Solar Inverter |  | OUTDOOR
SRP12018 | SMA AMERICA | SB6000US-12 (240V) | 6000 | 1 |  |  | 0.97 | Solar Inverter |  | Outside
SRP12018 | SMA AMERICA | SB8000US-12 (240V) | 8000 | 11 |  |  | 0.97 | Solar Inverter |  | OUTDOOR
SRP12044 | SMA AMERICA | SB7000US (240V) | 7000 | 6 |  |  | 0.97 | Solar Inverter |  | OUTDOOR
SRP12083 | SMA AMERICA | SB3000US (240V) | 3000 | 1 |  |  | 0.97 | Solar Inverter |  | OUTDOOR
SRP12083 | SMA AMERICA | SB4000US (240V) | 4000 | 1 |  |  | 0.97 | Solar Inverter |  | OUTDOOR
SRP12083 | SMA AMERICA | SB4000US (240V) | 4000 | 1 |  |  | 0.97 | Solar Inverter |  | OUTDOOR
SRP12084 | PV POWERED | PVP35KW-208 | 35000 | 1 |  |  | 0.97 | Solar Inverter |  | OUTDOOR
SRP12099 | PV POWERED | PVP35KW-480 | 35000 | 1 |  |  | 0.97 | Solar Inverter |  | OUTDOOR
SRP12100 | PV POWERED | PVP50KW-208 | 50000 | 1 |  |  | 0.97 | Solar Inverter |  | OUTDOOR
SRP12100 | PV POWERED | PVP75KW-208 | 75000 | 1 |  |  | 0.97 | Solar Inverter |  | OUTDOOR
SRP12101 | PV POWERED | PVP75KW-208 | 50000 | 1 |  |  | 0.97 | Solar Inverter |  | OUTDOOR
SRP12104 | PV POWERED | PVP75KW-208 | 75000 | 1 |  |  | 0.97 | Solar Inverter |  | OUTDOOR
SRP12107 | PV POWERED | PVP75KW-208 | 75000 | 1 |  |  | 0.97 | Solar Inverter |  | OUTDOOR
SRP12130 | SOLECTRIA RENEWABLES | PVI82KW-208 | 82000 | 1 |  |  | 0.97 | Solar Inverter |  | INDOOR
SRP12132 | SUNNY BOY | 6000 | 8000 | 12 |  |  | 0.97 | Solar Inverter |  | INDOOR
SRP12134 | SMA AMERICA | SB6000U (208V) | 6000 | 2 |  |  | 0.97 | Solar Inverter |  | INDOOR
SRP12135 | PV POWERED | PVP35KW-480 | 35000 | 1 |  |  | 0.97 | Solar Inverter |  | OUTDOOR
SRP12136 | PV POWERED | PVP75KW-208 | 75000 | 1 |  |  | 0.97 | Solar Inverter |  | OUTDOOR
SRP12141 | SOLECTRIA RENEWABLES | PVI82KW-208 | 82000 | 1 |  |  | 0.97 | Solar Inverter |  | INDOOR
SRP12144 | PV POWERED | PVP50KW-208 | 50000 | 1 |  |  | 0.97 | Solar Inverter |  | OUTDOOR
SRP12145 | ENPHASE ENERGY | M200-32-208-S01 | 215 | 24 |  |  | 0.97 | Solar Inverter |  | OUTDOOR
SRP12148 | PV POWERED | PVP50KW-480 | 50000 | 1 |  |  | 0.97 | Solar Inverter |  | OUTDOOR
SRP12155 | PV POWERED | PVP35KW-208 | 35000 | 1 |  |  | 0.97 | Solar Inverter |  | OUTDOOR
SRP12156 | PV POWERED | PVP100KW-208 | 100000 | 1 |  |  | 0.97 | Solar Inverter |  | OUTDOOR
SRP12156 | PV POWERED | PVP75KW-480 | 75000 | 1 |  |  | 0.97 | Solar Inverter |  | Outside
SRP12160 | PV POWERED | PVP30KW-208 | 30000 | 1 |  |  | 0.97 | Solar Inverter |  | Outside
SRP12165 | PV POWERED | PVP50KW-208 | 50000 | 1 |  |  | 0.97 | Solar Inverter |  | OUTDOOR
SRP12170 | SUNPOWER | SPR-4000M (240V) | 4000 | 1 |  |  | 0.97 | Solar Inverter |  | Outside
SRP12170 | SUNPOWER | SPR-5000M (240V) | 5000 | 1 |  |  | 0.97 | Solar Inverter |  | Outside
SRP12184 | SMA AMERICA | SB5000US (277V) | 5000 | 1 |  |  | 0.97 | Solar Inverter |  | INDOOR
SRP12191 | POWER-ONE | PVI-5000-OUTD-US (240 V) | 5000 | 1 |  |  | 0.97 | Solar Inverter |  | OUTDOOR
SRP12201 | ENPHASE ENERGY | M175-24-208-S | 215 | 9 |  |  | 0.97 | Solar Inverter |  | OUTDOOR
SRP12201 | ENPHASE ENERGY | M175-24-208-S | 215 | 11 |  |  | 0.97 | Solar Inverter |  | OUTDOOR
SRP12201 | ENPHASE ENERGY | M175-24-208-S | 215 | 15 |  |  | 0.97 | Solar Inverter |  | OUTDOOR
SRP12208 | SMA AMERICA | SB6000U (240V) | 6000 | 1 |  |  | 0.97 | Solar Inverter |  | INDOOR
SRP12210 | PV POWERED | PVP100KW-208 | 100000 | 2 |  |  | 0.97 | Solar Inverter |  | Inside
SRP12211 | PV POWERED | PVP35KW-208 | 35000 | 1 |  |  | 0.97 | Solar Inverter |  | OUTDOOR
SRP12213 | SMA AMERICA | SB6000US (240V) | 6000 | 1 |  |  | 0.97 | Solar Inverter |  | INDOOR
SRP12218 | POWER-ONE | PVI-6000-OUTD-US-W (240 V) | 6000 | 1 |  |  | 0.97 | Solar Inverter |  | OUTDOOR
SRP12222 | PV POWERED | PVP2500 | 260000 | 3 |  |  | 0.97 | Solar Inverter |  | OUTDOOR
SRP12224 | PV POWERED | PVP100KW-480 | 100000 | 1 |  |  | 0.97 | Solar Inverter |  | OUTDOOR
SRP12224 | PV POWERED | PVP1100 | 260000 | 2 |  |  | 0.97 | Solar Inverter |  | OUTDOOR
SRP12224 | PV POWERED | PVP30KW-LV-480 | 35000 | 1 |  |  | 0.97 | Solar Inverter |  | OUTDOOR
SRP12227 | PV POWERED | PVP100KW-208 | 100000 | 1 |  |  | 0.97 | Solar Inverter |  | OUTDOOR
SRP12227 | PV POWERED | PVP50KW-480 | 50000 | 1 |  |  | 0.97 | Solar Inverter |  | OUTDOOR
SRP12248 | POWER-ONE | PVI-6000-OUTD-US (240 V) | 6000 | 1 |  |  | 0.97 | Solar Inverter |  | OUTDOOR
SRP12264 | SMA AMERICA | SB7000US (240V) | 7000 | 1 |  |  | 0.97 | Solar Inverter |  | INDOOR
SRP12265 | SMA AMERICA | SB7000US (240V) | 7000 | 1 |  |  | 0.97 | Solar Inverter |  | Inside
SRP12267 | SUNPOWER CORP (ORIGINAL MFRSMA) | SPR-4000M (240V) | 4200 | 1 |  |  | 0.97 | Solar Inverter |  | INDOOR
SRP12268 | SUNPOWER CORP (ORIGINAL MFR - PV POWERED LLC) | SPR-3500 | 3600 | 1 |  |  | 0.97 | Solar Inverter |  | INDOOR
SRP12268 | SUNPOWER CORP (ORIGINAL MFRSMA) | SPR-5000M (240V) | 5000 | 2 |  |  | 0.97 | Solar Inverter |  | INDOOR
SRP12276 | SMA AMERICA | SB7000US (208V) | 7000 | 1 |  |  | 0.97 | Solar Inverter |  | OUTDOOR
SRP12304 | SMA AMERICA | SB5000US (208V) | 5000 | 1 |  |  | 0.97 | Solar Inverter |  | INDOOR
SRP12304 | SMA AMERICA | SB5000US (240V) | 5000 | 1 |  |  | 0.97 | Solar Inverter |  | INDOOR
SRP12306 | SMA AMERICA | SB3000US (208V) | 3000 | 1 |  |  | 0.97 | Solar Inverter |  | OUTDOOR
SRP12367 | SMA AMERICA | SB6000U (240V) | 6000 | 1 |  |  | 0.97 | Solar Inverter |  | Outside
SRP12369 | SMA AMERICA | SB6000US (240V) | 6000 | 2 |  |  | 0.97 | Solar Inverter |  | OUTDOOR
SRP12382 | SMA AMERICA | SB7000US (208V) | 7000 | 1 |  |  | 0.97 | Solar Inverter |  | INDOOR
SRP12392 | SMA AMERICA | SB6000U (208V) | 6000 | 1 |  |  | 0.97 | Solar Inverter |  | OUTDOOR
SRP12396 | SMA AMERICA | SB6000U (208V) | 6000 | 3 |  |  | 0.97 | Solar Inverter |  | OUTDOOR
SRP12403 | SMA AMERICA | SB6000U (208V) | 6000 | 1 |  |  | 0.97 | Solar Inverter |  | OUTDOOR
SRP12408 | SMA AMERICA | SB7000US (208V) | 7000 | 1 |  |  | 0.97 | Solar Inverter |  | INDOOR
SRP12435 | SUNPOWER CORP (ORIGINAL MFRSMA) | SPR-6000M (208V) | 6000 | 1 |  |  | 0.97 | Solar Inverter |  | INDOOR
SRP12436 | SUNPOWER CORP (ORIGINAL MFR - PV POWERED LLC) | SPR-5200 | 6000 | 1 |  |  | 0.97 | Solar Inverter |  | OUTDOOR
SRP12494 | SMA AMERICA | SB7000US (240V) | 7000 | 1 |  |  | 0.97 | Solar Inverter |  | INDOOR
SRP12505 | SOLECTRIA RENEWABLES | PVI95KW-208 | 95000 | 3 |  |  | 0.97 | Solar Inverter |  | OUTDOOR
SRP12505 | SOLECTRIA RENEWABLES | SGI 225-480 | 225000 | 8 |  |  | 0.97 | Solar Inverter |  | OUTDOOR
SRP12511 | SMA AMERICA | SB6000U (208V) | 6000 | 1 |  |  | 0.97 | Solar Inverter |  | INDOOR
SRP12513 | SMA AMERICA | SB6000US (208V) | 6000 | 1 |  |  | 0.97 | Solar Inverter |  | Outside
SRP12518 | SMA AMERICA | SB7000US (208V) | 7000 | 1 |  |  | 0.97 | Solar Inverter |  | OUTDOOR
SRP12531 | SOLECTRIA RENEWABLES | PVI 5000 (208V) | 500000 | 15 |  |  | 0.97 | Solar Inverter |  | OUTDOOR
SRP12537 | FRONIUS USA |  | 10000 | 1 |  |  | 0.97 | Solar Inverter |  | INDOOR
SRP12551 | ADVANCED ENERGY INDUSTRIES | 3159000-104 | 260000 | 1 |  |  | 0.97 | Solar Inverter |  | OUTDOOR
SRP12555 | SMA AMERICA | SB7000US (277V) | 8000 | 1 |  |  | 0.97 | Solar Inverter |  | Outside
SRP12556 | SUNPOWER CORP (ORIGINAL MFRSMA) | SPR-4000M (208V) | 4000 | 1 |  |  | 0.97 | Solar Inverter |  | INDOOR
SRP12582 | SMA AMERICA | SB6000U (208V) | 6000 | 1 |  |  | 0.97 | Solar Inverter |  | INDOOR
SRP12587 | FRONIUS USA |  | 12000 | 7 |  |  | 0.97 | Solar Inverter |  | OUTDOOR
SRP12591 | PV POWERED | PVP100KW-208 | 260000 | 1 |  |  | 0.97 | Solar Inverter |  | OUTDOOR
SRP12627 | SUNPOWER CORP (ORIGINAL MFRSMA) | SPR-7000M (240V) | 7000 | 1 |  |  | 0.97 | Solar Inverter |  | OUTDOOR
SRP12629 | SMA AMERICA | SB7000US (208V) | 8000 | 6 |  |  | 0.97 | Solar Inverter |  | OUTDOOR
SRP12629 | SMA AMERICA | SB7000US (277V) | 8000 | 6 |  |  | 0.97 | Solar Inverter |  | OUTDOOR
SRP12639 | SMA AMERICA | SB7000US (208V) | 7000 | 1 |  |  | 0.97 | Solar Inverter |  | INDOOR
SRP12667 | SUNPOWER CORP (ORIGINAL MFR - PV POWERED LLC) | SPR-5200 | 6000 | 1 |  |  | 0.97 | Solar Inverter |  | Outside
SRP12676 | SMA AMERICA | SB3000US (240V) | 3000 | 1 |  |  | 0.97 | Solar Inverter |  | Inside
SRP12676 | SMA AMERICA | SB3000US-12 (240V) | 3000 | 1 |  |  | 0.97 | Solar Inverter |  | Inside
SRP12693 | SMA AMERICA | SB3000US (240V) | 3000 | 1 |  |  | 0.97 | Solar Inverter |  | INDOOR
SRP12693 | SMA AMERICA | SB4000US (240V) | 4000 | 2 |  |  | 0.97 | Solar Inverter |  | INDOOR
SRP12695 | SMA AMERICA | SB7000US (208V) | 7000 | 1 |  |  | 0.97 | Solar Inverter |  | INDOOR
SRP12789 | SMA AMERICA | SB7000US (277V) | 8000 | 1 |  |  | 0.97 | Solar Inverter |  | Outside
SRP12906 | SUNPOWER CORP (ORIGINAL MFRFRONIUS) | SPR-6500F-277 | 7500 | 1 |  |  | 0.97 | Solar Inverter |  | INDOOR
SRP12911 | SMA AMERICA | SB7000US (240V) | 7000 | 1 |  |  | 0.97 | Solar Inverter |  | INDOOR
SRP12920 | ALPHA TECHNOLOGIES | SOLARIS 3500 XP | 4200 | 1 |  |  | 0.97 | Solar Inverter |  | INDOOR
SRP12953 | SUNPOWER CORP (ORIGINAL MFR - PV POWERED LLC) | SPR-5200 | 6000 | 1 |  |  | 0.97 | Solar Inverter |  | Outside
SRP12956 | SMA AMERICA | SB5000US (240V) | 5000 | 1 |  |  | 0.97 | Solar Inverter |  | INDOOR
SRP12962 | ENPHASE ENERGY | M200-32-208-S01 | 215 | 54 |  |  | 0.97 | Solar Inverter |  | OUTDOOR
SRP12964 | SMA AMERICA | SB6000U (208V) | 6000 | 1 |  |  | 0.97 | Solar Inverter |  | OUTDOOR
SRP12986 | SUNPOWER CORP (ORIGINAL MFRSMA) | SPR-3000M (208V) | 3000 | 1 |  |  | 0.97 | Solar Inverter |  | Inside
SRP12986 | SUNPOWER CORP (ORIGINAL MFRSMA) | SPR-6000M (208V) | 6000 | 1 |  |  | 0.97 | Solar Inverter |  | Inside
SRP13002 | SMA AMERICA | SB6000US (240V) | 6000 | 1 |  |  | 0.97 | Solar Inverter |  | INDOOR
SRP13003 | SUNPOWER CORP (ORIGINAL MFR - PV POWERED LLC) | SPR-5200 | 6000 | 1 |  |  | 0.97 | Solar Inverter |  | INDOOR
SRP13007 | SMA AMERICA | SB6000U (208V) | 6000 | 1 |  |  | 0.97 | Solar Inverter |  | OUTDOOR
SRP13020 | SMA AMERICA | SB3000US (240V) | 3000 | 2 |  |  | 0.97 | Solar Inverter |  | OUTDOOR
SRP13026 | SMA AMERICA | SB6000U (208V) | 6000 | 1 |  |  | 0.97 | Solar Inverter |  | INDOOR
SRP13028 | SMA AMERICA | SB6000U (208V) | 6000 | 1 |  |  | 0.97 | Solar Inverter |  | INDOOR
SRP13031 | SMA AMERICA | SB7000US (208V) | 7000 | 1 |  |  | 0.97 | Solar Inverter |  | INDOOR
SRP13033 | SMA AMERICA | SB6000U (208V) | 6000 | 2 |  |  | 0.97 | Solar Inverter |  | INDOOR
SRP13034 | SMA AMERICA | SB6000U (208V) | 6000 | 1 |  |  | 0.97 | Solar Inverter |  | INDOOR
SRP13041 | ENPHASE ENERGY | M200-32-208-S01 | 215 | 66 |  |  | 0.97 | Solar Inverter |  | OUTDOOR
SRP13046 | ENPHASE ENERGY | M200-32-208-S01 | 215 | 40 |  |  | 0.97 | Solar Inverter |  | OUTDOOR
SRP13051 | SMA AMERICA | SB7000US (240V) | 7000 | 1 |  |  | 0.97 | Solar Inverter |  | INDOOR
SRP13063 | SMA AMERICA | SB3000US (240V) | 2500 | 1 |  |  | 0.97 | Solar Inverter |  | OUTDOOR
SRP13063 | SMA AMERICA | SB7000US (240V) | 7000 | 1 |  |  | 0.97 | Solar Inverter |  | OUTDOOR
SRP13072 | SMA AMERICA | SB7000US (240V) | 7000 | 1 |  |  | 0.97 | Solar Inverter |  | INDOOR
SRP13098 | SMA AMERICA | SB4000US (CL) (240V) | 4000 | 1 |  |  | 0.97 | Solar Inverter |  | OUTDOOR
SRP13098 | SMA AMERICA | SB4000US (CL) (240V) | 4000 | 1 |  |  | 0.97 | Solar Inverter |  | OUTDOOR
SRP13107 | SMA AMERICA | SB6000U (240V) | 6000 | 1 |  |  | 0.97 | Solar Inverter |  | OUTDOOR
SRP13113 | SMA AMERICA | SB8000TL-US (208V) | 8000 | 1 |  |  | 0.97 | Solar Inverter |  | OUTDOOR
SRP13133 | FRONIUS USA |  | 11400 | 4 |  |  | 0.97 | Solar Inverter |  | Outside
SRP13134 | SUNPOWER CORP (ORIGINAL MFRSMA) | SPR-5000M (240V) | 5000 | 1 |  |  | 0.97 | Solar Inverter |  | OUTDOOR
SRP13138 | SMA AMERICA | SB6000US (208V) | 6000 | 1 |  |  | 0.97 | Solar Inverter |  | INDOOR
SRP13141 | SMA AMERICA | SUNNY BOY CONTROL | 6000 | 2 |  |  | 0.97 | Solar Inverter |  | OUTDOOR
SRP13142 | SUNPOWER CORP (ORIGINAL MFRSMA) | SPR-7000M (240V) | 7000 | 1 |  |  | 0.97 | Solar Inverter |  | OUTDOOR
SRP13142 | SUNPOWER CORP (ORIGINAL MFRSMA) | SPR-7000M (240V) | 7000 | 1 |  |  | 0.97 | Solar Inverter |  | OUTDOOR
SRP13143 | ENPHASE ENERGY | M175-24-208-S | 215 | 40 |  |  | 0.97 | Solar Inverter |  | OUTDOOR
SRP13167 | SMA AMERICA | SB8000US (240V) | 8000 | 6 |  |  | 0.97 | Solar Inverter |  | INDOOR
SRP13277 | ADVANCED ENERGY INDUSTRIES | 3159000-104 | 500000 | 3 |  |  | 0.97 | Solar Inverter |  | OUTDOOR
SRP13298 | SUNPOWER CORP (ORIGINAL MFR - PV POWERED LLC) | SPR-5200 | 5000 | 1 |  |  | 0.97 | Solar Inverter |  | Inside
SRP13298 | SUNPOWER CORP (ORIGINAL MFR - PV POWERED LLC) | SPR-5200 | 6000 | 1 |  |  | 0.97 | Solar Inverter |  | Inside
SRP13299 | FRONIUS USA |  | 9995 | 1 |  |  | 0.97 | Solar Inverter |  | OUTDOOR
SRP13318 | POWER-ONE | PVI-3000-I-OUTD-US | 3000 | 1 |  |  | 0.97 | Solar Inverter |  | Outside
SRP13318 | POWER-ONE | PVI-6000-OUTD-US (240 V) | 6000 | 1 |  |  | 0.97 | Solar Inverter |  | OUTDOOR
SRP13320 | POWER-ONE | PVI-3600-OUTD-US-F (208V) | 3600 | 1 |  |  | 0.97 | Solar Inverter |  | OUTDOOR
SRP13321 | ENPHASE ENERGY | M215-60-2LL-S2X | 215 | 36 |  |  | 0.97 | Solar Inverter |  | OUTDOOR
SRP13327 | POWER-ONE | PVI-5000-OUTD-US (208 V) | 4200 | 1 |  |  | 0.97 | Solar Inverter |  | OUTDOOR
SRP13334 | SMA AMERICA | SB3000US (240V) | 3000 | 1 |  |  | 0.97 | Solar Inverter |  | OUTDOOR
SRP13334 | SMA AMERICA | SB3000US (240V) | 3000 | 1 |  |  | 0.97 | Solar Inverter |  | OUTDOOR
SRP13340 | SMA AMERICA | SB7000US (240V) | 7000 | 1 |  |  | 0.97 | Solar Inverter |  | INDOOR
SRP13342 | SMA AMERICA | SB7000US (240V) | 7000 | 1 |  |  | 0.97 | Solar Inverter |  | OUTDOOR
SRP13361 | SMA AMERICA | SB6000US (240V) | 6000 | 1 |  |  | 0.97 | Solar Inverter |  | OUTDOOR
SRP13365 | SMA AMERICA | SB3000US-12 (240V) | 3000 | 2 |  |  | 0.97 | Solar Inverter |  | OUTDOOR
SRP13369 | FRONIUS USA |  | 10000 | 2 |  |  | 0.97 | Solar Inverter |  | INDOOR
SRP13369 | FRONIUS USA |  | 11400 | 1 |  |  | 0.97 | Solar Inverter |  | INDOOR
SRP13372 | SMA AMERICA | SB6000TL-US (240V) | 6000 | 1 |  |  | 0.97 | Solar Inverter |  | INDOOR
SRP13376 | SUNPOWER CORP (ORIGINAL MFRSMA) | SPR-3000M (240V) | 3000 | 1 |  |  | 0.97 | Solar Inverter |  | OUTDOOR
SRP13376 | SUNPOWER CORP (ORIGINAL MFRSMA) | SPR-7000M (240V) | 7000 | 1 |  |  | 0.97 | Solar Inverter |  | OUTDOOR
SRP13397 | POWER-ONE | PVI-3600-OUTD-US-F (240V) | 3600 | 1 |  |  | 0.97 | Solar Inverter |  | OUTDOOR
SRP13407 | POWER-ONE | PVI-4.2-OUTD-S-US (240 V) | 4200 | 1 |  |  | 0.97 | Solar Inverter |  | OUTDOOR
SRP13408 | POWER-ONE | PVI-3600-US (208V) | 4200 | 1 |  |  | 0.97 | Solar Inverter |  | OUTDOOR
SRP13433 | SMA AMERICA | SB6000U (208V) | 6000 | 1 |  |  | 0.97 | Solar Inverter |  | INDOOR
SRP13433 | SMA AMERICA | SB6000US (277V) | 6000 | 1 |  |  | 0.97 | Solar Inverter |  | INDOOR
SRP13442 | SUNPOWER CORP (ORIGINAL MFRSMA) | SPR-6000M (240V) | 6000 | 1 |  |  | 0.97 | Solar Inverter |  | Outside
SRP13453 | SMA AMERICA | SB6000U (240V) | 6000 | 1 |  |  | 0.97 | Solar Inverter |  | INDOOR
SRP13492 | SUNPOWER CORP (ORIGINAL MFRSMA) | SPR-6000M (240V) | 6000 | 1 |  |  | 0.97 | Solar Inverter |  | INDOOR
SRP13514 | SMA AMERICA | SB6000US (208V) | 6000 | 1 |  |  | 0.97 | Solar Inverter |  | INDOOR
SRP13532 | SMA AMERICA | SB7000US (208V) | 7000 | 1 |  |  | 0.97 | Solar Inverter |  | INDOOR
SRP13534 | SMA AMERICA | SB7000US (240V) | 7000 | 1 |  |  | 0.97 | Solar Inverter |  | OUTDOOR
SRP13547 | SUNPOWER CORP (ORIGINAL MFRSMA) | SPR-3000M (240V) | 3000 | 1 |  |  | 0.97 | Solar Inverter |  | OUTDOOR
SRP13549 | SATCON TECHNOLOGY | AE-75-60-PV-A | 75000 | 1 |  |  | 0.97 | Solar Inverter |  | OUTDOOR
SRP13549 | SATCON TECHNOLOGY | PVS-100 (240 V) | 100000 | 1 |  |  | 0.97 | Solar Inverter |  | OUTDOOR
SRP13570 | SUNPOWER CORP (ORIGINAL MFRSMA) | SPR-4000M (208V) | 4200 | 1 |  |  | 0.97 | Solar Inverter |  | OUTDOOR
SRP13611 | SMA AMERICA | SB7000US (240V) | 7000 | 1 |  |  | 0.97 | Solar Inverter |  | OUTDOOR
SRP13642 | POWER-ONE | PVI-5000-OUTD-US (240 V) | 5000 | 1 |  |  | 0.97 | Solar Inverter |  | INDOOR
SRP13642 | POWER-ONE | PVI-6000-OUTD-US (240 V) | 6000 | 1 |  |  | 0.97 | Solar Inverter |  | INDOOR
SRP13659 | SMA AMERICA | SB6000U (240V) | 6000 | 1 |  |  | 0.97 | Solar Inverter |  | OUTDOOR
SRP13660 | SUNPOWER | SPR-8000M (240V) | 8000 | 1 |  |  | 0.97 | Solar Inverter |  | Inside
SRP13677 | POWER-ONE | PVI-4.2-OUTD-S-US (240 V) | 4200 | 1 |  |  | 0.97 | Solar Inverter |  | OUTDOOR
SRP13695 | SMA AMERICA | SB6000U (240V) | 6000 | 1 |  |  | 0.97 | Solar Inverter |  | Outside
SRP13695 | SMA AMERICA | SB6000US (240V) | 6000 | 1 |  |  | 0.97 | Solar Inverter |  | Outside
SRP13697 | POWER-ONE | PVI-3000-I-OUTD-US | 3000 | 2 |  |  | 0.97 | Solar Inverter |  | INDOOR
SRP13712 | POWER-ONE | PVI-5000-OUTD-US (240 V) | 5000 | 1 |  |  | 0.97 | Solar Inverter |  | OUTDOOR
SRP13722 | POWER-ONE | PVI-6000-OUTD-US (240 V) | 6000 | 1 |  |  | 0.97 | Solar Inverter |  | OUTDOOR
SRP13746 | POWER-ONE | PVI-3000-I-OUTD-US | 3000 | 1 |  |  | 0.97 | Solar Inverter |  | OUTDOOR
SRP13746 | POWER-ONE | PVI-6000-OUTD-US (208 V) | 6000 | 1 |  |  | 0.97 | Solar Inverter |  | OUTDOOR
SRP13748 | POWER-ONE | PVI-3000-I-OUTD-US | 3000 | 1 |  |  | 0.97 | Solar Inverter |  | OUTDOOR
SRP13748 | POWER-ONE | PVI-6000-OUTD-US (240 V) | 6000 | 1 |  |  | 0.97 | Solar Inverter |  | OUTDOOR
SRP13751 | POWER-ONE | PVI-3600-OUTD-US-F (240V) | 3600 | 2 |  |  | 0.97 | Solar Inverter |  | OUTDOOR
SRP13756 | POWER-ONE | PVI-5000-OUTD-US (240 V) | 5000 | 1 |  |  | 0.97 | Solar Inverter |  | OUTDOOR
SRP13774 | POWER-ONE | PVI-6000-OUTD-US (208 V) | 6000 | 1 |  |  | 0.97 | Solar Inverter |  | OUTDOOR
SRP13779 | ENPHASE ENERGY | M200-32-208-S01 | 215 | 32 |  |  | 0.97 | Solar Inverter |  | OUTDOOR
SRP13780 | POWER-ONE | PVI-3600-OUTD-US-F (240V) | 3600 | 1 |  |  | 0.97 | Solar Inverter |  | OUTDOOR
SRP13780 | POWER-ONE | PVI-5000-OUTD-US (208 V) | 4200 | 1 |  |  | 0.97 | Solar Inverter |  | OUTDOOR
SRP13787 | SATCON TECHNOLOGY | PVS-135 (208 V) | 135000 | 1 |  |  | 0.97 | Solar Inverter |  | OUTDOOR
SRP13787 | SATCON TECHNOLOGY | PVS-50 (208 V) | 50000 | 1 |  |  | 0.97 | Solar Inverter |  | OUTDOOR
SRP13791 | SATCON TECHNOLOGY | PVS-500 (480 V) | 375000 | 1 |  |  | 0.97 | Solar Inverter |  | OUTDOOR
SRP13792 | SATCON TECHNOLOGY | PVS-375 (480 V) | 375000 | 1 |  |  | 0.97 | Solar Inverter |  | OUTDOOR
SRP13793 | SATCON TECHNOLOGY | PVS-50 (240 V) | 50000 | 1 |  |  | 0.97 | Solar Inverter |  | OUTDOOR
SRP13794 | SATCON TECHNOLOGY | PVS-250 (480 V) | 250000 | 1 |  |  | 0.97 | Solar Inverter |  | INDOOR
SRP13815 | POWER-ONE | PVI-3000-I-OUTD-US-F (240V) | 3000 | 1 |  |  | 0.97 | Solar Inverter |  | OUTDOOR
SRP13815 | POWER-ONE | PVI-3600-OUTD-US-F (240V) | 3600 | 1 |  |  | 0.97 | Solar Inverter |  | OUTDOOR
SRP13824 | POWER-ONE | PVI-4.2-OUTD-S-US (240 V) | 4200 | 1 |  |  | 0.97 | Solar Inverter |  | OUTDOOR
SRP13838 | POWER-ONE | PVI-3000-I-OUTD-US-F (240V) | 3000 | 1 |  |  | 0.97 | Solar Inverter |  | OUTDOOR
SRP13838 | POWER-ONE | PVI-5000-OUTD-US (240 V) | 5000 | 1 |  |  | 0.97 | Solar Inverter |  | OUTDOOR
SRP13839 | SMA AMERICA | SB6000US (240V) | 6000 | 1 |  |  | 0.97 | Solar Inverter |  | INDOOR
SRP13843 | SMA AMERICA | SB6000US (240V) | 6000 | 1 |  |  | 0.97 | Solar Inverter |  | Outside
SRP13843 | SMA AMERICA | SB6000US (240V) | 6000 | 1 |  |  | 0.97 | Solar Inverter |  | Outside
SRP13844 | POWER-ONE | PVI-3000-I-OUTD-US-F (208V) | 3000 | 1 |  |  | 0.97 | Solar Inverter |  | OUTDOOR
SRP13844 | POWER-ONE | PVI-5000-OUTD-US (240 V) | 5000 | 1 |  |  | 0.97 | Solar Inverter |  | OUTDOOR
SRP13845 | SMA AMERICA | SB5000US | 5000 | 1 |  |  | 0.97 | Solar Inverter |  | Inside
SRP13853 | PV POWERED | PVP5200 | 6000 | 1 |  |  | 0.97 | Solar Inverter |  | INDOOR
SRP13855 | SMA AMERICA | SB6000US (240V) | 6000 | 1 |  |  | 0.97 | Solar Inverter |  | INDOOR
SRP13866 | SUNPOWER CORP (ORIGINAL MFRSMA) | SPR-3000M (240V) | 3600 | 1 |  |  | 0.97 | Solar Inverter |  | OUTDOOR
SRP13866 | SUNPOWER CORP (ORIGINAL MFRSMA) | SPR-4000M (240V) | 4200 | 1 |  |  | 0.97 | Solar Inverter |  | OUTDOOR
SRP13889 | SUNPOWER CORP (ORIGINAL MFRSMA) | SPR-3000M (240V) | 3600 | 1 |  |  | 0.97 | Solar Inverter |  | INDOOR
SRP13889 | SUNPOWER CORP (ORIGINAL MFRSMA) | SPR-6000M (240V) | 6000 | 1 |  |  | 0.97 | Solar Inverter |  | INDOOR
SRP13908 | POWER-ONE | PVI-5000-OUTD-US (240 V) | 5000 | 1 |  |  | 0.97 | Solar Inverter |  | OUTDOOR
SRP13912 | ENPHASE ENERGY | M200-32-240-S02 | 215 | 37 |  |  | 0.97 | Solar Inverter |  | OUTDOOR
SRP13914 | POWER-ONE | PVI-5000-OUTD-US (208 V) | 5000 | 1 |  |  | 0.97 | Solar Inverter |  | OUTDOOR
SRP13920 | POWER-ONE | PVI-3.0-OUTD-S-US (208 V) | 3000 | 1 |  |  | 0.97 | Solar Inverter |  | Outside
SRP13938 | POWER-ONE | PVI-6000-OUTD-US (208 V) | 6000 | 1 |  |  | 0.97 | Solar Inverter |  | OUTDOOR
SRP13959 | POWER-ONE | PVI-5000-OUTD-US (208 V) | 5000 | 1 |  |  | 0.97 | Solar Inverter |  | OUTDOOR
SRP13960 | ENPHASE ENERGY | M200-32-240-S02 | 215 | 18 |  |  | 0.97 | Solar Inverter |  | OUTDOOR
SRP13975 | POWER-ONE | PVI-4.2-OUTD-S-US (240 V) | 4200 | 1 |  |  | 0.97 | Solar Inverter |  | OUTDOOR
SRP13992 | POWER-ONE | PVI-6000-OUTD-US (240 V) | 6000 | 1 |  |  | 0.97 | Solar Inverter |  | OUTDOOR
SRP14009 | SATCON TECHNOLOGY | PVS-135 (240 V) | 131000 | 1 |  |  | 0.97 | Solar Inverter |  | Inside
SRP14015 | SMA AMERICA | SB6000TL-US (240V) | 6000 | 1 |  |  | 0.97 | Solar Inverter |  | OUTDOOR
SRP14015 | SMA AMERICA | SB8000TL-US-12 (240V) | 8000 | 1 |  |  | 0.97 | Solar Inverter |  | OUTDOOR
SRP14017 | SMA AMERICA | SB8000TL-US (208V) | 8000 | 1 |  |  | 0.97 | Solar Inverter |  | OUTDOOR
SRP14019 | SMA AMERICA | SB8000US-12 (240V) | 8000 | 1 |  |  | 0.97 | Solar Inverter |  | OUTDOOR
SRP14020 | SMA AMERICA | SB6000TL-US (208V) | 6000 | 1 |  |  | 0.97 | Solar Inverter |  | Outside
SRP14020 | SMA AMERICA | SB8000TL-US (208V) | 8000 | 1 |  |  | 0.97 | Solar Inverter |  | OUTDOOR
SRP14030 | SUNPOWER CORP (ORIGINAL MFRSMA) | SPR-3000M (240V) | 3000 | 1 |  |  | 0.97 | Solar Inverter |  | INDOOR
SRP14030 | SUNPOWER CORP (ORIGINAL MFRSMA) | SPR-7000M (240V) | 7000 | 1 |  |  | 0.97 | Solar Inverter |  | INDOOR
SRP14030 | SUNPOWER CORP (ORIGINAL MFRSMA) | SPR-7000M (277V) | 8000 | 1 |  |  | 0.97 | Solar Inverter |  | INDOOR
SRP14049 | SMA AMERICA | SB6000US (240V) | 6000 | 1 |  |  | 0.97 | Solar Inverter |  | OUTDOOR
SRP14063 | SMA AMERICA | SB7000US (240V) | 7000 | 1 |  |  | 0.97 | Solar Inverter |  | INDOOR
SRP14080 | ENPHASE ENERGY | M200-32-208-S01 | 215 | 43 |  |  | 0.97 | Solar Inverter |  | Outside
SRP14086 | SMA AMERICA | SB6000US (240V) | 6000 | 1 |  |  | 0.97 | Solar Inverter |  | INDOOR
SRP14098 | SMA AMERICA | SB6000US (240V) | 6000 | 1 |  |  | 0.97 | Solar Inverter |  | INDOOR
SRP14106 | SMA AMERICA | SB6000US (240V) | 6000 | 2 |  |  | 0.97 | Solar Inverter |  | Outside
SRP14110 | SMA AMERICA | SB7000US (240V) | 8000 | 3 |  |  | 0.97 | Solar Inverter |  | OUTDOOR
SRP14141 | SMA AMERICA | SB4000US (208V) | 4000 | 1 |  |  | 0.97 | Solar Inverter |  | OUTDOOR
SRP14141 | SMA AMERICA | SB8000TL-US (208V) | 8000 | 1 |  |  | 0.97 | Solar Inverter |  | OUTDOOR
SRP14143 | SMA AMERICA | SB8000TL-US-12 (208V) | 8000 | 1 |  |  | 0.97 | Solar Inverter |  | OUTDOOR
SRP14144 | SMA AMERICA | SB8000TL-US (208V) | 8000 | 1 |  |  | 0.97 | Solar Inverter |  | OUTDOOR
SRP14146 | SMA AMERICA | SB8000TL-US (208V) | 8000 | 1 |  |  | 0.97 | Solar Inverter |  | OUTDOOR
SRP14147 | SMA AMERICA | SB8000US (240V) | 8000 | 1 |  |  | 0.97 | Solar Inverter |  | OUTDOOR
SRP14148 | SMA AMERICA | SB8000TL-US (208V) | 8000 | 1 |  |  | 0.97 | Solar Inverter |  | OUTDOOR
SRP14150 | SMA AMERICA | SB8000TL-US (208V) | 8000 | 1 |  |  | 0.97 | Solar Inverter |  | OUTDOOR
SRP14151 | SMA AMERICA | SB7000US-12 (208V) | 7000 | 1 |  |  | 0.97 | Solar Inverter |  | OUTDOOR
SRP14153 | SMA AMERICA | SB5000US (208V) | 5000 | 3 |  |  | 0.97 | Solar Inverter |  | OUTDOOR
SRP14157 | SMA AMERICA | SB5000US-11 (208V) | 5000 | 1 |  |  | 0.97 | Solar Inverter |  | OUTDOOR
SRP14157 | SMA AMERICA | SB8000US-11 (240V) | 8000 | 1 |  |  | 0.97 | Solar Inverter |  | OUTDOOR
SRP14158 | SMA AMERICA | SB6000TL-US (208V) | 6000 | 1 |  |  | 0.97 | Solar Inverter |  | OUTDOOR
SRP14158 | SMA AMERICA | SB8000TL-US (208V) | 8000 | 1 |  |  | 0.97 | Solar Inverter |  | OUTDOOR
SRP14159 | SMA AMERICA | SB5000US (208V) | 5000 | 1 |  |  | 0.97 | Solar Inverter |  | OUTDOOR
SRP14160 | SMA AMERICA | SB8000TL-US (208V) | 8000 | 1 |  |  | 0.97 | Solar Inverter |  | OUTDOOR
SRP14161 | SMA AMERICA | SB6000TL-US (208V) | 6000 | 1 |  |  | 0.97 | Solar Inverter |  | OUTDOOR
SRP14161 | SMA AMERICA | SB8000TL-US (208V) | 8000 | 1 |  |  | 0.97 | Solar Inverter |  | OUTDOOR
SRP14162 | SMA AMERICA | SB6000TL-US (208V) | 6000 | 1 |  |  | 0.97 | Solar Inverter |  | OUTDOOR
SRP14162 | SMA AMERICA | SB8000TL-US (208V) | 8000 | 1 |  |  | 0.97 | Solar Inverter |  | OUTDOOR
SRP14164 | SMA AMERICA | SB8000TL-US-12 (240V) | 8000 | 1 |  |  | 0.97 | Solar Inverter |  | OUTDOOR
SRP14165 | SMA AMERICA | SB5000US (208V) | 5000 | 1 |  |  | 0.97 | Solar Inverter |  | OUTDOOR
SRP14169 | SMA AMERICA | SB8000US-11 (240V) | 8000 | 1 |  |  | 0.97 | Solar Inverter |  | OUTDOOR
SRP14170 | SMA AMERICA | SB7000TL-US (208V) | 7000 | 1 |  |  | 0.97 | Solar Inverter |  | OUTDOOR
SRP14171 | SMA AMERICA | SB7000TL-US (208V) | 7000 | 1 |  |  | 0.97 | Solar Inverter |  | Outside
SRP14173 | SMA AMERICA | SB8000TL-US-12 (240V) | 8000 | 1 |  |  | 0.97 | Solar Inverter |  | OUTDOOR
SRP14175 | SMA AMERICA | SB7000TL-US (208V) | 7000 | 1 |  |  | 0.97 | Solar Inverter |  | OUTDOOR
SRP14176 | SMA AMERICA | SB8000TL-US-12 (240V) | 8000 | 2 |  |  | 0.97 | Solar Inverter |  | OUTDOOR
SRP14177 | SMA AMERICA | SB7000TL-US (208V) | 7000 | 1 |  |  | 0.97 | Solar Inverter |  | OUTDOOR
SRP14182 | SUNPOWER CORP (ORIGINAL MFRSMA) | SPR-6000M (240V) | 6000 | 1 |  |  | 0.97 | Solar Inverter |  | OUTDOOR
SRP14183 | SUNPOWER CORP (ORIGINAL MFRSMA) | SPR-6000M (240V) | 6000 | 1 |  |  | 0.97 | Solar Inverter |  | OUTDOOR
SRP14184 | SUNPOWER CORP (ORIGINAL MFRSMA) | SPR-7000M (240V) | 7000 | 1 |  |  | 0.97 | Solar Inverter |  | OUTDOOR
SRP14185 | POWER-ONE | PVI-6000-OUTD-US (240 V) | 6000 | 1 |  |  | 0.97 | Solar Inverter |  | OUTDOOR
SRP14186 | SUNPOWER CORP (ORIGINAL MFRSMA) | SPR-5000M (240V) | 5000 | 1 |  |  | 0.97 | Solar Inverter |  | Inside
SRP14187 | SMA AMERICA | SB8000TL-US (208V) | 8000 | 1 |  |  | 0.97 | Solar Inverter |  | OUTDOOR
SRP14190 | SMA AMERICA | SB7000US-12 (240V) | 7000 | 1 |  |  | 0.97 | Solar Inverter |  | OUTDOOR
SRP14191 | SMA AMERICA | SB7000TL-US (208V) | 7000 | 1 |  |  | 0.97 | Solar Inverter |  | OUTDOOR
SRP14192 | SMA AMERICA | SB8000TL-US (208V) | 8000 | 1 |  |  | 0.97 | Solar Inverter |  | OUTDOOR
SRP14193 | SUNPOWER CORP (ORIGINAL MFRSMA) | SPR-4000M (240V) | 4000 | 1 |  |  | 0.97 | Solar Inverter |  | OUTDOOR
SRP14196 | SMA AMERICA | SB5000US | 5000 | 1 |  |  | 0.97 | Solar Inverter |  | Outside
SRP14196 | SMA AMERICA | SB8000TL-US (208V) | 8000 | 1 |  |  | 0.97 | Solar Inverter |  | OUTDOOR
SRP14197 | SMA AMERICA | SB8000TL-US (208V) | 8000 | 2 |  |  | 0.97 | Solar Inverter |  | OUTDOOR
SRP14211 | SUNPOWER CORP (ORIGINAL MFRSMA) | SPR-6000M (240V) | 6000 | 1 |  |  | 0.97 | Solar Inverter |  | OUTDOOR
SRP14226 | SOLECTRIA RENEWABLES | PVI 4000 (208V) | 3800 | 1 |  |  | 0.97 | Solar Inverter |  | INDOOR
SRP14228 | SMA AMERICA | SB8000TL-US (208V) | 8000 | 1 |  |  | 0.97 | Solar Inverter |  | OUTDOOR
SRP14231 | SMA AMERICA | SB7000TL-US (208V) | 7000 | 1 |  |  | 0.97 | Solar Inverter |  | OUTDOOR
SRP14232 | SMA AMERICA | SB7000US (208V) | 7000 | 1 |  |  | 0.97 | Solar Inverter |  | OUTDOOR
SRP14235 | SMA AMERICA | SB7000TL-US (208V) | 7000 | 2 |  |  | 0.97 | Solar Inverter |  | OUTDOOR
SRP14237 | SMA AMERICA | SB7000TL-US (208V) | 7000 | 1 |  |  | 0.97 | Solar Inverter |  | OUTDOOR
SRP14239 | SMA AMERICA | SB7000TL-US (208V) | 7000 | 1 |  |  | 0.97 | Solar Inverter |  | OUTDOOR
SRP14243 | SMA AMERICA | SB5000US | 5000 | 1 |  |  | 0.97 | Solar Inverter |  | OUTDOOR
SRP14243 | SMA AMERICA | SB8000TL-US (208V) | 8000 | 1 |  |  | 0.97 | Solar Inverter |  | OUTDOOR
SRP14245 | SMA AMERICA | SB5000US (208V) | 5000 | 1 |  |  | 0.97 | Solar Inverter |  | OUTDOOR
SRP14247 | SMA AMERICA | SB8000US (240V) | 8000 | 1 |  |  | 0.97 | Solar Inverter |  | OUTDOOR
SRP14248 | SMA AMERICA | SB7000TL-US (240V) | 7000 | 1 |  |  | 0.97 | Solar Inverter |  | OUTDOOR
SRP14249 | SMA AMERICA | SB7000TL-US (208V) | 7000 | 1 |  |  | 0.97 | Solar Inverter |  | OUTDOOR
SRP14256 | SMA AMERICA | SB8000TL-US (208V) | 8000 | 1 |  |  | 0.97 | Solar Inverter |  | OUTDOOR
SRP14258 | SMA AMERICA | SB8000TL-US (208V) | 8000 | 1 |  |  | 0.97 | Solar Inverter |  | OUTDOOR
SRP14259 | SMA AMERICA | SB8000US (240V) | 8000 | 1 |  |  | 0.97 | Solar Inverter |  | OUTDOOR
SRP14260 | SMA AMERICA | SB7000US-11 (208V) | 7000 | 13 |  |  | 0.97 | Solar Inverter |  | OUTDOOR
SRP14262 | SMA AMERICA | SB8000TL-US (208V) | 8000 | 1 |  |  | 0.97 | Solar Inverter |  | OUTDOOR
SRP14263 | SUNPOWER CORP (ORIGINAL MFRSMA) | SPR-5000M (208V) | 5000 | 1 |  |  | 0.97 | Solar Inverter |  | OUTDOOR
SRP14265 | SUNPOWER CORP (ORIGINAL MFRSMA) | SPR-5000M (240V) | 5000 | 1 |  |  | 0.97 | Solar Inverter |  | OUTDOOR
SRP14266 | SMA AMERICA | SB8000US-12 (240V) | 8000 | 1 |  |  | 0.97 | Solar Inverter |  | OUTDOOR
SRP14266 | SMA AMERICA | SB8000US-12 (240V) | 8000 | 1 |  |  | 0.97 | Solar Inverter |  | OUTDOOR
SRP14267 | POWER-ONE | PVI-6000-OUTD-US (240 V) | 6000 | 1 |  |  | 0.97 | Solar Inverter |  | OUTDOOR
SRP14270 | SMA AMERICA | SB7000TL-US (240V) | 7000 | 1 |  |  | 0.97 | Solar Inverter |  | OUTDOOR
SRP14271 | SMA AMERICA | SB7000TL-US (208V) | 7000 | 1 |  |  | 0.97 | Solar Inverter |  | OUTDOOR
SRP14272 | SMA AMERICA | SB7000US-11 (240V) | 7000 | 1 |  |  | 0.97 | Solar Inverter |  | OUTDOOR
SRP14273 | SMA AMERICA | SB8000US-12 (240V) | 8000 | 1 |  |  | 0.97 | Solar Inverter |  | OUTDOOR
SRP14274 | SMA AMERICA | SB8000US-11 (240V) | 8000 | 1 |  |  | 0.97 | Solar Inverter |  | OUTDOOR
SRP14275 | SMA AMERICA | SB7000TL-US (240V) | 7000 | 1 |  |  | 0.97 | Solar Inverter |  | OUTDOOR
SRP14277 | SMA AMERICA | SB6000TL-US (208V) | 6000 | 1 |  |  | 0.97 | Solar Inverter |  | OUTDOOR
SRP14277 | SMA AMERICA | SB8000TL-US (208V) | 8000 | 1 |  |  | 0.97 | Solar Inverter |  | OUTDOOR
SRP14279 | SUNPOWER CORP (ORIGINAL MFRSMA) | SPR-6000M (240V) | 6000 | 1 |  |  | 0.97 | Solar Inverter |  | OUTDOOR
SRP14280 | SMA AMERICA | SB8000TL-US (240V) | 8000 | 1 |  |  | 0.97 | Solar Inverter |  | OUTDOOR
SRP14281 | SMA AMERICA | SB8000US-12 (240V) | 8000 | 1 |  |  | 0.97 | Solar Inverter |  | OUTDOOR
SRP14283 | SMA AMERICA | SB7000TL-US (208V) | 7000 | 1 |  |  | 0.97 | Solar Inverter |  | OUTDOOR
SRP14284 | SMA AMERICA | SB7000US (240V) | 7000 | 1 |  |  | 0.97 | Solar Inverter |  | OUTDOOR
SRP14287 | SMA AMERICA | SB8000US (240V) | 8000 | 1 |  |  | 0.97 | Solar Inverter |  | OUTDOOR
SRP14288 | SUNPOWER |  | 3000 | 1 |  |  | 0.97 | Solar Inverter |  | OUTDOOR
SRP14289 | SMA AMERICA | SB8000TL-US (208V) | 8000 | 1 |  |  | 0.97 | Solar Inverter |  | OUTDOOR
SRP14291 | SMA AMERICA | SB7000US (208V) | 7000 | 1 |  |  | 0.97 | Solar Inverter |  | OUTDOOR
SRP14293 | SMA AMERICA | SB7000TL-US (240V) | 7000 | 1 |  |  | 0.97 | Solar Inverter |  | OUTDOOR
SRP14296 | POWER-ONE | PVI-5000-OUTD-US (240 V) | 5000 | 1 |  |  | 0.97 | Solar Inverter |  | OUTDOOR
SRP14297 | SMA AMERICA | SB8000TL-US (208V) | 8000 | 1 |  |  | 0.97 | Solar Inverter |  | OUTDOOR
SRP14298 | POWER-ONE | PVI-3600-US (240V) | 3600 | 1 |  |  | 0.97 | Solar Inverter |  | OUTDOOR
SRP14301 | SUNPOWER CORP (ORIGINAL MFRSMA) | SPR-6000M (240V) | 6000 | 1 |  |  | 0.97 | Solar Inverter |  | OUTDOOR
SRP14302 | SMA AMERICA | SB8000TL-US (208V) | 8000 | 1 |  |  | 0.97 | Solar Inverter |  | OUTDOOR
SRP14305 | SMA AMERICA | SB7000TL-US (208V) | 7000 | 1 |  |  | 0.97 | Solar Inverter |  | OUTDOOR
SRP14306 | POWER-ONE | PVI-3600-OUTD-US-F (240V) | 3600 | 1 |  |  | 0.97 | Solar Inverter |  | Outside
SRP14307 | POWER-ONE | PVI-6000-OUTD-US (240 V) | 6000 | 1 |  |  | 0.97 | Solar Inverter |  | OUTDOOR
SRP14308 | SUNPOWER CORP (ORIGINAL MFRSMA) | SPR-5000M (240V) | 5000 | 1 |  |  | 0.97 | Solar Inverter |  | OUTDOOR
SRP14309 | POWER-ONE | PVI-3.0-OUTD-S-US (240 V) | 3000 | 1 |  |  | 0.97 | Solar Inverter |  | OUTDOOR
SRP14311 | SUNPOWER CORP (ORIGINAL MFRSMA) | SPR-5000M (240V) | 5000 | 1 |  |  | 0.97 | Solar Inverter |  | Outside
SRP14314 | SUNPOWER CORP (ORIGINAL MFRSMA) | SPR-5000M (240V) | 5000 | 1 |  |  | 0.97 | Solar Inverter |  | OUTDOOR
SRP14315 | POWER-ONE | PVI-6000-OUTD-US (240 V) | 6000 | 1 |  |  | 0.97 | Solar Inverter |  | OUTDOOR
SRP14318 | SUNPOWER CORP (ORIGINAL MFRFRONIUS) | SPR-4000F-208 | 4000 | 1 |  |  | 0.97 | Solar Inverter |  | OUTDOOR
SRP14321 | POWER-ONE | PVI-4.2-OUTD-S-US (240 V) | 4200 | 1 |  |  | 0.97 | Solar Inverter |  | OUTDOOR
SRP14321 | POWER-ONE | PVI-4.2-OUTD-S-US (240 V) | 4200 | 1 |  |  | 0.97 | Solar Inverter |  | OUTDOOR
SRP14322 | SUNPOWER | SPR-4000F-208 | 4000 | 1 |  |  | 0.97 | Solar Inverter |  | OUTDOOR
SRP14323 | SUNPOWER CORP (ORIGINAL MFRSMA) | SPR-5000M (240V) | 5000 | 1 |  |  | 0.97 | Solar Inverter |  | Outside
SRP14326 | SMA AMERICA | SB7000TL-US (208V) | 7000 | 1 |  |  | 0.97 | Solar Inverter |  | OUTDOOR
SRP14327 | POWER-ONE | PVI-6000-OUTD-US-W (208 V) | 6000 | 1 |  |  | 0.97 | Solar Inverter |  | OUTDOOR
SRP14330 | SMA AMERICA | SB7000TL-US (208V) | 7000 | 1 |  |  | 0.97 | Solar Inverter |  | OUTDOOR
SRP14331 | SMA AMERICA | SB7000TL-US (208V) | 7000 | 1 |  |  | 0.97 | Solar Inverter |  | OUTDOOR
SRP14336 | SUNPOWER CORP (ORIGINAL MFRSMA) | SPR-6000M (240V) | 6000 | 1 |  |  | 0.97 | Solar Inverter |  | OUTDOOR
SRP14338 | SUNPOWER CORP (ORIGINAL MFRSMA) | SPR-5000M (277V) | 5000 | 1 |  |  | 0.97 | Solar Inverter |  | OUTDOOR
SRP14339 | SUNPOWER CORP (ORIGINAL MFRSMA) | SPR-6000M (208V) | 6000 | 2 |  |  | 0.97 | Solar Inverter |  | INDOOR
SRP14345 | SMA AMERICA | SB7000TL-US (208V) | 7000 | 1 |  |  | 0.97 | Solar Inverter |  | OUTDOOR
SRP14345 | SMA AMERICA | SB8000TL-US (208V) | 8000 | 1 |  |  | 0.97 | Solar Inverter |  | OUTDOOR
SRP14346 | SMA AMERICA | SB8000TL-US (208V) | 8000 | 1 |  |  | 0.97 | Solar Inverter |  | OUTDOOR
SRP14349 | SMA AMERICA | SB7000US (240V) | 7000 | 1 |  |  | 0.97 | Solar Inverter |  | OUTDOOR
SRP14350 | SMA AMERICA | SB7000TL-US (208V) | 7000 | 2 |  |  | 0.97 | Solar Inverter |  | OUTDOOR
SRP14352 | SMA AMERICA | SB8000TL-US (208V) | 8000 | 1 |  |  | 0.97 | Solar Inverter |  | OUTDOOR
SRP14353 | SMA AMERICA | SB6000TL-US-12 (240V) | 6000 | 1 |  |  | 0.97 | Solar Inverter |  | Outside
SRP14353 | SMA AMERICA | SB8000TL-US (240V) | 8000 | 1 |  |  | 0.97 | Solar Inverter |  | OUTDOOR
SRP14363 | SMA AMERICA | SB8000US-12 (240V) | 8000 | 1 |  |  | 0.97 | Solar Inverter |  | OUTDOOR
SRP14363 | SMA AMERICA | SB8000US-12 (240V) | 8000 | 1 |  |  | 0.97 | Solar Inverter |  | OUTDOOR
SRP14364 | SMA AMERICA | SB8000US-12 (240V) | 8000 | 1 |  |  | 0.97 | Solar Inverter |  | OUTDOOR
SRP14369 | SMA AMERICA | SB8000US-12 (240V) | 8000 | 1 |  |  | 0.97 | Solar Inverter |  | OUTDOOR
SRP14370 | SMA AMERICA | SB7000TL-US (240V) | 7000 | 1 |  |  | 0.97 | Solar Inverter |  | OUTDOOR
SRP14372 | SMA AMERICA | SB5000US (208V) | 5000 | 1 |  |  | 0.97 | Solar Inverter |  | OUTDOOR
SRP14372 | SMA AMERICA | SB7000TL-US (208V) | 7000 | 1 |  |  | 0.97 | Solar Inverter |  | Outside
SRP14374 | SMA AMERICA | SB6000TL-US (208V) | 6000 | 1 |  |  | 0.97 | Solar Inverter |  | Outside
SRP14374 | SMA AMERICA | SB8000TL-US (208V) | 8000 | 1 |  |  | 0.97 | Solar Inverter |  | Outside
SRP14375 | SMA AMERICA | SB6000U (240V) | 6000 | 1 |  |  | 0.97 | Solar Inverter |  | OUTDOOR
SRP14375 | SMA AMERICA | SB8000US-12 (240V) | 8000 | 1 |  |  | 0.97 | Solar Inverter |  | OUTDOOR
SRP14377 | SMA AMERICA | SB7000US-11 (240V) | 7000 | 1 |  |  | 0.97 | Solar Inverter |  | OUTDOOR
SRP14378 | SMA AMERICA | SB6000US-12 (240V) | 6000 | 1 |  |  | 0.97 | Solar Inverter |  | OUTDOOR
SRP14378 | SMA AMERICA | SB8000TL-US-12 (240V) | 8000 | 1 |  |  | 0.97 | Solar Inverter |  | OUTDOOR
SRP14379 | SMA AMERICA | SB8000US-12 (240V) | 8000 | 1 |  |  | 0.97 | Solar Inverter |  | OUTDOOR
SRP14380 | SMA AMERICA | SB7000US (240V) | 7000 | 1 |  |  | 0.97 | Solar Inverter |  | OUTDOOR
SRP14380 | SMA AMERICA |  | 6000 | 1 |  |  | 0.97 | Solar Inverter |  | OUTDOOR
SRP14381 | SMA AMERICA | SB7000US-11 (240V) | 7000 | 1 |  |  | 0.97 | Solar Inverter |  | OUTDOOR
SRP14384 | SMA AMERICA | SB8000TL-US-12 (240V) | 8000 | 1 |  |  | 0.97 | Solar Inverter |  | OUTDOOR
SRP14385 | SMA AMERICA | SB6000TL-US-12 (240V) | 6000 | 1 |  |  | 0.97 | Solar Inverter |  | OUTDOOR
SRP14385 | SMA AMERICA | SB7000US (240V) | 7000 | 1 |  |  | 0.97 | Solar Inverter |  | OUTDOOR
SRP14387 | SMA AMERICA | SB7000TL-US (240V) | 7000 | 1 |  |  | 0.97 | Solar Inverter |  | OUTDOOR
SRP14388 | SMA AMERICA | SB7000TL-US (240V) | 7000 | 1 |  |  | 0.97 | Solar Inverter |  | OUTDOOR
SRP14391 | SMA AMERICA | SB8000TL-US (208V) | 8000 | 1 |  |  | 0.97 | Solar Inverter |  | OUTDOOR
SRP14401 | SMA AMERICA | SB7000TL-US (208V) | 7000 | 1 |  |  | 0.97 | Solar Inverter |  | OUTDOOR
SRP14404 | SMA AMERICA | SB8000TL-US-12 (240V) | 8000 | 1 |  |  | 0.97 | Solar Inverter |  | OUTDOOR
SRP14404 | SMA AMERICA | SB8000US-12 (240V) | 8000 | 1 |  |  | 0.97 | Solar Inverter |  | OUTDOOR
SRP14405 | SMA AMERICA | SB7000US-12 (240V) | 8000 | 1 |  |  | 0.97 | Solar Inverter |  | OUTDOOR
SRP14408 | SMA AMERICA | SB8000TL-US (208V) | 8000 | 1 |  |  | 0.97 | Solar Inverter |  | OUTDOOR
SRP14411 | SMA AMERICA | SB7000TL-US-12 (240V) | 7000 | 1 |  |  | 0.97 | Solar Inverter |  | Outside
SRP14413 | SMA AMERICA | SB7000TL-US (208V) | 7000 | 1 |  |  | 0.97 | Solar Inverter |  | OUTDOOR
SRP14413 | SMA AMERICA | SB8000TL-US (208V) | 8000 | 1 |  |  | 0.97 | Solar Inverter |  | OUTDOOR
SRP14414 | SMA AMERICA | SB7000TL-US (208V) | 7000 | 1 |  |  | 0.97 | Solar Inverter |  | OUTDOOR
SRP14414 | SMA AMERICA | SB8000TL-US (208V) | 8000 | 1 |  |  | 0.97 | Solar Inverter |  | Outside
SRP14416 | SMA AMERICA | SB8000TL-US (240V) | 8000 | 1 |  |  | 0.97 | Solar Inverter |  | OUTDOOR
SRP14417 | SMA AMERICA | SB7000TL-US-12 (240V) | 7000 | 1 |  |  | 0.97 | Solar Inverter |  | OUTDOOR
SRP14421 | SMA AMERICA | SB8000TL-US (208V) | 8000 | 1 |  |  | 0.97 | Solar Inverter |  | OUTDOOR
SRP14424 | SMA AMERICA | SB8000TL-US-12 (240V) | 8000 | 1 |  |  | 0.97 | Solar Inverter |  | OUTDOOR
SRP14427 | SMA AMERICA | SB6000US-12 (240V) | 6000 | 1 |  |  | 0.97 | Solar Inverter |  | OUTDOOR
SRP14427 | SMA AMERICA | SB7000US-11 (240V) | 7000 | 1 |  |  | 0.97 | Solar Inverter |  | OUTDOOR
SRP14428 | SMA AMERICA | SB8000US-12 (240V) | 8000 | 1 |  |  | 0.97 | Solar Inverter |  | OUTDOOR
SRP14429 | SMA AMERICA | SB8000TL-US-12 (240V) | 8000 | 1 |  |  | 0.97 | Solar Inverter |  | OUTDOOR
SRP14430 | SMA AMERICA | SB8000TL-US (208V) | 8000 | 2 |  |  | 0.97 | Solar Inverter |  | OUTDOOR
SRP14431 | SMA AMERICA | SB8000TL-US (240V) | 8000 | 1 |  |  | 0.97 | Solar Inverter |  | OUTDOOR
SRP14432 | SMA AMERICA | SB8000TL-US (208V) | 8000 | 1 |  |  | 0.97 | Solar Inverter |  | OUTDOOR
SRP14435 | SMA AMERICA | SB5000US-12 (240V) | 5000 | 1 |  |  | 0.97 | Solar Inverter |  | Outside
SRP14435 | SMA AMERICA | SB6000TL-US (240V) | 6000 | 1 |  |  | 0.97 | Solar Inverter |  | OUTDOOR
SRP14437 | SMA AMERICA | SB6000TL-US (208V) | 6000 | 1 |  |  | 0.97 | Solar Inverter |  | OUTDOOR
SRP14437 | SMA AMERICA | SB8000TL-US (208V) | 8000 | 1 |  |  | 0.97 | Solar Inverter |  | OUTDOOR
SRP14438 | SMA AMERICA | SB5000US (208V) | 5000 | 1 |  |  | 0.97 | Solar Inverter |  | Outside
SRP14438 | SMA AMERICA | SB8000TL-US (208V) | 8000 | 1 |  |  | 0.97 | Solar Inverter |  | Outside
SRP14442 | SMA AMERICA | SB7000US-12 (240V) | 7000 | 1 |  |  | 0.97 | Solar Inverter |  | OUTDOOR
SRP14446 | SMA AMERICA | SB8000TL-US (208V) | 8000 | 2 |  |  | 0.97 | Solar Inverter |  | OUTDOOR
SRP14451 | SMA AMERICA | SB8000TL-US-12 (240V) | 8000 | 1 |  |  | 0.97 | Solar Inverter |  | OUTDOOR
SRP14456 | SMA AMERICA | SB8000TL-US (208V) | 8000 | 1 |  |  | 0.97 | Solar Inverter |  | OUTDOOR
SRP14457 | SMA AMERICA | SB8000US-12 (240V) | 8000 | 1 |  |  | 0.97 | Solar Inverter |  | OUTDOOR
SRP14469 | SMA AMERICA | SB5000US-11 (240V) | 5000 | 1 |  |  | 0.97 | Solar Inverter |  | Outside
SRP14469 | SMA AMERICA | SB8000TL-US (240V) | 8000 | 1 |  |  | 0.97 | Solar Inverter |  | OUTDOOR
SRP14471 | SMA AMERICA | SB6000TL-US-12 (240V) | 6000 | 1 |  |  | 0.97 | Solar Inverter |  | OUTDOOR
SRP14471 | SMA AMERICA | SB8000US (240V) | 8000 | 1 |  |  | 0.97 | Solar Inverter |  | OUTDOOR
SRP14473 | SMA AMERICA | SB7000TL-US (208V) | 7000 | 1 |  |  | 0.97 | Solar Inverter |  | OUTDOOR
SRP14483 | SMA AMERICA | SB7000US (240V) | 7000 | 2 |  |  | 0.97 | Solar Inverter |  | Outside
SRP14498 | SMA AMERICA | SB8000TL-US (208V) | 8000 | 1 |  |  | 0.97 | Solar Inverter |  | OUTDOOR
SRP14502 | SMA AMERICA | SB5000US | 5000 | 1 |  |  | 0.97 | Solar Inverter |  | Outside
SRP14502 | SMA AMERICA | SB7000TL-US (208V) | 7000 | 1 |  |  | 0.97 | Solar Inverter |  | OUTDOOR
SRP14503 | SMA AMERICA | SB6000U (240V) | 6000 | 1 |  |  | 0.97 | Solar Inverter |  | OUTDOOR
SRP14503 | SMA AMERICA | SB7000TL-US (240V) | 7000 | 1 |  |  | 0.97 | Solar Inverter |  | OUTDOOR
SRP14504 | SMA AMERICA | SB6000TL-US (208V) | 6000 | 1 |  |  | 0.97 | Solar Inverter |  | Outside
SRP14530 | SMA AMERICA | SB8000TL-US (208V) | 8000 | 1 |  |  | 0.97 | Solar Inverter |  | OUTDOOR
SRP14532 | SMA AMERICA | SB8000TL-US-12 (240V) | 8000 | 1 |  |  | 0.97 | Solar Inverter |  | OUTDOOR
SRP14533 | SMA AMERICA | SB5000US (208V) | 5000 | 1 |  |  | 0.97 | Solar Inverter |  | OUTDOOR
SRP14533 | SMA AMERICA | SB5000US (208V) | 5000 | 1 |  |  | 0.97 | Solar Inverter |  | Outside
SRP14534 | SMA AMERICA | SB7000TL-US (208V) | 7000 | 1 |  |  | 0.97 | Solar Inverter |  | OUTDOOR
SRP14537 | SMA AMERICA | SB6000US (240V) | 6000 | 1 |  |  | 0.97 | Solar Inverter |  | OUTDOOR
SRP14544 | POWER-ONE | PVI-4.2-OUTD-S-US (208 V) | 4200 | 2 |  |  | 0.97 | Solar Inverter |  | OUTDOOR
SRP14545 | SUNPOWER CORP (ORIGINAL MFRSMA) | SPR-4000M (240V) | 4200 | 1 |  |  | 0.97 | Solar Inverter |  | OUTDOOR
SRP14554 | SMA AMERICA | SB7000US (240V) | 7000 | 1 |  |  | 0.97 | Solar Inverter |  | INDOOR
SRP14562 | SMA AMERICA | SB7000US-12 (240V) | 7000 | 1 |  |  | 0.97 | Solar Inverter |  | OUTDOOR
SRP14565 | SMA AMERICA | SB7000TL-US (208V) | 7000 | 1 |  |  | 0.97 | Solar Inverter |  | OUTDOOR
SRP14566 | SMA AMERICA | SB7000TL-US (208V) | 7000 | 1 |  |  | 0.97 | Solar Inverter |  | OUTDOOR
SRP14568 | SMA AMERICA | SB7000TL-US (208V) | 7000 | 1 |  |  | 0.97 | Solar Inverter |  | OUTDOOR
SRP14570 | SMA AMERICA | SB6000TL-US (208V) | 6000 | 1 |  |  | 0.97 | Solar Inverter |  | OUTDOOR
SRP14570 | SMA AMERICA | SB7000TL-US (208V) | 7000 | 1 |  |  | 0.97 | Solar Inverter |  | OUTDOOR
SRP14579 | SMA AMERICA | SB5000US (240V) | 5000 | 2 |  |  | 0.97 | Solar Inverter |  | Inside
SRP14586 | SUNPOWER CORP (ORIGINAL MFRSMA) | SPR-4000M (240V) | 4200 | 1 |  |  | 0.97 | Solar Inverter |  | OUTDOOR
SRP14586 | SUNPOWER CORP (ORIGINAL MFRSMA) | SPR-5000M (240V) | 5000 | 1 |  |  | 0.97 | Solar Inverter |  | OUTDOOR
SRP14595 | PV POWERED | PVP30KW-LV-480 | 35000 | 1 |  |  | 0.97 | Solar Inverter |  | INDOOR
SRP14620 | SMA AMERICA | SB7000US (240V) | 7000 | 1 |  |  | 0.97 | Solar Inverter |  | OUTDOOR
SRP14630 | SMA AMERICA | SB7000US (240V) | 7000 | 1 |  |  | 0.97 | Solar Inverter |  | Inside
SRP14648 | SMA AMERICA | SB6000US (240V) | 6000 | 1 |  |  | 0.97 | Solar Inverter |  | INDOOR
SRP14651 | SOLECTRIA RENEWABLES | PVI95KW-480 | 60000 | 2 |  |  | 0.97 | Solar Inverter |  | Inside
SRP14651 | SOLECTRIA RENEWABLES | PVI95KW-480 | 95000 | 1 |  |  | 0.97 | Solar Inverter |  | Inside
SRP14661 | SOLECTRIA RENEWABLES | PVI95KW-208 | 95000 | 1 |  |  | 0.97 | Solar Inverter |  | INDOOR
SRP14664 | SMA AMERICA | SB7000US (240V) | 7000 | 1 |  |  | 0.97 | Solar Inverter |  | INDOOR
SRP14664 | SMA AMERICA | SB7000US (240V) | 7000 | 1 |  |  | 0.97 | Solar Inverter |  | INDOOR
SRP14672 | ENPHASE ENERGY | M175-24-208-S | 215 | 36 |  |  | 0.97 | Solar Inverter |  | OUTDOOR
SRP14735 | SUNPOWER CORP (ORIGINAL MFRSMA) | SPR-7000M (240V) | 7000 | 1 |  |  | 0.97 | Solar Inverter |  | OUTDOOR
SRP14739 | SUNPOWER CORP (ORIGINAL MFRSMA) | SPR-4000M (240V) | 4000 | 1 |  |  | 0.97 | Solar Inverter |  | OUTDOOR
SRP14740 | POWER-ONE | PVI-6000-OUTD-US-W (240 V) | 6000 | 1 |  |  | 0.97 | Solar Inverter |  | OUTDOOR
SRP14741 | POWER-ONE | PVI-4.2-OUTD-S-US (240 V) | 4200 | 1 |  |  | 0.97 | Solar Inverter |  | OUTDOOR
SRP14742 | POWER-ONE | PVI-5000-OUTD-US (240 V) | 5000 | 1 |  |  | 0.97 | Solar Inverter |  | OUTDOOR
SRP14743 | SUNPOWER | SPR-6501F-208 | 6500 | 1 |  |  | 0.97 | Solar Inverter |  | Inside
SRP14745 | FRONIUS USA |  | 7500 | 1 |  |  | 0.97 | Solar Inverter |  | OUTDOOR
SRP14745 | FRONIUS USA |  | 10000 | 1 |  |  | 0.97 | Solar Inverter |  | OUTDOOR
SRP14755 | SMA AMERICA | SB6000US (240V) | 6000 | 2 |  |  | 0.97 | Solar Inverter |  | INDOOR
SRP14763 | SMA AMERICA | SB6000US (240V) | 6000 | 1 |  |  | 0.97 | Solar Inverter |  | OUTDOOR
SRP14769 | SMA AMERICA | SB3000US-12 (240V) | 3000 | 1 |  |  | 0.97 | Solar Inverter |  | Outside
SRP14769 | SMA AMERICA | SB5000US (240V) | 5000 | 1 |  |  | 0.97 | Solar Inverter |  | OUTDOOR
SRP14770 | SUNPOWER CORP (ORIGINAL MFRSMA) | SPR-7000M (240V) | 7000 | 1 |  |  | 0.97 | Solar Inverter |  | OUTDOOR
SRP14781 | SMA AMERICA | SB6000U (240V) | 6000 | 1 |  |  | 0.97 | Solar Inverter |  | Inside
SRP14785 | SMA AMERICA | SB6000U (240V) | 6000 | 1 |  |  | 0.97 | Solar Inverter |  | Inside
SRP14795 | SUNPOWER CORP (ORIGINAL MFRSMA) | SPR-5000M (240V) | 5000 | 1 |  |  | 0.97 | Solar Inverter |  | OUTDOOR
SRP14819 | SMA AMERICA | SB6000US (240V) | 6000 | 2 |  |  | 0.97 | Solar Inverter |  | INDOOR
SRP14831 | SMA AMERICA | SB6000US (240V) | 6000 | 1 |  |  | 0.97 | Solar Inverter |  | OUTDOOR
SRP14857 | SMA AMERICA | SB6000US (240V) | 6000 | 1 |  |  | 0.97 | Solar Inverter |  | INDOOR
SRP14882 | POWER-ONE | PVI-CENTRAL-250-US (480 V) | 250000 | 3 |  |  | 0.97 | Solar Inverter |  | OUTDOOR
SRP14883 | PV POWERED | PVP2000 | 260000 | 1 |  |  | 0.97 | Solar Inverter |  | INDOOR
SRP14909 | SUNPOWER CORP (ORIGINAL MFRSMA) | SPR-7000M (240V) | 10000 | 1 |  |  | 0.97 | Solar Inverter |  | OUTDOOR
SRP14919 | SMA AMERICA | SB6000U (208V) | 6000 | 1 |  |  | 0.97 | Solar Inverter |  | Inside
SRP14936 | SMA AMERICA | SB6000U (240V) | 6000 | 1 |  |  | 0.97 | Solar Inverter |  | INDOOR
SRP14947 | ADVANCED ENERGY INDUSTRIES | AE 260TX-480 | 260000 | 1 |  |  | 0.97 | Solar Inverter |  | INDOOR
SRP14947 | ADVANCED ENERGY INDUSTRIES | AE 500TX-480 | 500000 | 1 |  |  | 0.97 | Solar Inverter |  | INDOOR
SRP14961 | ADVANCED ENERGY INDUSTRIES | 3159000-104 | 500000 | 3 |  |  | 0.97 | Solar Inverter |  | OUTDOOR
SRP14970 | SMA AMERICA | SB6000U (240V) | 6000 | 1 |  |  | 0.97 | Solar Inverter |  | INDOOR
SRP14995 | ADVANCED ENERGY INDUSTRIES | 3159000-104 | 333000 | 1 |  |  | 0.97 | Solar Inverter |  | Outside
SRP15015 | SUNPOWER CORP (ORIGINAL MFRSMA) | SPR-3000M (208V) | 3000 | 2 |  |  | 0.97 | Solar Inverter |  | OUTDOOR
SRP15017 | SUNPOWER CORP (ORIGINAL MFRFRONIUS) | SPR-3300F-277 | 3600 | 1 |  |  | 0.97 | Solar Inverter |  | INDOOR
SRP15017 | SUNPOWER CORP (ORIGINAL MFRFRONIUS) | SPR-4000F-277 | 4200 | 1 |  |  | 0.97 | Solar Inverter |  | INDOOR
SRP15018 | POWER-ONE | PVI-4.2-OUTD-S-US (240 V) | 4200 | 2 |  |  | 0.97 | Solar Inverter |  | OUTDOOR
SRP15022 | POWER-ONE | PVI-6000-OUTD-US (208 V) | 6000 | 1 |  |  | 0.97 | Solar Inverter |  | Inside
SRP15026 | POWER-ONE | PVI-4.2-OUTD-S-US (240 V) | 4200 | 1 |  |  | 0.97 | Solar Inverter |  | OUTDOOR
SRP15026 | POWER-ONE | PVI-4.2-OUTD-S-US (240 V) | 4200 | 1 |  |  | 0.97 | Solar Inverter |  | OUTDOOR
SRP15094 | SMA AMERICA | SB6000U (240V) | 6000 | 4 |  |  | 0.97 | Solar Inverter |  | Outside
SRP15103 | POWER-ONE | PVI-3000-I-OUTD-US-F (240V) | 3000 | 1 |  |  | 0.97 | Solar Inverter |  | OUTDOOR
SRP15103 | POWER-ONE | PVI-3600-OUTD-US-F (240V) | 3600 | 1 |  |  | 0.97 | Solar Inverter |  | OUTDOOR
SRP15104 | POWER-ONE | PVI-5000-OUTD-US (240 V) | 5000 | 1 |  |  | 0.97 | Solar Inverter |  | OUTDOOR
SRP15108 | POWER-ONE | PVI-3600-OUTD-US-F (240V) | 3600 | 1 |  |  | 0.97 | Solar Inverter |  | OUTDOOR
SRP15108 | POWER-ONE | PVI-3600-OUTD-US-F (240V) | 3600 | 1 |  |  | 0.97 | Solar Inverter |  | OUTDOOR
SRP15121 | POWER-ONE | PVI-3000-I-OUTD-US-F (240V) | 3000 | 1 |  |  | 0.97 | Solar Inverter |  | OUTDOOR
SRP15121 | POWER-ONE | PVI-6000-OUTD-US (240 V) | 6000 | 1 |  |  | 0.97 | Solar Inverter |  | OUTDOOR
SRP15124 | POWER-ONE | PVI-5000-OUTD-US (240 V) | 5000 | 1 |  |  | 0.97 | Solar Inverter |  | Inside
SRP15131 | POWER-ONE | PVI-6000-OUTD-US (240 V) | 6000 | 1 |  |  | 0.97 | Solar Inverter |  | OUTDOOR
SRP15132 | POWER-ONE | PVI-3600-OUTD-US-F (240V) | 3600 | 1 |  |  | 0.97 | Solar Inverter |  | OUTDOOR
SRP15133 | POWER-ONE | PVI-3000-I-OUTD-US-F (240V) | 3000 | 1 |  |  | 0.97 | Solar Inverter |  | OUTDOOR
SRP15133 | POWER-ONE | PVI-5000-OUTD-US (208 V) | 4200 | 1 |  |  | 0.97 | Solar Inverter |  | OUTDOOR
SRP15134 | SMA AMERICA | SB6000U (208V) | 6000 | 1 |  |  | 0.97 | Solar Inverter |  | INDOOR
SRP15140 | SMA AMERICA | SB6000US (240V) | 6000 | 1 |  |  | 0.97 | Solar Inverter |  | INDOOR
SRP15143 | SMA AMERICA | SB4000US (240V) | 4000 | 1 |  |  | 0.97 | Solar Inverter |  | OUTDOOR
SRP15150 | SMA AMERICA | SB7000US (240V) | 7000 | 1 |  |  | 0.97 | Solar Inverter |  | Inside
SRP15159 | POWER-ONE | PVI-3000-I-OUTD-US | 300000 | 1 |  |  | 0.97 | Solar Inverter |  | OUTDOOR
SRP15159 | POWER-ONE | PVI-3000-I-OUTD-US | 300000 | 1 |  |  | 0.97 | Solar Inverter |  | OUTDOOR
SRP15196 | SMA AMERICA | SB6000U (240V) | 6000 | 1 |  |  | 0.97 | Solar Inverter |  | INDOOR
SRP15200 | SOLAREDGE TECHNOLOGIES | SE5000 (240V) W/ -ER-US OR A-US | 5000 | 2 |  |  | 0.97 | Solar Inverter |  | INDOOR
SRP15213 | SMA AMERICA | SB4000US (240V) | 4000 | 1 |  |  | 0.97 | Solar Inverter |  | INDOOR
SRP15213 | SMA AMERICA | SB4000US (240V) | 4000 | 1 |  |  | 0.97 | Solar Inverter |  | INDOOR
SRP15218 | SUNPOWER CORP (ORIGINAL MFRSMA) | SPR-6000M (240V) | 6000 | 1 |  |  | 0.97 | Solar Inverter |  | OUTDOOR
SRP15221 | SMA AMERICA | SB6000U (240V) | 6000 | 1 |  |  | 0.97 | Solar Inverter |  | INDOOR
SRP15223 | SMA AMERICA | SB6000US (240V) | 6000 | 1 |  |  | 0.97 | Solar Inverter |  | INDOOR
SRP15226 | SUNPOWER CORP (ORIGINAL MFRSMA) | SPR-5000M (240V) | 5000 | 1 |  |  | 0.97 | Solar Inverter |  | OUTDOOR
SRP15229 | SUNPOWER | SPR-6000M (208V) | 6000 | 1 |  |  | 0.97 | Solar Inverter |  | OUTDOOR
SRP15230 | SUNPOWER CORP (ORIGINAL MFRSMA) | SPR-7000M (240V) | 8000 | 1 |  |  | 0.97 | Solar Inverter |  | Outside
SRP15231 | POWER-ONE | PVI-3000-I-OUTD-US-F (240V) | 3000 | 1 |  |  | 0.97 | Solar Inverter |  | OUTDOOR
SRP15235 | SUNPOWER CORP (ORIGINAL MFRSMA) | SPR-4000M (208V) | 4000 | 1 |  |  | 0.97 | Solar Inverter |  | OUTDOOR
SRP15258 | POWER-ONE | PVI-3600-OUTD-US-F (240V) | 3600 | 1 |  |  | 0.97 | Solar Inverter |  | OUTDOOR
SRP15259 | SUNPOWER CORP (ORIGINAL MFRSMA) | SPR-7000M (240V) | 7000 | 1 |  |  | 0.97 | Solar Inverter |  | Inside
SRP15274 | SMA AMERICA | SB3000US (240V) | 3000 | 1 |  |  | 0.97 | Solar Inverter |  | OUTDOOR
SRP15283 | SMA AMERICA | SB6000U (240V) | 6000 | 1 |  |  | 0.97 | Solar Inverter |  | INDOOR
SRP15309 | POWER-ONE | PVI-3600-OUTD-US-F (208V) | 3600 | 1 |  |  | 0.97 | Solar Inverter |  | OUTDOOR
SRP15309 | POWER-ONE | PVI-3600-OUTD-US-F (208V) | 3600 | 1 |  |  | 0.97 | Solar Inverter |  | OUTDOOR
SRP15316 | POWER-ONE | PVI-6000-OUTD-US (240 V) | 6000 | 1 |  |  | 0.97 | Solar Inverter |  | OUTDOOR
SRP15317 | SUNPOWER CORP (ORIGINAL MFRSMA) | SPR-6000M (240V) | 6000 | 1 |  |  | 0.97 | Solar Inverter |  | Inside
SRP15324 | SMA AMERICA | SB7000US (240V) | 7000 | 1 |  |  | 0.97 | Solar Inverter |  | OUTDOOR
SRP15329 | SUNPOWER CORP (ORIGINAL MFRSMA) | SPR-5000M (240V) | 5000 | 1 |  |  | 0.97 | Solar Inverter |  | OUTDOOR
SRP15331 | POWER-ONE | PVI-6000-OUTD-US (240 V) | 6000 | 1 |  |  | 0.97 | Solar Inverter |  | OUTDOOR
SRP15331 | POWER-ONE | PVI-6000-OUTD-US (240 V) | 6000 | 1 |  |  | 0.97 | Solar Inverter |  | OUTDOOR
SRP15334 | SUNPOWER CORP (ORIGINAL MFRSMA) | SPR-7000M (240V) | 7000 | 2 |  |  | 0.97 | Solar Inverter |  | INDOOR
SRP15344 | SUNPOWER CORP (ORIGINAL MFRSMA) | SPR-6000M (240V) | 6000 | 1 |  |  | 0.97 | Solar Inverter |  | OUTDOOR
SRP15345 | POWER-ONE | PVI-5000-OUTD-US (208 V) | 5000 | 1 |  |  | 0.97 | Solar Inverter |  | INDOOR
SRP15354 | SMA AMERICA | SB7000US (240V) | 7000 | 1 |  |  | 0.97 | Solar Inverter |  | Outside
SRP15358 | ENPHASE ENERGY | M215-60-2LL-S2X | 215 | 23 |  |  | 0.97 | Solar Inverter |  | OUTDOOR
SRP15374 | POWER-ONE | PVI-3600-US (240V) | 4200 | 1 |  |  | 0.97 | Solar Inverter |  | OUTDOOR
SRP15398 | ENPHASE ENERGY | M215-60-2LL-S2X | 215 | 28 |  |  | 0.97 | Solar Inverter |  | OUTDOOR
SRP15402 | POWER-ONE | PVI-5000-OUTD-US (208 V) | 5000 | 1 |  |  | 0.97 | Solar Inverter |  | OUTDOOR
SRP15408 | POWER-ONE | PVI-5000-OUTD-US (240 V) | 5000 | 1 |  |  | 0.97 | Solar Inverter |  | OUTDOOR
SRP15409 | PV POWERED | PVP75KW-480 | 75000 | 1 |  |  | 0.97 | Solar Inverter |  | OUTDOOR
SRP15409 | PV POWERED | PVP75KW-480 | 100000 | 1 |  |  | 0.97 | Solar Inverter |  | OUTDOOR
SRP15410 | PV POWERED | PVP75KW-480 | 100000 | 2 |  |  | 0.97 | Solar Inverter |  | OUTDOOR
SRP15436 | SMA AMERICA | SB3000HFUS-30 (208V) | 3000 | 1 |  |  | 0.97 | Solar Inverter |  | INDOOR
SRP15436 | SMA AMERICA | SB4000US (208V) | 4000 | 1 |  |  | 0.97 | Solar Inverter |  | INDOOR
SRP15457 | SMA AMERICA |  | 6000 | 1 |  |  | 0.97 | Solar Inverter |  | Outside
SRP15468 | SUNPOWER CORP (ORIGINAL MFRSMA) | SPR-4000M (240V) | 4000 | 2 |  |  | 0.97 | Solar Inverter |  | OUTDOOR
SRP15479 | SUNPOWER CORP (ORIGINAL MFRSMA) | SPR-7000M (240V) | 7000 | 1 |  |  | 0.97 | Solar Inverter |  | OUTDOOR
SRP15485 | POWER-ONE | PVI-6000-OUTD-US (240 V) | 6000 | 1 |  |  | 0.97 | Solar Inverter |  | OUTDOOR
SRP15486 | SUNPOWER CORP (ORIGINAL MFRSMA) | SPR-5000M (240V) | 5000 | 1 |  |  | 0.97 | Solar Inverter |  | Inside
SRP15497 | SMA AMERICA | SB4000US (240V) | 4000 | 1 |  |  | 0.97 | Solar Inverter |  | OUTDOOR
SRP15550 | SMA AMERICA | SB6000US (240V) | 6000 | 2 |  |  | 0.97 | Solar Inverter |  | Outside
SRP15552 | SMA AMERICA | SB3000US (240V) | 3000 | 1 |  |  | 0.97 | Solar Inverter |  | OUTDOOR
SRP15554 | POWER-ONE | PVI-6000-OUTD-US (240 V) | 6000 | 1 |  |  | 0.97 | Solar Inverter |  | OUTDOOR
SRP15562 | SMA AMERICA | SB5000US (240V) | 5000 | 1 |  |  | 0.97 | Solar Inverter |  | OUTDOOR
SRP15565 | SMA AMERICA | SB4000US (240V) | 4000 | 1 |  |  | 0.97 | Solar Inverter |  | OUTDOOR
SRP15565 | SMA AMERICA | SB5000US (240V) | 5000 | 1 |  |  | 0.97 | Solar Inverter |  | OUTDOOR
SRP15575 | SMA AMERICA | SB5000US (240V) | 5000 | 1 |  |  | 0.97 | Solar Inverter |  | OUTDOOR
SRP15576 | SMA AMERICA | SB4000US (240V) | 4000 | 1 |  |  | 0.97 | Solar Inverter |  | OUTDOOR
SRP15576 | SMA AMERICA | SB4000US (240V) | 4000 | 1 |  |  | 0.97 | Solar Inverter |  | OUTDOOR
SRP15585 | SMA AMERICA | SB5000US (240V) | 5000 | 1 |  |  | 0.97 | Solar Inverter |  | OUTDOOR
SRP15588 | SMA AMERICA | SB4000US (240V) | 4000 | 1 |  |  | 0.97 | Solar Inverter |  | OUTDOOR
SRP15588 | SMA AMERICA | SB6000U (240V) | 6000 | 1 |  |  | 0.97 | Solar Inverter |  | OUTDOOR
SRP15592 | POWER-ONE | PVI-6000-OUTD-US-W (208 V) | 6000 | 1 |  |  | 0.97 | Solar Inverter |  | Inside
SRP15593 | SMA AMERICA | SB5000US (240V) | 5000 | 1 |  |  | 0.97 | Solar Inverter |  | OUTDOOR
SRP15628 | SUNPOWER CORP (ORIGINAL MFRSMA) | SPR-3000M (240V) | 3600 | 1 |  |  | 0.97 | Solar Inverter |  | INDOOR
SRP15633 | SUNPOWER CORP (ORIGINAL MFRSMA) | SPR-5000M (240V) | 5000 | 1 |  |  | 0.97 | Solar Inverter |  | OUTDOOR
SRP15660 | SMA AMERICA | SB6000U (240V) | 6000 | 2 |  |  | 0.97 | Solar Inverter |  | OUTDOOR
SRP15662 | SMA AMERICA | SB4000US (240V) | 4000 | 1 |  |  | 0.97 | Solar Inverter |  | OUTDOOR
SRP15668 | SMA AMERICA | SB6000U (240V) | 6000 | 1 |  |  | 0.97 | Solar Inverter |  | Outside
SRP15676 | SMA AMERICA | SB4000US (240V) | 4000 | 1 |  |  | 0.97 | Solar Inverter |  | OUTDOOR
SRP15682 | SMA AMERICA | SB5000US (240V) | 5000 | 2 |  |  | 0.97 | Solar Inverter |  | Inside
SRP15685 | SMA AMERICA | SB6000U (240V) | 6000 | 5 |  |  | 0.97 | Solar Inverter |  | Inside
SRP15685 | SMA AMERICA | SB7000US (240V) | 7000 | 5 |  |  | 0.97 | Solar Inverter |  | Inside
SRP15688 | SMA AMERICA | SB6000U (240V) | 6000 | 1 |  |  | 0.97 | Solar Inverter |  | INDOOR
SRP15689 | SMA AMERICA | SB7000US (240V) | 7000 | 1 |  |  | 0.97 | Solar Inverter |  | INDOOR
SRP15690 | PV POWERED | PVP75KW-208 | 75000 | 2 |  |  | 0.97 | Solar Inverter |  | OUTDOOR
SRP15692 | SMA AMERICA | SB6000US (240V) | 6000 | 1 |  |  | 0.97 | Solar Inverter |  | INDOOR
SRP15693 | PV POWERED | PVP260KW | 260000 | 1 |  |  | 0.97 | Solar Inverter |  | OUTDOOR
SRP15694 | SMA AMERICA | SB6000U (240V) | 6000 | 1 |  |  | 0.97 | Solar Inverter |  | Inside
SRP15711 | POWER-ONE | PVI-4.2-OUTD-S-US (240 V) | 4200 | 1 |  |  | 0.97 | Solar Inverter |  | OUTDOOR
SRP15725 | SMA AMERICA | SB6000U (240V) | 6000 | 1 |  |  | 0.97 | Solar Inverter |  | OUTDOOR
SRP15727 | SMA AMERICA | SB6000U (240V) | 6000 | 1 |  |  | 0.97 | Solar Inverter |  | INDOOR
SRP15738 | SMA AMERICA | SB6000U (240V) | 6000 | 1 |  |  | 0.97 | Solar Inverter |  | INDOOR
SRP15739 | SMA AMERICA | SB6000U (240V) | 6000 | 1 |  |  | 0.97 | Solar Inverter |  | INDOOR
SRP15765 | SMA AMERICA |  | 6000 | 1 |  |  | 0.97 | Solar Inverter |  | INDOOR
SRP15768 | SUNPOWER CORP (ORIGINAL MFRSMA) | SPR-5000M (240V) | 5000 | 1 |  |  | 0.97 | Solar Inverter |  | OUTDOOR
SRP15770 | POWER-ONE | PVI-3000-I-OUTD-US-F (240V) | 3000 | 1 |  |  | 0.97 | Solar Inverter |  | Inside
SRP15770 | POWER-ONE | PVI-3600-OUTD-US-F (240V) | 3600 | 1 |  |  | 0.97 | Solar Inverter |  | Inside
SRP15772 | POWER-ONE | PVI-6000-OUTD-US-W (240 V) | 6000 | 1 |  |  | 0.97 | Solar Inverter |  | OUTDOOR
SRP15798 | SMA AMERICA | SB6000US (240V) | 6000 | 1 |  |  | 0.97 | Solar Inverter |  | OUTDOOR
SRP15799 | SMA AMERICA | SB5000US (240V) | 5000 | 1 |  |  | 0.97 | Solar Inverter |  | OUTDOOR
SRP15805 | SUNPOWER CORP (ORIGINAL MFR - PV POWERED LLC) | SPR-3500 | 3600 | 1 |  |  | 0.97 | Solar Inverter |  | INDOOR
SRP15805 | SUNPOWER CORP (ORIGINAL MFR - PV POWERED LLC) | SPR-4600 | 4200 | 1 |  |  | 0.97 | Solar Inverter |  | INDOOR
SRP15830 | SMA AMERICA | SB6000U (240V) | 6000 | 1 |  |  | 0.97 | Solar Inverter |  | OUTDOOR
SRP15835 | PV POWERED | PVP100KW-208 | 260000 | 2 |  |  | 0.97 | Solar Inverter |  | OUTDOOR
SRP15839 | SMA AMERICA | SB4000US (240V) | 4000 | 1 |  |  | 0.97 | Solar Inverter |  | OUTDOOR
SRP15840 | SMA AMERICA | SB4000US (240V) | 4000 | 1 |  |  | 0.97 | Solar Inverter |  | OUTDOOR
SRP15843 | SMA AMERICA | SB4000US (240V) | 4000 | 1 |  |  | 0.97 | Solar Inverter |  | OUTDOOR
SRP15845 | SMA AMERICA | SB3000US (240V) | 3000 | 2 |  |  | 0.97 | Solar Inverter |  | OUTDOOR
SRP15847 | SMA AMERICA | SB4000US (240V) | 4000 | 1 |  |  | 0.97 | Solar Inverter |  | OUTDOOR
SRP15851 | SMA AMERICA | SB6000U (240V) | 6000 | 1 |  |  | 0.97 | Solar Inverter |  | OUTDOOR
SRP15852 | SMA AMERICA | SB4000US (240V) | 4000 | 1 |  |  | 0.97 | Solar Inverter |  | OUTDOOR
SRP15856 | SMA AMERICA | SB4000US (240V) | 4000 | 1 |  |  | 0.97 | Solar Inverter |  | OUTDOOR
SRP15861 | SMA AMERICA | SB4000US (240V) | 4000 | 1 |  |  | 0.97 | Solar Inverter |  | OUTDOOR
SRP15861 | SMA AMERICA | SB4000US (240V) | 4000 | 1 |  |  | 0.97 | Solar Inverter |  | OUTDOOR
SRP15863 | SUNPOWER CORP (ORIGINAL MFRSMA) | SPR-5000M (240V) | 5000 | 1 |  |  | 0.97 | Solar Inverter |  | INDOOR
SRP15864 | SMA AMERICA | SB4000US (240V) | 4000 | 1 |  |  | 0.97 | Solar Inverter |  | OUTDOOR
SRP15870 | ADVANCED ENERGY INDUSTRIES | AE 260TX-480 | 260000 | 1 |  |  | 0.97 | Solar Inverter |  | Inside
SRP15870 | ADVANCED ENERGY INDUSTRIES | AE 500TX-480 | 500000 | 1 |  |  | 0.97 | Solar Inverter |  | Inside
SRP15871 | ENPHASE ENERGY | EMU | 215 | 62 |  |  | 0.97 | Solar Inverter |  | OUTDOOR
SRP15872 | ENPHASE ENERGY | EMU | 215 | 32 |  |  | 0.97 | Solar Inverter |  | OUTDOOR
SRP15874 | PV POWERED | PVP100KW-208 | 260000 | 1 |  |  | 0.97 | Solar Inverter |  | OUTDOOR
SRP15876 | PV POWERED | PVP100KW-208 | 260000 | 3 |  |  | 0.97 | Solar Inverter |  | OUTDOOR
SRP15895 | SMA AMERICA | SB7000US (240V) | 7000 | 1 |  |  | 0.97 | Solar Inverter |  | OUTDOOR
SRP15900 | SIEMENS INDUSTRY | SMIINV215R60XX (208V) | 215 | 16 |  |  | 0.97 | Solar Inverter |  | OUTDOOR
SRP15917 | SUNPOWER CORP (ORIGINAL MFRSMA) | SPR-7000M (240V) | 7000 | 1 |  |  | 0.97 | Solar Inverter |  | INDOOR
SRP15918 | ENPHASE ENERGY | EMU | 215 | 15 |  |  | 0.97 | Solar Inverter |  | OUTDOOR
SRP15920 | ENPHASE ENERGY | EMU | 215 | 27 |  |  | 0.97 | Solar Inverter |  | OUTDOOR
SRP15923 | SMA AMERICA | SB5000US (240V) | 5000 | 1 |  |  | 0.97 | Solar Inverter |  | OUTDOOR
SRP15931 | SMA AMERICA | SB5000US (240V) | 5000 | 1 |  |  | 0.97 | Solar Inverter |  | OUTDOOR
SRP15947 | SUNPOWER CORP (ORIGINAL MFRSMA) | SPR-5000M (240V) | 5000 | 1 |  |  | 0.97 | Solar Inverter |  | INDOOR
SRP15952 | SMA AMERICA | SB3000US (240V) | 3000 | 1 |  |  | 0.97 | Solar Inverter |  | OUTDOOR
SRP15952 | SMA AMERICA | SB5000US (240V) | 5000 | 1 |  |  | 0.97 | Solar Inverter |  | OUTDOOR
SRP15953 | SMA AMERICA | SB4000US (240V) | 4000 | 1 |  |  | 0.97 | Solar Inverter |  | OUTDOOR
SRP15954 | SMA AMERICA | SB3000US (240V) | 3000 | 1 |  |  | 0.97 | Solar Inverter |  | OUTDOOR
SRP15955 | SMA AMERICA | SB3000US (240V) | 3000 | 2 |  |  | 0.97 | Solar Inverter |  | OUTDOOR
SRP15959 | POWER-ONE | PVI-3.6-OUTD-S-US (240 V) | 3600 | 1 |  |  | 0.97 | Solar Inverter |  | OUTDOOR
SRP15960 | SMA AMERICA | SB7000US (240V) | 7000 | 1 |  |  | 0.97 | Solar Inverter |  | Inside
SRP15960 | SMA AMERICA | SB7000US (277V) | 6000 | 2 |  |  | 0.97 | Solar Inverter |  | Inside
SRP15962 | ADVANCED ENERGY INDUSTRIES | AE 100TX-208 | 100000 | 2 |  |  | 0.97 | Solar Inverter |  | OUTDOOR
SRP15962 | ADVANCED ENERGY INDUSTRIES | AE 35TX-208 | 35000 | 1 |  |  | 0.97 | Solar Inverter |  | OUTDOOR
SRP15962 | ADVANCED ENERGY INDUSTRIES | AE 50TX-208 | 50000 | 2 |  |  | 0.97 | Solar Inverter |  | OUTDOOR
SRP15963 | SMA AMERICA | SB6000U (240V) | 6000 | 1 |  |  | 0.97 | Solar Inverter |  | OUTDOOR
SRP15980 | SMA AMERICA | SB4000US (240V) | 4000 | 1 |  |  | 0.97 | Solar Inverter |  | OUTDOOR
SRP15981 | SMA AMERICA | SB5000US (240V) | 5000 | 1 |  |  | 0.97 | Solar Inverter |  | Inside
SRP15983 | SMA AMERICA | SB5000US (240V) | 5000 | 1 |  |  | 0.97 | Solar Inverter |  | OUTDOOR
SRP15984 | SMA AMERICA | SB4000US (240V) | 4000 | 2 |  |  | 0.97 | Solar Inverter |  | OUTDOOR
SRP15985 | SMA AMERICA | SB3000US (240V) | 3000 | 1 |  |  | 0.97 | Solar Inverter |  | OUTDOOR
SRP15985 | SMA AMERICA | SB4000US (240V) | 4000 | 1 |  |  | 0.97 | Solar Inverter |  | OUTDOOR
SRP15986 | SMA AMERICA | SB6000US (240V) | 6000 | 1 |  |  | 0.97 | Solar Inverter |  | OUTDOOR
SRP16000 | SMA AMERICA | SB4000US (240V) | 4000 | 1 |  |  | 0.97 | Solar Inverter |  | OUTDOOR
SRP16002 | SMA AMERICA | SB4000US (240V) | 4000 | 1 |  |  | 0.97 | Solar Inverter |  | OUTDOOR
SRP16008 | SMA AMERICA | SB4000US (240V) | 4000 | 1 |  |  | 0.97 | Solar Inverter |  | OUTDOOR
SRP16008 | SMA AMERICA | SB5000US (240V) | 5000 | 1 |  |  | 0.97 | Solar Inverter |  | OUTDOOR
SRP16016 | SMA AMERICA | SB6000US (240V) | 6000 | 1 |  |  | 0.97 | Solar Inverter |  | OUTDOOR
SRP16018 | SMA AMERICA | SB6000US (240V) | 6000 | 1 |  |  | 0.97 | Solar Inverter |  | INDOOR
SRP16029 | SMA AMERICA | SB4000US (208V) | 4000 | 1 |  |  | 0.97 | Solar Inverter |  | INDOOR
SRP16029 | SMA AMERICA | SB5000US | 5000 | 1 |  |  | 0.97 | Solar Inverter |  | INDOOR
SRP16030 | SMA AMERICA | SB8000US-11 (240V) | 8000 | 1 |  |  | 0.97 | Solar Inverter |  | OUTDOOR
SRP16031 | POWER-ONE | PVI-6000-OUTD-US (240 V) | 6000 | 1 |  |  | 0.97 | Solar Inverter |  | OUTDOOR
SRP16032 | POWER-ONE | PVI-4.2-OUTD-S-US (208 V) | 4200 | 1 |  |  | 0.97 | Solar Inverter |  | OUTDOOR
SRP16032 | POWER-ONE | PVI-6000-OUTD-US (240 V) | 6000 | 1 |  |  | 0.97 | Solar Inverter |  | OUTDOOR
SRP16033 | POWER-ONE | PVI-5000-OUTD-US (240 V) | 5000 | 1 |  |  | 0.97 | Solar Inverter |  | OUTDOOR
SRP16034 | POWER-ONE | PVI-3.6-OUTD-S-US (240 V) | 3600 | 1 |  |  | 0.97 | Solar Inverter |  | OUTDOOR
SRP16035 | SUNPOWER CORP (ORIGINAL MFRSMA) | SPR-4000M (240V) | 4000 | 1 |  |  | 0.97 | Solar Inverter |  | OUTDOOR
SRP16044 | SMA AMERICA | SB7000US (240V) | 7000 | 1 |  |  | 0.97 | Solar Inverter |  | Outside
SRP16053 | PV POWERED | PVP100KW-208 | 100000 | 1 |  |  | 0.97 | Solar Inverter |  | OUTDOOR
SRP16053 | PV POWERED | PVP35KW-208 | 35000 | 1 |  |  | 0.97 | Solar Inverter |  | OUTDOOR
SRP16056 | PV POWERED | PVP100KW-208 | 100000 | 1 |  |  | 0.97 | Solar Inverter |  | OUTDOOR
SRP16059 | PV POWERED | PVP100KW-208 | 100000 | 1 |  |  | 0.97 | Solar Inverter |  | OUTDOOR
SRP16060 | ADVANCED ENERGY INDUSTRIES | AE 35TX-480 | 35000 | 1 |  |  | 0.97 | Solar Inverter |  | OUTDOOR
SRP16063 | ENPHASE ENERGY | M215-60-2LL-S2X | 215 | 7 |  |  | 0.97 | Solar Inverter |  | OUTDOOR
SRP16099 | SMA AMERICA | SB7000US (240V) | 7000 | 1 |  |  | 0.97 | Solar Inverter |  | INDOOR
SRP16101 | SMA AMERICA | SB7000US (240V) | 7000 | 1 |  |  | 0.97 | Solar Inverter |  | INDOOR
SRP16123 | SUNPOWER CORP (ORIGINAL MFRSMA) | SPR-3000M (208V) | 3000 | 1 |  |  | 0.97 | Solar Inverter |  | Outside
SRP16123 | SUNPOWER CORP (ORIGINAL MFRSMA) | SPR-4000M (208V) | 4200 | 1 |  |  | 0.97 | Solar Inverter |  | Outside
SRP16123 | SUNPOWER CORP (ORIGINAL MFRSMA) | SPR-5000M (208V) | 5000 | 1 |  |  | 0.97 | Solar Inverter |  | Outside
SRP16126 | SMA AMERICA | SB7000US (240V) | 7000 | 1 |  |  | 0.97 | Solar Inverter |  | INDOOR
SRP16134 | SMA AMERICA | SB6000U (240V) | 6000 | 2 |  |  | 0.97 | Solar Inverter |  | Inside
SRP16137 | SMA AMERICA | SB6000U (240V) | 6000 | 1 |  |  | 0.97 | Solar Inverter |  | OUTDOOR
SRP16163 | SMA AMERICA | SB6000U (240V) | 6000 | 1 |  |  | 0.97 | Solar Inverter |  | OUTDOOR
SRP16164 | SMA AMERICA | SB4000US (240V) | 4000 | 1 |  |  | 0.97 | Solar Inverter |  | OUTDOOR
SRP16165 | SMA AMERICA | SB3000US (240V) | 3000 | 1 |  |  | 0.97 | Solar Inverter |  | OUTDOOR
SRP16165 | SMA AMERICA | SB3000US (240V) | 3000 | 1 |  |  | 0.97 | Solar Inverter |  | OUTDOOR
SRP16166 | SMA AMERICA | SB4000US (240V) | 4000 | 1 |  |  | 0.97 | Solar Inverter |  | OUTDOOR
SRP16166 | SMA AMERICA | SB4000US (240V) | 4000 | 1 |  |  | 0.97 | Solar Inverter |  | OUTDOOR
SRP16175 | SMA AMERICA | SB5000US (240V) | 5000 | 1 |  |  | 0.97 | Solar Inverter |  | OUTDOOR
SRP16176 | POWER-ONE | PVI-3600-US (240V) | 3600 | 1 |  |  | 0.97 | Solar Inverter |  | OUTDOOR
SRP16213 | SUNPOWER CORP (ORIGINAL MFRSMA) | SPR-4000M (240V) | 4200 | 1 |  |  | 0.97 | Solar Inverter |  | INDOOR
SRP16213 | SUNPOWER CORP (ORIGINAL MFRSMA) | SPR-4000M (240V) | 4200 | 1 |  |  | 0.97 | Solar Inverter |  | INDOOR
SRP16232 | SMA AMERICA | SB6000U (240V) | 6000 | 1 |  |  | 0.97 | Solar Inverter |  | INDOOR
SRP16235 | SMA AMERICA | SB6000US (240V) | 6000 | 1 |  |  | 0.97 | Solar Inverter |  | INDOOR
SRP16238 | INGETEAM | INGECON SUN 5TL U 208V | 5000 | 1 |  |  | 0.97 | Solar Inverter |  | Outside
SRP16238 | INGETEAM | INGECON SUN 5TL U 208V | 5000 | 1 |  |  | 0.97 | Solar Inverter |  | Outside
SRP16238 | INGETEAM | INGECON SUN 5TL U 208V | 5000 | 1 |  |  | 0.97 | Solar Inverter |  | Outside
SRP16238 | INGETEAM | INGECON SUN 5TL U 208V | 5000 | 1 |  |  | 0.97 | Solar Inverter |  | Outside
SRP16238 | INGETEAM | INGECON SUN 5TL U 208V | 5000 | 1 |  |  | 0.97 | Solar Inverter |  | Outside
SRP16283 | POWER-ONE | PVI-6000-OUTD-US (240 V) | 6000 | 1 |  |  | 0.97 | Solar Inverter |  | OUTDOOR
SRP16284 | POWER-ONE | PVI-6000-OUTD-US (240 V) | 6000 | 1 |  |  | 0.97 | Solar Inverter |  | OUTDOOR
SRP16285 | SUNPOWER CORP (ORIGINAL MFRSMA) | SPR-6000M (240V) | 6000 | 1 |  |  | 0.97 | Solar Inverter |  | OUTDOOR
SRP16286 | SUNPOWER CORP (ORIGINAL MFRSMA) | SPR-7000M (240V) | 7000 | 1 |  |  | 0.97 | Solar Inverter |  | OUTDOOR
SRP16287 | SUNPOWER CORP (ORIGINAL MFRSMA) | SPR-3000M (240V) | 3000 | 1 |  |  | 0.97 | Solar Inverter |  | Inside
SRP16287 | SUNPOWER CORP (ORIGINAL MFRSMA) | SPR-7000M (240V) | 7000 | 1 |  |  | 0.97 | Solar Inverter |  | Inside
SRP16289 | SMA AMERICA | SB6000U (277V) | 6000 | 1 |  |  | 0.97 | Solar Inverter |  | OUTDOOR
SRP16306 | SMA AMERICA | SB9000TL-US | 9000 | 1 |  |  | 0.97 | Solar Inverter |  | OUTDOOR
SRP16307 | SMA AMERICA | SB9000TL-US | 9000 | 1 |  |  | 0.97 | Solar Inverter |  | OUTDOOR
SRP16308 | SMA AMERICA | SB7000US (240V) | 7000 | 1 |  |  | 0.97 | Solar Inverter |  | OUTDOOR
SRP16310 | SMA AMERICA | SB5000US (240V) | 5000 | 1 |  |  | 0.97 | Solar Inverter |  | Inside
SRP16311 | SMA AMERICA | SB4000US (240V) | 4000 | 1 |  |  | 0.97 | Solar Inverter |  | Inside
SRP16312 | SMA AMERICA | SB4000US (240V) | 4000 | 1 |  |  | 0.97 | Solar Inverter |  | OUTDOOR
SRP16312 | SMA AMERICA | SB5000US (240V) | 5000 | 1 |  |  | 0.97 | Solar Inverter |  | OUTDOOR
SRP16313 | POWER-ONE | PVI-4.2-OUTD-S-US (240 V) | 4200 | 1 |  |  | 0.97 | Solar Inverter |  | OUTDOOR
SRP16315 | SMA AMERICA | SB8000TL-US (208V) | 8000 | 4 |  |  | 0.97 | Solar Inverter |  | OUTDOOR
SRP16321 | SMA AMERICA | SB6000US (240V) | 6000 | 2 |  |  | 0.97 | Solar Inverter |  | INDOOR
SRP16322 | SMA AMERICA | SB4000US (240V) | 4000 | 1 |  |  | 0.97 | Solar Inverter |  | OUTDOOR
SRP16322 | SMA AMERICA | SB5000US (240V) | 5000 | 1 |  |  | 0.97 | Solar Inverter |  | OUTDOOR
SRP16323 | SMA AMERICA | SB3000US (240V) | 3000 | 1 |  |  | 0.97 | Solar Inverter |  | OUTDOOR
SRP16325 | SMA AMERICA | SB4000US (240V) | 4000 | 1 |  |  | 0.97 | Solar Inverter |  | OUTDOOR
SRP16325 | SMA AMERICA | SB4000US (240V) | 4000 | 1 |  |  | 0.97 | Solar Inverter |  | OUTDOOR
SRP16328 | SMA AMERICA | SB4000US (240V) | 4000 | 1 |  |  | 0.97 | Solar Inverter |  | OUTDOOR
SRP16329 | SMA AMERICA | SB5000US (240V) | 5000 | 1 |  |  | 0.97 | Solar Inverter |  | OUTDOOR
SRP16330 | SMA AMERICA | SB4000US (240V) | 4000 | 1 |  |  | 0.97 | Solar Inverter |  | OUTDOOR
SRP16332 | SMA AMERICA | SB4000US (240V) | 4000 | 1 |  |  | 0.97 | Solar Inverter |  | OUTDOOR
SRP16334 | SMA AMERICA | SB4000US (240V) | 4000 | 1 |  |  | 0.97 | Solar Inverter |  | OUTDOOR
SRP16334 | SMA AMERICA | SB4000US (240V) | 4000 | 1 |  |  | 0.97 | Solar Inverter |  | OUTDOOR
SRP16335 | SMA AMERICA | SB5000US (240V) | 5000 | 1 |  |  | 0.97 | Solar Inverter |  | OUTDOOR
SRP16336 | SMA AMERICA | SB5000US (240V) | 5000 | 1 |  |  | 0.97 | Solar Inverter |  | OUTDOOR
SRP16340 | ENPHASE ENERGY | M215-60-2LL-S2X | 215 | 10 |  |  | 0.97 | Solar Inverter |  | OUTDOOR
SRP16340 | ENPHASE ENERGY | M215-60-2LL-S2X | 215 | 10 |  |  | 0.97 | Solar Inverter |  | OUTDOOR
SRP16353 | SMA AMERICA | SB4000US (208V) | 4000 | 1 |  |  | 0.97 | Solar Inverter |  | OUTDOOR
SRP16355 | ENPHASE ENERGY | M215-60-2LL-S2X | 215 | 40 |  |  | 0.97 | Solar Inverter |  | OUTDOOR
SRP16356 | PV POWERED | PVP100KW-208 | 260000 | 1 |  |  | 0.97 | Solar Inverter |  | INDOOR
SRP16357 | POWER-ONE | PVI-3.0-OUTD-S-US (240 V) | 3000 | 2 |  |  | 0.97 | Solar Inverter |  | Outside
SRP16357 | POWER-ONE | PVI-6000-OUTD-US (240 V) | 6000 | 1 |  |  | 0.97 | Solar Inverter |  | OUTDOOR
SRP16360 | SMA AMERICA | SB5000US (240V) | 5000 | 2 |  |  | 0.97 | Solar Inverter |  | OUTDOOR
SRP16362 | SMA AMERICA | SB3000US (240V) | 3000 | 1 |  |  | 0.97 | Solar Inverter |  | OUTDOOR
SRP16362 | SMA AMERICA | SB4000US (240V) | 4000 | 1 |  |  | 0.97 | Solar Inverter |  | OUTDOOR
SRP16364 | SMA AMERICA | SB7000US (240V) | 7000 | 1 |  |  | 0.97 | Solar Inverter |  | Inside
SRP16369 | SMA AMERICA | SB6000U (240V) | 6000 | 1 |  |  | 0.97 | Solar Inverter |  | OUTDOOR
SRP16372 | SMA AMERICA | SB5000US (240V) | 5000 | 1 |  |  | 0.97 | Solar Inverter |  | OUTDOOR
SRP16376 | SUNPOWER CORP (ORIGINAL MFRSMA) | SPR-3000M (208V) | 3000 | 1 |  |  | 0.97 | Solar Inverter |  | OUTDOOR
SRP16379 | POWER-ONE | PVI-4.2-OUTD-S-US (240 V) | 4200 | 1 |  |  | 0.97 | Solar Inverter |  | OUTDOOR
SRP16400 | ENPHASE ENERGY | M200-32-240-S02 | 215 | 21 |  |  | 0.97 | Solar Inverter |  | OUTDOOR
SRP16404 | SMA AMERICA | SB5000US (240V) | 5000 | 1 |  |  | 0.97 | Solar Inverter |  | OUTDOOR
SRP16405 | SMA AMERICA | SB4000US (240V) | 4000 | 1 |  |  | 0.97 | Solar Inverter |  | OUTDOOR
SRP16407 | SMA AMERICA | SB4000US (240V) | 4000 | 1 |  |  | 0.97 | Solar Inverter |  | Inside
SRP16408 | SMA AMERICA | SB5000US (240V) | 5000 | 1 |  |  | 0.97 | Solar Inverter |  | OUTDOOR
SRP16409 | SMA AMERICA | SB4000US (240V) | 4000 | 1 |  |  | 0.97 | Solar Inverter |  | OUTDOOR
SRP16409 | SMA AMERICA | SB4000US (240V) | 4000 | 1 |  |  | 0.97 | Solar Inverter |  | OUTDOOR
SRP16416 | ENPHASE ENERGY | M215-60-SIE-S2X-ZC-NA | 215 | 14 |  |  | 0.97 | Solar Inverter |  | OUTDOOR
SRP16423 | SMA AMERICA | SB7000US (240V) | 7000 | 1 |  |  | 0.97 | Solar Inverter |  | INDOOR
SRP16427 | SMA AMERICA | SB4000US (240V) | 4000 | 1 |  |  | 0.97 | Solar Inverter |  | OUTDOOR
SRP16427 | SMA AMERICA | SB4000US (240V) | 4000 | 1 |  |  | 0.97 | Solar Inverter |  | OUTDOOR
SRP16428 | SMA AMERICA | SB5000US (240V) | 5000 | 2 |  |  | 0.97 | Solar Inverter |  | OUTDOOR
SRP16429 | SMA AMERICA | SB5000US (240V) | 5000 | 1 |  |  | 0.97 | Solar Inverter |  | OUTDOOR
SRP16430 | SMA AMERICA | SB5000US (240V) | 5000 | 1 |  |  | 0.97 | Solar Inverter |  | OUTDOOR
SRP16431 | SMA AMERICA | SB3000US (240V) | 3000 | 1 |  |  | 0.97 | Solar Inverter |  | OUTDOOR
SRP16433 | SMA AMERICA | SB3000US (240V) | 3000 | 1 |  |  | 0.97 | Solar Inverter |  | OUTDOOR
SRP16433 | SMA AMERICA | SB4000US (240V) | 4000 | 1 |  |  | 0.97 | Solar Inverter |  | OUTDOOR
SRP16434 | SMA AMERICA | SB3000US (240V) | 3000 | 1 |  |  | 0.97 | Solar Inverter |  | OUTDOOR
SRP16434 | SMA AMERICA | SB4000US (240V) | 4000 | 1 |  |  | 0.97 | Solar Inverter |  | OUTDOOR
SRP16436 | SMA AMERICA | SB6000US (240V) | 6000 | 1 |  |  | 0.97 | Solar Inverter |  | OUTDOOR
SRP16437 | SMA AMERICA | SB4000US (240V) | 4000 | 1 |  |  | 0.97 | Solar Inverter |  | OUTDOOR
SRP16437 | SMA AMERICA | SB6000US (240V) | 6000 | 1 |  |  | 0.97 | Solar Inverter |  | OUTDOOR
SRP16442 | SMA AMERICA | SB4000US (240V) | 4000 | 1 |  |  | 0.97 | Solar Inverter |  | OUTDOOR
SRP16444 | SMA AMERICA | SB6000US (240V) | 6000 | 1 |  |  | 0.97 | Solar Inverter |  | OUTDOOR
SRP16446 | SMA AMERICA | SB4000US (240V) | 4000 | 1 |  |  | 0.97 | Solar Inverter |  | Inside
SRP16446 | SMA AMERICA | SB4000US (240V) | 4000 | 1 |  |  | 0.97 | Solar Inverter |  | Inside
SRP16448 | ENPHASE ENERGY | M215-60-2LL-S2X | 215 | 40 |  |  | 0.97 | Solar Inverter |  | OUTDOOR
SRP16454 | SMA AMERICA | SB4000US (240V) | 4000 | 1 |  |  | 0.97 | Solar Inverter |  | OUTDOOR
SRP16454 | SMA AMERICA | SB5000US | 5000 | 1 |  |  | 0.97 | Solar Inverter |  | OUTDOOR
SRP16455 | SMA AMERICA | SB5000US (240V) | 5000 | 1 |  |  | 0.97 | Solar Inverter |  | OUTDOOR
SRP16456 | SMA AMERICA | SB4000US (240V) | 4000 | 1 |  |  | 0.97 | Solar Inverter |  | OUTDOOR
SRP16457 | SMA AMERICA | SB3000US (240V) | 3000 | 1 |  |  | 0.97 | Solar Inverter |  | OUTDOOR
SRP16457 | SMA AMERICA | SB4000US (240V) | 4000 | 1 |  |  | 0.97 | Solar Inverter |  | OUTDOOR
SRP16458 | SMA AMERICA | SB3000US (240V) | 3000 | 1 |  |  | 0.97 | Solar Inverter |  | OUTDOOR
SRP16458 | SMA AMERICA | SB5000US (240V) | 5000 | 1 |  |  | 0.97 | Solar Inverter |  | OUTDOOR
SRP16459 | SMA AMERICA | SB4000US (240V) | 4000 | 1 |  |  | 0.97 | Solar Inverter |  | OUTDOOR
SRP16482 | SMA AMERICA | SB3000US-12 (208V) | 3000 | 1 |  |  | 0.97 | Solar Inverter |  | OUTDOOR
SRP16487 | SMA AMERICA | SB4000US (240V) | 4000 | 2 |  |  | 0.97 | Solar Inverter |  | OUTDOOR
SRP16489 | SMA AMERICA | SB4000US (240V) | 4000 | 1 |  |  | 0.97 | Solar Inverter |  | OUTDOOR
SRP16489 | SMA AMERICA | SB5000US | 5000 | 1 |  |  | 0.97 | Solar Inverter |  | OUTDOOR
SRP16496 | SMA AMERICA | SB3000US (240V) | 3000 | 1 |  |  | 0.97 | Solar Inverter |  | OUTDOOR
SRP16496 | SMA AMERICA | SB3000US (240V) | 3000 | 1 |  |  | 0.97 | Solar Inverter |  | OUTDOOR
SRP16497 | SMA AMERICA | SB6000U (240V) | 6000 | 1 |  |  | 0.97 | Solar Inverter |  | OUTDOOR
SRP16498 | SMA AMERICA | SB3000US (240V) | 3000 | 2 |  |  | 0.97 | Solar Inverter |  | OUTDOOR
SRP16501 | SMA AMERICA | SB6000U (240V) | 6000 | 1 |  |  | 0.97 | Solar Inverter |  | OUTDOOR
SRP16502 | SMA AMERICA | SB7000US (240V) | 7000 | 2 |  |  | 0.97 | Solar Inverter |  | OUTDOOR
SRP16504 | SMA AMERICA | SB5000US (240V) | 5000 | 1 |  |  | 0.97 | Solar Inverter |  | OUTDOOR
SRP16506 | SMA AMERICA | SB5000US | 5000 | 1 |  |  | 0.97 | Solar Inverter |  | OUTDOOR
SRP16511 | SMA AMERICA | SB4000US (240V) | 4000 | 1 |  |  | 0.97 | Solar Inverter |  | OUTDOOR
SRP16512 | SMA AMERICA | SB4000US (240V) | 4000 | 1 |  |  | 0.97 | Solar Inverter |  | Inside
SRP16515 | SMA AMERICA | SB6000U (240V) | 6000 | 1 |  |  | 0.97 | Solar Inverter |  | OUTDOOR
SRP16518 | SMA AMERICA | SB4000US (240V) | 4000 | 1 |  |  | 0.97 | Solar Inverter |  | OUTDOOR
SRP16518 | SMA AMERICA | SB5000US (240V) | 5000 | 1 |  |  | 0.97 | Solar Inverter |  | OUTDOOR
SRP16523 | SMA AMERICA | SB4000US (240V) | 4000 | 1 |  |  | 0.97 | Solar Inverter |  | OUTDOOR
SRP16523 | SMA AMERICA | SB5000US | 5000 | 1 |  |  | 0.97 | Solar Inverter |  | OUTDOOR
SRP16543 | SUNPOWER CORP (ORIGINAL MFRSMA) | SPR-4000M (208V) | 4200 | 1 |  |  | 0.97 | Solar Inverter |  | Inside
SRP16543 | SUNPOWER CORP (ORIGINAL MFRSMA) | SPR-6000M (208V) | 6000 | 1 |  |  | 0.97 | Solar Inverter |  | Inside
SRP16552 | POWER-ONE | PVI-3000-I-OUTD-US | 3000 | 1 |  |  | 0.97 | Solar Inverter |  | OUTDOOR
SRP16553 | POWER-ONE | PVI-4.2-OUTD-S-US (208 V) | 4200 | 2 |  |  | 0.97 | Solar Inverter |  | OUTDOOR
SRP16554 | POWER-ONE | PVI-3000-I-OUTD-US | 3000 | 1 |  |  | 0.97 | Solar Inverter |  | OUTDOOR
SRP16579 | ADVANCED ENERGY INDUSTRIES | AE 500TX-480 | 500000 | 1 |  |  | 0.97 | Solar Inverter |  | OUTDOOR
SRP16596 | SUNPOWER CORP (ORIGINAL MFRSMA) | SPR-6000M (240V) | 6000 | 1 |  |  | 0.97 | Solar Inverter |  | INDOOR
SRP16597 | SUNPOWER CORP (ORIGINAL MFRSMA) | SPR-4000M (208V) | 4200 | 1 |  |  | 0.97 | Solar Inverter |  | Outside
SRP16597 | SUNPOWER CORP (ORIGINAL MFRSMA) | SPR-5000M (240V) | 5000 | 1 |  |  | 0.97 | Solar Inverter |  | Outside
SRP16603 | SMA AMERICA | SB3000US (240V) | 3000 | 1 |  |  | 0.97 | Solar Inverter |  | OUTDOOR
SRP16603 | SMA AMERICA | SB3000US (240V) | 3000 | 1 |  |  | 0.97 | Solar Inverter |  | OUTDOOR
SRP16615 | SMA AMERICA |  | 6000 | 1 |  |  | 0.97 | Solar Inverter |  | INDOOR
SRP16619 | SUNPOWER CORP (ORIGINAL MFRSMA) | SPR-6000M (240V) | 6000 | 1 |  |  | 0.97 | Solar Inverter |  | INDOOR
SRP16620 | SMA AMERICA | SB4000US (240V) | 4000 | 1 |  |  | 0.97 | Solar Inverter |  | OUTDOOR
SRP16621 | SMA AMERICA | SB3000US (240V) | 3000 | 1 |  |  | 0.97 | Solar Inverter |  | OUTDOOR
SRP16621 | SMA AMERICA | SB6000U (240V) | 6000 | 1 |  |  | 0.97 | Solar Inverter |  | OUTDOOR
SRP16624 | SMA AMERICA | SB5000US (240V) | 5000 | 1 |  |  | 0.97 | Solar Inverter |  | OUTDOOR
SRP16631 | SUNPOWER CORP (ORIGINAL MFRFRONIUS) | SPR 12000F (208V) | 10000 | 1 |  |  | 0.97 | Solar Inverter |  | INDOOR
SRP16665 | SMA AMERICA | SB7000US (240V) | 7000 | 1 |  |  | 0.97 | Solar Inverter |  | OUTDOOR
SRP16667 | SUNPOWER CORP (ORIGINAL MFRSMA) | SPR-6000M (240V) | 6000 | 1 |  |  | 0.97 | Solar Inverter |  | INDOOR
SRP16668 | SMA AMERICA | SB4000US (240V) | 4000 | 2 |  |  | 0.97 | Solar Inverter |  | OUTDOOR
SRP16669 | SMA AMERICA | SB3000US (240V) | 3000 | 1 |  |  | 0.97 | Solar Inverter |  | OUTDOOR
SRP16669 | SMA AMERICA | SB6000U (240V) | 6000 | 1 |  |  | 0.97 | Solar Inverter |  | OUTDOOR
SRP16670 | ENPHASE ENERGY | M215-60-2LL-S2X | 215 | 22 |  |  | 0.97 | Solar Inverter |  | OUTDOOR
SRP16671 | SMA AMERICA | SB4000US (240V) | 4000 | 1 |  |  | 0.97 | Solar Inverter |  | OUTDOOR
SRP16671 | SMA AMERICA | SB5000US (240V) | 5000 | 1 |  |  | 0.97 | Solar Inverter |  | OUTDOOR
SRP16674 | SMA AMERICA | SB4000US (240V) | 4000 | 1 |  |  | 0.97 | Solar Inverter |  | OUTDOOR
SRP16675 | SMA AMERICA | SB5000US (240V) | 5000 | 1 |  |  | 0.97 | Solar Inverter |  | OUTDOOR
SRP16678 | SMA AMERICA | SB3000US (240V) | 3000 | 1 |  |  | 0.97 | Solar Inverter |  | OUTDOOR
SRP16678 | SMA AMERICA | SB4000US (240V) | 4000 | 1 |  |  | 0.97 | Solar Inverter |  | OUTDOOR
SRP16679 | SMA AMERICA | SB5000US (240V) | 5000 | 2 |  |  | 0.97 | Solar Inverter |  | OUTDOOR
SRP16680 | SMA AMERICA | SB6000U (240V) | 6000 | 1 |  |  | 0.97 | Solar Inverter |  | Inside
SRP16681 | SMA AMERICA | SB4000US (240V) | 4000 | 1 |  |  | 0.97 | Solar Inverter |  | OUTDOOR
SRP16681 | SMA AMERICA | SB5000US (240V) | 5000 | 1 |  |  | 0.97 | Solar Inverter |  | OUTDOOR
SRP16685 | SMA AMERICA | SB4000US (240V) | 4000 | 1 |  |  | 0.97 | Solar Inverter |  | OUTDOOR
SRP16685 | SMA AMERICA | SB4000US (240V) | 4000 | 1 |  |  | 0.97 | Solar Inverter |  | OUTDOOR
SRP16686 | SMA AMERICA | SB4000US (240V) | 4000 | 1 |  |  | 0.97 | Solar Inverter |  | OUTDOOR
SRP16686 | SMA AMERICA | SB4000US (240V) | 4000 | 1 |  |  | 0.97 | Solar Inverter |  | OUTDOOR
SRP16687 | SMA AMERICA | SB6000U (240V) | 6000 | 1 |  |  | 0.97 | Solar Inverter |  | OUTDOOR
SRP16688 | SMA AMERICA | SB3000US (240V) | 3000 | 1 |  |  | 0.97 | Solar Inverter |  | OUTDOOR
SRP16688 | SMA AMERICA | SB6000US (240V) | 6000 | 1 |  |  | 0.97 | Solar Inverter |  | OUTDOOR
SRP16689 | SMA AMERICA | SB6000U (240V) | 6000 | 1 |  |  | 0.97 | Solar Inverter |  | Inside
SRP16696 | SMA AMERICA | SB4000US (240V) | 4000 | 1 |  |  | 0.97 | Solar Inverter |  | OUTDOOR
SRP16696 | SMA AMERICA | SB4000US (240V) | 4000 | 1 |  |  | 0.97 | Solar Inverter |  | OUTDOOR
SRP16702 | SMA AMERICA | SB4000US (240V) | 4000 | 1 |  |  | 0.97 | Solar Inverter |  | OUTDOOR
SRP16719 | SMA AMERICA | SB6000U (240V) | 6000 | 1 |  |  | 0.97 | Solar Inverter |  | OUTDOOR
SRP16725 | SMA AMERICA | SB5000US (240V) | 5000 | 1 |  |  | 0.97 | Solar Inverter |  | INDOOR
SRP16726 | SMA AMERICA | SB3000US (240V) | 3000 | 1 |  |  | 0.97 | Solar Inverter |  | OUTDOOR
SRP16726 | SMA AMERICA | SB4000US (240V) | 4000 | 1 |  |  | 0.97 | Solar Inverter |  | OUTDOOR
SRP16734 | ADVANCED ENERGY INDUSTRIES | AE 500TX-480 | 500000 | 6 |  |  | 0.97 | Solar Inverter |  | OUTDOOR
SRP16743 | POWER-ONE | PVI-4.2-OUTD-S-US (240 V) | 4200 | 3 |  |  | 0.97 | Solar Inverter |  | INDOOR
SRP16745 | SMA AMERICA | SB5000US (208V) | 5000 | 1 |  |  | 0.97 | Solar Inverter |  | OUTDOOR
SRP16842 | POWER-ONE | PVI-4.2-OUTD-S-US (240 V) | 4200 | 1 |  |  | 0.97 | Solar Inverter |  | OUTDOOR
SRP16844 | SMA AMERICA | SB6000US (240V) | 6000 | 1 |  |  | 0.97 | Solar Inverter |  | OUTDOOR
SRP16846 | POWER-ONE | PVI-3000-I-OUTD-US-F (240V) | 3000 | 1 |  |  | 0.97 | Solar Inverter |  | OUTDOOR
SRP16846 | POWER-ONE | PVI-6000-OUTD-US (240 V) | 6000 | 1 |  |  | 0.97 | Solar Inverter |  | OUTDOOR
SRP16847 | POWER-ONE | PVI-3.0-OUTD-S-US (240 V) | 3000 | 1 |  |  | 0.97 | Solar Inverter |  | OUTDOOR
SRP16847 | POWER-ONE | PVI-5000-OUTD-US (240 V) | 5000 | 1 |  |  | 0.97 | Solar Inverter |  | OUTDOOR
SRP16848 | POWER-ONE | PVI-5000-OUTD-US (240 V) | 5000 | 1 |  |  | 0.97 | Solar Inverter |  | Inside
SRP16860 | SUNPOWER CORP (ORIGINAL MFRSMA) | SPR-5000M (240V) | 5000 | 1 |  |  | 0.97 | Solar Inverter |  | OUTDOOR
SRP16862 | SMA AMERICA | SB3000US (240V) | 3000 | 1 |  |  | 0.97 | Solar Inverter |  | OUTDOOR
SRP16862 | SMA AMERICA | SB5000US (240V) | 5000 | 1 |  |  | 0.97 | Solar Inverter |  | OUTDOOR
SRP16863 | POWER-ONE | PVI-6000-OUTD-US (240 V) | 6000 | 1 |  |  | 0.97 | Solar Inverter |  | OUTDOOR
SRP16893 | POWER-ONE | PVI-6000-OUTD-US (240 V) | 6000 | 1 |  |  | 0.97 | Solar Inverter |  | Inside
SRP16907 | POWER-ONE | PVI-3000-I-OUTD-US | 3000 | 1 |  |  | 0.97 | Solar Inverter |  | OUTDOOR
SRP16908 | SUNPOWER | SPR-6000M (208V) | 6000 | 1 |  |  | 0.97 | Solar Inverter |  | INDOOR
SRP16941 | ADVANCED ENERGY INDUSTRIES | 3159000-104 | 260000 | 1 |  |  | 0.97 | Solar Inverter |  | INDOOR
SRP16941 | ADVANCED ENERGY INDUSTRIES | 3159000-104 | 500000 | 1 |  |  | 0.97 | Solar Inverter |  | INDOOR
SRP16942 | SMA AMERICA | SB4000US (240V) | 4000 | 1 |  |  | 0.97 | Solar Inverter |  | OUTDOOR
SRP16944 | POWER-ONE | PVI-3.0-OUTD-S-US (208 V) | 3000 | 1 |  |  | 0.97 | Solar Inverter |  | OUTDOOR
SRP16958 | SUNPOWER CORP (ORIGINAL MFRSMA) | SPR-5000M (240V) | 5000 | 2 |  |  | 0.97 | Solar Inverter |  | Outside
SRP16963 | SMA AMERICA | SB5000US | 5000 | 1 |  |  | 0.97 | Solar Inverter |  | OUTDOOR
SRP16984 | SMA AMERICA | SB4000US (240V) | 4000 | 1 |  |  | 0.97 | Solar Inverter |  | OUTDOOR
SRP16985 | SMA AMERICA | SB5000US (240V) | 5000 | 1 |  |  | 0.97 | Solar Inverter |  | OUTDOOR
SRP16985 | SMA AMERICA | SB5000US (240V) | 5000 | 1 |  |  | 0.97 | Solar Inverter |  | OUTDOOR
SRP16988 | SMA AMERICA | SB5000US | 5000 | 1 |  |  | 0.97 | Solar Inverter |  | OUTDOOR
SRP16988 | SMA AMERICA | SB5000US (240V) | 5000 | 1 |  |  | 0.97 | Solar Inverter |  | OUTDOOR
SRP16989 | SMA AMERICA | SB6000U (240V) | 6000 | 1 |  |  | 0.97 | Solar Inverter |  | OUTDOOR
SRP16990 | SMA AMERICA | SB5000US | 5000 | 1 |  |  | 0.97 | Solar Inverter |  | OUTDOOR
SRP16991 | SMA AMERICA | SB3000US (240V) | 3000 | 1 |  |  | 0.97 | Solar Inverter |  | OUTDOOR
SRP16992 | SMA AMERICA | SB6000U (240V) | 6000 | 1 |  |  | 0.97 | Solar Inverter |  | OUTDOOR
SRP17010 | SMA AMERICA | SB6000U (240V) | 6000 | 1 |  |  | 0.97 | Solar Inverter |  | OUTDOOR
SRP17047 | SUNPOWER CORP (ORIGINAL MFRSMA) | SPR-3000M (240V) | 3600 | 2 |  |  | 0.97 | Solar Inverter |  | INDOOR
SRP17047 | SUNPOWER CORP (ORIGINAL MFRSMA) | SPR-6000M (240V) | 6000 | 1 |  |  | 0.97 | Solar Inverter |  | INDOOR
SRP17089 | ENPHASE ENERGY | M215-60-2LL-S2X | 215 | 26 |  |  | 0.97 | Solar Inverter |  | OUTDOOR
SRP17126 | SUNPOWER CORP (ORIGINAL MFRSMA) | SPR-5000M (240V) | 5000 | 1 |  |  | 0.97 | Solar Inverter |  | Outside
SRP17129 | SMA AMERICA | SB6000U (240V) | 6000 | 1 |  |  | 0.97 | Solar Inverter |  | INDOOR
SRP17135 | SUNPOWER CORP (ORIGINAL MFRSMA) | SPR-6000M (240V) | 6000 | 1 |  |  | 0.97 | Solar Inverter |  | INDOOR
SRP17136 | SMA AMERICA | SB5000US | 5000 | 2 |  |  | 0.97 | Solar Inverter |  | OUTDOOR
SRP17156 | SMA AMERICA | SB6000U (240V) | 6000 | 1 |  |  | 0.97 | Solar Inverter |  | INDOOR
SRP17157 | SMA AMERICA | SB7000US (240V) | 7000 | 1 |  |  | 0.97 | Solar Inverter |  | OUTDOOR
SRP17159 | ENPHASE ENERGY | M215-60-2LL-S2X | 215 | 27 |  |  | 0.97 | Solar Inverter |  | OUTDOOR
SRP17162 | SUNPOWER CORP (ORIGINAL MFR - PV POWERED LLC) | SPR-2500 | 3000 | 1 |  |  | 0.97 | Solar Inverter |  | INDOOR
SRP17162 | SUNPOWER CORP (ORIGINAL MFR - PV POWERED LLC) | SPR-3500 | 3600 | 1 |  |  | 0.97 | Solar Inverter |  | INDOOR
SRP17176 | SMA AMERICA | SB7000US (277V) | 7000 | 1 |  |  | 0.97 | Solar Inverter |  | OUTDOOR
SRP17179 | SUNPOWER | SPR-5000M (208V) | 5000 | 1 |  |  | 0.97 | Solar Inverter |  | INDOOR
SRP17179 | SUNPOWER CORP (ORIGINAL MFR - PV POWERED LLC) | SPR-3500 | 3600 | 1 |  |  | 0.97 | Solar Inverter |  | INDOOR
SRP17179 | SUNPOWER CORP (ORIGINAL MFRSMA) | SPR-3000M (208V) | 3000 | 1 |  |  | 0.97 | Solar Inverter |  | INDOOR
SRP17180 | SUNPOWER CORP (ORIGINAL MFRSMA) | SPR-5000M (240V) | 5000 | 2 |  |  | 0.97 | Solar Inverter |  | Outside
SRP17192 | SUNPOWER CORP (ORIGINAL MFRSMA) | SPR4000 | 3600 | 1 |  |  | 0.97 | Solar Inverter |  | OUTDOOR
SRP17219 | POWER-ONE | PVI-3600-US (240V) | 3600 | 1 |  |  | 0.97 | Solar Inverter |  | INDOOR
SRP17219 | POWER-ONE | PVI-5000-OUTD-US (240 V) | 5000 | 1 |  |  | 0.97 | Solar Inverter |  | INDOOR
SRP17222 | SOLECTRIA RENEWABLES | PVI60KW-208 | 60000 | 2 |  |  | 0.97 | Solar Inverter |  | OUTDOOR
SRP17245 | SMA AMERICA | SB8000TL-US (240V) | 8000 | 1 |  |  | 0.97 | Solar Inverter |  | OUTDOOR
SRP17251 | SMA AMERICA | SB7000TL-US (208V) | 7000 | 1 |  |  | 0.97 | Solar Inverter |  | OUTDOOR
SRP17253 | SMA AMERICA | SB6000TL-US (208V) | 6000 | 1 |  |  | 0.97 | Solar Inverter |  | OUTDOOR
SRP17253 | SMA AMERICA | SB7000TL-US (208V) | 7000 | 1 |  |  | 0.97 | Solar Inverter |  | OUTDOOR
SRP17260 | SMA AMERICA | SB6000US (277V) | 8000 | 1 |  |  | 0.97 | Solar Inverter |  | OUTDOOR
SRP17261 | SMA AMERICA | SB8000TL-US (208V) | 8000 | 1 |  |  | 0.97 | Solar Inverter |  | OUTDOOR
SRP17267 | SMA AMERICA | SB7000TL-US (208V) | 7000 | 1 |  |  | 0.97 | Solar Inverter |  | OUTDOOR
SRP17278 | SMA AMERICA | SB5000US (240V) | 5000 | 1 |  |  | 0.97 | Solar Inverter |  | INDOOR
SRP17281 | SMA AMERICA | SB6000US (240V) | 6000 | 1 |  |  | 0.97 | Solar Inverter |  | OUTDOOR
SRP17285 | SMA AMERICA | SB4000US (240V) | 4000 | 1 |  |  | 0.97 | Solar Inverter |  | OUTDOOR
SRP17285 | SMA AMERICA | SB6000US (240V) | 6000 | 1 |  |  | 0.97 | Solar Inverter |  | OUTDOOR
SRP17290 | SMA AMERICA | SB7000US (240V) | 7000 | 2 |  |  | 0.97 | Solar Inverter |  | OUTDOOR
SRP17292 | SMA AMERICA | SB7000TL-US (208V) | 7000 | 2 |  |  | 0.97 | Solar Inverter |  | OUTDOOR
SRP17294 | SMA AMERICA | SB6000TL-US (208V) | 6000 | 1 |  |  | 0.97 | Solar Inverter |  | OUTDOOR
SRP17294 | SMA AMERICA | SB7000TL-US (208V) | 7000 | 1 |  |  | 0.97 | Solar Inverter |  | OUTDOOR
SRP17305 | SMA AMERICA | SB6000TL-US (208V) | 6000 | 2 |  |  | 0.97 | Solar Inverter |  | OUTDOOR
SRP17319 | SMA AMERICA | SB3000HFUS-30 (208V) | 3000 | 1 |  |  | 0.97 | Solar Inverter |  | OUTDOOR
SRP17319 | SMA AMERICA | SB5000US | 5000 | 1 |  |  | 0.97 | Solar Inverter |  | OUTDOOR
SRP17369 | SMA AMERICA | SB8000TL-US (240V) | 8000 | 1 |  |  | 0.97 | Solar Inverter |  | OUTDOOR
SRP17382 | SMA AMERICA | SB8000TL-US (208V) | 8000 | 1 |  |  | 0.97 | Solar Inverter |  | OUTDOOR
SRP17386 | ENPHASE ENERGY | M215-60-2LL-S2X | 215 | 22 |  |  | 0.97 | Solar Inverter |  | OUTDOOR
SRP17411 | SUNPOWER CORP (ORIGINAL MFRFRONIUS) | SPR-6500F-240 | 7500 | 1 |  |  | 0.97 | Solar Inverter |  | OUTDOOR
SRP17411 | SUNPOWER CORP (ORIGINAL MFRSMA) | SPR-5000M (240V) | 5000 | 1 |  |  | 0.97 | Solar Inverter |  | OUTDOOR
SRP17416 | SOLAREDGE TECHNOLOGIES | SE7000 (277V) W/ -ER-US OR A-US | 9000 | 3 |  |  | 0.97 | Solar Inverter |  | OUTDOOR
SRP17417 | SMA AMERICA | SB7000US (208V) | 7000 | 1 |  |  | 0.97 | Solar Inverter |  | OUTDOOR
SRP17418 | SMA AMERICA | SB6000US (277V) | 8000 | 1 |  |  | 0.97 | Solar Inverter |  | OUTDOOR
SRP17419 | SUNPOWER CORP (ORIGINAL MFR - PV POWERED LLC) | SPR-2500 | 3000 | 1 |  |  | 0.97 | Solar Inverter |  | Outside
SRP17419 | SUNPOWER CORP (ORIGINAL MFR - PV POWERED LLC) | SPR-4600 | 4200 | 1 |  |  | 0.97 | Solar Inverter |  | Outside
SRP17420 | SMA AMERICA | SB8000US (240V) | 8000 | 1 |  |  | 0.97 | Solar Inverter |  | OUTDOOR
SRP17421 | SMA AMERICA | SB7000US (240V) | 7000 | 1 |  |  | 0.97 | Solar Inverter |  | OUTDOOR
SRP17422 | SMA AMERICA | SB7000US (240V) | 7000 | 1 |  |  | 0.97 | Solar Inverter |  | OUTDOOR
SRP17429 | SMA AMERICA | SB7000US (240V) | 8000 | 1 |  |  | 0.97 | Solar Inverter |  | OUTDOOR
SRP17430 | SMA AMERICA | SB7000TL-US (240V) | 7000 | 1 |  |  | 0.97 | Solar Inverter |  | OUTDOOR
SRP17445 | SUNPOWER CORP (ORIGINAL MFRSMA) | SPR-5000M (208V) | 5000 | 1 |  |  | 0.97 | Solar Inverter |  | OUTDOOR
SRP17445 | SUNPOWER CORP (ORIGINAL MFRSMA) | SPR-6000M (208V) | 6000 | 1 |  |  | 0.97 | Solar Inverter |  | OUTDOOR
SRP17449 | SMA AMERICA | SB4000US (240V) | 4000 | 1 |  |  | 0.97 | Solar Inverter |  | OUTDOOR
SRP17452 | SMA AMERICA | SB4000US (240V) | 4000 | 1 |  |  | 0.97 | Solar Inverter |  | OUTDOOR
SRP17453 | SMA AMERICA | SB3000US (240V) | 3000 | 1 |  |  | 0.97 | Solar Inverter |  | OUTDOOR
SRP17453 | SMA AMERICA | SB6000U (240V) | 6000 | 1 |  |  | 0.97 | Solar Inverter |  | OUTDOOR
SRP17462 | SMA AMERICA | SB6000US (240V) | 6000 | 1 |  |  | 0.97 | Solar Inverter |  | OUTDOOR
SRP17464 | SMA AMERICA | SB6000US (240V) | 6000 | 1 |  |  | 0.97 | Solar Inverter |  | INDOOR
SRP17465 | SUNPOWER CORP (ORIGINAL MFR - PV POWERED LLC) | SPR-4600 | 4200 | 1 |  |  | 0.97 | Solar Inverter |  | Outside
SRP17469 | SMA AMERICA | SB8000US (240V) | 8000 | 1 |  |  | 0.97 | Solar Inverter |  | Outside
SRP17478 | SMA AMERICA | SB6000US (208V) | 6000 | 1 |  |  | 0.97 | Solar Inverter |  | INDOOR
SRP17495 | SMA AMERICA | SB6000US (240V) | 6000 | 1 |  |  | 0.97 | Solar Inverter |  | INDOOR
SRP17498 | PV POWERED | PVP100KW-208 | 100000 | 1 |  |  | 0.97 | Solar Inverter |  | OUTDOOR
SRP17498 | PV POWERED | PVP100KW-208 | 100000 | 1 |  |  | 0.97 | Solar Inverter |  | OUTDOOR
SRP17501 | SMA AMERICA | SB4000US (240V) | 4000 | 1 |  |  | 0.97 | Solar Inverter |  | OUTDOOR
SRP17517 | SMA AMERICA | SB8000US-12 (240V) | 8000 | 1 |  |  | 0.97 | Solar Inverter |  | OUTDOOR
SRP17521 | SMA AMERICA | SB7000US (208V) | 8000 | 1 |  |  | 0.97 | Solar Inverter |  | OUTDOOR
SRP17525 | SUNPOWER | SPR-5000M (240V) | 5000 | 1 |  |  | 0.97 | Solar Inverter |  | INDOOR
SRP17525 | SUNPOWER | SPR-6000M (240V) | 6000 | 2 |  |  | 0.97 | Solar Inverter |  | INDOOR
SRP17556 | ENPHASE ENERGY | M215-60-2LL-S2X | 215 | 14 |  |  | 0.97 | Solar Inverter |  | OUTDOOR
SRP17561 | ENPHASE ENERGY | M215-60-2LL-S2X | 215 | 35 |  |  | 0.97 | Solar Inverter |  | OUTDOOR
SRP17562 | SMA AMERICA | SB5000US | 5000 | 2 |  |  | 0.97 | Solar Inverter |  | OUTDOOR
SRP17564 | SMA AMERICA | SB7000US (277V) | 7000 | 1 |  |  | 0.97 | Solar Inverter |  | OUTDOOR
SRP17566 | ENPHASE ENERGY | M215-60-2LL-S2X | 215 | 23 |  |  | 0.97 | Solar Inverter |  | OUTDOOR
SRP17577 | SMA AMERICA | SB7000TL-US (208V) | 7000 | 1 |  |  | 0.97 | Solar Inverter |  | Outside
SRP17583 | SMA AMERICA | SB8000US-12 (240V) | 8000 | 1 |  |  | 0.97 | Solar Inverter |  | OUTDOOR
SRP17584 | POWER-ONE | PVI-4.2-OUTD-S-US (240 V) | 4200 | 1 |  |  | 0.97 | Solar Inverter |  | OUTDOOR
SRP17585 | POWER-ONE | PVI-3600-OUTD-US-F (240V) | 3600 | 1 |  |  | 0.97 | Solar Inverter |  | OUTDOOR
SRP17586 | POWER-ONE | PVI-3000-I-OUTD-US-F (208V) | 3000 | 1 |  |  | 0.97 | Solar Inverter |  | OUTDOOR
SRP17586 | POWER-ONE | PVI-3000-I-OUTD-US-F (208V) | 3000 | 1 |  |  | 0.97 | Solar Inverter |  | OUTDOOR
SRP17595 | SUNPOWER CORP (ORIGINAL MFRSMA) | SPR-5000M (240V) | 5000 | 2 |  |  | 0.97 | Solar Inverter |  | Inside
SRP17596 | SUNPOWER CORP (ORIGINAL MFRSMA) | SPR-3000M (240V) | 3000 | 1 |  |  | 0.97 | Solar Inverter |  | OUTDOOR
SRP17596 | SUNPOWER CORP (ORIGINAL MFRSMA) | SPR-5000M (240V) | 5000 | 3 |  |  | 0.97 | Solar Inverter |  | OUTDOOR
SRP17597 | POWER-ONE | PVI-3.0-OUTD-S-US (240 V) | 3000 | 2 |  |  | 0.97 | Solar Inverter |  | OUTDOOR
SRP17602 | SMA AMERICA | SB6000U (240V) | 6000 | 2 |  |  | 0.97 | Solar Inverter |  | Outside
SRP17603 | SMA AMERICA | SB7000US (240V) | 7000 | 1 |  |  | 0.97 | Solar Inverter |  | INDOOR
SRP17604 | SMA AMERICA | SB3000US-12 (240V) | 3000 | 2 |  |  | 0.97 | Solar Inverter |  | INDOOR
SRP17606 | SIEMENS INDUSTRY | SMIINV215R60XX (208V) | 215 | 20 |  |  | 0.97 | Solar Inverter |  | OUTDOOR
SRP17607 | SUNPOWER | SPR-3500 | 3600 | 1 |  |  | 0.97 | Solar Inverter |  | INDOOR
SRP17607 | SUNPOWER | SPR-4000F-240 | 4200 | 1 |  |  | 0.97 | Solar Inverter |  | INDOOR
SRP17608 | SUNPOWER CORP (ORIGINAL MFRSMA) | SPR-6000M (240V) | 6000 | 1 |  |  | 0.97 | Solar Inverter |  | INDOOR
SRP17612 | SMA AMERICA | SB3000US (208V) | 3000 | 1 |  |  | 0.97 | Solar Inverter |  | INDOOR
SRP17612 | SMA AMERICA | SB5000US (208V) | 5000 | 1 |  |  | 0.97 | Solar Inverter |  | Inside
SRP17617 | ENPHASE ENERGY | M215-60-2LL-S2X | 215 | 10 |  |  | 0.97 | Solar Inverter |  | OUTDOOR
SRP17617 | ENPHASE ENERGY | M215-60-2LL-S2X | 215 | 10 |  |  | 0.97 | Solar Inverter |  | OUTDOOR
SRP17617 | ENPHASE ENERGY | M215-60-2LL-S2X | 215 | 17 |  |  | 0.97 | Solar Inverter |  | OUTDOOR
SRP17628 | POWER-ONE | PVI-3000-I-OUTD-US | 3000 | 1 |  |  | 0.97 | Solar Inverter |  | OUTDOOR
SRP17628 | POWER-ONE | PVI-5000-OUTD-US (240 V) | 5000 | 1 |  |  | 0.97 | Solar Inverter |  | OUTDOOR
SRP17629 | SMA AMERICA | SB5000US (240V) | 5000 | 1 |  |  | 0.97 | Solar Inverter |  | OUTDOOR
SRP17636 | POWER-ONE | PVI-3600-OUTD-US-F (240V) | 3600 | 1 |  |  | 0.97 | Solar Inverter |  | OUTDOOR
SRP17636 | POWER-ONE | PVI-3600-OUTD-US-F (240V) | 3600 | 1 |  |  | 0.97 | Solar Inverter |  | OUTDOOR
SRP17639 | SMA AMERICA | SB6000U (240V) | 6000 | 1 |  |  | 0.97 | Solar Inverter |  | OUTDOOR
SRP17640 | SMA AMERICA | SB6000US (240V) | 6000 | 2 |  |  | 0.97 | Solar Inverter |  | INDOOR
SRP17641 | SUNPOWER CORP (ORIGINAL MFRSMA) | SPR-6000M (240V) | 6000 | 1 |  |  | 0.97 | Solar Inverter |  | OUTDOOR
SRP17645 | SUNPOWER CORP (ORIGINAL MFRSMA) | SPR-7000M (240V) | 7000 | 1 |  |  | 0.97 | Solar Inverter |  | OUTDOOR
SRP17664 | POWER-ONE | PVI-3600-OUTD-US-F (240V) | 3600 | 1 |  |  | 0.97 | Solar Inverter |  | OUTDOOR
SRP17664 | POWER-ONE | PVI-5000-OUTD-US (240 V) | 5000 | 2 |  |  | 0.97 | Solar Inverter |  | OUTDOOR
SRP17666 | SUNPOWER CORP (ORIGINAL MFRSMA) | SPR-4000M (240V) | 4000 | 1 |  |  | 0.97 | Solar Inverter |  | OUTDOOR
SRP17666 | SUNPOWER CORP (ORIGINAL MFRSMA) | SPR-5000M (240V) | 5000 | 1 |  |  | 0.97 | Solar Inverter |  | OUTDOOR
SRP17666 | SUNPOWER CORP (ORIGINAL MFRSMA) | SPR-6000M (240V) | 6000 | 1 |  |  | 0.97 | Solar Inverter |  | OUTDOOR
SRP17683 | ENPHASE ENERGY | M215-60-2LL-S2X | 215 | 11 |  |  | 0.97 | Solar Inverter |  | OUTDOOR
SRP17689 | SMA AMERICA | SB5000US (240V) | 5000 | 2 |  |  | 0.97 | Solar Inverter |  | Outside
SRP17691 | POWER-ONE | PVI-6000-OUTD-US (240 V) | 6000 | 1 |  |  | 0.97 | Solar Inverter |  | OUTDOOR
SRP17694 | SUNPOWER CORP (ORIGINAL MFRSMA) | SPR-3000M (208V) | 3600 | 1 |  |  | 0.97 | Solar Inverter |  | INDOOR
SRP17694 | SUNPOWER CORP (ORIGINAL MFRSMA) | SPR-5000M (240V) | 5000 | 1 |  |  | 0.97 | Solar Inverter |  | INDOOR
SRP17694 | SUNPOWER CORP (ORIGINAL MFRSMA) | SPR-5000M (240V) | 5000 | 1 |  |  | 0.97 | Solar Inverter |  | Outside
SRP17695 | SMA AMERICA | SB7000US (208V) | 7000 | 1 |  |  | 0.97 | Solar Inverter |  | OUTDOOR
SRP17746 | SMA AMERICA | SB6000US (240V) | 6000 | 1 |  |  | 0.97 | Solar Inverter |  | OUTDOOR
SRP17762 | SMA AMERICA | SB5000US | 5000 | 1 |  |  | 0.97 | Solar Inverter |  | Outside
SRP17762 | SMA AMERICA | SB5000US (240V) | 5000 | 1 |  |  | 0.97 | Solar Inverter |  | OUTDOOR
SRP17766 | ENPHASE ENERGY | M215-60-2LL-S2X | 215 | 45 |  |  | 0.97 | Solar Inverter |  | OUTDOOR
SRP17792 | SUNPOWER CORP (ORIGINAL MFRSMA) | SPR-3000M (240V) | 3600 | 1 |  |  | 0.97 | Solar Inverter |  | INDOOR
SRP17792 | SUNPOWER CORP (ORIGINAL MFRSMA) | SPR-6000M (240V) | 6000 | 2 |  |  | 0.97 | Solar Inverter |  | INDOOR
SRP17842 | SUNPOWER CORP (ORIGINAL MFRSMA) | SPR-4000M (208V) | 3600 | 2 |  |  | 0.97 | Solar Inverter |  | OUTDOOR
SRP17848 | SMA AMERICA | SB3000US (240V) | 3000 | 1 |  |  | 0.97 | Solar Inverter |  | OUTDOOR
SRP17851 | SUNPOWER CORP (ORIGINAL MFRSMA) | SPR-3000M (240V) | 3000 | 1 |  |  | 0.97 | Solar Inverter |  | OUTDOOR
SRP17851 | SUNPOWER CORP (ORIGINAL MFRSMA) | SPR-7000M (240V) | 7000 | 1 |  |  | 0.97 | Solar Inverter |  | OUTDOOR
SRP17853 | SUNPOWER CORP (ORIGINAL MFRSMA) | SPR-3000M (208V) | 3000 | 1 |  |  | 0.97 | Solar Inverter |  | OUTDOOR
SRP17853 | SUNPOWER CORP (ORIGINAL MFRSMA) | SPR-6000M (208V) | 6000 | 1 |  |  | 0.97 | Solar Inverter |  | OUTDOOR
SRP17859 | POWER-ONE | PVI-CENTRAL-250-US (480 V) | 250000 | 1 |  |  | 0.97 | Solar Inverter |  | OUTDOOR
SRP17862 | SMA AMERICA | SB4000US (240V) | 4000 | 1 |  |  | 0.97 | Solar Inverter |  | OUTDOOR
SRP17863 | SUNPOWER |  | 3000 | 1 |  |  | 0.97 | Solar Inverter |  | INDOOR
SRP17864 | SMA AMERICA | SB4000US (240V) | 4000 | 1 |  |  | 0.97 | Solar Inverter |  | OUTDOOR
SRP17864 | SMA AMERICA | SB6000US (240V) | 6000 | 1 |  |  | 0.97 | Solar Inverter |  | OUTDOOR
SRP17871 | SMA AMERICA | SB4000US (208V) | 4000 | 1 |  |  | 0.97 | Solar Inverter |  | OUTDOOR
SRP17883 | SMA AMERICA | SB8000TL-US (208V) | 8000 | 2 |  |  | 0.97 | Solar Inverter |  | OUTDOOR
SRP17885 | SMA AMERICA | SB6000US (240V) | 6000 | 1 |  |  | 0.97 | Solar Inverter |  | Inside
SRP17893 | SUNPOWER CORP (ORIGINAL MFRSMA) | SPR-5000M (208V) | 5000 | 2 |  |  | 0.97 | Solar Inverter |  | INDOOR
SRP17913 | SMA AMERICA | SB6000US (240V) | 6000 | 1 |  |  | 0.97 | Solar Inverter |  | Outside
SRP17917 | POWER-ONE | PVI-6000-OUTD-US (240 V) | 6000 | 1 |  |  | 0.97 | Solar Inverter |  | OUTDOOR
SRP17925 | SUNPOWER CORP (ORIGINAL MFRSMA) | SPR-7000M (240V) | 7000 | 3 |  |  | 0.97 | Solar Inverter |  | OUTDOOR
SRP17932 | POWER-ONE | PVI-3000-I-OUTD-US-F (240V) | 3000 | 1 |  |  | 0.97 | Solar Inverter |  | OUTDOOR
SRP17932 | POWER-ONE | PVI-6000-OUTD-US (240 V) | 6000 | 1 |  |  | 0.97 | Solar Inverter |  | OUTDOOR
SRP17958 | ENPHASE ENERGY | M215-60-2LL-S2X | 215 | 36 |  |  | 0.97 | Solar Inverter |  | OUTDOOR
SRP17960 | SOLAREDGE TECHNOLOGIES | SE5000 (208V) W/ -ER-US OR A-US | 5000 | 1 |  |  | 0.97 | Solar Inverter |  | INDOOR
SRP17969 | ENPHASE ENERGY | M215-60-2LL-S2X-IG | 215 | 16 |  |  | 0.97 | Solar Inverter |  | OUTDOOR
SRP17970 | SMA AMERICA | SB4000US (240V) | 4000 | 1 |  |  | 0.97 | Solar Inverter |  | OUTDOOR
SRP17970 | SMA AMERICA | SB4000US (240V) | 4000 | 1 |  |  | 0.97 | Solar Inverter |  | OUTDOOR
SRP17972 | SUNPOWER | SPR-6000M (240V) | 6000 | 1 |  |  | 0.97 | Solar Inverter |  | INDOOR
SRP17974 | SMA AMERICA | SB5000US (240V) | 5000 | 1 |  |  | 0.97 | Solar Inverter |  | OUTDOOR
SRP17977 | SUNPOWER CORP (ORIGINAL MFRSMA) | SPR-4000M (208V) | 3600 | 1 |  |  | 0.97 | Solar Inverter |  | INDOOR
SRP17978 | SUNPOWER CORP (ORIGINAL MFR - PV POWERED LLC) | SPR-5200 | 6000 | 1 |  |  | 0.97 | Solar Inverter |  | INDOOR
SRP17985 | ENPHASE ENERGY | M215-60-2LL-S2X | 215 | 23 |  |  | 0.97 | Solar Inverter |  | Outside
SRP17993 | SMA AMERICA | SB4000US (240V) | 4000 | 1 |  |  | 0.97 | Solar Inverter |  | OUTDOOR
SRP17993 | SMA AMERICA | SB5000US (240V) | 5000 | 1 |  |  | 0.97 | Solar Inverter |  | OUTDOOR
SRP18025 | SUNPOWER CORP (ORIGINAL MFR - PV POWERED LLC) | SPR-3500 | 3000 | 1 |  |  | 0.97 | Solar Inverter |  | INDOOR
SRP18025 | SUNPOWER CORP (ORIGINAL MFR - PV POWERED LLC) | SPR-3500 | 3600 | 1 |  |  | 0.97 | Solar Inverter |  | INDOOR
SRP18027 | SUNPOWER | SPR-3500 | 3600 | 1 |  |  | 0.97 | Solar Inverter |  | INDOOR
SRP18027 | SUNPOWER |  | 3000 | 1 |  |  | 0.97 | Solar Inverter |  | INDOOR
SRP18037 | SMA AMERICA | SB6000US (208V) | 6000 | 1 |  |  | 0.97 | Solar Inverter |  | OUTDOOR
SRP18052 | SMA AMERICA | SB7000US-12 (240V) | 7000 | 1 |  |  | 0.97 | Solar Inverter |  | INDOOR
SRP18054 | SUNPOWER CORP (ORIGINAL MFR - PV POWERED LLC) | SPR-2500 | 3000 | 1 |  |  | 0.97 | Solar Inverter |  | Outside
SRP18054 | SUNPOWER CORP (ORIGINAL MFRSMA) | SPR-4000M (240V) | 3600 | 1 |  |  | 0.97 | Solar Inverter |  | Outside
SRP18060 | SUNPOWER CORP (ORIGINAL MFRFRONIUS) | SPR-3300F-277 | 3600 | 1 |  |  | 0.97 | Solar Inverter |  | INDOOR
SRP18060 | SUNPOWER CORP (ORIGINAL MFRFRONIUS) | SPR-4000F-277 | 4200 | 1 |  |  | 0.97 | Solar Inverter |  | INDOOR
SRP18062 | SMA AMERICA | SB6000US (240V) | 6000 | 1 |  |  | 0.97 | Solar Inverter |  | OUTDOOR
SRP18066 | SUNPOWER | SPR-3500 | 3600 | 1 |  |  | 0.97 | Solar Inverter |  | INDOOR
SRP18066 | SUNPOWER | SPR-5000M (240V) | 5000 | 1 |  |  | 0.97 | Solar Inverter |  | INDOOR
SRP18073 | ENPHASE ENERGY | M215-60-2LL-S2X | 215 | 45 |  |  | 0.97 | Solar Inverter |  | OUTDOOR
SRP18088 | ENPHASE ENERGY | M215-60-2LL-S2X | 215 | 50 |  |  | 0.97 | Solar Inverter |  | OUTDOOR
SRP18091 | ENPHASE ENERGY | M215-60-2LL-S2X | 215 | 13 |  |  | 0.97 | Solar Inverter |  | OUTDOOR
SRP18101 | SUNPOWER | SPR-6000M (208V) | 6000 | 1 |  |  | 0.97 | Solar Inverter |  | INDOOR
SRP18124 | SMA AMERICA | SB3000US (240V) | 3000 | 1 |  |  | 0.97 | Solar Inverter |  | OUTDOOR
SRP18124 | SMA AMERICA | SB4000US (240V) | 4000 | 1 |  |  | 0.97 | Solar Inverter |  | OUTDOOR
SRP18124 | SMA AMERICA | SB4000US (240V) | 4000 | 1 |  |  | 0.97 | Solar Inverter |  | OUTDOOR
SRP18129 | ENPHASE ENERGY | M215-60-2LL-S2X | 215 | 4 |  |  | 0.97 | Solar Inverter |  | Outside
SRP18189 | SMA AMERICA | SB6000US (240V) | 6000 | 2 |  |  | 0.97 | Solar Inverter |  | OUTDOOR
SRP18220 | SUNPOWER | SPR-8000M (240V) | 8000 | 1 |  |  | 0.97 | Solar Inverter |  | OUTDOOR
SRP18227 | POWER-ONE | PVI-6000-OUTD-US (240 V) | 6000 | 1 |  |  | 0.97 | Solar Inverter |  | OUTDOOR
SRP18235 | SUNPOWER | SPR-3801F-208 | 3600 | 1 |  |  | 0.97 | Solar Inverter |  | Outside
SRP18235 | SUNPOWER | SPR-6000M (208V) | 6000 | 1 |  |  | 0.97 | Solar Inverter |  | Outside
SRP18239 | SMA AMERICA | SB7000US (240V) | 7000 | 1 |  |  | 0.97 | Solar Inverter |  | OUTDOOR
SRP18240 | SMA AMERICA | SB7000US (240V) | 7000 | 1 |  |  | 0.97 | Solar Inverter |  | OUTDOOR
SRP18243 | SMA AMERICA | SB7000US (240V) | 7000 | 1 |  |  | 0.97 | Solar Inverter |  | OUTDOOR
SRP18257 | SMA AMERICA | SB7000TL-US (240V) | 7000 | 1 |  |  | 0.97 | Solar Inverter |  | OUTDOOR
SRP18258 | SMA AMERICA | SB4000US (240V) | 4000 | 1 |  |  | 0.97 | Solar Inverter |  | OUTDOOR
SRP18273 | ENPHASE ENERGY | M215-60-2LL-S2X | 215 | 19 |  |  | 0.97 | Solar Inverter |  | OUTDOOR
SRP18294 | SMA AMERICA | SB8000US (240V) | 8000 | 1 |  |  | 0.97 | Solar Inverter |  | OUTDOOR
SRP18304 | SMA AMERICA | SB6000US (240V) | 6000 | 1 |  |  | 0.97 | Solar Inverter |  | INDOOR
SRP18305 | SMA AMERICA | SB6000US (240V) | 6000 | 1 |  |  | 0.97 | Solar Inverter |  | INDOOR
SRP18306 | SMA AMERICA | SB6000US (240V) | 6000 | 1 |  |  | 0.97 | Solar Inverter |  | INDOOR
SRP18327 | ENPHASE ENERGY | M215-60-2LL-S2X | 215 | 20 |  |  | 0.97 | Solar Inverter |  | OUTDOOR
SRP18343 | SMA AMERICA | SB4000US (240V) | 4000 | 1 |  |  | 0.97 | Solar Inverter |  | OUTDOOR
SRP18344 | SMA AMERICA | SB6000US (240V) | 6000 | 1 |  |  | 0.97 | Solar Inverter |  | OUTDOOR
SRP18355 | SMA AMERICA |  | 6000 | 1 |  |  | 0.97 | Solar Inverter |  | OUTDOOR
SRP18357 | SMA AMERICA | SB6000US (240V) | 6000 | 1 |  |  | 0.97 | Solar Inverter |  | OUTDOOR
SRP18359 | ENPHASE ENERGY | M215-60-2LL-S2X | 215 | 32 |  |  | 0.97 | Solar Inverter |  | OUTDOOR
SRP18361 | SMA AMERICA | SB6000US (240V) | 6000 | 1 |  |  | 0.97 | Solar Inverter |  | OUTDOOR
SRP18363 | SMA AMERICA | SB7000TL-US-12 (208V) | 6000 | 1 |  |  | 0.97 | Solar Inverter |  | OUTDOOR
SRP18364 | SMA AMERICA | SB6000US (240V) | 6000 | 1 |  |  | 0.97 | Solar Inverter |  | OUTDOOR
SRP18365 | ENPHASE ENERGY | M215-60-2LL-S2X | 215 | 14 |  |  | 0.97 | Solar Inverter |  | OUTDOOR
SRP18366 | SMA AMERICA | SB4000US (240V) | 4000 | 1 |  |  | 0.97 | Solar Inverter |  | OUTDOOR
SRP18375 | SMA AMERICA | SB6000US (240V) | 6000 | 1 |  |  | 0.97 | Solar Inverter |  | OUTDOOR
SRP18381 | ENPHASE ENERGY | M215-60-2LL-S2X | 215 | 23 |  |  | 0.97 | Solar Inverter |  | OUTDOOR
SRP18395 | SMA AMERICA | SB7000TL-US (208V) | 7000 | 1 |  |  | 0.97 | Solar Inverter |  | Outside
SRP18396 | SMA AMERICA | SB8000US (277V) | 8000 | 1 |  |  | 0.97 | Solar Inverter |  | Outside
SRP18406 | BALLARD POWER SYSTEMS | EPC-PV-480-75KW | 250000 | 2 |  |  | 0.97 | Solar Inverter |  | OUTDOOR
SRP18427 | PV POWERED | PVP100KW-480 | 260000 | 3 |  |  | 0.97 | Solar Inverter |  | OUTDOOR
SRP18476 | POWER-ONE | PVI-5000-OUTD-US (240 V) | 5000 | 1 |  |  | 0.97 | Solar Inverter |  | OUTDOOR
SRP18501 | SMA AMERICA | SB4000US-12 (208V) | 4000 | 1 |  |  | 0.97 | Solar Inverter |  | INDOOR
SRP18502 | SMA AMERICA | SB6000US (240V) | 6000 | 6 |  |  | 0.97 | Solar Inverter |  | OUTDOOR
SRP18518 | SMA AMERICA | SB5000US (240V) | 5000 | 1 |  |  | 0.97 | Solar Inverter |  | INDOOR
SRP18527 | SMA AMERICA | SB3000US (240V) | 3000 | 1 |  |  | 0.97 | Solar Inverter |  | INDOOR
SRP18527 | SMA AMERICA | SB6000US (240V) | 6000 | 1 |  |  | 0.97 | Solar Inverter |  | INDOOR
SRP18531 | ENPHASE ENERGY | M215-60-2LL-S2X | 215 | 30 |  |  | 0.97 | Solar Inverter |  | OUTDOOR
SRP18553 | SUNPOWER | SPR-5000M (240V) | 5000 | 1 |  |  | 0.97 | Solar Inverter |  | OUTDOOR
SRP18557 | SMA AMERICA | SB7000US (240V) | 7000 | 1 |  |  | 0.97 | Solar Inverter |  | Outside
SRP18564 | SUNPOWER CORP (ORIGINAL MFRSMA) | SPR-3000M (240V) | 3600 | 2 |  |  | 0.97 | Solar Inverter |  | INDOOR
SRP18568 | SMA AMERICA | SB6000US (240V) | 6000 | 1 |  |  | 0.97 | Solar Inverter |  | INDOOR
SRP18578 | SUNPOWER | SPR-8000M (240V) | 8000 | 1 |  |  | 0.97 | Solar Inverter |  | OUTDOOR
SRP18579 | SUNPOWER | SPR-5000M (240V) | 5000 | 2 |  |  | 0.97 | Solar Inverter |  | OUTDOOR
SRP18580 | SUNPOWER | SPR-3000M (240V) | 3000 | 1 |  |  | 0.97 | Solar Inverter |  | Inside
SRP18580 | SUNPOWER | SPR-6000M (240V) | 6000 | 1 |  |  | 0.97 | Solar Inverter |  | Inside
SRP18580 | SUNPOWER | SPR-7000M (240V) | 7000 | 1 |  |  | 0.97 | Solar Inverter |  | Inside
SRP18595 | SMA AMERICA | SB5000US | 5000 | 1 |  |  | 0.97 | Solar Inverter |  | OUTDOOR
SRP18595 | SMA AMERICA | SB7000US (240V) | 7000 | 3 |  |  | 0.97 | Solar Inverter |  | OUTDOOR
SRP18616 | SMA AMERICA | SB6000US (240V) | 6000 | 2 |  |  | 0.97 | Solar Inverter |  | Outside
SRP18618 | ENPHASE ENERGY | M215-60-2LL-S2X | 215 | 33 |  |  | 0.97 | Solar Inverter |  | OUTDOOR
SRP18628 | PV POWERED | PVP260KW | 260000 | 1 |  |  | 0.97 | Solar Inverter |  | OUTDOOR
SRP18629 | PV POWERED | PVP260KW | 260000 | 1 |  |  | 0.97 | Solar Inverter |  | OUTDOOR
SRP18632 | PV POWERED | PVP100KW-480 | 100000 | 2 |  |  | 0.97 | Solar Inverter |  | OUTDOOR
SRP18632 | PV POWERED | PVP260KW | 260000 | 1 |  |  | 0.97 | Solar Inverter |  | OUTDOOR
SRP18633 | POWER-ONE | PVI-6000-OUTD-US (240 V) | 6000 | 1 |  |  | 0.97 | Solar Inverter |  | OUTDOOR
SRP18634 | PV POWERED | PVP260KW | 260000 | 5 |  |  | 0.97 | Solar Inverter |  | OUTDOOR
SRP18638 | PV POWERED | PVP75KW-480 | 75000 | 1 |  |  | 0.97 | Solar Inverter |  | OUTDOOR
SRP18639 | SMA AMERICA | SB3000US (240V) | 3000 | 1 |  |  | 0.97 | Solar Inverter |  | OUTDOOR
SRP18639 | SMA AMERICA | SB3000US (240V) | 3000 | 1 |  |  | 0.97 | Solar Inverter |  | OUTDOOR
SRP18639 | SMA AMERICA | SB5000US (208V) | 5000 | 1 |  |  | 0.97 | Solar Inverter |  | OUTDOOR
SRP18644 | PV POWERED | PVP260KW | 260000 | 2 |  |  | 0.97 | Solar Inverter |  | OUTDOOR
SRP18648 | SMA AMERICA | SB4000US (240V) | 4000 | 1 |  |  | 0.97 | Solar Inverter |  | OUTDOOR
SRP18651 | SUNPOWER | SPR-3000M (240V) | 3000 | 1 |  |  | 0.97 | Solar Inverter |  | INDOOR
SRP18651 | SUNPOWER | SPR-4000F-240 | 4000 | 1 |  |  | 0.97 | Solar Inverter |  | INDOOR
SRP18651 | SUNPOWER | SPR-6501F-240 | 6000 | 1 |  |  | 0.97 | Solar Inverter |  | INDOOR
SRP18669 | SMA AMERICA | SB5000US (240V) | 5000 | 1 |  |  | 0.97 | Solar Inverter |  | OUTDOOR
SRP18671 | SMA AMERICA | SB4000US (240V) | 4000 | 1 |  |  | 0.97 | Solar Inverter |  | OUTDOOR
SRP18673 | SMA AMERICA | SB4000US (240V) | 4000 | 1 |  |  | 0.97 | Solar Inverter |  | OUTDOOR
SRP18673 | SMA AMERICA | SB5000US | 5000 | 1 |  |  | 0.97 | Solar Inverter |  | OUTDOOR
SRP18674 | SMA AMERICA | SB4000US (240V) | 4000 | 1 |  |  | 0.97 | Solar Inverter |  | OUTDOOR
SRP18676 | ENPHASE ENERGY | M215-60-2LL-S2X | 215 | 34 |  |  | 0.97 | Solar Inverter |  | OUTDOOR
SRP18687 | PV POWERED | PVP260KW | 260000 | 1 |  |  | 0.97 | Solar Inverter |  | OUTDOOR
SRP18702 | ENPHASE ENERGY | M215-60-2LL-S2X | 215 | 26 |  |  | 0.97 | Solar Inverter |  | OUTDOOR
SRP18709 | SMA AMERICA | SB5000US (240V) | 5000 | 1 |  |  | 0.97 | Solar Inverter |  | OUTDOOR
SRP18713 | SMA AMERICA | SB8000US-12 (240V) | 8000 | 1 |  |  | 0.97 | Solar Inverter |  | OUTDOOR
SRP18716 | SMA AMERICA | SB4000US (240V) | 4000 | 1 |  |  | 0.97 | Solar Inverter |  | OUTDOOR
SRP18718 | ENPHASE ENERGY | M215-60-2LL-S2X-IG-NA | 215 | 20 |  |  | 0.97 | Solar Inverter |  | OUTDOOR
SRP18723 | ENPHASE ENERGY | M215-60-2LL-S2X | 215 | 20 |  |  | 0.97 | Solar Inverter |  | OUTDOOR
SRP18735 | SMA AMERICA | SB7000US (240V) | 7000 | 1 |  |  | 0.97 | Solar Inverter |  | OUTDOOR
SRP18739 | SMA AMERICA | SB5000US (240V) | 5000 | 1 |  |  | 0.97 | Solar Inverter |  | OUTDOOR
SRP18740 | POWER-ONE | PVI-3000-I-OUTD-US | 3000 | 1 |  |  | 0.97 | Solar Inverter |  | OUTDOOR
SRP18740 | POWER-ONE | PVI-6000-OUTD-US (240 V) | 6000 | 1 |  |  | 0.97 | Solar Inverter |  | OUTDOOR
SRP18745 | ENPHASE ENERGY | M215-60-2LL-S2X | 215 | 31 |  |  | 0.97 | Solar Inverter |  | OUTDOOR
SRP18813 | POWER-ONE | PVI-3.6-OUTD-S-US (208 V) | 3600 | 1 |  |  | 0.97 | Solar Inverter |  | OUTDOOR
SRP18813 | POWER-ONE | PVI-4.2-OUTD-S-US (208 V) | 4200 | 2 |  |  | 0.97 | Solar Inverter |  | OUTDOOR
SRP18828 | SMA AMERICA | SB6000US-12 (240V) | 6000 | 1 |  |  | 0.97 | Solar Inverter |  | Outside
SRP18840 | ENPHASE ENERGY | M215-60-2LL-S2X | 215 | 43 |  |  | 0.97 | Solar Inverter |  | OUTDOOR
SRP18859 | SUNPOWER | SPR-5000M (240V) | 5000 | 1 |  |  | 0.97 | Solar Inverter |  | OUTDOOR
SRP18860 | ENPHASE ENERGY | M215-60-2LL-S2X | 215 | 30 |  |  | 0.97 | Solar Inverter |  | OUTDOOR
SRP18869 | SUNPOWER | SPR-6000M (208V) | 6000 | 2 |  |  | 0.97 | Solar Inverter |  | INDOOR
SRP18872 | ENPHASE ENERGY | M215-60-2LL-S2X | 215 | 26 |  |  | 0.97 | Solar Inverter |  | OUTDOOR
SRP18912 | SUNPOWER | SPR-3000M (240V) | 3000 | 1 |  |  | 0.97 | Solar Inverter |  | INDOOR
SRP18912 | SUNPOWER | SPR-3500 | 3600 | 1 |  |  | 0.97 | Solar Inverter |  | INDOOR
SRP18915 | SUNPOWER | SPR-4000M (240V) | 4200 | 1 |  |  | 0.97 | Solar Inverter |  | INDOOR
SRP18915 | SUNPOWER | SPR-5000M (240V) | 5000 | 1 |  |  | 0.97 | Solar Inverter |  | INDOOR
SRP18920 | SMA AMERICA | SB6000US (240V) | 6000 | 1 |  |  | 0.97 | Solar Inverter |  | INDOOR
SRP18929 | SMA AMERICA | SB6000US (240V) | 6000 | 1 |  |  | 0.97 | Solar Inverter |  | INDOOR
SRP18959 | SUNPOWER | SPR-7000M (240V) | 7000 | 1 |  |  | 0.97 | Solar Inverter |  | OUTDOOR
SRP18960 | POWER-ONE | PVI-3.0-OUTD-S-US (208 V) | 3000 | 1 |  |  | 0.97 | Solar Inverter |  | OUTDOOR
SRP18962 | POWER-ONE | PVI-5000-OUTD-US (208 V) | 5000 | 1 |  |  | 0.97 | Solar Inverter |  | OUTDOOR
SRP18962 | POWER-ONE | PVI-5000-OUTD-US (208 V) | 5000 | 1 |  |  | 0.97 | Solar Inverter |  | OUTDOOR
SRP18966 | SUNPOWER | SPR-7000M (240V) | 7000 | 1 |  |  | 0.97 | Solar Inverter |  | Outside
SRP18991 | ENPHASE ENERGY | M215-60-2LL-S2X | 215 | 33 |  |  | 0.97 | Solar Inverter |  | OUTDOOR
SRP19026 | SOLECTRIA RENEWABLES | PVI 3000 (240V) | 3000 | 1 |  |  | 0.97 | Solar Inverter |  | INDOOR
SRP19026 | SOLECTRIA RENEWABLES | PVI 7500 (240V) | 7500 | 1 |  |  | 0.97 | Solar Inverter |  | INDOOR
SRP19027 | ENPHASE ENERGY | M215-60-2LL-S2X | 215 | 31 |  |  | 0.97 | Solar Inverter |  | OUTDOOR
SRP19060 | SMA AMERICA | SB5000US (240V) | 5000 | 1 |  |  | 0.97 | Solar Inverter |  | INDOOR
SRP19093 | SMA AMERICA | SB4000US (240V) | 4000 | 1 |  |  | 0.97 | Solar Inverter |  | OUTDOOR
SRP19093 | SMA AMERICA | SB5000US (240V) | 5000 | 1 |  |  | 0.97 | Solar Inverter |  | OUTDOOR
SRP19100 | POWER-ONE | PVI-CENTRAL-250-US (480 V) | 250000 | 1 |  |  | 0.97 | Solar Inverter |  | OUTDOOR
SRP19124 | SMA AMERICA | SB4000US (240V) | 4000 | 1 |  |  | 0.97 | Solar Inverter |  | INDOOR
SRP19144 | ENPHASE ENERGY | M215-60-2LL-S2X | 215 | 30 |  |  | 0.97 | Solar Inverter |  | OUTDOOR
SRP19154 | POWER-ONE | PVI-3.6-OUTD-S-US (240 V) | 3600 | 1 |  |  | 0.97 | Solar Inverter |  | Inside
SRP19203 | SMA AMERICA | SB3000US (240V) | 3000 | 1 |  |  | 0.97 | Solar Inverter |  | Inside
SRP19204 | SMA AMERICA | SB8000US (240V) | 8000 | 6 |  |  | 0.97 | Solar Inverter |  | OUTDOOR
SRP19208 | SMA AMERICA | SB6000US (240V) | 6000 | 1 |  |  | 0.97 | Solar Inverter |  | OUTDOOR
SRP19210 | SMA AMERICA |  | 6000 | 1 |  |  | 0.97 | Solar Inverter |  | OUTDOOR
SRP19212 | POWER-ONE | PVI-6000-OUTD-US (208 V) | 6000 | 1 |  |  | 0.97 | Solar Inverter |  | OUTDOOR
SRP19220 | SMA AMERICA | SB3000US (208V) | 3000 | 1 |  |  | 0.97 | Solar Inverter |  | INDOOR
SRP19220 | SMA AMERICA |  | 6000 | 1 |  |  | 0.97 | Solar Inverter |  | INDOOR
SRP19222 | SMA AMERICA | SB7000TL-US (240V) | 7000 | 1 |  |  | 0.97 | Solar Inverter |  | OUTDOOR
SRP19225 | ADVANCED ENERGY INDUSTRIES | AE 500TX-480 | 500000 | 1 |  |  | 0.97 | Solar Inverter |  | OUTDOOR
SRP19231 | POWER-ONE | PVI-6000-OUTD-US (208 V) | 6000 | 1 |  |  | 0.97 | Solar Inverter |  | Inside
SRP19231 | POWER-ONE | PVI-6000-OUTD-US (240 V) | 6000 | 1 |  |  | 0.97 | Solar Inverter |  | Inside
SRP19233 | ADVANCED ENERGY INDUSTRIES | AE 100TX-208 | 100000 | 1 |  |  | 0.97 | Solar Inverter |  | OUTDOOR
SRP19233 | ADVANCED ENERGY INDUSTRIES | AE 260TX-480 | 260000 | 3 |  |  | 0.97 | Solar Inverter |  | OUTDOOR
SRP19233 | ADVANCED ENERGY INDUSTRIES | AE 500TX-480 | 500000 | 1 |  |  | 0.97 | Solar Inverter |  | OUTDOOR
SRP19238 | SMA AMERICA | SB4000US (240V) | 4000 | 1 |  |  | 0.97 | Solar Inverter |  | OUTDOOR
SRP19238 | SMA AMERICA | SB6000US (240V) | 6000 | 1 |  |  | 0.97 | Solar Inverter |  | OUTDOOR
SRP19246 | ENPHASE ENERGY | M215-60-2LL-S2X | 215 | 22 |  |  | 0.97 | Solar Inverter |  | OUTDOOR
SRP19255 | SUNPOWER | SPR-5000M (208V) | 5000 | 1 |  |  | 0.97 | Solar Inverter |  | Outside
SRP19256 | SMA AMERICA | SB5000US (240V) | 5000 | 2 |  |  | 0.97 | Solar Inverter |  | INDOOR
SRP19257 | SUNPOWER | SPR-3000M (240V) | 3000 | 1 |  |  | 0.97 | Solar Inverter |  | INDOOR
SRP19257 | SUNPOWER CORP (ORIGINAL MFRFRONIUS) | SPR-4000F-208 | 4200 | 1 |  |  | 0.97 | Solar Inverter |  | INDOOR
SRP19266 | SUNPOWER | SPR-3000M (240V) | 3000 | 1 |  |  | 0.97 | Solar Inverter |  | OUTDOOR
SRP19266 | SUNPOWER | SPR-3000M (240V) | 3000 | 1 |  |  | 0.97 | Solar Inverter |  | OUTDOOR
SRP19266 | SUNPOWER | SPR-6000M (240V) | 6000 | 7 |  |  | 0.97 | Solar Inverter |  | OUTDOOR
SRP19266 | SUNPOWER | SPR-7000M (240V) | 7000 | 1 |  |  | 0.97 | Solar Inverter |  | OUTDOOR
SRP19268 | SMA AMERICA | ST36 (240V) | 36000 | 1 |  |  | 0.97 | Solar Inverter |  | OUTDOOR
SRP19268 | SUNPOWER | SPR-6000M (240V) | 6000 | 1 |  |  | 0.97 | Solar Inverter |  | OUTDOOR
SRP19280 | SUNPOWER | SPR-5000M (240V) | 5000 | 1 |  |  | 0.97 | Solar Inverter |  | Outside
SRP19309 | POWER-ONE | PVI-4.2-OUTD-S-US (240 V) | 4200 | 1 |  |  | 0.97 | Solar Inverter |  | OUTDOOR
SRP19348 | POWER-ONE | PVI-3.0-OUTD-S-US (240 V) | 3000 | 1 |  |  | 0.97 | Solar Inverter |  | OUTDOOR
SRP19349 | POWER-ONE | PVI-6000-OUTD-US (240 V) | 6000 | 2 |  |  | 0.97 | Solar Inverter |  | Inside
SRP19353 | SMA AMERICA | SB3000US (240V) | 3000 | 2 |  |  | 0.97 | Solar Inverter |  | INDOOR
SRP19355 | SMA AMERICA | SB4000US (240V) | 4000 | 1 |  |  | 0.97 | Solar Inverter |  | OUTDOOR
SRP19356 | POWER-ONE | PVI-3.0-OUTD-S-US (240 V) | 3000 | 1 |  |  | 0.97 | Solar Inverter |  | Inside
SRP19388 | SMA AMERICA | SB7000US (240V) | 7000 | 1 |  |  | 0.97 | Solar Inverter |  | Inside
SRP19421 | SUNPOWER | SPR-3000M (240V) | 3000 | 1 |  |  | 0.97 | Solar Inverter |  | INDOOR
SRP19421 | SUNPOWER | SPR-3500 | 3600 | 1 |  |  | 0.97 | Solar Inverter |  | INDOOR
SRP19421 | SUNPOWER | SPR-6000M (240V) | 6000 | 2 |  |  | 0.97 | Solar Inverter |  | INDOOR
SRP19422 | SMA AMERICA | SB3000US (208V) | 3000 | 3 |  |  | 0.97 | Solar Inverter |  | INDOOR
SRP19430 | SMA AMERICA | SB3000US (240V) | 3000 | 1 |  |  | 0.97 | Solar Inverter |  | OUTDOOR
SRP19430 | SMA AMERICA | SB3000US (240V) | 3000 | 1 |  |  | 0.97 | Solar Inverter |  | OUTDOOR
SRP19432 | POWER-ONE | PVI-4.2-OUTD-S-US (240 V) | 4200 | 1 |  |  | 0.97 | Solar Inverter |  | OUTDOOR
SRP19439 | POWER-ONE | PVI-3000-I-OUTD-US (208V) | 3000 | 1 |  |  | 0.97 | Solar Inverter |  | OUTDOOR
SRP19439 | POWER-ONE | PVI-6000-OUTD-US (208 V) | 6000 | 1 |  |  | 0.97 | Solar Inverter |  | OUTDOOR
SRP19443 | SMA AMERICA | SB8000US (240V) | 8000 | 1 |  |  | 0.97 | Solar Inverter |  | OUTDOOR
SRP19444 | SMA AMERICA | SB8000US (240V) | 8000 | 1 |  |  | 0.97 | Solar Inverter |  | OUTDOOR
SRP19450 | SMA AMERICA | SB8000US (240V) | 8000 | 1 |  |  | 0.97 | Solar Inverter |  | OUTDOOR
SRP19451 | SMA AMERICA | SB8000US (240V) | 8000 | 1 |  |  | 0.97 | Solar Inverter |  | OUTDOOR
SRP19452 | SMA AMERICA | SB8000US (240V) | 8000 | 1 |  |  | 0.97 | Solar Inverter |  | OUTDOOR
SRP19453 | SMA AMERICA | SB8000US (240V) | 8000 | 1 |  |  | 0.97 | Solar Inverter |  | OUTDOOR
SRP19455 | SMA AMERICA | SB8000US (240V) | 8000 | 1 |  |  | 0.97 | Solar Inverter |  | OUTDOOR
SRP19457 | SMA AMERICA | SB5000US (240V) | 5000 | 2 |  |  | 0.97 | Solar Inverter |  | Outside
SRP19458 | SMA AMERICA | SB8000US (240V) | 8000 | 1 |  |  | 0.97 | Solar Inverter |  | OUTDOOR
SRP19467 | SMA AMERICA | SB8000US (240V) | 8000 | 1 |  |  | 0.97 | Solar Inverter |  | OUTDOOR
SRP19468 | SMA AMERICA | SB8000US (240V) | 8000 | 1 |  |  | 0.97 | Solar Inverter |  | OUTDOOR
SRP19469 | SMA AMERICA | SB6000US-11 (240V) | 6000 | 1 |  |  | 0.97 | Solar Inverter |  | OUTDOOR
SRP19469 | SMA AMERICA | SB8000US (277V) | 8000 | 1 |  |  | 0.97 | Solar Inverter |  | OUTDOOR
SRP19475 | ENPHASE ENERGY | M215-60-2LL-S2X | 215 | 64 |  |  | 0.97 | Solar Inverter |  | OUTDOOR
SRP19481 | SMA AMERICA | SB5000US | 5000 | 1 |  |  | 0.97 | Solar Inverter |  | INDOOR
SRP19489 | SUNPOWER | SPR-5000M (240V) | 5000 | 1 |  |  | 0.97 | Solar Inverter |  | INDOOR
SRP19489 | SUNPOWER | SPR-7000M (240V) | 7000 | 1 |  |  | 0.97 | Solar Inverter |  | INDOOR
SRP19505 | SUNPOWER | SPR-5000M (240V) | 5000 | 1 |  |  | 0.97 | Solar Inverter |  | INDOOR
SRP19510 | SMA AMERICA | SB8000US (240V) | 8000 | 1 |  |  | 0.97 | Solar Inverter |  | OUTDOOR
SRP19511 | SMA AMERICA | SB8000US (240V) | 8000 | 1 |  |  | 0.97 | Solar Inverter |  | OUTDOOR
SRP19513 | SMA AMERICA | SB8000US (240V) | 8000 | 1 |  |  | 0.97 | Solar Inverter |  | OUTDOOR
SRP19522 | SMA AMERICA | SB6000US (240V) | 6000 | 12 |  |  | 0.97 | Solar Inverter |  | OUTDOOR
SRP19522 | SMA AMERICA | SB7000US (240V) | 7000 | 39 |  |  | 0.97 | Solar Inverter |  | OUTDOOR
SRP19522 | SMA AMERICA | SB8000US (240V) | 8000 | 30 |  |  | 0.97 | Solar Inverter |  | OUTDOOR
SRP19524 | SMA AMERICA | SB7000US (240V) | 7000 | 1 |  |  | 0.97 | Solar Inverter |  | OUTDOOR
SRP19526 | SMA AMERICA | SB7000US (240V) | 7000 | 1 |  |  | 0.97 | Solar Inverter |  | OUTDOOR
SRP19527 | SMA AMERICA | SB7000US (240V) | 7000 | 1 |  |  | 0.97 | Solar Inverter |  | OUTDOOR
SRP19528 | SMA AMERICA | SB8000US (240V) | 8000 | 1 |  |  | 0.97 | Solar Inverter |  | OUTDOOR
SRP19529 | SMA AMERICA | SB5000US (240V) | 5000 | 1 |  |  | 0.97 | Solar Inverter |  | OUTDOOR
SRP19531 | SMA AMERICA | SB6000US (240V) | 6000 | 1 |  |  | 0.97 | Solar Inverter |  | OUTDOOR
SRP19531 | SMA AMERICA | SB7000US (240V) | 7000 | 1 |  |  | 0.97 | Solar Inverter |  | OUTDOOR
SRP19532 | SMA AMERICA | SB5000US (208V) | 5000 | 1 |  |  | 0.97 | Solar Inverter |  | OUTDOOR
SRP19532 | SMA AMERICA | SB7000US (240V) | 7000 | 1 |  |  | 0.97 | Solar Inverter |  | OUTDOOR
SRP19533 | SMA AMERICA | SB5000US (208V) | 5000 | 1 |  |  | 0.97 | Solar Inverter |  | OUTDOOR
SRP19533 | SMA AMERICA | SB7000US (240V) | 7000 | 1 |  |  | 0.97 | Solar Inverter |  | OUTDOOR
SRP19534 | SMA AMERICA | SB7000TL-US (208V) | 7000 | 1 |  |  | 0.97 | Solar Inverter |  | Outside
SRP19534 | SMA AMERICA | SB7000US (240V) | 7000 | 1 |  |  | 0.97 | Solar Inverter |  | Outside
SRP19544 | SMA AMERICA | SB5000US-12 (240V) | 5000 | 1 |  |  | 0.97 | Solar Inverter |  | OUTDOOR
SRP19546 | SMA AMERICA | SB7000US-11 (240V) | 7000 | 1 |  |  | 0.97 | Solar Inverter |  | OUTDOOR
SRP19547 | SMA AMERICA | SB7000US (240V) | 7000 | 1 |  |  | 0.97 | Solar Inverter |  | OUTDOOR
SRP19549 | SMA AMERICA | SB7000US (240V) | 7000 | 1 |  |  | 0.97 | Solar Inverter |  | OUTDOOR
SRP19550 | SMA AMERICA | SB7000US (240V) | 7000 | 1 |  |  | 0.97 | Solar Inverter |  | OUTDOOR
SRP19550 | SMA AMERICA | SB7000US-11 (240V) | 7000 | 1 |  |  | 0.97 | Solar Inverter |  | Outside
SRP19551 | SMA AMERICA | SB8000US (240V) | 8000 | 1 |  |  | 0.97 | Solar Inverter |  | OUTDOOR
SRP19552 | SMA AMERICA | SB7000US (240V) | 7000 | 1 |  |  | 0.97 | Solar Inverter |  | OUTDOOR
SRP19553 | SMA AMERICA | SB7000US (240V) | 7000 | 1 |  |  | 0.97 | Solar Inverter |  | OUTDOOR
SRP19554 | SMA AMERICA | SB8000US (240V) | 8000 | 1 |  |  | 0.97 | Solar Inverter |  | OUTDOOR
SRP19555 | SMA AMERICA | SB8000US (240V) | 8000 | 1 |  |  | 0.97 | Solar Inverter |  | OUTDOOR
SRP19556 | SMA AMERICA | SB8000US (240V) | 8000 | 1 |  |  | 0.97 | Solar Inverter |  | OUTDOOR
SRP19557 | SMA AMERICA | SB8000TL-US (240V) | 8000 | 1 |  |  | 0.97 | Solar Inverter |  | OUTDOOR
SRP19558 | SMA AMERICA | SB8000US (240V) | 8000 | 1 |  |  | 0.97 | Solar Inverter |  | OUTDOOR
SRP19560 | SMA AMERICA | SB5000US-12 (240V) | 5000 | 1 |  |  | 0.97 | Solar Inverter |  | OUTDOOR
SRP19561 | SUNPOWER CORP (ORIGINAL MFR - PV POWERED LLC) | SPR-4600 | 4000 | 1 |  |  | 0.97 | Solar Inverter |  | OUTDOOR
SRP19595 | SMA AMERICA | SB7000US (240V) | 7000 | 1 |  |  | 0.97 | Solar Inverter |  | OUTDOOR
SRP19596 | SMA AMERICA | SB7000US (240V) | 7000 | 2 |  |  | 0.97 | Solar Inverter |  | OUTDOOR
SRP19597 | SMA AMERICA | SB7000US (240V) | 7000 | 2 |  |  | 0.97 | Solar Inverter |  | OUTDOOR
SRP19598 | SMA AMERICA | SB4000US (240V) | 4000 | 1 |  |  | 0.97 | Solar Inverter |  | OUTDOOR
SRP19600 | SMA AMERICA | SB5000US (240V) | 5000 | 1 |  |  | 0.97 | Solar Inverter |  | OUTDOOR
SRP19600 | SMA AMERICA | SB6000US (240V) | 6000 | 1 |  |  | 0.97 | Solar Inverter |  | OUTDOOR
SRP19602 | SUNPOWER CORP (ORIGINAL MFRXANTREX) | SPR-5000X (240V) | 5000 | 1 |  |  | 0.97 | Solar Inverter |  | INDOOR
SRP19621 | SUNPOWER | SPR-5000M (240V) | 5000 | 1 |  |  | 0.97 | Solar Inverter |  | INDOOR
SRP19621 | SUNPOWER | SPR-5000M (240V) | 5000 | 1 |  |  | 0.97 | Solar Inverter |  | INDOOR
SRP19621 | SUNPOWER | SPR-6000M (240V) | 6000 | 1 |  |  | 0.97 | Solar Inverter |  | INDOOR
SRP19628 | ENPHASE ENERGY | M200-32-208-S01 | 215 | 16 |  |  | 0.97 | Solar Inverter |  | OUTDOOR
SRP19628 | ENPHASE ENERGY | M200-32-208-S01 | 215 | 17 |  |  | 0.97 | Solar Inverter |  | OUTDOOR
SRP19629 | SMA AMERICA | SB3000US (240V) | 3000 | 1 |  |  | 0.97 | Solar Inverter |  | INDOOR
SRP19629 | SMA AMERICA | SB4000US (208V) | 4000 | 1 |  |  | 0.97 | Solar Inverter |  | INDOOR
SRP19630 | SMA AMERICA | SB3000US (240V) | 3000 | 2 |  |  | 0.97 | Solar Inverter |  | OUTDOOR
SRP19632 | SMA AMERICA | SB4000US (240V) | 4000 | 1 |  |  | 0.97 | Solar Inverter |  | Inside
SRP19707 | ENPHASE ENERGY | M215-60-2LL-S2X | 215 | 30 |  |  | 0.97 | Solar Inverter |  | OUTDOOR
SRP19717 | SMA AMERICA |  | 6000 | 1 |  |  | 0.97 | Solar Inverter |  | Inside
SRP19718 | SMA AMERICA | SB7000US (240V) | 7000 | 1 |  |  | 0.97 | Solar Inverter |  | OUTDOOR
SRP19719 | SMA AMERICA | SB7000US (240V) | 7000 | 1 |  |  | 0.97 | Solar Inverter |  | OUTDOOR
SRP19720 | SMA AMERICA | SB8000US (240V) | 8000 | 1 |  |  | 0.97 | Solar Inverter |  | OUTDOOR
SRP19722 | SMA AMERICA | SB8000US (240V) | 8000 | 1 |  |  | 0.97 | Solar Inverter |  | OUTDOOR
SRP19723 | SMA AMERICA | SB8000US (240V) | 8000 | 1 |  |  | 0.97 | Solar Inverter |  | OUTDOOR
SRP19724 | SMA AMERICA | SB8000US (240V) | 8000 | 1 |  |  | 0.97 | Solar Inverter |  | OUTDOOR
SRP19726 | SMA AMERICA | SB6000US (240V) | 6000 | 1 |  |  | 0.97 | Solar Inverter |  | OUTDOOR
SRP19727 | SUNPOWER | SPR-4000M (240V) | 4000 | 2 |  |  | 0.97 | Solar Inverter |  | INDOOR
SRP19751 | SMA AMERICA | SB8000US (240V) | 8000 | 1 |  |  | 0.97 | Solar Inverter |  | OUTDOOR
SRP19752 | SMA AMERICA | SB8000US (240V) | 8000 | 1 |  |  | 0.97 | Solar Inverter |  | OUTDOOR
SRP19753 | SMA AMERICA | SB8000US (240V) | 8000 | 1 |  |  | 0.97 | Solar Inverter |  | OUTDOOR
SRP19754 | SMA AMERICA | SB8000US (240V) | 8000 | 1 |  |  | 0.97 | Solar Inverter |  | OUTDOOR
SRP19755 | SMA AMERICA | SB5000US (240V) | 5000 | 1 |  |  | 0.97 | Solar Inverter |  | OUTDOOR
SRP19755 | SMA AMERICA | SB8000TL-US (240V) | 8000 | 1 |  |  | 0.97 | Solar Inverter |  | OUTDOOR
SRP19756 | SMA AMERICA | SB7000TL-US (208V) | 7000 | 3 |  |  | 0.97 | Solar Inverter |  | OUTDOOR
SRP19757 | SMA AMERICA | SB8000TL-US (208V) | 8000 | 1 |  |  | 0.97 | Solar Inverter |  | OUTDOOR
SRP19758 | SMA AMERICA | SB8000US (240V) | 8000 | 1 |  |  | 0.97 | Solar Inverter |  | OUTDOOR
SRP19759 | SMA AMERICA | SB8000US (240V) | 8000 | 1 |  |  | 0.97 | Solar Inverter |  | OUTDOOR
SRP19760 | SMA AMERICA | SB8000US (240V) | 8000 | 1 |  |  | 0.97 | Solar Inverter |  | OUTDOOR
SRP19761 | SMA AMERICA | SB8000US (240V) | 8000 | 1 |  |  | 0.97 | Solar Inverter |  | OUTDOOR
SRP19762 | SMA AMERICA | SB7000US (240V) | 7000 | 1 |  |  | 0.97 | Solar Inverter |  | OUTDOOR
SRP19763 | SMA AMERICA | SB5000US-11 (277V) | 5000 | 1 |  |  | 0.97 | Solar Inverter |  | OUTDOOR
SRP19765 | SMA AMERICA | SB7000US (240V) | 7000 | 1 |  |  | 0.97 | Solar Inverter |  | OUTDOOR
SRP19766 | SMA AMERICA | SB5000US-12 (240V) | 5000 | 1 |  |  | 0.97 | Solar Inverter |  | OUTDOOR
SRP19767 | SMA AMERICA | SB7000US-12 (240V) | 7000 | 1 |  |  | 0.97 | Solar Inverter |  | OUTDOOR
SRP19769 | SMA AMERICA | SB7000US (240V) | 7000 | 1 |  |  | 0.97 | Solar Inverter |  | OUTDOOR
SRP19771 | SMA AMERICA | SB8000US (240V) | 8000 | 1 |  |  | 0.97 | Solar Inverter |  | OUTDOOR
SRP19772 | SMA AMERICA | SB5000US | 5000 | 1 |  |  | 0.97 | Solar Inverter |  | OUTDOOR
SRP19775 | SMA AMERICA | SB5000US | 5000 | 1 |  |  | 0.97 | Solar Inverter |  | OUTDOOR
SRP19775 | SMA AMERICA | SB8000US (240V) | 8000 | 1 |  |  | 0.97 | Solar Inverter |  | OUTDOOR
SRP19776 | SMA AMERICA | SB8000US (240V) | 8000 | 3 |  |  | 0.97 | Solar Inverter |  | OUTDOOR
SRP19777 | SMA AMERICA | SB8000TL-US (208V) | 8000 | 1 |  |  | 0.97 | Solar Inverter |  | OUTDOOR
SRP19779 | SMA AMERICA | SB8000TL-US (208V) | 8000 | 1 |  |  | 0.97 | Solar Inverter |  | OUTDOOR
SRP19780 | SMA AMERICA | SB8000US (240V) | 8000 | 1 |  |  | 0.97 | Solar Inverter |  | OUTDOOR
SRP19782 | SMA AMERICA | SB4000US (240V) | 4000 | 1 |  |  | 0.97 | Solar Inverter |  | Outside
SRP19782 | SMA AMERICA | SB5000US-12 (240V) | 5000 | 2 |  |  | 0.97 | Solar Inverter |  | OUTDOOR
SRP19786 | POWER-ONE | PVI-6000-OUTD-US (240 V) | 6000 | 1 |  |  | 0.97 | Solar Inverter |  | Inside
SRP19787 | SMA AMERICA | SB6000US (240V) | 6000 | 2 |  |  | 0.97 | Solar Inverter |  | Inside
SRP19787 | SMA AMERICA | SB7000US (240V) | 7000 | 2 |  |  | 0.97 | Solar Inverter |  | Inside
SRP19793 | SMA AMERICA | SB4000US (240V) | 4000 | 1 |  |  | 0.97 | Solar Inverter |  | Inside
SRP19794 | SMA AMERICA | SB3000US (240V) | 3000 | 1 |  |  | 0.97 | Solar Inverter |  | Inside
SRP19794 | SMA AMERICA | SB4000US (240V) | 4000 | 1 |  |  | 0.97 | Solar Inverter |  | Inside
SRP19799 | SMA AMERICA | SB8000TL-US (208V) | 8000 | 1 |  |  | 0.97 | Solar Inverter |  | OUTDOOR
SRP19800 | SMA AMERICA | SB6000U (240V) | 6000 | 1 |  |  | 0.97 | Solar Inverter |  | OUTDOOR
SRP19800 | SMA AMERICA | SB8000US (240V) | 8000 | 1 |  |  | 0.97 | Solar Inverter |  | OUTDOOR
SRP19801 | SMA AMERICA | SB8000US (240V) | 8000 | 1 |  |  | 0.97 | Solar Inverter |  | OUTDOOR
SRP19801 | SMA AMERICA |  | 6000 | 1 |  |  | 0.97 | Solar Inverter |  | OUTDOOR
SRP19802 | SMA AMERICA | SB5000US (240V) | 5000 | 1 |  |  | 0.97 | Solar Inverter |  | OUTDOOR
SRP19811 | SMA AMERICA | SB6000U (240V) | 6000 | 1 |  |  | 0.97 | Solar Inverter |  | OUTDOOR
SRP19815 | ENPHASE ENERGY | M215-60-2LL-S2X | 215 | 21 |  |  | 0.97 | Solar Inverter |  | OUTDOOR
SRP19817 | SMA AMERICA | SB7000US (240V) | 7000 | 1 |  |  | 0.97 | Solar Inverter |  | OUTDOOR
SRP19819 | SMA AMERICA | SB8000TL-US (208V) | 8000 | 1 |  |  | 0.97 | Solar Inverter |  | Outside
SRP19820 | SMA AMERICA | SB8000US (240V) | 8000 | 1 |  |  | 0.97 | Solar Inverter |  | OUTDOOR
SRP19821 | SMA AMERICA | SB8000US (240V) | 8000 | 1 |  |  | 0.97 | Solar Inverter |  | OUTDOOR
SRP19822 | SMA AMERICA | SB7000US (240V) | 7000 | 1 |  |  | 0.97 | Solar Inverter |  | OUTDOOR
SRP19823 | SMA AMERICA | SB8000US (240V) | 8000 | 1 |  |  | 0.97 | Solar Inverter |  | OUTDOOR
SRP19827 | ENPHASE ENERGY | M215-60-2LL-S2X | 215 | 17 |  |  | 0.97 | Solar Inverter |  | Roof
SRP19829 | POWER-ONE | PVI-3.0-OUTD-S-US (240 V) | 3000 | 1 |  |  | 0.97 | Solar Inverter |  | OUTDOOR
SRP19831 | SMA AMERICA | SB8000US (240V) | 8000 | 1 |  |  | 0.97 | Solar Inverter |  | OUTDOOR
SRP19853 | SMA AMERICA | SB5000US (208V) | 5000 | 1 |  |  | 0.97 | Solar Inverter |  | OUTDOOR
SRP19855 | SMA AMERICA | SB7000US (240V) | 7000 | 1 |  |  | 0.97 | Solar Inverter |  | OUTDOOR
SRP19858 | SMA AMERICA | SB7000US (240V) | 7000 | 1 |  |  | 0.97 | Solar Inverter |  | OUTDOOR
SRP19859 | SMA AMERICA | SB8000US (240V) | 8000 | 1 |  |  | 0.97 | Solar Inverter |  | OUTDOOR
SRP19860 | SMA AMERICA | SB8000US (240V) | 8000 | 1 |  |  | 0.97 | Solar Inverter |  | OUTDOOR
SRP19861 | SMA AMERICA | SB7000US (240V) | 7000 | 1 |  |  | 0.97 | Solar Inverter |  | OUTDOOR
SRP19862 | SMA AMERICA | SB5000US (208V) | 5000 | 1 |  |  | 0.97 | Solar Inverter |  | OUTDOOR
SRP19862 | SMA AMERICA | SB6000TL-US (208V) | 6000 | 1 |  |  | 0.97 | Solar Inverter |  | OUTDOOR
SRP19863 | SMA AMERICA | SB7000US (240V) | 7000 | 1 |  |  | 0.97 | Solar Inverter |  | OUTDOOR
SRP19864 | SMA AMERICA | SB8000US (240V) | 8000 | 1 |  |  | 0.97 | Solar Inverter |  | OUTDOOR
SRP19865 | SMA AMERICA | SB7000US (240V) | 7000 | 1 |  |  | 0.97 | Solar Inverter |  | OUTDOOR
SRP19866 | SMA AMERICA | SB8000US (240V) | 8000 | 1 |  |  | 0.97 | Solar Inverter |  | OUTDOOR
SRP19867 | SMA AMERICA | SB7000US (240V) | 7000 | 1 |  |  | 0.97 | Solar Inverter |  | OUTDOOR
SRP19868 | SMA AMERICA | SB8000US (240V) | 8000 | 1 |  |  | 0.97 | Solar Inverter |  | OUTDOOR
SRP19869 | SMA AMERICA | SB7000US (240V) | 7000 | 1 |  |  | 0.97 | Solar Inverter |  | OUTDOOR
SRP19870 | SMA AMERICA | SB8000US-12 (240V) | 8000 | 1 |  |  | 0.97 | Solar Inverter |  | OUTDOOR
SRP19871 | SMA AMERICA | SB7000US (240V) | 7000 | 1 |  |  | 0.97 | Solar Inverter |  | OUTDOOR
SRP19872 | SMA AMERICA | SB7000US (240V) | 7000 | 1 |  |  | 0.97 | Solar Inverter |  | OUTDOOR
SRP19873 | SMA AMERICA | SB5000US (240V) | 5000 | 1 |  |  | 0.97 | Solar Inverter |  | OUTDOOR
SRP19877 | SMA AMERICA | SB7000US (240V) | 7000 | 1 |  |  | 0.97 | Solar Inverter |  | OUTDOOR
SRP19878 | SMA AMERICA | SB7000US (240V) | 7000 | 1 |  |  | 0.97 | Solar Inverter |  | OUTDOOR
SRP19879 | SMA AMERICA | SB5000US (240V) | 5000 | 1 |  |  | 0.97 | Solar Inverter |  | OUTDOOR
SRP19880 | SMA AMERICA | SB8000US (240V) | 8000 | 1 |  |  | 0.97 | Solar Inverter |  | OUTDOOR
SRP19881 | SMA AMERICA | SB6000US (240V) | 6000 | 1 |  |  | 0.97 | Solar Inverter |  | OUTDOOR
SRP19881 | SMA AMERICA | SB8000TL-US (208V) | 8000 | 1 |  |  | 0.97 | Solar Inverter |  | OUTDOOR
SRP19882 | SMA AMERICA | SB6000US (240V) | 6000 | 1 |  |  | 0.97 | Solar Inverter |  | OUTDOOR
SRP19882 | SMA AMERICA | SB8000TL-US (208V) | 8000 | 1 |  |  | 0.97 | Solar Inverter |  | OUTDOOR
SRP19883 | SMA AMERICA | SB8000US (240V) | 8000 | 1 |  |  | 0.97 | Solar Inverter |  | OUTDOOR
SRP19885 | SMA AMERICA | SB5000US (240V) | 5000 | 1 |  |  | 0.97 | Solar Inverter |  | OUTDOOR
SRP19886 | SMA AMERICA | SB8000US (240V) | 8000 | 1 |  |  | 0.97 | Solar Inverter |  | OUTDOOR
SRP19888 | SMA AMERICA | SB8000US (240V) | 8000 | 1 |  |  | 0.97 | Solar Inverter |  | OUTDOOR
SRP19890 | SMA AMERICA | SB7000US (240V) | 7000 | 1 |  |  | 0.97 | Solar Inverter |  | OUTDOOR
SRP19891 | SMA AMERICA | SB8000US (240V) | 8000 | 1 |  |  | 0.97 | Solar Inverter |  | OUTDOOR
SRP19892 | SMA AMERICA | SB7000US (240V) | 7000 | 1 |  |  | 0.97 | Solar Inverter |  | OUTDOOR
SRP19894 | SMA AMERICA | SB7000US-11 (240V) | 7000 | 1 |  |  | 0.97 | Solar Inverter |  | OUTDOOR
SRP19895 | SMA AMERICA | SB8000TL-US (240V) | 8000 | 1 |  |  | 0.97 | Solar Inverter |  | OUTDOOR
SRP19896 | SMA AMERICA | SB5000US (240V) | 5000 | 1 |  |  | 0.97 | Solar Inverter |  | OUTDOOR
SRP19897 | SMA AMERICA | SB4000US (240V) | 4000 | 1 |  |  | 0.97 | Solar Inverter |  | OUTDOOR
SRP19897 | SMA AMERICA | SB8000US (240V) | 8000 | 1 |  |  | 0.97 | Solar Inverter |  | OUTDOOR
SRP19899 | SMA AMERICA | SB5000US (240V) | 5000 | 1 |  |  | 0.97 | Solar Inverter |  | OUTDOOR
SRP19900 | SMA AMERICA | SB5000US | 5000 | 2 |  |  | 0.97 | Solar Inverter |  | OUTDOOR
SRP19901 | SMA AMERICA | SB5000US (240V) | 5000 | 1 |  |  | 0.97 | Solar Inverter |  | OUTDOOR
SRP19902 | SMA AMERICA | SB8000US (240V) | 8000 | 1 |  |  | 0.97 | Solar Inverter |  | OUTDOOR
SRP19903 | SMA AMERICA | SB5000US (240V) | 5000 | 1 |  |  | 0.97 | Solar Inverter |  | OUTDOOR
SRP19905 | SMA AMERICA | SB8000US (277V) | 8000 | 1 |  |  | 0.97 | Solar Inverter |  | OUTDOOR
SRP19906 | SMA AMERICA | SB8000US (240V) | 8000 | 1 |  |  | 0.97 | Solar Inverter |  | OUTDOOR
SRP19907 | SMA AMERICA | SB8000US (240V) | 8000 | 1 |  |  | 0.97 | Solar Inverter |  | OUTDOOR
SRP19909 | SMA AMERICA | SB8000US (240V) | 8000 | 1 |  |  | 0.97 | Solar Inverter |  | OUTDOOR
SRP19911 | SMA AMERICA | SB8000US (240V) | 8000 | 1 |  |  | 0.97 | Solar Inverter |  | OUTDOOR
SRP19912 | SMA AMERICA | SB8000US (240V) | 8000 | 1 |  |  | 0.97 | Solar Inverter |  | OUTDOOR
SRP19919 | SMA AMERICA | SB8000US (240V) | 8000 | 1 |  |  | 0.97 | Solar Inverter |  | OUTDOOR
SRP19920 | SMA AMERICA | SB6000U (208V) | 6000 | 1 |  |  | 0.97 | Solar Inverter |  | Outside
SRP19920 | SMA AMERICA | SB8000TL-US (208V) | 8000 | 1 |  |  | 0.97 | Solar Inverter |  | OUTDOOR
SRP19921 | SMA AMERICA | SB8000US (240V) | 8000 | 1 |  |  | 0.97 | Solar Inverter |  | OUTDOOR
SRP19922 | SMA AMERICA | SB8000US (240V) | 8000 | 1 |  |  | 0.97 | Solar Inverter |  | OUTDOOR
SRP19923 | SMA AMERICA | SB7000US-11 (240V) | 7000 | 1 |  |  | 0.97 | Solar Inverter |  | OUTDOOR
SRP19926 | SMA AMERICA | SB8000US (240V) | 8000 | 1 |  |  | 0.97 | Solar Inverter |  | OUTDOOR
SRP19938 | SMA AMERICA | SB3000US (240V) | 3000 | 2 |  |  | 0.97 | Solar Inverter |  | INDOOR
SRP19944 | SMA AMERICA | SB7000US (240V) | 7000 | 1 |  |  | 0.97 | Solar Inverter |  | OUTDOOR
SRP19944 | SMA AMERICA | SB8000TL-US (208V) | 8000 | 1 |  |  | 0.97 | Solar Inverter |  | Outside
SRP19945 | SMA AMERICA | SB7000US (240V) | 7000 | 1 |  |  | 0.97 | Solar Inverter |  | OUTDOOR
SRP19946 | SMA AMERICA | SB8000US (240V) | 8000 | 1 |  |  | 0.97 | Solar Inverter |  | OUTDOOR
SRP19947 | SMA AMERICA | SB7000TL-US (208V) | 7000 | 1 |  |  | 0.97 | Solar Inverter |  | OUTDOOR
SRP19948 | SMA AMERICA | SB7000US (240V) | 7000 | 1 |  |  | 0.97 | Solar Inverter |  | OUTDOOR
SRP19949 | SMA AMERICA | SB5000US (240V) | 5000 | 1 |  |  | 0.97 | Solar Inverter |  | OUTDOOR
SRP19949 | SMA AMERICA | SB8000TL-US (240V) | 8000 | 1 |  |  | 0.97 | Solar Inverter |  | OUTDOOR
SRP19950 | SMA AMERICA | SB5000US (240V) | 5000 | 1 |  |  | 0.97 | Solar Inverter |  | OUTDOOR
SRP19951 | SMA AMERICA | SB5000US (208V) | 5000 | 1 |  |  | 0.97 | Solar Inverter |  | OUTDOOR
SRP19951 | SMA AMERICA | SB5000US (208V) | 5000 | 1 |  |  | 0.97 | Solar Inverter |  | OUTDOOR
SRP19953 | SMA AMERICA | SB8000US (240V) | 8000 | 1 |  |  | 0.97 | Solar Inverter |  | OUTDOOR
SRP19954 | SMA AMERICA | SB8000US (240V) | 8000 | 1 |  |  | 0.97 | Solar Inverter |  | OUTDOOR
SRP19955 | SMA AMERICA | SB8000US (240V) | 8000 | 1 |  |  | 0.97 | Solar Inverter |  | OUTDOOR
SRP19956 | SMA AMERICA | SB8000US (240V) | 8000 | 1 |  |  | 0.97 | Solar Inverter |  | OUTDOOR
SRP19957 | SMA AMERICA | SB8000US (240V) | 8000 | 1 |  |  | 0.97 | Solar Inverter |  | OUTDOOR
SRP19958 | SMA AMERICA | SB8000US (240V) | 8000 | 1 |  |  | 0.97 | Solar Inverter |  | OUTDOOR
SRP19959 | SMA AMERICA | SB8000US (240V) | 8000 | 1 |  |  | 0.97 | Solar Inverter |  | OUTDOOR
SRP19960 | SMA AMERICA | SB7000TL-US (208V) | 7000 | 1 |  |  | 0.97 | Solar Inverter |  | OUTDOOR
SRP19961 | SMA AMERICA | SB8000US (240V) | 8000 | 1 |  |  | 0.97 | Solar Inverter |  | OUTDOOR
SRP19962 | SMA AMERICA | SB7000TL-US (208V) | 7000 | 1 |  |  | 0.97 | Solar Inverter |  | OUTDOOR
SRP19963 | SMA AMERICA | SB7000TL-US (208V) | 7000 | 1 |  |  | 0.97 | Solar Inverter |  | OUTDOOR
SRP19964 | SMA AMERICA | SB8000US (240V) | 8000 | 1 |  |  | 0.97 | Solar Inverter |  | OUTDOOR
SRP19965 | SMA AMERICA | SB5000US | 5000 | 1 |  |  | 0.97 | Solar Inverter |  | OUTDOOR
SRP19966 | SMA AMERICA | SB5000US (240V) | 5000 | 1 |  |  | 0.97 | Solar Inverter |  | OUTDOOR
SRP19967 | SMA AMERICA | SB5000US (240V) | 5000 | 1 |  |  | 0.97 | Solar Inverter |  | OUTDOOR
SRP19968 | SMA AMERICA | SB5000US (240V) | 5000 | 1 |  |  | 0.97 | Solar Inverter |  | OUTDOOR
SRP19969 | SMA AMERICA | SB5000US (240V) | 5000 | 1 |  |  | 0.97 | Solar Inverter |  | OUTDOOR
SRP19973 | SMA AMERICA | SB7000TL-US (208V) | 7000 | 1 |  |  | 0.97 | Solar Inverter |  | OUTDOOR
SRP19974 | SMA AMERICA | SB5000US (240V) | 5000 | 1 |  |  | 0.97 | Solar Inverter |  | OUTDOOR
SRP19975 | SMA AMERICA | SB4000US (240V) | 4000 | 1 |  |  | 0.97 | Solar Inverter |  | OUTDOOR
SRP19975 | SMA AMERICA | SB8000US (240V) | 8000 | 1 |  |  | 0.97 | Solar Inverter |  | OUTDOOR
SRP19976 | SMA AMERICA | SB8000US (240V) | 8000 | 1 |  |  | 0.97 | Solar Inverter |  | OUTDOOR
SRP19979 | SMA AMERICA | SB5000US (240V) | 5000 | 2 |  |  | 0.97 | Solar Inverter |  | OUTDOOR
SRP19982 | SUNPOWER | SPR-6000M (240V) | 6000 | 1 |  |  | 0.97 | Solar Inverter |  | INDOOR
SRP19986 | SMA AMERICA | SB7000TL-US (208V) | 8000 | 1 |  |  | 0.97 | Solar Inverter |  | OUTDOOR
SRP19987 | SMA AMERICA | SB8000US (240V) | 8000 | 1 |  |  | 0.97 | Solar Inverter |  | OUTDOOR
SRP19988 | SMA AMERICA | SB8000US (240V) | 8000 | 1 |  |  | 0.97 | Solar Inverter |  | OUTDOOR
SRP19989 | SMA AMERICA | SB8000US (240V) | 8000 | 1 |  |  | 0.97 | Solar Inverter |  | OUTDOOR
SRP19990 | SMA AMERICA | SB8000US (240V) | 8000 | 1 |  |  | 0.97 | Solar Inverter |  | OUTDOOR
SRP19991 | SMA AMERICA | SB7000TL-US (208V) | 7000 | 1 |  |  | 0.97 | Solar Inverter |  | OUTDOOR
SRP19993 | SMA AMERICA | SB8000US (240V) | 8000 | 1 |  |  | 0.97 | Solar Inverter |  | OUTDOOR
SRP19994 | SMA AMERICA | SB8000US (240V) | 8000 | 1 |  |  | 0.97 | Solar Inverter |  | OUTDOOR
SRP19995 | SMA AMERICA | SB8000US (240V) | 8000 | 1 |  |  | 0.97 | Solar Inverter |  | OUTDOOR
SRP19996 | SMA AMERICA | SB4000US (240V) | 4000 | 1 |  |  | 0.97 | Solar Inverter |  | OUTDOOR
SRP19996 | SMA AMERICA | SB8000US (240V) | 8000 | 1 |  |  | 0.97 | Solar Inverter |  | OUTDOOR
SRP19997 | SMA AMERICA | SB7000TL-US (208V) | 7000 | 1 |  |  | 0.97 | Solar Inverter |  | OUTDOOR
SRP19998 | SMA AMERICA | SB6000TL-US (208V) | 6000 | 1 |  |  | 0.97 | Solar Inverter |  | OUTDOOR
SRP20000 | SMA AMERICA | SB7000US (240V) | 7000 | 1 |  |  | 0.97 | Solar Inverter |  | OUTDOOR
SRP20003 | SMA AMERICA | SB5000US (240V) | 8000 | 1 |  |  | 0.97 | Solar Inverter |  | OUTDOOR
SRP20004 | SMA AMERICA | SB8000TL-US (208V) | 8000 | 1 |  |  | 0.97 | Solar Inverter |  | OUTDOOR
SRP20005 | SMA AMERICA | SB8000US (240V) | 8000 | 1 |  |  | 0.97 | Solar Inverter |  | OUTDOOR
SRP20006 | SMA AMERICA | SB7000US (240V) | 7000 | 1 |  |  | 0.97 | Solar Inverter |  | OUTDOOR
SRP20008 | SMA AMERICA | SB6000U (208V) | 6000 | 1 |  |  | 0.97 | Solar Inverter |  | Outside
SRP20008 | SMA AMERICA | SB7000US (240V) | 7000 | 1 |  |  | 0.97 | Solar Inverter |  | OUTDOOR
SRP20009 | SMA AMERICA | SB7000US (240V) | 7000 | 1 |  |  | 0.97 | Solar Inverter |  | Outside
SRP20009 | SMA AMERICA |  | 6000 | 1 |  |  | 0.97 | Solar Inverter |  | Outside
SRP20010 | SMA AMERICA | SB7000TL-US-12 (240V) | 7000 | 1 |  |  | 0.97 | Solar Inverter |  | OUTDOOR
SRP20011 | SMA AMERICA | SB8000US (240V) | 8000 | 1 |  |  | 0.97 | Solar Inverter |  | OUTDOOR
SRP20012 | SMA AMERICA | SB7000TL-US (208V) | 7000 | 1 |  |  | 0.97 | Solar Inverter |  | OUTDOOR
SRP20013 | SMA AMERICA | SB8000US (240V) | 8000 | 1 |  |  | 0.97 | Solar Inverter |  | OUTDOOR
SRP20014 | SMA AMERICA | SB7000TL-US (208V) | 7000 | 1 |  |  | 0.97 | Solar Inverter |  | OUTDOOR
SRP20015 | SMA AMERICA | SB7000TL-US (208V) | 7000 | 1 |  |  | 0.97 | Solar Inverter |  | OUTDOOR
SRP20016 | SMA AMERICA | SB7000TL-US (208V) | 7000 | 1 |  |  | 0.97 | Solar Inverter |  | OUTDOOR
SRP20017 | SMA AMERICA | SB8000US (240V) | 8000 | 1 |  |  | 0.97 | Solar Inverter |  | OUTDOOR
SRP20018 | SMA AMERICA | SB8000US (240V) | 8000 | 1 |  |  | 0.97 | Solar Inverter |  | OUTDOOR
SRP20020 | SMA AMERICA | SB7000US-12 (240V) | 7000 | 1 |  |  | 0.97 | Solar Inverter |  | OUTDOOR
SRP20021 | SMA AMERICA | SB7000US-12 (240V) | 7000 | 1 |  |  | 0.97 | Solar Inverter |  | OUTDOOR
SRP20023 | SMA AMERICA | SB8000US (240V) | 8000 | 1 |  |  | 0.97 | Solar Inverter |  | OUTDOOR
SRP20024 | SMA AMERICA | SB5000US (240V) | 5000 | 1 |  |  | 0.97 | Solar Inverter |  | OUTDOOR
SRP20040 | SMA AMERICA | SB7000US (240V) | 7000 | 1 |  |  | 0.97 | Solar Inverter |  | INDOOR
SRP20041 | SMA AMERICA | SB5000US (240V) | 5000 | 1 |  |  | 0.97 | Solar Inverter |  | INDOOR
SRP20042 | SMA AMERICA | SB5000US (240V) | 5000 | 1 |  |  | 0.97 | Solar Inverter |  | OUTDOOR
SRP20045 | SMA AMERICA | SB8000US (240V) | 8000 | 1 |  |  | 0.97 | Solar Inverter |  | OUTDOOR
SRP20046 | SMA AMERICA | SB8000US (240V) | 8000 | 1 |  |  | 0.97 | Solar Inverter |  | OUTDOOR
SRP20047 | SMA AMERICA | SB8000US (240V) | 8000 | 1 |  |  | 0.97 | Solar Inverter |  | OUTDOOR
SRP20049 | SMA AMERICA | SB8000US (240V) | 8000 | 1 |  |  | 0.97 | Solar Inverter |  | OUTDOOR
SRP20052 | SMA AMERICA | SB7000US (240V) | 7000 | 1 |  |  | 0.97 | Solar Inverter |  | OUTDOOR
SRP20053 | SUNPOWER | SPR-3000M (240V) | 3000 | 1 |  |  | 0.97 | Solar Inverter |  | INDOOR
SRP20053 | SUNPOWER | SPR-3500 | 3600 | 1 |  |  | 0.97 | Solar Inverter |  | INDOOR
SRP20060 | SMA AMERICA | SB5000US (240V) | 5000 | 1 |  |  | 0.97 | Solar Inverter |  | OUTDOOR
SRP20065 | ENPHASE ENERGY | M215-60-2LL-S2X | 215 | 33 |  |  | 0.97 | Solar Inverter |  | OUTDOOR
SRP20076 | SMA AMERICA | SB3000US (240V) | 3000 | 2 |  |  | 0.97 | Solar Inverter |  | Inside
SRP20103 | SMA AMERICA | SB5000US (240V) | 5000 | 1 |  |  | 0.97 | Solar Inverter |  | INDOOR
SRP20103 | SMA AMERICA | SB6000TL-US (240V) | 6000 | 1 |  |  | 0.97 | Solar Inverter |  | INDOOR
SRP20117 | ENPHASE ENERGY | M215-60-2LL-S2X | 215 | 19 |  |  | 0.97 | Solar Inverter |  | OUTDOOR
SRP20118 | POWER-ONE | PVI-3.0-OUTD-S-US (240 V) | 3000 | 2 |  |  | 0.97 | Solar Inverter |  | OUTDOOR
SRP20120 | ENPHASE ENERGY | M215-60-2LL-S2X | 215 | 27 |  |  | 0.97 | Solar Inverter |  | Roof
SRP20148 | POWER-ONE | PVI-3.0-OUTD-S-US (240 V) | 3000 | 1 |  |  | 0.97 | Solar Inverter |  | OUTDOOR
SRP20150 | POWER-ONE | PVI-5000-OUTD-US (240 V) | 5000 | 1 |  |  | 0.97 | Solar Inverter |  | OUTDOOR
SRP20152 | SMA AMERICA | SB5000US | 5000 | 1 |  |  | 0.97 | Solar Inverter |  | Outside
SRP20156 | SMA AMERICA |  | 3000 | 1 |  |  | 0.97 | Solar Inverter |  | OUTDOOR
SRP20161 | SMA AMERICA | SB3000US (240V) | 3000 | 1 |  |  | 0.97 | Solar Inverter |  | Outside
SRP20161 | SMA AMERICA | SB7000US (240V) | 7000 | 1 |  |  | 0.97 | Solar Inverter |  | Outside
SRP20181 | SMA AMERICA | SB3000US (240V) | 3000 | 1 |  |  | 0.97 | Solar Inverter |  | INDOOR
SRP20181 | SMA AMERICA | SB4000US (240V) | 4000 | 1 |  |  | 0.97 | Solar Inverter |  | INDOOR
SRP20182 | SUNPOWER | SPR-6000M (240V) | 6000 | 1 |  |  | 0.97 | Solar Inverter |  | INDOOR
SRP20192 | ENPHASE ENERGY | M215-60-2LL-S2X | 215 | 14 |  |  | 0.97 | Solar Inverter |  | OUTDOOR
SRP20199 | SMA AMERICA | SB3000US (208V) | 3000 | 3 |  |  | 0.97 | Solar Inverter |  | OUTDOOR
SRP20206 | SMA AMERICA | SB4000US (240V) | 4000 | 1 |  |  | 0.97 | Solar Inverter |  | OUTDOOR
SRP20230 | SMA AMERICA | SB4000US (240V) | 4000 | 2 |  |  | 0.97 | Solar Inverter |  | INDOOR
SRP20232 | SMA AMERICA | SB5000US-12 (240V) | 5000 | 1 |  |  | 0.97 | Solar Inverter |  | Outside
SRP20237 | POWER-ONE | PVI-5000-OUTD-US (240 V) | 5000 | 1 |  |  | 0.97 | Solar Inverter |  | INDOOR
SRP20237 | POWER-ONE | PVI-6000-OUTD-US (240 V) | 6000 | 2 |  |  | 0.97 | Solar Inverter |  | INDOOR
SRP20275 | SMA AMERICA | SB6000US (240V) | 6000 | 1 |  |  | 0.97 | Solar Inverter |  | OUTDOOR
SRP20275 | SMA AMERICA | SB8000US (240V) | 8000 | 1 |  |  | 0.97 | Solar Inverter |  | OUTDOOR
SRP20278 | SMA AMERICA | SB5000US (240V) | 5000 | 1 |  |  | 0.97 | Solar Inverter |  | INDOOR
SRP20282 | POWER-ONE | PVI-6000-OUTD-US (240 V) | 6000 | 4 |  |  | 0.97 | Solar Inverter |  | OUTDOOR
SRP20286 | POWER-ONE | PVI-3.6-OUTD-S-US (240 V) | 3600 | 1 |  |  | 0.97 | Solar Inverter |  | Outside
SRP20289 | SMA AMERICA | SB7000US (240V) | 7000 | 1 |  |  | 0.97 | Solar Inverter |  | INDOOR
SRP20307 | SMA AMERICA | SB3000US (240V) | 3000 | 2 |  |  | 0.97 | Solar Inverter |  | OUTDOOR
SRP20308 | SMA AMERICA | SB4000US (240V) | 4000 | 2 |  |  | 0.97 | Solar Inverter |  | INDOOR
SRP20311 | SMA AMERICA | SB3800US (240V) | 3000 | 2 |  |  | 0.97 | Solar Inverter |  | INDOOR
SRP20314 | SMA AMERICA | SB3000US (240V) | 3000 | 2 |  |  | 0.97 | Solar Inverter |  | INDOOR
SRP20319 | SMA AMERICA | SB7000US (240V) | 7000 | 1 |  |  | 0.97 | Solar Inverter |  | OUTDOOR
SRP20334 | ENPHASE ENERGY | M215-60-2LL-S2X | 215 | 22 |  |  | 0.97 | Solar Inverter |  | OUTDOOR
SRP20359 | POWER-ONE | PVI-3.6-OUTD-S-US (240 V) | 3600 | 1 |  |  | 0.97 | Solar Inverter |  | OUTDOOR
SRP20361 | POWER-ONE | PVI-3.0-OUTD-S-US (240 V) | 3000 | 1 |  |  | 0.97 | Solar Inverter |  | OUTDOOR
SRP20361 | POWER-ONE | PVI-4.2-OUTD-S-US (240 V) | 4200 | 1 |  |  | 0.97 | Solar Inverter |  | OUTDOOR
SRP20390 | SMA AMERICA | SB3000US (240V) | 3000 | 2 |  |  | 0.97 | Solar Inverter |  | Inside
SRP20392 | SMA AMERICA | SB5000US (240V) | 5000 | 2 |  |  | 0.97 | Solar Inverter |  | OUTDOOR
SRP20404 | SMA AMERICA | SB5000US (240V) | 5000 | 1 |  |  | 0.97 | Solar Inverter |  | INDOOR
SRP20405 | SMA AMERICA | SB5000US (240V) | 5000 | 1 |  |  | 0.97 | Solar Inverter |  | Outside
SRP20413 | ENPHASE ENERGY | M215-60-2LL-S2X | 215 | 12 |  |  | 0.97 | Solar Inverter |  | OUTDOOR
SRP20451 | POWER-ONE | PVI-6000-OUTD-US (240 V) | 6000 | 1 |  |  | 0.97 | Solar Inverter |  | OUTDOOR
SRP20491 | SMA AMERICA | SB5000US (240V) | 5000 | 1 |  |  | 0.97 | Solar Inverter |  | INDOOR
SRP20493 | SMA AMERICA | SB3000US (240V) | 3000 | 1 |  |  | 0.97 | Solar Inverter |  | INDOOR
SRP20493 | SMA AMERICA | SB4000US (240V) | 4000 | 1 |  |  | 0.97 | Solar Inverter |  | INDOOR
SRP20520 | SUNPOWER | SPR-3500 | 3600 | 1 |  |  | 0.97 | Solar Inverter |  | INDOOR
SRP20520 | SUNPOWER |  | 3000 | 1 |  |  | 0.97 | Solar Inverter |  | INDOOR
SRP20520 | SUNPOWER |  | 4200 | 1 |  |  | 0.97 | Solar Inverter |  | INDOOR
SRP20530 | SAMIL POWER | SOLARRIVER4000TL-US (208V) | 4000 | 1 |  |  | 0.97 | Solar Inverter |  | OUTDOOR
SRP20530 | SAMIL POWER | SOLARRIVER5000TL-US (208V) | 5000 | 1 |  |  | 0.97 | Solar Inverter |  | OUTDOOR
SRP20531 | SAMIL POWER | SOLARRIVER5000TL-US (208V) | 5000 | 1 |  |  | 0.97 | Solar Inverter |  | OUTDOOR
SRP20533 | SAMIL POWER | SOLARRIVER5000TL-US (208V) | 5000 | 1 |  |  | 0.97 | Solar Inverter |  | OUTDOOR
SRP20534 | FRONIUS USA |  | 10000 | 3 |  |  | 0.97 | Solar Inverter |  | Outside
SRP20534 | FRONIUS USA |  | 11400 | 4 |  |  | 0.97 | Solar Inverter |  | Outside
SRP20535 | FRONIUS USA | IG PLUS V 11.4-240 | 11000 | 3 |  |  | 0.97 | Solar Inverter |  | INDOOR
SRP20535 | FRONIUS USA |  | 10000 | 2 |  |  | 0.97 | Solar Inverter |  | INDOOR
SRP20542 | SAMIL POWER | SOLARRIVER6000TL-US (277V) | 7000 | 1 |  |  | 0.97 | Solar Inverter |  | OUTDOOR
SRP20543 | SMA AMERICA | SB3000US (240V) | 3000 | 1 |  |  | 0.97 | Solar Inverter |  | INDOOR
SRP20543 | SMA AMERICA | SB4000US (240V) | 4000 | 1 |  |  | 0.97 | Solar Inverter |  | INDOOR
SRP20547 | SMA AMERICA | SB4000US (240V) | 4000 | 1 |  |  | 0.97 | Solar Inverter |  | INDOOR
SRP20550 | SMA AMERICA | SB4000US (240V) | 4000 | 1 |  |  | 0.97 | Solar Inverter |  | INDOOR
SRP20550 | SMA AMERICA | SB5000US (240V) | 5000 | 1 |  |  | 0.97 | Solar Inverter |  | INDOOR
SRP20574 | SMA AMERICA | SB7000US (240V) | 7000 | 1 |  |  | 0.97 | Solar Inverter |  | OUTDOOR
SRP20578 | POWER-ONE | PVI-3.6-OUTD-S-US (240 V) | 4000 | 1 |  |  | 0.97 | Solar Inverter |  | INDOOR
SRP20586 | ENPHASE ENERGY | M215-60-2LL-S2X | 215 | 12 |  |  | 0.97 | Solar Inverter |  | OUTDOOR
SRP20598 | POWER-ONE | PVI-3600-US (240V) | 3600 | 1 |  |  | 0.97 | Solar Inverter |  | Outside
SRP20598 | POWER-ONE | PVI-4.2-OUTD-S-US (240 V) | 4200 | 1 |  |  | 0.97 | Solar Inverter |  | Outside
SRP20610 | PV POWERED | PVP260KW | 260000 | 2 |  |  | 0.97 | Solar Inverter |  | OUTDOOR
SRP20621 | ENPHASE ENERGY | M215-60-2LL-S2X | 215 | 26 |  |  | 0.97 | Solar Inverter |  | OUTDOOR
SRP20622 | SMA AMERICA | SB6000US (240V) | 6000 | 1 |  |  | 0.97 | Solar Inverter |  | OUTDOOR
SRP20624 | ENPHASE ENERGY | M215-60-2LL-S2X | 215 | 36 |  |  | 0.97 | Solar Inverter |  | OUTDOOR
SRP20625 | ENPHASE ENERGY | M215-60-2LL-S2X | 215 | 16 |  |  | 0.97 | Solar Inverter |  | OUTDOOR
SRP20636 | ENPHASE ENERGY | M215-60-2LL-S2X | 215 | 31 |  |  | 0.97 | Solar Inverter |  | Roof
SRP20645 | SMA AMERICA | SB5000US (240V) | 5000 | 1 |  |  | 0.97 | Solar Inverter |  | INDOOR
SRP20649 | SMA AMERICA | SB5000US (240V) | 5000 | 1 |  |  | 0.97 | Solar Inverter |  | INDOOR
SRP20658 | POWER-ONE | PVI-4.2-OUTD-S-US (240 V) | 4200 | 2 |  |  | 0.97 | Solar Inverter |  | OUTDOOR
SRP20668 | ENPHASE ENERGY | M215-60-2LL-S2X | 215 | 20 |  |  | 0.97 | Solar Inverter |  | OUTDOOR
SRP20670 | SMA AMERICA | SB4000US (240V) | 4000 | 1 |  |  | 0.97 | Solar Inverter |  | OUTDOOR
SRP20670 | SMA AMERICA | SB4000US (240V) | 4000 | 2 |  |  | 0.97 | Solar Inverter |  | OUTDOOR
SRP20672 | POWER-ONE | PVI-3.6-OUTD-S-US (240 V) | 3600 | 1 |  |  | 0.97 | Solar Inverter |  | Inside
SRP20672 | POWER-ONE | PVI-4.2-OUTD-S-US (240 V) | 4200 | 1 |  |  | 0.97 | Solar Inverter |  | Inside
SRP20679 | SMA AMERICA | SB3000US (240V) | 3000 | 1 |  |  | 0.97 | Solar Inverter |  | Inside
SRP20679 | SMA AMERICA | SB5000US (240V) | 5000 | 1 |  |  | 0.97 | Solar Inverter |  | Inside
SRP20680 | SUNPOWER | SPR-6000M (240V) | 6000 | 1 |  |  | 0.97 | Solar Inverter |  | OUTDOOR
SRP20681 | ENPHASE ENERGY | M215-60-2LL-S2X | 215 | 34 |  |  | 0.97 | Solar Inverter |  | OUTDOOR
SRP20682 | SMA AMERICA | SB5000US (240V) | 5000 | 1 |  |  | 0.97 | Solar Inverter |  | OUTDOOR
SRP20687 | SUNPOWER | SPR-3000M (240V) | 3000 | 1 |  |  | 0.97 | Solar Inverter |  | OUTDOOR
SRP20687 | SUNPOWER | SPR-5000M (240V) | 5000 | 1 |  |  | 0.97 | Solar Inverter |  | OUTDOOR
SRP20696 | SMA AMERICA | SB3000US (240V) | 3000 | 1 |  |  | 0.97 | Solar Inverter |  | Inside
SRP20696 | SMA AMERICA | SB4000US (240V) | 4000 | 1 |  |  | 0.97 | Solar Inverter |  | Inside
SRP20698 | ADVANCED ENERGY INDUSTRIES | AE 260TX-480 | 260000 | 1 |  |  | 0.97 | Solar Inverter |  | INDOOR
SRP20699 | SMA AMERICA | SB3000US (240V) | 3000 | 2 |  |  | 0.97 | Solar Inverter |  | INDOOR
SRP20706 | SUNPOWER | SPR-6000M (240V) | 6000 | 1 |  |  | 0.97 | Solar Inverter |  | INDOOR
SRP20709 | SMA AMERICA | SB3000US (240V) | 3000 | 2 |  |  | 0.97 | Solar Inverter |  | INDOOR
SRP20710 | SMA AMERICA | SB4000US (240V) | 4000 | 1 |  |  | 0.97 | Solar Inverter |  | INDOOR
SRP20710 | SMA AMERICA | SB5000US (240V) | 5000 | 1 |  |  | 0.97 | Solar Inverter |  | INDOOR
SRP20711 | SMA AMERICA | SB3000HFUS-30 (240V) | 3000 | 2 |  |  | 0.97 | Solar Inverter |  | Inside
SRP20714 | SMA AMERICA | SB3000US (240V) | 3000 | 2 |  |  | 0.97 | Solar Inverter |  | INDOOR
SRP20718 | SUNPOWER | SPR-6000M (208V) | 6000 | 1 |  |  | 0.97 | Solar Inverter |  | INDOOR
SRP20723 | SMA AMERICA | SB4000US (240V) | 4000 | 2 |  |  | 0.97 | Solar Inverter |  | OUTDOOR
SRP20728 | SAMIL POWER | SOLARRIVER3000TL-US (208V) | 3000 | 1 |  |  | 0.97 | Solar Inverter |  | OUTDOOR
SRP20728 | SAMIL POWER | SOLARRIVER4000TL-US (208V) | 4000 | 1 |  |  | 0.97 | Solar Inverter |  | OUTDOOR
SRP20732 | SMA AMERICA | SB3000US (240V) | 3000 | 2 |  |  | 0.97 | Solar Inverter |  | INDOOR
SRP20747 | SMA AMERICA | SB5000US (240V) | 5000 | 1 |  |  | 0.97 | Solar Inverter |  | OUTDOOR
SRP20785 | SMA AMERICA | SB3000US (240V) | 3000 | 2 |  |  | 0.97 | Solar Inverter |  | Outside
SRP20789 | SMA AMERICA | SB3000US (240V) | 3000 | 2 |  |  | 0.97 | Solar Inverter |  | INDOOR
SRP20796 | SMA AMERICA | SB4000US (240V) | 4000 | 1 |  |  | 0.97 | Solar Inverter |  | Inside
SRP20797 | SMA AMERICA | SB3000US (240V) | 3000 | 2 |  |  | 0.97 | Solar Inverter |  | INDOOR
SRP20797 | SMA AMERICA | SB4000US (240V) | 4000 | 1 |  |  | 0.97 | Solar Inverter |  | INDOOR
SRP20798 | SMA AMERICA | SB4000US (240V) | 4000 | 1 |  |  | 0.97 | Solar Inverter |  | OUTDOOR
SRP20811 | POWER-ONE | PVI-5000-OUTD-US (240 V) | 5000 | 4 |  |  | 0.97 | Solar Inverter |  | OUTDOOR
SRP20811 | POWER-ONE | PVI-6000-OUTD-US (240 V) | 6000 | 4 |  |  | 0.97 | Solar Inverter |  | OUTDOOR
SRP20838 | SMA AMERICA | SB3000US (240V) | 3000 | 2 |  |  | 0.97 | Solar Inverter |  | OUTDOOR
SRP20843 | SAMIL POWER | SOLARRIVER3000TL-US (208V) | 3000 | 1 |  |  | 0.97 | Solar Inverter |  | OUTDOOR
SRP20843 | SAMIL POWER | SOLARRIVER4000TL-US (208V) | 4000 | 1 |  |  | 0.97 | Solar Inverter |  | OUTDOOR
SRP20844 | SAMIL POWER | SOLARRIVER3000TL-US (208V) | 3000 | 1 |  |  | 0.97 | Solar Inverter |  | OUTDOOR
SRP20844 | SAMIL POWER | SOLARRIVER4000TL-US (208V) | 4000 | 1 |  |  | 0.97 | Solar Inverter |  | OUTDOOR
SRP20847 | SMA AMERICA | SB3000US (240V) | 3000 | 1 |  |  | 0.97 | Solar Inverter |  | INDOOR
SRP20847 | SMA AMERICA | SB4000US (240V) | 4000 | 1 |  |  | 0.97 | Solar Inverter |  | INDOOR
SRP20853 | ENPHASE ENERGY | M215-60-2LL-S2X | 215 | 13 |  |  | 0.97 | Solar Inverter |  | OUTDOOR
SRP20853 | SMA AMERICA | SB11000TL-US | 11000 | 4 |  |  | 0.97 | Solar Inverter |  | OUTDOOR
SRP20858 | MOTECH INDUSTRIES | PVMATE 7500U (240V) | 7500 | 1 |  |  | 0.97 | Solar Inverter |  | OUTDOOR
SRP20875 | SMA AMERICA | SB5000US (240V) | 5000 | 1 |  |  | 0.97 | Solar Inverter |  | INDOOR
SRP20894 | SAMIL POWER | SOLARRIVER5000TL-US (208V) | 5000 | 1 |  |  | 0.97 | Solar Inverter |  | OUTDOOR
SRP20898 | SUNPOWER | SPR-5000M (240V) | 5000 | 1 |  |  | 0.97 | Solar Inverter |  | OUTDOOR
SRP20915 | SMA AMERICA | SB5000US (240V) | 5000 | 1 |  |  | 0.97 | Solar Inverter |  | OUTDOOR
SRP20917 | ENPHASE ENERGY | M215-60-2LL-S2X | 215 | 22 |  |  | 0.97 | Solar Inverter |  | OUTDOOR
SRP20924 | SOLAREDGE TECHNOLOGIES | SE5000 (240V) W/ -ER-US OR A-US | 5000 | 2 |  |  | 0.97 | Solar Inverter |  | OUTDOOR
SRP20943 | ENPHASE ENERGY | M215-60-2LL-S2X | 215 | 16 |  |  | 0.97 | Solar Inverter |  | OUTDOOR
SRP20948 | SMA AMERICA | SB5000US (240V) | 5000 | 1 |  |  | 0.97 | Solar Inverter |  | INDOOR
SRP20960 | POWER-ONE | PVI-3.6-OUTD-S-US (240 V) | 3600 | 1 |  |  | 0.97 | Solar Inverter |  | OUTDOOR
SRP20961 | ENPHASE ENERGY | M215-60-2LL-S2X | 215 | 17 |  |  | 0.97 | Solar Inverter |  | OUTDOOR
SRP20963 | POWER-ONE | PVI-6000-OUTD-US (240 V) | 6000 | 1 |  |  | 0.97 | Solar Inverter |  | OUTDOOR
SRP20964 | ENPHASE ENERGY | M215-60-2LL-S2X | 215 | 28 |  |  | 0.97 | Solar Inverter |  | OUTDOOR
SRP20973 | SMA AMERICA | SB5000US (240V) | 5000 | 1 |  |  | 0.97 | Solar Inverter |  | OUTDOOR
SRP20973 | SMA AMERICA | SB7000US (240V) | 7000 | 1 |  |  | 0.97 | Solar Inverter |  | OUTDOOR
SRP21007 | POWER-ONE | PVI-4.2-OUTD-S-US (240 V) | 4200 | 2 |  |  | 0.97 | Solar Inverter |  | Inside
SRP21008 | SMA AMERICA | SB4000US (240V) | 4000 | 2 |  |  | 0.97 | Solar Inverter |  | INDOOR
SRP21009 | SMA AMERICA | SB4000US (240V) | 4000 | 2 |  |  | 0.97 | Solar Inverter |  | INDOOR
SRP21009 | SMA AMERICA | SB5000US (240V) | 5000 | 1 |  |  | 0.97 | Solar Inverter |  | INDOOR
SRP21020 | SUNPOWER | SPR-4000F-240 | 4000 | 1 |  |  | 0.97 | Solar Inverter |  | INDOOR
SRP21021 | SUNPOWER | SPR-5000M (240V) | 5000 | 1 |  |  | 0.97 | Solar Inverter |  | INDOOR
SRP21021 | SUNPOWER | SPR-6000M (240V) | 6000 | 1 |  |  | 0.97 | Solar Inverter |  | INDOOR
SRP21021 | SUNPOWER |  | 3000 | 1 |  |  | 0.97 | Solar Inverter |  | INDOOR
SRP21029 | POWER-ONE | PVI-3.6-OUTD-S-US (240 V) | 3600 | 1 |  |  | 0.97 | Solar Inverter |  | OUTDOOR
SRP21030 | SUNPOWER CORP (ORIGINAL MFR - PV POWERED LLC) | SPR-3500 | 3600 | 1 |  |  | 0.97 | Solar Inverter |  | INDOOR
SRP21030 | SUNPOWER CORP (ORIGINAL MFRFRONIUS) | SPR-3300F-208 | 3000 | 1 |  |  | 0.97 | Solar Inverter |  | INDOOR
SRP21031 | SUNPOWER | SPR-6000M (240V) | 6000 | 1 |  |  | 0.97 | Solar Inverter |  | OUTDOOR
SRP21033 | SAMIL POWER | SOLARRIVER6000TL-US (208V) | 6000 | 1 |  |  | 0.97 | Solar Inverter |  | OUTDOOR
SRP21036 | SMA AMERICA | SB6000U (240V) | 6000 | 1 |  |  | 0.97 | Solar Inverter |  | OUTDOOR
SRP21040 | SMA AMERICA | SB3000US-12 (240V) | 3000 | 1 |  |  | 0.97 | Solar Inverter |  | INDOOR
SRP21041 | SMA AMERICA | SB5000US (240V) | 5000 | 1 |  |  | 0.97 | Solar Inverter |  | INDOOR
SRP21055 | ENPHASE ENERGY | M215-60-2LL-S2X | 215 | 14 |  |  | 0.97 | Solar Inverter |  | OUTDOOR
SRP21067 | ENPHASE ENERGY | M215-60-2LL-S2X | 215 | 26 |  |  | 0.97 | Solar Inverter |  | OUTDOOR
SRP21069 | SMA AMERICA | SB7000US (240V) | 7000 | 1 |  |  | 0.97 | Solar Inverter |  | Inside
SRP21073 | SMA AMERICA | SB7000US (240V) | 7000 | 1 |  |  | 0.97 | Solar Inverter |  | OUTDOOR
SRP21074 | SMA AMERICA | SB5000US (240V) | 5000 | 2 |  |  | 0.97 | Solar Inverter |  | INDOOR
SRP21098 | ENPHASE ENERGY | M215-60-2LL-S2X | 215 | 21 |  |  | 0.97 | Solar Inverter |  | OUTDOOR
SRP21128 | SMA AMERICA | SB3000US (240V) | 3000 | 2 |  |  | 0.97 | Solar Inverter |  | INDOOR
SRP21134 | SMA AMERICA | SB5000US (240V) | 5000 | 1 |  |  | 0.97 | Solar Inverter |  | INDOOR
SRP21170 | ENPHASE ENERGY | M215-60-2LL-S2X-IG | 215 | 20 |  |  | 0.97 | Solar Inverter |  | Roof
SRP21173 | SMA AMERICA | SB3000US (240V) | 3000 | 1 |  |  | 0.97 | Solar Inverter |  | INDOOR
SRP21173 | SMA AMERICA | SB5000US (240V) | 5000 | 1 |  |  | 0.97 | Solar Inverter |  | INDOOR
SRP21174 | SMA AMERICA | SB6000U (240V) | 6000 | 1 |  |  | 0.97 | Solar Inverter |  | INDOOR
SRP21218 | POWER-ONE | PVI-4.6-1-OUTD-X-US-Y (240 V) | 4600 | 1 |  |  | 0.97 | Solar Inverter |  | OUTDOOR
SRP21223 | SMA AMERICA | SB3000HFUS-30 (240V) | 3000 | 1 |  |  | 0.97 | Solar Inverter |  | OUTDOOR
SRP21223 | SMA AMERICA | SB3000HFUS-30 (240V) | 3000 | 1 |  |  | 0.97 | Solar Inverter |  | OUTDOOR
SRP21225 | SMA AMERICA | SB5000US (240V) | 5000 | 1 |  |  | 0.97 | Solar Inverter |  | OUTDOOR
SRP21226 | ENPHASE ENERGY | M215-60-2LL-S2X | 215 | 21 |  |  | 0.97 | Solar Inverter |  | OUTDOOR
SRP21229 | ENPHASE ENERGY | M215-60-2LL-S2X | 215 | 40 |  |  | 0.97 | Solar Inverter |  | OUTDOOR
SRP21239 | SAMIL POWER | SOLARRIVER5000TL-US (208V) | 5000 | 1 |  |  | 0.97 | Solar Inverter |  | OUTDOOR
SRP21239 | SAMIL POWER | SOLARRIVER6000TL-US (208V) | 6000 | 1 |  |  | 0.97 | Solar Inverter |  | OUTDOOR
SRP21242 | SMA AMERICA | SB7000US (240V) | 7000 | 1 |  |  | 0.97 | Solar Inverter |  | OUTDOOR
SRP21255 | SMA AMERICA | SB5000US (240V) | 5000 | 1 |  |  | 0.97 | Solar Inverter |  | OUTDOOR
SRP21268 | SMA AMERICA | SB5000US (240V) | 5000 | 1 |  |  | 0.97 | Solar Inverter |  | OUTDOOR
SRP21276 | SMA AMERICA | SB3000US (240V) | 3000 | 1 |  |  | 0.97 | Solar Inverter |  | Outside
SRP21276 | SMA AMERICA | SB4000US (240V) | 4000 | 1 |  |  | 0.97 | Solar Inverter |  | Outside
SRP21290 | SUNPOWER | SPR-4000M (240V) | 4200 | 1 |  |  | 0.97 | Solar Inverter |  | INDOOR
SRP21290 | SUNPOWER | SPR-6000M (240V) | 6000 | 1 |  |  | 0.97 | Solar Inverter |  | INDOOR
SRP21296 | POWER-ONE | PVI-3.6-OUTD-S-US (240 V) | 4000 | 1 |  |  | 0.97 | Solar Inverter |  | OUTDOOR
SRP21309 | SUNPOWER | SPR-5000M (240V) | 5000 | 2 |  |  | 0.97 | Solar Inverter |  | Outside
SRP21309 | SUNPOWER | SPR-6000M (240V) | 6000 | 1 |  |  | 0.97 | Solar Inverter |  | Outside
SRP21317 | SMA AMERICA | SB4000US (240V) | 4000 | 1 |  |  | 0.97 | Solar Inverter |  | OUTDOOR
SRP21317 | SMA AMERICA | SB5000US (240V) | 5000 | 1 |  |  | 0.97 | Solar Inverter |  | OUTDOOR
SRP21320 | SMA AMERICA | SB3000US (240V) | 3000 | 2 |  |  | 0.97 | Solar Inverter |  | INDOOR
SRP21324 | SAMIL POWER | SOLARRIVER6000TL-US (208V) | 6000 | 1 |  |  | 0.97 | Solar Inverter |  | OUTDOOR
SRP21324 | SAMIL POWER | SOLARRIVER6000TL-US (208V) | 6000 | 1 |  |  | 0.97 | Solar Inverter |  | OUTDOOR
SRP21328 | SMA AMERICA | SB3000US (240V) | 3000 | 1 |  |  | 0.97 | Solar Inverter |  | INDOOR
SRP21328 | SMA AMERICA | SB4000US (240V) | 4000 | 1 |  |  | 0.97 | Solar Inverter |  | INDOOR
SRP21329 | SMA AMERICA | SB3000US (240V) | 3000 | 1 |  |  | 0.97 | Solar Inverter |  | INDOOR
SRP21331 | SMA AMERICA | SB4000US (240V) | 4000 | 1 |  |  | 0.97 | Solar Inverter |  | Inside
SRP21337 | SMA AMERICA | SB4000US (240V) | 4000 | 1 |  |  | 0.97 | Solar Inverter |  | Inside
SRP21392 | SMA AMERICA | SB4000US (240V) | 4000 | 1 |  |  | 0.97 | Solar Inverter |  | OUTDOOR
SRP21392 | SMA AMERICA | SB5000US (240V) | 5000 | 1 |  |  | 0.97 | Solar Inverter |  | OUTDOOR
SRP21396 | SMA AMERICA | SB6000US (240V) | 6000 | 1 |  |  | 0.97 | Solar Inverter |  | OUTDOOR
SRP21399 | SAMIL POWER | SOLARRIVER6000TL-US (277V) | 9000 | 1 |  |  | 0.97 | Solar Inverter |  | OUTDOOR
SRP21401 | POWER-ONE | PVI-4.2-OUTD-S-US (240 V) | 4200 | 2 |  |  | 0.97 | Solar Inverter |  | OUTDOOR
SRP21407 | SMA AMERICA | SB4000US (240V) | 4000 | 1 |  |  | 0.97 | Solar Inverter |  | OUTDOOR
SRP21407 | SMA AMERICA | SB5000US (240V) | 5000 | 1 |  |  | 0.97 | Solar Inverter |  | OUTDOOR
SRP21408 | ENPHASE ENERGY | M215-60-2LL-S2X | 215 | 14 |  |  | 0.97 | Solar Inverter |  | OUTDOOR
SRP21411 | SMA AMERICA | SB7000US (240V) | 7000 | 1 |  |  | 0.97 | Solar Inverter |  | OUTDOOR
SRP21416 | SMA AMERICA | SB5000US (240V) | 5000 | 1 |  |  | 0.97 | Solar Inverter |  | OUTDOOR
SRP21419 | SMA AMERICA | SB6000US (240V) | 6000 | 1 |  |  | 0.97 | Solar Inverter |  | OUTDOOR
SRP21422 | SOLAREDGE TECHNOLOGIES | SE6000 (240V) W/ -ER-US OR A-US | 6000 | 1 |  |  | 0.97 | Solar Inverter |  | INDOOR
SRP21423 | ENPHASE ENERGY | M215-60-2LL-S2X | 215 | 15 |  |  | 0.97 | Solar Inverter |  | OUTDOOR
SRP21427 | ENPHASE ENERGY | M215-60-2LL-S2X | 215 | 23 |  |  | 0.97 | Solar Inverter |  | OUTDOOR
SRP21428 | SUNPOWER | SPR-4000M (240V) | 4000 | 1 |  |  | 0.97 | Solar Inverter |  | OUTDOOR
SRP21429 | SUNPOWER | SPR-5000M (240V) | 5000 | 1 |  |  | 0.97 | Solar Inverter |  | OUTDOOR
SRP21433 | ENPHASE ENERGY | M215-60-2LL-S2X | 215 | 18 |  |  | 0.97 | Solar Inverter |  | OUTDOOR
SRP21434 | ENPHASE ENERGY | M215-60-2LL-S2X | 215 | 28 |  |  | 0.97 | Solar Inverter |  | OUTDOOR
SRP21437 | POWER-ONE | PVI-5000-OUTD-US (240 V) | 5000 | 1 |  |  | 0.97 | Solar Inverter |  | OUTDOOR
SRP21446 | POWER-ONE | PVI-5000-OUTD-US (240 V) | 5000 | 1 |  |  | 0.97 | Solar Inverter |  | OUTDOOR
SRP21450 | ENPHASE ENERGY | M215-60-2LL-S2X | 215 | 18 |  |  | 0.97 | Solar Inverter |  | OUTDOOR
SRP21453 | SMA AMERICA | SB6000U (208V) | 6000 | 1 |  |  | 0.97 | Solar Inverter |  | INDOOR
SRP21456 | SMA AMERICA | SB5000US (240V) | 5000 | 1 |  |  | 0.97 | Solar Inverter |  | Inside
SRP21456 | SMA AMERICA | SB5000US (240V) | 5000 | 1 |  |  | 0.97 | Solar Inverter |  | Inside
SRP21459 | SMA AMERICA | SB4000US (240V) | 4000 | 1 |  |  | 0.97 | Solar Inverter |  | OUTDOOR
SRP21463 | SMA AMERICA | SB4000US (240V) | 4000 | 2 |  |  | 0.97 | Solar Inverter |  | INDOOR
SRP21469 | SMA AMERICA | SB4000US (240V) | 4000 | 2 |  |  | 0.97 | Solar Inverter |  | OUTDOOR
SRP21518 | SAMIL POWER | SOLARRIVER4000TL-US (208V) | 4000 | 1 |  |  | 0.97 | Solar Inverter |  | OUTDOOR
SRP21518 | SAMIL POWER | SOLARRIVER6000TL-US (208V) | 6000 | 1 |  |  | 0.97 | Solar Inverter |  | OUTDOOR
SRP21523 | SMA AMERICA | SB5000US (240V) | 5000 | 2 |  |  | 0.97 | Solar Inverter |  | INDOOR
SRP21543 | ENPHASE ENERGY | M215-60-2LL-S2X | 215 | 26 |  |  | 0.97 | Solar Inverter |  | OUTDOOR
SRP21562 | ENPHASE ENERGY | M215-60-2LL-S2X | 215 | 28 |  |  | 0.97 | Solar Inverter |  | OUTDOOR
SRP21563 | SUNPOWER | SPR-6000M (208V) | 6000 | 1 |  |  | 0.97 | Solar Inverter |  | OUTDOOR
SRP21582 | POWER-ONE | PVI-4.2-OUTD-S-US (240 V) | 4200 | 1 |  |  | 0.97 | Solar Inverter |  | OUTDOOR
SRP21583 | POWER-ONE | PVI-4.2-OUTD-S-US (240 V) | 4200 | 1 |  |  | 0.97 | Solar Inverter |  | OUTDOOR
SRP21604 | SUNPOWER CORP (ORIGINAL MFRSMA) | SPR-6000M (208V) | 6000 | 1 |  |  | 0.97 | Solar Inverter |  | INDOOR
SRP21618 | ADVANCED ENERGY INDUSTRIES | AE 500TX-480 | 500000 | 2 |  |  | 0.97 | Solar Inverter |  | INDOOR
SRP21619 | SUNPOWER CORP (ORIGINAL MFRFRONIUS) | SPR-4000F-277 | 4200 | 1 |  |  | 0.97 | Solar Inverter |  | INDOOR
SRP21619 | SUNPOWER CORP (ORIGINAL MFRFRONIUS) | SPR-6500F-208 | 5000 | 1 |  |  | 0.97 | Solar Inverter |  | INDOOR
SRP21621 | SUNPOWER CORP (ORIGINAL MFRSMA) | SPR-3000M (240V) | 3000 | 1 |  |  | 0.97 | Solar Inverter |  | Outside
SRP21621 | SUNPOWER CORP (ORIGINAL MFRSMA) | SPR-3000M (240V) | 3600 | 1 |  |  | 0.97 | Solar Inverter |  | Outside
SRP21622 | SMA AMERICA | SB4000US (240V) | 4000 | 1 |  |  | 0.97 | Solar Inverter |  | INDOOR
SRP21623 | SMA AMERICA | SB3000US (240V) | 3000 | 1 |  |  | 0.97 | Solar Inverter |  | OUTDOOR
SRP21623 | SMA AMERICA | SB5000US (240V) | 5000 | 1 |  |  | 0.97 | Solar Inverter |  | OUTDOOR
SRP21624 | SAMIL POWER | SOLARRIVER6000TL-US (208V) | 6000 | 1 |  |  | 0.97 | Solar Inverter |  | Outside
SRP21626 | SMA AMERICA | SB3000US (240V) | 3000 | 1 |  |  | 0.97 | Solar Inverter |  | INDOOR
SRP21626 | SMA AMERICA | SB4000US (240V) | 4000 | 2 |  |  | 0.97 | Solar Inverter |  | INDOOR
SRP21627 | SMA AMERICA | SB4000US (240V) | 4000 | 1 |  |  | 0.97 | Solar Inverter |  | OUTDOOR
SRP21633 | SMA AMERICA | SB5000US (240V) | 5000 | 1 |  |  | 0.97 | Solar Inverter |  | Inside
SRP21652 | SMA AMERICA | SB6000US (240V) | 6000 | 1 |  |  | 0.97 | Solar Inverter |  | OUTDOOR
SRP21669 | ENPHASE ENERGY | M215-60-2LL-S2X | 215 | 24 |  |  | 0.97 | Solar Inverter |  | OUTDOOR
SRP21674 | ENPHASE ENERGY | M215-60-2LL-S2X | 215 | 30 |  |  | 0.97 | Solar Inverter |  | OUTDOOR
SRP21677 | SMA AMERICA | SB5000US-12 (240V) | 5000 | 1 |  |  | 0.97 | Solar Inverter |  | OUTDOOR
SRP21683 | SUNPOWER | SPR-3000M (240V) | 3000 | 1 |  |  | 0.97 | Solar Inverter |  | Outside
SRP21683 | SUNPOWER | SPR-3500 | 3600 | 1 |  |  | 0.97 | Solar Inverter |  | Outside
SRP21688 | SMA AMERICA | SB4000US-12 (240V) | 4000 | 2 |  |  | 0.97 | Solar Inverter |  | Inside
SRP21688 | SMA AMERICA | SB5000US-11 (240V) | 5000 | 1 |  |  | 0.97 | Solar Inverter |  | INDOOR
SRP21690 | SMA AMERICA | SB4000US (240V) | 4000 | 2 |  |  | 0.97 | Solar Inverter |  | INDOOR
SRP21732 | SMA AMERICA | SB4000US (240V) | 4000 | 1 |  |  | 0.97 | Solar Inverter |  | INDOOR
SRP21755 | SMA AMERICA | SB3000US (240V) | 3000 | 1 |  |  | 0.97 | Solar Inverter |  | OUTDOOR
SRP21757 | SMA AMERICA | SB3000US (240V) | 3000 | 2 |  |  | 0.97 | Solar Inverter |  | OUTDOOR
SRP21760 | SMA AMERICA | SB5000US (240V) | 5000 | 2 |  |  | 0.97 | Solar Inverter |  | INDOOR
SRP21761 | SMA AMERICA | SB4000US (240V) | 4000 | 1 |  |  | 0.97 | Solar Inverter |  | INDOOR
SRP21762 | SMA AMERICA | SB5000US (240V) | 5000 | 2 |  |  | 0.97 | Solar Inverter |  | OUTDOOR
SRP21763 | SMA AMERICA | SB3000US (240V) | 3000 | 2 |  |  | 0.97 | Solar Inverter |  | INDOOR
SRP21784 | SMA AMERICA | SB3000US (240V) | 3000 | 2 |  |  | 0.97 | Solar Inverter |  | INDOOR
SRP21787 | SMA AMERICA | SB3000US (240V) | 3000 | 2 |  |  | 0.97 | Solar Inverter |  | Inside
SRP21795 | SMA AMERICA | SB3000US (240V) | 3000 | 2 |  |  | 0.97 | Solar Inverter |  | INDOOR
SRP21795 | SMA AMERICA | SB4000US (240V) | 4000 | 1 |  |  | 0.97 | Solar Inverter |  | INDOOR
SRP21796 | SMA AMERICA | SB4000US (240V) | 4000 | 1 |  |  | 0.97 | Solar Inverter |  | Inside
SRP21796 | SMA AMERICA | SB5000US (240V) | 5000 | 1 |  |  | 0.97 | Solar Inverter |  | Inside
SRP21801 | SMA AMERICA | SB3000US (240V) | 3000 | 2 |  |  | 0.97 | Solar Inverter |  | OUTDOOR
SRP21812 | SMA AMERICA | SB3000US (240V) | 3000 | 1 |  |  | 0.97 | Solar Inverter |  | Outside
SRP21812 | SMA AMERICA | SB4000US (240V) | 4000 | 1 |  |  | 0.97 | Solar Inverter |  | Outside
SRP21814 | SMA AMERICA | SB3000US-12 (240V) | 3000 | 2 |  |  | 0.97 | Solar Inverter |  | INDOOR
SRP21829 | SMA AMERICA | SB3000US (240V) | 3000 | 2 |  |  | 0.97 | Solar Inverter |  | INDOOR
SRP21831 | SMA AMERICA | SB4000US (240V) | 4000 | 3 |  |  | 0.97 | Solar Inverter |  | INDOOR
SRP21836 | ENPHASE ENERGY | M215-60-2LL-S2X | 215 | 38 |  |  | 0.97 | Solar Inverter |  | OUTDOOR
SRP21837 | SMA AMERICA | SB3000US (240V) | 3000 | 1 |  |  | 0.97 | Solar Inverter |  | Outside
SRP21837 | SMA AMERICA | SB3000US-12 (240V) | 3000 | 1 |  |  | 0.97 | Solar Inverter |  | Outside
SRP21839 | SMA AMERICA | SB3000US (240V) | 3000 | 1 |  |  | 0.97 | Solar Inverter |  | INDOOR
SRP21839 | SMA AMERICA | SB4000US (208V) | 4000 | 1 |  |  | 0.97 | Solar Inverter |  | INDOOR
SRP21845 | SMA AMERICA | SB5000US (240V) | 5000 | 1 |  |  | 0.97 | Solar Inverter |  | INDOOR
SRP21851 | SMA AMERICA | SB3000US (240V) | 3000 | 2 |  |  | 0.97 | Solar Inverter |  | Inside
SRP21872 | SMA AMERICA | SB3000US (240V) | 3000 | 2 |  |  | 0.97 | Solar Inverter |  | INDOOR
SRP21873 | SMA AMERICA | SB3000US (240V) | 3000 | 1 |  |  | 0.97 | Solar Inverter |  | INDOOR
SRP21873 | SMA AMERICA | SB4000US (240V) | 4000 | 1 |  |  | 0.97 | Solar Inverter |  | INDOOR
SRP21877 | SMA AMERICA | SB5000US (240V) | 5000 | 2 |  |  | 0.97 | Solar Inverter |  | INDOOR
SRP21889 | SMA AMERICA | SB5000US (240V) | 5000 | 1 |  |  | 0.97 | Solar Inverter |  | OUTDOOR
SRP21891 | SMA AMERICA | SB4000US (240V) | 4000 | 1 |  |  | 0.97 | Solar Inverter |  | OUTDOOR
SRP21892 | SMA AMERICA | SB5000US (240V) | 5000 | 3 |  |  | 0.97 | Solar Inverter |  | INDOOR
SRP21899 | SUNPOWER | SPR-4000M (240V) | 4200 | 1 |  |  | 0.97 | Solar Inverter |  | INDOOR
SRP21899 | SUNPOWER | SPR-5000M (240V) | 5000 | 1 |  |  | 0.97 | Solar Inverter |  | INDOOR
SRP21900 | SMA AMERICA | SB4000US (240V) | 4000 | 2 |  |  | 0.97 | Solar Inverter |  | Outside
SRP21904 | SUNPOWER | SPR-4000X (240V) | 4200 | 1 |  |  | 0.97 | Solar Inverter |  | INDOOR
SRP21904 | SUNPOWER | SPR-5000M (240V) | 5000 | 1 |  |  | 0.97 | Solar Inverter |  | INDOOR
SRP21920 | SUNPOWER | SPR-5000M (240V) | 5000 | 1 |  |  | 0.97 | Solar Inverter |  | INDOOR
SRP21937 | SMA AMERICA | SB4000US (240V) | 4000 | 1 |  |  | 0.97 | Solar Inverter |  | OUTDOOR
SRP21942 | SMA AMERICA | SB4000US (240V) | 4000 | 2 |  |  | 0.97 | Solar Inverter |  | INDOOR
SRP21943 | SMA AMERICA | SB4000US (240V) | 4000 | 1 |  |  | 0.97 | Solar Inverter |  | Inside
SRP22007 | SMA AMERICA | SB5000US (240V) | 5000 | 1 |  |  | 0.97 | Solar Inverter |  | INDOOR
SRP22015 | SMA AMERICA | SB2000HFUS-30 (240V) | 20000 | 2 |  |  | 0.97 | Solar Inverter |  | OUTDOOR
SRP22015 | SMA AMERICA | SB2500HFUS-30 (240V) | 24000 | 1 |  |  | 0.97 | Solar Inverter |  | OUTDOOR
SRP22021 | SOLAREDGE TECHNOLOGIES | SE6000 (208V) W/ -ER-US OR A-US | 6000 | 1 |  |  | 0.97 | Solar Inverter |  | OUTDOOR
SRP22028 | SMA AMERICA | SB3000US (240V) | 3000 | 2 |  |  | 0.97 | Solar Inverter |  | INDOOR
SRP22030 | SMA AMERICA | SB5000US (240V) | 5000 | 2 |  |  | 0.97 | Solar Inverter |  | OUTDOOR
SRP22043 | SMA AMERICA | SB3000US (208V) | 3000 | 1 |  |  | 0.97 | Solar Inverter |  | INDOOR
SRP22047 | SMA AMERICA | SB3000HFUS-30 (240V) | 3000 | 1 |  |  | 0.97 | Solar Inverter |  | Inside
SRP22047 | SMA AMERICA | SB7000US-12 (240V) | 7000 | 2 |  |  | 0.97 | Solar Inverter |  | Inside
SRP22059 | SMA AMERICA | SB3000US (240V) | 3000 | 1 |  |  | 0.97 | Solar Inverter |  | INDOOR
SRP22059 | SMA AMERICA | SB4000US (240V) | 4000 | 1 |  |  | 0.97 | Solar Inverter |  | INDOOR
SRP22062 | SAMIL POWER | SOLARRIVER4000TL-US (208V) | 4000 | 2 |  |  | 0.97 | Solar Inverter |  | OUTDOOR
SRP22062 | SAMIL POWER | SOLARRIVER6000TL-US (240V) | 6000 | 1 |  |  | 0.97 | Solar Inverter |  | OUTDOOR
SRP22063 | SAMIL POWER | SOLARRIVER4000TL-US (240V) | 4000 | 1 |  |  | 0.97 | Solar Inverter |  | OUTDOOR
SRP22088 | SAMIL POWER | SOLARRIVER3000TL-US (240V) | 3000 | 1 |  |  | 0.97 | Solar Inverter |  | OUTDOOR
SRP22088 | SAMIL POWER | SOLARRIVER5000TL-US (240V) | 5000 | 1 |  |  | 0.97 | Solar Inverter |  | OUTDOOR
SRP22129 | SMA AMERICA | SB4000US (CL) (208V) | 4000 | 2 |  |  | 0.97 | Solar Inverter |  | INDOOR
SRP22149 | SMA AMERICA | SB3000US (240V) | 3000 | 2 |  |  | 0.97 | Solar Inverter |  | INDOOR
SRP22176 | SMA AMERICA | SB2000HFUS-30 (240V) | 2000 | 1 |  |  | 0.97 | Solar Inverter |  | OUTDOOR
SRP22176 | SMA AMERICA | SB3000US (240V) | 3000 | 2 |  |  | 0.97 | Solar Inverter |  | OUTDOOR
SRP22193 | SMA AMERICA | SB5000US (240V) | 5000 | 1 |  |  | 0.97 | Solar Inverter |  | INDOOR
SRP22197 | SMA AMERICA | SB3000US (240V) | 3000 | 2 |  |  | 0.97 | Solar Inverter |  | Inside
SRP22205 | SMA AMERICA | SB5000US (240V) | 5000 | 1 |  |  | 0.97 | Solar Inverter |  | OUTDOOR
SRP22207 | SMA AMERICA | SB3000US (240V) | 3000 | 2 |  |  | 0.97 | Solar Inverter |  | OUTDOOR
SRP22207 | SMA AMERICA | SB5000US (240V) | 5000 | 1 |  |  | 0.97 | Solar Inverter |  | OUTDOOR
SRP22230 | SMA AMERICA | SB3000US (240V) | 3000 | 2 |  |  | 0.97 | Solar Inverter |  | INDOOR
SRP22231 | SMA AMERICA | SB3000US (240V) | 3000 | 1 |  |  | 0.97 | Solar Inverter |  | INDOOR
SRP22231 | SMA AMERICA | SB5000US (240V) | 5000 | 1 |  |  | 0.97 | Solar Inverter |  | INDOOR
SRP22233 | SMA AMERICA | SB4000US (240V) | 4000 | 1 |  |  | 0.97 | Solar Inverter |  | INDOOR
SRP22236 | ENPHASE ENERGY | M215-60-2LL-S2X | 215 | 15 |  |  | 0.97 | Solar Inverter |  | OUTDOOR
SRP22238 | SMA AMERICA | SB3000US (240V) | 3000 | 1 |  |  | 0.97 | Solar Inverter |  | INDOOR
SRP22239 | SMA AMERICA | SB5000US (240V) | 5000 | 1 |  |  | 0.97 | Solar Inverter |  | INDOOR
SRP22256 | POWER-ONE | PVI-3.6-OUTD-S-US (240 V) | 3600 | 1 |  |  | 0.97 | Solar Inverter |  | Inside
SRP22281 | SMA AMERICA | SB5000US-11 (240V) | 5000 | 1 |  |  | 0.97 | Solar Inverter |  | INDOOR
SRP22322 | SUNPOWER | SPR-4000M (240V) | 4000 | 1 |  |  | 0.97 | Solar Inverter |  | OUTDOOR
SRP22322 | SUNPOWER | SPR-6000M (240V) | 6000 | 1 |  |  | 0.97 | Solar Inverter |  | OUTDOOR
SRP22343 | SUNPOWER | SPR-5000M (240V) | 5000 | 1 |  |  | 0.97 | Solar Inverter |  | OUTDOOR
SRP22343 | SUNPOWER | SPR-6000M (240V) | 6000 | 1 |  |  | 0.97 | Solar Inverter |  | OUTDOOR
SRP22346 | SMA AMERICA | SB4000US (240V) | 4000 | 1 |  |  | 0.97 | Solar Inverter |  | OUTDOOR
SRP22346 | SMA AMERICA | SB4000US (240V) | 4000 | 1 |  |  | 0.97 | Solar Inverter |  | OUTDOOR
SRP22346 | SMA AMERICA | SB4000US (240V) | 4000 | 1 |  |  | 0.97 | Solar Inverter |  | OUTDOOR
SRP22354 | SMA AMERICA | SB5000US (240V) | 5000 | 1 |  |  | 0.97 | Solar Inverter |  | Inside
SRP22356 | ENPHASE ENERGY | M215-60-2LL-S2X | 215 | 20 |  |  | 0.97 | Solar Inverter |  | OUTDOOR
SRP22359 | SMA AMERICA | SB5000US (240V) | 5000 | 1 |  |  | 0.97 | Solar Inverter |  | INDOOR
SRP22376 | SMA AMERICA | SB3000US (240V) | 3000 | 2 |  |  | 0.97 | Solar Inverter |  | INDOOR
SRP22391 | SAMIL POWER | SOLARRIVER5000TL-US (208V) | 5000 | 1 |  |  | 0.97 | Solar Inverter |  | OUTDOOR
SRP22391 | SAMIL POWER | SOLARRIVER6000TL-US (240V) | 6000 | 1 |  |  | 0.97 | Solar Inverter |  | OUTDOOR
SRP22391 | SAMIL POWER | SOLARRIVER6000TL-US (240V) | 6000 | 1 |  |  | 0.97 | Solar Inverter |  | OUTDOOR
SRP22405 | SMA AMERICA | SB4000US (208V) | 4000 | 1 |  |  | 0.97 | Solar Inverter |  | OUTDOOR
SRP22406 | SMA AMERICA | SB4000US (240V) | 4000 | 1 |  |  | 0.97 | Solar Inverter |  | INDOOR
SRP22406 | SMA AMERICA | SB5000US (240V) | 5000 | 2 |  |  | 0.97 | Solar Inverter |  | INDOOR
SRP22407 | SMA AMERICA | SB3000US (208V) | 3000 | 1 |  |  | 0.97 | Solar Inverter |  | INDOOR
SRP22407 | SMA AMERICA | SB4000US (240V) | 4000 | 1 |  |  | 0.97 | Solar Inverter |  | INDOOR
SRP22407 | SMA AMERICA | SB5000US (208V) | 5000 | 1 |  |  | 0.97 | Solar Inverter |  | INDOOR
SRP22417 | SMA AMERICA | SB3000US-12 (240V) | 3000 | 1 |  |  | 0.97 | Solar Inverter |  | Inside
SRP22425 | POWER-ONE | PVI-6000-OUTD-US (240 V) | 6000 | 1 |  |  | 0.97 | Solar Inverter |  | OUTDOOR
SRP22426 | POWER-ONE | PVI-5000-OUTD-US (240 V) | 5000 | 1 |  |  | 0.97 | Solar Inverter |  | OUTDOOR
SRP22430 | SMA AMERICA | SB3000US (240V) | 3000 | 2 |  |  | 0.97 | Solar Inverter |  | OUTDOOR
SRP22433 | SMA AMERICA | SB3000US (240V) | 3000 | 2 |  |  | 0.97 | Solar Inverter |  | OUTDOOR
SRP22434 | SMA AMERICA | SB3000US (240V) | 3000 | 2 |  |  | 0.97 | Solar Inverter |  | INDOOR
SRP22436 | SMA AMERICA | SB4000US (240V) | 4000 | 1 |  |  | 0.97 | Solar Inverter |  | INDOOR
SRP22436 | SMA AMERICA | SB5000US (240V) | 5000 | 1 |  |  | 0.97 | Solar Inverter |  | INDOOR
SRP22438 | SMA AMERICA | SB3000US (240V) | 3000 | 1 |  |  | 0.97 | Solar Inverter |  | INDOOR
SRP22438 | SMA AMERICA | SB4000US (240V) | 4000 | 2 |  |  | 0.97 | Solar Inverter |  | INDOOR
SRP22439 | SMA AMERICA | SB5000US (240V) | 5000 | 1 |  |  | 0.97 | Solar Inverter |  | INDOOR
SRP22440 | XANTREX TECHNOLOGY | XW6048-120/240 | 6000 | 1 |  |  | 0.97 | Solar Inverter |  | INDOOR
SRP22464 | POWER-ONE | PVI-3.6-OUTD-S-US (240 V) | 3600 | 1 |  |  | 0.97 | Solar Inverter |  | OUTDOOR
SRP22464 | POWER-ONE | PVI-3.6-OUTD-S-US (240 V) | 3600 | 1 |  |  | 0.97 | Solar Inverter |  | OUTDOOR
SRP22465 | SMA AMERICA | SB3000US (240V) | 3000 | 1 |  |  | 0.97 | Solar Inverter |  | INDOOR
SRP22466 | SMA AMERICA | SB5000US (240V) | 5000 | 1 |  |  | 0.97 | Solar Inverter |  | INDOOR
SRP22467 | SMA AMERICA | SB3000US (240V) | 3000 | 2 |  |  | 0.97 | Solar Inverter |  | INDOOR
SRP22472 | SMA AMERICA | SB3000US (240V) | 3000 | 1 |  |  | 0.97 | Solar Inverter |  | OUTDOOR
SRP22472 | SMA AMERICA | SB4000US (240V) | 4000 | 1 |  |  | 0.97 | Solar Inverter |  | OUTDOOR
SRP22479 | SUNPOWER | SPR-3500 | 3600 | 1 |  |  | 0.97 | Solar Inverter |  | OUTDOOR
SRP22479 | SUNPOWER | SPR-5000M (240V) | 5000 | 1 |  |  | 0.97 | Solar Inverter |  | OUTDOOR
SRP22493 | SMA AMERICA | SB3000US (240V) | 3000 | 2 |  |  | 0.97 | Solar Inverter |  | INDOOR
SRP22497 | SMA AMERICA | SB3000US (240V) | 3000 | 2 |  |  | 0.97 | Solar Inverter |  | INDOOR
SRP22497 | SMA AMERICA | SB4000US (240V) | 4000 | 1 |  |  | 0.97 | Solar Inverter |  | INDOOR
SRP22501 | SMA AMERICA | SB3000US (240V) | 4000 | 1 |  |  | 0.97 | Solar Inverter |  | OUTDOOR
SRP22501 | SMA AMERICA | SB4000US (240V) | 5000 | 1 |  |  | 0.97 | Solar Inverter |  | OUTDOOR
SRP22501 | SMA AMERICA | SB4000US (CL) (240V) | 4000 | 1 |  |  | 0.97 | Solar Inverter |  | OUTDOOR
SRP22535 | SMA AMERICA | SB5000US (240V) | 5000 | 1 |  |  | 0.97 | Solar Inverter |  | INDOOR
SRP22560 | SMA AMERICA | SB3000US (240V) | 3000 | 2 |  |  | 0.97 | Solar Inverter |  | OUTDOOR
SRP22561 | SUNPOWER | SPR-4000M (240V) | 4200 | 1 |  |  | 0.97 | Solar Inverter |  | INDOOR
SRP22561 | SUNPOWER | SPR-5000M (240V) | 5000 | 1 |  |  | 0.97 | Solar Inverter |  | INDOOR
SRP22562 | POWER-ONE | PVI-6000-OUTD-US (240 V) | 6000 | 1 |  |  | 0.97 | Solar Inverter |  | OUTDOOR
SRP22570 | SMA AMERICA | SB5000US (240V) | 5000 | 1 |  |  | 0.97 | Solar Inverter |  | INDOOR
SRP22571 | SMA AMERICA | SB3000US (240V) | 3000 | 1 |  |  | 0.97 | Solar Inverter |  | INDOOR
SRP22583 | POWER-ONE | PVI-4.2-OUTD-S-US (240 V) | 4200 | 2 |  |  | 0.97 | Solar Inverter |  | OUTDOOR
SRP22584 | POWER-ONE | PVI-6000-OUTD-US (240 V) | 6000 | 1 |  |  | 0.97 | Solar Inverter |  | OUTDOOR
SRP22600 | SMA AMERICA | SB5000US (240V) | 5000 | 1 |  |  | 0.97 | Solar Inverter |  | INDOOR
SRP22606 | ADVANCED ENERGY INDUSTRIES | AE 50TX-208 | 50000 | 1 |  |  | 0.97 | Solar Inverter |  | OUTDOOR
SRP22609 | SMA AMERICA | SB3000US (240V) | 3000 | 2 |  |  | 0.97 | Solar Inverter |  | OUTDOOR
SRP22614 | SMA AMERICA | SB3000US (240V) | 3000 | 2 |  |  | 0.97 | Solar Inverter |  | INDOOR
SRP22621 | SMA AMERICA | SB3000US (240V) | 3000 | 2 |  |  | 0.97 | Solar Inverter |  | OUTDOOR
SRP22647 | SMA AMERICA | SB5000US (240V) | 5000 | 1 |  |  | 0.97 | Solar Inverter |  | OUTDOOR
SRP22653 | SMA AMERICA | SB7000US (240V) | 7000 | 1 |  |  | 0.97 | Solar Inverter |  | OUTDOOR
SRP22677 | SMA AMERICA | SB4000US (240V) | 4000 | 2 |  |  | 0.97 | Solar Inverter |  | OUTDOOR
SRP22684 | ENPHASE ENERGY | M215-60-2LL-S2X | 215 | 18 |  |  | 0.97 | Solar Inverter |  | OUTDOOR
SRP22697 | SMA AMERICA | SB4000US (240V) | 4000 | 2 |  |  | 0.97 | Solar Inverter |  | INDOOR
SRP22705 | SOLAREDGE TECHNOLOGIES | SE3000 (240V) W/ -ER-US OR A-US | 3000 | 1 |  |  | 0.97 | Solar Inverter |  | INDOOR
SRP22708 | SOLAREDGE TECHNOLOGIES | SE3000 (240V) W/ -ER-US OR A-US | 3000 | 1 |  |  | 0.97 | Solar Inverter |  | OUTDOOR
SRP22738 | SMA AMERICA | SB4000US (240V) | 4000 | 2 |  |  | 0.97 | Solar Inverter |  | OUTDOOR
SRP22753 | POWER-ONE | PVI-6000-OUTD-US (240 V) | 6000 | 1 |  |  | 0.97 | Solar Inverter |  | OUTDOOR
SRP22761 | ADVANCED ENERGY INDUSTRIES | AE 500TX-480 | 500000 | 1 |  |  | 0.97 | Solar Inverter |  | OUTDOOR
SRP22764 | SMA AMERICA | SB3000US (240V) | 3000 | 1 |  |  | 0.97 | Solar Inverter |  | OUTDOOR
SRP22783 | SMA AMERICA | SB3000US (240V) | 3000 | 1 |  |  | 0.97 | Solar Inverter |  | Inside
SRP22786 | SMA AMERICA | SB3000US (240V) | 3000 | 2 |  |  | 0.97 | Solar Inverter |  | INDOOR
SRP22793 | SMA AMERICA | SB7000US (240V) | 7000 | 1 |  |  | 0.97 | Solar Inverter |  | OUTDOOR
SRP22803 | SMA AMERICA | SB7000US-12 (240V) | 7000 | 1 |  |  | 0.97 | Solar Inverter |  | Inside
SRP22812 | SMA AMERICA | SB5000US (240V) | 5000 | 1 |  |  | 0.97 | Solar Inverter |  | INDOOR
SRP22821 | SOLAREDGE TECHNOLOGIES | SE3000 (240V) W/ -ER-US OR A-US | 3000 | 1 |  |  | 0.97 | Solar Inverter |  | Outside
SRP22822 | SOLAREDGE TECHNOLOGIES | SE3800 (240V) W/ -ER-US OR A-US | 3800 | 1 |  |  | 0.97 | Solar Inverter |  | Outside
SRP22822 | SOLAREDGE TECHNOLOGIES | SE3800 (240V) W/ -ER-US OR A-US | 3800 | 1 |  |  | 0.97 | Solar Inverter |  | Outside
SRP22826 | SMA AMERICA | SB5000US (240V) | 5000 | 1 |  |  | 0.97 | Solar Inverter |  | OUTDOOR
SRP22829 | ENPHASE ENERGY | M215-60-2LL-S2X | 215 | 24 |  |  | 0.97 | Solar Inverter |  | OUTDOOR
SRP22830 | SMA AMERICA | SB4000US (240V) | 4000 | 1 |  |  | 0.97 | Solar Inverter |  | OUTDOOR
SRP22830 | SMA AMERICA | SB5000US (240V) | 5000 | 1 |  |  | 0.97 | Solar Inverter |  | OUTDOOR
SRP22849 | SMA AMERICA | SB6000US-12 (240V) | 6000 | 1 |  |  | 0.97 | Solar Inverter |  | OUTDOOR
SRP22850 | ENPHASE ENERGY | M215-60-2LL-S2X | 215 | 26 |  |  | 0.97 | Solar Inverter |  | OUTDOOR
SRP22851 | ENPHASE ENERGY | M215-60-2LL-S2X | 215 | 27 |  |  | 0.97 | Solar Inverter |  | OUTDOOR
SRP22853 | SMA AMERICA | SB4000US (240V) | 4000 | 1 |  |  | 0.97 | Solar Inverter |  | INDOOR
SRP22853 | SMA AMERICA | SB5000US (240V) | 5000 | 2 |  |  | 0.97 | Solar Inverter |  | INDOOR
SRP22877 | ENPHASE ENERGY | M215-60-2LL-S2X | 215 | 19 |  |  | 0.97 | Solar Inverter |  | OUTDOOR
SRP22879 | SMA AMERICA | SB4000US (240V) | 4000 | 2 |  |  | 0.97 | Solar Inverter |  | INDOOR
SRP22893 | POWER-ONE | PVI-6000-OUTD-US (240 V) | 6000 | 1 |  |  | 0.97 | Solar Inverter |  | OUTDOOR
SRP22896 | SMA AMERICA | SB4000US (240V) | 4000 | 1 |  |  | 0.97 | Solar Inverter |  | INDOOR
SRP22903 | ENPHASE ENERGY | M215-60-2LL-S2X | 215 | 28 |  |  | 0.97 | Solar Inverter |  | OUTDOOR
SRP22913 | ENPHASE ENERGY | M215-60-2LL-S2X | 215 | 19 |  |  | 0.97 | Solar Inverter |  | OUTDOOR
SRP22919 | ENPHASE ENERGY | M215-60-2LL-S2X | 215 | 22 |  |  | 0.97 | Solar Inverter |  | OUTDOOR
SRP22940 | ENPHASE ENERGY | M215-60-2LL-S2X | 215 | 21 |  |  | 0.97 | Solar Inverter |  | OUTDOOR
SRP22948 | SMA AMERICA | SB3000US (240V) | 3000 | 1 |  |  | 0.97 | Solar Inverter |  | INDOOR
SRP22967 | SMA AMERICA | SB3000US (240V) | 3000 | 1 |  |  | 0.97 | Solar Inverter |  | OUTDOOR
SRP22967 | SMA AMERICA | SB4000US (240V) | 4000 | 2 |  |  | 0.97 | Solar Inverter |  | OUTDOOR
SRP22968 | SMA AMERICA | SB4000US (240V) | 4000 | 1 |  |  | 0.97 | Solar Inverter |  | INDOOR
SRP22968 | SMA AMERICA | SB5000US (240V) | 5000 | 2 |  |  | 0.97 | Solar Inverter |  | INDOOR
SRP22970 | SMA AMERICA | SB3000US (240V) | 3000 | 2 |  |  | 0.97 | Solar Inverter |  | INDOOR
SRP22971 | SMA AMERICA | SB3000US (240V) | 3000 | 2 |  |  | 0.97 | Solar Inverter |  | Inside
SRP22978 | ENPHASE ENERGY | M215-60-2LL-S2X | 215 | 26 |  |  | 0.97 | Solar Inverter |  | OUTDOOR
SRP22979 | SMA AMERICA | SB10000TL-US (208V) | 15000 | 14 |  |  | 0.97 | Solar Inverter |  | OUTDOOR
SRP22987 | SMA AMERICA | SB4000US (240V) | 4000 | 1 |  |  | 0.97 | Solar Inverter |  | OUTDOOR
SRP22988 | SMA AMERICA | SB3000US (240V) | 3000 | 1 |  |  | 0.97 | Solar Inverter |  | INDOOR
SRP22988 | SMA AMERICA | SB5000US (240V) | 5000 | 1 |  |  | 0.97 | Solar Inverter |  | INDOOR
SRP22993 | SMA AMERICA | SB4000US (240V) | 4000 | 2 |  |  | 0.97 | Solar Inverter |  | OUTDOOR
SRP22995 | SMA AMERICA | SB3000US (240V) | 3000 | 1 |  |  | 0.97 | Solar Inverter |  | OUTDOOR
SRP22996 | PV POWERED | PVP260KW | 260000 | 1 |  |  | 0.97 | Solar Inverter |  | OUTDOOR
SRP22997 | SMA AMERICA | SB4000US (240V) | 4000 | 2 |  |  | 0.97 | Solar Inverter |  | INDOOR
SRP22998 | SMA AMERICA | SB3000US (240V) | 3000 | 1 |  |  | 0.97 | Solar Inverter |  | INDOOR
SRP22998 | SMA AMERICA | SB4000US (240V) | 4000 | 1 |  |  | 0.97 | Solar Inverter |  | INDOOR
SRP22999 | SMA AMERICA | SB3000US (240V) | 3000 | 2 |  |  | 0.97 | Solar Inverter |  | INDOOR
SRP22999 | SMA AMERICA | SB5000US (240V) | 5000 | 2 |  |  | 0.97 | Solar Inverter |  | INDOOR
SRP23004 | ENPHASE ENERGY | M215-60-2LL-S2X | 215 | 32 |  |  | 0.97 | Solar Inverter |  | OUTDOOR
SRP23006 | SMA AMERICA | SB4000US (240V) | 4000 | 1 |  |  | 0.97 | Solar Inverter |  | INDOOR
SRP23008 | SMA AMERICA | SB4000US (240V) | 4000 | 1 |  |  | 0.97 | Solar Inverter |  | INDOOR
SRP23013 | SMA AMERICA | SB3000US (240V) | 3000 | 2 |  |  | 0.97 | Solar Inverter |  | INDOOR
SRP23018 | SMA AMERICA | SB3000US (240V) | 3000 | 2 |  |  | 0.97 | Solar Inverter |  | INDOOR
SRP23052 | SMA AMERICA | SB3000US (240V) | 3000 | 2 |  |  | 0.97 | Solar Inverter |  | INDOOR
SRP23067 | SMA AMERICA | SB5000US (240V) | 5000 | 1 |  |  | 0.97 | Solar Inverter |  | OUTDOOR
SRP23093 | SMA AMERICA | SB4000US (240V) | 4000 | 1 |  |  | 0.97 | Solar Inverter |  | Outside
SRP23119 | SUNPOWER | SPR-6000M (240V) | 6000 | 1 |  |  | 0.97 | Solar Inverter |  | OUTDOOR
SRP23133 | SMA AMERICA | SB4000US (240V) | 4000 | 1 |  |  | 0.97 | Solar Inverter |  | OUTDOOR
SRP23135 | SMA AMERICA | SB4000US (240V) | 4000 | 2 |  |  | 0.97 | Solar Inverter |  | Outside
SRP23148 | POWER-ONE | PVI-5000-OUTD-US (240 V) | 5000 | 1 |  |  | 0.97 | Solar Inverter |  | OUTDOOR
SRP23153 | SMA AMERICA | SB5000US (240V) | 5000 | 1 |  |  | 0.97 | Solar Inverter |  | INDOOR
SRP23157 | POWER-ONE | PVI-6000-OUTD-US (240 V) | 6000 | 1 |  |  | 0.97 | Solar Inverter |  | OUTDOOR
SRP23161 | SMA AMERICA | SB3000US (240V) | 3000 | 1 |  |  | 0.97 | Solar Inverter |  | Inside
SRP23167 | ABLEREX ELECTRONICS | ES 2200-US-240 | 6000 | 1 |  |  | 0.97 | Solar Inverter |  | INDOOR
SRP23171 | SMA AMERICA | SB3000US (240V) | 3000 | 2 |  |  | 0.97 | Solar Inverter |  | OUTDOOR
SRP23178 | POWER-ONE | PVI-3.6-OUTD-S-US (240 V) | 3600 | 3 |  |  | 0.97 | Solar Inverter |  | OUTDOOR
SRP23194 | ENPHASE ENERGY | M215-60-SIE-S2X | 215 | 17 |  |  | 0.97 | Solar Inverter |  | OUTDOOR
SRP23197 | ENPHASE ENERGY | M215-60-2LL-S2X | 215 | 44 |  |  | 0.97 | Solar Inverter |  | OUTDOOR
SRP23214 | ENPHASE ENERGY | M215-60-2LL-S2X | 215 | 43 |  |  | 0.97 | Solar Inverter |  | OUTDOOR
SRP23241 | SUNPOWER | SPR-3000M (240V) | 3000 | 1 |  |  | 0.97 | Solar Inverter |  | Outside
SRP23241 | SUNPOWER | SPR-6000M (240V) | 6000 | 1 |  |  | 0.97 | Solar Inverter |  | Outside
SRP23242 | SMA AMERICA | SB5000US (240V) | 5000 | 1 |  |  | 0.97 | Solar Inverter |  | OUTDOOR
SRP23248 | SMA AMERICA | SB4000US (240V) | 4000 | 1 |  |  | 0.97 | Solar Inverter |  | Outside
SRP23250 | SMA AMERICA | SB4000US (240V) | 4000 | 1 |  |  | 0.97 | Solar Inverter |  | INDOOR
SRP23263 | ENPHASE ENERGY | M215-60-2LL-S2X | 215 | 22 |  |  | 0.97 | Solar Inverter |  | OUTDOOR
SRP23275 | SMA AMERICA | SB4000US (240V) | 4000 | 2 |  |  | 0.97 | Solar Inverter |  | INDOOR
SRP23278 | SMA AMERICA | SB3000US (240V) | 3000 | 2 |  |  | 0.97 | Solar Inverter |  | INDOOR
SRP23292 | SMA AMERICA | SB5000US | 5000 | 1 |  |  | 0.97 | Solar Inverter |  | INDOOR
SRP23295 | ENPHASE ENERGY | M215-60-2LL-S2X | 215 | 37 |  |  | 0.97 | Solar Inverter |  | OUTDOOR
SRP23311 | SMA AMERICA | SB5000US (240V) | 5000 | 2 |  |  | 0.97 | Solar Inverter |  | INDOOR
SRP23317 | ENPHASE ENERGY | M215-60-2LL-S2X | 215 | 16 |  |  | 0.97 | Solar Inverter |  | OUTDOOR
SRP23319 | SOLAREDGE TECHNOLOGIES | SE3000 (240V) W/ -ER-US OR A-US | 3000 | 1 |  |  | 0.97 | Solar Inverter |  | INDOOR
SRP23325 | SMA AMERICA | SB3000US (240V) | 3000 | 2 |  |  | 0.97 | Solar Inverter |  | INDOOR
SRP23328 | SMA AMERICA | SB4000US (208V) | 4000 | 2 |  |  | 0.97 | Solar Inverter |  | INDOOR
SRP23329 | SMA AMERICA | SB3000US (240V) | 3000 | 1 |  |  | 0.97 | Solar Inverter |  | INDOOR
SRP23329 | SMA AMERICA | SB5000US (240V) | 5000 | 1 |  |  | 0.97 | Solar Inverter |  | INDOOR
SRP23331 | ENPHASE ENERGY | M215-60-2LL-S2X | 215 | 23 |  |  | 0.97 | Solar Inverter |  | OUTDOOR
SRP23337 | SMA AMERICA | SB5000US (240V) | 5000 | 1 |  |  | 0.97 | Solar Inverter |  | Inside
SRP23337 | SMA AMERICA | SB5000US (240V) | 5000 | 1 |  |  | 0.97 | Solar Inverter |  | Inside
SRP23338 | SMA AMERICA | SB3000US (240V) | 3000 | 2 |  |  | 0.97 | Solar Inverter |  | INDOOR
SRP23340 | SMA AMERICA | SB3000US (240V) | 3000 | 2 |  |  | 0.97 | Solar Inverter |  | OUTDOOR
SRP23344 | SAMIL POWER | SOLARRIVER4000TL-US (240V) | 4000 | 1 |  |  | 0.97 | Solar Inverter |  | OUTDOOR
SRP23345 | SAMIL POWER | SOLARRIVER4000TL-US (240V) | 4000 | 1 |  |  | 0.97 | Solar Inverter |  | OUTDOOR
SRP23348 | SAMIL POWER | SOLARRIVER6000TL-US (208V) | 6000 | 1 |  |  | 0.97 | Solar Inverter |  | Inside
SRP23367 | SUNPOWER | SPR-3000M (240V) | 3000 | 2 |  |  | 0.97 | Solar Inverter |  | OUTDOOR
SRP23367 | SUNPOWER | SPR-7000M (240V) | 7000 | 1 |  |  | 0.97 | Solar Inverter |  | OUTDOOR
SRP23417 | SMA AMERICA | SB4000US (CL) (240V) | 3000 | 1 |  |  | 0.97 | Solar Inverter |  | INDOOR
SRP23417 | SMA AMERICA | SB4000US (CL) (240V) | 4000 | 1 |  |  | 0.97 | Solar Inverter |  | INDOOR
SRP23419 | SMA AMERICA | SB3000HFUS-30 (240V) | 3000 | 1 |  |  | 0.97 | Solar Inverter |  | INDOOR
SRP23419 | SMA AMERICA | SB4000US (240V) | 4000 | 1 |  |  | 0.97 | Solar Inverter |  | INDOOR
SRP23420 | SMA AMERICA | SB3000HFUS-30 (240V) | 3000 | 1 |  |  | 0.97 | Solar Inverter |  | OUTDOOR
SRP23420 | SMA AMERICA | SB4000US (CL) (240V) | 4000 | 1 |  |  | 0.97 | Solar Inverter |  | OUTDOOR
SRP23427 | ENPHASE ENERGY | M215-60-2LL-S2X | 215 | 28 |  |  | 0.97 | Solar Inverter |  | OUTDOOR
SRP23428 | ENPHASE ENERGY | M215-60-2LL-S2X | 215 | 16 |  |  | 0.97 | Solar Inverter |  | OUTDOOR
SRP23429 | POWER-ONE | PVI-6000-OUTD-US (240 V) | 6000 | 1 |  |  | 0.97 | Solar Inverter |  | Inside
SRP23431 | SMA AMERICA | SB4000US (240V) | 4000 | 1 |  |  | 0.97 | Solar Inverter |  | Outside
SRP23434 | SMA AMERICA | SB3000US (208V) | 3000 | 2 |  |  | 0.97 | Solar Inverter |  | OUTDOOR
SRP23437 | SMA AMERICA | SB4000US (240V) | 4000 | 1 |  |  | 0.97 | Solar Inverter |  | INDOOR
SRP23450 | POWER-ONE | PVI-3.0-OUTD-S-US (240 V) | 3000 | 1 |  |  | 0.97 | Solar Inverter |  | OUTDOOR
SRP23450 | POWER-ONE | PVI-4.2-OUTD-S-US (240 V) | 4200 | 1 |  |  | 0.97 | Solar Inverter |  | OUTDOOR
SRP23458 | ENPHASE ENERGY | M215-60-2LL-S2X | 215 | 26 |  |  | 0.97 | Solar Inverter |  | Inside
SRP23459 | POWER-ONE | PVI-3.0-OUTD-S-US (240 V) | 3000 | 1 |  |  | 0.97 | Solar Inverter |  | OUTDOOR
SRP23462 | ENPHASE ENERGY | M215-60-2LL-S2X | 215 | 20 |  |  | 0.97 | Solar Inverter |  | OUTDOOR
SRP23495 | SMA AMERICA | SB3000US (240V) | 3000 | 2 |  |  | 0.97 | Solar Inverter |  | Outside
SRP23518 | POWER-ONE | PVI-6000-OUTD-US-W (240 V) | 6000 | 1 |  |  | 0.97 | Solar Inverter |  | Inside
SRP23527 | POWER-ONE | PVI-6000-OUTD-US (240 V) | 6000 | 1 |  |  | 0.97 | Solar Inverter |  | OUTDOOR
SRP23547 | POWER-ONE | PVI-6000-OUTD-US (240 V) | 6000 | 1 |  |  | 0.97 | Solar Inverter |  | OUTDOOR
SRP23558 | ADVANCED ENERGY INDUSTRIES | AE 260TX-480 | 260000 | 1 |  |  | 0.97 | Solar Inverter |  | OUTDOOR
SRP23579 | SMA AMERICA | SB3800US (240V) | 3800 | 2 |  |  | 0.97 | Solar Inverter |  | Outside
SRP23581 | SMA AMERICA | SB5000US (240V) | 5000 | 1 |  |  | 0.97 | Solar Inverter |  | OUTDOOR
SRP23600 | ENPHASE ENERGY | M215-60-2LL-S2X | 215 | 14 |  |  | 0.97 | Solar Inverter |  | OUTDOOR
SRP23672 | SMA AMERICA | SB4000US (240V) | 4000 | 2 |  |  | 0.97 | Solar Inverter |  | INDOOR
SRP23673 | SMA AMERICA | SB4000US (240V) | 4000 | 1 |  |  | 0.97 | Solar Inverter |  | Inside
SRP23673 | SMA AMERICA | SB5000US (240V) | 5000 | 1 |  |  | 0.97 | Solar Inverter |  | Inside
SRP23684 | SMA AMERICA | SB4000US (240V) | 4000 | 2 |  |  | 0.97 | Solar Inverter |  | INDOOR
SRP23688 | ENPHASE ENERGY | M215-60-2LL-S2X | 215 | 38 |  |  | 0.97 | Solar Inverter |  | OUTDOOR
SRP23697 | SMA AMERICA | SB3000US (240V) | 3000 | 1 |  |  | 0.97 | Solar Inverter |  | INDOOR
SRP23698 | SMA AMERICA | SB5000US (240V) | 5000 | 1 |  |  | 0.97 | Solar Inverter |  | INDOOR
SRP23703 | ENPHASE ENERGY | M215-60-2LL-S2X | 215 | 31 |  |  | 0.97 | Solar Inverter |  | OUTDOOR
SRP23704 | ENPHASE ENERGY | M215-60-2LL-S2X | 215 | 13 |  |  | 0.97 | Solar Inverter |  | OUTDOOR
SRP23722 | SMA AMERICA | SB3000US (240V) | 3000 | 2 |  |  | 0.97 | Solar Inverter |  | INDOOR
SRP23729 | SAMIL POWER | SOLARRIVER6000TL-US (240V) | 6000 | 2 |  |  | 0.97 | Solar Inverter |  | OUTDOOR
SRP23740 | SMA AMERICA | SB3000US (240V) | 3000 | 2 |  |  | 0.97 | Solar Inverter |  | OUTDOOR
SRP23740 | SMA AMERICA | SB5000US-12 (240V) | 5000 | 1 |  |  | 0.97 | Solar Inverter |  | OUTDOOR
SRP23742 | SMA AMERICA | SB6000US (240V) | 6000 | 1 |  |  | 0.97 | Solar Inverter |  | OUTDOOR
SRP23742 | SMA AMERICA | SB7000US (240V) | 7000 | 1 |  |  | 0.97 | Solar Inverter |  | OUTDOOR
SRP23743 | SMA AMERICA | SB7000US (240V) | 7000 | 1 |  |  | 0.97 | Solar Inverter |  | OUTDOOR
SRP23746 | SMA AMERICA | SB6000US (240V) | 6000 | 3 |  |  | 0.97 | Solar Inverter |  | OUTDOOR
SRP23747 | SMA AMERICA | SB7000TL-US (240V) | 7000 | 4 |  |  | 0.97 | Solar Inverter |  | OUTDOOR
SRP23750 | SMA AMERICA | SB6000US-12 (240V) | 6000 | 1 |  |  | 0.97 | Solar Inverter |  | OUTDOOR
SRP23750 | SMA AMERICA | SB7000US-12 (240V) | 7000 | 3 |  |  | 0.97 | Solar Inverter |  | OUTDOOR
SRP23751 | SMA AMERICA | SB6000US (240V) | 6000 | 1 |  |  | 0.97 | Solar Inverter |  | OUTDOOR
SRP23751 | SMA AMERICA | SB7000US (240V) | 7000 | 1 |  |  | 0.97 | Solar Inverter |  | OUTDOOR
SRP23752 | SMA AMERICA | SB5000US (240V) | 5000 | 1 |  |  | 0.97 | Solar Inverter |  | OUTDOOR
SRP23752 | SMA AMERICA | SB6000US (240V) | 6000 | 1 |  |  | 0.97 | Solar Inverter |  | OUTDOOR
SRP23763 | POWER-ONE | UNO-2.0-I-OUTD-US (240 V) | 2000 | 1 |  |  | 0.97 | Solar Inverter |  | OUTDOOR
SRP23766 | POWER-ONE | MICRO-0.25-I-OUTD-US-240 | 250 | 63 |  |  | 0.97 | Solar Inverter |  | OUTDOOR
SRP23772 | SMA AMERICA | SB5000US (240V) | 5000 | 1 |  |  | 0.97 | Solar Inverter |  | INDOOR
SRP23784 | SMA AMERICA | SB3000US (240V) | 3000 | 2 |  |  | 0.97 | Solar Inverter |  | Outside
SRP23785 | SMA AMERICA | SB5000US (240V) | 5000 | 1 |  |  | 0.97 | Solar Inverter |  | INDOOR
SRP23788 | ENPHASE ENERGY | M215-60-2LL-S2X | 215 | 39 |  |  | 0.97 | Solar Inverter |  | OUTDOOR
SRP23801 | ENPHASE ENERGY | M215-60-2LL-S2X | 215 | 20 |  |  | 0.97 | Solar Inverter |  | OUTDOOR
SRP23803 | ENPHASE ENERGY | M215-60-2LL-S2X | 215 | 40 |  |  | 0.97 | Solar Inverter |  | OUTDOOR
SRP23827 | SAMIL POWER | SOLARRIVER4000TL-US (240V) | 4000 | 2 |  |  | 0.97 | Solar Inverter |  | OUTDOOR
SRP23838 | SAMIL POWER | SOLARRIVER4000TL-US (240V) | 4000 | 1 |  |  | 0.97 | Solar Inverter |  | Inside
SRP23838 | SAMIL POWER | SOLARRIVER5000TL-US (240V) | 5000 | 2 |  |  | 0.97 | Solar Inverter |  | Inside
SRP23862 | SMA AMERICA | SB6000US (240V) | 6000 | 1 |  |  | 0.97 | Solar Inverter |  | OUTDOOR
SRP23871 | ENPHASE ENERGY | M215-60-2LL-S2X | 215 | 20 |  |  | 0.97 | Solar Inverter |  | OUTDOOR
SRP23879 | ENPHASE ENERGY | M215-60-2LL-S2X | 215 | 16 |  |  | 0.97 | Solar Inverter |  | OUTDOOR
SRP23905 | SMA AMERICA | SB3000US (240V) | 3000 | 1 |  |  | 0.97 | Solar Inverter |  | INDOOR
SRP23905 | SMA AMERICA | SB3000US (240V) | 3000 | 1 |  |  | 0.97 | Solar Inverter |  | INDOOR
SRP23906 | SMA AMERICA | SB5000US (240V) | 5000 | 1 |  |  | 0.97 | Solar Inverter |  | OUTDOOR
SRP23918 | ENPHASE ENERGY | M215-60-2LL-S2X | 215 | 37 |  |  | 0.97 | Solar Inverter |  | OUTDOOR
SRP23919 | SMA AMERICA | SB4000US (240V) | 4000 | 1 |  |  | 0.97 | Solar Inverter |  | OUTDOOR
SRP23924 | SMA AMERICA | SB4000US (240V) | 4000 | 1 |  |  | 0.97 | Solar Inverter |  | INDOOR
SRP23933 | SMA AMERICA | SB3000US (240V) | 3000 | 2 |  |  | 0.97 | Solar Inverter |  | INDOOR
SRP23934 | SMA AMERICA | SB5000US (240V) | 5000 | 1 |  |  | 0.97 | Solar Inverter |  | OUTDOOR
SRP23936 | SMA AMERICA | SB4000US (240V) | 4000 | 1 |  |  | 0.97 | Solar Inverter |  | INDOOR
SRP23936 | SMA AMERICA | SB5000US (240V) | 5000 | 1 |  |  | 0.97 | Solar Inverter |  | INDOOR
SRP23937 | SMA AMERICA | SB4000US (240V) | 4000 | 1 |  |  | 0.97 | Solar Inverter |  | INDOOR
SRP23939 | SMA AMERICA | SB3000US-12 (240V) | 3000 | 1 |  |  | 0.97 | Solar Inverter |  | OUTDOOR
SRP23971 | SUNPOWER | SPR-5000M (240V) | 5000 | 2 |  |  | 0.97 | Solar Inverter |  | INDOOR
SRP23981 | SMA AMERICA | SB5000US (240V) | 5000 | 1 |  |  | 0.97 | Solar Inverter |  | OUTDOOR
SRP23985 | SMA AMERICA | SB4000US (240V) | 4000 | 1 |  |  | 0.97 | Solar Inverter |  | INDOOR
SRP23985 | SMA AMERICA | SB4000US (240V) | 4000 | 2 |  |  | 0.97 | Solar Inverter |  | INDOOR
SRP23993 | SMA AMERICA | SB5000US (240V) | 5000 | 1 |  |  | 0.97 | Solar Inverter |  | INDOOR
SRP24043 | POWER-ONE | PVI-6000-OUTD-US (240 V) | 6000 | 1 |  |  | 0.97 | Solar Inverter |  | OUTDOOR
SRP24054 | SMA AMERICA | SB3000US (240V) | 3000 | 1 |  |  | 0.97 | Solar Inverter |  | Outside
SRP24055 | SMA AMERICA | SB4000US (240V) | 4000 | 2 |  |  | 0.97 | Solar Inverter |  | INDOOR
SRP24056 | SMA AMERICA | SB4000US (208V) | 4000 | 2 |  |  | 0.97 | Solar Inverter |  | Inside
SRP24095 | SMA AMERICA | SB3000US (240V) | 3000 | 2 |  |  | 0.97 | Solar Inverter |  | INDOOR
SRP24096 | SMA AMERICA | SB4000US (240V) | 4000 | 1 |  |  | 0.97 | Solar Inverter |  | Outside
SRP24096 | SMA AMERICA | SB5000US (240V) | 5000 | 1 |  |  | 0.97 | Solar Inverter |  | Outside
SRP24118 | SMA AMERICA | SB5000US (240V) | 5000 | 1 |  |  | 0.97 | Solar Inverter |  | INDOOR
SRP24120 | SMA AMERICA | SB5000US (240V) | 5000 | 1 |  |  | 0.97 | Solar Inverter |  | OUTDOOR
SRP24121 | SMA AMERICA | SB4000US (208V) | 4000 | 1 |  |  | 0.97 | Solar Inverter |  | OUTDOOR
SRP24122 | SMA AMERICA | SB5000US (240V) | 5000 | 1 |  |  | 0.97 | Solar Inverter |  | INDOOR
SRP24124 | SUNPOWER | SPR-5000M (240V) | 5000 | 1 |  |  | 0.97 | Solar Inverter |  | INDOOR
SRP24124 | SUNPOWER | SPR-6000M (240V) | 6000 | 1 |  |  | 0.97 | Solar Inverter |  | INDOOR
SRP24139 | SMA AMERICA | SB5000US | 5000 | 2 |  |  | 0.97 | Solar Inverter |  | OUTDOOR
SRP24167 | SMA AMERICA | SB4000US (240V) | 4000 | 1 |  |  | 0.97 | Solar Inverter |  | OUTDOOR
SRP24174 | ENPHASE ENERGY | M215-60-2LL-S2X | 215 | 22 |  |  | 0.97 | Solar Inverter |  | OUTDOOR
SRP24175 | SMA AMERICA | SB3000US (240V) | 3000 | 1 |  |  | 0.97 | Solar Inverter |  | INDOOR
SRP24175 | SMA AMERICA | SB4000US (240V) | 4000 | 1 |  |  | 0.97 | Solar Inverter |  | INDOOR
SRP24176 | ENPHASE ENERGY | M215-60-2LL-S2X | 215 | 3 |  |  | 0.97 | Solar Inverter |  | OUTDOOR
SRP24176 | ENPHASE ENERGY | M215-60-2LL-S2X | 215 | 12 |  |  | 0.97 | Solar Inverter |  | OUTDOOR
SRP24176 | ENPHASE ENERGY | M215-60-2LL-S2X | 215 | 23 |  |  | 0.97 | Solar Inverter |  | OUTDOOR
SRP24191 | SMA AMERICA | SB5000US (240V) | 5000 | 1 |  |  | 0.97 | Solar Inverter |  | INDOOR
SRP24203 | SMA AMERICA | SB5000US | 5000 | 2 |  |  | 0.97 | Solar Inverter |  | INDOOR
SRP24210 | POWER-ONE | PVI-5000-OUTD-US (208 V) | 5000 | 1 |  |  | 0.97 | Solar Inverter |  | OUTDOOR
SRP24213 | POWER-ONE | PVI-5000-OUTD-US (208 V) | 5000 | 1 |  |  | 0.97 | Solar Inverter |  | OUTDOOR
SRP24213 | POWER-ONE | PVI-5000-OUTD-US (208 V) | 5000 | 1 |  |  | 0.97 | Solar Inverter |  | OUTDOOR
SRP24217 | SMA AMERICA |  | 7000 | 2 |  |  | 0.97 | Solar Inverter |  | OUTDOOR
SRP24226 | SMA AMERICA | SB5000US (240V) | 5000 | 1 |  |  | 0.97 | Solar Inverter |  | INDOOR
SRP24236 | SMA AMERICA | SB4000US (240V) | 4000 | 1 |  |  | 0.97 | Solar Inverter |  | OUTDOOR
SRP24236 | SMA AMERICA | SB5000US | 5000 | 2 |  |  | 0.97 | Solar Inverter |  | OUTDOOR
SRP24241 | SMA AMERICA | SB3000US (240V) | 3000 | 1 |  |  | 0.97 | Solar Inverter |  | OUTDOOR
SRP24241 | SMA AMERICA | SB4000US (240V) | 4000 | 1 |  |  | 0.97 | Solar Inverter |  | OUTDOOR
SRP24295 | SMA AMERICA | SB5000US (240V) | 5000 | 1 |  |  | 0.97 | Solar Inverter |  | INDOOR
SRP24295 | SMA AMERICA | SB6000US (240V) | 6000 | 1 |  |  | 0.97 | Solar Inverter |  | INDOOR
SRP24300 | SMA AMERICA | SB3000US (240V) | 3000 | 2 |  |  | 0.97 | Solar Inverter |  | INDOOR
SRP24306 | SMA AMERICA | SB4000US (240V) | 4000 | 1 |  |  | 0.97 | Solar Inverter |  | INDOOR
SRP24306 | SMA AMERICA | SB4000US (240V) | 4000 | 1 |  |  | 0.97 | Solar Inverter |  | INDOOR
SRP24323 | SMA AMERICA | SB5000US (240V) | 5000 | 1 |  |  | 0.97 | Solar Inverter |  | INDOOR
SRP24372 | SMA AMERICA | SB4000US (240V) | 4000 | 1 |  |  | 0.97 | Solar Inverter |  | INDOOR
SRP24373 | SMA AMERICA | SB3000US (240V) | 3000 | 1 |  |  | 0.97 | Solar Inverter |  | Outside
SRP24373 | SMA AMERICA | SB4000US (240V) | 4000 | 2 |  |  | 0.97 | Solar Inverter |  | Outside
SRP24376 | SMA AMERICA | SB3000US (240V) | 3000 | 1 |  |  | 0.97 | Solar Inverter |  | INDOOR
SRP24376 | SMA AMERICA | SB4000US (240V) | 4000 | 1 |  |  | 0.97 | Solar Inverter |  | INDOOR
SRP24387 | SMA AMERICA | SB4000US (240V) | 4000 | 1 |  |  | 0.97 | Solar Inverter |  | OUTDOOR
SRP24388 | SMA AMERICA | SB3000US (240V) | 3000 | 1 |  |  | 0.97 | Solar Inverter |  | INDOOR
SRP24391 | SMA AMERICA | SB4000US (240V) | 4000 | 1 |  |  | 0.97 | Solar Inverter |  | INDOOR
SRP24391 | SMA AMERICA | SB5000US (240V) | 5000 | 1 |  |  | 0.97 | Solar Inverter |  | INDOOR
SRP24392 | SMA AMERICA | SB4000US (240V) | 4000 | 1 |  |  | 0.97 | Solar Inverter |  | Outside
SRP24393 | SMA AMERICA | SB4000US (240V) | 4000 | 1 |  |  | 0.97 | Solar Inverter |  | Outside
SRP24393 | SMA AMERICA | SB5000US (240V) | 5000 | 1 |  |  | 0.97 | Solar Inverter |  | Outside
SRP24414 | ENPHASE ENERGY | M215-60-2LL-S2X | 215 | 23 |  |  | 0.97 | Solar Inverter |  | OUTDOOR
SRP24418 | POWER-ONE | PVI-5000-OUTD-US (240 V) | 5000 | 1 |  |  | 0.97 | Solar Inverter |  | OUTDOOR
SRP24419 | SUNNY BOY | 6000 | 6000 | 1 |  |  | 0.97 | Solar Inverter |  | OUTDOOR
SRP24422 | SMA AMERICA | SB4000US (240V) | 4000 | 1 |  |  | 0.97 | Solar Inverter |  | OUTDOOR
SRP24450 | SMA AMERICA | SB3000US (240V) | 3000 | 1 |  |  | 0.97 | Solar Inverter |  | OUTDOOR
SRP24450 | SMA AMERICA | SB5000US (240V) | 5000 | 1 |  |  | 0.97 | Solar Inverter |  | OUTDOOR
SRP24499 | ENPHASE ENERGY | M215-60-2LL-S2X | 215 | 18 |  |  | 0.97 | Solar Inverter |  | OUTDOOR
SRP24500 | SMA AMERICA | SB4000US (240V) | 4000 | 1 |  |  | 0.97 | Solar Inverter |  | OUTDOOR
SRP24500 | SMA AMERICA | SB5000US (240V) | 5000 | 1 |  |  | 0.97 | Solar Inverter |  | OUTDOOR
SRP24512 | SMA AMERICA | SB5000US (240V) | 5000 | 2 |  |  | 0.97 | Solar Inverter |  | OUTDOOR
SRP24535 | SAMIL POWER | SOLARRIVER6000TL-US (208V) | 6000 | 2 |  |  | 0.97 | Solar Inverter |  | INDOOR
SRP24539 | SMA AMERICA | SB5000US (240V) | 5000 | 1 |  |  | 0.97 | Solar Inverter |  | INDOOR
SRP24556 | POWER-ONE | PVI-3.0-OUTD-S-US (240 V) | 3000 | 1 |  |  | 0.97 | Solar Inverter |  | OUTDOOR
SRP24556 | POWER-ONE | PVI-4.2-OUTD-S-US (240 V) | 4200 | 1 |  |  | 0.97 | Solar Inverter |  | OUTDOOR
SRP24572 | SMA AMERICA | SB4000US (208V) | 4000 | 2 |  |  | 0.97 | Solar Inverter |  | INDOOR
SRP24573 | SMA AMERICA | SB3000US (240V) | 3000 | 2 |  |  | 0.97 | Solar Inverter |  | INDOOR
SRP24583 | SMA AMERICA | SB3000US (240V) | 3000 | 1 |  |  | 0.97 | Solar Inverter |  | Inside
SRP24583 | SMA AMERICA | SB4000US (240V) | 4000 | 1 |  |  | 0.97 | Solar Inverter |  | Inside
SRP24589 | SMA AMERICA | SB4000US (208V) | 4000 | 1 |  |  | 0.97 | Solar Inverter |  | INDOOR
SRP24590 | SMA AMERICA | SB4000US (208V) | 4000 | 1 |  |  | 0.97 | Solar Inverter |  | INDOOR
SRP24590 | SMA AMERICA | SB5000US | 5000 | 1 |  |  | 0.97 | Solar Inverter |  | INDOOR
SRP24591 | SMA AMERICA | SB4000US (208V) | 4050 | 1 |  |  | 0.97 | Solar Inverter |  | INDOOR
SRP24608 | SUNPOWER | SPR-6000M (240V) | 6000 | 1 |  |  | 0.97 | Solar Inverter |  | INDOOR
SRP24615 | SMA AMERICA | SB5000US (240V) | 5000 | 2 |  |  | 0.97 | Solar Inverter |  | INDOOR
SRP24617 | SMA AMERICA | SB4000US (240V) | 4000 | 2 |  |  | 0.97 | Solar Inverter |  | INDOOR
SRP24618 | SMA AMERICA | SB5000US (240V) | 5000 | 1 |  |  | 0.97 | Solar Inverter |  | INDOOR
SRP24628 | SMA AMERICA | SB5000US (240V) | 5000 | 1 |  |  | 0.97 | Solar Inverter |  | INDOOR
SRP24628 | SMA AMERICA | SB5000US (240V) | 5000 | 1 |  |  | 0.97 | Solar Inverter |  | INDOOR
SRP24630 | SMA AMERICA | SB3000US (240V) | 3000 | 1 |  |  | 0.97 | Solar Inverter |  | INDOOR
SRP24630 | SMA AMERICA | SB4000US (240V) | 4000 | 2 |  |  | 0.97 | Solar Inverter |  | INDOOR
SRP24632 | SMA AMERICA | SB3000US (240V) | 3000 | 1 |  |  | 0.97 | Solar Inverter |  | INDOOR
SRP24632 | SMA AMERICA | SB4000US (240V) | 4000 | 1 |  |  | 0.97 | Solar Inverter |  | INDOOR
SRP24633 | SMA AMERICA | SB4000US (240V) | 4000 | 2 |  |  | 0.97 | Solar Inverter |  | INDOOR
SRP24640 | SMA AMERICA | SB3000US (240V) | 3000 | 2 |  |  | 0.97 | Solar Inverter |  | INDOOR
SRP24641 | SMA AMERICA | SB3000US (240V) | 3000 | 2 |  |  | 0.97 | Solar Inverter |  | INDOOR
SRP24645 | SMA AMERICA | SB4000US (240V) | 4000 | 2 |  |  | 0.97 | Solar Inverter |  | INDOOR
SRP24658 | PV POWERED | PVP100KW-208 | 100000 | 1 |  |  | 0.97 | Solar Inverter |  | Inside
SRP24674 | SMA AMERICA | SB5000US (240V) | 5000 | 1 |  |  | 0.97 | Solar Inverter |  | Inside
SRP24679 | SMA AMERICA | SB4000US (240V) | 4000 | 2 |  |  | 0.97 | Solar Inverter |  | OUTDOOR
SRP24680 | SMA AMERICA | SB3000US (240V) | 3000 | 1 |  |  | 0.97 | Solar Inverter |  | INDOOR
SRP24680 | SMA AMERICA | SB4000US (240V) | 4000 | 1 |  |  | 0.97 | Solar Inverter |  | INDOOR
SRP24682 | SMA AMERICA | SB3000US (240V) | 3000 | 1 |  |  | 0.97 | Solar Inverter |  | Inside
SRP24682 | SMA AMERICA | SB4000US (240V) | 4000 | 1 |  |  | 0.97 | Solar Inverter |  | Inside
SRP24699 | SMA AMERICA | SB3000US (240V) | 3000 | 1 |  |  | 0.97 | Solar Inverter |  | OUTDOOR
SRP24699 | SMA AMERICA | SB4000US (240V) | 4000 | 1 |  |  | 0.97 | Solar Inverter |  | OUTDOOR
SRP24702 | POWER-ONE | PVI-4.2-OUTD-S-US (240 V) | 4200 | 1 |  |  | 0.97 | Solar Inverter |  | OUTDOOR
SRP24702 | POWER-ONE | UNO-2.0-I-OUTD-US (240 V) | 2000 | 1 |  |  | 0.97 | Solar Inverter |  | OUTDOOR
SRP24704 | SMA AMERICA | SB4000US (240V) | 4000 | 1 |  |  | 0.97 | Solar Inverter |  | OUTDOOR
SRP24704 | SMA AMERICA | SB4000US (240V) | 4000 | 1 |  |  | 0.97 | Solar Inverter |  | OUTDOOR
SRP24704 | SMA AMERICA | SB4000US (240V) | 4000 | 1 |  |  | 0.97 | Solar Inverter |  | OUTDOOR
SRP24732 | SMA AMERICA | SB5000US | 5000 | 1 |  |  | 0.97 | Solar Inverter |  | OUTDOOR
SRP24734 | SMA AMERICA | SB4000US (240V) | 4000 | 1 |  |  | 0.97 | Solar Inverter |  | OUTDOOR
SRP24737 | SMA AMERICA | SB4000US (208V) | 3000 | 1 |  |  | 0.97 | Solar Inverter |  | OUTDOOR
SRP24737 | SMA AMERICA | SB4000US (208V) | 4000 | 1 |  |  | 0.97 | Solar Inverter |  | OUTDOOR
SRP24762 | SMA AMERICA | SB7000TL-US (208V) | 7000 | 1 |  |  | 0.97 | Solar Inverter |  | OUTDOOR
SRP24783 | SMA AMERICA | SB3000US (240V) | 3000 | 2 |  |  | 0.97 | Solar Inverter |  | Outside
SRP24788 | SOLAREDGE TECHNOLOGIES | SE7000 (277V) W/ -ER-US OR A-US | 7600 | 1 |  |  | 0.97 | Solar Inverter |  | OUTDOOR
SRP24791 | SMA AMERICA | SB4000US (240V) | 4000 | 2 |  |  | 0.97 | Solar Inverter |  | INDOOR
SRP24817 | ENPHASE ENERGY | M215-60-2LL-S2X | 215 | 27 |  |  | 0.97 | Solar Inverter |  | OUTDOOR
SRP24818 | SMA AMERICA | SB4000US (240V) | 4000 | 1 |  |  | 0.97 | Solar Inverter |  | INDOOR
SRP24821 | SMA AMERICA | SB4000US-12 (240V) | 4000 | 1 |  |  | 0.97 | Solar Inverter |  | OUTDOOR
SRP24821 | SMA AMERICA | SB5000US-11 (240V) | 5000 | 1 |  |  | 0.97 | Solar Inverter |  | OUTDOOR
SRP24822 | POWER-ONE | PVI-6000-OUTD-US (208 V) | 6000 | 1 |  |  | 0.97 | Solar Inverter |  | OUTDOOR
SRP24833 | SMA AMERICA | SB5000US | 5000 | 2 |  |  | 0.97 | Solar Inverter |  | INDOOR
SRP24843 | SMA AMERICA | SB3800US-12 (208V) | 4000 | 1 |  |  | 0.97 | Solar Inverter |  | INDOOR
SRP24843 | SMA AMERICA | SB5000US | 5000 | 1 |  |  | 0.97 | Solar Inverter |  | INDOOR
SRP24844 | SMA AMERICA | SB3000US (208V) | 3000 | 1 |  |  | 0.97 | Solar Inverter |  | INDOOR
SRP24844 | SMA AMERICA | SB5000US | 5000 | 1 |  |  | 0.97 | Solar Inverter |  | INDOOR
SRP24858 | POWER-ONE | PVI-6000-OUTD-US (208 V) | 6000 | 1 |  |  | 0.97 | Solar Inverter |  | OUTDOOR
SRP24859 | POWER-ONE | PVI-3.6-OUTD-S-US (208 V) | 3600 | 1 |  |  | 0.97 | Solar Inverter |  | OUTDOOR
SRP24859 | POWER-ONE | PVI-6000-OUTD-US (208 V) | 6000 | 1 |  |  | 0.97 | Solar Inverter |  | OUTDOOR
SRP24869 | SMA AMERICA | SB5000US (240V) | 5000 | 1 |  |  | 0.97 | Solar Inverter |  | Outside
SRP24894 | SOLAREDGE TECHNOLOGIES | SE3000 (208V) W/ -ER-US OR A-US | 3000 | 1 |  |  | 0.97 | Solar Inverter |  | INDOOR
SRP24895 | SMA AMERICA | SB5000US | 5000 | 1 |  |  | 0.97 | Solar Inverter |  | Outside
SRP24909 | SMA AMERICA | SB3000HFUS-30 (240V) | 3000 | 1 |  |  | 0.97 | Solar Inverter |  | INDOOR
SRP24909 | SMA AMERICA | SB4000US (240V) | 4000 | 1 |  |  | 0.97 | Solar Inverter |  | INDOOR
SRP24918 | SOLAREDGE TECHNOLOGIES | SE5000 (240V) W/ -ER-US OR A-US | 5000 | 1 |  |  | 0.97 | Solar Inverter |  | INDOOR
SRP24926 | ENPHASE ENERGY | M215-60-2LL-S2X | 215 | 24 |  |  | 0.97 | Solar Inverter |  | OUTDOOR
SRP24930 | ENPHASE ENERGY | M215-60-2LL-S2X | 215 | 14 |  |  | 0.97 | Solar Inverter |  | OUTDOOR
SRP24950 | POWER-ONE | PVI-4.2-OUTD-S-US (208 V) | 4200 | 2 |  |  | 0.97 | Solar Inverter |  | Outside
SRP24968 | POWER-ONE | PVI-6000-OUTD-US (240 V) | 6000 | 1 |  |  | 0.97 | Solar Inverter |  | Outside
SRP24968 | SMA AMERICA | SB3000HFUS-30 (208V) | 3000 | 1 |  |  | 0.97 | Solar Inverter |  | Outside
SRP24988 | POWER-ONE | PVI-5000-OUTD-US (208 V) | 5000 | 1 |  |  | 0.97 | Solar Inverter |  | INDOOR
SRP24991 | GROWATT NEW ENERGY TECHNOLOGY | GROWATT 3600MTL-US (208V) | 3600 | 1 |  |  | 0.97 | Solar Inverter |  | INDOOR
SRP24991 | GROWATT NEW ENERGY TECHNOLOGY | GROWATT 3600MTL-US (240V) | 3600 | 2 |  |  | 0.97 | Solar Inverter |  | INDOOR
SRP24991 | SMA AMERICA | SB6000TL-US-12 (240V) | 6000 | 1 |  |  | 0.97 | Solar Inverter |  | INDOOR
SRP25001 | SUNPOWER | SPR-6000M (240V) | 6000 | 2 |  |  | 0.97 | Solar Inverter |  | Outside
SRP25002 | SOLAREDGE TECHNOLOGIES | SE3800 (208V) W/ -ER-US OR A-US | 3800 | 1 |  |  | 0.97 | Solar Inverter |  | INDOOR
SRP25004 | SMA AMERICA | SB3000US (240V) | 3000 | 2 |  |  | 0.97 | Solar Inverter |  | INDOOR
SRP25004 | SMA AMERICA | SB5000US (240V) | 5000 | 1 |  |  | 0.97 | Solar Inverter |  | INDOOR
SRP25008 | SUNPOWER | SPR-6000M (208V) | 6000 | 1 |  |  | 0.97 | Solar Inverter |  | INDOOR
SRP25010 | SMA AMERICA | SB3000US (240V) | 3000 | 1 |  |  | 0.97 | Solar Inverter |  | Outside
SRP25010 | SMA AMERICA | SB3000US (240V) | 4000 | 1 |  |  | 0.97 | Solar Inverter |  | Outside
SRP25035 | SOLAREDGE TECHNOLOGIES | SE3800 (240V) W/ -ER-US OR A-US | 3800 | 1 |  |  | 0.97 | Solar Inverter |  | OUTDOOR
SRP25061 | SMA AMERICA | SB5000US (240V) | 5000 | 1 |  |  | 0.97 | Solar Inverter |  | INDOOR
SRP25066 | SMA AMERICA | SB4000US (208V) | 4000 | 2 |  |  | 0.97 | Solar Inverter |  | OUTDOOR
SRP25072 | ENPHASE ENERGY | M215-60-2LL-S2X | 215 | 34 |  |  | 0.97 | Solar Inverter |  | OUTDOOR
SRP25086 | SMA AMERICA | SB3000US (240V) | 3000 | 1 |  |  | 0.97 | Solar Inverter |  | INDOOR
SRP25086 | SMA AMERICA | SB3000US (240V) | 3000 | 1 |  |  | 0.97 | Solar Inverter |  | INDOOR
SRP25105 | ENPHASE ENERGY | M215-60-2LL-S2X | 215 | 14 |  |  | 0.97 | Solar Inverter |  | OUTDOOR
SRP25139 | POWER-ONE | PVI-4.2-OUTD-S-US (208 V) | 4200 | 1 |  |  | 0.97 | Solar Inverter |  | OUTDOOR
SRP25139 | POWER-ONE | PVI-4.2-OUTD-S-US (208 V) | 4200 | 1 |  |  | 0.97 | Solar Inverter |  | OUTDOOR
SRP25140 | SMA AMERICA | SB4000US (208V) | 4000 | 1 |  |  | 0.97 | Solar Inverter |  | OUTDOOR
SRP25140 | SMA AMERICA | SB4000US (208V) | 4000 | 1 |  |  | 0.97 | Solar Inverter |  | OUTDOOR
SRP25145 | POWER-ONE | PVI-3.0-OUTD-S-US (208 V) | 3000 | 2 |  |  | 0.97 | Solar Inverter |  | OUTDOOR
SRP25168 | SOLAREDGE TECHNOLOGIES | SE5000 (240V) W/ -ER-US OR A-US | 5000 | 1 |  |  | 0.97 | Solar Inverter |  | Inside
SRP25186 | SOLAREDGE TECHNOLOGIES | SE6000 (240V) W/ -ER-US OR A-US | 6000 | 1 |  |  | 0.97 | Solar Inverter |  | INDOOR
SRP25188 | SOLAREDGE TECHNOLOGIES | SE6000 (240V) W/ -ER-US OR A-US | 7600 | 1 |  |  | 0.97 | Solar Inverter |  | INDOOR
SRP25189 | SOLAREDGE TECHNOLOGIES | SE6000 (240V) W/ -ER-US OR A-US | 7600 | 1 |  |  | 0.97 | Solar Inverter |  | Inside
SRP25213 | SMA AMERICA | SB3000US (240V) | 3000 | 1 |  |  | 0.97 | Solar Inverter |  | INDOOR
SRP25213 | SMA AMERICA | SB4000US (240V) | 4000 | 1 |  |  | 0.97 | Solar Inverter |  | INDOOR
SRP25226 | SMA AMERICA | SB3000US (240V) | 3000 | 1 |  |  | 0.97 | Solar Inverter |  | INDOOR
SRP25226 | SMA AMERICA | SB4000US (240V) | 3000 | 1 |  |  | 0.97 | Solar Inverter |  | INDOOR
SRP25226 | SMA AMERICA | SB5000US (240V) | 5000 | 1 |  |  | 0.97 | Solar Inverter |  | INDOOR
SRP25228 | SMA AMERICA | SB3000US (240V) | 3000 | 1 |  |  | 0.97 | Solar Inverter |  | OUTDOOR
SRP25228 | SMA AMERICA | SB4000US (240V) | 4000 | 2 |  |  | 0.97 | Solar Inverter |  | OUTDOOR
SRP25230 | SOLAREDGE TECHNOLOGIES | SE3800 (208V) W/ -ER-US OR A-US | 3800 | 2 |  |  | 0.97 | Solar Inverter |  | INDOOR
SRP25295 | SOLAREDGE TECHNOLOGIES | SE6000 (240V) W/ -ER-US OR A-US | 7600 | 1 |  |  | 0.97 | Solar Inverter |  | INDOOR
SRP25299 | SOLAREDGE TECHNOLOGIES | SE6000 (240V) W/ -ER-US OR A-US | 6000 | 1 |  |  | 0.97 | Solar Inverter |  | OUTDOOR
SRP25301 | SOLAREDGE TECHNOLOGIES | SE6000 (240V) W/ -ER-US OR A-US | 7600 | 1 |  |  | 0.97 | Solar Inverter |  | INDOOR
SRP25317 | SOLAREDGE TECHNOLOGIES | SE6000 (240V) W/ -ER-US OR A-US | 10000 | 1 |  |  | 0.97 | Solar Inverter |  | INDOOR
SRP25317 | SOLAREDGE TECHNOLOGIES | SE7000 (277V) W/ -ER-US OR A-US | 14000 | 1 |  |  | 0.97 | Solar Inverter |  | INDOOR
SRP25318 | SMA AMERICA | SB3000US (240V) | 3000 | 1 |  |  | 0.97 | Solar Inverter |  | INDOOR
SRP25318 | SMA AMERICA | SB4000US (240V) | 4000 | 2 |  |  | 0.97 | Solar Inverter |  | INDOOR
SRP25332 | POWER-ONE | PVI-6000-OUTD-US (240 V) | 6000 | 2 |  |  | 0.97 | Solar Inverter |  | Inside
SRP25336 | SAMIL POWER | SOLARRIVER4000TL-US (240V) | 3000 | 1 |  |  | 0.97 | Solar Inverter |  | OUTDOOR
SRP25336 | SAMIL POWER | SOLARRIVER4000TL-US (240V) | 4000 | 1 |  |  | 0.97 | Solar Inverter |  | OUTDOOR
SRP25339 | SOLAREDGE TECHNOLOGIES | SE7000 (277V) W/ -ER-US OR A-US | 7600 | 1 |  |  | 0.97 | Solar Inverter |  | OUTDOOR
SRP25340 | SOLAREDGE TECHNOLOGIES | SE5000 (240V) W/ -ER-US OR A-US | 10000 | 1 |  |  | 0.97 | Solar Inverter |  | INDOOR
SRP25341 | SOLAREDGE TECHNOLOGIES | SE6000 (240V) W/ -ER-US OR A-US | 6000 | 1 |  |  | 0.97 | Solar Inverter |  | INDOOR
SRP25347 | SOLAREDGE TECHNOLOGIES | SE6000 (240V) W/ -ER-US OR A-US | 6000 | 1 |  |  | 0.97 | Solar Inverter |  | OUTDOOR
SRP25351 | FRONIUS USA | IG PLUS V 10.0-240 | 10000 | 1 |  |  | 0.97 | Solar Inverter |  | OUTDOOR
SRP25353 | SMA AMERICA | SB4000US (240V) | 4000 | 1 |  |  | 0.97 | Solar Inverter |  | INDOOR
SRP25359 | SOLAREDGE TECHNOLOGIES | SE3800 (240V) W/ -ER-US OR A-US | 3800 | 1 |  |  | 0.97 | Solar Inverter |  | Outside
SRP25360 | SMA AMERICA | SB4000US (240V) | 4000 | 2 |  |  | 0.97 | Solar Inverter |  | INDOOR
SRP25377 | SMA AMERICA | SB4000US (240V) | 4050 | 1 |  |  | 0.97 | Solar Inverter |  | Inside
SRP25417 | SOLAREDGE TECHNOLOGIES | SE7000 (277V) W/ -ER-US OR A-US | 7600 | 1 |  |  | 0.97 | Solar Inverter |  | INDOOR
SRP25419 | SMA AMERICA | SB5000US (240V) | 5000 | 1 |  |  | 0.97 | Solar Inverter |  | INDOOR
SRP25431 | SMA AMERICA | SB5000US (240V) | 5000 | 1 |  |  | 0.97 | Solar Inverter |  | INDOOR
SRP25431 | SMA AMERICA | SB5000US (240V) | 5000 | 1 |  |  | 0.97 | Solar Inverter |  | INDOOR
SRP25440 | SMA AMERICA | SB5000US (240V) | 5000 | 1 |  |  | 0.97 | Solar Inverter |  | INDOOR
SRP25463 | SMA AMERICA | SB4000US (240V) | 4000 | 2 |  |  | 0.97 | Solar Inverter |  | INDOOR
SRP25522 | POWER-ONE | PVI-6000-OUTD-US (240 V) | 6000 | 1 |  |  | 0.97 | Solar Inverter |  | Outside
SRP25524 | SOLAREDGE TECHNOLOGIES | SE6000 (240V) W/ -ER-US OR A-US | 6000 | 1 |  |  | 0.97 | Solar Inverter |  | OUTDOOR
SRP25570 | SOLAREDGE TECHNOLOGIES | SE3800 (208V) W/ -ER-US OR A-US | 3800 | 1 |  |  | 0.97 | Solar Inverter |  | OUTDOOR
SRP25571 | SOLAREDGE TECHNOLOGIES | SE5000 (240V) W/ -ER-US OR A-US | 6000 | 1 |  |  | 0.97 | Solar Inverter |  | INDOOR
SRP25576 | SOLAREDGE TECHNOLOGIES | SE6000 (240V) W/ -ER-US OR A-US | 10000 | 1 |  |  | 0.97 | Solar Inverter |  | OUTDOOR
SRP25587 | SMA AMERICA | SB5000US (240V) | 5000 | 1 |  |  | 0.97 | Solar Inverter |  | OUTDOOR
SRP25638 | POWER-ONE | PVI-5000-OUTD-US (240 V) | 5000 | 1 |  |  | 0.97 | Solar Inverter |  | Outside
SRP25662 | FRONIUS USA |  | 7500 | 1 |  |  | 0.97 | Solar Inverter |  | OUTDOOR
SRP25666 | SMA AMERICA | SB7000US (240V) | 7000 | 2 |  |  | 0.97 | Solar Inverter |  | OUTDOOR
SRP25704 | SOLAREDGE TECHNOLOGIES | SE6000 (240V) W/ -ER-US OR A-US | 7600 | 1 |  |  | 0.97 | Solar Inverter |  | INDOOR
SRP25733 | POWER-ONE | PVI-6000-OUTD-US (240 V) | 6000 | 1 |  |  | 0.97 | Solar Inverter |  | INDOOR
SRP25733 | POWER-ONE | PVI-6000-OUTD-US (240 V) | 6000 | 4 |  |  | 0.97 | Solar Inverter |  | INDOOR
SRP25749 | SMA AMERICA | SB5000US (240V) | 5051 | 1 |  |  | 0.97 | Solar Inverter |  | OUTDOOR
SRP25752 | POWER-ONE | PVI-6000-OUTD-US (240 V) | 6000 | 1 |  |  | 0.97 | Solar Inverter |  | OUTDOOR
SRP25760 | SOLAREDGE TECHNOLOGIES | SE6000 (240V) W/ -ER-US OR A-US | 7600 | 1 |  |  | 0.97 | Solar Inverter |  | INDOOR
SRP25761 | SOLAREDGE TECHNOLOGIES | SE7000 (277V) W/ -ER-US OR A-US | 7600 | 1 |  |  | 0.97 | Solar Inverter |  | INDOOR
SRP25763 | SOLAREDGE TECHNOLOGIES | SE6000 (208V) W/ -ER-US OR A-US | 6000 | 1 |  |  | 0.97 | Solar Inverter |  | INDOOR
SRP25765 | SMA AMERICA | SB3000US-12 (240V) | 3000 | 2 |  |  | 0.97 | Solar Inverter |  | Inside
SRP25768 | SMA AMERICA | SB5000US | 5000 | 1 |  |  | 0.97 | Solar Inverter |  | OUTDOOR
SRP25768 | SMA AMERICA | SB5000US (208V) | 5000 | 1 |  |  | 0.97 | Solar Inverter |  | OUTDOOR
SRP25797 | SOLAREDGE TECHNOLOGIES | SE7000 (277V) W/ -ER-US OR A-US | 11400 | 1 |  |  | 0.97 | Solar Inverter |  | INDOOR
SRP25830 | SMA AMERICA | SB3000US (240V) | 3000 | 2 |  |  | 0.97 | Solar Inverter |  | Outside
SRP25839 | ENPHASE ENERGY | M215-60-2LL-S2X | 215 | 30 |  |  | 0.97 | Solar Inverter |  | OUTDOOR
SRP25842 | POWER-ONE | PVI-5000-OUTD-US (240 V) | 5000 | 2 |  |  | 0.97 | Solar Inverter |  | OUTDOOR
SRP25848 | SOLAREDGE TECHNOLOGIES | SE6000 (240V) W/ -ER-US OR A-US | 7600 | 1 |  |  | 0.97 | Solar Inverter |  | INDOOR
SRP25856 | SOLAREDGE TECHNOLOGIES | SE7000 (277V) W/ -ER-US OR A-US | 7600 | 1 |  |  | 0.97 | Solar Inverter |  | Outside
SRP25857 | SOLAREDGE TECHNOLOGIES | SE3800 (240V) W/ -ER-US OR A-US | 3800 | 1 |  |  | 0.97 | Solar Inverter |  | INDOOR
SRP25858 | SOLAREDGE TECHNOLOGIES | SE6000 (208V) W/ -ER-US OR A-US | 6000 | 1 |  |  | 0.97 | Solar Inverter |  | Outside
SRP25863 | SOLAREDGE TECHNOLOGIES | SE6000 (240V) W/ -ER-US OR A-US | 7600 | 1 |  |  | 0.97 | Solar Inverter |  | INDOOR
SRP25864 | SOLAREDGE TECHNOLOGIES | SE6000 (240V) W/ -ER-US OR A-US | 6000 | 1 |  |  | 0.97 | Solar Inverter |  | OUTDOOR
SRP25865 | SMA AMERICA | SB4000US (240V) | 4000 | 1 |  |  | 0.97 | Solar Inverter |  | OUTDOOR
SRP25865 | SMA AMERICA | SB5000US (240V) | 5000 | 14 |  |  | 0.97 | Solar Inverter |  | OUTDOOR
SRP25870 | SOLAREDGE TECHNOLOGIES | SE5000 (240V) W/ -ER-US OR A-US | 5000 | 1 |  |  | 0.97 | Solar Inverter |  | INDOOR
SRP25871 | SOLAREDGE TECHNOLOGIES | SE7000 (277V) W/ -ER-US OR A-US | 11400 | 1 |  |  | 0.97 | Solar Inverter |  | OUTDOOR
SRP25887 | SOLAREDGE TECHNOLOGIES | SE5000 (240V) W/ -ER-US OR A-US | 5000 | 1 |  |  | 0.97 | Solar Inverter |  | INDOOR
SRP25888 | SOLAREDGE TECHNOLOGIES | SE5000 (240V) W/ -ER-US OR A-US | 5000 | 1 |  |  | 0.97 | Solar Inverter |  | Inside
SRP25889 | SOLAREDGE TECHNOLOGIES | SE3000 (208V) W/ -ER-US OR A-US | 10000 | 1 |  |  | 0.97 | Solar Inverter |  | INDOOR
SRP25891 | SOLAREDGE TECHNOLOGIES | SE3800 (240V) W/ -ER-US OR A-US | 3800 | 1 |  |  | 0.97 | Solar Inverter |  | Outside
SRP25892 | SOLAREDGE TECHNOLOGIES | SE5000 (208V) W/ -ER-US OR A-US | 5000 | 1 |  |  | 0.97 | Solar Inverter |  | INDOOR
SRP25895 | SOLAREDGE TECHNOLOGIES | SE6000 (208V) W/ -ER-US OR A-US | 6000 | 2 |  |  | 0.97 | Solar Inverter |  | Inside
SRP25897 | SOLAREDGE TECHNOLOGIES | SE3000 (240V) W/ -ER-US OR A-US | 3000 | 1 |  |  | 0.97 | Solar Inverter |  | OUTDOOR
SRP25915 | SOLAREDGE TECHNOLOGIES | SE6000 (208V) W/ -ER-US OR A-US | 6000 | 1 |  |  | 0.97 | Solar Inverter |  | INDOOR
SRP25927 | SMA AMERICA | SB9000TL-US-12 | 10000 | 1 |  |  | 0.97 | Solar Inverter |  | OUTDOOR
SRP25929 | SAMIL POWER | SOLARRIVER3000TL-US (240V) | 3000 | 1 |  |  | 0.97 | Solar Inverter |  | OUTDOOR
SRP25929 | SAMIL POWER | SOLARRIVER4000TL-US (208V) | 4000 | 1 |  |  | 0.97 | Solar Inverter |  | OUTDOOR
SRP25937 | SMA AMERICA | SB4000US (240V) | 4000 | 1 |  |  | 0.97 | Solar Inverter |  | INDOOR
SRP25948 | SMA AMERICA | SB4000US (240V) | 4000 | 1 |  |  | 0.97 | Solar Inverter |  | OUTDOOR
SRP25969 | SOLAREDGE TECHNOLOGIES | SE6000 (208V) W/ -ER-US OR A-US | 6000 | 1 |  |  | 0.97 | Solar Inverter |  | Inside
SRP25984 | SMA AMERICA | SB3000HFUS-30 (240V) | 3000 | 1 |  |  | 0.97 | Solar Inverter |  | INDOOR
SRP25985 | SOLAREDGE TECHNOLOGIES | SE5000 (240V) W/ -ER-US OR A-US | 5000 | 1 |  |  | 0.97 | Solar Inverter |  | INDOOR
SRP25988 | SOLAREDGE TECHNOLOGIES | SE7000 (277V) W/ -ER-US OR A-US | 7600 | 1 |  |  | 0.97 | Solar Inverter |  | INDOOR
SRP26035 | SOLAREDGE TECHNOLOGIES | SE6000 (240V) W/ -ER-US OR A-US | 7600 | 1 |  |  | 0.97 | Solar Inverter |  | INDOOR
SRP26039 | SOLAREDGE TECHNOLOGIES | SE7000 (277V) W/ -ER-US OR A-US | 7600 | 1 |  |  | 0.97 | Solar Inverter |  | OUTDOOR
SRP26040 | SOLAREDGE TECHNOLOGIES | SE5000 (208V) W/ -ER-US OR A-US | 5000 | 1 |  |  | 0.97 | Solar Inverter |  | INDOOR
SRP26064 | SMA AMERICA | SB3000US (240V) | 3000 | 1 |  |  | 0.97 | Solar Inverter |  | OUTDOOR
SRP26064 | SMA AMERICA | SB4000US (240V) | 4000 | 1 |  |  | 0.97 | Solar Inverter |  | OUTDOOR
SRP26073 | SMA AMERICA | SB5000US (240V) | 5000 | 1 |  |  | 0.97 | Solar Inverter |  | Outside
SRP26074 | SAMIL POWER | SOLARRIVER4000TL-US (240V) | 4000 | 2 |  |  | 0.97 | Solar Inverter |  | OUTDOOR
SRP26078 | SMA AMERICA | SB5000US (240V) | 5000 | 1 |  |  | 0.97 | Solar Inverter |  | OUTDOOR
SRP26078 | SMA AMERICA | SB5000US (240V) | 5000 | 1 |  |  | 0.97 | Solar Inverter |  | OUTDOOR
SRP26078 | SMA AMERICA | SB5000US-11 (240V) | 5000 | 1 |  |  | 0.97 | Solar Inverter |  | OUTDOOR
SRP26099 | ENPHASE ENERGY | M215-60-2LL-S2X-IG | 215 | 40 |  |  | 0.97 | Solar Inverter |  | OUTDOOR
SRP26149 | SMA AMERICA | SB3000US (240V) | 3000 | 1 |  |  | 0.97 | Solar Inverter |  | OUTDOOR
SRP26149 | SMA AMERICA | SB4000US (240V) | 4000 | 1 |  |  | 0.97 | Solar Inverter |  | OUTDOOR
SRP26154 | SMA AMERICA | SB4000US (240V) | 4000 | 2 |  |  | 0.97 | Solar Inverter |  | INDOOR
SRP26156 | SMA AMERICA | SB3000US-12 (240V) | 3000 | 2 |  |  | 0.97 | Solar Inverter |  | INDOOR
SRP26158 | SMA AMERICA | SB4000US (240V) | 4000 | 1 |  |  | 0.97 | Solar Inverter |  | OUTDOOR
SRP26158 | SMA AMERICA | SB5000US (240V) | 5000 | 1 |  |  | 0.97 | Solar Inverter |  | OUTDOOR
SRP26179 | SOLAREDGE TECHNOLOGIES | SE6000 (240V) W/ -ER-US OR A-US | 10000 | 1 |  |  | 0.97 | Solar Inverter |  | OUTDOOR
SRP26180 | SOLAREDGE TECHNOLOGIES | SE6000 (240V) W/ -ER-US OR A-US | 6000 | 2 |  |  | 0.97 | Solar Inverter |  | Inside
SRP26182 | SOLAREDGE TECHNOLOGIES | SE6000 (240V) W/ -ER-US OR A-US | 10000 | 1 |  |  | 0.97 | Solar Inverter |  | OUTDOOR
SRP26184 | SOLAREDGE TECHNOLOGIES | SE5000 (240V) W/ -ER-US OR A-US | 5000 | 1 |  |  | 0.97 | Solar Inverter |  | Outside
SRP26186 | SOLAREDGE TECHNOLOGIES | SE6000 (240V) W/ -ER-US OR A-US | 11400 | 1 |  |  | 0.97 | Solar Inverter |  | INDOOR
SRP26187 | SOLAREDGE TECHNOLOGIES | SE6000 (240V) W/ -ER-US OR A-US | 7600 | 1 |  |  | 0.97 | Solar Inverter |  | INDOOR
SRP26196 | SOLECTRIA RENEWABLES | PVI82KW-480 | 82000 | 1 |  |  | 0.97 | Solar Inverter |  | INDOOR
SRP26196 | SOLECTRIA RENEWABLES | PVI95KW-480 | 95000 | 1 |  |  | 0.97 | Solar Inverter |  | INDOOR
SRP26229 | SMA AMERICA | SB4000US (208V) | 4000 | 1 |  |  | 0.97 | Solar Inverter |  | OUTDOOR
SRP26234 | SMA | SB 3000 | 3000 | 1 |  |  | 0.97 | Solar Inverter |  | INDOOR
SRP26273 | SOLAREDGE TECHNOLOGIES | SE6000 (240V) W/ -ER-US OR A-US | 6000 | 1 |  |  | 0.97 | Solar Inverter |  | OUTDOOR
SRP26282 | SMA AMERICA | SB3000US (240V) | 3000 | 1 |  |  | 0.97 | Solar Inverter |  | INDOOR
SRP26282 | SMA AMERICA | SB4000US (208V) | 4000 | 2 |  |  | 0.97 | Solar Inverter |  | INDOOR
SRP26282 | SMA AMERICA | SB5000US (240V) | 5000 | 1 |  |  | 0.97 | Solar Inverter |  | INDOOR
SRP26299 | ENPHASE ENERGY | M215-60-2LL-S2X-IG | 215 | 18 |  |  | 0.97 | Solar Inverter |  | OUTDOOR
SRP26312 | SOLAREDGE TECHNOLOGIES | SE7000 (277V) W/ -ER-US OR A-US | 7600 | 1 |  |  | 0.97 | Solar Inverter |  | OUTDOOR
SRP26314 | SOLAREDGE TECHNOLOGIES | SE6000 (240V) W/ -ER-US OR A-US | 6000 | 1 |  |  | 0.97 | Solar Inverter |  | OUTDOOR
SRP26315 | SOLAREDGE TECHNOLOGIES | SE3800 (240V) W/ -ER-US OR A-US | 3800 | 1 |  |  | 0.97 | Solar Inverter |  | Outside
SRP26353 | SMA AMERICA | SB6000US-12 (240V) | 6000 | 1 |  |  | 0.97 | Solar Inverter |  | INDOOR
SRP26372 | POWER-ONE | PVI-6000-OUTD-US-W (277 V) | 6000 | 3 |  |  | 0.97 | Solar Inverter |  | OUTDOOR
SRP26458 | SOLAREDGE TECHNOLOGIES | SE7000 (277V) W/ -ER-US OR A-US | 10000 | 1 |  |  | 0.97 | Solar Inverter |  | INDOOR
SRP26468 | SOLAREDGE TECHNOLOGIES | SE5000 (208V) W/ -ER-US OR A-US | 6000 | 1 |  |  | 0.97 | Solar Inverter |  | OUTDOOR
SRP26471 | SOLAREDGE TECHNOLOGIES | SE6000 (240V) W/ -ER-US OR A-US | 10000 | 1 |  |  | 0.97 | Solar Inverter |  | INDOOR
SRP26549 | SMA AMERICA | SB3000US (240V) | 3000 | 1 |  |  | 0.97 | Solar Inverter |  | OUTDOOR
SRP26549 | SMA AMERICA | SB4000US (240V) | 4000 | 2 |  |  | 0.97 | Solar Inverter |  | OUTDOOR
SRP26553 | SMA AMERICA | SB6000US (240V) | 6000 | 1 |  |  | 0.97 | Solar Inverter |  | INDOOR
SRP26554 | SOLAREDGE TECHNOLOGIES | SE7000 (277V) W/ -ER-US OR A-US | 7600 | 1 |  |  | 0.97 | Solar Inverter |  | OUTDOOR
SRP26580 | SOLAREDGE TECHNOLOGIES | SE6000 (240V) W/ -ER-US OR A-US | 7600 | 1 |  |  | 0.97 | Solar Inverter |  | INDOOR
SRP26586 | POWER-ONE | PVI-5000-OUTD-US (208 V) | 5000 | 1 |  |  | 0.97 | Solar Inverter |  | OUTDOOR
SRP26593 | SMA AMERICA | SB4000US (208V) | 4000 | 1 |  |  | 0.97 | Solar Inverter |  | OUTDOOR
SRP26632 | POWER-ONE | PVI-6000-OUTD-US (277 V) | 6000 | 1 |  |  | 0.97 | Solar Inverter |  | OUTDOOR
SRP26797 | SOLAREDGE TECHNOLOGIES | SE3000 (240V) W/ -ER-US OR A-US | 10000 | 1 |  |  | 0.97 | Solar Inverter |  | INDOOR
SRP26800 | FRONIUS USA |  | 6000 | 1 |  |  | 0.97 | Solar Inverter |  | OUTDOOR
SRP26817 | SOLAREDGE TECHNOLOGIES | SE6000 (240V) W/ -ER-US OR A-US | 6000 | 2 |  |  | 0.97 | Solar Inverter |  | OUTDOOR
SRP26819 | SOLAREDGE TECHNOLOGIES | SE3800 (240V) W/ -ER-US OR A-US | 3800 | 1 |  |  | 0.97 | Solar Inverter |  | OUTDOOR
SRP26821 | SOLAREDGE TECHNOLOGIES | SE7000 (277V) W/ -ER-US OR A-US | 10000 | 1 |  |  | 0.97 | Solar Inverter |  | INDOOR
SRP26849 | POWER-ONE | PVI-3.8-1-OUTD-X-US-Y (208 V) | 3800 | 1 |  |  | 0.97 | Solar Inverter |  | Inside
SRP26880 | SOLAREDGE TECHNOLOGIES | SE5000 (240V) W/ -ER-US OR A-US | 5000 | 1 |  |  | 0.97 | Solar Inverter |  | OUTDOOR
SRP26886 | SOLAREDGE TECHNOLOGIES | SE6000 (240V) W/ -ER-US OR A-US | 6000 | 1 |  |  | 0.97 | Solar Inverter |  | INDOOR
SRP26897 | SOLAREDGE TECHNOLOGIES | SE6000 (240V) W/ -ER-US OR A-US | 11400 | 1 |  |  | 0.97 | Solar Inverter |  | INDOOR
SRP26922 | SOLAREDGE TECHNOLOGIES | SE6000 (240V) W/ -ER-US OR A-US | 10000 | 1 |  |  | 0.97 | Solar Inverter |  | Inside
SRP26934 | SOLAREDGE TECHNOLOGIES | SE5000 (240V) W/ -ER-US OR A-US | 5000 | 1 |  |  | 0.97 | Solar Inverter |  | Inside
SRP26954 | SMA AMERICA | SB4000US (240V) | 4000 | 2 |  |  | 0.97 | Solar Inverter |  | INDOOR
SRP26957 | SMA AMERICA | SB3000US (240V) | 3000 | 1 |  |  | 0.97 | Solar Inverter |  | OUTDOOR
SRP26964 | SMA AMERICA | SB3000US (240V) | 3000 | 1 |  |  | 0.97 | Solar Inverter |  | Outside
SRP26964 | SMA AMERICA | SB5000US (240V) | 5000 | 1 |  |  | 0.97 | Solar Inverter |  | Outside
SRP27040 | SOLAREDGE TECHNOLOGIES | SE6000 (240V) W/ -ER-US OR A-US | 7600 | 1 |  |  | 0.97 | Solar Inverter |  | Inside
SRP27041 | SOLAREDGE TECHNOLOGIES | SE3800 (240V) W/ -ER-US OR A-US | 3800 | 1 |  |  | 0.97 | Solar Inverter |  | OUTDOOR
SRP27043 | SOLAREDGE TECHNOLOGIES | SE3800 (240V) W/ -ER-US OR A-US | 3800 | 1 |  |  | 0.97 | Solar Inverter |  | INDOOR
SRP27115 | SMA | SB 3000 | 3000 | 1 |  |  | 0.97 | Solar Inverter |  | INDOOR
SRP27115 | SMA | SB 6000 | 5000 | 1 |  |  | 0.97 | Solar Inverter |  | INDOOR
SRP27189 | SOLAREDGE TECHNOLOGIES | SE3000 (208V) W/ -ER-US OR A-US | 10000 | 1 |  |  | 0.97 | Solar Inverter |  | OUTDOOR
SRP27217 | SOLAREDGE TECHNOLOGIES | SE6000 (240V) W/ -ER-US OR A-US | 6000 | 1 |  |  | 0.97 | Solar Inverter |  | INDOOR
SRP27225 | SOLAREDGE TECHNOLOGIES | SE6000 (208V) W/ -ER-US OR A-US | 6000 | 1 |  |  | 0.97 | Solar Inverter |  | Outside
SRP27230 | SOLAREDGE TECHNOLOGIES | SE5000 (208V) W/ -ER-US OR A-US | 5000 | 1 |  |  | 0.97 | Solar Inverter |  | Outside
SRP27259 | SUNPOWER CORP (ORIGINAL MFRSMA) | SPR-3000M (208V) | 3000 | 1 |  |  | 0.97 | Solar Inverter |  | OUTDOOR
SRP27259 | SUNPOWER CORP (ORIGINAL MFRSMA) | SPR-4000M (208V) | 4000 | 1 |  |  | 0.97 | Solar Inverter |  | OUTDOOR
SRP27367 | SOLAREDGE TECHNOLOGIES | SE7000 (277V) W/ -ER-US OR A-US | 10000 | 1 |  |  | 0.97 | Solar Inverter |  | INDOOR
SRP27387 | SOLAREDGE TECHNOLOGIES | SE6000 (208V) W/ -ER-US OR A-US | 6000 | 1 |  |  | 0.97 | Solar Inverter |  | INDOOR
SRP27637 | POWER-ONE | PVI-6000-OUTD-US (208 V) | 6000 | 1 |  |  | 0.97 | Solar Inverter |  | OUTDOOR
SRP27654 | SOLAREDGE TECHNOLOGIES | SE5000 (240V) W/ -ER-US OR A-US | 5000 | 1 |  |  | 0.97 | Solar Inverter |  | INDOOR
SRP27678 | SOLAREDGE TECHNOLOGIES | SE3800 (240V) W/ -ER-US OR A-US | 3800 | 1 |  |  | 0.97 | Solar Inverter |  | OUTDOOR
SRP27785 | SOLAREDGE TECHNOLOGIES | SE6000 (240V) W/ -ER-US OR A-US | 7600 | 1 |  |  | 0.97 | Solar Inverter |  | Outside
SRP27870 | SOLAREDGE TECHNOLOGIES | SE6000 (240V) W/ -ER-US OR A-US | 10000 | 1 |  |  | 0.97 | Solar Inverter |  | OUTDOOR
SRP27932 | SOLECTRIA RENEWABLES | PVI 5000 (208V) | 4900 | 3 |  |  | 0.97 | Solar Inverter |  | INDOOR
SRP27957 | SMA AMERICA | SB6000TL-US (240V) | 6000 | 2 |  |  | 0.97 | Solar Inverter |  | OUTDOOR
SRP27979 | SOLAREDGE TECHNOLOGIES | SE7000 (277V) W/ -ER-US OR A-US | 7600 | 1 |  |  | 0.97 | Solar Inverter |  | Outside
SRP27980 | SOLAREDGE TECHNOLOGIES | SE7000 (277V) W/ -ER-US OR A-US | 10000 | 1 |  |  | 0.97 | Solar Inverter |  | INDOOR
SRP28017 | SOLAREDGE TECHNOLOGIES | SE3800 (208V) W/ -ER-US OR A-US | 3800 | 1 |  |  | 0.97 | Solar Inverter |  | INDOOR
SRP28210 | SMA AMERICA | SB3000US (240V) | 3000 | 2 |  |  | 0.97 | Solar Inverter |  | OUTDOOR
SRP28286 | SOLAREDGE TECHNOLOGIES | SE7000 (277V) W/ -ER-US OR A-US | 10000 | 1 |  |  | 0.97 | Solar Inverter |  | Outside
SRP28401 | SOLAREDGE TECHNOLOGIES | SE3800 (240V) W/ -ER-US OR A-US | 3800 | 1 |  |  | 0.97 | Solar Inverter |  | Inside
SRP28417 | SMA AMERICA | SB5000US (240V) | 5000 | 3 |  |  | 0.97 | Solar Inverter |  | OUTDOOR
SRP28456 | SOLAREDGE TECHNOLOGIES | SE5000 (240V) W/ -ER-US OR A-US | 5000 | 1 |  |  | 0.97 | Solar Inverter |  | Outside
SRP29040 | SOLAREDGE TECHNOLOGIES | SE3000 (208V) W/ -ER-US OR A-US | 3000 | 1 |  |  | 0.97 | Solar Inverter |  | Outside
REIPNR-04607 | SUNPOWER CORP (ORIGINAL MFRSMA) | SPR-7000M (208V) | 7000 | 1 |  |  | 0.971 | Solar Inverter |  | OUTDOOR
REIPNR-05354 | SMA AMERICA | SB7000US (208V) | 7000 | 2 |  |  | 0.971 | Solar Inverter |  | Inside
REIPNR-06605 | PV POWERED | PVP75KW-208 | 50000 | 1 |  |  | 0.971 | Solar Inverter |  | OUTDOOR
REIPNR-06985 | PV POWERED | PVP100KW-480 | 100000 | 1 |  |  | 0.971 | Solar Inverter |  | Outside
REIPNR-07329 | SUNPOWER CORP (ORIGINAL MFRSMA) | SPR-7000M (208V) | 7000 | 12 |  |  | 0.971 | Solar Inverter |  | INDOOR
REIPNR-07330 | SMA AMERICA | SB7000US (208V) | 7000 | 9 |  |  | 0.971 | Solar Inverter |  | INDOOR
REIPNR-07355 | SMA AMERICA | SB7000US (208V) | 7000 | 2 |  |  | 0.971 | Solar Inverter |  | INDOOR
REIPNR-07375 | SMA AMERICA | SB7000US (208V) | 7000 | 1 |  |  | 0.971 | Solar Inverter |  | Inside
REIPNR-07447 | SMA AMERICA | SB7000US (208V) | 7000 | 6 |  |  | 0.971 | Solar Inverter |  | INDOOR
REIPNR-07525 | SMA AMERICA | SB7000US (208V) | 7000 | 6 |  |  | 0.971 | Solar Inverter |  | OUTDOOR
REIPNR-07625 | SMA AMERICA | SB5000US (208V) | 5000 | 2 |  |  | 0.971 | Solar Inverter |  | INDOOR
REIPNR-07625 | SMA AMERICA | SB7000US (208V) | 7000 | 3 |  |  | 0.971 | Solar Inverter |  | INDOOR
REIPNR-07626 | SMA AMERICA | SB5000US (208V) | 5000 | 1 |  |  | 0.971 | Solar Inverter |  | INDOOR
REIPNR-07626 | SMA AMERICA | SB7000US (208V) | 7000 | 2 |  |  | 0.971 | Solar Inverter |  | INDOOR
REIPNR-07637 | SUNPOWER CORP (ORIGINAL MFRSMA) | SPR-7000M (208V) | 7000 | 4 |  |  | 0.971 | Solar Inverter |  | OUTDOOR
REIPNR-07673 | SMA AMERICA | SB7000US (208V) | 7000 | 1 |  |  | 0.971 | Solar Inverter |  | OUTDOOR
REIPNR-07705 | SMA AMERICA | SB5000US (208V) | 5000 | 1 |  |  | 0.971 | Solar Inverter |  | INDOOR
REIPNR-07705 | SMA AMERICA | SB7000US (208V) | 7000 | 3 |  |  | 0.971 | Solar Inverter |  | INDOOR
REIPNR-07817 | SMA AMERICA | SB5000US (208V) | 5000 | 2 |  |  | 0.971 | Solar Inverter |  | OUTDOOR
REIPNR-07934 | SMA AMERICA | SB7000US (208V) | 7000 | 2 |  |  | 0.971 | Solar Inverter |  | OUTDOOR
REIPNR-07940 | SUNPOWER CORP (ORIGINAL MFRSMA) | SPR-7000M (208V) | 7000 | 1 |  |  | 0.971 | Solar Inverter |  | OUTDOOR
REIPNR-07984 | SMA AMERICA | SB7000US (208V) | 7000 | 6 |  |  | 0.971 | Solar Inverter |  | Outside
REIPNR-08056 | SMA AMERICA | SB7000US (208V) | 7000 | 1 |  |  | 0.971 | Solar Inverter |  | INDOOR
REIPNR-08087 | SUNPOWER CORP (ORIGINAL MFRSMA) | SPR-7000M (208V) | 6000 | 1 |  |  | 0.971 | Solar Inverter |  | OUTDOOR
REIPNR-08116 | SUNPOWER CORP (ORIGINAL MFRSMA) | SPR-7000M (208V) | 7000 | 1 |  |  | 0.971 | Solar Inverter |  | INDOOR
REIPNR-08308 | SMA AMERICA | SB7000US (208V) | 7000 | 6 |  |  | 0.971 | Solar Inverter |  | INDOOR
REIPNR-08309 | SMA AMERICA | SB7000US (208V) | 7000 | 6 |  |  | 0.971 | Solar Inverter |  | INDOOR
REIPNR-08349 | SMA AMERICA | SB7000US (208V) | 7000 | 1 |  |  | 0.971 | Solar Inverter |  | OUTDOOR
REIPNR-08373 | SMA AMERICA | SB7000US (208V) | 7000 | 1 |  |  | 0.971 | Solar Inverter |  | INDOOR
REIPNR-08391 | SUNPOWER CORP (ORIGINAL MFRSMA) | SPR-7000M (208V) | 7000 | 1 |  |  | 0.971 | Solar Inverter |  | INDOOR
REIPNR-08420 | SMA AMERICA | SB7000US (208V) | 7000 | 4 |  |  | 0.971 | Solar Inverter |  | OUTDOOR
REIPNR-08449 | SMA AMERICA | SB7000US (208V) | 7000 | 7 |  |  | 0.971 | Solar Inverter |  | OUTDOOR
REIPNR-08461 | SUNPOWER CORP (ORIGINAL MFRSMA) | SPR-7000M (208V) | 7000 | 3 |  |  | 0.971 | Solar Inverter |  | INDOOR
REIPNR-08498 | SMA AMERICA | SB7000US (208V) | 7000 | 3 |  |  | 0.971 | Solar Inverter |  | OUTDOOR
REIPNR-08551 | SMA AMERICA | SB7000US (277V) | 7000 | 1 |  |  | 0.971 | Solar Inverter |  | OUTDOOR
REIPNR-08586 | SMA AMERICA | SB7000US (208V) | 7000 | 2 |  |  | 0.971 | Solar Inverter |  | OUTDOOR
REIPNR-08589 | SUNPOWER CORP (ORIGINAL MFRSMA) | SPR-7000M (208V) | 7000 | 1 |  |  | 0.971 | Solar Inverter |  | INDOOR
REIPNR-08595 | SMA AMERICA | SB7000US (277V) | 7000 | 14 |  |  | 0.971 | Solar Inverter |  | INDOOR
REIPNR-08746 | SMA AMERICA | SB7000US (208V) | 7000 | 7 |  |  | 0.971 | Solar Inverter |  | INDOOR
REIPNR-08825 | PV POWERED | PVP100KW-208 | 50000 | 1 |  |  | 0.971 | Solar Inverter |  | OUTDOOR
REIPNR-08883 | SMA AMERICA | SB7000US (208V) | 8000 | 3 |  |  | 0.971 | Solar Inverter |  | Outside
REIPNR-09107 | ENPHASE ENERGY | M200-32-208-S01 | 190 | 36 |  |  | 0.971 | Solar Inverter |  | INDOOR
REIPNR-09107 | SMA AMERICA | SB7000US (208V) | 7000 | 4 |  |  | 0.971 | Solar Inverter |  | INDOOR
REIPNR-09149 | SMA AMERICA | SB7000US (208V) | 7000 | 1 |  |  | 0.971 | Solar Inverter |  | INDOOR
REIPNR-09183 | POWER-ONE | PVI-5000-OUTD-US (208 V) | 6000 | 4 |  |  | 0.971 | Solar Inverter |  | OUTDOOR
REIPNR-09220 | SMA AMERICA | SB7000US (208V) | 7000 | 2 |  |  | 0.971 | Solar Inverter |  | OUTDOOR
REIPNR-09253 | SMA AMERICA | SB7000US (208V) | 7000 | 12 |  |  | 0.971 | Solar Inverter |  | OUTDOOR
REIPNR-09349 | SMA AMERICA | SB7000US (208V) | 7000 | 3 |  |  | 0.971 | Solar Inverter |  | INDOOR
REIPNR-09446 | SMA AMERICA | SB7000US (208V) | 7000 | 45 |  |  | 0.971 | Solar Inverter |  | OUTDOOR
REIPNR-09465 | SMA AMERICA | SB7000US (208V) | 7000 | 6 |  |  | 0.971 | Solar Inverter |  | INDOOR
REIPNR-09579 | SUNPOWER CORP (ORIGINAL MFRSMA) | SPR-7000M (208V) | 7000 | 1 |  |  | 0.971 | Solar Inverter |  | OUTDOOR
REIPNR-09671 | SUNPOWER CORP (ORIGINAL MFRXANTREX) | SPR-5000X (240V) | 7000 | 5 |  |  | 0.971 | Solar Inverter |  | OUTDOOR
REIPNR-09674 | SUNPOWER CORP (ORIGINAL MFRSMA) | SPR-6000M (208V) | 6000 | 5 |  |  | 0.971 | Solar Inverter |  | OUTDOOR
REIPNR-09784 | SUNPOWER CORP (ORIGINAL MFRSMA) | SPR-7000M (208V) | 7000 | 1 |  |  | 0.971 | Solar Inverter |  | OUTDOOR
REIPNR-10006 | SMA AMERICA | SB7000US (208V) | 7000 | 5 |  |  | 0.971 | Solar Inverter |  | INDOOR
REIPNR-10231 | SMA AMERICA | SB7000US (208V) | 7000 | 1 |  |  | 0.971 | Solar Inverter |  | OUTDOOR
REIPNR-10265 | SMA AMERICA | SB7000US (208V) | 7000 | 1 |  |  | 0.971 | Solar Inverter |  | INDOOR
REIPNR-10345 | SMA AMERICA | SB7000US (208V) | 7000 | 1 |  |  | 0.971 | Solar Inverter |  | INDOOR
REIPNR-10347 | SMA AMERICA | SB7000US (208V) | 7000 | 1 |  |  | 0.971 | Solar Inverter |  | INDOOR
REIPNR-10383 | SMA AMERICA | SB7000US (277V) | 7000 | 1 |  |  | 0.971 | Solar Inverter |  | INDOOR
REIPNR-10392 | SMA AMERICA | SB7000US (208V) | 7000 | 5 |  |  | 0.971 | Solar Inverter |  | OUTDOOR
REIPNR-10397 | SMA AMERICA | SB7000US (277V) | 7000 | 1 |  |  | 0.971 | Solar Inverter |  | INDOOR
REIPNR-10397 | SMA AMERICA | SB7000US (277V) | 10000 | 3 |  |  | 0.971 | Solar Inverter |  | Inside
REIPNR-10495 | SMA AMERICA | SB7000US (208V) | 7000 | 1 |  |  | 0.971 | Solar Inverter |  | OUTDOOR
REIPNR-10777 | SMA AMERICA | SB5000US | 5000 | 2 |  |  | 0.971 | Solar Inverter |  | INDOOR
REIPNR-10777 | SMA AMERICA | SB7000US (208V) | 7000 | 2 |  |  | 0.971 | Solar Inverter |  | INDOOR
REIPNR-10865 | SMA AMERICA | SB7000US (208V) | 7000 | 1 |  |  | 0.971 | Solar Inverter |  | OUTDOOR
REIPNR-10865 | SMA AMERICA | SB7000US (208V) | 7000 | 4 |  |  | 0.971 | Solar Inverter |  | OUTDOOR
REIPNR-10875 | SMA AMERICA | SB7000US (208V) | 7000 | 15 |  |  | 0.971 | Solar Inverter |  | OUTDOOR
REIPNR-10999 | PV POWERED | PVP100KW-208 | 100000 | 1 |  |  | 0.971 | Solar Inverter |  | OUTDOOR
REIPNR-11000 | SMA AMERICA | SB7000US (208V) | 7000 | 5 |  |  | 0.971 | Solar Inverter |  | Outside
REIPNR-11065 | SMA AMERICA | SB6000U (208V) | 6000 | 1 |  |  | 0.971 | Solar Inverter |  | INDOOR
REIPNR-11072 | SMA AMERICA | SB7000US (208V) | 7000 | 1 |  |  | 0.971 | Solar Inverter |  | INDOOR
REIPNR-11089 | SUNPOWER CORP (ORIGINAL MFRSMA) | SPR-7000M (208V) | 7000 | 1 |  |  | 0.971 | Solar Inverter |  | OUTDOOR
REIPNR-11172 | SMA AMERICA | SB7000US (277V) | 7000 | 1 |  |  | 0.971 | Solar Inverter |  | Outside
REIPNR-11173 | SMA AMERICA | SB7000US (208V) | 7000 | 1 |  |  | 0.971 | Solar Inverter |  | Outside
REIPNR-11190 | SMA AMERICA | SB7000US (208V) | 7000 | 1 |  |  | 0.971 | Solar Inverter |  | OUTDOOR
REIPNR-11205 | SUNPOWER CORP (ORIGINAL MFRSMA) | SPR-7000M (208V) | 7000 | 1 |  |  | 0.971 | Solar Inverter |  | INDOOR
REIPNR-11214 | SUNPOWER CORP (ORIGINAL MFRSMA) | SPR-7000M (240V) | 7000 | 1 |  |  | 0.971 | Solar Inverter |  | INDOOR
REIPNR-11217 | SMA AMERICA | SB7000US (208V) | 7000 | 1 |  |  | 0.971 | Solar Inverter |  | Inside
REIPNR-11319 | SUNPOWER CORP (ORIGINAL MFRSMA) | SPR-7000M (208V) | 7000 | 3 |  |  | 0.971 | Solar Inverter |  | OUTDOOR
REIPNR-11410 | SMA AMERICA | SB7000US (208V) | 7000 | 1 |  |  | 0.971 | Solar Inverter |  | OUTDOOR
REIPNR-11463 | SMA AMERICA | SB4000US (208V) | 4000 | 1 |  |  | 0.971 | Solar Inverter |  | INDOOR
REIPNR-11485 | POWER-ONE | PVI-3600-OUTD-US-F (240V) | 3600 | 1 |  |  | 0.971 | Solar Inverter |  | INDOOR
REIPNR-11485 | POWER-ONE | PVI-5000-OUTD-US (240 V) | 4200 | 1 |  |  | 0.971 | Solar Inverter |  | Inside
REIPNR-11521 | PV POWERED | PVP75KW-208 | 75000 | 1 |  |  | 0.971 | Solar Inverter |  | OUTDOOR
REIPNR-11524 | PV POWERED | PVP30KW-LV-208 | 50000 | 1 |  |  | 0.971 | Solar Inverter |  | OUTDOOR
REIPNR-11572 | PV POWERED | PVP100KW-208 | 100000 | 2 |  |  | 0.971 | Solar Inverter |  | OUTDOOR
REIPNR-11572 | PV POWERED | PVP2800 | 260000 | 1 |  |  | 0.971 | Solar Inverter |  | OUTDOOR
REIPNR-11642 | ENPHASE ENERGY | M175-24-208-S | 190 | 25 |  |  | 0.971 | Solar Inverter |  | INDOOR
REIPNR-11642 | SMA AMERICA | SB7000US (208V) | 7000 | 5 |  |  | 0.971 | Solar Inverter |  | INDOOR
REIPNR-11843 | PV POWERED | PVP100KW-208 | 50000 | 1 |  |  | 0.971 | Solar Inverter |  | INDOOR
REIPNR-11867 | SUNPOWER CORP (ORIGINAL MFRSMA) | SPR-7000M (208V) | 7000 | 1 |  |  | 0.971 | Solar Inverter |  | INDOOR
REIPNR-11872 | PV POWERED | PVP100KW-208 | 100000 | 3 |  |  | 0.971 | Solar Inverter |  | Outside
REIPNR-11898 | SMA AMERICA | SB7000US (208V) | 7000 | 1 |  |  | 0.971 | Solar Inverter |  | INDOOR
REIPNR-11901 | PV POWERED | PVP100KW-208 | 100000 | 2 |  |  | 0.971 | Solar Inverter |  | OUTDOOR
REIPNR-11957 | SMA AMERICA | SB7000US (277V) | 7000 | 1 |  |  | 0.971 | Solar Inverter |  | INDOOR
REIPNR-11961 | SMA AMERICA | SB6000U (208V) | 6000 | 2 |  |  | 0.971 | Solar Inverter |  | INDOOR
REIPNR-12001 | PV POWERED | PVP100KW-208 | 100000 | 1 |  |  | 0.971 | Solar Inverter |  | OUTDOOR
REIPNR-12004 | PV POWERED | PVP100KW-208 | 100000 | 3 |  |  | 0.971 | Solar Inverter |  | INDOOR
REIPNR-12010 | PV POWERED | PVP75KW-208 | 50000 | 1 |  |  | 0.971 | Solar Inverter |  | OUTDOOR
REIPNR-12013 | PV POWERED | PVP75KW-208 | 50000 | 1 |  |  | 0.971 | Solar Inverter |  | OUTDOOR
REIPNR-12014 | PV POWERED | PVP30KW-LV-480 | 50000 | 1 |  |  | 0.971 | Solar Inverter |  | OUTDOOR
REIPNR-12059 | PV POWERED | PVP30KW-LV-480 | 50000 | 1 |  |  | 0.971 | Solar Inverter |  | Outside
REIPNR-12087 | SUNPOWER CORP (ORIGINAL MFRFRONIUS) | SPR-6500F-240 | 6000 | 8 |  |  | 0.971 | Solar Inverter |  | OUTDOOR
REIPNR-12097 | SMA AMERICA | SB7000US (208V) | 7000 | 2 |  |  | 0.971 | Solar Inverter |  | INDOOR
REIPNR-12100 | PV POWERED | PVP75KW-208 | 75 | 1 |  |  | 0.971 | Solar Inverter |  | OUTDOOR
REIPNR-12159 | SUNPOWER CORP (ORIGINAL MFRSMA) | SPR-4000M (208V) | 4000 | 1 |  |  | 0.971 | Solar Inverter |  | OUTDOOR
REIPNR-12159 | SUNPOWER CORP (ORIGINAL MFRSMA) | SPR-6000M (208V) | 6000 | 1 |  |  | 0.971 | Solar Inverter |  | OUTDOOR
REIPNR-12177 | SMA AMERICA | SB7000US (277V) | 7000 | 2 |  |  | 0.971 | Solar Inverter |  | Inside
REIPNR-12196 | PV POWERED | PVP100KW-208 | 50000 | 1 |  |  | 0.971 | Solar Inverter |  | OUTDOOR
REIPNR-12202 | SMA AMERICA | SB7000US (208V) | 7000 | 1 |  |  | 0.971 | Solar Inverter |  | OUTDOOR
SPP340 | SMA AMERICA | SB7000US (208V) | 7000 | 1 |  |  | 0.971 | Solar Inverter |  | OUTDOOR
SRP01003 | PV POWERED | PVP100KW-208 | 100000 | 1 |  |  | 0.971 | Solar Inverter |  | Outside
SRP01007 | SMA AMERICA | SB7000US (277V) | 7000 | 3 |  |  | 0.971 | Solar Inverter |  | Outside
SRP01021 | SUNPOWER CORP (ORIGINAL MFRSMA) | SPR-7000M (208V) | 7000 | 1 |  |  | 0.971 | Solar Inverter |  | INDOOR
SRP01093 | POWER-ONE | PVI-5000-OUTD-US (208 V) | 5000 | 2 |  |  | 0.971 | Solar Inverter |  | OUTDOOR
SRP01100 | SUNPOWER CORP (ORIGINAL MFRSMA) | SPR-7000M (208V) | 7000 | 1 |  |  | 0.971 | Solar Inverter |  | INDOOR
SRP01160 | SUNPOWER CORP (ORIGINAL MFRSMA) | SPR-7000M (208V) | 7000 | 1 |  |  | 0.971 | Solar Inverter |  | Outside
SRP01180 | PV POWERED | PVP30KW-208 | 50000 | 1 |  |  | 0.971 | Solar Inverter |  | OUTDOOR
SRP01195 | SUNPOWER CORP (ORIGINAL MFRSMA) | SPR-7000M (208V) | 7000 | 1 |  |  | 0.971 | Solar Inverter |  | OUTDOOR
SRP01196 | SUNPOWER CORP (ORIGINAL MFRSMA) | SPR-7000M (277V) | 7000 | 1 |  |  | 0.971 | Solar Inverter |  | OUTDOOR
SRP01197 | SMA AMERICA | SB7000US (208V) | 7000 | 1 |  |  | 0.971 | Solar Inverter |  | Outside
SRP01199 | PV POWERED | PVP75KW-208 | 50000 | 1 |  |  | 0.971 | Solar Inverter |  | OUTDOOR
SRP01215 | SMA AMERICA | SB7000US (208V) | 7000 | 1 |  |  | 0.971 | Solar Inverter |  | INDOOR
SRP01290 | ENPHASE ENERGY | M200-32-240-S02 | 215 | 27 |  |  | 0.971 | Solar Inverter |  | Outside
SRP01309 | SMA AMERICA | SB7000US (208V) | 7000 | 1 |  |  | 0.971 | Solar Inverter |  | OUTDOOR
SRP01342 | SUNPOWER CORP (ORIGINAL MFRSMA) | SPR-7000M (208V) | 7000 | 1 |  |  | 0.971 | Solar Inverter |  | Inside
SRP01350 | SUNPOWER CORP (ORIGINAL MFRSMA) | SPR-6000M (208V) | 6000 | 2 |  |  | 0.971 | Solar Inverter |  | Inside
SRP01350 | SUNPOWER CORP (ORIGINAL MFRSMA) | SPR-7000M (208V) | 7000 | 1 |  |  | 0.971 | Solar Inverter |  | Inside
SRP01377 | SMA AMERICA | SB7000US (208V) | 7000 | 2 |  |  | 0.971 | Solar Inverter |  | INDOOR
SRP01412 | SMA AMERICA | ST42 (208V) | 42000 | 2 |  |  | 0.971 | Solar Inverter |  | Outside
SRP01436 | PV POWERED | PVP30KW-208 | 50000 | 1 |  |  | 0.971 | Solar Inverter |  | OUTDOOR
SRP01465 | SMA AMERICA | SB7000US (208V) | 7000 | 1 |  |  | 0.971 | Solar Inverter |  | INDOOR
SRP01487 | SMA AMERICA | SB7000US (208V) | 7000 | 2 |  |  | 0.971 | Solar Inverter |  | INDOOR
SRP01489 | SUNPOWER CORP (ORIGINAL MFRSMA) | SPR-7000M (208V) | 7000 | 1 |  |  | 0.971 | Solar Inverter |  | INDOOR
SRP01667 | PV POWERED | PVP100KW-208 | 100000 | 1 |  |  | 0.971 | Solar Inverter |  | OUTDOOR
SRP01720 | SMA AMERICA | SB7000US (208V) | 7000 | 1 |  |  | 0.971 | Solar Inverter |  | INDOOR
SRP01764 | PV POWERED | PVP30KW-LV-208 | 50000 | 1 |  |  | 0.971 | Solar Inverter |  | Outside
SRP01862 | SMA AMERICA | SB3000US (208V) | 3000 | 1 |  |  | 0.971 | Solar Inverter |  | INDOOR
SRP01956 | SUNPOWER CORP (ORIGINAL MFRSMA) | SPR-4000M (208V) | 4000 | 1 |  |  | 0.971 | Solar Inverter |  | INDOOR
SRP01999 | SMA AMERICA | SB7000US (208V) | 7000 | 1 |  |  | 0.971 | Solar Inverter |  | INDOOR
SRP02020 | SUNPOWER CORP (ORIGINAL MFRSMA) | SPR-7000M (208V) | 7000 | 1 |  |  | 0.971 | Solar Inverter |  | Outside
SRP02028 | SMA AMERICA | SB7000US (208V) | 7000 | 1 |  |  | 0.971 | Solar Inverter |  | Outside
SRP02076 | SUNPOWER CORP (ORIGINAL MFRSMA) | SPR-7000M (208V) | 7000 | 1 |  |  | 0.971 | Solar Inverter |  | INDOOR
SRP02212 | SMA AMERICA | SB5000US | 5000 | 2 |  |  | 0.971 | Solar Inverter |  | OUTDOOR
SRP02233 | SMA AMERICA | SB7000US (208V) | 7000 | 1 |  |  | 0.971 | Solar Inverter |  | Outside
SRP02369 | SMA AMERICA | SB7000US (208V) | 7000 | 1 |  |  | 0.971 | Solar Inverter |  | INDOOR
SRP02377 | POWER-ONE | PVI-6000-OUTD-US (208 V) | 6000 | 1 |  |  | 0.971 | Solar Inverter |  | Outside
SRP02448 | SMA AMERICA | SB7000US (208V) | 7000 | 1 |  |  | 0.971 | Solar Inverter |  | INDOOR
SRP02655 | SUNPOWER CORP (ORIGINAL MFRSMA) | SPR-7000M (208V) | 7000 | 1 |  |  | 0.971 | Solar Inverter |  | Inside
SRP02656 | PV POWERED | PVP30KW-LV-480 | 50000 | 3 |  |  | 0.971 | Solar Inverter |  | OUTDOOR
SRP02661 | SUNPOWER CORP (ORIGINAL MFRSMA) | SPR-7000M (208V) | 7000 | 1 |  |  | 0.971 | Solar Inverter |  | INDOOR
SRP02796 | SMA AMERICA | SB6000US (240V) | 6000 | 1 |  |  | 0.971 | Solar Inverter |  | OUTDOOR
SRP02956 | SMA AMERICA | SB7000US (208V) | 7000 | 2 |  |  | 0.971 | Solar Inverter |  | OUTDOOR
SRP02959 | SUNPOWER CORP (ORIGINAL MFRSMA) | SPR-7000M (208V) | 7000 | 1 |  |  | 0.971 | Solar Inverter |  | OUTDOOR
SRP02965 | SMA AMERICA | SB7000US (208V) | 7000 | 1 |  |  | 0.971 | Solar Inverter |  | INDOOR
SRP02974 | SUNPOWER CORP (ORIGINAL MFRSMA) | SPR-7000M (277V) | 7000 | 1 |  |  | 0.971 | Solar Inverter |  | INDOOR
SRP02987 | SMA AMERICA | SB7000US (208V) | 7000 | 1 |  |  | 0.971 | Solar Inverter |  | INDOOR
SRP03204 | SMA AMERICA | SB7000US (208V) | 7000 | 2 |  |  | 0.971 | Solar Inverter |  | INDOOR
SRP03232 | SMA AMERICA | SB7000US (208V) | 7000 | 1 |  |  | 0.971 | Solar Inverter |  | INDOOR
SRP03279 | SMA AMERICA | SB7000US (277V) | 7000 | 1 |  |  | 0.971 | Solar Inverter |  | OUTDOOR
SRP03325 | SMA AMERICA | SB7000US (208V) | 7000 | 2 |  |  | 0.971 | Solar Inverter |  | INDOOR
SRP03351 | SUNPOWER CORP (ORIGINAL MFRSMA) | SPR-7000M (208V) | 7000 | 1 |  |  | 0.971 | Solar Inverter |  | Inside
SRP03391 | SUNPOWER CORP (ORIGINAL MFRSMA) | SPR-7000M (208V) | 7000 | 1 |  |  | 0.971 | Solar Inverter |  | Inside
SRP03415 | SMA AMERICA | SB7000US (208V) | 7000 | 1 |  |  | 0.971 | Solar Inverter |  | INDOOR
SRP03461 | SUNPOWER CORP (ORIGINAL MFRSMA) | SPR-7000M (208V) | 7000 | 1 |  |  | 0.971 | Solar Inverter |  | INDOOR
SRP03518 | PV POWERED | PVP75KW-208 | 50000 | 1 |  |  | 0.971 | Solar Inverter |  | INDOOR
SRP03540 | SMA AMERICA | SB7000US (208V) | 7000 | 1 |  |  | 0.971 | Solar Inverter |  | INDOOR
SRP03614 | SMA AMERICA | SB7000US (208V) | 7000 | 2 |  |  | 0.971 | Solar Inverter |  | OUTDOOR
SRP03615 | SUNPOWER CORP (ORIGINAL MFRSMA) | SPR-7000M (208V) | 7000 | 1 |  |  | 0.971 | Solar Inverter |  | INDOOR
SRP03616 | SUNPOWER CORP (ORIGINAL MFRSMA) | SPR-7000M (208V) | 7000 | 1 |  |  | 0.971 | Solar Inverter |  | INDOOR
SRP03669 | SUNPOWER CORP (ORIGINAL MFRSMA) | SPR-7000M (240V) | 7000 | 1 |  |  | 0.971 | Solar Inverter |  | INDOOR
SRP03704 | SMA AMERICA | SB7000US (240V) | 7000 | 1 |  |  | 0.971 | Solar Inverter |  | INDOOR
SRP03736 | SMA AMERICA | SB7000US (208V) | 7000 | 1 |  |  | 0.971 | Solar Inverter |  | INDOOR
SRP03773 | SMA AMERICA | SB7000US (208V) | 7000 | 1 |  |  | 0.971 | Solar Inverter |  | OUTDOOR
SRP03841 | PV POWERED | PVP75KW-208 | 50000 | 1 |  |  | 0.971 | Solar Inverter |  | OUTDOOR
SRP03866 | SMA AMERICA | SB7000US (208V) | 7000 | 1 |  |  | 0.971 | Solar Inverter |  | Inside
SRP03882 | SMA AMERICA | SB7000US (208V) | 7000 | 2 |  |  | 0.971 | Solar Inverter |  | INDOOR
SRP04066 | SUNPOWER CORP (ORIGINAL MFRSMA) | SPR-7000M (208V) | 7000 | 1 |  |  | 0.971 | Solar Inverter |  | INDOOR
SRP04091 | SUNPOWER CORP (ORIGINAL MFRSMA) | SPR-7000M (277V) | 7000 | 2 |  |  | 0.971 | Solar Inverter |  | INDOOR
SRP04237 | SMA AMERICA | SB7000US (208V) | 7000 | 2 |  |  | 0.971 | Solar Inverter |  | OUTDOOR
SRP04243 | SMA AMERICA | SB7000US (208V) | 7000 | 1 |  |  | 0.971 | Solar Inverter |  | INDOOR
SRP04325 | SMA AMERICA | SB7000US (208V) | 7000 | 31 |  |  | 0.971 | Solar Inverter |  | OUTDOOR
SRP04347 | SMA AMERICA | SB7000US (208V) | 7000 | 1 |  |  | 0.971 | Solar Inverter |  | INDOOR
SRP04350 | SMA AMERICA | SB7000US (208V) | 7000 | 1 |  |  | 0.971 | Solar Inverter |  | INDOOR
SRP04412 | SUNPOWER CORP (ORIGINAL MFRSMA) | SPR-7000M (277V) | 7000 | 1 |  |  | 0.971 | Solar Inverter |  | OUTDOOR
SRP04418 | SMA AMERICA | SB7000US (208V) | 7000 | 1 |  |  | 0.971 | Solar Inverter |  | Inside
SRP04438 | SUNPOWER CORP (ORIGINAL MFRSMA) | SPR-7000M (208V) | 7000 | 1 |  |  | 0.971 | Solar Inverter |  | INDOOR
SRP04452 | SMA AMERICA | SB7000US (208V) | 7000 | 1 |  |  | 0.971 | Solar Inverter |  | Outside
SRP04467 | SMA AMERICA | SB7000US (208V) | 7000 | 1 |  |  | 0.971 | Solar Inverter |  | Inside
SRP04490 | SUNPOWER CORP (ORIGINAL MFRSMA) | SPR-7000M (208V) | 7000 | 1 |  |  | 0.971 | Solar Inverter |  | Inside
SRP04528 | POWER-ONE | PVI-6000-OUTD-US-W (240 V) | 6000 | 2 |  |  | 0.971 | Solar Inverter |  | OUTDOOR
SRP04532 | SMA AMERICA | SB7000US (208V) | 7000 | 1 |  |  | 0.971 | Solar Inverter |  | INDOOR
SRP04598 | SMA AMERICA | SB7000US (208V) | 7000 | 1 |  |  | 0.971 | Solar Inverter |  | Outside
SRP04732 | SMA AMERICA | SB7000US (208V) | 7000 | 2 |  |  | 0.971 | Solar Inverter |  | INDOOR
SRP04783 | SUNPOWER CORP (ORIGINAL MFRSMA) | SPR-7000M (240V) | 7000 | 1 |  |  | 0.971 | Solar Inverter |  | INDOOR
SRP04839 | SUNPOWER CORP (ORIGINAL MFRSMA) | SPR-7000M (208V) | 7000 | 1 |  |  | 0.971 | Solar Inverter |  | INDOOR
SRP04845 | SUNPOWER CORP (ORIGINAL MFRSMA) | SPR-6000M (208V) | 6000 | 2 |  |  | 0.971 | Solar Inverter |  | OUTDOOR
SRP04868 | SMA AMERICA | SB7000US (208V) | 7000 | 3 |  |  | 0.971 | Solar Inverter |  | Inside
SRP04913 | SUNPOWER CORP (ORIGINAL MFRSMA) | SPR-7000M (208V) | 7000 | 1 |  |  | 0.971 | Solar Inverter |  | INDOOR
SRP05034 | SMA AMERICA | SB7000US (208V) | 7000 | 2 |  |  | 0.971 | Solar Inverter |  | Outside
SRP05108 | SMA AMERICA | SB7000US (208V) | 7000 | 1 |  |  | 0.971 | Solar Inverter |  | Inside
SRP05126 | SMA AMERICA | SB7000US (208V) | 7000 | 1 |  |  | 0.971 | Solar Inverter |  | OUTDOOR
SRP05209 | SUNPOWER CORP (ORIGINAL MFRSMA) | SPR-4000M (208V) | 4000 | 1 |  |  | 0.971 | Solar Inverter |  | Inside
SRP05245 | SMA AMERICA | SB7000US (208V) | 7000 | 3 |  |  | 0.971 | Solar Inverter |  | INDOOR
SRP05284 | SMA AMERICA | SB7000US (277V) | 7000 | 2 |  |  | 0.971 | Solar Inverter |  | OUTDOOR
SRP05392 | SMA AMERICA | SB7000US (208V) | 7000 | 2 |  |  | 0.971 | Solar Inverter |  | Inside
SRP05393 | SMA AMERICA | SB7000US (208V) | 7000 | 1 |  |  | 0.971 | Solar Inverter |  | OUTDOOR
SRP05510 | SUNPOWER CORP (ORIGINAL MFRSMA) | SPR-7000M (208V) | 7000 | 1 |  |  | 0.971 | Solar Inverter |  | INDOOR
SRP05595 | SMA AMERICA | SB7000US (208V) | 7000 | 1 |  |  | 0.971 | Solar Inverter |  | OUTDOOR
SRP05596 | SMA AMERICA | SB7000US (208V) | 7000 | 1 |  |  | 0.971 | Solar Inverter |  | INDOOR
SRP05603 | POWER-ONE | PVI-6000-OUTD-US (208 V) | 6000 | 1 |  |  | 0.971 | Solar Inverter |  | OUTDOOR
SRP05631 | SUNPOWER CORP (ORIGINAL MFRSMA) | SPR-7000M (208V) | 7000 | 2 |  |  | 0.971 | Solar Inverter |  | INDOOR
SRP05776 | SUNPOWER CORP (ORIGINAL MFRSMA) | SPR-7000M (208V) | 7000 | 1 |  |  | 0.971 | Solar Inverter |  | Inside
SRP05793 | SMA AMERICA | SB7000US (208V) | 7000 | 1 |  |  | 0.971 | Solar Inverter |  | OUTDOOR
SRP06126 | SUNPOWER CORP (ORIGINAL MFRSMA) | SPR-7000M (240V) | 7000 | 1 |  |  | 0.971 | Solar Inverter |  | OUTDOOR
SRP06199 | SMA AMERICA | SB7000US (208V) | 7000 | 1 |  |  | 0.971 | Solar Inverter |  | INDOOR
SRP06237 | SUNPOWER CORP (ORIGINAL MFRSMA) | SPR-7000M (208V) | 7000 | 1 |  |  | 0.971 | Solar Inverter |  | Inside
SRP06276 | SUNPOWER CORP (ORIGINAL MFRSMA) | SPR-7000M (208V) | 7000 | 2 |  |  | 0.971 | Solar Inverter |  | OUTDOOR
SRP06276 | SUNPOWER CORP (ORIGINAL MFRSMA) | SPR-7000M (208V) | 7000 | 2 |  |  | 0.971 | Solar Inverter |  | OUTDOOR
SRP06307 | SMA AMERICA | SB7000US (208V) | 7400 | 2 |  |  | 0.971 | Solar Inverter |  | Inside
SRP06312 | SMA AMERICA | SB7000US (208V) | 7000 | 1 |  |  | 0.971 | Solar Inverter |  | INDOOR
SRP06318 | SMA AMERICA | SB7000US (208V) | 7000 | 1 |  |  | 0.971 | Solar Inverter |  | Inside
SRP06357 | SUNPOWER CORP (ORIGINAL MFRSMA) | SPR-7000M (208V) | 7000 | 1 |  |  | 0.971 | Solar Inverter |  | INDOOR
SRP06466 | SUNPOWER CORP (ORIGINAL MFRSMA) | SPR-7000M (208V) | 7000 | 1 |  |  | 0.971 | Solar Inverter |  | OUTDOOR
SRP06505 | SMA AMERICA | SB7000US (240V) | 7000 | 1 |  |  | 0.971 | Solar Inverter |  | OUTDOOR
SRP06603 | SUNPOWER CORP (ORIGINAL MFRSMA) | SPR-7000M (208V) | 7000 | 1 |  |  | 0.971 | Solar Inverter |  | Inside
SRP06648 | SUNPOWER CORP (ORIGINAL MFRSMA) | SPR-7000M (208V) | 7000 | 2 |  |  | 0.971 | Solar Inverter |  | INDOOR
SRP06652 | SMA AMERICA | SB7000US (208V) | 7000 | 1 |  |  | 0.971 | Solar Inverter |  | OUTDOOR
SRP06726 | SMA AMERICA | SB7000US (208V) | 7000 | 1 |  |  | 0.971 | Solar Inverter |  | INDOOR
SRP06799 | SUNPOWER CORP (ORIGINAL MFRSMA) | SPR-7000M (240V) | 7000 | 1 |  |  | 0.971 | Solar Inverter |  | Outside
SRP06855 | SMA AMERICA | SB7000US (208V) | 7000 | 1 |  |  | 0.971 | Solar Inverter |  | INDOOR
SRP07000 | SMA AMERICA | SB7000US (208V) | 7000 | 4 |  |  | 0.971 | Solar Inverter |  | INDOOR
SRP07004 | ADVANCED ENERGY INDUSTRIES | 3159000-104 | 100000 | 1 |  |  | 0.971 | Solar Inverter |  | OUTDOOR
SRP07142 | SUNPOWER CORP (ORIGINAL MFRSMA) | SPR-7000M (208V) | 7000 | 1 |  |  | 0.971 | Solar Inverter |  | Inside
SRP07160 | SMA AMERICA | SB7000US (240V) | 7000 | 2 |  |  | 0.971 | Solar Inverter |  | INDOOR
SRP07192 | SUNPOWER CORP (ORIGINAL MFRSMA) | SPR-7000M (208V) | 7000 | 1 |  |  | 0.971 | Solar Inverter |  | Outside
SRP07245 | SUNPOWER CORP (ORIGINAL MFRSMA) | SPR-7000M (208V) | 7000 | 1 |  |  | 0.971 | Solar Inverter |  | INDOOR
SRP07451 | PV POWERED | PVP75KW-208 | 50000 | 1 |  |  | 0.971 | Solar Inverter |  | OUTDOOR
SRP07484 | SMA AMERICA | SB7000US (240V) | 7000 | 1 |  |  | 0.971 | Solar Inverter |  | OUTDOOR
SRP07538 | PV POWERED | PVP5200 | 50000 | 1 |  |  | 0.971 | Solar Inverter |  | OUTDOOR
SRP07623 | POWER-ONE | PVI-6000-OUTD-US-W (240 V) | 10000 | 3 |  |  | 0.971 | Solar Inverter |  | Inside
SRP07891 | SMA AMERICA | SB7000US (240V) | 7000 | 1 |  |  | 0.971 | Solar Inverter |  | INDOOR
SRP07955 | SMA AMERICA | SB6000US (208V) | 6000 | 1 |  |  | 0.971 | Solar Inverter |  | INDOOR
SRP08008 | SMA AMERICA | SB7000US (208V) | 7000 | 1 |  |  | 0.971 | Solar Inverter |  | OUTDOOR
SRP08036 | SMA AMERICA | SB7000US (240V) | 7000 | 1 |  |  | 0.971 | Solar Inverter |  | OUTDOOR
SRP08043 | SMA AMERICA | SB7000US (240V) | 7000 | 1 |  |  | 0.971 | Solar Inverter |  | OUTDOOR
SRP08098 | SUNPOWER CORP (ORIGINAL MFRSMA) | SPR-7000M (208V) | 7000 | 1 |  |  | 0.971 | Solar Inverter |  | OUTDOOR
SRP08172 | SMA AMERICA | SB6000U (277V) | 6000 | 6 |  |  | 0.971 | Solar Inverter |  | OUTDOOR
SRP08195 | SMA AMERICA | SB7000US (208V) | 7000 | 12 |  |  | 0.971 | Solar Inverter |  | OUTDOOR
SRP08216 | SUNPOWER CORP (ORIGINAL MFRSMA) | SPR-7000M (240V) | 7000 | 1 |  |  | 0.971 | Solar Inverter |  | INDOOR
SRP08221 | SMA AMERICA | SB7000US (240V) | 7000 | 1 |  |  | 0.971 | Solar Inverter |  | OUTDOOR
SRP08226 | FRONIUS USA |  | 7500 | 1 |  |  | 0.971 | Solar Inverter |  | INDOOR
SRP08232 | FRONIUS USA |  | 7500 | 1 |  |  | 0.971 | Solar Inverter |  | OUTDOOR
SRP08431 | SMA AMERICA | SB7000US (240V) | 7000 | 1 |  |  | 0.971 | Solar Inverter |  | OUTDOOR
SRP08550 | PV POWERED | PVP75KW-208 | 50000 | 1 |  |  | 0.971 | Solar Inverter |  | INDOOR
SRP08570 | POWER-ONE | PVI-6000-OUTD-US (240 V) | 6000 | 1 |  |  | 0.971 | Solar Inverter |  | OUTDOOR
SRP08582 | SMA AMERICA | SB7000US (208V) | 7000 | 1 |  |  | 0.971 | Solar Inverter |  | OUTDOOR
SRP08737 | SMA AMERICA | SB7000US (240V) | 7000 | 4 |  |  | 0.971 | Solar Inverter |  | INDOOR
SRP08806 | SUNPOWER CORP (ORIGINAL MFRSMA) | SPR-7000M (208V) | 7000 | 1 |  |  | 0.971 | Solar Inverter |  | INDOOR
SRP08930 | SUNPOWER CORP (ORIGINAL MFRSMA) | SPR-7000M (240V) | 7000 | 1 |  |  | 0.971 | Solar Inverter |  | Outside
SRP09031 | SUNPOWER CORP (ORIGINAL MFRSMA) | SPR-7000M (240V) | 7000 | 1 |  |  | 0.971 | Solar Inverter |  | INDOOR
SRP09061 | SUNPOWER CORP (ORIGINAL MFRSMA) | SPR-7000M (277V) | 7000 | 1 |  |  | 0.971 | Solar Inverter |  | OUTDOOR
SRP09148 | SUNPOWER CORP (ORIGINAL MFRSMA) | SPR-7000M (208V) | 7000 | 2 |  |  | 0.971 | Solar Inverter |  | INDOOR
SRP09176 | POWER-ONE | PVI-5000-OUTD-US (208 V) | 5000 | 1 |  |  | 0.971 | Solar Inverter |  | OUTDOOR
SRP09177 | POWER-ONE | PVI-6000-OUTD-US (208 V) | 6000 | 1 |  |  | 0.971 | Solar Inverter |  | OUTDOOR
SRP09191 | SUNPOWER CORP (ORIGINAL MFRSMA) | SPR-7000M (208V) | 7000 | 1 |  |  | 0.971 | Solar Inverter |  | INDOOR
SRP09770 | SMA AMERICA | SB7000US (208V) | 7000 | 1 |  |  | 0.971 | Solar Inverter |  | OUTDOOR
SRP09834 | SUNPOWER CORP (ORIGINAL MFRSMA) | SPR-7000M (240V) | 7000 | 1 |  |  | 0.971 | Solar Inverter |  | INDOOR
SRP09893 | ADVANCED ENERGY INDUSTRIES | AE 100TX-208 | 100000 | 1 |  |  | 0.971 | Solar Inverter |  | OUTDOOR
SRP09898 | SMA AMERICA | SB7000US (240V) | 8750 | 4 |  |  | 0.971 | Solar Inverter |  | OUTDOOR
SRP09900 | SUNPOWER CORP (ORIGINAL MFRSMA) | SPR-6000M (277V) | 6500 | 2 |  |  | 0.971 | Solar Inverter |  | INDOOR
SRP10328 | PV POWERED | PVP75KW-480 | 50000 | 1 |  |  | 0.971 | Solar Inverter |  | OUTDOOR
SRP10397 | SMA AMERICA | SB7000US (277V) | 7000 | 1 |  |  | 0.971 | Solar Inverter |  | INDOOR
SRP10465 | SUNPOWER CORP (ORIGINAL MFRSMA) | SPR-7000M (240V) | 7000 | 1 |  |  | 0.971 | Solar Inverter |  | Outside
SRP10647 | SUNPOWER CORP (ORIGINAL MFRSMA) | SPR-7000M (240V) | 7000 | 1 |  |  | 0.971 | Solar Inverter |  | INDOOR
SRP10692 | SUNPOWER CORP (ORIGINAL MFRSMA) | SPR-7000M (240V) | 7000 | 1 |  |  | 0.971 | Solar Inverter |  | INDOOR
SRP10710 | SUNPOWER CORP (ORIGINAL MFRSMA) | SPR-6000M (240V) | 6000 | 1 |  |  | 0.971 | Solar Inverter |  | INDOOR
SRP10799 | SUNPOWER CORP (ORIGINAL MFRSMA) | SPR-7000M (240V) | 7000 | 1 |  |  | 0.971 | Solar Inverter |  | INDOOR
SRP11038 | POWER-ONE | PVI-6000-OUTD-US-W (277 V) | 8000 | 1 |  |  | 0.971 | Solar Inverter |  | OUTDOOR
SRP11175 | POWER-ONE | PVI-6000-OUTD-US (240 V) | 6000 | 1 |  |  | 0.971 | Solar Inverter |  | INDOOR
SRP11734 | SUNPOWER CORP (ORIGINAL MFR - PV POWERED LLC) | SPR-5200 | 6000 | 1 |  |  | 0.971 | Solar Inverter |  | INDOOR
SRP11739 | SMA AMERICA | SB7000US (240V) | 7000 | 1 |  |  | 0.971 | Solar Inverter |  | Inside
SRP11756 | SMA AMERICA | SB5000US | 3000 | 1 |  |  | 0.971 | Solar Inverter |  | OUTDOOR
SRP11756 | SMA AMERICA | SB5000US (277V) | 2500 | 1 |  |  | 0.971 | Solar Inverter |  | OUTDOOR
SRP11816 | POWER-ONE | PVI-6000-OUTD-US (208 V) | 6000 | 1 |  |  | 0.971 | Solar Inverter |  | OUTDOOR
SRP11816 | POWER-ONE | PVI-6000-OUTD-US (240 V) | 6000 | 1 |  |  | 0.971 | Solar Inverter |  | OUTDOOR
SRP11925 | SUNPOWER CORP (ORIGINAL MFRSMA) | SPR-7000M (208V) | 7000 | 1 |  |  | 0.971 | Solar Inverter |  | INDOOR
SRP12027 | SMA AMERICA | SB7000US (240V) | 7000 | 1 |  |  | 0.971 | Solar Inverter |  | INDOOR
SRP12059 | POWER-ONE | PVI-6000-OUTD-US (277 V) | 6000 | 1 |  |  | 0.971 | Solar Inverter |  | INDOOR
SRP12147 | SMA AMERICA | SB7000US (277V) | 7000 | 1 |  |  | 0.971 | Solar Inverter |  | INDOOR
SRP12150 | SMA AMERICA | SB7000US (208V) | 7000 | 1 |  |  | 0.971 | Solar Inverter |  | INDOOR
SRP12206 | SMA AMERICA | SB7000US (240V) | 7000 | 1 |  |  | 0.971 | Solar Inverter |  | Outside
SRP12362 | POWER-ONE | PVI-6000-OUTD-US (208 V) | 6000 | 1 |  |  | 0.971 | Solar Inverter |  | Outside
SRP12391 | SMA AMERICA | SB7000US (208V) | 7000 | 1 |  |  | 0.971 | Solar Inverter |  | OUTDOOR
SRP12510 | SUNPOWER CORP (ORIGINAL MFRFRONIUS) | SPR-6500F-277 | 7000 | 1 |  |  | 0.971 | Solar Inverter |  | Outside
SRP12936 | SUNPOWER CORP (ORIGINAL MFR - PV POWERED LLC) | SPR-5200 | 7000 | 1 |  |  | 0.971 | Solar Inverter |  | INDOOR
SRP13050 | POWER-ONE | PVI-6000-OUTD-US (240 V) | 6000 | 3 |  |  | 0.971 | Solar Inverter |  | Outside
SRP13061 | SUNPOWER CORP (ORIGINAL MFRSMA) | SPR-6000M (240V) | 6000 | 1 |  |  | 0.971 | Solar Inverter |  | INDOOR
SRP13062 | SUNPOWER CORP (ORIGINAL MFRSMA) | SPR-5000M (240V) | 5000 | 1 |  |  | 0.971 | Solar Inverter |  | INDOOR
SRP13302 | POWER-ONE | PVI-6000-OUTD-US (240 V) | 6000 | 1 |  |  | 0.971 | Solar Inverter |  | Inside
SRP13322 | SUNPOWER CORP (ORIGINAL MFR - PV POWERED LLC) | SPR-5200 | 7000 | 1 |  |  | 0.971 | Solar Inverter |  | INDOOR
SRP13571 | SMA AMERICA | SB7000US (240V) | 7000 | 1 |  |  | 0.971 | Solar Inverter |  | Inside
SRP13571 | SMA AMERICA | SB7000US (240V) | 7000 | 1 |  |  | 0.971 | Solar Inverter |  | Inside
SRP13597 | SUNPOWER CORP (ORIGINAL MFRSMA) | SPR-6000M (240V) | 6000 | 1 |  |  | 0.971 | Solar Inverter |  | INDOOR
SRP13701 | SMA AMERICA | SB5000US | 5000 | 4 |  |  | 0.971 | Solar Inverter |  | OUTDOOR
SRP13745 | POWER-ONE | PVI-4.2-OUTD-S-US (240 V) | 4200 | 1 |  |  | 0.971 | Solar Inverter |  | OUTDOOR
SRP13842 | POWER-ONE | PVI-3600-OUTD-US-F (240V) | 3600 | 1 |  |  | 0.971 | Solar Inverter |  | OUTDOOR
SRP13882 | SUNPOWER CORP (ORIGINAL MFRSMA) | SPR-7000M (240V) | 7000 | 2 |  |  | 0.971 | Solar Inverter |  | INDOOR
SRP14074 | SUNPOWER CORP (ORIGINAL MFRSMA) | SPR-5000M (240V) | 5000 | 1 |  |  | 0.971 | Solar Inverter |  | INDOOR
SRP14759 | PV POWERED | PVP5200 | 50000 | 1 |  |  | 0.971 | Solar Inverter |  | INDOOR
SRP14803 | SUNPOWER CORP (ORIGINAL MFRSMA) | SPR-5000M (240V) | 5000 | 2 |  |  | 0.971 | Solar Inverter |  | Outside
SRP14885 | PV POWERED | PVP50KW-208 | 50000 | 1 |  |  | 0.971 | Solar Inverter |  | INDOOR
SRP15312 | POWER-ONE | PVI-3000-I-OUTD-US-F (240V) | 3000 | 1 |  |  | 0.971 | Solar Inverter |  | OUTDOOR
SRP15372 | SUNPOWER CORP (ORIGINAL MFRSMA) | SPR-5000M (240V) | 5000 | 1 |  |  | 0.971 | Solar Inverter |  | INDOOR
SRP15490 | PV POWERED | PVP100KW-208 | 100000 | 1 |  |  | 0.971 | Solar Inverter |  | Inside
SRP15659 | SMA AMERICA | SB7000US (277V) | 7000 | 4 |  |  | 0.971 | Solar Inverter |  | OUTDOOR
SRP15700 | SUNPOWER CORP (ORIGINAL MFRSMA) | SPR-7000M (277V) | 7000 | 1 |  |  | 0.971 | Solar Inverter |  | INDOOR
SRP15965 | SUNPOWER CORP (ORIGINAL MFRSMA) | SPR-7000M (240V) | 7000 | 1 |  |  | 0.971 | Solar Inverter |  | INDOOR
SRP16060 | ADVANCED ENERGY INDUSTRIES | AE 100TX-480 | 100000 | 1 |  |  | 0.971 | Solar Inverter |  | OUTDOOR
SRP16493 | SUNPOWER CORP (ORIGINAL MFRSMA) | SPR-7000M (240V) | 7000 | 2 |  |  | 0.971 | Solar Inverter |  | INDOOR
SRP16545 | SMA AMERICA | SB7000US-11 (240V) | 7000 | 1 |  |  | 0.971 | Solar Inverter |  | OUTDOOR
SRP16550 | SMA AMERICA | SB7000TL-US-12 (240V) | 7000 | 1 |  |  | 0.971 | Solar Inverter |  | OUTDOOR
SRP16878 | POWER-ONE | PVI-6000-OUTD-US (240 V) | 6000 | 1 |  |  | 0.971 | Solar Inverter |  | OUTDOOR
SRP17192 | SUNPOWER CORP (ORIGINAL MFRSMA) | SPR-6000M (240V) | 6000 | 1 |  |  | 0.971 | Solar Inverter |  | OUTDOOR
SRP17199 | POWER-ONE | PVI-6000-OUTD-US (240 V) | 6000 | 1 |  |  | 0.971 | Solar Inverter |  | Outside
SRP17347 | POWER-ONE | PVI-5000-OUTD-US (240 V) | 5000 | 1 |  |  | 0.971 | Solar Inverter |  | OUTDOOR
SRP17347 | POWER-ONE | PVI-6000-OUTD-US (240 V) | 6000 | 3 |  |  | 0.971 | Solar Inverter |  | OUTDOOR
SRP17350 | POWER-ONE | PVI-6000-OUTD-US (240 V) | 6000 | 3 |  |  | 0.971 | Solar Inverter |  | OUTDOOR
SRP17351 | POWER-ONE | PVI-6000-OUTD-US (240 V) | 6000 | 3 |  |  | 0.971 | Solar Inverter |  | OUTDOOR
SRP17352 | POWER-ONE | PVI-6000-OUTD-US (240 V) | 6000 | 2 |  |  | 0.971 | Solar Inverter |  | OUTDOOR
SRP17358 | POWER-ONE | PVI-6000-OUTD-US-W (240 V) | 6000 | 4 |  |  | 0.971 | Solar Inverter |  | OUTDOOR
SRP18191 | SMA AMERICA | SB7000US (240V) | 7000 | 2 |  |  | 0.971 | Solar Inverter |  | OUTDOOR
SRP18192 | SMA AMERICA | SB7000US (240V) | 7000 | 1 |  |  | 0.971 | Solar Inverter |  | OUTDOOR
SRP18205 | SMA AMERICA | SB7000US-11 (240V) | 7000 | 1 |  |  | 0.971 | Solar Inverter |  | OUTDOOR
SRP18205 | SMA AMERICA | SB7000US-12 (240V) | 7000 | 4 |  |  | 0.971 | Solar Inverter |  | OUTDOOR
SRP18225 | SUNPOWER | SPR-7000M (240V) | 7000 | 1 |  |  | 0.971 | Solar Inverter |  | INDOOR
SRP18563 | SMA AMERICA | SB7000US (240V) | 7000 | 1 |  |  | 0.971 | Solar Inverter |  | OUTDOOR
SRP18577 | POWER-ONE | PVI-5000-OUTD-US (240 V) | 5000 | 1 |  |  | 0.971 | Solar Inverter |  | OUTDOOR
SRP18577 | POWER-ONE | PVI-5000-OUTD-US (240 V) | 5000 | 1 |  |  | 0.971 | Solar Inverter |  | OUTDOOR
SRP18577 | POWER-ONE | PVI-6000-OUTD-US (240 V) | 6000 | 1 |  |  | 0.971 | Solar Inverter |  | OUTDOOR
SRP19107 | ADVANCED ENERGY INDUSTRIES | AE 100TX-480 | 100000 | 2 |  |  | 0.971 | Solar Inverter |  | INDOOR
SRP19155 | POWER-ONE | PVI-5000-OUTD-US (208 V) | 5000 | 1 |  |  | 0.971 | Solar Inverter |  | OUTDOOR
SRP19268 | SMA AMERICA | ST42 (240V) | 42000 | 3 |  |  | 0.971 | Solar Inverter |  | OUTDOOR
SRP19309 | POWER-ONE | PVI-6000-OUTD-US (240 V) | 6000 | 1 |  |  | 0.971 | Solar Inverter |  | OUTDOOR
SRP19825 | SMA AMERICA | SB4000US (240V) | 4000 | 1 |  |  | 0.971 | Solar Inverter |  | Inside
SRP19825 | SMA AMERICA | SB5000US (240V) | 5000 | 1 |  |  | 0.971 | Solar Inverter |  | Inside
SRP19833 | SMA AMERICA | SB5000US (240V) | 5000 | 1 |  |  | 0.971 | Solar Inverter |  | OUTDOOR
SRP19846 | ENPHASE ENERGY | M215-60-2LL-S2X | 215 | 25 |  |  | 0.971 | Solar Inverter |  | OUTDOOR
SRP19850 | SMA AMERICA |  | 6000 | 1 |  |  | 0.971 | Solar Inverter |  | OUTDOOR
SRP19857 | ENPHASE ENERGY | M215-60-2LL-S2X | 215 | 30 |  |  | 0.971 | Solar Inverter |  | OUTDOOR
SRP20063 | POWER-ONE | PVI-6000-OUTD-US (240 V) | 6000 | 2 |  |  | 0.971 | Solar Inverter |  | OUTDOOR
SRP20151 | POWER-ONE | PVI-6000-OUTD-US (240 V) | 6000 | 1 |  |  | 0.971 | Solar Inverter |  | OUTDOOR
SRP20172 | SMA AMERICA | SB7000US (240V) | 7000 | 2 |  |  | 0.971 | Solar Inverter |  | OUTDOOR
SRP20229 | POWER-ONE | PVI-5000-OUTD-US (240 V) | 5000 | 2 |  |  | 0.971 | Solar Inverter |  | OUTDOOR
SRP20317 | POWER-ONE | PVI-3.6-OUTD-S-US (240 V) | 3600 | 1 |  |  | 0.971 | Solar Inverter |  | OUTDOOR
SRP20328 | POWER-ONE | PVI-6000-OUTD-US (240 V) | 6000 | 1 |  |  | 0.971 | Solar Inverter |  | OUTDOOR
SRP20342 | SMA AMERICA | SB5000US (240V) | 5000 | 1 |  |  | 0.971 | Solar Inverter |  | OUTDOOR
SRP20345 | POWER-ONE | PVI-6000-OUTD-US (240 V) | 6000 | 1 |  |  | 0.971 | Solar Inverter |  | OUTDOOR
SRP20445 | POWER-ONE | PVI-6000-OUTD-US (240 V) | 6000 | 1 |  |  | 0.971 | Solar Inverter |  | OUTDOOR
SRP20468 | SMA AMERICA | SB5000US (240V) | 5000 | 1 |  |  | 0.971 | Solar Inverter |  | OUTDOOR
SRP20470 | SMA AMERICA | SB5000US (240V) | 5000 | 1 |  |  | 0.971 | Solar Inverter |  | INDOOR
SRP20577 | POWER-ONE | PVI-6000-OUTD-US (240 V) | 6000 | 3 |  |  | 0.971 | Solar Inverter |  | OUTDOOR
SRP20700 | PV POWERED | PVP100KW-480 | 100000 | 1 |  |  | 0.971 | Solar Inverter |  | OUTDOOR
SRP20700 | PV POWERED | PVP30KW-480 | 50000 | 2 |  |  | 0.971 | Solar Inverter |  | OUTDOOR
SRP20715 | SMA AMERICA | SB7000US (240V) | 7000 | 2 |  |  | 0.971 | Solar Inverter |  | OUTDOOR
SRP20773 | SUNNY BOY | SB6000U | 7000 | 1 |  |  | 0.971 | Solar Inverter |  | OUTDOOR
SRP21061 | SMA AMERICA | SB8000US (240V) | 8000 | 1 |  |  | 0.971 | Solar Inverter |  | OUTDOOR
SRP21064 | SMA AMERICA | SB5000US (240V) | 5000 | 1 |  |  | 0.971 | Solar Inverter |  | OUTDOOR
SRP21832 | ADVANCED ENERGY INDUSTRIES | AE 100TX-480 | 100000 | 1 |  |  | 0.971 | Solar Inverter |  | OUTDOOR
SRP21859 | ADVANCED ENERGY INDUSTRIES | AE 260TX-480 | 260000 | 1 |  |  | 0.971 | Solar Inverter |  | OUTDOOR
SRP21861 | ADVANCED ENERGY INDUSTRIES | AE 100TX-480 | 100000 | 1 |  |  | 0.971 | Solar Inverter |  | OUTDOOR
SRP21954 | POWER-ONE | PVI-3.0-OUTD-S-US (240 V) | 3000 | 3 |  |  | 0.971 | Solar Inverter |  | OUTDOOR
SRP21954 | POWER-ONE | PVI-5000-OUTD-US (240 V) | 5000 | 1 |  |  | 0.971 | Solar Inverter |  | OUTDOOR
SRP22256 | POWER-ONE | PVI-6000-OUTD-US (240 V) | 6000 | 2 |  |  | 0.971 | Solar Inverter |  | Inside
SRP22294 | ADVANCED ENERGY INDUSTRIES | AE 100TX-480 | 100000 | 1 |  |  | 0.971 | Solar Inverter |  | OUTDOOR
SRP22294 | ADVANCED ENERGY INDUSTRIES | AE 100TX-480 | 100000 | 1 |  |  | 0.971 | Solar Inverter |  | OUTDOOR
SRP22380 | POWER-ONE | PVI-6000-OUTD-US (240 V) | 6000 | 1 |  |  | 0.971 | Solar Inverter |  | Inside
SRP22451 | POWER-ONE | PVI-5000-OUTD-US (240 V) | 5000 | 2 |  |  | 0.971 | Solar Inverter |  | OUTDOOR
SRP22551 | SMA AMERICA | SB5000US | 5000 | 2 |  |  | 0.971 | Solar Inverter |  | OUTDOOR
SRP22938 | POWER-ONE | PVI-6000-OUTD-US (240 V) | 6000 | 1 |  |  | 0.971 | Solar Inverter |  | OUTDOOR
SRP23621 | POWER-ONE | PVI-6000-OUTD-US (240 V) | 6000 | 1 |  |  | 0.971 | Solar Inverter |  | Outside
SRP23992 | SUNPOWER | SPR-5000M (208V) | 5000 | 2 |  |  | 0.971 | Solar Inverter |  | OUTDOOR
SRP24574 | SMA AMERICA | SB3000US (240V) | 3000 | 1 |  |  | 0.971 | Solar Inverter |  | OUTDOOR
SRP24574 | SMA AMERICA | SB5000US (240V) | 5000 | 1 |  |  | 0.971 | Solar Inverter |  | OUTDOOR
SRP24733 | SMA AMERICA | SB5000US | 5000 | 1 |  |  | 0.971 | Solar Inverter |  | OUTDOOR
SRP24893 | SOLAREDGE TECHNOLOGIES | SE7000 (277V) W/ -ER-US OR A-US | 9000 | 13 |  |  | 0.971 | Solar Inverter |  | OUTDOOR
SRP24978 | SMA AMERICA | SB3000US (208V) | 3000 | 1 |  |  | 0.971 | Solar Inverter |  | OUTDOOR
SRP25936 | SMA AMERICA | SB3800U (240V) | 3800 | 1 |  |  | 0.971 | Solar Inverter |  | Inside
SRP25936 | SMA AMERICA | SB4000US (240V) | 4000 | 1 |  |  | 0.971 | Solar Inverter |  | INDOOR
SRP27142 | SMA AMERICA | SB5000US (240V) | 5000 | 2 |  |  | 0.971 | Solar Inverter |  | OUTDOOR
SRP27142 | SMA AMERICA | SB6000TL-US-12 (240V) | 6000 | 2 |  |  | 0.971 | Solar Inverter |  | OUTDOOR
SRP07813 | SMA AMERICA | SB7000US (208V) | 7000 | 1 |  |  | 0.9712 | Solar Inverter |  | OUTDOOR
REIPNR-06611 | PV POWERED | PVP30KW-208 | 50000 | 1 |  |  | 0.972 | Solar Inverter |  | OUTDOOR
REIPNR-09257 | PV POWERED | PVP4800 | 50000 | 1 |  |  | 0.972 | Solar Inverter |  | OUTDOOR
REIPNR-11430 | PV POWERED | PVP100KW-208 | 100000 | 1 |  |  | 0.972 | Solar Inverter |  | OUTDOOR
REIPNR-11430 | PV POWERED | PVP30KW-LV-480 | 50000 | 2 |  |  | 0.972 | Solar Inverter |  | OUTDOOR
REIPNR-11431 | PV POWERED | PVP30KW-480 | 50000 | 2 |  |  | 0.972 | Solar Inverter |  | OUTDOOR
REIPNR-11547 | PV POWERED | PVP30KW-LV-480 | 50000 | 1 |  |  | 0.972 | Solar Inverter |  | Outside
REIPNR-11668 | PV POWERED | PVP30KW-LV-480 | 35000 | 1 |  |  | 0.972 | Solar Inverter |  | Outside
REIPNR-11670 | PV POWERED | PVP3500 | 50000 | 1 |  |  | 0.972 | Solar Inverter |  | OUTDOOR
SRP01665 | SHARP | JH-3500U | 1400000 | 2 |  |  | 0.972 | Solar Inverter |  | INDOOR
SRP03130 | ADVANCED ENERGY INDUSTRIES | 3159000-110 | 50000 | 1 |  |  | 0.972 | Solar Inverter |  | OUTDOOR
SRP03195 | PV POWERED | PVP75KW-208 | 75000 | 1 |  |  | 0.972 | Solar Inverter |  | OUTDOOR
SRP03196 | PV POWERED | PVP75KW-208 | 50000 | 1 |  |  | 0.972 | Solar Inverter |  | OUTDOOR
SRP03912 | SOLECTRIA RENEWABLES | PVI 5000 (208V) | 5000 | 1 |  |  | 0.972 | Solar Inverter |  | OUTDOOR
SRP04007 | POWER-ONE | PVI-CENTRAL-300-US (480 V) | 300000 | 1 |  |  | 0.972 | Solar Inverter |  | OUTDOOR
SRP04561 | PV POWERED | PVP75KW-208 | 75000 | 1 |  |  | 0.972 | Solar Inverter |  | INDOOR
SRP06164 | SOLECTRIA RENEWABLES | PVI13KW-480 | 10000 | 3 |  |  | 0.972 | Solar Inverter |  | OUTDOOR
SRP06335 | PV POWERED | PVP30KW-208 | 50000 | 1 |  |  | 0.972 | Solar Inverter |  | OUTDOOR
SRP07008 | ADVANCED ENERGY INDUSTRIES | 3159000-104 | 50000 | 1 |  |  | 0.972 | Solar Inverter |  | OUTDOOR
SRP07806 | PV POWERED | PVP50KW-208 | 50000 | 1 |  |  | 0.972 | Solar Inverter |  | OUTDOOR
SRP08483 | ADVANCED ENERGY INDUSTRIES | 3159000-104 | 50000 | 1 |  |  | 0.972 | Solar Inverter |  | Inside
SRP08489 | PV POWERED | PVP50KW-480 | 50000 | 1 |  |  | 0.972 | Solar Inverter |  | OUTDOOR
SRP08683 | PV POWERED | PVP30KW-208 | 50000 | 1 |  |  | 0.972 | Solar Inverter |  | INDOOR
SRP09754 | ADVANCED ENERGY INDUSTRIES | AE 50TX-208 | 50000 | 1 |  |  | 0.972 | Solar Inverter |  | OUTDOOR
SRP09889 | ADVANCED ENERGY INDUSTRIES | AE 50TX-208 | 50000 | 1 |  |  | 0.972 | Solar Inverter |  | OUTDOOR
SRP09893 | ADVANCED ENERGY INDUSTRIES | AE 50TX-208 | 50000 | 1 |  |  | 0.972 | Solar Inverter |  | OUTDOOR
SRP11731 | SUNGROW POWER SUPPLY | SG100KU | 100000 | 1 |  |  | 0.972 | Solar Inverter |  | INDOOR
SRP11732 | SUNGROW POWER SUPPLY | SG100KU | 100000 | 1 |  |  | 0.972 | Solar Inverter |  | Inside
SRP14709 | PV POWERED | PVP50KW-208 | 50000 | 1 |  |  | 0.972 | Solar Inverter |  | Inside
SRP16228 | PV POWERED | PVP35KW-480 | 35000 | 1 |  |  | 0.972 | Solar Inverter |  | OUTDOOR
SRP17056 | ADVANCED ENERGY INDUSTRIES | AE 50TX-480 | 50000 | 1 |  |  | 0.972 | Solar Inverter |  | OUTDOOR
SRP18427 | PV POWERED | PVP50KW-480 | 50000 | 1 |  |  | 0.972 | Solar Inverter |  | OUTDOOR
SRP19107 | ADVANCED ENERGY INDUSTRIES | AE 75TX-480 | 50000 | 2 |  |  | 0.972 | Solar Inverter |  | INDOOR
SRP20346 | SMA AMERICA | SB4000US-12 (240V) | 4000 | 1 |  |  | 0.972 | Solar Inverter |  | OUTDOOR
SRP20346 | SMA AMERICA | SB4000US-12 (240V) | 4000 | 1 |  |  | 0.972 | Solar Inverter |  | Outside
SRP20595 | SMA AMERICA | SB4000US (240V) | 4000 | 1 |  |  | 0.972 | Solar Inverter |  | OUTDOOR
SRP21919 | ADVANCED ENERGY INDUSTRIES | AE 50TX-480 | 50000 | 1 |  |  | 0.972 | Solar Inverter |  | OUTDOOR
SRP22140 | SMA AMERICA | SB4000US (240V) | 4000 | 1 |  |  | 0.972 | Solar Inverter |  | INDOOR
SRP22140 | SMA AMERICA | SB4000US (240V) | 4000 | 2 |  |  | 0.972 | Solar Inverter |  | INDOOR
SRP22892 | SMA AMERICA | SB4000US (208V) | 4000 | 1 |  |  | 0.972 | Solar Inverter |  | OUTDOOR
SRP23997 | SMA AMERICA | SB4000US (240V) | 4000 | 1 |  |  | 0.972 | Solar Inverter |  | INDOOR
SRP24013 | SMA AMERICA | SB4000US (240V) | 4000 | 2 |  |  | 0.972 | Solar Inverter |  | OUTDOOR
SRP24733 | SMA AMERICA | SB5000US | 4000 | 1 |  |  | 0.972 | Solar Inverter |  | OUTDOOR
SRP25351 | SMA AMERICA | SB4000US (240V) | 4000 | 2 |  |  | 0.972 | Solar Inverter |  | OUTDOOR
SRP25936 | SMA AMERICA | SB3000US (240V) | 3000 | 1 |  |  | 0.972 | Solar Inverter |  | INDOOR
SRP26230 | SMA AMERICA | SB4000US (208V) | 4000 | 1 |  |  | 0.972 | Solar Inverter |  | OUTDOOR
SRP26594 | SMA AMERICA | SB4000US (240V) | 4000 | 1 |  |  | 0.972 | Solar Inverter |  | OUTDOOR
REIPNR-07082 | POWER-ONE | PVI-CENTRAL-100-US (208 V) | 250000 | 1 |  |  | 0.973 | Solar Inverter |  | Outside
SRP02019 | SUNPOWER CORP (ORIGINAL MFRSMA) | SPR-3000M (208V) | 3000 | 2 |  |  | 0.973 | Solar Inverter |  | INDOOR
SRP03128 | POWER-ONE | PVI-6000-OUTD-US-W (277 V) | 12000 | 30 |  |  | 0.973 | Solar Inverter |  | OUTDOOR
SRP03215 | SMA AMERICA | SWR2100U-SBD | 2000 | 1 |  |  | 0.973 | Solar Inverter |  | Inside
SRP03558 | SMA AMERICA | SB1100U | 2000 | 2 |  |  | 0.973 | Solar Inverter |  | INDOOR
SRP03912 | SOLECTRIA RENEWABLES | PVI 3000 (208V) | 3800 | 1 |  |  | 0.973 | Solar Inverter |  | Outside
SRP04187 | SMA AMERICA | SWR2500U (208V) | 2500 | 1 |  |  | 0.973 | Solar Inverter |  | INDOOR
SRP04558 | SMA AMERICA | SB1100U-SBD | 2500 | 1 |  |  | 0.973 | Solar Inverter |  | OUTDOOR
SRP04863 | SMA AMERICA | SB3000US (208V) | 2000 | 2 |  |  | 0.973 | Solar Inverter |  | INDOOR
SRP05036 | SMA AMERICA | SB3000US (208V) | 2000 | 1 |  |  | 0.973 | Solar Inverter |  | INDOOR
SRP05411 | SMA AMERICA | SB1100U-SBD | 2000 | 2 |  |  | 0.973 | Solar Inverter |  | OUTDOOR
SRP06265 | SMA AMERICA | SB1100U | 2000 | 1 |  |  | 0.973 | Solar Inverter |  | OUTDOOR
SRP06265 | SMA AMERICA | SB1100U | 2000 | 1 |  |  | 0.973 | Solar Inverter |  | OUTDOOR
SRP06417 | POWER-ONE | PVI-6000-OUTD-US-W (277 V) | 10000 | 40 |  |  | 0.973 | Solar Inverter |  | OUTDOOR
SRP06777 | SMA AMERICA | SB1100U | 2500 | 3 |  |  | 0.973 | Solar Inverter |  | INDOOR
SRP06830 | SMA AMERICA | SWR2500U (208V) | 2500 | 1 |  |  | 0.973 | Solar Inverter |  | Inside
SRP06831 | SMA AMERICA | SB3000US (208V) | 2000 | 1 |  |  | 0.973 | Solar Inverter |  | INDOOR
SRP06883 | SMA AMERICA | SB1100U-SBD | 2000 | 2 |  |  | 0.973 | Solar Inverter |  | Inside
SRP06908 | SMA AMERICA | SB1100U | 2000 | 3 |  |  | 0.973 | Solar Inverter |  | INDOOR
SRP07759 | POWER-ONE | PVI-3000-I-OUTD-US | 300000 | 1 |  |  | 0.973 | Solar Inverter |  | OUTDOOR
SRP07759 | POWER-ONE | PVI-3000-I-OUTD-US-F (208V) | 300000 | 1 |  |  | 0.973 | Solar Inverter |  | OUTDOOR
SRP07906 | POWER-ONE | PVI-12.0-I-OUTD-X-US-480-Y | 12000 | 5 |  |  | 0.973 | Solar Inverter |  | OUTDOOR
SRP07906 | POWER-ONE | PVI-12.0-I-OUTD-X-US-480-Y | 12000 | 20 |  |  | 0.973 | Solar Inverter |  | OUTDOOR
SRP08561 | SMA AMERICA | SB1100U-SBD | 2000 | 1 |  |  | 0.973 | Solar Inverter |  | OUTDOOR
SRP08665 | SMA AMERICA | SWR2500U (208V) | 2500 | 1 |  |  | 0.973 | Solar Inverter |  | OUTDOOR
SRP08839 | SMA AMERICA | SWR2100U | 2000 | 1 |  |  | 0.973 | Solar Inverter |  | OUTDOOR
SRP09422 | KACO | 3601XI | 10000 | 3 |  |  | 0.973 | Solar Inverter |  | OUTDOOR
SRP10775 | SMA AMERICA | SB1100U-SBD | 2000 | 2 |  |  | 0.973 | Solar Inverter |  | INDOOR
SRP10775 | SMA AMERICA | SB3000US (208V) | 2500 | 1 |  |  | 0.973 | Solar Inverter |  | INDOOR
SRP10987 | SMA AMERICA | SB5000US | 5000 | 1 |  |  | 0.973 | Solar Inverter |  | OUTDOOR
SRP10988 | SMA AMERICA | SWR2100U | 2000 | 1 |  |  | 0.973 | Solar Inverter |  | INDOOR
SRP10988 | SMA AMERICA | SWR2100U | 2000 | 1 |  |  | 0.973 | Solar Inverter |  | INDOOR
SRP10988 | SMA AMERICA | SWR2100U | 2000 | 1 |  |  | 0.973 | Solar Inverter |  | INDOOR
SRP11075 | SMA AMERICA | SB6000U (208V) | 6000 | 1 |  |  | 0.973 | Solar Inverter |  | INDOOR
SRP11078 | SMA AMERICA | SB1100U-SBD | 2000 | 1 |  |  | 0.973 | Solar Inverter |  | OUTDOOR
SRP11078 | SMA AMERICA | SB3000US (208V) | 3000 | 1 |  |  | 0.973 | Solar Inverter |  | OUTDOOR
SRP11136 | SMA AMERICA | SB3000US (240V) | 2500 | 1 |  |  | 0.973 | Solar Inverter |  | INDOOR
SRP11432 | SMA AMERICA | SB1100U-SBD | 2000 | 1 |  |  | 0.973 | Solar Inverter |  | INDOOR
SRP11432 | SMA AMERICA | SB1100U-SBD | 2500 | 2 |  |  | 0.973 | Solar Inverter |  | INDOOR
SRP11731 | CHINT POWER SYSTEMS AMERICA |  | 20000 | 2 |  |  | 0.973 | Solar Inverter |  | INDOOR
SRP11808 | SMA AMERICA | SB1100U | 2500 | 2 |  |  | 0.973 | Solar Inverter |  | INDOOR
SRP11848 | SMA AMERICA | SB1100U | 2000 | 1 |  |  | 0.973 | Solar Inverter |  | INDOOR
SRP11850 | SMA AMERICA | SB6000U (208V) | 6000 | 1 |  |  | 0.973 | Solar Inverter |  | OUTDOOR
SRP11894 | SMA AMERICA | SB1100U | 2000 | 1 |  |  | 0.973 | Solar Inverter |  | INDOOR
SRP11894 | SMA AMERICA | SB1100U | 2000 | 1 |  |  | 0.973 | Solar Inverter |  | INDOOR
SRP11894 | SMA AMERICA | SB3000US (208V) | 3000 | 1 |  |  | 0.973 | Solar Inverter |  | INDOOR
SRP15409 | POWER-ONE | PVI-CENTRAL-100-US (480 V) | 12000 | 1 |  |  | 0.973 | Solar Inverter |  | OUTDOOR
SRP15512 | POWER-ONE | PVI-CENTRAL-100-US (480 V) | 12000 | 1 |  |  | 0.973 | Solar Inverter |  | Inside
SRP17897 | POWER-ONE | PVI-12.0-I-OUTD-X-US-480-Y | 12000 | 29 |  |  | 0.973 | Solar Inverter |  | OUTDOOR
SRP19030 | SMA AMERICA | SB2000HFUS-30 (240V) | 2000 | 2 |  |  | 0.973 | Solar Inverter |  | OUTDOOR
SRP19069 | SOLECTRIA RENEWABLES | PVI95KW-208 | 100000 | 1 |  |  | 0.973 | Solar Inverter |  | OUTDOOR
SRP20477 | SMA AMERICA | SB2500HFUS-30 (240V) | 2500 | 1 |  |  | 0.973 | Solar Inverter |  | Outside
SRP23391 | CHINT POWER SYSTEMS AMERICA |  | 20000 | 9 |  |  | 0.973 | Solar Inverter |  | OUTDOOR
SRP23873 | POWER-ONE | PVI-10.0-I-OUTD-X-US-208-Y | 10000 | 6 |  |  | 0.973 | Solar Inverter |  | OUTDOOR
SRP23873 | POWER-ONE | PVI-12.0-I-OUTD-X-US-480-Y | 12000 | 18 |  |  | 0.973 | Solar Inverter |  | OUTDOOR
SRP26369 | SMA AMERICA | SB2000HFUS-30 (208V) | 2000 | 1 |  |  | 0.973 | Solar Inverter |  | INDOOR
REIPNR-06347 | SOLECTRIA RENEWABLES | PVI2500-208 | 500000 | 1 |  |  | 0.974 | Solar Inverter |  | INDOOR
REIPNR-06347 | SOLECTRIA RENEWABLES | PVI60KW-208 | 266000 | 1 |  |  | 0.974 | Solar Inverter |  | INDOOR
REIPNR-06737 | SOLECTRIA RENEWABLES | PVI95KW-208 | 266000 | 1 |  |  | 0.974 | Solar Inverter |  | OUTDOOR
REIPNR-06737 | SOLECTRIA RENEWABLES | PVI95KW-480 | 500000 | 1 |  |  | 0.974 | Solar Inverter |  | Outside
REIPNR-08311 | SMA AMERICA | SC250U (480V) | 50000 | 1 |  |  | 0.974 | Solar Inverter |  | Inside
REIPNR-08369 | SOLECTRIA RENEWABLES | SOLRENVIEW 3PH 400A REV | 500000 | 6 |  |  | 0.974 | Solar Inverter |  | OUTDOOR
REIPNR-08511 | SMA AMERICA | SC250U (480V) | 500000 | 1 |  |  | 0.974 | Solar Inverter |  | INDOOR
REIPNR-09260 | SOLECTRIA RENEWABLES | PVI 3000 (208V) | 300000 | 1 |  |  | 0.974 | Solar Inverter |  | OUTDOOR
REIPNR-09260 | SOLECTRIA RENEWABLES | PVI2500-208 | 266000 | 1 |  |  | 0.974 | Solar Inverter |  | OUTDOOR
REIPNR-09333 | SOLECTRIA RENEWABLES | PVI 5000-P (240V) | 500000 | 1 |  |  | 0.974 | Solar Inverter |  | INDOOR
REIPNR-09414 | SOLECTRIA RENEWABLES | PVI95KW-208 | 266000 | 1 |  |  | 0.974 | Solar Inverter |  | INDOOR
SRP05021 | SMA AMERICA | SB3300U | 333000 | 1 |  |  | 0.974 | Solar Inverter |  | Outside
SRP05021 | SMA AMERICA | SB5000US | 500000 | 1 |  |  | 0.974 | Solar Inverter |  | OUTDOOR
SRP05207 | SUNPOWER CORP (ORIGINAL MFRSMA) | SPR-6000M (208V) | 6000 | 1 |  |  | 0.974 | Solar Inverter |  | Inside
SRP07994 | SOLECTRIA RENEWABLES | PVI 5000 (208V) | 500000 | 4 |  |  | 0.974 | Solar Inverter |  | OUTDOOR
SRP07994 | SOLECTRIA RENEWABLES | PVI2500-208 | 250000 | 1 |  |  | 0.974 | Solar Inverter |  | OUTDOOR
SRP07994 | SOLECTRIA RENEWABLES | PVI95KW-208 | 95000 | 2 |  |  | 0.974 | Solar Inverter |  | OUTDOOR
SRP09200 | SMA AMERICA | SUNNY BOY CONTROL-485 | 500000 | 1 |  |  | 0.974 | Solar Inverter |  | Inside
SRP09201 | SMA AMERICA | SB5000US | 500000 | 1 |  |  | 0.974 | Solar Inverter |  | Inside
SRP25803 | SMA AMERICA |  | 6000 | 1 |  |  | 0.974 | Solar Inverter |  | INDOOR
REIPNR-04625 | ADVANCED ENERGY INDUSTRIES | 3159000-104 | 500000 | 1 |  |  | 0.975 | Solar Inverter |  | Outside
REIPNR-05700 | SMA AMERICA | SC250U (480V) | 250000 | 2 |  |  | 0.975 | Solar Inverter |  | OUTDOOR
REIPNR-05710 | ADVANCED ENERGY INDUSTRIES | 3159000-104 | 333000 | 4 |  |  | 0.975 | Solar Inverter |  | Outside
REIPNR-05833 | SMA AMERICA | SC250U (480V) | 250000 | 1 |  |  | 0.975 | Solar Inverter |  | Outside
REIPNR-05835 | SMA AMERICA | SC250U (480V) | 250000 | 1 |  |  | 0.975 | Solar Inverter |  | Outside
REIPNR-05941 | SATCON TECHNOLOGY | PVS-500 (480 V) | 500000 | 1 |  |  | 0.975 | Solar Inverter |  | Inside
REIPNR-06601 | SMA AMERICA | SUNNY BOY CONTROL | 250000 | 1 |  |  | 0.975 | Solar Inverter |  | OUTDOOR
REIPNR-06602 | SMA AMERICA | SB5000US (208V) | 500000 | 1 |  |  | 0.975 | Solar Inverter |  | Inside
REIPNR-07808 | SMA AMERICA | SWR2500U (208V) | 250000 | 1 |  |  | 0.975 | Solar Inverter |  | OUTDOOR
REIPNR-07811 | SMA AMERICA | SUNNY BOY CONTROL PLUS | 250000 | 1 |  |  | 0.975 | Solar Inverter |  | OUTDOOR
REIPNR-08079 | SMA AMERICA | SWR2100U | 250000 | 1 |  |  | 0.975 | Solar Inverter |  | OUTDOOR
REIPNR-08080 | SMA AMERICA | SC250U (480V) | 250000 | 1 |  |  | 0.975 | Solar Inverter |  | INDOOR
REIPNR-08481 | SMA AMERICA | SC250U (480V) | 250000 | 1 |  |  | 0.975 | Solar Inverter |  | OUTDOOR
REIPNR-09779 | SMA AMERICA | SB5000US | 500000 | 3 |  |  | 0.975 | Solar Inverter |  | OUTDOOR
REIPNR-10398 | ADVANCED ENERGY INDUSTRIES | 3159000-104 | 500000 | 2 |  |  | 0.975 | Solar Inverter |  | OUTDOOR
REIPNR-10398 | ADVANCED ENERGY INDUSTRIES | 3159000-110 | 550000 | 11 |  |  | 0.975 | Solar Inverter |  | OUTDOOR
REIPNR-10766 | ADVANCED ENERGY INDUSTRIES | 3159000-104 | 250000 | 1 |  |  | 0.975 | Solar Inverter |  | OUTDOOR
REIPNR-10766 | ADVANCED ENERGY INDUSTRIES | 3159000-110 | 500000 | 7 |  |  | 0.975 | Solar Inverter |  | OUTDOOR
REIPNR-11382 | SATCON TECHNOLOGY | PVS-250 (480 V) | 300000 | 1 |  |  | 0.975 | Solar Inverter |  | INDOOR
REIPNR-11382 | SATCON TECHNOLOGY | PVS-250 (480 V) | 300000 | 1 |  |  | 0.975 | Solar Inverter |  | INDOOR
REIPNR-11672 | PV POWERED | PVP100KW-208 | 250000 | 1 |  |  | 0.975 | Solar Inverter |  | Inside
REIPNR-11672 | PV POWERED | PVP100KW-208 | 250000 | 1 |  |  | 0.975 | Solar Inverter |  | Inside
SRP01055 | ADVANCED ENERGY INDUSTRIES | 3159000-110 | 250000 | 1 |  |  | 0.975 | Solar Inverter |  | INDOOR
SRP01055 | ADVANCED ENERGY INDUSTRIES | 3159000-110 | 500000 | 1 |  |  | 0.975 | Solar Inverter |  | Inside
SRP01416 | SMA AMERICA | SC250U (480V) | 250000 | 1 |  |  | 0.975 | Solar Inverter |  | OUTDOOR
SRP01856 | ADVANCED ENERGY INDUSTRIES | 3159000-104 | 250000 | 1 |  |  | 0.975 | Solar Inverter |  | OUTDOOR
SRP02659 | SMA AMERICA | SB5000US (277V) | 5000 | 1 |  |  | 0.975 | Solar Inverter |  | INDOOR
SRP03009 | SOLECTRIA RENEWABLES | PVI95KW-208 | 266000 | 1 |  |  | 0.975 | Solar Inverter |  | OUTDOOR
SRP03690 | SATCON TECHNOLOGY | PVS-250 (208 V) | 250000 | 1 |  |  | 0.975 | Solar Inverter |  | OUTDOOR
SRP03690 | SATCON TECHNOLOGY | PVS-500 (480 V) | 500000 | 1 |  |  | 0.975 | Solar Inverter |  | OUTDOOR
SRP04533 | PV POWERED | PVP30KW-LV-208 | 30000 | 1 |  |  | 0.975 | Solar Inverter |  | OUTDOOR
SRP04612 | SOLECTRIA RENEWABLES | PVI 3000 (208V) | 266000 | 1 |  |  | 0.975 | Solar Inverter |  | OUTDOOR
SRP05728 | SMA AMERICA | SC250U (480V) | 250000 | 1 |  |  | 0.975 | Solar Inverter |  | OUTDOOR
SRP06112 | SMA AMERICA | SB7000US (208V) | 7000 | 1 |  |  | 0.975 | Solar Inverter |  | INDOOR
SRP06217 | SOLECTRIA RENEWABLES | PVI 5000 (240V) | 5000 | 1 |  |  | 0.975 | Solar Inverter |  | OUTDOOR
SRP06219 | SOLECTRIA RENEWABLES | PVI13KW-208 | 3300 | 2 |  |  | 0.975 | Solar Inverter |  | OUTDOOR
SRP06402 | SOLECTRIA RENEWABLES | PVI 3000 (240V) | 5000 | 1 |  |  | 0.975 | Solar Inverter |  | INDOOR
SRP06926 | SOLECTRIA RENEWABLES | PVI 3000 (208V) | 3300 | 1 |  |  | 0.975 | Solar Inverter |  | INDOOR
SRP06926 | SOLECTRIA RENEWABLES | PVI60KW-208 | 6000 | 2 |  |  | 0.975 | Solar Inverter |  | INDOOR
SRP07739 | SOLECTRIA RENEWABLES | PVI 5000-P (240V) | 5000 | 1 |  |  | 0.975 | Solar Inverter |  | OUTDOOR
SRP07810 | SMA AMERICA | SC250U (480V) | 250000 | 1 |  |  | 0.975 | Solar Inverter |  | OUTDOOR
SRP08330 | SOLECTRIA RENEWABLES | PVI 3000 (208V) | 3300 | 1 |  |  | 0.975 | Solar Inverter |  | OUTDOOR
SRP08454 | SOLECTRIA RENEWABLES | PVI 5300-P (240V) | 6000 | 1 |  |  | 0.975 | Solar Inverter |  | INDOOR
SRP09026 | SMA AMERICA | SWR2500U (208V) | 250000 | 1 |  |  | 0.975 | Solar Inverter |  | INDOOR
SRP09051 | SOLECTRIA RENEWABLES | PVI 5300-P (240V) | 6000 | 1 |  |  | 0.975 | Solar Inverter |  | INDOOR
SRP09113 | SMA AMERICA | SB1100U | 500000 | 3 |  |  | 0.975 | Solar Inverter |  | OUTDOOR
SRP09289 | SOLECTRIA RENEWABLES | PVI 5000-P (208V) | 5000 | 2 |  |  | 0.975 | Solar Inverter |  | OUTDOOR
SRP10197 | SMA AMERICA | SB6000US (240V) | 6000 | 1 |  |  | 0.975 | Solar Inverter |  | INDOOR
SRP10247 | SCHUCO USA | SB3800U (240V) | 3800 | 1 |  |  | 0.975 | Solar Inverter |  | INDOOR
SRP10345 | SOLECTRIA RENEWABLES | PVI 5300-P (240V) | 6000 | 1 |  |  | 0.975 | Solar Inverter |  | OUTDOOR
SRP10540 | SOLECTRIA RENEWABLES | PVI 5000-P (240V) | 6000 | 1 |  |  | 0.975 | Solar Inverter |  | INDOOR
SRP10609 | SOLECTRIA RENEWABLES | PVI 5000-P (240V) | 6000 | 1 |  |  | 0.975 | Solar Inverter |  | INDOOR
SRP10734 | SOLECTRIA RENEWABLES | PVI 3000 (208V) | 6000 | 1 |  |  | 0.975 | Solar Inverter |  | INDOOR
SRP10943 | SOLECTRIA RENEWABLES | PVI 5000 (208V) | 5000 | 1 |  |  | 0.975 | Solar Inverter |  | INDOOR
SRP11395 | SOLECTRIA RENEWABLES | PVI 5300-P (240V) | 6000 | 2 |  |  | 0.975 | Solar Inverter |  | OUTDOOR
SRP11445 | SOLECTRIA RENEWABLES | PVI 3000-P (240V) | 3800 | 1 |  |  | 0.975 | Solar Inverter |  | INDOOR
SRP11445 | SOLECTRIA RENEWABLES | PVI 5000-P (240V) | 5000 | 1 |  |  | 0.975 | Solar Inverter |  | INDOOR
SRP11526 | SOLECTRIA RENEWABLES | SGI 225-480 | 225000 | 2 |  |  | 0.975 | Solar Inverter |  | OUTDOOR
SRP11640 | SOLAREDGE TECHNOLOGIES | SE3000 (240V) W/ -ER-US OR A-US | 3000 | 1 |  |  | 0.975 | Solar Inverter |  | Outside
SRP11983 | SOLECTRIA RENEWABLES | PVI 5000 (208V) | 5000 | 1 |  |  | 0.975 | Solar Inverter |  | INDOOR
SRP12226 | ADVANCED ENERGY INDUSTRIES | 3159000-104 | 333000 | 1 |  |  | 0.975 | Solar Inverter |  | OUTDOOR
SRP12230 | SOLECTRIA RENEWABLES | PVI 5300-P (240V) | 6000 | 1 |  |  | 0.975 | Solar Inverter |  | OUTDOOR
SRP12342 | SOLAREDGE TECHNOLOGIES | SE3800 (240V) W/ -ER-US OR A-US | 3800 | 1 |  |  | 0.975 | Solar Inverter |  | INDOOR
SRP12353 | SOLAREDGE TECHNOLOGIES | SE3000 (208V) W/ -ER-US OR A-US | 3000 | 1 |  |  | 0.975 | Solar Inverter |  | Inside
SRP12398 | POWER-ONE | PVI-3000-I-OUTD-US | 3000 | 1 |  |  | 0.975 | Solar Inverter |  | OUTDOOR
SRP12398 | POWER-ONE | PVI-6000-OUTD-US (208 V) | 6000 | 1 |  |  | 0.975 | Solar Inverter |  | OUTDOOR
SRP12418 | SOLECTRIA RENEWABLES | PVI 5000 (240V) | 5000 | 1 |  |  | 0.975 | Solar Inverter |  | Inside
SRP12474 | SOLAREDGE TECHNOLOGIES | SE6000 (240V) W/ -ER-US OR A-US | 6000 | 1 |  |  | 0.975 | Solar Inverter |  | OUTDOOR
SRP12476 | SOLAREDGE TECHNOLOGIES | SE3800 (240V) W/ -ER-US OR A-US | 3800 | 1 |  |  | 0.975 | Solar Inverter |  | OUTDOOR
SRP12478 | SOLAREDGE TECHNOLOGIES | SE3000 (240V) W/ -ER-US OR A-US | 3000 | 1 |  |  | 0.975 | Solar Inverter |  | Inside
SRP12550 | SOLAREDGE TECHNOLOGIES | SE6000 (240V) W/ -ER-US OR A-US | 6000 | 1 |  |  | 0.975 | Solar Inverter |  | OUTDOOR
SRP12596 | SOLECTRIA RENEWABLES | PVI 3000 (240V) | 3000 | 1 |  |  | 0.975 | Solar Inverter |  | Inside
SRP12596 | SOLECTRIA RENEWABLES | PVI 3000 (240V) | 3000 | 1 |  |  | 0.975 | Solar Inverter |  | Inside
SRP12632 | SOLECTRIA RENEWABLES | PVI 3000 (240V) | 3800 | 1 |  |  | 0.975 | Solar Inverter |  | INDOOR
SRP12632 | SOLECTRIA RENEWABLES | PVI 3000-P (208V) | 3800 | 1 |  |  | 0.975 | Solar Inverter |  | INDOOR
SRP12824 | SUNPOWER CORP (ORIGINAL MFRSMA) | SPR-7000M (277V) | 10000 | 1 |  |  | 0.975 | Solar Inverter |  | OUTDOOR
SRP13001 | SOLAREDGE TECHNOLOGIES | SE3800 (208V) W/ -ER-US OR A-US | 3800 | 1 |  |  | 0.975 | Solar Inverter |  | INDOOR
SRP13101 | SOLAREDGE TECHNOLOGIES | SE3800 (240V) W/ -ER-US OR A-US | 3800 | 2 |  |  | 0.975 | Solar Inverter |  | Inside
SRP13119 | SOLAREDGE TECHNOLOGIES | SE5000 (208V) W/ -ER-US OR A-US | 5000 | 1 |  |  | 0.975 | Solar Inverter |  | OUTDOOR
SRP13120 | SOLAREDGE TECHNOLOGIES | SE6000 (240V) W/ -ER-US OR A-US | 6000 | 1 |  |  | 0.975 | Solar Inverter |  | OUTDOOR
SRP13122 | SOLAREDGE TECHNOLOGIES | SE6000 (240V) W/ -ER-US OR A-US | 6000 | 1 |  |  | 0.975 | Solar Inverter |  | Inside
SRP13122 | SOLAREDGE TECHNOLOGIES | SE6000 (240V) W/ -ER-US OR A-US | 6000 | 1 |  |  | 0.975 | Solar Inverter |  | Inside
SRP13123 | SOLAREDGE TECHNOLOGIES | SE6000 (240V) W/ -ER-US OR A-US | 6000 | 1 |  |  | 0.975 | Solar Inverter |  | OUTDOOR
SRP13127 | SOLAREDGE TECHNOLOGIES | SE3800 (240V) W/ -ER-US OR A-US | 3800 | 1 |  |  | 0.975 | Solar Inverter |  | Inside
SRP13127 | SOLAREDGE TECHNOLOGIES | SE5000 (208V) W/ -ER-US OR A-US | 5000 | 1 |  |  | 0.975 | Solar Inverter |  | Inside
SRP13311 | SOLAREDGE TECHNOLOGIES | SE5000 (208V) W/ -ER-US OR A-US | 5000 | 1 |  |  | 0.975 | Solar Inverter |  | Inside
SRP13313 | SOLAREDGE TECHNOLOGIES | SE5000 (240V) W/ -ER-US OR A-US | 5000 | 1 |  |  | 0.975 | Solar Inverter |  | Inside
SRP13315 | SOLAREDGE TECHNOLOGIES | SE3800 (240V) W/ -ER-US OR A-US | 3800 | 1 |  |  | 0.975 | Solar Inverter |  | OUTDOOR
SRP13343 | SOLAREDGE TECHNOLOGIES | SE6000 (240V) W/ -ER-US OR A-US | 6000 | 1 |  |  | 0.975 | Solar Inverter |  | Inside
SRP13348 | SOLAREDGE TECHNOLOGIES | SE3800 (240V) W/ -ER-US OR A-US | 3800 | 1 |  |  | 0.975 | Solar Inverter |  | OUTDOOR
SRP13354 | SOLAREDGE TECHNOLOGIES | SE6000 (208V) W/ -ER-US OR A-US | 6000 | 1 |  |  | 0.975 | Solar Inverter |  | Inside
SRP13359 | SOLAREDGE TECHNOLOGIES | SE3800 (240V) W/ -ER-US OR A-US | 3800 | 1 |  |  | 0.975 | Solar Inverter |  | OUTDOOR
SRP13459 | SOLAREDGE TECHNOLOGIES | SE6000 (208V) W/ -ER-US OR A-US | 6000 | 2 |  |  | 0.975 | Solar Inverter |  | Inside
SRP13490 | SOLAREDGE TECHNOLOGIES | SE6000 (240V) W/ -ER-US OR A-US | 6000 | 1 |  |  | 0.975 | Solar Inverter |  | INDOOR
SRP13496 | SOLECTRIA RENEWABLES | PVI 5300-P (240V) | 6000 | 1 |  |  | 0.975 | Solar Inverter |  | Inside
SRP13498 | SOLAREDGE TECHNOLOGIES | SE3000 (240V) W/ -ER-US OR A-US | 3000 | 1 |  |  | 0.975 | Solar Inverter |  | Inside
SRP13498 | SOLAREDGE TECHNOLOGIES | SE6000 (240V) W/ -ER-US OR A-US | 6000 | 1 |  |  | 0.975 | Solar Inverter |  | Inside
SRP13508 | SOLAREDGE TECHNOLOGIES | SE3800 (240V) W/ -ER-US OR A-US | 3800 | 2 |  |  | 0.975 | Solar Inverter |  | OUTDOOR
SRP13511 | SOLAREDGE TECHNOLOGIES | SE3000 (240V) W/ -ER-US OR A-US | 3000 | 1 |  |  | 0.975 | Solar Inverter |  | Inside
SRP13511 | SOLAREDGE TECHNOLOGIES | SE5000 (240V) W/ -ER-US OR A-US | 5000 | 1 |  |  | 0.975 | Solar Inverter |  | Inside
SRP13516 | SOLAREDGE TECHNOLOGIES | SE3000 (208V) W/ -ER-US OR A-US | 3000 | 1 |  |  | 0.975 | Solar Inverter |  | OUTDOOR
SRP13528 | ADVANCED ENERGY INDUSTRIES | AE 500TX-480 | 500000 | 1 |  |  | 0.975 | Solar Inverter |  | OUTDOOR
SRP13591 | SOLAREDGE TECHNOLOGIES | SE5000 (208V) W/ -ER-US OR A-US | 5000 | 2 |  |  | 0.975 | Solar Inverter |  | OUTDOOR
SRP13638 | SOLAREDGE TECHNOLOGIES | SE3000 (240V) W/ -ER-US OR A-US | 3000 | 1 |  |  | 0.975 | Solar Inverter |  | Inside
SRP13638 | SOLAREDGE TECHNOLOGIES | SE6000 (240V) W/ -ER-US OR A-US | 6000 | 1 |  |  | 0.975 | Solar Inverter |  | Inside
SRP13644 | SOLECTRIA RENEWABLES | PVI 3000 (208V) | 3000 | 1 |  |  | 0.975 | Solar Inverter |  | Inside
SRP13644 | SOLECTRIA RENEWABLES | PVI 3000 (208V) | 3800 | 1 |  |  | 0.975 | Solar Inverter |  | Inside
SRP13684 | SOLAREDGE TECHNOLOGIES | SE5000 (208V) W/ -ER-US OR A-US | 5000 | 1 |  |  | 0.975 | Solar Inverter |  | INDOOR
SRP13686 | SOLAREDGE TECHNOLOGIES | SE3000 (240V) W/ -ER-US OR A-US | 3000 | 1 |  |  | 0.975 | Solar Inverter |  | OUTDOOR
SRP13686 | SOLAREDGE TECHNOLOGIES | SE3800 (208V) W/ -ER-US OR A-US | 3800 | 1 |  |  | 0.975 | Solar Inverter |  | OUTDOOR
SRP13777 | SMA AMERICA | SWR2500U (208V) | 250000 | 1 |  |  | 0.975 | Solar Inverter |  | INDOOR
SRP13800 | SOLAREDGE TECHNOLOGIES | SE3800 (208V) W/ -ER-US OR A-US | 3800 | 1 |  |  | 0.975 | Solar Inverter |  | Inside
SRP13800 | SOLAREDGE TECHNOLOGIES | SE3800 (208V) W/ -ER-US OR A-US | 3800 | 1 |  |  | 0.975 | Solar Inverter |  | Inside
SRP13804 | SOLAREDGE TECHNOLOGIES | SE6000 (240V) W/ -ER-US OR A-US | 6000 | 1 |  |  | 0.975 | Solar Inverter |  | OUTDOOR
SRP13804 | SOLAREDGE TECHNOLOGIES | SE6000 (240V) W/ -ER-US OR A-US | 6000 | 1 |  |  | 0.975 | Solar Inverter |  | OUTDOOR
SRP13846 | PV POWERED | PVP75KW-480 | 75000 | 1 |  |  | 0.975 | Solar Inverter |  | OUTDOOR
SRP13851 | SOLECTRIA RENEWABLES | SGI 225-480 | 225000 | 1 |  |  | 0.975 | Solar Inverter |  | OUTDOOR
SRP14044 | SOLAREDGE TECHNOLOGIES | SE3000 (240V) W/ -ER-US OR A-US | 3000 | 1 |  |  | 0.975 | Solar Inverter |  | OUTDOOR
SRP14046 | SOLAREDGE TECHNOLOGIES | SE3800 (208V) W/ -ER-US OR A-US | 3800 | 1 |  |  | 0.975 | Solar Inverter |  | OUTDOOR
SRP14105 | SOLAREDGE TECHNOLOGIES | SE5000 (240V) W/ -ER-US OR A-US | 5000 | 4 |  |  | 0.975 | Solar Inverter |  | Inside
SRP14120 | SOLAREDGE TECHNOLOGIES | SE6000 (240V) W/ -ER-US OR A-US | 6000 | 1 |  |  | 0.975 | Solar Inverter |  | Inside
SRP14120 | SOLAREDGE TECHNOLOGIES | SE6000 (240V) W/ -ER-US OR A-US | 6000 | 1 |  |  | 0.975 | Solar Inverter |  | Inside
SRP14210 | SOLAREDGE TECHNOLOGIES | SE3000 (208V) W/ -ER-US OR A-US | 3000 | 1 |  |  | 0.975 | Solar Inverter |  | OUTDOOR
SRP14210 | SOLAREDGE TECHNOLOGIES | SE3800 (208V) W/ -ER-US OR A-US | 3800 | 1 |  |  | 0.975 | Solar Inverter |  | OUTDOOR
SRP14355 | ADVANCED ENERGY INDUSTRIES | AE 500TX-480 | 500000 | 2 |  |  | 0.975 | Solar Inverter |  | OUTDOOR
SRP14475 | SOLAREDGE TECHNOLOGIES | SE5000 (240V) W/ -ER-US OR A-US | 5000 | 1 |  |  | 0.975 | Solar Inverter |  | OUTDOOR
SRP14551 | SOLAREDGE TECHNOLOGIES | SE6000 (240V) W/ -ER-US OR A-US | 6000 | 1 |  |  | 0.975 | Solar Inverter |  | Inside
SRP14677 | SOLAREDGE TECHNOLOGIES | SE6000 (240V) W/ -ER-US OR A-US | 6000 | 1 |  |  | 0.975 | Solar Inverter |  | Inside
SRP14690 | SOLAREDGE TECHNOLOGIES | SE3800 (240V) W/ -ER-US OR A-US | 3800 | 1 |  |  | 0.975 | Solar Inverter |  | Inside
SRP14690 | SOLAREDGE TECHNOLOGIES | SE3800 (240V) W/ -ER-US OR A-US | 3800 | 1 |  |  | 0.975 | Solar Inverter |  | Inside
SRP14695 | SOLAREDGE TECHNOLOGIES | SE6000 (240V) W/ -ER-US OR A-US | 6000 | 1 |  |  | 0.975 | Solar Inverter |  | Inside
SRP14724 | SOLAREDGE TECHNOLOGIES | SE6000 (208V) W/ -ER-US OR A-US | 6000 | 1 |  |  | 0.975 | Solar Inverter |  | OUTDOOR
SRP14730 | SOLAREDGE TECHNOLOGIES | SE3000 (208V) W/ -ER-US OR A-US | 3000 | 1 |  |  | 0.975 | Solar Inverter |  | OUTDOOR
SRP14730 | SOLAREDGE TECHNOLOGIES | SE3800 (208V) W/ -ER-US OR A-US | 3800 | 1 |  |  | 0.975 | Solar Inverter |  | OUTDOOR
SRP14732 | SOLAREDGE TECHNOLOGIES | SE6000 (240V) W/ -ER-US OR A-US | 6000 | 1 |  |  | 0.975 | Solar Inverter |  | Inside
SRP14733 | SOLAREDGE TECHNOLOGIES | SE6000 (240V) W/ -ER-US OR A-US | 6000 | 1 |  |  | 0.975 | Solar Inverter |  | OUTDOOR
SRP14733 | SOLAREDGE TECHNOLOGIES | SE6000 (240V) W/ -ER-US OR A-US | 6000 | 1 |  |  | 0.975 | Solar Inverter |  | OUTDOOR
SRP14836 | SOLAREDGE TECHNOLOGIES | SE5000 (240V) W/ -ER-US OR A-US | 5000 | 1 |  |  | 0.975 | Solar Inverter |  | Inside
SRP14860 | SOLAREDGE TECHNOLOGIES | SE5000 (208V) W/ -ER-US OR A-US | 5000 | 1 |  |  | 0.975 | Solar Inverter |  | Inside
SRP14952 | SOLAREDGE TECHNOLOGIES | SE3000 (240V) W/ -ER-US OR A-US | 3000 | 1 |  |  | 0.975 | Solar Inverter |  | OUTDOOR
SRP14982 | SOLAREDGE TECHNOLOGIES | SE3800 (240V) W/ -ER-US OR A-US | 3800 | 1 |  |  | 0.975 | Solar Inverter |  | Inside
SRP14982 | SOLAREDGE TECHNOLOGIES | SE6000 (240V) W/ -ER-US OR A-US | 6000 | 1 |  |  | 0.975 | Solar Inverter |  | Inside
SRP14985 | SOLAREDGE TECHNOLOGIES | SE3000 (240V) W/ -ER-US OR A-US | 3000 | 1 |  |  | 0.975 | Solar Inverter |  | Inside
SRP15012 | SOLAREDGE TECHNOLOGIES | SE5000 (240V) W/ -ER-US OR A-US | 5000 | 1 |  |  | 0.975 | Solar Inverter |  | Inside
SRP15012 | SOLAREDGE TECHNOLOGIES | SE5000 (240V) W/ -ER-US OR A-US | 5000 | 1 |  |  | 0.975 | Solar Inverter |  | Inside
SRP15084 | SOLECTRIA RENEWABLES | PVI 3000 (208V) | 3000 | 1 |  |  | 0.975 | Solar Inverter |  | Inside
SRP15084 | SOLECTRIA RENEWABLES | PVI 3000 (208V) | 3800 | 1 |  |  | 0.975 | Solar Inverter |  | Inside
SRP15191 | SOLAREDGE TECHNOLOGIES | SE6000 (240V) W/ -ER-US OR A-US | 6000 | 1 |  |  | 0.975 | Solar Inverter |  | OUTDOOR
SRP15203 | SOLAREDGE TECHNOLOGIES | SE5000 (240V) W/ -ER-US OR A-US | 5000 | 1 |  |  | 0.975 | Solar Inverter |  | Inside
SRP15386 | SOLAREDGE TECHNOLOGIES | SE6000 (240V) W/ -ER-US OR A-US | 6000 | 1 |  |  | 0.975 | Solar Inverter |  | OUTDOOR
SRP15510 | SOLAREDGE TECHNOLOGIES | SE6000 (208V) W/ -ER-US OR A-US | 6000 | 1 |  |  | 0.975 | Solar Inverter |  | Inside
SRP15586 | SOLAREDGE TECHNOLOGIES | SE3800 (240V) W/ -ER-US OR A-US | 3800 | 1 |  |  | 0.975 | Solar Inverter |  | OUTDOOR
SRP15586 | SOLAREDGE TECHNOLOGIES | SE5000 (240V) W/ -ER-US OR A-US | 5000 | 1 |  |  | 0.975 | Solar Inverter |  | OUTDOOR
SRP15813 | SOLAREDGE TECHNOLOGIES | SE5000 (240V) W/ -ER-US OR A-US | 5000 | 1 |  |  | 0.975 | Solar Inverter |  | Inside
SRP15937 | SOLAREDGE TECHNOLOGIES | SE3000 (240V) W/ -ER-US OR A-US | 3000 | 1 |  |  | 0.975 | Solar Inverter |  | OUTDOOR
SRP16052 | SOLAREDGE TECHNOLOGIES | SE6000 (240V) W/ -ER-US OR A-US | 6000 | 2 |  |  | 0.975 | Solar Inverter |  | Outside
SRP16095 | SOLAREDGE TECHNOLOGIES | SE3800 (240V) W/ -ER-US OR A-US | 3800 | 1 |  |  | 0.975 | Solar Inverter |  | Inside
SRP16192 | SOLAREDGE TECHNOLOGIES | SE3000 (240V) W/ -ER-US OR A-US | 3000 | 1 |  |  | 0.975 | Solar Inverter |  | Inside
SRP16230 | SOLAREDGE TECHNOLOGIES | SE3800 (240V) W/ -ER-US OR A-US | 3800 | 2 |  |  | 0.975 | Solar Inverter |  | OUTDOOR
SRP16234 | SOLAREDGE TECHNOLOGIES | SE3800 (240V) W/ -ER-US OR A-US | 3800 | 1 |  |  | 0.975 | Solar Inverter |  | OUTDOOR
SRP16234 | SOLAREDGE TECHNOLOGIES | SE3800 (240V) W/ -ER-US OR A-US | 3800 | 1 |  |  | 0.975 | Solar Inverter |  | OUTDOOR
SRP16259 | SOLAREDGE TECHNOLOGIES | SE5000 (240V) W/ -ER-US OR A-US | 5000 | 1 |  |  | 0.975 | Solar Inverter |  | OUTDOOR
SRP16557 | SOLAREDGE TECHNOLOGIES | SE3800 (240V) W/ -ER-US OR A-US | 3800 | 1 |  |  | 0.975 | Solar Inverter |  | OUTDOOR
SRP16606 | SOLAREDGE TECHNOLOGIES | SE6000 (240V) W/ -ER-US OR A-US | 6000 | 1 |  |  | 0.975 | Solar Inverter |  | OUTDOOR
SRP16606 | SOLAREDGE TECHNOLOGIES | SE6000 (240V) W/ -ER-US OR A-US | 6000 | 1 |  |  | 0.975 | Solar Inverter |  | OUTDOOR
SRP16610 | SOLAREDGE TECHNOLOGIES | SE3800 (240V) W/ -ER-US OR A-US | 3800 | 1 |  |  | 0.975 | Solar Inverter |  | OUTDOOR
SRP16610 | SOLAREDGE TECHNOLOGIES | SE5000 (240V) W/ -ER-US OR A-US | 5000 | 2 |  |  | 0.975 | Solar Inverter |  | OUTDOOR
SRP16730 | SOLAREDGE TECHNOLOGIES | SE3800 (240V) W/ -ER-US OR A-US | 3800 | 1 |  |  | 0.975 | Solar Inverter |  | OUTDOOR
SRP16730 | SOLAREDGE TECHNOLOGIES | SE5000 (240V) W/ -ER-US OR A-US | 5000 | 1 |  |  | 0.975 | Solar Inverter |  | OUTDOOR
SRP16730 | SOLAREDGE TECHNOLOGIES | SE5000 (240V) W/ -ER-US OR A-US | 5000 | 1 |  |  | 0.975 | Solar Inverter |  | OUTDOOR
SRP16983 | SOLAREDGE TECHNOLOGIES | SE3800 (240V) W/ -ER-US OR A-US | 3800 | 1 |  |  | 0.975 | Solar Inverter |  | OUTDOOR
SRP16983 | SOLAREDGE TECHNOLOGIES | SE6000 (240V) W/ -ER-US OR A-US | 6000 | 1 |  |  | 0.975 | Solar Inverter |  | OUTDOOR
SRP17009 | SOLECTRIA RENEWABLES | PVI 5000-P (240V) | 5000 | 1 |  |  | 0.975 | Solar Inverter |  | INDOOR
SRP17197 | SOLAREDGE TECHNOLOGIES | SE6000 (240V) W/ -ER-US OR A-US | 6000 | 1 |  |  | 0.975 | Solar Inverter |  | Inside
SRP17216 | SOLAREDGE TECHNOLOGIES | SE6000 (240V) W/ -ER-US OR A-US | 6000 | 1 |  |  | 0.975 | Solar Inverter |  | Inside
SRP17216 | SOLAREDGE TECHNOLOGIES | SE6000 (240V) W/ -ER-US OR A-US | 6000 | 1 |  |  | 0.975 | Solar Inverter |  | Inside
SRP17455 | SOLAREDGE TECHNOLOGIES | SE6000 (240V) W/ -ER-US OR A-US | 6000 | 1 |  |  | 0.975 | Solar Inverter |  | INDOOR
SRP17457 | REFUSOL | 804R012 | 12000 | 1 |  |  | 0.975 | Solar Inverter |  | OUTDOOR
SRP17513 | SOLAREDGE TECHNOLOGIES | SE6000 (240V) W/ -ER-US OR A-US | 6000 | 1 |  |  | 0.975 | Solar Inverter |  | Inside
SRP17637 | ADVANCED ENERGY INDUSTRIES | SOLARON 333KW (3159000-XXXX) | 333000 | 1 |  |  | 0.975 | Solar Inverter |  | OUTDOOR
SRP17773 | SOLAREDGE TECHNOLOGIES | SE3800 (240V) W/ -ER-US OR A-US | 3800 | 1 |  |  | 0.975 | Solar Inverter |  | OUTDOOR
SRP17773 | SOLAREDGE TECHNOLOGIES | SE3800 (240V) W/ -ER-US OR A-US | 3800 | 1 |  |  | 0.975 | Solar Inverter |  | OUTDOOR
SRP17896 | SOLAREDGE TECHNOLOGIES | SE3800 (240V) W/ -ER-US OR A-US | 3800 | 1 |  |  | 0.975 | Solar Inverter |  | Inside
SRP17914 | POWER-ONE | TRIO-27.6-TL-OUTD-US-480 | 27600 | 9 |  |  | 0.975 | Solar Inverter |  | OUTDOOR
SRP18076 | SOLAREDGE TECHNOLOGIES | SE6000 (240V) W/ -ER-US OR A-US | 6000 | 1 |  |  | 0.975 | Solar Inverter |  | OUTDOOR
SRP18076 | SOLAREDGE TECHNOLOGIES | SE6000 (240V) W/ -ER-US OR A-US | 6000 | 1 |  |  | 0.975 | Solar Inverter |  | OUTDOOR
SRP18090 | AU OPTRONICS | PM250MA1_265 | 27600 | 9 |  |  | 0.975 | Solar Inverter |  | OUTDOOR
SRP18135 | SOLAREDGE TECHNOLOGIES | SE5000 (208V) W/ -ER-US OR A-US | 5000 | 1 |  |  | 0.975 | Solar Inverter |  | OUTDOOR
SRP18136 | SOLAREDGE TECHNOLOGIES | SE5000 (208V) W/ -ER-US OR A-US | 5000 | 1 |  |  | 0.975 | Solar Inverter |  | OUTDOOR
SRP18136 | SOLAREDGE TECHNOLOGIES | SE6000 (240V) W/ -ER-US OR A-US | 6000 | 1 |  |  | 0.975 | Solar Inverter |  | Outside
SRP18143 | SOLAREDGE TECHNOLOGIES | SE3000 (240V) W/ -ER-US OR A-US | 3000 | 1 |  |  | 0.975 | Solar Inverter |  | Inside
SRP18171 | SOLAREDGE TECHNOLOGIES | SE3000 (240V) W/ -ER-US OR A-US | 3000 | 1 |  |  | 0.975 | Solar Inverter |  | INDOOR
SRP18254 | SOLAREDGE TECHNOLOGIES | SE3800 (240V) W/ -ER-US OR A-US | 3800 | 1 |  |  | 0.975 | Solar Inverter |  | OUTDOOR
SRP18254 | SOLAREDGE TECHNOLOGIES | SE5000 (240V) W/ -ER-US OR A-US | 5000 | 1 |  |  | 0.975 | Solar Inverter |  | OUTDOOR
SRP18277 | SOLAREDGE TECHNOLOGIES | SE5000 (240V) W/ -ER-US OR A-US | 5000 | 1 |  |  | 0.975 | Solar Inverter |  | INDOOR
SRP18300 | SOLAREDGE TECHNOLOGIES | SE3800 (240V) W/ -ER-US OR A-US | 3800 | 1 |  |  | 0.975 | Solar Inverter |  | OUTDOOR
SRP18508 | SOLAREDGE TECHNOLOGIES | SE6000 (240V) W/ -ER-US OR A-US | 6000 | 1 |  |  | 0.975 | Solar Inverter |  | Inside
SRP18508 | SOLAREDGE TECHNOLOGIES | SE6000 (240V) W/ -ER-US OR A-US | 6000 | 1 |  |  | 0.975 | Solar Inverter |  | Inside
SRP18514 | SOLAREDGE TECHNOLOGIES | SE3800 (240V) W/ -ER-US OR A-US | 3800 | 1 |  |  | 0.975 | Solar Inverter |  | OUTDOOR
SRP18514 | SOLAREDGE TECHNOLOGIES | SE5000 (240V) W/ -ER-US OR A-US | 5000 | 2 |  |  | 0.975 | Solar Inverter |  | OUTDOOR
SRP18602 | SOLAREDGE TECHNOLOGIES | SE3000 (240V) W/ -ER-US OR A-US | 3000 | 1 |  |  | 0.975 | Solar Inverter |  | OUTDOOR
SRP18602 | SOLAREDGE TECHNOLOGIES | SE3800 (240V) W/ -ER-US OR A-US | 3800 | 1 |  |  | 0.975 | Solar Inverter |  | OUTDOOR
SRP18615 | SOLAREDGE TECHNOLOGIES | SE3000 (240V) W/ -ER-US OR A-US | 3000 | 1 |  |  | 0.975 | Solar Inverter |  | OUTDOOR
SRP18680 | SOLAREDGE TECHNOLOGIES | SE3800 (240V) W/ -ER-US OR A-US | 3800 | 1 |  |  | 0.975 | Solar Inverter |  | OUTDOOR
SRP18680 | SOLAREDGE TECHNOLOGIES | SE3800 (240V) W/ -ER-US OR A-US | 3800 | 1 |  |  | 0.975 | Solar Inverter |  | OUTDOOR
SRP18720 | SMA AMERICA | SB6000US (240V) | 6000 | 1 |  |  | 0.975 | Solar Inverter |  | INDOOR
SRP18720 | SMA AMERICA | SB7000US (240V) | 7000 | 1 |  |  | 0.975 | Solar Inverter |  | INDOOR
SRP18721 | SOLAREDGE TECHNOLOGIES | SE3800 (240V) W/ -ER-US OR A-US | 3800 | 1 |  |  | 0.975 | Solar Inverter |  | OUTDOOR
SRP18721 | SOLAREDGE TECHNOLOGIES | SE5000 (240V) W/ -ER-US OR A-US | 5000 | 1 |  |  | 0.975 | Solar Inverter |  | OUTDOOR
SRP18764 | SOLAREDGE TECHNOLOGIES | SE3000 (240V) W/ -ER-US OR A-US | 3000 | 1 |  |  | 0.975 | Solar Inverter |  | OUTDOOR
SRP18779 | SOLAREDGE TECHNOLOGIES | SE3800 (240V) W/ -ER-US OR A-US | 3800 | 1 |  |  | 0.975 | Solar Inverter |  | INDOOR
SRP18779 | SOLAREDGE TECHNOLOGIES | SE3800 (240V) W/ -ER-US OR A-US | 3800 | 1 |  |  | 0.975 | Solar Inverter |  | INDOOR
SRP18976 | SOLAREDGE TECHNOLOGIES | SE6000 (240V) W/ -ER-US OR A-US | 6000 | 1 |  |  | 0.975 | Solar Inverter |  | INDOOR
SRP19119 | SOLAREDGE TECHNOLOGIES | SE5000 (240V) W/ -ER-US OR A-US | 5000 | 1 |  |  | 0.975 | Solar Inverter |  | Inside
SRP19215 | SOLAREDGE TECHNOLOGIES | SE3800 (240V) W/ -ER-US OR A-US | 3800 | 1 |  |  | 0.975 | Solar Inverter |  | OUTDOOR
SRP19223 | SOLAREDGE TECHNOLOGIES | SE3000 (240V) W/ -ER-US OR A-US | 3000 | 1 |  |  | 0.975 | Solar Inverter |  | INDOOR
SRP19223 | SOLAREDGE TECHNOLOGIES | SE3800 (240V) W/ -ER-US OR A-US | 3800 | 1 |  |  | 0.975 | Solar Inverter |  | INDOOR
SRP19241 | SOLAREDGE TECHNOLOGIES | SE3800 (240V) W/ -ER-US OR A-US | 3800 | 1 |  |  | 0.975 | Solar Inverter |  | OUTDOOR
SRP19241 | SOLAREDGE TECHNOLOGIES | SE3800 (240V) W/ -ER-US OR A-US | 3800 | 1 |  |  | 0.975 | Solar Inverter |  | OUTDOOR
SRP19250 | SOLAREDGE TECHNOLOGIES | SE3000 (240V) W/ -ER-US OR A-US | 3000 | 1 |  |  | 0.975 | Solar Inverter |  | OUTDOOR
SRP19250 | SOLAREDGE TECHNOLOGIES | SE6000 (240V) W/ -ER-US OR A-US | 6000 | 1 |  |  | 0.975 | Solar Inverter |  | OUTDOOR
SRP19258 | SOLAREDGE TECHNOLOGIES | SE5000 (240V) W/ -ER-US OR A-US | 5000 | 1 |  |  | 0.975 | Solar Inverter |  | OUTDOOR
SRP19258 | SOLAREDGE TECHNOLOGIES | SE6000 (240V) W/ -ER-US OR A-US | 6000 | 1 |  |  | 0.975 | Solar Inverter |  | OUTDOOR
SRP19319 | SOLAREDGE TECHNOLOGIES | SE3000 (240V) W/ -ER-US OR A-US | 3000 | 1 |  |  | 0.975 | Solar Inverter |  | INDOOR
SRP19319 | SOLAREDGE TECHNOLOGIES | SE3800 (240V) W/ -ER-US OR A-US | 3800 | 1 |  |  | 0.975 | Solar Inverter |  | INDOOR
SRP19426 | SOLAREDGE TECHNOLOGIES | SE6000 (208V) W/ -ER-US OR A-US | 6000 | 1 |  |  | 0.975 | Solar Inverter |  | OUTDOOR
SRP19506 | SOLAREDGE TECHNOLOGIES | SE5000 (240V) W/ -ER-US OR A-US | 5000 | 1 |  |  | 0.975 | Solar Inverter |  | OUTDOOR
SRP19516 | SOLAREDGE TECHNOLOGIES | SE3800 (240V) W/ -ER-US OR A-US | 3800 | 1 |  |  | 0.975 | Solar Inverter |  | INDOOR
SRP19516 | SOLAREDGE TECHNOLOGIES | SE5000 (240V) W/ -ER-US OR A-US | 5000 | 1 |  |  | 0.975 | Solar Inverter |  | INDOOR
SRP19517 | SOLAREDGE TECHNOLOGIES | SE3800 (208V) W/ -ER-US OR A-US | 3800 | 1 |  |  | 0.975 | Solar Inverter |  | INDOOR
SRP19521 | SOLAREDGE TECHNOLOGIES | SE3800 (240V) W/ -ER-US OR A-US | 3800 | 1 |  |  | 0.975 | Solar Inverter |  | OUTDOOR
SRP19523 | ADVANCED ENERGY INDUSTRIES | AE 260TX-480 | 260000 | 1 |  |  | 0.975 | Solar Inverter |  | OUTDOOR
SRP19523 | ADVANCED ENERGY INDUSTRIES | AE 500TX-480 | 500000 | 1 |  |  | 0.975 | Solar Inverter |  | OUTDOOR
SRP19564 | SOLAREDGE TECHNOLOGIES | SE3800 (240V) W/ -ER-US OR A-US | 3800 | 1 |  |  | 0.975 | Solar Inverter |  | OUTDOOR
SRP19564 | SOLAREDGE TECHNOLOGIES | SE5000 (240V) W/ -ER-US OR A-US | 5000 | 1 |  |  | 0.975 | Solar Inverter |  | OUTDOOR
SRP19564 | SOLAREDGE TECHNOLOGIES | SE5000 (240V) W/ -ER-US OR A-US | 5000 | 1 |  |  | 0.975 | Solar Inverter |  | OUTDOOR
SRP20058 | ADVANCED ENERGY INDUSTRIES | AE 260TX-480 | 220000 | 1 |  |  | 0.975 | Solar Inverter |  | OUTDOOR
SRP20059 | SOLAREDGE TECHNOLOGIES | SE5000 (240V) W/ -ER-US OR A-US | 5000 | 1 |  |  | 0.975 | Solar Inverter |  | OUTDOOR
SRP20067 | SOLAREDGE TECHNOLOGIES | SE3800 (240V) W/ -ER-US OR A-US | 3800 | 1 |  |  | 0.975 | Solar Inverter |  | INDOOR
SRP20067 | SOLAREDGE TECHNOLOGIES | SE3800 (240V) W/ -ER-US OR A-US | 3800 | 1 |  |  | 0.975 | Solar Inverter |  | INDOOR
SRP20154 | SOLAREDGE TECHNOLOGIES | SE5000 (240V) W/ -ER-US OR A-US | 5000 | 1 |  |  | 0.975 | Solar Inverter |  | OUTDOOR
SRP20250 | SOLAREDGE TECHNOLOGIES | SE5000 (240V) W/ -ER-US OR A-US | 5000 | 1 |  |  | 0.975 | Solar Inverter |  | INDOOR
SRP20250 | SOLAREDGE TECHNOLOGIES | SE5000 (240V) W/ -ER-US OR A-US | 5000 | 1 |  |  | 0.975 | Solar Inverter |  | INDOOR
SRP20253 | SOLAREDGE TECHNOLOGIES | SE3000 (240V) W/ -ER-US OR A-US | 3000 | 1 |  |  | 0.975 | Solar Inverter |  | OUTDOOR
SRP20291 | SOLAREDGE TECHNOLOGIES | SE3800 (240V) W/ -ER-US OR A-US | 3800 | 1 |  |  | 0.975 | Solar Inverter |  | OUTDOOR
SRP20385 | SOLAREDGE TECHNOLOGIES | SE5000 (240V) W/ -ER-US OR A-US | 5000 | 1 |  |  | 0.975 | Solar Inverter |  | OUTDOOR
SRP20385 | SOLAREDGE TECHNOLOGIES | SE5000 (240V) W/ -ER-US OR A-US | 5000 | 1 |  |  | 0.975 | Solar Inverter |  | OUTDOOR
SRP20394 | SOLAREDGE TECHNOLOGIES | SE3800 (240V) W/ -ER-US OR A-US | 3800 | 1 |  |  | 0.975 | Solar Inverter |  | OUTDOOR
SRP20498 | SOLAREDGE TECHNOLOGIES | SE3800 (240V) W/ -ER-US OR A-US | 3800 | 1 |  |  | 0.975 | Solar Inverter |  | OUTDOOR
SRP20499 | SOLAREDGE TECHNOLOGIES | SE5000 (240V) W/ -ER-US OR A-US | 5000 | 1 |  |  | 0.975 | Solar Inverter |  | OUTDOOR
SRP20507 | SOLAREDGE TECHNOLOGIES | SE3800 (240V) W/ -ER-US OR A-US | 3800 | 1 |  |  | 0.975 | Solar Inverter |  | Inside
SRP20507 | SOLAREDGE TECHNOLOGIES | SE5000 (240V) W/ -ER-US OR A-US | 5000 | 1 |  |  | 0.975 | Solar Inverter |  | Inside
SRP20521 | SAMIL POWER CO | SOLARRIVER7000TL-US (208V) | 7000 | 1 |  |  | 0.975 | Solar Inverter |  | OUTDOOR
SRP20529 | SAMIL POWER | SOLARRIVER5000TL-US (208V) | 5000 | 1 |  |  | 0.975 | Solar Inverter |  | OUTDOOR
SRP20611 | SOLAREDGE TECHNOLOGIES | SE5000 (240V) W/ -ER-US OR A-US | 5000 | 1 |  |  | 0.975 | Solar Inverter |  | INDOOR
SRP20631 | SAMIL POWER | SOLARRIVER6000TL-US (277V) | 8000 | 1 |  |  | 0.975 | Solar Inverter |  | OUTDOOR
SRP20657 | SOLAREDGE TECHNOLOGIES | SE3800 (240V) W/ -ER-US OR A-US | 3800 | 1 |  |  | 0.975 | Solar Inverter |  | INDOOR
SRP20691 | SOLAREDGE TECHNOLOGIES | SE3800 (240V) W/ -ER-US OR A-US | 3800 | 1 |  |  | 0.975 | Solar Inverter |  | INDOOR
SRP20692 | SOLAREDGE TECHNOLOGIES | SE6000 (240V) W/ -ER-US OR A-US | 6000 | 1 |  |  | 0.975 | Solar Inverter |  | OUTDOOR
SRP20693 | SOLAREDGE TECHNOLOGIES | SE3800 (208V) W/ -ER-US OR A-US | 3800 | 2 |  |  | 0.975 | Solar Inverter |  | INDOOR
SRP20694 | SOLAREDGE TECHNOLOGIES | SE6000 (240V) W/ -ER-US OR A-US | 6000 | 1 |  |  | 0.975 | Solar Inverter |  | Inside
SRP20704 | SOLAREDGE TECHNOLOGIES | SE5000 (240V) W/ -ER-US OR A-US | 5000 | 1 |  |  | 0.975 | Solar Inverter |  | INDOOR
SRP20704 | SOLAREDGE TECHNOLOGIES | SE6000 (240V) W/ -ER-US OR A-US | 6000 | 1 |  |  | 0.975 | Solar Inverter |  | INDOOR
SRP20712 | SOLAREDGE TECHNOLOGIES | SE3000 (240V) W/ -ER-US OR A-US | 3000 | 1 |  |  | 0.975 | Solar Inverter |  | INDOOR
SRP20802 | SOLAREDGE TECHNOLOGIES | SE3800 (240V) W/ -ER-US OR A-US | 3800 | 1 |  |  | 0.975 | Solar Inverter |  | OUTDOOR
SRP20802 | SOLAREDGE TECHNOLOGIES | SE3800 (240V) W/ -ER-US OR A-US | 3800 | 1 |  |  | 0.975 | Solar Inverter |  | OUTDOOR
SRP20827 | POWER-ONE | PVI-5000-OUTD-US (240 V) | 5000 | 1 |  |  | 0.975 | Solar Inverter |  | Inside
SRP20827 | POWER-ONE | PVI-5000-OUTD-US (240 V) | 5000 | 1 |  |  | 0.975 | Solar Inverter |  | Inside
SRP20872 | SOLAREDGE TECHNOLOGIES | SE6000 (240V) W/ -ER-US OR A-US | 6000 | 1 |  |  | 0.975 | Solar Inverter |  | INDOOR
SRP20878 | SOLAREDGE TECHNOLOGIES | SE3000 (240V) W/ -ER-US OR A-US | 3000 | 1 |  |  | 0.975 | Solar Inverter |  | INDOOR
SRP20879 | SOLAREDGE TECHNOLOGIES | SE3800 (240V) W/ -ER-US OR A-US | 3800 | 1 |  |  | 0.975 | Solar Inverter |  | INDOOR
SRP20880 | SOLAREDGE TECHNOLOGIES | SE3000 (240V) W/ -ER-US OR A-US | 3000 | 1 |  |  | 0.975 | Solar Inverter |  | OUTDOOR
SRP20880 | SOLAREDGE TECHNOLOGIES | SE5000 (240V) W/ -ER-US OR A-US | 5000 | 1 |  |  | 0.975 | Solar Inverter |  | OUTDOOR
SRP20900 | SOLAREDGE TECHNOLOGIES | SE3000 (240V) W/ -ER-US OR A-US | 3000 | 1 |  |  | 0.975 | Solar Inverter |  | OUTDOOR
SRP20903 | SOLAREDGE TECHNOLOGIES | SE3000 (240V) W/ -ER-US OR A-US | 3000 | 1 |  |  | 0.975 | Solar Inverter |  | OUTDOOR
SRP20910 | SOLAREDGE TECHNOLOGIES | SE3800 (240V) W/ -ER-US OR A-US | 3800 | 2 |  |  | 0.975 | Solar Inverter |  | Inside
SRP20911 | SOLAREDGE TECHNOLOGIES | SE3000 (240V) W/ -ER-US OR A-US | 3000 | 1 |  |  | 0.975 | Solar Inverter |  | Inside
SRP20955 | SOLAREDGE TECHNOLOGIES | SE3800 (240V) W/ -ER-US OR A-US | 3800 | 1 |  |  | 0.975 | Solar Inverter |  | INDOOR
SRP20990 | SOLAREDGE TECHNOLOGIES | SE6000 (240V) W/ -ER-US OR A-US | 6000 | 1 |  |  | 0.975 | Solar Inverter |  | OUTDOOR
SRP21022 | SOLAREDGE TECHNOLOGIES | SE5000 (240V) W/ -ER-US OR A-US | 5000 | 1 |  |  | 0.975 | Solar Inverter |  | OUTDOOR
SRP21023 | SOLAREDGE TECHNOLOGIES | SE5000 (240V) W/ -ER-US OR A-US | 5000 | 1 |  |  | 0.975 | Solar Inverter |  | INDOOR
SRP21023 | SOLAREDGE TECHNOLOGIES | SE5000 (240V) W/ -ER-US OR A-US | 5000 | 1 |  |  | 0.975 | Solar Inverter |  | INDOOR
SRP21024 | SOLAREDGE TECHNOLOGIES | SE3000 (240V) W/ -ER-US OR A-US | 3000 | 1 |  |  | 0.975 | Solar Inverter |  | INDOOR
SRP21024 | SOLAREDGE TECHNOLOGIES | SE5000 (240V) W/ -ER-US OR A-US | 5000 | 1 |  |  | 0.975 | Solar Inverter |  | INDOOR
SRP21043 | SOLAREDGE TECHNOLOGIES | SE6000 (240V) W/ -ER-US OR A-US | 6000 | 1 |  |  | 0.975 | Solar Inverter |  | OUTDOOR
SRP21048 | SAMIL POWER | SOLARRIVER5000TL-US (208V) | 5000 | 1 |  |  | 0.975 | Solar Inverter |  | OUTDOOR
SRP21113 | SOLAREDGE TECHNOLOGIES | SE5000 (240V) W/ -ER-US OR A-US | 5000 | 1 |  |  | 0.975 | Solar Inverter |  | INDOOR
SRP21114 | SOLAREDGE TECHNOLOGIES | SE6000 (240V) W/ -ER-US OR A-US | 6000 | 1 |  |  | 0.975 | Solar Inverter |  | OUTDOOR
SRP21137 | SOLAREDGE TECHNOLOGIES | SE3000 (208V) W/ -ER-US OR A-US | 3000 | 1 |  |  | 0.975 | Solar Inverter |  | INDOOR
SRP21140 | SOLAREDGE TECHNOLOGIES | SE6000 (240V) W/ -ER-US OR A-US | 6000 | 1 |  |  | 0.975 | Solar Inverter |  | OUTDOOR
SRP21145 | SOLAREDGE TECHNOLOGIES | SE6000 (240V) W/ -ER-US OR A-US | 6000 | 1 |  |  | 0.975 | Solar Inverter |  | INDOOR
SRP21148 | SOLAREDGE TECHNOLOGIES | SE6000 (208V) W/ -ER-US OR A-US | 6000 | 1 |  |  | 0.975 | Solar Inverter |  | Inside
SRP21181 | SOLAREDGE TECHNOLOGIES | SE6000 (240V) W/ -ER-US OR A-US | 6000 | 1 |  |  | 0.975 | Solar Inverter |  | INDOOR
SRP21182 | SOLAREDGE TECHNOLOGIES | SE3800 (240V) W/ -ER-US OR A-US | 3800 | 1 |  |  | 0.975 | Solar Inverter |  | OUTDOOR
SRP21183 | SOLAREDGE TECHNOLOGIES | SE6000 (240V) W/ -ER-US OR A-US | 6000 | 1 |  |  | 0.975 | Solar Inverter |  | OUTDOOR
SRP21186 | SOLAREDGE TECHNOLOGIES | SE3800 (240V) W/ -ER-US OR A-US | 3800 | 1 |  |  | 0.975 | Solar Inverter |  | INDOOR
SRP21195 | SOLAREDGE TECHNOLOGIES | SE3000 (240V) W/ -ER-US OR A-US | 3000 | 1 |  |  | 0.975 | Solar Inverter |  | Outside
SRP21197 | SOLAREDGE TECHNOLOGIES | SE3000 (240V) W/ -ER-US OR A-US | 3000 | 1 |  |  | 0.975 | Solar Inverter |  | OUTDOOR
SRP21203 | SOLAREDGE TECHNOLOGIES | SE6000 (240V) W/ -ER-US OR A-US | 6000 | 1 |  |  | 0.975 | Solar Inverter |  | OUTDOOR
SRP21207 | SOLAREDGE TECHNOLOGIES | SE3800 (240V) W/ -ER-US OR A-US | 3800 | 1 |  |  | 0.975 | Solar Inverter |  | INDOOR
SRP21207 | SOLAREDGE TECHNOLOGIES | SE3800 (240V) W/ -ER-US OR A-US | 3800 | 1 |  |  | 0.975 | Solar Inverter |  | INDOOR
SRP21214 | SOLAREDGE TECHNOLOGIES | SE6000 (240V) W/ -ER-US OR A-US | 6000 | 1 |  |  | 0.975 | Solar Inverter |  | OUTDOOR
SRP21217 | POWER-ONE | PVI-3.8-1-OUTD-X-US-Y (240 V) | 3800 | 1 |  |  | 0.975 | Solar Inverter |  | OUTDOOR
SRP21256 | SAMIL POWER | SOLARRIVER4000TL-US (208V) | 4000 | 1 |  |  | 0.975 | Solar Inverter |  | OUTDOOR
SRP21256 | SAMIL POWER | SOLARRIVER4000TL-US (240V) | 4000 | 1 |  |  | 0.975 | Solar Inverter |  | OUTDOOR
SRP21279 | SOLAREDGE TECHNOLOGIES | SE5000 (240V) W/ -ER-US OR A-US | 5000 | 1 |  |  | 0.975 | Solar Inverter |  | INDOOR
SRP21279 | SOLAREDGE TECHNOLOGIES | SE5000 (240V) W/ -ER-US OR A-US | 5000 | 1 |  |  | 0.975 | Solar Inverter |  | INDOOR
SRP21285 | SOLAREDGE TECHNOLOGIES | SE3800 (240V) W/ -ER-US OR A-US | 3800 | 1 |  |  | 0.975 | Solar Inverter |  | OUTDOOR
SRP21285 | SOLAREDGE TECHNOLOGIES | SE5000 (240V) W/ -ER-US OR A-US | 5000 | 1 |  |  | 0.975 | Solar Inverter |  | OUTDOOR
SRP21332 | SAMIL POWER | SOLARRIVER6000TL-US (240V) | 7000 | 1 |  |  | 0.975 | Solar Inverter |  | OUTDOOR
SRP21342 | SOLAREDGE TECHNOLOGIES | SE6000 (240V) W/ -ER-US OR A-US | 6000 | 1 |  |  | 0.975 | Solar Inverter |  | OUTDOOR
SRP21364 | SOLAREDGE TECHNOLOGIES | SE3800 (240V) W/ -ER-US OR A-US | 3800 | 1 |  |  | 0.975 | Solar Inverter |  | OUTDOOR
SRP21364 | SOLAREDGE TECHNOLOGIES | SE5000 (240V) W/ -ER-US OR A-US | 5000 | 1 |  |  | 0.975 | Solar Inverter |  | OUTDOOR
SRP21369 | SOLAREDGE TECHNOLOGIES | SE3800 (240V) W/ -ER-US OR A-US | 3800 | 1 |  |  | 0.975 | Solar Inverter |  | OUTDOOR
SRP21370 | SOLAREDGE TECHNOLOGIES | SE3800 (240V) W/ -ER-US OR A-US | 3800 | 1 |  |  | 0.975 | Solar Inverter |  | INDOOR
SRP21375 | SOLAREDGE TECHNOLOGIES | SE5000 (208V) W/ -ER-US OR A-US | 5000 | 2 |  |  | 0.975 | Solar Inverter |  | OUTDOOR
SRP21391 | SOLAREDGE TECHNOLOGIES | SE3800 (240V) W/ -ER-US OR A-US | 3800 | 1 |  |  | 0.975 | Solar Inverter |  | OUTDOOR
SRP21410 | SOLAREDGE TECHNOLOGIES | SE3800 (240V) W/ -ER-US OR A-US | 3800 | 1 |  |  | 0.975 | Solar Inverter |  | OUTDOOR
SRP21478 | SOLAREDGE TECHNOLOGIES | SE6000 (240V) W/ -ER-US OR A-US | 6000 | 1 |  |  | 0.975 | Solar Inverter |  | OUTDOOR
SRP21479 | SOLAREDGE TECHNOLOGIES | SE6000 (240V) W/ -ER-US OR A-US | 6000 | 1 |  |  | 0.975 | Solar Inverter |  | OUTDOOR
SRP21479 | SOLAREDGE TECHNOLOGIES | SE6000 (240V) W/ -ER-US OR A-US | 6000 | 1 |  |  | 0.975 | Solar Inverter |  | OUTDOOR
SRP21503 | SOLAREDGE TECHNOLOGIES | SE6000 (240V) W/ -ER-US OR A-US | 6000 | 1 |  |  | 0.975 | Solar Inverter |  | OUTDOOR
SRP21504 | SOLAREDGE TECHNOLOGIES | SE3800 (240V) W/ -ER-US OR A-US | 3800 | 1 |  |  | 0.975 | Solar Inverter |  | INDOOR
SRP21504 | SOLAREDGE TECHNOLOGIES | SE3800 (240V) W/ -ER-US OR A-US | 3800 | 1 |  |  | 0.975 | Solar Inverter |  | INDOOR
SRP21508 | SOLAREDGE TECHNOLOGIES | SE5000 (240V) W/ -ER-US OR A-US | 5000 | 1 |  |  | 0.975 | Solar Inverter |  | Inside
SRP21561 | SOLAREDGE TECHNOLOGIES | SE3000 (240V) W/ -ER-US OR A-US | 3000 | 1 |  |  | 0.975 | Solar Inverter |  | OUTDOOR
SRP21561 | SOLAREDGE TECHNOLOGIES | SE6000 (240V) W/ -ER-US OR A-US | 6000 | 1 |  |  | 0.975 | Solar Inverter |  | OUTDOOR
SRP21578 | SOLAREDGE TECHNOLOGIES | SE3800 (240V) W/ -ER-US OR A-US | 3800 | 1 |  |  | 0.975 | Solar Inverter |  | Outside
SRP21578 | SOLAREDGE TECHNOLOGIES | SE5000 (240V) W/ -ER-US OR A-US | 5000 | 1 |  |  | 0.975 | Solar Inverter |  | Outside
SRP21584 | SOLAREDGE TECHNOLOGIES | SE6000 (240V) W/ -ER-US OR A-US | 6000 | 1 |  |  | 0.975 | Solar Inverter |  | OUTDOOR
SRP21584 | SOLAREDGE TECHNOLOGIES | SE6000 (240V) W/ -ER-US OR A-US | 6000 | 1 |  |  | 0.975 | Solar Inverter |  | OUTDOOR
SRP21598 | SOLAREDGE TECHNOLOGIES | SE3800 (240V) W/ -ER-US OR A-US | 3800 | 1 |  |  | 0.975 | Solar Inverter |  | Inside
SRP21598 | SOLAREDGE TECHNOLOGIES | SE5000 (240V) W/ -ER-US OR A-US | 5000 | 1 |  |  | 0.975 | Solar Inverter |  | Inside
SRP21602 | SOLAREDGE TECHNOLOGIES | SE5000 (240V) W/ -ER-US OR A-US | 5000 | 1 |  |  | 0.975 | Solar Inverter |  | OUTDOOR
SRP21602 | SOLAREDGE TECHNOLOGIES | SE5000 (240V) W/ -ER-US OR A-US | 5000 | 1 |  |  | 0.975 | Solar Inverter |  | OUTDOOR
SRP21602 | SOLAREDGE TECHNOLOGIES | SE6000 (240V) W/ -ER-US OR A-US | 6000 | 1 |  |  | 0.975 | Solar Inverter |  | OUTDOOR
SRP21615 | SOLAREDGE TECHNOLOGIES | SE5000 (208V) W/ -ER-US OR A-US | 5000 | 1 |  |  | 0.975 | Solar Inverter |  | OUTDOOR
SRP21615 | SOLAREDGE TECHNOLOGIES | SE5000 (208V) W/ -ER-US OR A-US | 5000 | 1 |  |  | 0.975 | Solar Inverter |  | OUTDOOR
SRP21638 | SOLAREDGE TECHNOLOGIES | SE3800 (240V) W/ -ER-US OR A-US | 3800 | 1 |  |  | 0.975 | Solar Inverter |  | OUTDOOR
SRP21646 | SOLAREDGE TECHNOLOGIES | SE3000 (240V) W/ -ER-US OR A-US | 3000 | 1 |  |  | 0.975 | Solar Inverter |  | Inside
SRP21646 | SOLAREDGE TECHNOLOGIES | SE6000 (240V) W/ -ER-US OR A-US | 6000 | 1 |  |  | 0.975 | Solar Inverter |  | Inside
SRP21649 | SOLAREDGE TECHNOLOGIES | SE5000 (240V) W/ -ER-US OR A-US | 5000 | 1 |  |  | 0.975 | Solar Inverter |  | INDOOR
SRP21649 | SOLAREDGE TECHNOLOGIES | SE5000 (240V) W/ -ER-US OR A-US | 5000 | 1 |  |  | 0.975 | Solar Inverter |  | INDOOR
SRP21704 | SOLAREDGE TECHNOLOGIES | SE6000 (240V) W/ -ER-US OR A-US | 6000 | 1 |  |  | 0.975 | Solar Inverter |  | INDOOR
SRP21730 | SOLAREDGE TECHNOLOGIES | SE6000 (240V) W/ -ER-US OR A-US | 6000 | 1 |  |  | 0.975 | Solar Inverter |  | OUTDOOR
SRP21734 | SOLAREDGE TECHNOLOGIES | SE5000 (240V) W/ -ER-US OR A-US | 5000 | 1 |  |  | 0.975 | Solar Inverter |  | OUTDOOR
SRP21808 | SOLAREDGE TECHNOLOGIES | SE6000 (240V) W/ -ER-US OR A-US | 6000 | 1 |  |  | 0.975 | Solar Inverter |  | Inside
SRP21847 | SOLAREDGE TECHNOLOGIES | SE5000 (240V) W/ -ER-US OR A-US | 5000 | 1 |  |  | 0.975 | Solar Inverter |  | INDOOR
SRP21848 | SOLAREDGE TECHNOLOGIES | SE6000 (240V) W/ -ER-US OR A-US | 6000 | 1 |  |  | 0.975 | Solar Inverter |  | INDOOR
SRP21856 | SOLAREDGE TECHNOLOGIES | SE3800 (240V) W/ -ER-US OR A-US | 3800 | 1 |  |  | 0.975 | Solar Inverter |  | INDOOR
SRP21866 | SOLAREDGE TECHNOLOGIES | SE5000 (240V) W/ -ER-US OR A-US | 5000 | 1 |  |  | 0.975 | Solar Inverter |  | OUTDOOR
SRP21868 | SOLAREDGE TECHNOLOGIES | SE3000 (240V) W/ -ER-US OR A-US | 3000 | 1 |  |  | 0.975 | Solar Inverter |  | OUTDOOR
SRP21868 | SOLAREDGE TECHNOLOGIES | SE6000 (240V) W/ -ER-US OR A-US | 6000 | 1 |  |  | 0.975 | Solar Inverter |  | OUTDOOR
SRP21879 | SMA AMERICA | SB2000HFUS-30 (208V) | 20000 | 16 |  |  | 0.975 | Solar Inverter |  | OUTDOOR
SRP21903 | SOLAREDGE TECHNOLOGIES | SE3800 (240V) W/ -ER-US OR A-US | 3800 | 1 |  |  | 0.975 | Solar Inverter |  | INDOOR
SRP21908 | SOLAREDGE TECHNOLOGIES | SE6000 (240V) W/ -ER-US OR A-US | 6000 | 1 |  |  | 0.975 | Solar Inverter |  | OUTDOOR
SRP21910 | SOLAREDGE TECHNOLOGIES | SE3800 (240V) W/ -ER-US OR A-US | 3800 | 1 |  |  | 0.975 | Solar Inverter |  | Outside
SRP21911 | SOLAREDGE TECHNOLOGIES | SE6000 (240V) W/ -ER-US OR A-US | 6000 | 1 |  |  | 0.975 | Solar Inverter |  | OUTDOOR
SRP21932 | SOLAREDGE TECHNOLOGIES | SE3800 (240V) W/ -ER-US OR A-US | 3800 | 1 |  |  | 0.975 | Solar Inverter |  | Inside
SRP21935 | SOLAREDGE TECHNOLOGIES | SE5000 (240V) W/ -ER-US OR A-US | 5000 | 1 |  |  | 0.975 | Solar Inverter |  | INDOOR
SRP21948 | SOLAREDGE TECHNOLOGIES | SE3000 (240V) W/ -ER-US OR A-US | 3000 | 1 |  |  | 0.975 | Solar Inverter |  | OUTDOOR
SRP21948 | SOLAREDGE TECHNOLOGIES | SE3800 (240V) W/ -ER-US OR A-US | 3800 | 1 |  |  | 0.975 | Solar Inverter |  | OUTDOOR
SRP21953 | SOLAREDGE TECHNOLOGIES | SE6000 (240V) W/ -ER-US OR A-US | 6000 | 1 |  |  | 0.975 | Solar Inverter |  | INDOOR
SRP22031 | SOLAREDGE TECHNOLOGIES | SE3000 (240V) W/ -ER-US OR A-US | 3000 | 1 |  |  | 0.975 | Solar Inverter |  | OUTDOOR
SRP22035 | SOLAREDGE TECHNOLOGIES | SE6000 (240V) W/ -ER-US OR A-US | 6000 | 1 |  |  | 0.975 | Solar Inverter |  | INDOOR
SRP22063 | SAMIL POWER | SOLARRIVER6000TL-US (240V) | 7000 | 1 |  |  | 0.975 | Solar Inverter |  | OUTDOOR
SRP22066 | SOLAREDGE TECHNOLOGIES | SE3800 (240V) W/ -ER-US OR A-US | 3800 | 1 |  |  | 0.975 | Solar Inverter |  | OUTDOOR
SRP22066 | SOLAREDGE TECHNOLOGIES | SE3800 (240V) W/ -ER-US OR A-US | 3800 | 1 |  |  | 0.975 | Solar Inverter |  | OUTDOOR
SRP22067 | SOLAREDGE TECHNOLOGIES | SE6000 (208V) W/ -ER-US OR A-US | 6000 | 2 |  |  | 0.975 | Solar Inverter |  | OUTDOOR
SRP22073 | SOLAREDGE TECHNOLOGIES | SE3800 (240V) W/ -ER-US OR A-US | 3800 | 1 |  |  | 0.975 | Solar Inverter |  | OUTDOOR
SRP22073 | SOLAREDGE TECHNOLOGIES | SE3800 (240V) W/ -ER-US OR A-US | 3800 | 1 |  |  | 0.975 | Solar Inverter |  | OUTDOOR
SRP22091 | SOLAREDGE TECHNOLOGIES | SE5000 (240V) W/ -ER-US OR A-US | 5000 | 1 |  |  | 0.975 | Solar Inverter |  | Inside
SRP22105 | SOLAREDGE TECHNOLOGIES | SE5000 (240V) W/ -ER-US OR A-US | 5000 | 1 |  |  | 0.975 | Solar Inverter |  | Outside
SRP22106 | SOLAREDGE TECHNOLOGIES | SE3800 (240V) W/ -ER-US OR A-US | 3800 | 1 |  |  | 0.975 | Solar Inverter |  | INDOOR
SRP22106 | SOLAREDGE TECHNOLOGIES | SE3800 (240V) W/ -ER-US OR A-US | 3800 | 1 |  |  | 0.975 | Solar Inverter |  | INDOOR
SRP22108 | SOLAREDGE TECHNOLOGIES | SE3000 (208V) W/ -ER-US OR A-US | 3000 | 1 |  |  | 0.975 | Solar Inverter |  | OUTDOOR
SRP22124 | SOLAREDGE TECHNOLOGIES | SE6000 (240V) W/ -ER-US OR A-US | 6000 | 1 |  |  | 0.975 | Solar Inverter |  | Inside
SRP22132 | SOLAREDGE TECHNOLOGIES | SE3000 (240V) W/ -ER-US OR A-US | 3000 | 1 |  |  | 0.975 | Solar Inverter |  | OUTDOOR
SRP22132 | SOLAREDGE TECHNOLOGIES | SE5000 (240V) W/ -ER-US OR A-US | 5000 | 1 |  |  | 0.975 | Solar Inverter |  | OUTDOOR
SRP22133 | SMA AMERICA | SB3800U (208V) | 3800 | 1 |  |  | 0.975 | Solar Inverter |  | Outside
SRP22134 | SOLAREDGE TECHNOLOGIES | SE3800 (240V) W/ -ER-US OR A-US | 3800 | 1 |  |  | 0.975 | Solar Inverter |  | OUTDOOR
SRP22135 | SOLAREDGE TECHNOLOGIES | SE3800 (240V) W/ -ER-US OR A-US | 3800 | 1 |  |  | 0.975 | Solar Inverter |  | OUTDOOR
SRP22145 | SOLAREDGE TECHNOLOGIES | SE3800 (240V) W/ -ER-US OR A-US | 3800 | 1 |  |  | 0.975 | Solar Inverter |  | INDOOR
SRP22202 | SOLAREDGE TECHNOLOGIES | SE3800 (240V) W/ -ER-US OR A-US | 3800 | 1 |  |  | 0.975 | Solar Inverter |  | OUTDOOR
SRP22202 | SOLAREDGE TECHNOLOGIES | SE5000 (240V) W/ -ER-US OR A-US | 5000 | 1 |  |  | 0.975 | Solar Inverter |  | OUTDOOR
SRP22203 | SOLAREDGE TECHNOLOGIES | SE6000 (240V) W/ -ER-US OR A-US | 6000 | 1 |  |  | 0.975 | Solar Inverter |  | OUTDOOR
SRP22225 | SOLAREDGE TECHNOLOGIES | SE5000 (208V) W/ -ER-US OR A-US | 5000 | 1 |  |  | 0.975 | Solar Inverter |  | OUTDOOR
SRP22240 | SAMIL POWER CO | SOLARRIVER8000TL-US (240V) | 8000 | 1 |  |  | 0.975 | Solar Inverter |  | OUTDOOR
SRP22247 | SOLAREDGE TECHNOLOGIES | SE3000 (240V) W/ -ER-US OR A-US | 3000 | 1 |  |  | 0.975 | Solar Inverter |  | Inside
SRP22377 | SOLAREDGE TECHNOLOGIES | SE3800 (240V) W/ -ER-US OR A-US | 3800 | 1 |  |  | 0.975 | Solar Inverter |  | OUTDOOR
SRP22377 | SOLAREDGE TECHNOLOGIES | SE5000 (240V) W/ -ER-US OR A-US | 5000 | 1 |  |  | 0.975 | Solar Inverter |  | OUTDOOR
SRP22399 | SOLAREDGE TECHNOLOGIES | SE6000 (240V) W/ -ER-US OR A-US | 6000 | 1 |  |  | 0.975 | Solar Inverter |  | OUTDOOR
SRP22402 | SOLAREDGE TECHNOLOGIES | SE5000 (240V) W/ -ER-US OR A-US | 5000 | 1 |  |  | 0.975 | Solar Inverter |  | OUTDOOR
SRP22455 | SOLAREDGE TECHNOLOGIES | SE6000 (240V) W/ -ER-US OR A-US | 6000 | 1 |  |  | 0.975 | Solar Inverter |  | OUTDOOR
SRP22456 | SOLAREDGE TECHNOLOGIES | SE3000 (240V) W/ -ER-US OR A-US | 3000 | 1 |  |  | 0.975 | Solar Inverter |  | OUTDOOR
SRP22477 | SOLAREDGE TECHNOLOGIES | SE6000 (240V) W/ -ER-US OR A-US | 6000 | 1 |  |  | 0.975 | Solar Inverter |  | INDOOR
SRP22557 | SOLAREDGE TECHNOLOGIES | SE3000 (240V) W/ -ER-US OR A-US | 3000 | 1 |  |  | 0.975 | Solar Inverter |  | Inside
SRP22565 | SOLAREDGE TECHNOLOGIES | SE3000 (240V) W/ -ER-US OR A-US | 3000 | 1 |  |  | 0.975 | Solar Inverter |  | INDOOR
SRP22565 | SOLAREDGE TECHNOLOGIES | SE6000 (240V) W/ -ER-US OR A-US | 6000 | 1 |  |  | 0.975 | Solar Inverter |  | INDOOR
SRP22630 | SOLAREDGE TECHNOLOGIES | SE3000 (208V) W/ -ER-US OR A-US | 3000 | 1 |  |  | 0.975 | Solar Inverter |  | OUTDOOR
SRP22737 | POWER-ONE | PVI-5000-OUTD-US (208 V) | 5000 | 1 |  |  | 0.975 | Solar Inverter |  | OUTDOOR
SRP22746 | SOLAREDGE TECHNOLOGIES | SE3000 (208V) W/ -ER-US OR A-US | 3000 | 1 |  |  | 0.975 | Solar Inverter |  | OUTDOOR
SRP22838 | SOLAREDGE TECHNOLOGIES | SE5000 (240V) W/ -ER-US OR A-US | 5000 | 1 |  |  | 0.975 | Solar Inverter |  | OUTDOOR
SRP22962 | ADVANCED ENERGY INDUSTRIES | AE 35TX-480 | 15000 | 1 |  |  | 0.975 | Solar Inverter |  | OUTDOOR
SRP23083 | SOLAREDGE TECHNOLOGIES | SE5000 (240V) W/ -ER-US OR A-US | 5000 | 1 |  |  | 0.975 | Solar Inverter |  | INDOOR
SRP23086 | SOLAREDGE TECHNOLOGIES | SE5000 (240V) W/ -ER-US OR A-US | 5000 | 1 |  |  | 0.975 | Solar Inverter |  | OUTDOOR
SRP23111 | SOLAREDGE TECHNOLOGIES | SE3000 (240V) W/ -ER-US OR A-US | 3000 | 1 |  |  | 0.975 | Solar Inverter |  | OUTDOOR
SRP23154 | SOLAREDGE TECHNOLOGIES | SE3000 (240V) W/ -ER-US OR A-US | 3000 | 1 |  |  | 0.975 | Solar Inverter |  | OUTDOOR
SRP23154 | SOLAREDGE TECHNOLOGIES | SE5000 (240V) W/ -ER-US OR A-US | 5000 | 1 |  |  | 0.975 | Solar Inverter |  | OUTDOOR
SRP23156 | SOLAREDGE TECHNOLOGIES | SE3000 (240V) W/ -ER-US OR A-US | 3000 | 1 |  |  | 0.975 | Solar Inverter |  | INDOOR
SRP23156 | SOLAREDGE TECHNOLOGIES | SE3800 (240V) W/ -ER-US OR A-US | 3800 | 1 |  |  | 0.975 | Solar Inverter |  | INDOOR
SRP23159 | SOLAREDGE TECHNOLOGIES | SE3800 (240V) W/ -ER-US OR A-US | 3800 | 1 |  |  | 0.975 | Solar Inverter |  | INDOOR
SRP23321 | SOLAREDGE TECHNOLOGIES | SE3800 (240V) W/ -ER-US OR A-US | 3800 | 1 |  |  | 0.975 | Solar Inverter |  | INDOOR
SRP23360 | SOLAREDGE TECHNOLOGIES | SE3800 (240V) W/ -ER-US OR A-US | 3800 | 1 |  |  | 0.975 | Solar Inverter |  | OUTDOOR
SRP23608 | SOLAREDGE TECHNOLOGIES | SE3000 (240V) W/ -ER-US OR A-US | 3000 | 1 |  |  | 0.975 | Solar Inverter |  | OUTDOOR
SRP23639 | SOLAREDGE TECHNOLOGIES | SE3000 (240V) W/ -ER-US OR A-US | 3000 | 1 |  |  | 0.975 | Solar Inverter |  | OUTDOOR
SRP23640 | SOLAREDGE TECHNOLOGIES | SE6000 (240V) W/ -ER-US OR A-US | 6000 | 1 |  |  | 0.975 | Solar Inverter |  | OUTDOOR
SRP23649 | SOLAREDGE TECHNOLOGIES | SE6000 (240V) W/ -ER-US OR A-US | 6000 | 1 |  |  | 0.975 | Solar Inverter |  | OUTDOOR
SRP23735 | SMA AMERICA | SB4000US (208V) | 4000 | 1 |  |  | 0.975 | Solar Inverter |  | OUTDOOR
SRP23735 | SMA AMERICA | SB5000US | 5000 | 1 |  |  | 0.975 | Solar Inverter |  | OUTDOOR
SRP23840 | ADVANCED ENERGY INDUSTRIES | SOLARON 500 HE (3159502-XXXX) | 500000 | 1 |  |  | 0.975 | Solar Inverter |  | OUTDOOR
SRP23858 | SOLAREDGE TECHNOLOGIES | SE3000 (240V) W/ -ER-US OR A-US | 3000 | 1 |  |  | 0.975 | Solar Inverter |  | Outside
SRP23859 | SOLAREDGE TECHNOLOGIES | SE6000 (240V) W/ -ER-US OR A-US | 6000 | 1 |  |  | 0.975 | Solar Inverter |  | OUTDOOR
SRP23883 | SOLAREDGE TECHNOLOGIES | SE6000 (208V) W/ -ER-US OR A-US | 6000 | 1 |  |  | 0.975 | Solar Inverter |  | OUTDOOR
SRP23903 | SOLAREDGE TECHNOLOGIES | SE6000 (240V) W/ -ER-US OR A-US | 6000 | 1 |  |  | 0.975 | Solar Inverter |  | OUTDOOR
SRP23990 | SOLAREDGE TECHNOLOGIES | SE6000 (240V) W/ -ER-US OR A-US | 6000 | 1 |  |  | 0.975 | Solar Inverter |  | INDOOR
SRP23990 | SOLAREDGE TECHNOLOGIES | SE6000 (240V) W/ -ER-US OR A-US | 6000 | 1 |  |  | 0.975 | Solar Inverter |  | INDOOR
SRP24039 | SOLAREDGE TECHNOLOGIES | SE3000 (208V) W/ -ER-US OR A-US | 3000 | 1 |  |  | 0.975 | Solar Inverter |  | OUTDOOR
SRP24069 | SOLECTRIA RENEWABLES | SGI 300-480 | 300000 | 1 |  |  | 0.975 | Solar Inverter |  | OUTDOOR
SRP24094 | SOLAREDGE TECHNOLOGIES | SE6000 (240V) W/ -ER-US OR A-US | 6000 | 1 |  |  | 0.975 | Solar Inverter |  | OUTDOOR
SRP24130 | SOLAREDGE TECHNOLOGIES | SE3000 (240V) W/ -ER-US OR A-US | 3300 | 1 |  |  | 0.975 | Solar Inverter |  | OUTDOOR
SRP24246 | SOLAREDGE TECHNOLOGIES | SE6000 (208V) W/ -ER-US OR A-US | 6000 | 1 |  |  | 0.975 | Solar Inverter |  | Outside
SRP24298 | SOLAREDGE TECHNOLOGIES | SE6000 (208V) W/ -ER-US OR A-US | 6000 | 1 |  |  | 0.975 | Solar Inverter |  | OUTDOOR
SRP24351 | SOLAREDGE TECHNOLOGIES | SE6000 (240V) W/ -ER-US OR A-US | 6000 | 1 |  |  | 0.975 | Solar Inverter |  | OUTDOOR
SRP24354 | SOLAREDGE TECHNOLOGIES | SE3000 (240V) W/ -ER-US OR A-US | 3000 | 1 |  |  | 0.975 | Solar Inverter |  | OUTDOOR
SRP24440 | SOLAREDGE TECHNOLOGIES | SE6000 (240V) W/ -ER-US OR A-US | 6000 | 1 |  |  | 0.975 | Solar Inverter |  | OUTDOOR
SRP24521 | SOLAREDGE TECHNOLOGIES | SE3000 (240V) W/ -ER-US OR A-US | 3300 | 1 |  |  | 0.975 | Solar Inverter |  | OUTDOOR
SRP24542 | SOLAREDGE TECHNOLOGIES | SE6000 (208V) W/ -ER-US OR A-US | 6000 | 1 |  |  | 0.975 | Solar Inverter |  | Inside
SRP24599 | POWER-ONE | PVI-3.0-OUTD-S-US (240 V) | 3000 | 1 |  |  | 0.975 | Solar Inverter |  | Inside
SRP24627 | SOLAREDGE TECHNOLOGIES | SE6000 (208V) W/ -ER-US OR A-US | 6000 | 1 |  |  | 0.975 | Solar Inverter |  | OUTDOOR
SRP24723 | SOLAREDGE TECHNOLOGIES | SE6000 (208V) W/ -ER-US OR A-US | 6000 | 1 |  |  | 0.975 | Solar Inverter |  | OUTDOOR
SRP24809 | SOLAREDGE TECHNOLOGIES | SE6000 (208V) W/ -ER-US OR A-US | 6000 | 1 |  |  | 0.975 | Solar Inverter |  | OUTDOOR
SRP24917 | SOLAREDGE TECHNOLOGIES | SE6000 (208V) W/ -ER-US OR A-US | 6000 | 1 |  |  | 0.975 | Solar Inverter |  | OUTDOOR
SRP24925 | SOLAREDGE TECHNOLOGIES | SE6000 (208V) W/ -ER-US OR A-US | 6000 | 1 |  |  | 0.975 | Solar Inverter |  | INDOOR
SRP24957 | SOLAREDGE TECHNOLOGIES | SE5000 (208V) W/ -ER-US OR A-US | 5500 | 1 |  |  | 0.975 | Solar Inverter |  | OUTDOOR
SRP24958 | SOLAREDGE TECHNOLOGIES | SE6000 (240V) W/ -ER-US OR A-US | 6000 | 1 |  |  | 0.975 | Solar Inverter |  | OUTDOOR
SRP24959 | SOLAREDGE TECHNOLOGIES | SE7000 (277V) W/ -ER-US OR A-US | 10000 | 2 |  |  | 0.975 | Solar Inverter |  | OUTDOOR
SRP24960 | SOLAREDGE TECHNOLOGIES | SE5000 (208V) W/ -ER-US OR A-US | 5000 | 1 |  |  | 0.975 | Solar Inverter |  | OUTDOOR
SRP24966 | POWER-ONE | PVI-6000-OUTD-US (240 V) | 6000 | 1 |  |  | 0.975 | Solar Inverter |  | OUTDOOR
SRP24979 | SMA | SB 3000 | 3000 | 1 |  |  | 0.975 | Solar Inverter |  | OUTDOOR
SRP24979 | SMA | SB60000 | 5000 | 1 |  |  | 0.975 | Solar Inverter |  | OUTDOOR
SRP25007 | SOLAREDGE TECHNOLOGIES | SE3000 (208V) W/ -ER-US OR A-US | 3000 | 1 |  |  | 0.975 | Solar Inverter |  | OUTDOOR
SRP25012 | SOLAREDGE TECHNOLOGIES | SE3000 (240V) W/ -ER-US OR A-US | 3000 | 1 |  |  | 0.975 | Solar Inverter |  | OUTDOOR
SRP25017 | SOLAREDGE TECHNOLOGIES | SE6000 (240V) W/ -ER-US OR A-US | 6000 | 1 |  |  | 0.975 | Solar Inverter |  | OUTDOOR
SRP25162 | SOLAREDGE TECHNOLOGIES | SE3000 (240V) W/ -ER-US OR A-US | 3300 | 1 |  |  | 0.975 | Solar Inverter |  | OUTDOOR
SRP25278 | SOLAREDGE TECHNOLOGIES | SE6000 (208V) W/ -ER-US OR A-US | 6000 | 1 |  |  | 0.975 | Solar Inverter |  | OUTDOOR
SRP25278 | SOLAREDGE TECHNOLOGIES | SE6000 (208V) W/ -ER-US OR A-US | 6000 | 1 |  |  | 0.975 | Solar Inverter |  | OUTDOOR
SRP25313 | SOLAREDGE TECHNOLOGIES | SE3000 (240V) W/ -ER-US OR A-US | 3300 | 1 |  |  | 0.975 | Solar Inverter |  | Inside
SRP25388 | SOLAREDGE TECHNOLOGIES | SE6000 (208V) W/ -ER-US OR A-US | 6000 | 1 |  |  | 0.975 | Solar Inverter |  | Inside
SRP25391 | SOLAREDGE TECHNOLOGIES | SE3000 (240V) W/ -ER-US OR A-US | 3000 | 1 |  |  | 0.975 | Solar Inverter |  | OUTDOOR
SRP25395 | SOLAREDGE TECHNOLOGIES | SE6000 (240V) W/ -ER-US OR A-US | 6000 | 1 |  |  | 0.975 | Solar Inverter |  | OUTDOOR
SRP25404 | SOLAREDGE TECHNOLOGIES | SE6000 (240V) W/ -ER-US OR A-US | 6000 | 1 |  |  | 0.975 | Solar Inverter |  | Inside
SRP25412 | SOLAREDGE TECHNOLOGIES | SE3000 (208V) W/ -ER-US OR A-US | 3300 | 1 |  |  | 0.975 | Solar Inverter |  | OUTDOOR
SRP25503 | SOLAREDGE TECHNOLOGIES | SE6000 (240V) W/ -ER-US OR A-US | 6000 | 1 |  |  | 0.975 | Solar Inverter |  | OUTDOOR
SRP25531 | SOLAREDGE TECHNOLOGIES | SE6000 (240V) W/ -ER-US OR A-US | 6000 | 1 |  |  | 0.975 | Solar Inverter |  | Inside
SRP25545 | SOLAREDGE TECHNOLOGIES | SE6000 (208V) W/ -ER-US OR A-US | 6000 | 1 |  |  | 0.975 | Solar Inverter |  | OUTDOOR
SRP25546 | SOLAREDGE TECHNOLOGIES | SE3000 (208V) W/ -ER-US OR A-US | 3300 | 1 |  |  | 0.975 | Solar Inverter |  | OUTDOOR
SRP25567 | SOLAREDGE TECHNOLOGIES | SE3300 (208V) W/ -ER-US OR A-US | 3300 | 1 |  |  | 0.975 | Solar Inverter |  | OUTDOOR
SRP25593 | SOLAREDGE TECHNOLOGIES | SE6000 (208V) W/ -ER-US OR A-US | 6000 | 1 |  |  | 0.975 | Solar Inverter |  | OUTDOOR
SRP25653 | SOLAREDGE TECHNOLOGIES | SE6000 (208V) W/ -ER-US OR A-US | 6000 | 1 |  |  | 0.975 | Solar Inverter |  | OUTDOOR
SRP25703 | SOLAREDGE TECHNOLOGIES | SE6000 (240V) W/ -ER-US OR A-US | 6000 | 1 |  |  | 0.975 | Solar Inverter |  | OUTDOOR
SRP25773 | SOLAREDGE TECHNOLOGIES | SE3800 (208V) W/ -ER-US OR A-US | 3800 | 1 |  |  | 0.975 | Solar Inverter |  | OUTDOOR
SRP25794 | SOLAREDGE TECHNOLOGIES | SE5000 (208V) W/ -ER-US OR A-US | 5000 | 1 |  |  | 0.975 | Solar Inverter |  | OUTDOOR
SRP25794 | SOLAREDGE TECHNOLOGIES | SE7000 (277V) W/ -ER-US OR A-US | 11400 | 1 |  |  | 0.975 | Solar Inverter |  | OUTDOOR
SRP25807 | SOLAREDGE TECHNOLOGIES | SE6000 (208V) W/ -ER-US OR A-US | 6000 | 1 |  |  | 0.975 | Solar Inverter |  | OUTDOOR
SRP25809 | SOLAREDGE TECHNOLOGIES | SE3000 (208V) W/ -ER-US OR A-US | 3300 | 1 |  |  | 0.975 | Solar Inverter |  | OUTDOOR
SRP25809 | SOLAREDGE TECHNOLOGIES | SE6000 (208V) W/ -ER-US OR A-US | 6000 | 1 |  |  | 0.975 | Solar Inverter |  | OUTDOOR
SRP25950 | SOLAREDGE TECHNOLOGIES | SE6000 (240V) W/ -ER-US OR A-US | 6000 | 1 |  |  | 0.975 | Solar Inverter |  | OUTDOOR
SRP25952 | SOLAREDGE TECHNOLOGIES | SE6000 (240V) W/ -ER-US OR A-US | 6000 | 1 |  |  | 0.975 | Solar Inverter |  | OUTDOOR
SRP25960 | SOLAREDGE TECHNOLOGIES | SE5000 (277V) W/ -ER-US OR A-US | 6000 | 1 |  |  | 0.975 | Solar Inverter |  | Inside
SRP26010 | SOLAREDGE TECHNOLOGIES | SE3300 (240V) W/ -ER-US OR A-US | 3300 | 1 |  |  | 0.975 | Solar Inverter |  | OUTDOOR
SRP26086 | SOLAREDGE TECHNOLOGIES | SE3000 (208V) W/ -ER-US OR A-US | 3300 | 1 |  |  | 0.975 | Solar Inverter |  | OUTDOOR
SRP26091 | SOLAREDGE TECHNOLOGIES | SE6000 (240V) W/ -ER-US OR A-US | 6000 | 1 |  |  | 0.975 | Solar Inverter |  | OUTDOOR
SRP26092 | SOLAREDGE TECHNOLOGIES | SE3300 (208V) W/ -ER-US OR A-US | 3300 | 1 |  |  | 0.975 | Solar Inverter |  | OUTDOOR
SRP26097 | SOLAREDGE TECHNOLOGIES | SE6000 (240V) W/ -ER-US OR A-US | 6000 | 1 |  |  | 0.975 | Solar Inverter |  | OUTDOOR
SRP26101 | SOLAREDGE TECHNOLOGIES | SE6000 (208V) W/ -ER-US OR A-US | 6000 | 1 |  |  | 0.975 | Solar Inverter |  | OUTDOOR
SRP26153 | SOLAREDGE TECHNOLOGIES | SE6000 (240V) W/ -ER-US OR A-US | 6000 | 1 |  |  | 0.975 | Solar Inverter |  | OUTDOOR
SRP26153 | SOLAREDGE TECHNOLOGIES | SE6000 (240V) W/ -ER-US OR A-US | 7600 | 1 |  |  | 0.975 | Solar Inverter |  | OUTDOOR
SRP26262 | SOLAREDGE TECHNOLOGIES | SE6000 (208V) W/ -ER-US OR A-US | 6000 | 1 |  |  | 0.975 | Solar Inverter |  | OUTDOOR
SRP26268 | SOLAREDGE TECHNOLOGIES | SE6000 (240V) W/ -ER-US OR A-US | 6000 | 1 |  |  | 0.975 | Solar Inverter |  | OUTDOOR
SRP26289 | SOLAREDGE TECHNOLOGIES | SE6000 (208V) W/ -ER-US OR A-US | 6000 | 1 |  |  | 0.975 | Solar Inverter |  | OUTDOOR
SRP26295 | SOLAREDGE TECHNOLOGIES | SE6000 (208V) W/ -ER-US OR A-US | 6000 | 1 |  |  | 0.975 | Solar Inverter |  | OUTDOOR
SRP26453 | SOLAREDGE TECHNOLOGIES | SE7000 (277V) W/ -ER-US OR A-US | 7600 | 1 |  |  | 0.975 | Solar Inverter |  | INDOOR
SRP26484 | SOLAREDGE TECHNOLOGIES | SE3000 (208V) W/ -ER-US OR A-US | 3300 | 1 |  |  | 0.975 | Solar Inverter |  | OUTDOOR
SRP26496 | SOLAREDGE TECHNOLOGIES | SE3000 (208V) W/ -ER-US OR A-US | 3300 | 1 |  |  | 0.975 | Solar Inverter |  | OUTDOOR
SRP26547 | SOLAREDGE TECHNOLOGIES | SE6000 (208V) W/ -ER-US OR A-US | 6000 | 1 |  |  | 0.975 | Solar Inverter |  | OUTDOOR
SRP26587 | SOLAREDGE TECHNOLOGIES | SE7000 (277V) W/ -ER-US OR A-US | 11400 | 1 |  |  | 0.975 | Solar Inverter |  | OUTDOOR
SRP26674 | SOLAREDGE TECHNOLOGIES | SE6000 (240V) W/ -ER-US OR A-US | 6000 | 1 |  |  | 0.975 | Solar Inverter |  | OUTDOOR
SRP26766 | SOLAREDGE TECHNOLOGIES | SE3000 (240V) W/ -ER-US OR A-US | 3300 | 1 |  |  | 0.975 | Solar Inverter |  | OUTDOOR
SRP26766 | SOLAREDGE TECHNOLOGIES | SE6000 (240V) W/ -ER-US OR A-US | 6000 | 1 |  |  | 0.975 | Solar Inverter |  | OUTDOOR
SRP26782 | SOLAREDGE TECHNOLOGIES | SE6000 (208V) W/ -ER-US OR A-US | 6000 | 1 |  |  | 0.975 | Solar Inverter |  | OUTDOOR
SRP26785 | SOLAREDGE TECHNOLOGIES | SE6000 (208V) W/ -ER-US OR A-US | 6000 | 1 |  |  | 0.975 | Solar Inverter |  | OUTDOOR
SRP26789 | SOLAREDGE TECHNOLOGIES | SE6000 (208V) W/ -ER-US OR A-US | 6000 | 1 |  |  | 0.975 | Solar Inverter |  | Inside
SRP26789 | SOLAREDGE TECHNOLOGIES | SE6000 (240V) W/ -ER-US OR A-US | 6000 | 1 |  |  | 0.975 | Solar Inverter |  | Inside
SRP26988 | SOLAREDGE TECHNOLOGIES | SE6000 (240V) W/ -ER-US OR A-US | 6000 | 1 |  |  | 0.975 | Solar Inverter |  | Inside
SRP27072 | SOLAREDGE TECHNOLOGIES | SE6000 (240V) W/ -ER-US OR A-US | 6000 | 1 |  |  | 0.975 | Solar Inverter |  | OUTDOOR
SRP27160 | SOLAREDGE TECHNOLOGIES | SE6000 (240V) W/ -ER-US OR A-US | 6000 | 1 |  |  | 0.975 | Solar Inverter |  | OUTDOOR
SRP27185 | SOLAREDGE TECHNOLOGIES | SE3000 (208V) W/ -ER-US OR A-US | 3300 | 1 |  |  | 0.975 | Solar Inverter |  | OUTDOOR
SRP27332 | SOLAREDGE TECHNOLOGIES | SE6000 (208V) W/ -ER-US OR A-US | 6000 | 1 |  |  | 0.975 | Solar Inverter |  | OUTDOOR
SRP27332 | SOLAREDGE TECHNOLOGIES | SE6000 (208V) W/ -ER-US OR A-US | 6000 | 1 |  |  | 0.975 | Solar Inverter |  | OUTDOOR
SRP27500 | SOLAREDGE TECHNOLOGIES | SE6000 (208V) W/ -ER-US OR A-US | 6000 | 1 |  |  | 0.975 | Solar Inverter |  | Inside
SRP27504 | SOLAREDGE TECHNOLOGIES | SE6000 (240V) W/ -ER-US OR A-US | 6000 | 1 |  |  | 0.975 | Solar Inverter |  | OUTDOOR
SRP27511 | SOLAREDGE TECHNOLOGIES | SE6000 (240V) W/ -ER-US OR A-US | 6000 | 1 |  |  | 0.975 | Solar Inverter |  | OUTDOOR
SRP27694 | SOLAREDGE TECHNOLOGIES | SE7000 (277V) W/ -ER-US OR A-US | 11400 | 1 |  |  | 0.975 | Solar Inverter |  | INDOOR
SRP04970 | SATCON TECHNOLOGY | PVS-500 (480 V) | 500000 | 16 |  |  | 0.9758 | Solar Inverter |  | OUTDOOR
SRP04975 | SATCON TECHNOLOGY | PVS-500 (480 V) | 500000 | 6 |  |  | 0.9758 | Solar Inverter |  | Inside
SRP04978 | SATCON TECHNOLOGY | PVS-500 (480 V) | 500000 | 6 |  |  | 0.9758 | Solar Inverter |  | OUTDOOR
SRP04981 | SATCON TECHNOLOGY | PVS-500 (480 V) | 500000 | 4 |  |  | 0.9758 | Solar Inverter |  | Inside
REIPNR-07458 | PV POWERED | PVP2000 | 3000 | 3 |  |  | 0.976 | Solar Inverter |  | Outside
REIPNR-08363 | SATCON TECHNOLOGY | PVS-500 (480 V) | 500000 | 1 |  |  | 0.976 | Solar Inverter |  | OUTDOOR
REIPNR-10201 | SATCON TECHNOLOGY | PVS-500 (480 V) | 500000 | 1 |  |  | 0.976 | Solar Inverter |  | OUTDOOR
REIPNR-10274 | SATCON TECHNOLOGY | PVS-500 (480 V) | 500000 | 1 |  |  | 0.976 | Solar Inverter |  | OUTDOOR
REIPNR-10399 | SATCON TECHNOLOGY | AE-100-60-PV-A | 1000000 | 9 |  |  | 0.976 | Solar Inverter |  | OUTDOOR
SRP01301 | SMA AMERICA | SB5000US | 5000 | 2 |  |  | 0.976 | Solar Inverter |  | OUTDOOR
SRP02991 | ADVANCED ENERGY INDUSTRIES | 3159000-104 | 500000 | 1 |  |  | 0.976 | Solar Inverter |  | INDOOR
SRP03633 | SOLECTRIA RENEWABLES | PVI 3000 (208V) | 3800 | 1 |  |  | 0.976 | Solar Inverter |  | INDOOR
SRP04321 | SOLECTRIA RENEWABLES | PVI 5000 (208V) | 5000 | 3 |  |  | 0.976 | Solar Inverter |  | INDOOR
SRP04757 | SATCON TECHNOLOGY | AE-500-60-PV-A | 500000 | 1 |  |  | 0.976 | Solar Inverter |  | Outside
SRP05123 | SOLECTRIA RENEWABLES | PVI 3000-P (240V) | 3300 | 2 |  |  | 0.976 | Solar Inverter |  | OUTDOOR
SRP05483 | SOLECTRIA RENEWABLES | PVI 3000 (208V) | 3300 | 2 |  |  | 0.976 | Solar Inverter |  | Inside
SRP05706 | SOLECTRIA RENEWABLES | PVI 5000 (208V) | 5000 | 1 |  |  | 0.976 | Solar Inverter |  | INDOOR
SRP05945 | SOLECTRIA RENEWABLES | PVI 3000 (208V) | 3800 | 1 |  |  | 0.976 | Solar Inverter |  | OUTDOOR
SRP05945 | SOLECTRIA RENEWABLES | PVI 5000 (208V) | 5000 | 1 |  |  | 0.976 | Solar Inverter |  | OUTDOOR
SRP06438 | SATCON TECHNOLOGY | PVS-375 (480 V) | 500000 | 1 |  |  | 0.976 | Solar Inverter |  | OUTDOOR
SRP06921 | SATCON TECHNOLOGY | PVS-500 (480 V) | 500000 | 32 |  |  | 0.976 | Solar Inverter |  | OUTDOOR
SRP08697 | ENPHASE ENERGY | M200-32-240-S01 | 215 | 30 |  |  | 0.976 | Solar Inverter |  | OUTDOOR
SRP08783 | SATCON TECHNOLOGY | AE-500-60-PV-A | 500000 | 1 |  |  | 0.976 | Solar Inverter |  | Outside
SRP19305 | SMA AMERICA | SC500U | 500000 | 2 |  |  | 0.976 | Solar Inverter |  | INDOOR
SRP19305 | SMA AMERICA | SC500U | 500000 | 2 |  |  | 0.976 | Solar Inverter |  | INDOOR
SRP21194 | SOLAREDGE TECHNOLOGIES | SE5000 (208V) W/ -ER-US OR A-US | 5000 | 1 |  |  | 0.976 | Solar Inverter |  | OUTDOOR
SRP23475 | SMA AMERICA | SB9000TL-US | 9000 | 1 |  |  | 0.976 | Solar Inverter |  | OUTDOOR
SRP23738 | SOLAREDGE TECHNOLOGIES | SE5000 (240V) W/ -ER-US OR A-US | 5000 | 1 |  |  | 0.976 | Solar Inverter |  | OUTDOOR
SRP23738 | SOLAREDGE TECHNOLOGIES | SE5000 (240V) W/ -ER-US OR A-US | 5000 | 1 |  |  | 0.976 | Solar Inverter |  | Outside
SRP23738 | SOLAREDGE TECHNOLOGIES | SE5000 (240V) W/ -ER-US OR A-US | 5000 | 1 |  |  | 0.976 | Solar Inverter |  | Outside
SRP23738 | SOLAREDGE TECHNOLOGIES | SE5000 (240V) W/ -ER-US OR A-US | 5000 | 1 |  |  | 0.976 | Solar Inverter |  | Outside
SRP23739 | SOLAREDGE TECHNOLOGIES | SE6000 (240V) W/ -ER-US OR A-US | 6000 | 4 |  |  | 0.976 | Solar Inverter |  | OUTDOOR
REIPNR-09165 | PV POWERED | PVP2500 | 260000 | 1 |  |  | 0.977 | Solar Inverter |  | OUTDOOR
REIPNR-09916 | PV POWERED | PVP2000 | 260000 | 1 |  |  | 0.977 | Solar Inverter |  | OUTDOOR
REIPNR-11004 | PV POWERED | PVP100KW-208 | 260000 | 5 |  |  | 0.977 | Solar Inverter |  | OUTDOOR
REIPNR-11177 | PV POWERED | PVP100KW-208 | 260000 | 2 |  |  | 0.977 | Solar Inverter |  | OUTDOOR
REIPNR-11573 | PV POWERED | PVP100KW-208 | 260000 | 3 |  |  | 0.977 | Solar Inverter |  | OUTDOOR
REIPNR-11901 | PV POWERED | PVP100KW-208 | 260000 | 1 |  |  | 0.977 | Solar Inverter |  | OUTDOOR
SRP03877 | PV POWERED | PVP1100 | 260000 | 6 |  |  | 0.977 | Solar Inverter |  | Inside
SRP04096 | PV POWERED | PVP100KW-208 | 260000 | 1 |  |  | 0.977 | Solar Inverter |  | Outside
SRP04283 | PV POWERED | PVP100KW-208 | 260000 | 1 |  |  | 0.977 | Solar Inverter |  | OUTDOOR
SRP05220 | PV POWERED | PVP100KW-208 | 260000 | 1 |  |  | 0.977 | Solar Inverter |  | Inside
SRP05459 | PV POWERED | PVP2500 | 260000 | 1 |  |  | 0.977 | Solar Inverter |  | OUTDOOR
SRP05460 | PV POWERED | PVP2500 | 260000 | 1 |  |  | 0.977 | Solar Inverter |  | OUTDOOR
SRP06740 | ADVANCED ENERGY INDUSTRIES | 3159000-104 | 260000 | 1 |  |  | 0.977 | Solar Inverter |  | Inside
SRP06740 | ADVANCED ENERGY INDUSTRIES | 3159000-104 | 260000 | 1 |  |  | 0.977 | Solar Inverter |  | Inside
SRP07395 | SATCON TECHNOLOGY | PVS-100 (208 V) | 100000 | 1 |  |  | 0.977 | Solar Inverter |  | Inside
SRP07396 | SATCON TECHNOLOGY | PVS-75 (208 V) | 75000 | 1 |  |  | 0.977 | Solar Inverter |  | INDOOR
SRP07942 | PV POWERED | PVP2500 | 260000 | 3 |  |  | 0.977 | Solar Inverter |  | INDOOR
SRP08169 | PV POWERED | PVP2000EVR | 260000 | 1 |  |  | 0.977 | Solar Inverter |  | OUTDOOR
SRP08614 | PV POWERED | PVP100KW-208 | 260000 | 1 |  |  | 0.977 | Solar Inverter |  | Outside
SRP08614 | PV POWERED | PVP100KW-208 | 260000 | 1 |  |  | 0.977 | Solar Inverter |  | Outside
SRP09656 | ADVANCED ENERGY INDUSTRIES | 3159000-110 | 250000 | 1 |  |  | 0.977 | Solar Inverter |  | OUTDOOR
SRP09842 | PV POWERED | PVP2000 | 260000 | 2 |  |  | 0.977 | Solar Inverter |  | OUTDOOR
SRP10610 | PV POWERED | PVP260KW-LV | 260000 | 2 |  |  | 0.977 | Solar Inverter |  | OUTDOOR
SRP11264 | PV POWERED | PVP2500 | 260000 | 1 |  |  | 0.977 | Solar Inverter |  | Inside
SRP14584 | PV POWERED | PVP100KW-208 | 260000 | 3 |  |  | 0.977 | Solar Inverter |  | INDOOR
SRP14765 | PV POWERED | PVP2000EVR | 260000 | 1 |  |  | 0.977 | Solar Inverter |  | INDOOR
SRP14881 | PV POWERED | PVP100KW-480 | 260000 | 1 |  |  | 0.977 | Solar Inverter |  | INDOOR
SRP14885 | PV POWERED | PVP260KW | 260000 | 1 |  |  | 0.977 | Solar Inverter |  | INDOOR
SRP15073 | PV POWERED | PVP100KW-208 | 260000 | 1 |  |  | 0.977 | Solar Inverter |  | OUTDOOR
SRP15216 | PV POWERED | PVP100KW-208 | 260000 | 1 |  |  | 0.977 | Solar Inverter |  | Inside
SRP15490 | PV POWERED | PVP100KW-208 | 260000 | 1 |  |  | 0.977 | Solar Inverter |  | Inside
SRP15512 | PV POWERED | PVP2800 | 260000 | 1 |  |  | 0.977 | Solar Inverter |  | Inside
SRP15724 | PV POWERED | PVP260KW | 260000 | 3 |  |  | 0.977 | Solar Inverter |  | INDOOR
SRP16292 | SOLAREDGE TECHNOLOGIES | SE3800 (208V) W/ -ER-US OR A-US | 3800 | 1 |  |  | 0.977 | Solar Inverter |  | INDOOR
SRP17426 | SOLAREDGE TECHNOLOGIES | SE3000 (208V) W/ -ER-US OR A-US | 3000 | 1 |  |  | 0.977 | Solar Inverter |  | OUTDOOR
SRP19043 | ADVANCED ENERGY INDUSTRIES | AE 250TX-480 | 250000 | 1 |  |  | 0.977 | Solar Inverter |  | OUTDOOR
SRP21706 | ADVANCED ENERGY INDUSTRIES | AE 250TX-480 | 250000 | 2 |  |  | 0.977 | Solar Inverter |  | OUTDOOR
SRP22763 | ADVANCED ENERGY INDUSTRIES | AE 260TX-480 | 260000 | 1 |  |  | 0.977 | Solar Inverter |  | OUTDOOR
SRP02889 | AE SOLAR ENERGY | AE5.0 (208V) | 500000 | 1 |  |  | 0.978 | Solar Inverter |  | OUTDOOR
SRP03138 | POWER-ONE | PVI-6000-OUTD-US-W (277 V) | 11000 | 8 |  |  | 0.978 | Solar Inverter |  | OUTDOOR
SRP07242 | SATCON TECHNOLOGY | PVS-500 (480 V) | 500000 | 18 |  |  | 0.978 | Solar Inverter |  | OUTDOOR
SRP09736 | POWER-ONE | PVI-10.0-I-OUTD-X-US-208-Y | 10000 | 3 |  |  | 0.978 | Solar Inverter |  | OUTDOOR
SRP09736 | POWER-ONE | PVI-12.0-I-OUTD-X-US-480-Y | 12000 | 8 |  |  | 0.978 | Solar Inverter |  | OUTDOOR
SRP12501 | ADVANCED ENERGY INDUSTRIES | 3159000-104 | 500000 | 1 |  |  | 0.978 | Solar Inverter |  | OUTDOOR
SRP14090 | ADVANCED ENERGY INDUSTRIES | AE 500TX-480 | 500000 | 1 |  |  | 0.978 | Solar Inverter |  | OUTDOOR
SRP15073 | PV POWERED | PVP100KW-208 | 500000 | 1 |  |  | 0.978 | Solar Inverter |  | OUTDOOR
SRP16740 | SMA AMERICA | SB8000US (240V) | 8000 | 1 |  |  | 0.978 | Solar Inverter |  | OUTDOOR
SRP17133 | SOLAREDGE TECHNOLOGIES | SE3000 (208V) W/ -ER-US OR A-US | 3000 | 6 |  |  | 0.978 | Solar Inverter |  | INDOOR
SRP24211 | SAMIL POWER | SOLARRIVER5000TL-US (208V) | 5000 | 2 |  |  | 0.978 | Solar Inverter |  | OUTDOOR
SRP03028 | SOLECTRIA RENEWABLES | PVI95KW-480 | 225000 | 1 |  |  | 0.979 | Solar Inverter |  | OUTDOOR
SRP03031 | SOLECTRIA RENEWABLES | PVI 3000 (208V) | 300000 | 1 |  |  | 0.979 | Solar Inverter |  | OUTDOOR
SRP03036 | SOLECTRIA RENEWABLES | PVI95KW-208 | 300000 | 1 |  |  | 0.979 | Solar Inverter |  | OUTDOOR
SRP03370 | SOLECTRIA RENEWABLES | PVI95KW-480 | 500000 | 2 |  |  | 0.979 | Solar Inverter |  | OUTDOOR
SRP10928 | SOLECTRIA RENEWABLES | SGI 500-480 | 500000 | 4 |  |  | 0.979 | Solar Inverter |  | OUTDOOR
SRP12503 | SOLECTRIA RENEWABLES | SGI 300-480 | 300000 | 1 |  |  | 0.979 | Solar Inverter |  | OUTDOOR
SRP12507 | SOLECTRIA RENEWABLES | SGI 300-480 | 266000 | 1 |  |  | 0.979 | Solar Inverter |  | OUTDOOR
SRP21097 | SOLECTRIA RENEWABLES | SGI 500-480 | 500000 | 6 |  |  | 0.979 | Solar Inverter |  | OUTDOOR
SRP26326 | SOLECTRIA | PVI13 | 300000 | 1 |  |  | 0.979 | Solar Inverter |  | OUTDOOR
REIPNR-05158 | SOLECTRIA RENEWABLES | PVI 5000-P (240V) | 60000 | 2 |  |  | 0.98 | Solar Inverter |  | OUTDOOR
REIPNR-07454 | SMA AMERICA | SC250U (480V) | 500000 | 7 |  |  | 0.98 | Solar Inverter |  | OUTDOOR
REIPNR-07524 | ADVANCED ENERGY INDUSTRIES | 3159000-110 | 333000 | 1 |  |  | 0.98 | Solar Inverter |  | OUTDOOR
REIPNR-08438 | PV POWERED | PVP4800 | 4800 | 1 |  |  | 0.98 | Solar Inverter |  | INDOOR
REIPNR-08655 | ENPHASE ENERGY | M175-24-240-S02 | 190 | 69 |  |  | 0.98 | Solar Inverter |  | OUTDOOR
REIPNR-08991 | SMA AMERICA | SB5000US (277V) | 500000 | 6 |  |  | 0.98 | Solar Inverter |  | OUTDOOR
REIPNR-09050 | SMA AMERICA | SB5000US | 5000 | 1 |  |  | 0.98 | Solar Inverter |  | OUTDOOR
REIPNR-09050 | SMA AMERICA | SB7000US (208V) | 8000 | 3 |  |  | 0.98 | Solar Inverter
REIPNR-09104 | SOLECTRIA RENEWABLES | PVI60KW-480 | 60000 | 1 |  |  | 0.98 | Solar Inverter |  | OUTDOOR
REIPNR-09104 | SOLECTRIA RENEWABLES | PVI82KW-208 | 82000 | 1 |  |  | 0.98 | Solar Inverter |  | OUTDOOR
REIPNR-09104 | SOLECTRIA RENEWABLES | PVI95KW-208 | 95000 | 2 |  |  | 0.98 | Solar Inverter |  | OUTDOOR
REIPNR-09118 | ADVANCED ENERGY INDUSTRIES | 3159000-104 | 500000 | 1 |  |  | 0.98 | Solar Inverter |  | Outside
REIPNR-09475 | SMA AMERICA | SB7000US (208V) | 7000 | 1 |  |  | 0.98 | Solar Inverter |  | OUTDOOR
REIPNR-11525 | PV POWERED | PVP3000 | 3000 | 2 |  |  | 0.98 | Solar Inverter |  | Outside
REIPNR-11553 | SMA AMERICA | SB7000US (208V) | 8000 | 7 |  |  | 0.98 | Solar Inverter |  | Outside
REIPNR-11553 | SMA AMERICA | SB7000US (277V) | 9000 | 2 |  |  | 0.98 | Solar Inverter |  | OUTDOOR
REIPNR-11587 | SMA AMERICA | SB7000US (277V) | 9000 | 3 |  |  | 0.98 | Solar Inverter |  | Inside
REIPNR-11905 | SMA AMERICA | SB7000US (277V) | 10000 | 3 |  |  | 0.98 | Solar Inverter |  | INDOOR
REIPNR-12161 | SMA AMERICA | SB5000US | 500000 | 3 |  |  | 0.98 | Solar Inverter |  | OUTDOOR
SRP01541 | ADVANCED ENERGY INDUSTRIES | 3159000-110 | 333000 | 2 |  |  | 0.98 | Solar Inverter |  | Inside
SRP02092 | SMA AMERICA | SC250U (480V) | 500000 | 2 |  |  | 0.98 | Solar Inverter |  | OUTDOOR
SRP02189 | ENPHASE ENERGY | M175-24-240-S02 | 215 | 50 |  |  | 0.98 | Solar Inverter |  | OUTDOOR
SRP02261 | SOLECTRIA RENEWABLES | PVI82KW-208 | 82000 | 2 |  |  | 0.98 | Solar Inverter |  | Outside
SRP02366 | SMA AMERICA | SB5000US | 5000 | 2 |  |  | 0.98 | Solar Inverter |  | Inside
SRP02458 | SMA AMERICA | SB5000US | 5000 | 1 |  |  | 0.98 | Solar Inverter |  | OUTDOOR
SRP02458 | SMA AMERICA | SB6000US (240V) | 6000 | 1 |  |  | 0.98 | Solar Inverter |  | Outside
SRP02466 | SMA AMERICA | SB5000US | 5000 | 2 |  |  | 0.98 | Solar Inverter |  | OUTDOOR
SRP02489 | SMA AMERICA | SB7000US (208V) | 7000 | 1 |  |  | 0.98 | Solar Inverter |  | OUTDOOR
SRP02500 | ADVANCED ENERGY INDUSTRIES | 3159000-110 | 500000 | 5 |  |  | 0.98 | Solar Inverter |  | OUTDOOR
SRP02552 | ENPHASE ENERGY | M200-32-240-S02 | 215 | 32 |  |  | 0.98 | Solar Inverter |  | OUTDOOR
SRP02561 | SMA AMERICA | SB7000US (277V) | 8000 | 1 |  |  | 0.98 | Solar Inverter |  | OUTDOOR
SRP02567 | SMA AMERICA | SB6000US (240V) | 6000 | 2 |  |  | 0.98 | Solar Inverter |  | OUTDOOR
SRP02578 | SMA AMERICA | SB7000US (277V) | 7000 | 1 |  |  | 0.98 | Solar Inverter |  | OUTDOOR
SRP02587 | SATCON TECHNOLOGY | AE-100-60-PV-A | 1000000 | 10 |  |  | 0.98 | Solar Inverter |  | OUTDOOR
SRP02588 | SATCON TECHNOLOGY | AE-500-60-PV-A | 500000 | 4 |  |  | 0.98 | Solar Inverter |  | OUTDOOR
SRP02593 | SMA AMERICA | SB6000US (240V) | 6000 | 2 |  |  | 0.98 | Solar Inverter |  | OUTDOOR
SRP02594 | SMA AMERICA | SB7000US (277V) | 7000 | 1 |  |  | 0.98 | Solar Inverter |  | OUTDOOR
SRP02597 | SMA AMERICA | SB5000US | 5000 | 2 |  |  | 0.98 | Solar Inverter |  | Inside
SRP02710 | SMA AMERICA | SWR2500U-SBD (240V) | 500000 | 12 |  |  | 0.98 | Solar Inverter |  | OUTDOOR
SRP02711 | SMA AMERICA | SWR2500U-SBD (240V) | 500000 | 12 |  |  | 0.98 | Solar Inverter |  | OUTDOOR
SRP02958 | ENPHASE ENERGY | M200-32-208-S01 | 190 | 52 |  |  | 0.98 | Solar Inverter |  | OUTDOOR
SRP02963 | ENPHASE ENERGY | M200-32-208-S01 | 215 | 72 |  |  | 0.98 | Solar Inverter |  | OUTDOOR
SRP03025 | SMA AMERICA | SB7000US (277V) | 8000 | 3 |  |  | 0.98 | Solar Inverter |  | OUTDOOR
SRP03209 | SMA AMERICA | SB5000US (208V) | 500000 | 7 |  |  | 0.98 | Solar Inverter |  | OUTDOOR
SRP03235 | SMA AMERICA | SB5000US | 5000 | 2 |  |  | 0.98 | Solar Inverter |  | Inside
SRP03295 | SATCON TECHNOLOGY | PVS-500 (480 V) | 500000 | 2 |  |  | 0.98 | Solar Inverter |  | OUTDOOR
SRP03370 | SOLECTRIA RENEWABLES | PVI95KW-208 | 250000 | 1 |  |  | 0.98 | Solar Inverter |  | OUTDOOR
SRP03477 | SOLECTRIA RENEWABLES | PVI 3000 (208V) | 500000 | 1 |  |  | 0.98 | Solar Inverter |  | OUTDOOR
SRP03477 | SOLECTRIA RENEWABLES | PVI 5300 (208V) | 333000 | 1 |  |  | 0.98 | Solar Inverter |  | OUTDOOR
SRP03498 | SMA AMERICA | SB7000US (277V) | 8000 | 1 |  |  | 0.98 | Solar Inverter |  | OUTDOOR
SRP03665 | SMA AMERICA | SB7000US (208V) | 8000 | 1 |  |  | 0.98 | Solar Inverter |  | OUTDOOR
SRP03665 | SMA AMERICA | SB7000US (240V) | 8000 | 1 |  |  | 0.98 | Solar Inverter |  | OUTDOOR
SRP03666 | SMA AMERICA | SB7000US (240V) | 10000 | 1 |  |  | 0.98 | Solar Inverter |  | OUTDOOR
SRP03666 | SMA AMERICA | SB7000US (277V) | 10000 | 2 |  |  | 0.98 | Solar Inverter |  | OUTDOOR
SRP03750 | ADVANCED ENERGY INDUSTRIES | 3159000-104 | 250000 | 1 |  |  | 0.98 | Solar Inverter |  | OUTDOOR
SRP03751 | ADVANCED ENERGY INDUSTRIES | 3159000-104 | 333000 | 1 |  |  | 0.98 | Solar Inverter |  | OUTDOOR
SRP03820 | SMA AMERICA | SB7000US (277V) | 7000 | 1 |  |  | 0.98 | Solar Inverter |  | INDOOR
SRP03864 | SMA AMERICA | SB3000US (208V) | 3000 | 1 |  |  | 0.98 | Solar Inverter |  | Inside
SRP03864 | SMA AMERICA | SB3000US (208V) | 5000 | 1 |  |  | 0.98 | Solar Inverter |  | Inside
SRP03954 | SATCON TECHNOLOGY | AE-500-60-PV-A | 500000 | 4 |  |  | 0.98 | Solar Inverter |  | OUTDOOR
SRP03984 | SOLECTRIA RENEWABLES | PVI82KW-208 | 82000 | 5 |  |  | 0.98 | Solar Inverter |  | OUTDOOR
SRP04116 | SOLECTRIA RENEWABLES | PVI 3000 (208V) | 3300 | 1 |  |  | 0.98 | Solar Inverter |  | OUTDOOR
SRP04116 | SOLECTRIA RENEWABLES | PVI 5000 (208V) | 5000 | 1 |  |  | 0.98 | Solar Inverter |  | OUTDOOR
SRP04200 | SMA AMERICA | SB7000US (277V) | 10000 | 6 |  |  | 0.98 | Solar Inverter |  | OUTDOOR
SRP04487 | SMA AMERICA | SB5000US | 500000 | 2 |  |  | 0.98 | Solar Inverter |  | OUTDOOR
SRP04505 | SMA AMERICA | SB6000U (208V) | 6000 | 2 |  |  | 0.98 | Solar Inverter |  | OUTDOOR
SRP04575 | ADVANCED ENERGY INDUSTRIES | 3159000-104 | 333000 | 1 |  |  | 0.98 | Solar Inverter |  | OUTDOOR
SRP04591 | ADVANCED ENERGY INDUSTRIES | 3159000-104 | 250000 | 1 |  |  | 0.98 | Solar Inverter |  | OUTDOOR
SRP04785 | SOLECTRIA RENEWABLES | PVI2500-240 | 250000 | 1 |  |  | 0.98 | Solar Inverter |  | OUTDOOR
SRP04859 | SATCON TECHNOLOGY | AE-500-60-PV-A | 500000 | 1 |  |  | 0.98 | Solar Inverter |  | Inside
SRP04958 | ADVANCED ENERGY | MM5 | 500000 | 2 |  |  | 0.98 | Solar Inverter |  | OUTDOOR
SRP04980 | SMA AMERICA | SB6000U (208V) | 6000 | 1 |  |  | 0.98 | Solar Inverter |  | INDOOR
SRP05003 | ENPHASE ENERGY | M200-32-240-S02 | 215 | 38 |  |  | 0.98 | Solar Inverter |  | OUTDOOR
SRP05039 | ADVANCED ENERGY INDUSTRIES | 3159000-104 | 333000 | 1 |  |  | 0.98 | Solar Inverter |  | OUTDOOR
SRP05083 | SMA AMERICA | SC125U (208V) | 500000 | 2 |  |  | 0.98 | Solar Inverter |  | OUTDOOR
SRP05293 | ADVANCED ENERGY INDUSTRIES | 3159000-110 | 500000 | 8 |  |  | 0.98 | Solar Inverter |  | OUTDOOR
SRP05462 | SMA AMERICA | SB7000US (277V) | 8000 | 1 |  |  | 0.98 | Solar Inverter |  | OUTDOOR
SRP05491 | SMA AMERICA | SB7000US (277V) | 9000 | 3 |  |  | 0.98 | Solar Inverter |  | OUTDOOR
SRP05492 | SMA AMERICA | SB7000US (277V) | 8000 | 6 |  |  | 0.98 | Solar Inverter |  | OUTDOOR
SRP05492 | SMA AMERICA | SB7000US (277V) | 9000 | 3 |  |  | 0.98 | Solar Inverter |  | OUTDOOR
SRP05650 | SMA AMERICA | SB7000US (208V) | 8000 | 3 |  |  | 0.98 | Solar Inverter |  | INDOOR
SRP05653 | SMA AMERICA | SB6000U (208V) | 6000 | 1 |  |  | 0.98 | Solar Inverter |  | INDOOR
SRP05653 | SMA AMERICA | SB7000US (208V) | 8000 | 2 |  |  | 0.98 | Solar Inverter |  | Inside
SRP05655 | ENPHASE ENERGY | M200-32-240-S02 | 215 | 63 |  |  | 0.98 | Solar Inverter |  | Inside
SRP06086 | ENPHASE ENERGY | M200-32-240-S02 | 215 | 37 |  |  | 0.98 | Solar Inverter |  | Outside
SRP06491 | SMA AMERICA | SB7000US (208V) | 8000 | 1 |  |  | 0.98 | Solar Inverter |  | OUTDOOR
SRP06491 | SMA AMERICA | SC250U (480V) | 500000 | 4 |  |  | 0.98 | Solar Inverter |  | OUTDOOR
SRP06601 | SMA AMERICA | SB7000US (277V) | 8000 | 2 |  |  | 0.98 | Solar Inverter |  | INDOOR
SRP06736 | PV POWERED | PVP30KW-LV-208 | 35000 | 1 |  |  | 0.98 | Solar Inverter |  | OUTDOOR
SRP06783 | ENPHASE ENERGY | M200-32-208-S01 | 350000 | 1 |  |  | 0.98 | Solar Inverter |  | OUTDOOR
SRP06783 | ENPHASE ENERGY | M200-32-208-S01 | 530000 | 1 |  |  | 0.98 | Solar Inverter |  | Outside
SRP06783 | ENPHASE ENERGY | M200-32-208-S01 | 1060000 | 1 |  |  | 0.98 | Solar Inverter |  | Outside
SRP06783 | ENPHASE ENERGY | M200-32-240-S01 | 880000 | 1 |  |  | 0.98 | Solar Inverter |  | Outside
SRP06783 | ENPHASE ENERGY | M200-32-240-S02 | 1060000 | 1 |  |  | 0.98 | Solar Inverter |  | Outside
SRP06970 | SMA AMERICA | SB8000TL-US (208V) | 8000 | 379 |  |  | 0.98 | Solar Inverter |  | OUTDOOR
SRP07016 | ADVANCED ENERGY INDUSTRIES | 3159000-104 | 500000 | 1 |  |  | 0.98 | Solar Inverter |  | OUTDOOR
SRP07016 | ADVANCED ENERGY INDUSTRIES | 3159000-104 | 500000 | 1 |  |  | 0.98 | Solar Inverter |  | OUTDOOR
SRP07030 | SOLECTRIA RENEWABLES | PVI1800-240 | 225000 | 1 |  |  | 0.98 | Solar Inverter |  | Outside
SRP07089 | SMA AMERICA | SUNNY BOY CONTROL PLUS | 9000 | 3 |  |  | 0.98 | Solar Inverter |  | INDOOR
SRP07089 | SMA AMERICA | SUNNY BOY CONTROL PLUS | 10000 | 3 |  |  | 0.98 | Solar Inverter |  | INDOOR
SRP07331 | ADVANCED ENERGY INDUSTRIES | 3159000-104 | 500000 | 5 |  |  | 0.98 | Solar Inverter |  | OUTDOOR
SRP07466 | SMA AMERICA | SB8000TL-US-12 (240V) | 8000 | 1 |  |  | 0.98 | Solar Inverter |  | OUTDOOR
SRP07473 | ADVANCED ENERGY INDUSTRIES | 3159000-104 | 500000 | 2 |  |  | 0.98 | Solar Inverter |  | OUTDOOR
SRP07481 | SUNPOWER CORP (ORIGINAL MFRSMA) | SPR-4000M (240V) | 4000 | 1 |  |  | 0.98 | Solar Inverter |  | INDOOR
SRP07489 | PV POWERED | PVP3500 | 35000 | 1 |  |  | 0.98 | Solar Inverter |  | OUTDOOR
SRP07712 | SMA AMERICA | SB7000US (277V) | 10000 | 2 |  |  | 0.98 | Solar Inverter |  | INDOOR
SRP07712 | SMA AMERICA | SC125U (208V) | 8000 | 2 |  |  | 0.98 | Solar Inverter |  | INDOOR
SRP07750 | POWER-ONE | PVI-CENTRAL-100-US (208 V) | 100000 | 1 |  |  | 0.98 | Solar Inverter |  | INDOOR
SRP07750 | SMA AMERICA | SB1100U-SBD | 10000 | 6 |  |  | 0.98 | Solar Inverter |  | INDOOR
SRP07750 | SMA AMERICA | SB3000US (208V) | 3000 | 1 |  |  | 0.98 | Solar Inverter |  | Inside
SRP08039 | AUXIN SOLAR | AXU-PV3000U (240V) | 6000 | 1 |  |  | 0.98 | Solar Inverter |  | OUTDOOR
SRP08046 | ENPHASE ENERGY | M200-32-240-S02 | 215 | 25 |  |  | 0.98 | Solar Inverter |  | OUTDOOR
SRP08060 | SMA AMERICA | SB7000US (277V) | 7000 | 1 |  |  | 0.98 | Solar Inverter |  | OUTDOOR
SRP08170 | SMA AMERICA | SB1100U | 10000 | 15 |  |  | 0.98 | Solar Inverter |  | OUTDOOR
SRP08239 | SMA AMERICA | SB6000U (277V) | 6000 | 1 |  |  | 0.98 | Solar Inverter |  | OUTDOOR
SRP08367 | PV POWERED | PVP30KW-LV-480 | 35000 | 1 |  |  | 0.98 | Solar Inverter |  | INDOOR
SRP08453 | SMA AMERICA | SWR2500U (240V) | 250000 | 1 |  |  | 0.98 | Solar Inverter |  | OUTDOOR
SRP08649 | SMA AMERICA | SB8000TL-US (208V) | 8000 | 1 |  |  | 0.98 | Solar Inverter |  | Outside
SRP08649 | SMA AMERICA | SB8000TL-US (240V) | 8000 | 1 |  |  | 0.98 | Solar Inverter |  | OUTDOOR
SRP08649 | SMA AMERICA | SB8000TL-US (240V) | 8000 | 1 |  |  | 0.98 | Solar Inverter |  | Outside
SRP09087 | SMA AMERICA | SB1100U-SBD | 2000 | 1 |  |  | 0.98 | Solar Inverter |  | OUTDOOR
SRP09087 | SMA AMERICA | SB3000US (208V) | 3000 | 1 |  |  | 0.98 | Solar Inverter |  | OUTDOOR
SRP09087 | SMA AMERICA | SB5000US (240V) | 5000 | 2 |  |  | 0.98 | Solar Inverter |  | OUTDOOR
SRP09087 | SMA AMERICA | SB6000U (240V) | 6000 | 6 |  |  | 0.98 | Solar Inverter |  | OUTDOOR
SRP09087 | SMA AMERICA | SB700U-SBD | 9000 | 7 |  |  | 0.98 | Solar Inverter |  | OUTDOOR
SRP09314 | SOLECTRIA RENEWABLES | SGI 225-480 | 225000 | 1 |  |  | 0.98 | Solar Inverter |  | OUTDOOR
SRP09656 | SMA AMERICA | SC125U (208V) | 500000 | 5 |  |  | 0.98 | Solar Inverter |  | OUTDOOR
SRP09785 | ADVANCED ENERGY INDUSTRIES | 3159000-104 | 333000 | 1 |  |  | 0.98 | Solar Inverter |  | OUTDOOR
SRP10132 | SATCON TECHNOLOGY | PVS-500 (480 V) | 500000 | 1 |  |  | 0.98 | Solar Inverter |  | INDOOR
SRP10147 | SOLECTRIA RENEWABLES | PVI82KW-480 | 82000 | 1 |  |  | 0.98 | Solar Inverter |  | OUTDOOR
SRP10365 | SMA AMERICA | SB7000US (240V) | 7000 | 1 |  |  | 0.98 | Solar Inverter |  | OUTDOOR
SRP10614 | ADVANCED ENERGY INDUSTRIES | 3159000-104 | 333000 | 1 |  |  | 0.98 | Solar Inverter |  | OUTDOOR
SRP10614 | ADVANCED ENERGY INDUSTRIES | 3159000-104 | 333000 | 1 |  |  | 0.98 | Solar Inverter |  | OUTDOOR
SRP10774 | SMA AMERICA | SB6000U (240V) | 6000 | 1 |  |  | 0.98 | Solar Inverter |  | INDOOR
SRP10774 | SMA AMERICA | SB7000US (277V) | 8000 | 1 |  |  | 0.98 | Solar Inverter |  | INDOOR
SRP10873 | ADVANCED ENERGY INDUSTRIES | 3159000-104 | 500000 | 4 |  |  | 0.98 | Solar Inverter |  | OUTDOOR
SRP10877 | ADVANCED ENERGY INDUSTRIES | 3159000-104 | 500000 | 10 |  |  | 0.98 | Solar Inverter |  | OUTDOOR
SRP10975 | ADVANCED ENERGY INDUSTRIES | 3159000-110 | 500000 | 1 |  |  | 0.98 | Solar Inverter |  | OUTDOOR
SRP11216 | SMA AMERICA | SB7000US (240V) | 5000 | 2 |  |  | 0.98 | Solar Inverter |  | INDOOR
SRP11216 | SMA AMERICA | SB7000US (240V) | 7000 | 1 |  |  | 0.98 | Solar Inverter |  | INDOOR
SRP11527 | SOLECTRIA RENEWABLES | SGI 300-480 | 300000 | 1 |  |  | 0.98 | Solar Inverter |  | OUTDOOR
SRP11707 | ADVANCED ENERGY INDUSTRIES | 3159000-104 | 250000 | 1 |  |  | 0.98 | Solar Inverter |  | OUTDOOR
SRP11711 | ADVANCED ENERGY INDUSTRIES | 3159000-104 | 333000 | 1 |  |  | 0.98 | Solar Inverter |  | OUTDOOR
SRP11780 | SOLECTRIA RENEWABLES | PVI 5300-P (240V) | 6000 | 1 |  |  | 0.98 | Solar Inverter |  | Inside
SRP11785 | ADVANCED ENERGY INDUSTRIES | 3159000-104 | 500000 | 2 |  |  | 0.98 | Solar Inverter |  | Outside
SRP11936 | SMA AMERICA | SB9000TL-US | 9000 | 3 |  |  | 0.98 | Solar Inverter |  | OUTDOOR
SRP11939 | SMA AMERICA | SB9000TL-US | 9000 | 4 |  |  | 0.98 | Solar Inverter |  | OUTDOOR
SRP12313 | ADVANCED ENERGY INDUSTRIES | 3159000-104 | 500000 | 4 |  |  | 0.98 | Solar Inverter |  | INDOOR
SRP12505 | SOLECTRIA RENEWABLES | SGI 266-480 | 266000 | 1 |  |  | 0.98 | Solar Inverter |  | OUTDOOR
SRP12723 | SMA AMERICA | SB7000US (208V) | 7000 | 1 |  |  | 0.98 | Solar Inverter |  | OUTDOOR
SRP14878 | SMA AMERICA | SB1100U | 500000 | 4 |  |  | 0.98 | Solar Inverter |  | OUTDOOR
SRP15626 | SMA AMERICA | SB6000U (240V) | 6000 | 2 |  |  | 0.98 | Solar Inverter |  | OUTDOOR
SRP15626 | SMA AMERICA | SB8000US-12 (240V) | 8000 | 4 |  |  | 0.98 | Solar Inverter |  | OUTDOOR
SRP16006 | ENPHASE ENERGY | M215-60-2LL-S2X | 215 | 13 |  |  | 0.98 | Solar Inverter |  | OUTDOOR
SRP16057 | PV POWERED | PVP100KW-208 | 500000 | 2 |  |  | 0.98 | Solar Inverter |  | OUTDOOR
SRP16146 | FRONIUS USA |  | 11000 | 1 |  |  | 0.98 | Solar Inverter |  | OUTDOOR
SRP16171 | SIEMENS INDUSTRY | SMIINV215R60XX (208V) | 215 | 22 |  |  | 0.98 | Solar Inverter |  | OUTDOOR
SRP16577 | ADVANCED ENERGY INDUSTRIES | 3159000-104 | 250000 | 1 |  |  | 0.98 | Solar Inverter |  | OUTDOOR
SRP16578 | ADVANCED ENERGY INDUSTRIES | 3159000-104 | 333000 | 1 |  |  | 0.98 | Solar Inverter |  | OUTDOOR
SRP16578 | ADVANCED ENERGY INDUSTRIES | 3159000-104 | 500000 | 1 |  |  | 0.98 | Solar Inverter |  | OUTDOOR
SRP17169 | SATCON TECHNOLOGY | AE-100-60-PV-A | 24000 | 2 |  |  | 0.98 | Solar Inverter |  | OUTDOOR
SRP17211 | SMA AMERICA | SB9000TL-US | 9000 | 15 |  |  | 0.98 | Solar Inverter |  | OUTDOOR
SRP17457 | REFUSOL | 804R024 | 24000 | 2 |  |  | 0.98 | Solar Inverter |  | OUTDOOR
SRP17630 | ADVANCED ENERGY INDUSTRIES | SOLARON 333KW (3159000-XXXX) | 300000 | 1 |  |  | 0.98 | Solar Inverter |  | OUTDOOR
SRP17630 | ADVANCED ENERGY INDUSTRIES | SOLARON 500 HE (3159502-XXXX) | 500000 | 19 |  |  | 0.98 | Solar Inverter |  | OUTDOOR
SRP17847 | SUNPOWER CORP (ORIGINAL MFRSMA) | SPR-3000M (240V) | 3000 | 1 |  |  | 0.98 | Solar Inverter |  | INDOOR
SRP17847 | SUNPOWER CORP (ORIGINAL MFRSMA) | SPR-6000M (240V) | 6000 | 1 |  |  | 0.98 | Solar Inverter |  | INDOOR
SRP18368 | SOLECTRIA RENEWABLES | SGI 225-480 | 225000 | 1 |  |  | 0.98 | Solar Inverter |  | OTHER
SRP18501 | SMA AMERICA | SB6000TL-US-12 (208V) | 6000 | 1 |  |  | 0.98 | Solar Inverter |  | INDOOR
SRP18501 | SMA AMERICA | SB8000TL-US-12 (208V) | 8000 | 1 |  |  | 0.98 | Solar Inverter |  | INDOOR
SRP18515 | SMA AMERICA | SB9000TL-US | 9000 | 1 |  |  | 0.98 | Solar Inverter |  | INDOOR
SRP18815 | ADVANCED ENERGY INDUSTRIES | SOLARON 250KW (3159200-XXXX) | 250000 | 2 |  |  | 0.98 | Solar Inverter |  | OUTDOOR
SRP18815 | ADVANCED ENERGY INDUSTRIES | SOLARON 500 HE (3159502-XXXX) | 500000 | 5 |  |  | 0.98 | Solar Inverter |  | OUTDOOR
SRP18979 | SMA AMERICA |  | 12000 | 1 |  |  | 0.98 | Solar Inverter |  | OUTDOOR
SRP18979 | SMA AMERICA |  | 24000 | 9 |  |  | 0.98 | Solar Inverter |  | OUTDOOR
SRP19201 | SMA AMERICA | SB11000TL-US-12 | 12000 | 1 |  |  | 0.98 | Solar Inverter |  | OUTDOOR
SRP19201 | SMA AMERICA |  | 24000 | 9 |  |  | 0.98 | Solar Inverter |  | OUTDOOR
SRP19321 | POWER-ONE | PVI-10.0-I-OUTD-X-US-208-Y | 100000 | 1 |  |  | 0.98 | Solar Inverter |  | INDOOR
SRP19925 | SIEMENS INDUSTRY | SMIINV215R60XX (208V) | 215 | 18 |  |  | 0.98 | Solar Inverter |  | OUTDOOR
SRP20048 | SAMIL POWER | SOLARRIVER6000TL-US (277V) | 10000 | 1 |  |  | 0.98 | Solar Inverter |  | OUTDOOR
SRP20592 | SOLAREDGE TECHNOLOGIES | SE3800 (240V) W/ -ER-US OR A-US | 3800 | 1 |  |  | 0.98 | Solar Inverter |  | OUTDOOR
SRP21084 | SOLAREDGE TECHNOLOGIES | SE6000 (240V) W/ -ER-US OR A-US | 6000 | 1 |  |  | 0.98 | Solar Inverter |  | INDOOR
SRP21084 | SOLAREDGE TECHNOLOGIES | SE6000 (240V) W/ -ER-US OR A-US | 6000 | 2 |  |  | 0.98 | Solar Inverter |  | INDOOR
SRP21097 | SOLECTRIA RENEWABLES | SGI 250-480 | 250000 | 2 |  |  | 0.98 | Solar Inverter |  | Outside
SRP21097 | SOLECTRIA RENEWABLES | SGI 250-480 | 266000 | 1 |  |  | 0.98 | Solar Inverter |  | OUTDOOR
SRP21099 | SOLAREDGE TECHNOLOGIES | SE6000 (240V) W/ -ER-US OR A-US | 6000 | 1 |  |  | 0.98 | Solar Inverter |  | INDOOR
SRP21258 | ADVANCED ENERGY INDUSTRIES | SOLARON 333KW (3159000-XXXX) | 333000 | 2 |  |  | 0.98 | Solar Inverter |  | INDOOR
SRP21347 | ADVANCED ENERGY INDUSTRIES | AE 500TX-480 | 500000 | 2 |  |  | 0.98 | Solar Inverter |  | OUTDOOR
SRP21365 | ADVANCED ENERGY INDUSTRIES | AE 100TX-208 | 1000000 | 8 |  |  | 0.98 | Solar Inverter |  | OUTDOOR
SRP21721 | SOLAREDGE TECHNOLOGIES | SE6000 (240V) W/ -ER-US OR A-US | 6000 | 1 |  |  | 0.98 | Solar Inverter |  | INDOOR
SRP21721 | SOLAREDGE TECHNOLOGIES | SE6000 (240V) W/ -ER-US OR A-US | 6000 | 2 |  |  | 0.98 | Solar Inverter |  | INDOOR
SRP21730 | SOLAREDGE TECHNOLOGIES | SE3800 (240V) W/ -ER-US OR A-US | 3800 | 1 |  |  | 0.98 | Solar Inverter |  | OUTDOOR
SRP21809 | SOLAREDGE TECHNOLOGIES | SE7000 (277V) W/ -ER-US OR A-US | 10000 | 1 |  |  | 0.98 | Solar Inverter |  | OUTDOOR
SRP21817 | SOLAREDGE TECHNOLOGIES | SE6000 (240V) W/ -ER-US OR A-US | 6000 | 1 |  |  | 0.98 | Solar Inverter |  | OUTDOOR
SRP21843 | SMA AMERICA | SC750CP-US | 750000 | 2 |  |  | 0.98 | Solar Inverter |  | OUTDOOR
SRP21843 | SMA AMERICA | SC750CP-US | 750000 | 4 |  |  | 0.98 | Solar Inverter |  | OUTDOOR
SRP22141 | SMA AMERICA | SB3000HFUS-30 (240V) | 3000 | 1 |  |  | 0.98 | Solar Inverter |  | Outside
SRP22141 | SMA AMERICA | SB5000US (240V) | 5000 | 1 |  |  | 0.98 | Solar Inverter |  | Outside
SRP22156 | SMA AMERICA | SB8000TL-US (208V) | 8000 | 1 |  |  | 0.98 | Solar Inverter |  | OUTDOOR
SRP22387 | SMA AMERICA | SB10000TL-US (240V) | 10000 | 2 |  |  | 0.98 | Solar Inverter |  | OUTDOOR
SRP22387 | SMA AMERICA | SB8000TL-US (240V) | 8000 | 1 |  |  | 0.98 | Solar Inverter |  | OUTDOOR
SRP22452 | SAMIL POWER CO | SOLARRIVER10000TL-US (208V) | 4000 | 1 |  |  | 0.98 | Solar Inverter |  | OUTDOOR
SRP22587 | SOLAREDGE TECHNOLOGIES | SE6000 (240V) W/ -ER-US OR A-US | 6000 | 1 |  |  | 0.98 | Solar Inverter |  | OUTDOOR
SRP22636 | POWER-ONE | TRIO-27.6-TL-OUTD-US-480 | 27600 | 32 |  |  | 0.98 | Solar Inverter |  | OUTDOOR
SRP22705 | SOLAREDGE TECHNOLOGIES | SE5000 (240V) W/ -ER-US OR A-US | 5000 | 1 |  |  | 0.98 | Solar Inverter |  | INDOOR
SRP22708 | SOLAREDGE TECHNOLOGIES | SE6000 (240V) W/ -ER-US OR A-US | 6000 | 1 |  |  | 0.98 | Solar Inverter |  | OUTDOOR
SRP22963 | ADVANCED ENERGY INDUSTRIES | AE 35TX-208 | 13000 | 1 |  |  | 0.98 | Solar Inverter |  | OUTDOOR
SRP23017 | SOLAREDGE TECHNOLOGIES | SE6000 (240V) W/ -ER-US OR A-US | 6000 | 1 |  |  | 0.98 | Solar Inverter |  | OUTDOOR
SRP23225 | SUNPOWER | SPR-5000M (240V) | 5000 | 1 |  |  | 0.98 | Solar Inverter |  | Outside
SRP23225 | SUNPOWER | SPR-5000X (240V) | 5000 | 1 |  |  | 0.98 | Solar Inverter |  | Outside
SRP23351 | SMA AMERICA | SB4000US (240V) | 4000 | 1 |  |  | 0.98 | Solar Inverter |  | Inside
SRP23397 | SOLAREDGE TECHNOLOGIES | SE5000 (240V) W/ -ER-US OR A-US | 5000 | 2 |  |  | 0.98 | Solar Inverter |  | Inside
SRP23461 | SOLAREDGE TECHNOLOGIES | SE3800 (208V) W/ -ER-US OR A-US | 3800 | 1 |  |  | 0.98 | Solar Inverter |  | Outside
SRP23618 | GROWATT NEW ENERGY TECHNOLOGY | GROWATT 3600MTL-US (240V) | 3600 | 1 |  |  | 0.98 | Solar Inverter |  | OUTDOOR
SRP23618 | GROWATT NEW ENERGY TECHNOLOGY | GROWATT 5000MTL-US (240V) | 5000 | 1 |  |  | 0.98 | Solar Inverter |  | OUTDOOR
SRP23646 | SMA AMERICA | SB4000US (240V) | 4000 | 1 |  |  | 0.98 | Solar Inverter |  | OUTDOOR
SRP23646 | SMA AMERICA | SB5000US (240V) | 5000 | 1 |  |  | 0.98 | Solar Inverter |  | OUTDOOR
SRP23903 | SOLAREDGE TECHNOLOGIES | SE5000 (240V) W/ -ER-US OR A-US | 5500 | 1 |  |  | 0.98 | Solar Inverter |  | OUTDOOR
SRP24019 | SOLAREDGE TECHNOLOGIES | SE5000 (240V) W/ -ER-US OR A-US | 5000 | 1 |  |  | 0.98 | Solar Inverter |  | OUTDOOR
SRP24020 | SOLAREDGE TECHNOLOGIES | SE3800 (240V) W/ -ER-US OR A-US | 3800 | 1 |  |  | 0.98 | Solar Inverter |  | OUTDOOR
SRP24020 | SOLAREDGE TECHNOLOGIES | SE3800 (240V) W/ -ER-US OR A-US | 3800 | 1 |  |  | 0.98 | Solar Inverter |  | OUTDOOR
SRP24090 | SOLAREDGE TECHNOLOGIES | SE5000 (240V) W/ -ER-US OR A-US | 5000 | 1 |  |  | 0.98 | Solar Inverter |  | OUTDOOR
SRP24091 | SOLAREDGE TECHNOLOGIES | SE5000 (240V) W/ -ER-US OR A-US | 5000 | 1 |  |  | 0.98 | Solar Inverter |  | Inside
SRP24132 | SOLAREDGE TECHNOLOGIES | SE3800 (240V) W/ -ER-US OR A-US | 3800 | 1 |  |  | 0.98 | Solar Inverter |  | OUTDOOR
SRP24132 | SOLAREDGE TECHNOLOGIES | SE3800 (240V) W/ -ER-US OR A-US | 3800 | 1 |  |  | 0.98 | Solar Inverter |  | OUTDOOR
SRP24192 | POWER-ONE | PVI-3.8-1-OUTD-X-US-Y (208 V) | 3800 | 1 |  |  | 0.98 | Solar Inverter |  | OUTDOOR
SRP24192 | POWER-ONE | PVI-5000-OUTD-US (208 V) | 5000 | 1 |  |  | 0.98 | Solar Inverter |  | OUTDOOR
SRP24237 | SOLAREDGE TECHNOLOGIES | SE6000 (208V) W/ -ER-US OR A-US | 6000 | 1 |  |  | 0.98 | Solar Inverter |  | OUTDOOR
SRP24286 | SOLAREDGE TECHNOLOGIES | SE6000 (240V) W/ -ER-US OR A-US | 6000 | 1 |  |  | 0.98 | Solar Inverter |  | OUTDOOR
SRP24302 | SAMIL POWER CO | SOLARRIVER7000TL-US (240V) | 7000 | 1 |  |  | 0.98 | Solar Inverter |  | Outside
SRP24345 | SOLAREDGE TECHNOLOGIES | SE5000 (240V) W/ -ER-US OR A-US | 5500 | 1 |  |  | 0.98 | Solar Inverter |  | OUTDOOR
SRP24346 | SOLAREDGE TECHNOLOGIES | SE5000 (240V) W/ -ER-US OR A-US | 5000 | 1 |  |  | 0.98 | Solar Inverter |  | Inside
SRP24354 | SOLAREDGE TECHNOLOGIES | SE3800 (240V) W/ -ER-US OR A-US | 3800 | 1 |  |  | 0.98 | Solar Inverter |  | OUTDOOR
SRP24356 | SOLAREDGE TECHNOLOGIES | SE5000 (240V) W/ -ER-US OR A-US | 5000 | 1 |  |  | 0.98 | Solar Inverter |  | OUTDOOR
SRP24581 | SMA AMERICA | SB9000TL-US | 9000 | 1 |  |  | 0.98 | Solar Inverter |  | INDOOR
SRP24584 | SOLAREDGE TECHNOLOGIES | SE5000 (208V) W/ -ER-US OR A-US | 5000 | 1 |  |  | 0.98 | Solar Inverter |  | Outside
SRP24588 | SMA | 1100U | 2500 | 1 |  |  | 0.98 | Solar Inverter |  | INDOOR
SRP24588 | SMA | 1100U | 11000 | 1 |  |  | 0.98 | Solar Inverter |  | INDOOR
SRP24609 | SOLAREDGE TECHNOLOGIES | SE3000 (208V) W/ -ER-US OR A-US | 3000 | 1 |  |  | 0.98 | Solar Inverter |  | INDOOR
SRP24609 | SOLAREDGE TECHNOLOGIES | SE5000 (208V) W/ -ER-US OR A-US | 5000 | 1 |  |  | 0.98 | Solar Inverter |  | INDOOR
SRP24653 | SOLAREDGE TECHNOLOGIES | SE3800 (208V) W/ -ER-US OR A-US | 3800 | 1 |  |  | 0.98 | Solar Inverter |  | OUTDOOR
SRP24653 | SOLAREDGE TECHNOLOGIES | SE5000 (208V) W/ -ER-US OR A-US | 5000 | 1 |  |  | 0.98 | Solar Inverter |  | OUTDOOR
SRP24710 | SOLAREDGE TECHNOLOGIES | SE6000 (208V) W/ -ER-US OR A-US | 9000 | 1 |  |  | 0.98 | Solar Inverter |  | INDOOR
SRP24710 | SOLAREDGE TECHNOLOGIES | SE6000 (208V) W/ -ER-US OR A-US | 9000 | 2 |  |  | 0.98 | Solar Inverter |  | INDOOR
SRP24723 | SOLAREDGE TECHNOLOGIES | SE5000 (208V) W/ -ER-US OR A-US | 5500 | 1 |  |  | 0.98 | Solar Inverter |  | OUTDOOR
SRP24780 | SOLAREDGE TECHNOLOGIES | SE3800 (240V) W/ -ER-US OR A-US | 3800 | 1 |  |  | 0.98 | Solar Inverter |  | Inside
SRP24780 | SOLAREDGE TECHNOLOGIES | SE3800 (240V) W/ -ER-US OR A-US | 3800 | 1 |  |  | 0.98 | Solar Inverter |  | Inside
SRP24781 | SOLAREDGE TECHNOLOGIES | SE3800 (208V) W/ -ER-US OR A-US | 3800 | 1 |  |  | 0.98 | Solar Inverter |  | OUTDOOR
SRP24781 | SOLAREDGE TECHNOLOGIES | SE5000 (208V) W/ -ER-US OR A-US | 5000 | 1 |  |  | 0.98 | Solar Inverter |  | OUTDOOR
SRP24809 | SOLAREDGE TECHNOLOGIES | SE3800 (208V) W/ -ER-US OR A-US | 3800 | 1 |  |  | 0.98 | Solar Inverter |  | OUTDOOR
SRP24894 | SOLAREDGE TECHNOLOGIES | SE6000 (208V) W/ -ER-US OR A-US | 6000 | 1 |  |  | 0.98 | Solar Inverter |  | INDOOR
SRP24901 | SOLAREDGE TECHNOLOGIES | SE6000 (240V) W/ -ER-US OR A-US | 6000 | 1 |  |  | 0.98 | Solar Inverter |  | Inside
SRP24901 | SOLAREDGE TECHNOLOGIES | SE6000 (240V) W/ -ER-US OR A-US | 6000 | 1 |  |  | 0.98 | Solar Inverter |  | Inside
SRP24913 | SOLAREDGE TECHNOLOGIES | SE5000 (208V) W/ -ER-US OR A-US | 5500 | 1 |  |  | 0.98 | Solar Inverter |  | OUTDOOR
SRP24924 | SOLAREDGE TECHNOLOGIES | SE5000 (208V) W/ -ER-US OR A-US | 5000 | 1 |  |  | 0.98 | Solar Inverter |  | OUTDOOR
SRP24953 | SOLAREDGE TECHNOLOGIES | SE3800 (240V) W/ -ER-US OR A-US | 3800 | 1 |  |  | 0.98 | Solar Inverter |  | OUTDOOR
SRP24965 | SOLAREDGE TECHNOLOGIES | SE5000 (240V) W/ -ER-US OR A-US | 5500 | 1 |  |  | 0.98 | Solar Inverter |  | OUTDOOR
SRP24966 | POWER-ONE | PVI-5000-OUTD-US (240 V) | 5000 | 1 |  |  | 0.98 | Solar Inverter |  | OUTDOOR
SRP24967 | SOLAREDGE TECHNOLOGIES | SE3800 (208V) W/ -ER-US OR A-US | 3800 | 1 |  |  | 0.98 | Solar Inverter |  | OUTDOOR
SRP24967 | SOLAREDGE TECHNOLOGIES | SE3800 (208V) W/ -ER-US OR A-US | 3800 | 1 |  |  | 0.98 | Solar Inverter |  | OUTDOOR
SRP24977 | SOLAREDGE TECHNOLOGIES | SE6000 (240V) W/ -ER-US OR A-US | 6000 | 1 |  |  | 0.98 | Solar Inverter |  | INDOOR
SRP24977 | SOLAREDGE TECHNOLOGIES | SE6000 (240V) W/ -ER-US OR A-US | 7600 | 1 |  |  | 0.98 | Solar Inverter |  | INDOOR
SRP24984 | SOLAREDGE TECHNOLOGIES | SE3800 (208V) W/ -ER-US OR A-US | 3800 | 1 |  |  | 0.98 | Solar Inverter |  | OUTDOOR
SRP24984 | SOLAREDGE TECHNOLOGIES | SE5000 (208V) W/ -ER-US OR A-US | 5000 | 1 |  |  | 0.98 | Solar Inverter |  | OUTDOOR
SRP25011 | SOLAREDGE TECHNOLOGIES | SE5000 (208V) W/ -ER-US OR A-US | 5500 | 1 |  |  | 0.98 | Solar Inverter |  | OUTDOOR
SRP25020 | SOLAREDGE TECHNOLOGIES | SE5000 (240V) W/ -ER-US OR A-US | 5500 | 1 |  |  | 0.98 | Solar Inverter |  | OUTDOOR
SRP25057 | SOLAREDGE TECHNOLOGIES | SE6000 (240V) W/ -ER-US OR A-US | 6000 | 2 |  |  | 0.98 | Solar Inverter |  | INDOOR
SRP25162 | SOLAREDGE TECHNOLOGIES | SE3800 (240V) W/ -ER-US OR A-US | 3800 | 1 |  |  | 0.98 | Solar Inverter |  | OUTDOOR
SRP25169 | SOLAREDGE TECHNOLOGIES | SE6000 (240V) W/ -ER-US OR A-US | 10000 | 1 |  |  | 0.98 | Solar Inverter |  | INDOOR
SRP25183 | SOLAREDGE TECHNOLOGIES | SE3800 (240V) W/ -ER-US OR A-US | 3800 | 1 |  |  | 0.98 | Solar Inverter |  | OUTDOOR
SRP25183 | SOLAREDGE TECHNOLOGIES | SE3800 (240V) W/ -ER-US OR A-US | 3800 | 1 |  |  | 0.98 | Solar Inverter |  | OUTDOOR
SRP25187 | SOLAREDGE TECHNOLOGIES | SE6000 (240V) W/ -ER-US OR A-US | 6000 | 1 |  |  | 0.98 | Solar Inverter |  | INDOOR
SRP25192 | SOLAREDGE TECHNOLOGIES | SE3800 (240V) W/ -ER-US OR A-US | 3800 | 1 |  |  | 0.98 | Solar Inverter |  | OUTDOOR
SRP25192 | SOLAREDGE TECHNOLOGIES | SE5000 (240V) W/ -ER-US OR A-US | 5000 | 1 |  |  | 0.98 | Solar Inverter |  | OUTDOOR
SRP25274 | SOLAREDGE TECHNOLOGIES | SE5000 (240V) W/ -ER-US OR A-US | 5500 | 1 |  |  | 0.98 | Solar Inverter |  | OUTDOOR
SRP25274 | SOLAREDGE TECHNOLOGIES | SE5000 (240V) W/ -ER-US OR A-US | 5500 | 1 |  |  | 0.98 | Solar Inverter |  | OUTDOOR
SRP25284 | SOLAREDGE TECHNOLOGIES | SE5000 (240V) W/ -ER-US OR A-US | 5000 | 1 |  |  | 0.98 | Solar Inverter |  | OUTDOOR
SRP25308 | SOLAREDGE TECHNOLOGIES | SE3800 (208V) W/ -ER-US OR A-US | 3800 | 1 |  |  | 0.98 | Solar Inverter |  | OUTDOOR
SRP25331 | SOLAREDGE TECHNOLOGIES | SE3800 (240V) W/ -ER-US OR A-US | 3800 | 2 |  |  | 0.98 | Solar Inverter |  | INDOOR
SRP25338 | SAMIL POWER | SOLARRIVER5000TL-US (240V) | 3000 | 1 |  |  | 0.98 | Solar Inverter |  | OUTDOOR
SRP25338 | SAMIL POWER | SOLARRIVER5000TL-US (240V) | 5000 | 1 |  |  | 0.98 | Solar Inverter |  | OUTDOOR
SRP25349 | SOLAREDGE TECHNOLOGIES | SE3800 (240V) W/ -ER-US OR A-US | 3800 | 1 |  |  | 0.98 | Solar Inverter |  | OUTDOOR
SRP25349 | SOLAREDGE TECHNOLOGIES | SE3800 (240V) W/ -ER-US OR A-US | 3800 | 1 |  |  | 0.98 | Solar Inverter |  | OUTDOOR
SRP25387 | SOLAREDGE TECHNOLOGIES | SE5000 (240V) W/ -ER-US OR A-US | 5500 | 1 |  |  | 0.98 | Solar Inverter |  | OUTDOOR
SRP25388 | SOLAREDGE TECHNOLOGIES | SE5000 (208V) W/ -ER-US OR A-US | 5000 | 1 |  |  | 0.98 | Solar Inverter |  | Inside
SRP25395 | SOLAREDGE TECHNOLOGIES | SE5000 (240V) W/ -ER-US OR A-US | 5000 | 1 |  |  | 0.98 | Solar Inverter |  | OUTDOOR
SRP25400 | SOLAREDGE TECHNOLOGIES | SE5000 (208V) W/ -ER-US OR A-US | 5500 | 1 |  |  | 0.98 | Solar Inverter |  | OUTDOOR
SRP25404 | SOLAREDGE TECHNOLOGIES | SE5000 (240V) W/ -ER-US OR A-US | 5500 | 1 |  |  | 0.98 | Solar Inverter |  | Inside
SRP25412 | SOLAREDGE TECHNOLOGIES | SE3800 (208V) W/ -ER-US OR A-US | 3800 | 1 |  |  | 0.98 | Solar Inverter |  | OUTDOOR
SRP25432 | SOLAREDGE TECHNOLOGIES | SE6000 (240V) W/ -ER-US OR A-US | 7600 | 1 |  |  | 0.98 | Solar Inverter |  | OUTDOOR
SRP25478 | SOLAREDGE TECHNOLOGIES | SE5000 (208V) W/ -ER-US OR A-US | 5500 | 1 |  |  | 0.98 | Solar Inverter |  | OUTDOOR
SRP25527 | SOLAREDGE TECHNOLOGIES | SE5000 (240V) W/ -ER-US OR A-US | 5000 | 1 |  |  | 0.98 | Solar Inverter |  | Inside
SRP25527 | SOLAREDGE TECHNOLOGIES | SE5000 (240V) W/ -ER-US OR A-US | 5000 | 1 |  |  | 0.98 | Solar Inverter |  | Inside
SRP25545 | SOLAREDGE TECHNOLOGIES | SE5000 (208V) W/ -ER-US OR A-US | 5500 | 1 |  |  | 0.98 | Solar Inverter |  | OUTDOOR
SRP25546 | SOLAREDGE TECHNOLOGIES | SE3800 (208V) W/ -ER-US OR A-US | 3800 | 1 |  |  | 0.98 | Solar Inverter |  | OUTDOOR
SRP25600 | SOLAREDGE TECHNOLOGIES | SE5000 (208V) W/ -ER-US OR A-US | 5500 | 1 |  |  | 0.98 | Solar Inverter |  | Inside
SRP25642 | SOLAREDGE TECHNOLOGIES | SE3800 (240V) W/ -ER-US OR A-US | 3800 | 1 |  |  | 0.98 | Solar Inverter |  | Inside
SRP25653 | SOLAREDGE TECHNOLOGIES | SE3800 (208V) W/ -ER-US OR A-US | 3800 | 1 |  |  | 0.98 | Solar Inverter |  | OUTDOOR
SRP25654 | SOLAREDGE TECHNOLOGIES | SE5000 (208V) W/ -ER-US OR A-US | 5000 | 1 |  |  | 0.98 | Solar Inverter |  | Inside
SRP25723 | SOLAREDGE TECHNOLOGIES | SE5000 (208V) W/ -ER-US OR A-US | 5000 | 1 |  |  | 0.98 | Solar Inverter |  | OUTDOOR
SRP25726 | SMA AMERICA | SB10000TL-US (240V) | 10000 | 5 |  |  | 0.98 | Solar Inverter |  | OUTDOOR
SRP25726 | SMA AMERICA | SB7000TL-US (240V) | 7000 | 2 |  |  | 0.98 | Solar Inverter |  | OUTDOOR
SRP25731 | SOLAREDGE TECHNOLOGIES | SE5000 (240V) W/ -ER-US OR A-US | 5000 | 1 |  |  | 0.98 | Solar Inverter |  | OUTDOOR
SRP25745 | SOLAREDGE TECHNOLOGIES | SE6000 (240V) W/ -ER-US OR A-US | 7600 | 1 |  |  | 0.98 | Solar Inverter |  | OUTDOOR
SRP25745 | SOLAREDGE TECHNOLOGIES | SE6000 (240V) W/ -ER-US OR A-US | 7600 | 1 |  |  | 0.98 | Solar Inverter |  | Outside
SRP25745 | SOLAREDGE TECHNOLOGIES | SE6000 (240V) W/ -ER-US OR A-US | 7600 | 1 |  |  | 0.98 | Solar Inverter |  | Outside
SRP25772 | SOLAREDGE TECHNOLOGIES | SE3800 (208V) W/ -ER-US OR A-US | 3800 | 1 |  |  | 0.98 | Solar Inverter |  | OUTDOOR
SRP25772 | SOLAREDGE TECHNOLOGIES | SE3800 (208V) W/ -ER-US OR A-US | 3800 | 1 |  |  | 0.98 | Solar Inverter |  | OUTDOOR
SRP25807 | SOLAREDGE TECHNOLOGIES | SE5000 (208V) W/ -ER-US OR A-US | 5000 | 1 |  |  | 0.98 | Solar Inverter |  | OUTDOOR
SRP25809 | SOLAREDGE TECHNOLOGIES | SE3800 (208V) W/ -ER-US OR A-US | 3800 | 1 |  |  | 0.98 | Solar Inverter |  | OUTDOOR
SRP25810 | SOLAREDGE TECHNOLOGIES | SE3800 (208V) W/ -ER-US OR A-US | 3800 | 1 |  |  | 0.98 | Solar Inverter |  | OUTDOOR
SRP25810 | SOLAREDGE TECHNOLOGIES | SE3800 (208V) W/ -ER-US OR A-US | 3800 | 1 |  |  | 0.98 | Solar Inverter |  | OUTDOOR
SRP25834 | SOLAREDGE TECHNOLOGIES | SE3800 (208V) W/ -ER-US OR A-US | 3800 | 1 |  |  | 0.98 | Solar Inverter |  | Inside
SRP25851 | SOLAREDGE TECHNOLOGIES | SE6000 (208V) W/ -ER-US OR A-US | 6000 | 2 |  |  | 0.98 | Solar Inverter |  | OUTDOOR
SRP25855 | SOLAREDGE TECHNOLOGIES | SE3800 (208V) W/ -ER-US OR A-US | 3800 | 1 |  |  | 0.98 | Solar Inverter |  | OUTDOOR
SRP25855 | SOLAREDGE TECHNOLOGIES | SE3800 (208V) W/ -ER-US OR A-US | 3800 | 1 |  |  | 0.98 | Solar Inverter |  | OUTDOOR
SRP25890 | SOLAREDGE TECHNOLOGIES | SE5000 (240V) W/ -ER-US OR A-US | 5000 | 1 |  |  | 0.98 | Solar Inverter |  | INDOOR
SRP25918 | SMA AMERICA | SB8000US-12 (240V) | 8000 | 1 |  |  | 0.98 | Solar Inverter |  | Outside
SRP25955 | SAMIL POWER | SOLARRIVER6000TL-US (208V) | 6000 | 1 |  |  | 0.98 | Solar Inverter |  | OUTDOOR
SRP25997 | SOLAREDGE TECHNOLOGIES | SE5000 (208V) W/ -ER-US OR A-US | 5500 | 1 |  |  | 0.98 | Solar Inverter |  | OUTDOOR
SRP26065 | SOLAREDGE TECHNOLOGIES | SE6000 (240V) W/ -ER-US OR A-US | 11400 | 1 |  |  | 0.98 | Solar Inverter |  | INDOOR
SRP26065 | SOLAREDGE TECHNOLOGIES | SE6000 (240V) W/ -ER-US OR A-US | 11400 | 1 |  |  | 0.98 | Solar Inverter |  | INDOOR
SRP26081 | SOLAREDGE TECHNOLOGIES | SE5000 (240V) W/ -ER-US OR A-US | 5000 | 1 |  |  | 0.98 | Solar Inverter |  | OUTDOOR
SRP26091 | SOLAREDGE TECHNOLOGIES | SE5000 (240V) W/ -ER-US OR A-US | 5000 | 1 |  |  | 0.98 | Solar Inverter |  | OUTDOOR
SRP26092 | SOLAREDGE TECHNOLOGIES | SE3800 (208V) W/ -ER-US OR A-US | 3800 | 1 |  |  | 0.98 | Solar Inverter |  | OUTDOOR
SRP26107 | SOLAREDGE TECHNOLOGIES | SE3800 (208V) W/ -ER-US OR A-US | 3800 | 1 |  |  | 0.98 | Solar Inverter |  | OUTDOOR
SRP26265 | SOLAREDGE TECHNOLOGIES | SE3800 (240V) W/ -ER-US OR A-US | 3800 | 1 |  |  | 0.98 | Solar Inverter |  | Inside
SRP26265 | SOLAREDGE TECHNOLOGIES | SE5000 (240V) W/ -ER-US OR A-US | 5500 | 1 |  |  | 0.98 | Solar Inverter |  | Inside
SRP26296 | SOLAREDGE TECHNOLOGIES | SE5000 (208V) W/ -ER-US OR A-US | 5500 | 1 |  |  | 0.98 | Solar Inverter |  | Inside
SRP26340 | SOLAREDGE TECHNOLOGIES | SE5000 (240V) W/ -ER-US OR A-US | 5000 | 1 |  |  | 0.98 | Solar Inverter |  | OUTDOOR
SRP26340 | SOLAREDGE TECHNOLOGIES | SE5000 (240V) W/ -ER-US OR A-US | 5000 | 1 |  |  | 0.98 | Solar Inverter |  | OUTDOOR
SRP26370 | SOLAREDGE TECHNOLOGIES | SE3800 (240V) W/ -ER-US OR A-US | 3800 | 1 |  |  | 0.98 | Solar Inverter |  | OUTDOOR
SRP26484 | SOLAREDGE TECHNOLOGIES | SE3800 (208V) W/ -ER-US OR A-US | 3800 | 1 |  |  | 0.98 | Solar Inverter |  | OUTDOOR
SRP26514 | SOLAREDGE TECHNOLOGIES | SE3800 (208V) W/ -ER-US OR A-US | 3800 | 1 |  |  | 0.98 | Solar Inverter |  | Inside
SRP26550 | SOLAREDGE TECHNOLOGIES | SE5000 (240V) W/ -ER-US OR A-US | 5500 | 1 |  |  | 0.98 | Solar Inverter |  | OUTDOOR
SRP26552 | SOLAREDGE TECHNOLOGIES | SE3800 (208V) W/ -ER-US OR A-US | 3800 | 1 |  |  | 0.98 | Solar Inverter |  | Inside
SRP26674 | SOLAREDGE TECHNOLOGIES | SE3800 (208V) W/ -ER-US OR A-US | 3800 | 1 |  |  | 0.98 | Solar Inverter |  | OUTDOOR
SRP26674 | SOLAREDGE TECHNOLOGIES | SE3800 (208V) W/ -ER-US OR A-US | 3800 | 1 |  |  | 0.98 | Solar Inverter |  | OUTDOOR
SRP26682 | SOLAREDGE TECHNOLOGIES | SE5000 (240V) W/ -ER-US OR A-US | 5000 | 1 |  |  | 0.98 | Solar Inverter |  | OUTDOOR
SRP26686 | SOLAREDGE TECHNOLOGIES | SE5000 (240V) W/ -ER-US OR A-US | 5000 | 1 |  |  | 0.98 | Solar Inverter |  | Outside
SRP26689 | SOLAREDGE TECHNOLOGIES | SE3800 (208V) W/ -ER-US OR A-US | 3800 | 2 |  |  | 0.98 | Solar Inverter |  | OUTDOOR
SRP26791 | SOLAREDGE TECHNOLOGIES | SE5000 (240V) W/ -ER-US OR A-US | 5000 | 2 |  |  | 0.98 | Solar Inverter |  | INDOOR
SRP26822 | SOLAREDGE TECHNOLOGIES | SE3800 (240V) W/ -ER-US OR A-US | 3800 | 1 |  |  | 0.98 | Solar Inverter |  | OUTDOOR
SRP26905 | SOLAREDGE TECHNOLOGIES | SE3800 (240V) W/ -ER-US OR A-US | 3800 | 1 |  |  | 0.98 | Solar Inverter |  | INDOOR
SRP26926 | SOLAREDGE TECHNOLOGIES | SE3800 (240V) W/ -ER-US OR A-US | 3800 | 1 |  |  | 0.98 | Solar Inverter |  | OUTDOOR
SRP26926 | SOLAREDGE TECHNOLOGIES | SE3800 (240V) W/ -ER-US OR A-US | 3800 | 1 |  |  | 0.98 | Solar Inverter |  | OUTDOOR
SRP26951 | SOLAREDGE TECHNOLOGIES | SE3800 (208V) W/ -ER-US OR A-US | 3800 | 1 |  |  | 0.98 | Solar Inverter |  | Inside
SRP26951 | SOLAREDGE TECHNOLOGIES | SE3800 (208V) W/ -ER-US OR A-US | 3800 | 1 |  |  | 0.98 | Solar Inverter |  | Inside
SRP26967 | SOLAREDGE TECHNOLOGIES | SE5000 (240V) W/ -ER-US OR A-US | 5500 | 1 |  |  | 0.98 | Solar Inverter |  | OUTDOOR
SRP26972 | SOLAREDGE TECHNOLOGIES | SE3800 (240V) W/ -ER-US OR A-US | 3800 | 1 |  |  | 0.98 | Solar Inverter |  | OUTDOOR
SRP26972 | SOLAREDGE TECHNOLOGIES | SE5000 (240V) W/ -ER-US OR A-US | 5500 | 1 |  |  | 0.98 | Solar Inverter |  | OUTDOOR
SRP27377 | SMA AMERICA | SB9000TL-US | 9000 | 1 |  |  | 0.98 | Solar Inverter |  | INDOOR
SRP27485 | SMA AMERICA | SB5000US | 5000 | 3 |  |  | 0.98 | Solar Inverter |  | INDOOR
SRP27504 | SOLAREDGE TECHNOLOGIES | SE5000 (240V) W/ -ER-US OR A-US | 5000 | 1 |  |  | 0.98 | Solar Inverter |  | OUTDOOR
SRP27520 | SOLAREDGE TECHNOLOGIES | SE5000 (240V) W/ -ER-US OR A-US | 5000 | 1 |  |  | 0.98 | Solar Inverter |  | OUTDOOR
SRP27582 | SOLAREDGE TECHNOLOGIES | SE3800 (240V) W/ -ER-US OR A-US | 3800 | 1 |  |  | 0.98 | Solar Inverter |  | INDOOR
SRP27582 | SOLAREDGE TECHNOLOGIES | SE6000 (240V) W/ -ER-US OR A-US | 11400 | 1 |  |  | 0.98 | Solar Inverter |  | INDOOR
SRP27609 | SOLAREDGE TECHNOLOGIES | SE3800 (240V) W/ -ER-US OR A-US | 3800 | 2 |  |  | 0.98 | Solar Inverter |  | Inside
SRP27639 | SOLAREDGE TECHNOLOGIES | SE7000 (277V) W/ -ER-US OR A-US | 8350 | 1 |  |  | 0.98 | Solar Inverter |  | OUTDOOR
REIPNR-11693 | ADVANCED ENERGY INDUSTRIES | 3159000-110 | 250000 | 1 |  |  | 0.981 | Solar Inverter |  | OUTDOOR
SRP05292 | ADVANCED ENERGY INDUSTRIES | 3159000-110 | 250000 | 1 |  |  | 0.981 | Solar Inverter |  | Inside
SRP09886 | ADVANCED ENERGY INDUSTRIES | 3159000-104 | 250000 | 1 |  |  | 0.981 | Solar Inverter |  | INDOOR
SRP18013 | ADVANCED ENERGY INDUSTRIES | SOLARON 250KW (3159200-XXXX) | 250000 | 1 |  |  | 0.981 | Solar Inverter |  | OUTDOOR
SRP23383 | CHINT POWER SYSTEMS AMERICA |  | 20000 | 10 |  |  | 0.981 | Solar Inverter |  | OUTDOOR
SRP23384 | CHINT POWER SYSTEMS AMERICA |  | 20000 | 21 |  |  | 0.981 | Solar Inverter |  | OUTDOOR
SRP23385 | CHINT POWER SYSTEMS AMERICA |  | 20000 | 31 |  |  | 0.981 | Solar Inverter |  | OUTDOOR
SRP23392 | CHINT POWER SYSTEMS AMERICA |  | 20000 | 16 |  |  | 0.981 | Solar Inverter |  | OUTDOOR
REIPNR-10400 | ADVANCED ENERGY INDUSTRIES | 3159000-110 | 333000 | 1 |  |  | 0.982 | Solar Inverter |  | OUTDOOR
SRP01224 | PV POWERED | PVP2500 | 260000 | 3 |  |  | 0.982 | Solar Inverter |  | OUTDOOR
SRP01902 | ADVANCED ENERGY INDUSTRIES | 3159000-110 | 333000 | 1 |  |  | 0.982 | Solar Inverter |  | INDOOR
SRP02353 | SATCON TECHNOLOGY | AE-100-60-PV-A | 20000 | 1 |  |  | 0.982 | Solar Inverter |  | OUTDOOR
SRP02353 | SATCON TECHNOLOGY | AE-100-60-PV-A | 23200 | 3 |  |  | 0.982 | Solar Inverter |  | Outside
SRP17458 | REFUSOL | 804R024 | 12000 | 1 |  |  | 0.982 | Solar Inverter |  | OUTDOOR
SRP17458 | REFUSOL | 804R024 | 24000 | 2 |  |  | 0.982 | Solar Inverter |  | OUTDOOR
SRP20198 | POWER-ONE | TRIO-20.0-TL-OUTD-US-480 | 20000 | 1 |  |  | 0.982 | Solar Inverter |  | OUTDOOR
SRP20198 | POWER-ONE | TRIO-27.6-TL-OUTD-US-480 | 27600 | 5 |  |  | 0.982 | Solar Inverter |  | OUTDOOR
SRP23563 | SOLAREDGE TECHNOLOGIES | SE3000 (208V) W/ -ER-US OR A-US | 20000 | 20 |  |  | 0.982 | Solar Inverter |  | OUTDOOR
REIPNR-11350 | SMA AMERICA | SB7000US (277V) | 10000 | 6 |  |  | 0.983 | Solar Inverter |  | INDOOR
REIPNR-11650 | SMA AMERICA | SB7000US (208V) | 8000 | 12 |  |  | 0.983 | Solar Inverter |  | Inside
REIPNR-11652 | SMA AMERICA | SB7000US (240V) | 8000 | 24 |  |  | 0.983 | Solar Inverter |  | OUTDOOR
REIPNR-12027 | SMA AMERICA | SB7000US (277V) | 10000 | 4 |  |  | 0.983 | Solar Inverter |  | OUTDOOR
SRP01435 | ADVANCED ENERGY INDUSTRIES | 3159000-104 | 500000 | 1 |  |  | 0.983 | Solar Inverter |  | OUTDOOR
SRP01464 | SMA AMERICA | SB7000US (277V) | 10000 | 6 |  |  | 0.983 | Solar Inverter |  | INDOOR
SRP01465 | SMA AMERICA | SB1100U | 10000 | 2 |  |  | 0.983 | Solar Inverter |  | INDOOR
SRP01485 | ADVANCED ENERGY INDUSTRIES | 3159000-104 | 333000 | 1 |  |  | 0.983 | Solar Inverter |  | OUTDOOR
SRP01878 | SMA AMERICA | SB10000TL-US (240V) | 10000 | 1 |  |  | 0.983 | Solar Inverter |  | INDOOR
SRP02380 | SMA AMERICA | SB7000US (277V) | 10000 | 5 |  |  | 0.983 | Solar Inverter |  | Inside
SRP02517 | SMA AMERICA | SB7000US (277V) | 9000 | 1 |  |  | 0.983 | Solar Inverter |  | OUTDOOR
SRP02613 | SMA AMERICA | SB7000US (208V) | 8000 | 6 |  |  | 0.983 | Solar Inverter |  | Outside
SRP02613 | SMA AMERICA | SB7000US (208V) | 10000 | 6 |  |  | 0.983 | Solar Inverter |  | Outside
SRP02738 | ADVANCED ENERGY INDUSTRIES | 3159000-104 | 333000 | 1 |  |  | 0.983 | Solar Inverter |  | OUTDOOR
SRP02798 | SMA AMERICA | SB5000US | 5000 | 1 |  |  | 0.983 | Solar Inverter |  | Outside
SRP02876 | SMA AMERICA | SB7000US (208V) | 10000 | 1 |  |  | 0.983 | Solar Inverter |  | INDOOR
SRP02876 | SMA AMERICA | SB7000US (277V) | 8000 | 1 |  |  | 0.983 | Solar Inverter |  | Inside
SRP03304 | SMA AMERICA | SB7000US (277V) | 10000 | 6 |  |  | 0.983 | Solar Inverter |  | Outside
SRP03555 | SMA AMERICA | SB7000US (277V) | 9000 | 3 |  |  | 0.983 | Solar Inverter |  | OUTDOOR
SRP03668 | SMA AMERICA | SB1100U | 10000 | 3 |  |  | 0.983 | Solar Inverter |  | OUTDOOR
SRP03876 | ADVANCED ENERGY INDUSTRIES | 3159000-110 | 333000 | 2 |  |  | 0.983 | Solar Inverter |  | INDOOR
SRP04429 | SMA AMERICA | SB7000US (208V) | 8000 | 1 |  |  | 0.983 | Solar Inverter |  | OUTDOOR
SRP04784 | SMA AMERICA | SB7000US (277V) | 8000 | 1 |  |  | 0.983 | Solar Inverter |  | INDOOR
SRP04806 | SMA AMERICA | SB7000US (277V) | 9000 | 15 |  |  | 0.983 | Solar Inverter |  | Outside
SRP04808 | SMA AMERICA | SB7000US (277V) | 9000 | 9 |  |  | 0.983 | Solar Inverter |  | Inside
SRP05549 | SMA AMERICA | SB7000US (240V) | 8000 | 1 |  |  | 0.983 | Solar Inverter |  | OUTDOOR
SRP06133 | SMA AMERICA | SB7000US (277V) | 7000 | 1 |  |  | 0.983 | Solar Inverter |  | INDOOR
SRP06178 | ADVANCED ENERGY INDUSTRIES | 3159000-110 | 333000 | 1 |  |  | 0.983 | Solar Inverter |  | Outside
SRP06238 | SMA AMERICA | SB7000US (277V) | 9000 | 6 |  |  | 0.983 | Solar Inverter |  | INDOOR
SRP06295 | SMA AMERICA | SB7000US (277V) | 10000 | 2 |  |  | 0.983 | Solar Inverter |  | Inside
SRP06301 | SMA AMERICA | SB7000US (277V) | 10000 | 3 |  |  | 0.983 | Solar Inverter |  | OUTDOOR
SRP06670 | SMA AMERICA | SB7000US (240V) | 9000 | 3 |  |  | 0.983 | Solar Inverter |  | INDOOR
SRP06670 | SMA AMERICA | SB7000US (277V) | 10000 | 3 |  |  | 0.983 | Solar Inverter |  | INDOOR
SRP06699 | SMA AMERICA | SB7000US (277V) | 8000 | 2 |  |  | 0.983 | Solar Inverter |  | INDOOR
SRP06699 | SMA AMERICA | SB7000US (277V) | 10000 | 2 |  |  | 0.983 | Solar Inverter |  | INDOOR
SRP06781 | SMA AMERICA | SB1100U | 10000 | 12 |  |  | 0.983 | Solar Inverter |  | OUTDOOR
SRP06831 | SMA AMERICA | SB7000US (277V) | 10000 | 1 |  |  | 0.983 | Solar Inverter |  | INDOOR
SRP07160 | SMA AMERICA | SB7000US (277V) | 8000 | 2 |  |  | 0.983 | Solar Inverter |  | INDOOR
SRP07316 | SMA AMERICA | SB7000US (277V) | 8000 | 3 |  |  | 0.983 | Solar Inverter |  | OUTDOOR
SRP07382 | SUNNY BOY | SMA6000 | 9000 | 7 |  |  | 0.983 | Solar Inverter |  | OUTDOOR
SRP07415 | SMA AMERICA | SB7000US (277V) | 8000 | 3 |  |  | 0.983 | Solar Inverter |  | INDOOR
SRP07527 | SMA AMERICA | SB10000TL-US (240V) | 10000 | 9 |  |  | 0.983 | Solar Inverter |  | OUTDOOR
SRP07693 | SMA AMERICA | SB5000US (208V) | 8000 | 1 |  |  | 0.983 | Solar Inverter |  | INDOOR
SRP07835 | SMA AMERICA | SB7000US (277V) | 10000 | 3 |  |  | 0.983 | Solar Inverter |  | INDOOR
SRP07940 | SMA AMERICA | SB3000US (208V) | 10000 | 3 |  |  | 0.983 | Solar Inverter |  | OUTDOOR
SRP07940 | SMA AMERICA | SB7000US (240V) | 10000 | 1 |  |  | 0.983 | Solar Inverter
SRP07940 | SMA AMERICA | SB7000US (277V) | 8000 | 1 |  |  | 0.983 | Solar Inverter |  | OUTDOOR
SRP08167 | SMA AMERICA | SB1100U | 10000 | 19 |  |  | 0.983 | Solar Inverter |  | Inside
SRP08880 | SMA AMERICA | SB8000TL-US (208V) | 8000 | 2 |  |  | 0.983 | Solar Inverter |  | OUTDOOR
SRP09751 | ADVANCED ENERGY INDUSTRIES | SOLARON 250KW (3159200-XXXX) | 250000 | 2 |  |  | 0.983 | Solar Inverter |  | OUTDOOR
SRP09751 | ADVANCED ENERGY INDUSTRIES | SOLARON 333KW (3159000-XXXX) | 333000 | 4 |  |  | 0.983 | Solar Inverter |  | OUTDOOR
SRP09887 | ADVANCED ENERGY INDUSTRIES | SOLARON 250KW (3159200-XXXX) | 250000 | 2 |  |  | 0.983 | Solar Inverter |  | OUTDOOR
SRP09887 | ADVANCED ENERGY INDUSTRIES | SOLARON 333KW (3159000-XXXX) | 333000 | 2 |  |  | 0.983 | Solar Inverter |  | OUTDOOR
SRP10190 | SMA AMERICA | SB1100U-SBD | 8000 | 1 |  |  | 0.983 | Solar Inverter |  | INDOOR
SRP10190 | SMA AMERICA | SB1100U-SBD | 10000 | 2 |  |  | 0.983 | Solar Inverter |  | INDOOR
SRP10221 | SMA AMERICA | SB1100U-SBD | 10000 | 3 |  |  | 0.983 | Solar Inverter |  | INDOOR
SRP10224 | SMA AMERICA | SB7000US (240V) | 11250 | 3 |  |  | 0.983 | Solar Inverter |  | Inside
SRP10800 | SMA AMERICA | SB7000US (240V) | 8000 | 1 |  |  | 0.983 | Solar Inverter |  | OUTDOOR
SRP12212 | SMA AMERICA | SB7000US (277V) | 7000 | 1 |  |  | 0.983 | Solar Inverter |  | INDOOR
SRP12688 | SMA AMERICA | SB8000US-12 (240V) | 8000 | 1 |  |  | 0.983 | Solar Inverter |  | OUTDOOR
SRP12937 | SOLAREDGE TECHNOLOGIES | SE6000 (240V) W/ -ER-US OR A-US | 6000 | 1 |  |  | 0.983 | Solar Inverter |  | Inside
SRP12937 | SOLAREDGE TECHNOLOGIES | SE6000 (240V) W/ -ER-US OR A-US | 6000 | 1 |  |  | 0.983 | Solar Inverter |  | Inside
SRP13669 | SMA AMERICA | SB8000TL-US (208V) | 8000 | 1 |  |  | 0.983 | Solar Inverter |  | OUTDOOR
SRP16292 | SOLAREDGE TECHNOLOGIES | SE5000 (208V) W/ -ER-US OR A-US | 5000 | 1 |  |  | 0.983 | Solar Inverter |  | INDOOR
SRP16341 | SMA AMERICA | SB10000TL-US (208V) | 10000 | 4 |  |  | 0.983 | Solar Inverter |  | OUTDOOR
SRP16342 | SMA AMERICA | SB7000US (240V) | 10000 | 2 |  |  | 0.983 | Solar Inverter |  | OUTDOOR
SRP16359 | SOLAREDGE TECHNOLOGIES | SE5000 (240V) W/ -ER-US OR A-US | 5000 | 1 |  |  | 0.983 | Solar Inverter |  | INDOOR
SRP16366 | SOLAREDGE TECHNOLOGIES | SE3800 (240V) W/ -ER-US OR A-US | 3800 | 1 |  |  | 0.983 | Solar Inverter |  | INDOOR
SRP16366 | SOLAREDGE TECHNOLOGIES | SE3800 (240V) W/ -ER-US OR A-US | 3800 | 1 |  |  | 0.983 | Solar Inverter |  | INDOOR
SRP16393 | SMA AMERICA | SB10000TL-US (240V) | 10000 | 1 |  |  | 0.983 | Solar Inverter |  | INDOOR
SRP16676 | SMA AMERICA | SB9000TL-US | 9000 | 5 |  |  | 0.983 | Solar Inverter |  | INDOOR
SRP19308 | SMA AMERICA | SB9000TL-US | 9000 | 4 |  |  | 0.983 | Solar Inverter |  | OUTDOOR
SRP19315 | ENPHASE ENERGY | M215-60-2LL-S2X | 215 | 39 |  |  | 0.983 | Solar Inverter |  | OUTDOOR
SRP19849 | ADVANCED ENERGY INDUSTRIES | SOLARON 333KW (3159000-XXXX) | 333000 | 2 |  |  | 0.983 | Solar Inverter |  | OUTDOOR
SRP20374 | SMA AMERICA | SB10000TL-US (208V) | 10000 | 4 |  |  | 0.983 | Solar Inverter |  | OUTDOOR
SRP20467 | SOLAREDGE TECHNOLOGIES | SE5000 (240V) W/ -ER-US OR A-US | 5000 | 2 |  |  | 0.983 | Solar Inverter |  | OUTDOOR
SRP20528 | ADVANCED ENERGY INDUSTRIES | SOLARON 333KW (3159000-XXXX) | 333000 | 1 |  |  | 0.983 | Solar Inverter |  | OUTDOOR
SRP21694 | SOLAREDGE TECHNOLOGIES | SE6000 (240V) W/ -ER-US OR A-US | 6000 | 1 |  |  | 0.983 | Solar Inverter |  | OUTDOOR
SRP22538 | SOLAREDGE TECHNOLOGIES | SE6000 (240V) W/ -ER-US OR A-US | 6000 | 1 |  |  | 0.983 | Solar Inverter |  | OUTDOOR
SRP22721 | SOLAREDGE TECHNOLOGIES | SE5000 (240V) W/ -ER-US OR A-US | 5000 | 3 |  |  | 0.983 | Solar Inverter |  | OUTDOOR
SRP23343 | SMA AMERICA | SB9000TL-US | 9000 | 12 |  |  | 0.983 | Solar Inverter |  | OUTDOOR
SRP27021 | SMA AMERICA | SB8000US (240V) | 8000 | 1 |  |  | 0.983 | Solar Inverter |  | OUTDOOR
REIPNR-11536 | SMA AMERICA | SB1100U | 10000 | 21 |  |  | 0.985 | Solar Inverter |  | OUTDOOR
REIPNR-11536 | SMA AMERICA | SB7000US (240V) | 8000 | 6 |  |  | 0.985 | Solar Inverter |  | OUTDOOR
SRP01265 | ADVANCED ENERGY INDUSTRIES | 3159000-110 | 500000 | 5 |  |  | 0.985 | Solar Inverter |  | OUTDOOR
SRP01542 | ADVANCED ENERGY INDUSTRIES | 3159000-104 | 500000 | 1 |  |  | 0.985 | Solar Inverter |  | OUTDOOR
SRP01712 | ADVANCED ENERGY INDUSTRIES | 3159000-104 | 250000 | 1 |  |  | 0.985 | Solar Inverter |  | OUTDOOR
SRP01856 | ADVANCED ENERGY INDUSTRIES | 3159000-104 | 500000 | 2 |  |  | 0.985 | Solar Inverter |  | OUTDOOR
SRP03671 | SMA AMERICA | SB7000US (208V) | 8000 | 3 |  |  | 0.985 | Solar Inverter |  | OUTDOOR
SRP06006 | SATCON TECHNOLOGY | AE-100-60-PV-A | 1000000 | 3 |  |  | 0.985 | Solar Inverter |  | Outside
SRP06006 | SATCON TECHNOLOGY | PVS-500 (480 V) | 500000 | 4 |  |  | 0.985 | Solar Inverter |  | OUTDOOR
SRP06948 | SMA AMERICA | SB1100U | 10000 | 3 |  |  | 0.985 | Solar Inverter |  | OUTDOOR
SRP06948 | SMA AMERICA | SB7000US (240V) | 8000 | 6 |  |  | 0.985 | Solar Inverter |  | OUTDOOR
SRP07664 | SMA AMERICA | SB7000US (277V) | 10000 | 3 |  |  | 0.985 | Solar Inverter |  | Outside
REIPNR-07520 | SMA AMERICA | SB5000US (208V) | 5000 | 2 |  |  | 0.986 | Solar Inverter |  | OUTDOOR
REIPNR-09496 | SMA AMERICA | SB700U | 500000 | 1 |  |  | 0.986 | Solar Inverter |  | OUTDOOR
REIPNR-10332 | SMA AMERICA | SC250U (480V) | 500000 | 2 |  |  | 0.986 | Solar Inverter |  | INDOOR
REIPNR-10663 | SUNPOWER CORP (ORIGINAL MFRSMA) | SPR-5000M (208V) | 5000 | 3 |  |  | 0.986 | Solar Inverter |  | INDOOR
REIPNR-11998 | ADVANCED ENERGY INDUSTRIES | 3159000-104 | 500000 | 1 |  |  | 0.986 | Solar Inverter |  | OUTDOOR
SRP01331 | SMA AMERICA | SB5000US | 500000 | 2 |  |  | 0.986 | Solar Inverter |  | INDOOR
SRP02893 | PV POWERED | PVP75KW-208 | 500000 | 2 |  |  | 0.986 | Solar Inverter |  | OUTDOOR
SRP02951 | ADVANCED ENERGY INDUSTRIES | 3159000-110 | 500000 | 1 |  |  | 0.986 | Solar Inverter |  | OUTDOOR
SRP03686 | ADVANCED ENERGY INDUSTRIES | 3159000-110 | 500000 | 4 |  |  | 0.986 | Solar Inverter |  | OUTDOOR
SRP04399 | SMA AMERICA | SC250U (480V) | 500000 | 8 |  |  | 0.986 | Solar Inverter |  | OUTDOOR
SRP06120 | ADVANCED ENERGY INDUSTRIES | 3159000-110 | 500000 | 1 |  |  | 0.986 | Solar Inverter |  | OUTDOOR
SRP07022 | ADVANCED ENERGY INDUSTRIES | 3159000-110 | 500000 | 1 |  |  | 0.986 | Solar Inverter |  | INDOOR
SRP07411 | SMA AMERICA | SB5000US (208V) | 500000 | 1 |  |  | 0.986 | Solar Inverter |  | Outside
SRP07611 | ADVANCED ENERGY INDUSTRIES | 3159000-104 | 250000 | 2 |  |  | 0.986 | Solar Inverter |  | Inside
SRP07611 | ADVANCED ENERGY INDUSTRIES | 3159000-104 | 333000 | 3 |  |  | 0.986 | Solar Inverter |  | Inside
SRP07611 | ADVANCED ENERGY INDUSTRIES | 3159000-104 | 500000 | 2 |  |  | 0.986 | Solar Inverter |  | Inside
SRP07856 | SMA AMERICA | SB3000US (208V) | 10000 | 2 |  |  | 0.986 | Solar Inverter |  | Outside
SRP07856 | SMA AMERICA | SB7000US (240V) | 8000 | 1 |  |  | 0.986 | Solar Inverter |  | Outside
SRP08953 | SMA AMERICA | SB5000US (208V) | 500000 | 1 |  |  | 0.986 | Solar Inverter |  | OUTDOOR
SRP08953 | SMA AMERICA | SB5000US (208V) | 500000 | 1 |  |  | 0.986 | Solar Inverter |  | OUTDOOR
SRP09751 | ADVANCED ENERGY INDUSTRIES | SOLARON 500 HE (3159502-XXXX) | 500000 | 3 |  |  | 0.986 | Solar Inverter |  | OUTDOOR
SRP09800 | SMA AMERICA | SC500HE-US-MV (W/ COOPER XFMR) | 500000 | 2 |  |  | 0.986 | Solar Inverter |  | OUTDOOR
SRP09800 | SMA AMERICA | SC500HE-US-MV (W/ COOPER XFMR) | 500000 | 8 |  |  | 0.986 | Solar Inverter |  | OUTDOOR
SRP10303 | ADVANCED ENERGY INDUSTRIES | SOLARON 500 HE (3159502-XXXX) | 500000 | 11 |  |  | 0.986 | Solar Inverter |  | OUTDOOR
SRP10964 | ADVANCED ENERGY INDUSTRIES | SOLARON 500 HE (3159502-XXXX) | 500000 | 1 |  |  | 0.986 | Solar Inverter |  | Outside
SRP13562 | SMA AMERICA | SC500U | 500000 | 3 |  |  | 0.986 | Solar Inverter |  | OUTDOOR
SRP14022 | SUNPOWER CORP (ORIGINAL MFRSMA) | SPR-4000M (240V) | 4000 | 1 |  |  | 0.986 | Solar Inverter |  | INDOOR
SRP16293 | SMA AMERICA | SB6000US (277V) | 6000 | 4 |  |  | 0.986 | Solar Inverter |  | OUTDOOR
SRP16294 | SMA AMERICA | SB5000US-12 (240V) | 5000 | 3 |  |  | 0.986 | Solar Inverter |  | OUTDOOR
SRP16296 | SMA AMERICA |  | 6000 | 4 |  |  | 0.986 | Solar Inverter |  | OUTDOOR
SRP16296 | SMA AMERICA |  | 6000 | 5 |  |  | 0.986 | Solar Inverter |  | OUTDOOR
SRP16451 | SMA AMERICA | SB6000U (240V) | 6000 | 1 |  |  | 0.986 | Solar Inverter |  | OUTDOOR
SRP16451 | SMA AMERICA | SB8000US (240V) | 8000 | 3 |  |  | 0.986 | Solar Inverter |  | OUTDOOR
SRP16544 | SMA AMERICA | SB7000US-12 (208V) | 7000 | 3 |  |  | 0.986 | Solar Inverter |  | OUTDOOR
SRP16544 | SMA AMERICA | SB8000TL-US (208V) | 8000 | 1 |  |  | 0.986 | Solar Inverter |  | OUTDOOR
SRP16746 | SMA AMERICA | SB10000TL-US (208V) | 10000 | 3 |  |  | 0.986 | Solar Inverter |  | INDOOR
SRP17020 | SMA AMERICA | SB7000US (240V) | 9000 | 4 |  |  | 0.986 | Solar Inverter |  | OUTDOOR
SRP17177 | SMA AMERICA | SC500CP-US | 500000 | 1 |  |  | 0.986 | Solar Inverter |  | OUTDOOR
SRP18191 | SMA AMERICA | SB8000TL-US (240V) | 8000 | 4 |  |  | 0.986 | Solar Inverter |  | OUTDOOR
SRP18192 | SMA AMERICA | SB8000TL-US (240V) | 8000 | 4 |  |  | 0.986 | Solar Inverter |  | OUTDOOR
SRP18208 | SMA AMERICA | SB8000TL-US (240V) | 8000 | 4 |  |  | 0.986 | Solar Inverter |  | OUTDOOR
SRP18795 | SMA AMERICA | SB6000TL-US (208V) | 6000 | 1 |  |  | 0.986 | Solar Inverter |  | OUTDOOR
SRP20155 | SMA AMERICA | SB8000US (240V) | 8000 | 1 |  |  | 0.986 | Solar Inverter |  | Inside
SRP20528 | ADVANCED ENERGY INDUSTRIES | AE 500TX-480 | 500000 | 1 |  |  | 0.986 | Solar Inverter |  | OUTDOOR
SRP07501 | SMA AMERICA | SB10000TL-US-12 (240V) | 10000 | 3 |  |  | 0.987 | Solar Inverter |  | Inside
SRP07532 | SMA AMERICA | SB10000TL-US (240V) | 10000 | 14 |  |  | 0.987 | Solar Inverter |  | OUTDOOR
SRP08193 | SMA AMERICA | SB7000US (240V) | 9000 | 1 |  |  | 0.987 | Solar Inverter |  | Roof
SRP09419 | SMA AMERICA | SB10000TL-US-12 (208V) | 10000 | 3 |  |  | 0.987 | Solar Inverter |  | OUTDOOR
SRP10182 | SMA AMERICA | SB10000TL-US-12 (240V) | 10000 | 3 |  |  | 0.987 | Solar Inverter |  | INDOOR
SRP10972 | ADVANCED ENERGY INDUSTRIES | 3159000-104 | 500000 | 1 |  |  | 0.987 | Solar Inverter |  | OUTDOOR
SRP11051 | ADVANCED ENERGY INDUSTRIES | 3159000-104 | 500000 | 2 |  |  | 0.987 | Solar Inverter |  | Outside
SRP11459 | ADVANCED ENERGY INDUSTRIES | 3159000-104 | 500000 | 1 |  |  | 0.987 | Solar Inverter |  | OUTDOOR
SRP11497 | SMA AMERICA | SB9000TL-US | 9000 | 3 |  |  | 0.987 | Solar Inverter |  | OUTDOOR
SRP15016 | SMA AMERICA | SB7000US (277V) | 9000 | 6 |  |  | 0.987 | Solar Inverter |  | INDOOR
SRP15196 | SMA AMERICA | SB7000US (240V) | 8000 | 2 |  |  | 0.987 | Solar Inverter |  | INDOOR
SRP16582 | ADVANCED ENERGY INDUSTRIES | AE 500TX-480 | 500000 | 16 |  |  | 0.987 | Solar Inverter |  | OUTDOOR
SRP18013 | ADVANCED ENERGY INDUSTRIES | SOLARON 500 HE (3159502-XXXX) | 500000 | 2 |  |  | 0.987 | Solar Inverter |  | OUTDOOR
SRP18795 | SMA AMERICA | SB8000TL-US (208V) | 8000 | 7 |  |  | 0.987 | Solar Inverter |  | OUTDOOR
SRP19061 | SMA AMERICA | SB6000US (240V) | 6000 | 1 |  |  | 0.987 | Solar Inverter |  | OUTDOOR
SRP19123 | CHINT POWER SYSTEMS AMERICA | CPS SCE4KTL-O US (208V) | 11000 | 1 |  |  | 0.987 | Solar Inverter |  | INDOOR
SRP20518 | ADVANCED ENERGY INDUSTRIES | AE 500TX-480 | 500000 | 1 |  |  | 0.987 | Solar Inverter |  | OUTDOOR
SRP20585 | ADVANCED ENERGY INDUSTRIES | AE 260TX-480 | 260000 | 1 |  |  | 0.987 | Solar Inverter |  | OUTDOOR
SRP20585 | ADVANCED ENERGY INDUSTRIES | SOLARON 500 HE (3159502-XXXX) | 500000 | 4 |  |  | 0.987 | Solar Inverter |  | OUTDOOR
SRP20595 | SMA AMERICA | SB10000TL-US (240V) | 10000 | 1 |  |  | 0.987 | Solar Inverter |  | OUTDOOR
SRP22142 | SMA AMERICA | SB7000US (208V) | 7000 | 2 |  |  | 0.987 | Solar Inverter |  | INDOOR
SRP22142 | SMA AMERICA | SB9000TL-US | 9000 | 1 |  |  | 0.987 | Solar Inverter |  | INDOOR
SRP23997 | SMA AMERICA | SB10000TL-US-12 (240V) | 10000 | 1 |  |  | 0.987 | Solar Inverter |  | INDOOR
SRP25101 | SMA AMERICA | SB9000TL-US-12 | 9000 | 1 |  |  | 0.987 | Solar Inverter |  | INDOOR
SRP25247 | ADVANCED ENERGY INDUSTRIES | AE 500TX-480 | 500000 | 14 |  |  | 0.987 | Solar Inverter |  | OUTDOOR
SRP25288 | SMA AMERICA | SB11000TL-US-12 | 11000 | 1 |  |  | 0.987 | Solar Inverter |  | INDOOR
SRP26510 | SMA AMERICA | SB1100U | 11000 | 1 |  |  | 0.987 | Solar Inverter |  | INDOOR
SRP26510 | SMA AMERICA | SB3000US (240V) | 3000 | 1 |  |  | 0.987 | Solar Inverter |  | INDOOR
SRP26510 | SMA AMERICA | SB6000U (240V) | 6000 | 1 |  |  | 0.987 | Solar Inverter |  | INDOOR
REIPNR-07438 | SATCON TECHNOLOGY | AE-100-60-PV-A | 100000 | 1 |  |  | 0.99 | Solar Inverter |  | OUTDOOR
REIPNR-07982 | SMA AMERICA | SB4000US (208V) | 4000 | 1 |  |  | 0.99 | Solar Inverter |  | INDOOR
REIPNR-07982 | SMA AMERICA | SB5000US | 5000 | 1 |  |  | 0.99 | Solar Inverter |  | INDOOR
REIPNR-08934 | PV POWERED | PVP100KW-480 | 100000 | 1 |  |  | 0.99 | Solar Inverter |  | OUTDOOR
REIPNR-09218 | FRONIUS USA | IG 2000 | 2000 | 1 |  |  | 0.99 | Solar Inverter |  | INDOOR
REIPNR-09218 | FRONIUS USA | IG 3000 | 3000 | 1 |  |  | 0.99 | Solar Inverter |  | INDOOR
REIPNR-09218 | FRONIUS USA | IG 4000 | 4000 | 1 |  |  | 0.99 | Solar Inverter |  | INDOOR
REIPNR-09327 | SAT CON | POWERGATE AE-50-60-PV-A | 50000 | 1 |  |  | 0.99 | Solar Inverter |  | OUTDOOR
REIPNR-09698 | FRONIUS USA |  | 9995 | 6 |  |  | 0.99 | Solar Inverter |  | OUTDOOR
REIPNR-11977 | SATCON TECHNOLOGY | AE-100-60-PV-A | 100000 | 2 |  |  | 0.99 | Solar Inverter |  | INDOOR
SRP01712 | ADVANCED ENERGY INDUSTRIES | 3159000-104 | 500000 | 2 |  |  | 0.99 | Solar Inverter |  | OUTDOOR
SRP03506 | ADVANCED ENERGY INDUSTRIES | 3159000-110 | 500000 | 2 |  |  | 0.99 | Solar Inverter |  | OUTDOOR
SRP03751 | ADVANCED ENERGY INDUSTRIES | 3159000-104 | 500000 | 1 |  |  | 0.99 | Solar Inverter |  | OUTDOOR
SRP04120 | DIRECT GRID TECHNOLOGIES | DGM-S460 | 460 | 288 |  |  | 0.99 | Solar Inverter |  | OUTDOOR
SRP04174 | SMA AMERICA | SB5000US | 5000 | 1 |  |  | 0.99 | Solar Inverter |  | INDOOR
SRP06345 | ADVANCED ENERGY INDUSTRIES | 3159000-104 | 500000 | 6 |  |  | 0.99 | Solar Inverter |  | OTHER
SRP07439 | SMA AMERICA | SB7000US (240V) | 7000 | 3 |  |  | 0.99 | Solar Inverter |  | INDOOR
SRP08453 | SMA AMERICA | SWR2500U-SBD (240V) | 500000 | 10 |  |  | 0.99 | Solar Inverter |  | OUTDOOR
SRP08881 | SUNPOWER CORP (ORIGINAL MFR - PV POWERED LLC) | SPR-2500 | 225 | 23 |  |  | 0.99 | Solar Inverter |  | OUTDOOR
SRP08887 | SUNPOWER CORP (ORIGINAL MFRSMA) | SPR-6000M (240V) | 225 | 27 |  |  | 0.99 | Solar Inverter |  | OUTDOOR
SRP09018 | SATCON TECHNOLOGY | PVS-135 (240 V) | 135000 | 1 |  |  | 0.99 | Solar Inverter |  | OUTDOOR
SRP10116 | SATCON TECHNOLOGY | PVS-100 (208 V) | 100000 | 2 |  |  | 0.99 | Solar Inverter |  | Inside
SRP10117 | SATCON TECHNOLOGY | PVS-50 (480 V) | 50000 | 1 |  |  | 0.99 | Solar Inverter |  | Outside
SRP10127 | SATCON TECHNOLOGY | PVS-100 (240 V) | 100000 | 1 |  |  | 0.99 | Solar Inverter |  | OUTDOOR
SRP10129 | SATCON TECHNOLOGY | SDMS0100480LNIU | 100000 | 1 |  |  | 0.99 | Solar Inverter |  | OUTDOOR
SRP10756 | PV POWERED | PVP100KW-208 | 260000 | 2 |  |  | 0.99 | Solar Inverter |  | OUTDOOR
SRP12498 | SMA AMERICA | SB7000US (208V) | 7000 | 1 |  |  | 0.99 | Solar Inverter |  | OUTDOOR
SRP12500 | SMA AMERICA | SB7000US (208V) | 7000 | 1 |  |  | 0.99 | Solar Inverter |  | INDOOR
SRP12561 | ADVANCED ENERGY INDUSTRIES | 3159000-104 | 500000 | 1 |  |  | 0.99 | Solar Inverter |  | OUTDOOR
SRP12566 | ADVANCED ENERGY INDUSTRIES | 3159000-104 | 500000 | 1 |  |  | 0.99 | Solar Inverter |  | OUTDOOR
SRP13993 | SMA AMERICA | SB5000US (208V) | 5000 | 2 |  |  | 0.99 | Solar Inverter |  | OUTDOOR
SRP19254 | SUNPOWER | SPR-6000M (240V) | 6000 | 1 |  |  | 0.99 | Solar Inverter |  | Outside
SRP19413 | SMA AMERICA | SB5000US | 5000 | 1 |  |  | 0.99 | Solar Inverter |  | OUTDOOR
SRP23123 | TALESUN SOLAR | TP660AM240 | 6000 | 14 |  |  | 0.99 | Solar Inverter |  | OUTDOOR
SRP01038 | FRONIUS USA |  | 10000 | 1 |  |  | 0.995 | Solar Inverter |  | OUTDOOR
SRP24740 | SOLAREDGE TECHNOLOGIES | SE6000 (240V) W/ -ER-US OR A-US | 6000 | 1 |  |  | 0.995 | Solar Inverter |  | OUTDOOR
SRP22988 | SMA AMERICA | SB4000US (240V) | 4000 | 1 |  |  | 0.997 | Solar Inverter |  | INDOOR
SRP14574 | SMA AMERICA | SB6000U (240V) | 6000 | 1 |  |  | 0.998 | Solar Inverter |  | OUTDOOR
REIPNR-05838 | PV POWERED | PVP75KW-208 | 75000 | 1 |  |  | 1 | Solar Inverter |  | OUTDOOR
REIPNR-07527 | SUNPOWER CORP (ORIGINAL MFRSMA) | SPR-7000M (208V) | 7000 | 2 |  |  | 1 | Solar Inverter |  | OUTDOOR
REIPNR-09145 | SUNPOWER CORP (ORIGINAL MFRSMA) | SPR-4000M (208V) | 4000 | 1 |  |  | 1 | Solar Inverter |  | OUTDOOR
REIPNR-09145 | SUNPOWER CORP (ORIGINAL MFRSMA) | SPR-7000M (208V) | 7000 | 13 |  |  | 1 | Solar Inverter |  | OUTDOOR
REIPNR-10292 | SUNPOWER CORP (ORIGINAL MFRSMA) | SPR-3000M (240V) | 3000 | 1 |  |  | 1 | Solar Inverter |  | INDOOR
REIPNR-10292 | SUNPOWER CORP (ORIGINAL MFRSMA) | SPR-7000M (240V) | 7000 | 1 |  |  | 1 | Solar Inverter |  | INDOOR
REIPNR-11393 | SATCON TECHNOLOGY | PVS-100 (208 V) | 100000 | 1 |  |  | 1 | Solar Inverter |  | OUTDOOR
REIPNR-11857 | SMA AMERICA | SB4000US (208V) | 4000 | 1 |  |  | 1 | Solar Inverter |  | INDOOR
REIPNR-11857 | SMA AMERICA | SB6000U (208V) | 6000 | 1 |  |  | 1 | Solar Inverter |  | INDOOR
SPP237 | SMA AMERICA | SB5000US (208V) | 5000 | 2 |  |  | 1 | Solar Inverter |  | INDOOR
SPP355 | SATCON TECHNOLOGY | PVS-100 (208 V) | 100000 | 1 |  |  | 1 | Solar Inverter |  | OUTDOOR
SRP07918 | ADVANCED ENERGY INDUSTRIES | 3159000-104 | 225 | 39 |  |  | 1 | Solar Inverter |  | OUTDOOR
SRP14886 | ENPHASE ENERGY | M215-60-2LL-S2X | 215 | 15 |  |  | 1 | Solar Inverter |  | OUTDOOR
SRP14886 | ENPHASE ENERGY | M215-60-2LL-S2X | 215 | 24 |  |  | 1 | Solar Inverter |  | OUTDOOR
SRP22382 | SMA AMERICA | SB3000US (240V) | 3000 | 2 |  |  | 1 | Solar Inverter |  | INDOOR
SRP22382 | SMA AMERICA | SB4000US (240V) | 4000 | 1 |  |  | 1 | Solar Inverter |  | INDOOR
REIPNR-04180 | SUNTECH POWER | STP210-18/UB-1 | 210 | 455 | 216 | 25 |  | Solar | FIXED | Roof
REIPNR-04182 | SHARP | ND-216U2 | 216 | 468 | 229 | 5 |  | Solar | FIXED | Roof
REIPNR-04231 | FIRST SOLAR | FS-275 | 75 | 2700 | 180 | 25 |  | Solar | FIXED | Ground
REIPNR-04231 | FIRST SOLAR | FS-275 | 75 | 3540 | 180 | 25 |  | Solar | FIXED | Ground
REIPNR-04231 | FIRST SOLAR | FS-275 | 75 | 3600 | 180 | 25 |  | Solar | FIXED | Ground
REIPNR-04231 | FIRST SOLAR | FS-275 | 75 | 3600 | 180 | 25 |  | Solar | FIXED | Ground
REIPNR-04231 | FIRST SOLAR | FS-275 | 75 | 3720 | 180 | 25 |  | Solar | FIXED | Ground
REIPNR-04231 | FIRST SOLAR | FS-275 | 75 | 3840 | 180 | 25 |  | Solar | FIXED | Ground
REIPNR-04231 | FIRST SOLAR | FS-275 | 75 | 3840 | 180 | 25 |  | Solar | FIXED | Ground
REIPNR-04231 | FIRST SOLAR | FS-275 | 75 | 3840 | 180 | 25 |  | Solar | FIXED | Ground
REIPNR-04336 | GE ENERGY | GEPVP-200-M | 200 | 33 | 180 | 0 |  | Solar | FIXED | Roof
REIPNR-04336 | GE ENERGY | GEPVP-200-M | 200 | 612 | 180 | 0 |  | Solar | FIXED | Roof
REIPNR-04337 | GE ENERGY | GEPVP-185-M | 200 | 39 | 180 | 0 |  | Solar | FIXED | Roof
REIPNR-04337 | GE ENERGY | GEPVP-200-M | 200 | 462 | 180 | 0 |  | Solar | FIXED | Roof
REIPNR-04338 | GE ENERGY | GEPVP-200-M | 200 | 180 | 140 | 10 |  | Solar | FIXED | Roof
REIPNR-04339 | GE ENERGY | GEPVP-200-M | 200 | 36 | 147 | 10 |  | Solar | FIXED | Roof
REIPNR-04339 | GE ENERGY | GEPVP-200-M | 200 | 84 | 147 | 10 |  | Solar | FIXED | Roof
REIPNR-04340 | GE ENERGY | GEPVP-200-M | 200 | 72 | 147 | 10 |  | Solar | FIXED | Roof
REIPNR-04340 | GE ENERGY | GEPVP-200-M | 200 | 150 | 147 | 10 |  | Solar | FIXED | Roof
REIPNR-04340 | GE ENERGY | GEPVP-200-M | 200 | 308 | 147 | 10 |  | Solar | FIXED | Roof
REIPNR-04391 | SUNTECH POWER | STP175S-24/AB-1 | 175 | 627 | 180 | 10 |  | Solar | FIXED | Roof
REIPNR-04409 | SHARP | NT-175U1 | 175 | 4 | 205 | 25 |  | Solar | FIXED | Roof
REIPNR-04454 | KYOCERA SOLAR | KD205GX-LP | 205 | 24 | 150 | 40 |  | Solar | FIXED | Roof
REIPNR-04607 | SUNPOWER | SPR-210-BLK-U | 210 | 36 | 186 | 19 |  | Solar | FIXED | Roof
REIPNR-04625 | SOLYNDRA | SL-001-173U | 173 | 3060 | 193 | 0 |  | Solar | FIXED | Roof
REIPNR-04655 | KYOCERA SOLAR | KD210GX-LP | 210 | 756 | 200 | 15 |  | Solar | FIXED | Roof
REIPNR-04735 | SUNPOWER | SPR-305-WHT-U | 305 | 1480 | 235 | 1.8 |  | Solar | FIXED | Roof
REIPNR-04738 | SUNTECH POWER | STP200-18/UB-1 | 200 | 465 | 220 | 10 |  | Solar | FIXED | Roof
REIPNR-04842 | SOLARWORLD | SW175 MONO | 175 | 4235 | 202 | 5 |  | Solar | FIXED | Roof
REIPNR-04843 | SHARP | ND-U230C1 | 235 | 7020 | 158 | 15 |  | Solar | FIXED | Roof
REIPNR-04846 | SUNPOWER | SPR-305-WHT-U | 305 | 1256 | 150 | 10 |  | Solar | FIXED | Roof
REIPNR-04862 | SUNTECH POWER | STP210-18/UB-1 | 210 | 1740 | 173 | 10 |  | Solar | FIXED | Roof
REIPNR-04863 | SUNTECH POWER | STP200-18/UB-1 | 200 | 2085 | 173 | 10 |  | Solar | FIXED | Roof
REIPNR-04864 | SUNTECH POWER | STP200-18/UB-1 | 200 | 435 | 173 | 10 |  | Solar | FIXED | Roof
REIPNR-04864 | SUNTECH POWER | STP210-18/UB-1 | 210 | 660 | 173 | 10 |  | Solar | FIXED | Roof
REIPNR-04929 | SUNPOWER | SPR-215-BLK-U | 215 | 25 | 180 | 35 |  | Solar | FIXED | Ground
REIPNR-04935 | SUNTECH POWER | STP210-18/UB-1 | 210 | 880 | 106 | 5 |  | Solar | FIXED | Roof
REIPNR-04935 | SUNTECH POWER | STP210-18/UB-1 | 210 | 944 | 106 | 12 |  | Solar | FIXED | Roof
REIPNR-04935 | SUNTECH POWER | STP210-18/UB-1 | 210 | 88 | 197 | 5 |  | Solar | FIXED | Roof
REIPNR-04944 | SUNTECH POWER | STP210-18/UB-1 | 270 | 420 | 223.3 | 5 |  | Solar | FIXED | Roof
REIPNR-04944 | SUNTECH POWER | STP210-18/UB-1 | 210 | 100 | 223.4 | 10 |  | Solar | FIXED | Roof
REIPNR-04944 | SUNTECH POWER | STP210-18/UB-1 | 210 | 28 | 223.4 | 15 |  | Solar | FIXED | Roof
REIPNR-04945 | SHARP | NE-170U1 | 170 | 180 | 187 | 10 |  | Solar | FIXED | Roof
REIPNR-04946 | SHARP | ND-216U2 | 216 | 222 | 212 | 10 |  | Solar | FIXED | Roof
REIPNR-04947 | SHARP | ND-167UC1 | 170 | 231 | 180 | 10 |  | Solar | FIXED | Roof
REIPNR-04948 | SHARP | ND-167UC1 | 170 | 210 | 208 | 10 |  | Solar | FIXED | Roof
REIPNR-04949 | EVERGREEN SOLAR | ES-190-RL | 190 | 224 | 218 | 10 |  | Solar | FIXED | Roof
REIPNR-04950 | EVERGREEN SOLAR | ES-190-RL | 190 | 238 | 213 | 10 |  | Solar | FIXED | Roof
REIPNR-04951 | EVERGREEN SOLAR | ES-190-RL | 190 | 210 | 209 | 10 |  | Solar | FIXED | Roof
REIPNR-04952 | EVERGREEN SOLAR | ES-190-RL | 190 | 210 | 224 | 10 |  | Solar | FIXED | Roof
REIPNR-04953 | EVERGREEN SOLAR | ES-190-RL | 190 | 238 | 174 | 10 |  | Solar | FIXED | Roof
REIPNR-04954 | SUNTECH POWER | STP210-18/UB-1 | 210 | 294 | 216 | 5 |  | Solar | FIXED | Roof
REIPNR-04955 | SUNTECH POWER | STP210S-18/UB-1 | 270 | 370 | 142 | 2.5 |  | Solar | FIXED | Roof
REIPNR-04955 | SUNTECH POWER | STP210S-18/UB-1 | 270 | 540 | 142 | 5 |  | Solar | FIXED | Roof
REIPNR-04956 | SUNTECH POWER | STP210-18/UB-1 | 270 | 380 | 202 | 5 |  | Solar | FIXED | Roof
REIPNR-04956 | SUNTECH POWER | STP210S-18/UB-1 | 260 | 100 | 202 | 5 |  | Solar | FIXED | Roof
REIPNR-04957 | SUNTECH POWER | STP210S-18/UB-1 | 210 | 1040 | 222.3 | 5 |  | Solar | FIXED | Roof
REIPNR-04958 | SUNTECH POWER | STP210S-18/UB-1 | 270 | 280 | 195 | 4 |  | Solar | FIXED | Roof
REIPNR-04959 | SUNTECH POWER | STP200-18/UB-1 | 200 | 390 | 135 | 5 |  | Solar | FIXED | Roof
REIPNR-04960 | SUNTECH POWER | STP200-18/UB-1 | 200 | 420 | 147 | 15 |  | Solar | FIXED | Roof
REIPNR-04961 | SUNTECH POWER | STP200-18/UB-1 | 200 | 620 | 147 | 15 |  | Solar | FIXED | Roof
REIPNR-04962 | SUNTECH POWER | STP200-18/UB-1 | 200 | 1105 | 147 | 15 |  | Solar | FIXED | Roof
REIPNR-05009 | SOLARWORLD | SW175 MONO | 175 | 2676 | 225 | 5 |  | Solar | FIXED | Pole
REIPNR-05044 | SUNPOWER | SPR-305-WHT-U | 305 | 245 | 222 | 10 |  | Solar | FIXED | Roof
REIPNR-05046 | SUNTECH POWER | STP210-18/UB-1 | 210 | 1120 | 136 | 2 |  | Solar | FIXED | Roof
REIPNR-05047 | SUNTECH POWER | STP210-18/UB-1 | 210 | 490 | 216 | 5 |  | Solar | FIXED | Roof
REIPNR-05048 | SOLARWORLD | SW185 MONO/T | 230 | 1352 | 134 | 1.5 |  | Solar | FIXED | Roof
REIPNR-05048 | SOLARWORLD | SW185 MONO/T | 230 | 819 | 314 | 1.5 |  | Solar | FIXED | Roof
REIPNR-05049 | SOLARWORLD | SW185 MONO/T | 230 | 1001 | 84 | 1.5 |  | Solar | FIXED | Roof
REIPNR-05049 | SOLARWORLD | SW185 MONO/T | 230 | 962 | 264 | 1.5 |  | Solar | FIXED | Roof
REIPNR-05069 | SUNTECH POWER | STP210S-18/UB-1 | 270 | 1947 | 219 | 10 |  | Solar | FIXED | Roof
REIPNR-05070 | SUNTECH POWER | STP200-18/UB-1 | 200 | 1800 | 194 | 10 |  | Solar | FIXED | Roof
REIPNR-05098 | KYOCERA SOLAR | KD205GX-LP | 205 | 390 | 160 | 10 |  | Solar | FIXED | Roof
REIPNR-05099 | KYOCERA SOLAR | KD205GX-LP | 205 | 294 | 180 | 10 |  | Solar | FIXED | Roof
REIPNR-05101 | SHARP | NT-170U1 | 170 | 396 | 170 | 10 |  | Solar | FIXED | Roof
REIPNR-05108 | SUNTECH POWER | STP200-18/UB-1 | 200 | 1050 | 193 | 10 |  | Solar | FIXED | Roof
REIPNR-05109 | SUNPOWER | SPR-305-WHT-U | 305 | 7672 | 184 | 25 |  | Solar | FIXED | Ground
REIPNR-05110 | SUNTECH POWER | STP210S-18/UB-1 | 270 | 1419 | 180 | 15 |  | Solar | FIXED | Roof
REIPNR-05154 | SUNPOWER | SPR-230-WHT-U | 230 | 1845 | 354 | 2 |  | Solar | FIXED | Roof
REIPNR-05157 | REC SCANMODULE | SCM215 | 215 | 22 | 160 | 15 |  | Solar | FIXED | Roof
REIPNR-05158 | SUNTECH POWER | STP180S-24/AB-1 | 270 | 429 | 142 | 10 |  | Solar | FIXED | Roof
REIPNR-05277 | BP SOLAR | BP3165N | 180 | 4656 | 180 | 20 |  | Solar | FIXED | Ground
REIPNR-05278 | BP SOLAR | SX4180N | 180 | 3312 | 180 | 20 |  | Solar | FIXED | Ground
REIPNR-05279 | BP SOLAR | SX170N | 180 | 1872 | 180 | 20 |  | Solar | FIXED | Ground
REIPNR-05281 | SHARP | ND-V230A1 | 235 | 2128 | 180 | 35 |  | Solar | FIXED | Ground
REIPNR-05283 | FIRST SOLAR | FS-272 | 72.5 | 8832 | 173 | 25 |  | Solar | FIXED | Pole
REIPNR-05284 | FIRST SOLAR | FS-272 | 72.5 | 2112 | 173 | 25 |  | Solar | FIXED | Ground
REIPNR-05286 | FIRST SOLAR | FS-272 | 72.5 | 14112 | 173 | 25 |  | Solar | FIXED | Ground
REIPNR-05352 | SHARP | ND-224U1F | 224 | 1339 | 186 | 10 |  | Solar | FIXED | Roof
REIPNR-05353 | SUNTECH POWER | STP200-18/UB-1 | 200 | 176 | 132 | 6 |  | Solar | FIXED | Roof
REIPNR-05353 | SUNPOWER | SPR-305-WHT-U | 305 | 184 | 180 | 0 |  | Solar | FIXED | Roof
REIPNR-05353 | SUNPOWER | SPR-200-BLK-U | 200 | 435 | 222 | 6 |  | Solar | FIXED | Roof
REIPNR-05354 | SHARP | ND-V230A1 | 230 | 72 | 106 | 20 |  | Solar | FIXED | Roof
REIPNR-05355 | SHARP | ND-U230C1 | 230 | 12 | 106 | 26 |  | Solar | FIXED | Roof
REIPNR-05356 | SHARP | ND-U230C1 | 230 | 11 | 106 | 26 |  | Solar | FIXED | Roof
REIPNR-05357 | SHARP | ND-U230C1 | 230 | 12 | 106 | 26 |  | Solar | FIXED | Roof
REIPNR-05358 | SHARP | ND-U230C1 | 230 | 12 | 106 | 26 |  | Solar | FIXED | Roof
REIPNR-05359 | SHARP | ND-U230C1 | 230 | 12 | 106 | 26 |  | Solar | FIXED | Roof
REIPNR-05360 | SHARP | ND-U230C1 | 230 | 11 | 196 | 26 |  | Solar | FIXED | Roof
REIPNR-05362 | SHARP | ND-U230C1 | 230 | 12 | 196 | 26 |  | Solar | FIXED | Roof
REIPNR-05363 | SHARP | ND-U230C1 | 230 | 11 | 196 | 26 |  | Solar | FIXED | Roof
REIPNR-05364 | SHARP | ND-U230C1 | 230 | 11 | 196 | 26 |  | Solar | FIXED | Roof
REIPNR-05365 | SHARP | ND-U230C1 | 230 | 10 | 106 | 26 |  | Solar | FIXED | Roof
REIPNR-05366 | SHARP | ND-U230C1 | 230 | 11 | 106 | 26 |  | Solar | FIXED | Roof
REIPNR-05367 | SHARP | ND-V230A1 | 230 | 11 | 106 | 26 |  | Solar | FIXED | Roof
REIPNR-05369 | SHARP | ND-U230C1 | 230 | 11 | 106 | 26 |  | Solar | FIXED | Roof
REIPNR-05370 | SHARP | ND-U230C1 | 230 | 11 | 106 | 26 |  | Solar | FIXED | Roof
REIPNR-05372 | SHARP | ND-U230C1 | 230 | 8 | 106 | 26 |  | Solar | FIXED | Roof
REIPNR-05373 | SHARP | ND-U230C1 | 230 | 8 | 106 | 26 |  | Solar | FIXED | Roof
REIPNR-05374 | SHARP | ND-U230C1 | 230 | 8 | 106 | 26 |  | Solar | FIXED | Roof
REIPNR-05375 | SHARP | ND-U230C1 | 230 | 8 | 106 | 26 |  | Solar | FIXED | Roof
REIPNR-05376 | SHARP | ND-U230C1 | 230 | 8 | 106 | 26 |  | Solar | FIXED | Roof
REIPNR-05377 | SHARP | ND-U230C1 | 230 | 8 | 106 | 26 |  | Solar | FIXED | Roof
REIPNR-05378 | SHARP | ND-U230C1 | 230 | 8 | 106 | 26 |  | Solar | FIXED | Roof
REIPNR-05379 | SHARP | ND-U230C1 | 230 | 8 | 106 | 26 |  | Solar | FIXED | Roof
REIPNR-05380 | SHARP | ND-U230C1 | 230 | 8 | 106 | 26 |  | Solar | FIXED | Roof
REIPNR-05381 | SHARP | ND-U230C1 | 230 | 20 | 196 | 26 |  | Solar | FIXED | Roof
REIPNR-05382 | SHARP | ND-U230C1 | 230 | 20 | 196 | 31 |  | Solar | FIXED | Roof
REIPNR-05383 | SHARP | ND-U230C1 | 230 | 11 | 196 | 26 |  | Solar | FIXED | Roof
REIPNR-05384 | SHARP | ND-U230C1 | 230 | 11 | 196 | 26 |  | Solar | FIXED | Roof
REIPNR-05385 | SHARP | ND-U230C1 | 230 | 11 | 196 | 26 |  | Solar | FIXED | Roof
REIPNR-05386 | SHARP | ND-U230C1 | 230 | 10 | 196 | 26 |  | Solar | FIXED | Roof
REIPNR-05387 | SHARP | ND-V230A1 | 230 | 8 | 106 | 26 |  | Solar | FIXED | Roof
REIPNR-05388 | SHARP | ND-U230C1 | 230 | 8 | 106 | 26 |  | Solar | FIXED | Roof
REIPNR-05389 | SHARP | ND-U230C1 | 230 | 8 | 106 | 26 |  | Solar | FIXED | Roof
REIPNR-05390 | SHARP | ND-U230C1 | 230 | 8 | 106 | 26 |  | Solar | FIXED | Roof
REIPNR-05392 | SHARP | ND-U230C1 | 230 | 11 | 106 | 26 |  | Solar | FIXED | Roof
REIPNR-05393 | SHARP | ND-U230C1 | 230 | 11 | 106 | 26 |  | Solar | FIXED | Roof
REIPNR-05394 | SHARP | ND-U230C1 | 230 | 10 | 106 | 26 |  | Solar | FIXED | Roof
REIPNR-05395 | SHARP | ND-U230C1 | 230 | 12 | 196 | 26 |  | Solar | FIXED | Roof
REIPNR-05396 | SHARP | ND-U230C1 | 230 | 12 | 196 | 26 |  | Solar | FIXED | Roof
REIPNR-05397 | SHARP | ND-V230A1 | 230 | 12 | 106 | 26 |  | Solar | FIXED | Roof
REIPNR-05398 | SHARP | ND-U230C1 | 230 | 8 | 106 | 26 |  | Solar | FIXED | Roof
REIPNR-05399 | SHARP | ND-U230C1 | 230 | 8 | 106 | 26 |  | Solar | FIXED | Roof
REIPNR-05400 | SHARP | ND-U230C1 | 230 | 8 | 106 | 26 |  | Solar | FIXED | Roof
REIPNR-05401 | SHARP | ND-U230C1 | 230 | 8 | 106 | 26 |  | Solar | FIXED | Roof
REIPNR-05402 | SHARP | ND-U230C1 | 230 | 12 | 196 | 26 |  | Solar | FIXED | Roof
REIPNR-05404 | SHARP | ND-U230C1 | 230 | 12 | 106 | 26 |  | Solar | FIXED | Roof
REIPNR-05487 | FIRST SOLAR | FS-275 | 75 | 1050 | 190 | 10 |  | Solar | FIXED | Ground
REIPNR-05487 | FIRST SOLAR | FS-275 | 75 | 425 | 193 | 10 |  | Solar | FIXED | Ground
REIPNR-05488 | SUNPOWER | SPR-305-WHT-U | 305 | 1984 | 174 | 9.5 |  | Solar | FIXED | Roof
REIPNR-05488 | SUNPOWER | SPR-305-WHT-U | 305 | 1992 | 174 | 9.5 |  | Solar | FIXED | Roof
REIPNR-05489 | SUNPOWER | SPR-305-WHT-U | 305 | 4912 | 202 | 5 |  | Solar | FIXED | Roof
REIPNR-05489 | SUNPOWER | SPR-315E-WHT-U | 310 | 1616 | 202 | 5 |  | Solar | FIXED | Roof
REIPNR-05490 | SUNPOWER | SPR-315E-WHT-U | 310 | 512 | 180 | 5 |  | Solar | FIXED | Roof
REIPNR-05491 | SUNPOWER | SPR-315E-WHT-U | 310 | 184 | 180 | 5 |  | Solar | FIXED | Roof
REIPNR-05491 | SUNPOWER | SPR-315E-WHT-U | 310 | 920 | 180 | 5 |  | Solar | FIXED | Roof
REIPNR-05493 | SOLYNDRA | SL-001-173U | 173 | 530 | 173 | 0 |  | Solar | FIXED | Roof
REIPNR-05494 | SOLYNDRA | SL-001-182U | 182 | 462 | 165 | 0 |  | Solar | FIXED | Roof
REIPNR-05494 | SOLYNDRA | SL-001-182U | 191 | 23 | 165 | 0 |  | Solar | FIXED | Roof
REIPNR-05495 | SOLYNDRA | SL-001-165U | 165 | 135 | 169 | 0 |  | Solar | FIXED | Roof
REIPNR-05495 | SOLYNDRA | SL-001-173U | 173 | 560 | 169 | 0 |  | Solar | FIXED | Roof
REIPNR-05497 | SHARP | ND-220U1F | 230 | 364 | 141 | 10 |  | Solar | FIXED | Roof
REIPNR-05497 | SHARP | ND-224UC1 | 235 | 455 | 141 | 10 |  | Solar | FIXED | Roof
REIPNR-05498 | SUNTECH POWER | STP175-24/AB-1 | 175 | 16 | 142 | 5 |  | Solar | FIXED | Roof
REIPNR-05499 | BP SOLAR | SX170I | 180 | 1272 | 180 | 20 |  | Solar | FIXED | Roof
REIPNR-05500 | SUNTECH POWER | STP210-18/UB-1 | 210 | 270 | 147 | 5 |  | Solar | FIXED | Roof
REIPNR-05501 | SHARP | ND-U230C1 | 235 | 2772 | 180 | 25 |  | Solar | FIXED | Ground
REIPNR-05502 | SHARP | NE-170U1 | 170 | 220 | 221 | 10 |  | Solar | FIXED | Roof
REIPNR-05503 | SHARP | NE-170U1 | 170 | 100 | 170 | 10 |  | Solar | FIXED | Roof
REIPNR-05503 | SHARP | NT-175U1 | 175 | 570 | 170 | 10 |  | Solar | FIXED | Roof
REIPNR-05504 | BAODING YINGLI NEW ENERGY RESOURCES CO | YL175(156) | 175 | 1248 | 212 | 11 |  | Solar | FIXED | Roof
REIPNR-05505 | BAODING YINGLI NEW ENERGY RESOURCES CO | YL175(156) | 230 | 1248 | 228 | 10 |  | Solar | FIXED | Roof
REIPNR-05506 | EVERGREEN SOLAR | ES-190-RL | 190 | 588 | 186 | 10 |  | Solar | FIXED | Roof
REIPNR-05507 | EVERGREEN SOLAR | ES-190-RL | 190 | 720 | 220 | 10 |  | Solar | FIXED | Roof
REIPNR-05508 | SUNTECH POWER | STP175S-24/AB-1 | 175 | 540 | 200 | 10 |  | Solar | FIXED | Roof
REIPNR-05509 | SHARP | NT-175U1 | 175 | 350 | 155 | 16 |  | Solar | FIXED | Roof
REIPNR-05509 | SHARP | NT-175U1 | 175 | 360 | 245 | 16 |  | Solar | FIXED | Roof
REIPNR-05510 | SHARP | ND-216UC1 | 216 | 864 | 176 | 14 |  | Solar | FIXED | Roof
REIPNR-05511 | SHARP | NT-175U1 | 175 | 1510 | 182 | 20 |  | Solar | FIXED | Ground
REIPNR-05512 | SHARP | ND-224U1F | 224 | 732 | 201 | 10 |  | Solar | FIXED | Roof
REIPNR-05513 | SHARP | ND-224UC1 | 224 | 598 | 177 | 10 |  | Solar | FIXED | Roof
REIPNR-05583 | SUNTECH POWER | STP200-18/UB-1 | 200 | 56 | 213 | 40 |  | Solar | FIXED | Ground
REIPNR-05586 | SUNTECH POWER | STP200-18/UB-1 | 200 | 1500 | 176 | 22 |  | Solar | FIXED | Roof
REIPNR-05587 | BAODING YINGLI NEW ENERGY RESOURCES CO | YL175(156) | 175 | 960 | 141 | 10 |  | Solar | FIXED | Roof
REIPNR-05588 | SANYO ELECTRIC | HIP-195BA19 | 195 | 444 | 221 | 10 |  | Solar | FIXED | Roof
REIPNR-05589 | KYOCERA SOLAR | KD205GX-L | 205 | 300 | 180 | 10 |  | Solar | FIXED | Roof
REIPNR-05590 | SANYO ELECTRIC | HIP-190BA | 190 | 791 | 138 | 10 |  | Solar | FIXED | Roof
REIPNR-05591 | BAODING YINGLI NEW ENERGY RESOURCES CO | YL175(156) | 175 | 2400 | 137 | 10 |  | Solar | FIXED | Roof
REIPNR-05592 | SUNPOWER | SPR-305-WHT-U | 305 | 2760 | 202 | 5 |  | Solar | FIXED | Roof
REIPNR-05593 | SUNTECH POWER | STP210S-18/UB-1 | 270 | 1023 | 170 | 10 |  | Solar | FIXED | Roof
REIPNR-05595 | SHARP | ND-V230A1 | 230 | 1080 | 173 | 10 |  | Solar | FIXED | Roof
REIPNR-05596 | SHARP | ND-224UC1 | 235 | 1105 | 198 | 10 |  | Solar | FIXED | Roof
REIPNR-05693 | SHARP | NE-170U1 | 170 | 300 | 221 | 10 |  | Solar | FIXED | Roof
REIPNR-05695 | SUNTECH POWER | STP210-18/UB-1 | 210 | 602 | 214 | 10 |  | Solar | FIXED | Roof
REIPNR-05696 | SUNTECH POWER | STP210-18/UB-1 | 210 | 658 | 180 | 10 |  | Solar | FIXED | Roof
REIPNR-05698 | SUNTECH POWER | STP210S-18/UB-1 | 210 | 585 | 145 | 15 |  | Solar | FIXED | Roof
REIPNR-05698 | SUNTECH POWER | STP210S-18/UB-1 | 210 | 60 | 180 | 35 |  | Solar | FIXED | Roof
REIPNR-05699 | CHANGZHOU TRINA SOLAR ENERGY CO | TSM-185D | 235 | 144 | 142 | 15 |  | Solar | FIXED | Roof
REIPNR-05700 | SCHOTT SOLAR | SAPC-175 | 195 | 2408 | 190 | 12.5 |  | Solar | FIXED | Roof
REIPNR-05704 | SUNTECH POWER | STP210-18/UB-1 | 210 | 30 | 158.8 | 15 |  | Solar | FIXED | Roof
REIPNR-05704 | SUNTECH POWER | STP210-18/UB-1 | 210 | 58 | 191 | 15 |  | Solar | FIXED | Roof
REIPNR-05705 | SUNTECH POWER | STP200-18/UB-1 | 200 | 531 | 175 | 15 |  | Solar | FIXED | Roof
REIPNR-05709 | SUNTECH POWER | STP210S-18/UB-1 | 270 | 781 | 172 | 10 |  | Solar | FIXED | Roof
REIPNR-05710 | EVERGREEN SOLAR | ES-190-SL | 190 | 1504 | 180 | 10.6 |  | Solar | FIXED | Roof
REIPNR-05710 | EVERGREEN SOLAR | ES-190-SL | 190 | 2112 | 180 | 10.6 |  | Solar | FIXED | Roof
REIPNR-05710 | EVERGREEN SOLAR | ES-190-SL | 190 | 4288 | 180 | 10.6 |  | Solar | FIXED | Roof
REIPNR-05712 | KYOCERA SOLAR | KD210GX-L | 210 | 1316 | 155 | 2 |  | Solar | FIXED | Roof
REIPNR-05832 | SHARP | ND-U230C1 | 235 | 324 | 212 | 7 |  | Solar | FIXED | Roof
REIPNR-05833 | SHARP | ND-V230A1 | 230 | 884 | 180 | 12.5 |  | Solar | FIXED | Roof
REIPNR-05835 | SCHUCO USA |  | 220 | 1400 | 180 | 12.5 |  | Solar | FIXED | Roof
REIPNR-05836 | CONERGY AG | S 175MU | 235 | 756 | 182 | 10 |  | Solar | FIXED | Roof
REIPNR-05837 | SUNTECH POWER | STP200-18/UB-1 | 200 | 574 | 218.9 | 15 |  | Solar | FIXED | Roof
REIPNR-05838 | SUNTECH POWER | STP200-18/UB-1 | 200 | 434 | 191 | 15 |  | Solar | FIXED | Roof
REIPNR-05839 | SUNTECH POWER | STP200-18/UB-1 | 200 | 680 | 124.2 | 5 |  | Solar | FIXED | Roof
REIPNR-05841 | SUNTECH POWER | STP200-18/UB-1 | 200 | 303 | 183 | 10 |  | Solar | FIXED | Roof
REIPNR-05841 | SUNTECH POWER | STP210-18/UB-1 | 210 | 364 | 183 | 10 |  | Solar | FIXED | Roof
REIPNR-05846 | SUNPOWER | SPR-225-BLK-U | 225 | 165 | 107 | 18.4 |  | Solar | FIXED | Roof
REIPNR-05846 | SUNPOWER | SPR-225-BLK-U | 225 | 385 | 197 | 30.2 |  | Solar | FIXED | Roof
REIPNR-05848 | SUNPOWER | SPR-225-BLK-U | 225 | 165 | 99 | 18.4 |  | Solar | FIXED | Roof
REIPNR-05850 | SUNPOWER | SPR-225-BLK-U | 225 | 165 | 270 | 18.4 |  | Solar | FIXED | Roof
REIPNR-05851 | CHANGZHOU TRINA SOLAR ENERGY CO | TSM-185D | 235 | 455 | 156 | 4 |  | Solar | FIXED | Roof
REIPNR-05851 | CHANGZHOU TRINA SOLAR ENERGY CO | TSM-185D | 235 | 364 | 336 | 4 |  | Solar | FIXED | Roof
REIPNR-05853 | SOLYNDRA | SL-001-173U | 173 | 1035 | 180 | 0 |  | Solar | FIXED | Roof
REIPNR-05854 | SOLYNDRA | SL-001-173U | 173 | 345 | 180 | 0 |  | Solar | FIXED | Roof
REIPNR-05856 | EVERGREEN SOLAR | ES-190-TL | 190 | 1540 | 225 | 20 |  | Solar | FIXED | Roof
REIPNR-05857 | BAODING YINGLI NEW ENERGY RESOURCES CO | YL175(156) | 230 | 1692 | 209 | 11 |  | Solar | FIXED | Roof
REIPNR-05860 | SUNTECH POWER | STP210-18/UB-1 | 210 | 1736 | 204 | 10 |  | Solar | FIXED | Roof
REIPNR-05869 | SUNTECH POWER | STP210-18/UB-1 | 210 | 1260 | 212 | 10 |  | Solar | FIXED | Roof
REIPNR-05870 | CHANGZHOU TRINA SOLAR ENERGY CO | TSM-185D | 235 | 1740 | 180 | 25 |  | Solar | FIXED | Ground
REIPNR-05871 | CHANGZHOU TRINA SOLAR ENERGY CO | TSM-185D | 235 | 1596 | 207 | 25 |  | Solar | FIXED | Ground
REIPNR-05873 | SUNPOWER | SPR-225-BLK-U | 225 | 240 | 130 | 18.5 |  | Solar | FIXED | Roof
REIPNR-05873 | SUNPOWER | SPR-225-BLK-U | 225 | 210 | 224 | 18.5 |  | Solar | FIXED | Roof
REIPNR-05874 | SHARP | ND-U230C1 | 230 | 442 | 217 | 3 |  | Solar | FIXED | Roof
REIPNR-05888 | SUNTECH POWER | STP210-18/UB-1 | 210 | 1830 | 152 | 10 |  | Solar | FIXED | Roof
REIPNR-05889 | SOLARWORLD | SW185 MONO/T | 240 | 1092 | 160 | 10 |  | Solar | FIXED | Roof
REIPNR-05891 | UNITED SOLAR OVONIC | PVL-136 | 136 | 71 | 172 | 0 |  | Solar | FIXED | Roof
REIPNR-05891 | UNITED SOLAR OVONIC | PVL-68 | 68 | 34 | 172 | 0 |  | Solar | FIXED | Roof
REIPNR-05892 | SUNTECH POWER | STP210-18/UB-1 | 210 | 450 | 151 | 10 |  | Solar | FIXED | Roof
REIPNR-05895 | CHANGZHOU TRINA SOLAR ENERGY CO | TSM-180D | 180 | 2486 | 208 | 10 |  | Solar | FIXED | Roof
REIPNR-05897 | CHANGZHOU TRINA SOLAR ENERGY CO | TSM-180D | 180 | 1826 | 210 | 10 |  | Solar | FIXED | Roof
REIPNR-05941 | SOLYNDRA | SL-001-173U | 173 | 3090 | 180 | 0 |  | Solar | FIXED | Roof
REIPNR-05991 | SOLYNDRA | SL-001-173U | 173 | 185 | 204 | 0 |  | Solar | FIXED | Roof
REIPNR-05991 | SOLYNDRA | SL-001-182U | 182 | 1280 | 204 | 0 |  | Solar | FIXED | Roof
REIPNR-05992 | SUNTECH POWER | STP210S-18/UB-1 | 270 | 814 | 157 | 10 |  | Solar | FIXED | Roof
REIPNR-05994 | CHANGZHOU TRINA SOLAR ENERGY CO | TSM-185D | 230 | 897 | 218 | 10 |  | Solar | FIXED | Roof
REIPNR-05996 | BAODING YINGLI NEW ENERGY RESOURCES CO | YL175(156) | 230 | 156 | 180 | 10 |  | Solar | FIXED | Ground
REIPNR-05996 | BAODING YINGLI NEW ENERGY RESOURCES CO | YL175(156) | 230 | 559 | 180 | 10 |  | Solar | FIXED | Ground
REIPNR-05996 | BAODING YINGLI NEW ENERGY RESOURCES CO | YL175(156) | 230 | 1170 | 180 | 13 |  | Solar | FIXED | Ground
REIPNR-05996 | BAODING YINGLI NEW ENERGY RESOURCES CO | YL175(156) | 230 | 1300 | 180 | 13 |  | Solar | FIXED | Ground
REIPNR-05997 | BAODING YINGLI NEW ENERGY RESOURCES CO | YL175(156) | 230 | 403 | 165 | 15 |  | Solar | FIXED | Ground
REIPNR-05997 | BAODING YINGLI NEW ENERGY RESOURCES CO | YL175(156) | 230 | 1300 | 180 | 15 |  | Solar | FIXED | Ground
REIPNR-05997 | BAODING YINGLI NEW ENERGY RESOURCES CO | YL175(156) | 230 | 1300 | 180 | 15 |  | Solar | FIXED | Ground
REIPNR-05999 | BAODING YINGLI NEW ENERGY RESOURCES CO | YL175(156) | 230 | 1014 | 105 | 15 |  | Solar | FIXED | Ground
REIPNR-05999 | BAODING YINGLI NEW ENERGY RESOURCES CO | YL175(156) | 230 | 1144 | 115 | 15 |  | Solar | FIXED | Ground
REIPNR-06000 | BAODING YINGLI NEW ENERGY RESOURCES CO | YL175(156) | 230 | 728 | 220 | 15 |  | Solar | FIXED | Ground
REIPNR-06001 | BAODING YINGLI NEW ENERGY RESOURCES CO | YL175(156) | 230 | 637 | 180 | 0 |  | Solar | FIXED | Roof
REIPNR-06003 | BAODING YINGLI NEW ENERGY RESOURCES CO | YL175(156) | 230 | 741 | 138 | 11 |  | Solar | FIXED | Roof
REIPNR-06003 | BAODING YINGLI NEW ENERGY RESOURCES CO | YL175(156) | 230 | 1404 | 180 | 10 |  | Solar | FIXED | Pole
REIPNR-06007 | SOLYNDRA | SL-001-173U | 173 | 360 | 180 | 0 |  | Solar | FIXED | Roof
REIPNR-06012 | CHANGZHOU TRINA SOLAR ENERGY CO | TSM-185D | 230 | 637 | 179 | 10 |  | Solar | FIXED | Roof
REIPNR-06014 | CHANGZHOU TRINA SOLAR ENERGY CO | TSM-185D | 230 | 871 | 153 | 10 |  | Solar | FIXED | Roof
REIPNR-06015 | SUNPOWER | SPR-305-WHT-U | 305 | 5784 | 184 | 25 |  | Solar | FIXED | Ground
REIPNR-06044 | SOLYNDRA | SL-001-173U | 173 | 76 | 150 | 0 |  | Solar | FIXED | Roof
REIPNR-06044 | SOLYNDRA | SL-001-182U | 182 | 624 | 150 | 0 |  | Solar | FIXED | Roof
REIPNR-06109 | SHARP | ND-224U1F | 235 | 1066 | 142 | 10 |  | Solar | FIXED | Roof
REIPNR-06114 | SUNPOWER | SPR-225-BLK-U | 225 | 14 | 180 | 18 |  | Solar | FIXED | Roof
REIPNR-06116 | SHARP | ND-224UC1 | 235 | 754 | 159 | 10 |  | Solar | FIXED | Roof
REIPNR-06117 | SUNTECH POWER | STP210-18/UB-1 | 210 | 2065 | 116 | 3 |  | Solar | FIXED | Roof
REIPNR-06117 | SUNTECH POWER | STP210-18/UB-1 | 210 | 1430 | 294.3 | 3 |  | Solar | FIXED | Roof
REIPNR-06123 | EVERGREEN SOLAR |  | 205 | 720 | 180 | 25 |  | Solar | FIXED | Ground
REIPNR-06124 | SHARP | ND-U230C1 | 235 | 676 | 218 | 10 |  | Solar | FIXED | Roof
REIPNR-06126 | SUNTECH POWER | STP210S-18/UB-1 | 270 | 726 | 180 | 20 |  | Solar | FIXED | Ground
REIPNR-06126 | SUNTECH POWER | STP210S-18/UB-1 | 280 | 627 | 180 | 20 |  | Solar | FIXED | Ground
REIPNR-06141 | BP SOLAR | SX3195B | 195 | 3616 | 45 | 2 |  | Solar | FIXED | Roof
REIPNR-06141 | BP SOLAR | SX3195B | 195 | 3872 | 135 | 2 |  | Solar | FIXED | Roof
REIPNR-06141 | BP SOLAR | SX3195B | 195 | 1456 | 225 | 2 |  | Solar | FIXED | Roof
REIPNR-06141 | BP SOLAR | SX3195B | 195 | 3472 | 315 | 2 |  | Solar | FIXED | Roof
REIPNR-06175 | SHARP | ND-224U1F | 235 | 1066 | 142 | 10 |  | Solar | FIXED | Roof
REIPNR-06176 | SUNPOWER | SPR-215-BLK-U | 215 | 48 | 138 | 29 |  | Solar | FIXED | Roof
REIPNR-06179 | SANYO ELECTRIC | HIP-190BA | 190 | 564 | 180 | 20 |  | Solar | FIXED | Roof
REIPNR-06179 | SANYO ELECTRIC | HIP-195BA19 | 195 | 216 | 180 | 20 |  | Solar | FIXED | Roof
REIPNR-06179 | SHARP | ND-216U1F | 216 | 588 | 180 | 20 |  | Solar | FIXED | Roof
REIPNR-06182 | CANADIAN SOLAR | CS5P-230 | 230 | 806 | 144 | 10 |  | Solar | FIXED | Roof
REIPNR-06253 | EVERGREEN SOLAR | ES-195-RL | 195 | 12 | 135 | 40 |  | Solar | FIXED | Roof
REIPNR-06254 | SHARP | ND-224UC1 | 235 | 12 | 170 | 26 |  | Solar | FIXED | Ground
REIPNR-06341 | SUNPOWER | SPR-305-WHT-U | 305 | 664 | 185 | 5 |  | Solar | FIXED | Roof
REIPNR-06341 | SUNPOWER | SPR-305-WHT-U | 305 | 856 | 185 | 5 |  | Solar | FIXED | Roof
REIPNR-06342 | SUNPOWER | SPR-225-BLK-U | 225 | 4 | 196 | 34 |  | Solar | FIXED | Roof
REIPNR-06343 | SUNPOWER | SPR-305-WHT-U | 305 | 4488 | 153 | 5 |  | Solar | FIXED | Roof
REIPNR-06344 | UNITED SOLAR OVONIC | PVL-144 | 144 | 528 | 186 | 5 |  | Solar | FIXED | Roof
REIPNR-06345 | SUNTECH POWER | STP200-18/UB-1 | 205 | 448 | 173 | 5 |  | Solar | FIXED | Roof
REIPNR-06346 | SHARP | ND-U230C1 | 235 | 52 | 128 | 18 |  | Solar | FIXED | Roof
REIPNR-06346 | SHARP | ND-V230A1 | 235 | 325 | 218 | 14 |  | Solar | FIXED | Roof
REIPNR-06347 | BP SOLAR | SX3200B | 225 | 3302 | 162 | 5 |  | Solar | FIXED | Roof
REIPNR-06348 | SHARP | ND-U230C1 | 235 | 60 | 187 | 15 |  | Solar | FIXED | Roof
REIPNR-06348 | SHARP | ND-U230C1 | 235 | 1989 | 187 | 15 |  | Solar | FIXED | Roof
REIPNR-06350 | SHARP | ND-224UC1 | 235 | 7212 | 179 | 5 |  | Solar | FIXED | Roof
REIPNR-06351 | SHARP | ND-V230A1 | 235 | 48 | 200 | 28.5 |  | Solar | FIXED | Roof
REIPNR-06351 | SHARP | ND-V230A1 | 235 | 660 | 220 | 2.2 |  | Solar | FIXED | Roof
REIPNR-06352 | SHARP | ND-U230C1 | 235 | 936 | 222 | 10 |  | Solar | FIXED | Roof
REIPNR-06407 | CHANGZHOU TRINA SOLAR ENERGY CO | TSM-180D | 180 | 396 | 192 | 10 |  | Solar | FIXED | Roof
REIPNR-06408 | CHANGZHOU TRINA SOLAR ENERGY CO | TSM-180D | 180 | 330 | 192 | 10 |  | Solar | FIXED | Roof
REIPNR-06409 | CHANGZHOU TRINA SOLAR ENERGY CO | TSM-180D | 180 | 913 | 211 | 10 |  | Solar | FIXED | Roof
REIPNR-06410 | CHANGZHOU TRINA SOLAR ENERGY CO | TSM-180D | 180 | 913 | 211 | 10 |  | Solar | FIXED | Roof
REIPNR-06468 | SUNPOWER | SPR-230-WHT-U | 230 | 506 | 155 | 12.9 |  | Solar | FIXED | Roof
REIPNR-06529 | SHARP | ND-224U1F | 224 | 1560 | 192 | 10 |  | Solar | FIXED | Roof
REIPNR-06530 | SHARP | ND-216U1F | 216 | 299 | 192 | 18 |  | Solar | FIXED | Roof
REIPNR-06531 | SHARP | ND-216U1F | 216 | 598 | 178 | 10 |  | Solar | FIXED | Roof
REIPNR-06532 | SHARP | ND-224U1F | 224 | 936 | 162 | 10 |  | Solar | FIXED | Roof
REIPNR-06533 | SHARP | ND-224U1F | 224 | 480 | 152 | 10 |  | Solar | FIXED | Roof
REIPNR-06534 | SUNPOWER | SPR-225-BLK-U | 225 | 24 | 238 | 28 |  | Solar | FIXED | Roof
REIPNR-06542 | SHARP | ND-U230C1 | 230 | 754 | 227 | 10 |  | Solar | FIXED | Roof
REIPNR-06598 | ET SOLAR INDUSTRY | ET-P654205 | 205 | 750 | 0 | 0 |  | Solar | FIXED | Roof
REIPNR-06598 | ET SOLAR INDUSTRY | ET-P654205 | 205 | 270 | 134 | 5 |  | Solar | FIXED | Roof
REIPNR-06598 | ET SOLAR INDUSTRY | ET-P654205 | 205 | 225 | 134 | 20 |  | Solar | FIXED | Ground
REIPNR-06601 | SHANGHAI SOLAR ENERGY S&T | S-180C | 195 | 1296 | 155 | 10 |  | Solar | FIXED | Roof
REIPNR-06602 | SCHUCO USA |  | 195 | 2064 | 156 | 12 |  | Solar | FIXED | Roof
REIPNR-06603 | CHANGZHOU TRINA SOLAR ENERGY CO | TSM-185D | 235 | 1339 | 199 | 10 |  | Solar | FIXED | Roof
REIPNR-06604 | BAODING YINGLI NEW ENERGY RESOURCES CO | YL175(156) | 230 | 754 | 200 | 10 |  | Solar | FIXED | Roof
REIPNR-06605 | BAODING YINGLI NEW ENERGY RESOURCES CO | YL175(156) | 230 | 676 | 225 | 10 |  | Solar | FIXED | Roof
REIPNR-06606 | BAODING YINGLI NEW ENERGY RESOURCES CO | YL175(156) | 230 | 754 | 177 | 10 |  | Solar | FIXED | Roof
REIPNR-06607 | SUNTECH POWER | STP210-18/UB-1 | 210 | 1736 | 161 | 10 |  | Solar | FIXED | Roof
REIPNR-06608 | BAODING YINGLI NEW ENERGY RESOURCES CO | YL175(156) | 230 | 169 | 194 | 10 |  | Solar | FIXED | Roof
REIPNR-06610 | BAODING YINGLI NEW ENERGY RESOURCES CO | YL175(156) | 230 | 442 | 219 | 10 |  | Solar | FIXED | Roof
REIPNR-06611 | BAODING YINGLI NEW ENERGY RESOURCES CO | YL175(156) | 230 | 221 | 177 | 10 |  | Solar | FIXED | Roof
REIPNR-06612 | BAODING YINGLI NEW ENERGY RESOURCES CO | YL175(156) | 230 | 44 | 179 | 10 |  | Solar | FIXED | Roof
REIPNR-06614 | BAODING YINGLI NEW ENERGY RESOURCES CO | YL175(156) | 230 | 338 | 135 | 0 |  | Solar | FIXED | Ground
REIPNR-06614 | BAODING YINGLI NEW ENERGY RESOURCES CO | YL175(156) | 230 | 117 | 135 | 10 |  | Solar | FIXED | Roof
REIPNR-06616 | BAODING YINGLI NEW ENERGY RESOURCES CO | YL175(156) | 230 | 247 | 139 | 10 |  | Solar | FIXED | Roof
REIPNR-06616 | BAODING YINGLI NEW ENERGY RESOURCES CO | YL175(156) | 230 | 104 | 185 | 10 |  | Solar | FIXED | Roof
REIPNR-06617 | BAODING YINGLI NEW ENERGY RESOURCES CO | YL175(156) | 230 | 104 | 126 | 10 |  | Solar | FIXED | Roof
REIPNR-06617 | BAODING YINGLI NEW ENERGY RESOURCES CO | YL175(156) | 230 | 871 | 133 | 10 |  | Solar | FIXED | Roof
REIPNR-06617 | BAODING YINGLI NEW ENERGY RESOURCES CO | YL175(156) | 230 | 156 | 140 | 10 |  | Solar | FIXED | Roof
REIPNR-06618 | BAODING YINGLI NEW ENERGY RESOURCES CO | YL175(156) | 230 | 273 | 195 | 10 |  | Solar | FIXED | Roof
REIPNR-06619 | BAODING YINGLI NEW ENERGY RESOURCES CO | YL175(156) | 230 | 806 | 225 | 10 |  | Solar | FIXED | Roof
REIPNR-06624 | CHANGZHOU TRINA SOLAR ENERGY CO | TSM-185D | 235 | 1664 | 221 | 10 |  | Solar | FIXED | Roof
REIPNR-06625 | CHANGZHOU TRINA SOLAR ENERGY CO | TSM-185D | 235 | 1200 | 158 | 10 |  | Solar | FIXED | Roof
REIPNR-06626 | BAODING YINGLI NEW ENERGY RESOURCES CO | YL175(156) | 230 | 822 | 177 | 10 |  | Solar | FIXED | Roof
REIPNR-06628 | SUNTECH POWER | STP210-18/UB-1 | 205 | 330 | 206 | 10 |  | Solar | FIXED | Roof
REIPNR-06628 | SUNTECH POWER | STP210-18/UB-1 | 210 | 216 | 206 | 10 |  | Solar | FIXED | Roof
REIPNR-06629 | SHARP | ND-U230C1 | 240 | 117 | 173 | 10 |  | Solar | FIXED | Roof
REIPNR-06629 | SHARP | ND-U230C1 | 240 | 474 | 181 | 10 |  | Solar | FIXED | Roof
REIPNR-06629 | SHARP | ND-U230C1 | 240 | 240 | 189 | 10 |  | Solar | FIXED | Roof
REIPNR-06630 | SHARP | ND-U230C1 | 240 | 816 | 181 | 15 |  | Solar | FIXED | Ground
REIPNR-06734 | SUNTECH POWER | STP210S-18/UB-1 | 270 | 270 | 180 | 30 |  | Solar | FIXED | Ground
REIPNR-06734 | SUNTECH POWER | STP210-18/UB-1 | 270 | 140 | 191 | 30 |  | Solar | FIXED | Roof
REIPNR-06735 | SUNPOWER | SPR-305-WHT-U | 305 | 328 | 145 | 8 |  | Solar | FIXED | Roof
REIPNR-06736 | CHANGZHOU TRINA SOLAR ENERGY CO | TSM-185D | 230 | 1670 | 195 | 10.3 |  | Solar | FIXED | Roof
REIPNR-06736 | CHANGZHOU TRINA SOLAR ENERGY CO | TSM-185D | 230 | 52 | 215 | 10.3 |  | Solar | FIXED | Roof
REIPNR-06736 | CHANGZHOU TRINA SOLAR ENERGY CO | TSM-185D | 230 | 826 | 225 | 10.3 |  | Solar | FIXED | Roof
REIPNR-06737 | SHARP | ND-V230A1 | 235 | 3315 | 180 | 30 |  | Solar | FIXED | Ground
REIPNR-06738 | SCHUCO USA |  | 180 | 4070 | 207 | 10 |  | Solar | FIXED | Roof
REIPNR-06739 | CHANGZHOU TRINA SOLAR ENERGY CO | TSM-185D | 230 | 273 | 125.1 | 1 |  | Solar | FIXED | Roof
REIPNR-06739 | CHANGZHOU TRINA SOLAR ENERGY CO | TSM-185D | 235 | 598 | 125.1 | 9 |  | Solar | FIXED | Roof
REIPNR-06740 | SCHUCO USA |  | 225 | 700 | 188 | 25 |  | Solar | FIXED | Ground
REIPNR-06741 | SCHUCO USA |  | 225 | 2128 | 188 | 25 |  | Solar | FIXED | Ground
REIPNR-06742 | SOLYNDRA | SL-001-182U | 182 | 3870 | 218 | 0 |  | Solar | FIXED | Roof
REIPNR-06811 | EVERGREEN SOLAR | ES-190-RL | 190 | 13 | 190 | 15 |  | Solar | FIXED | Roof
REIPNR-06888 | GLORIA SOLAR | GSM6-230D-UO1 | 280 | 418 | 125 | 3.5 |  | Solar | FIXED | Roof
REIPNR-06888 | GLORIA SOLAR | GSM6-230D-UO1 | 280 | 330 | 125 | 9.5 |  | Solar | FIXED | Roof
REIPNR-06888 | GLORIA SOLAR | GSM6-230D-UO1 | 280 | 1260 | 125 | 10 |  | Solar | FIXED | Roof
REIPNR-06889 | SUNTECH POWER | STP210S-18/UB-1 | 270 | 1199 | 187 | 10 |  | Solar | FIXED | Roof
REIPNR-06890 | SUNPOWER | SPR-305-WHT-U | 305 | 688 | 182 | 10 |  | Solar | FIXED | Roof
REIPNR-06891 | SUNPOWER | SPR-305-WHT-U | 305 | 784 | 182 | 10 |  | Solar | FIXED | Roof
REIPNR-06892 | SUNPOWER | SPR-225-BLK-U | 225 | 10 | 135 | 25 |  | Solar | FIXED | Roof
REIPNR-06893 | SUNPOWER | SPR-305-WHT-U | 305 | 784 | 161 | 5 |  | Solar | FIXED | Roof
REIPNR-06979 | GE ENERGY | GEPVP-200-M | 200 | 1500 | 223 | 10 |  | Solar | FIXED | Roof
REIPNR-06980 | NINGBO SOLAR ELECTRIC POWER | TDB125X125-72-P 175W | 230 | 62 | 117 | 10 |  | Solar | FIXED | Roof
REIPNR-06980 | NINGBO SOLAR ELECTRIC POWER | TDB125X125-72-P 175W | 230 | 48 | 117 | 15 |  | Solar | FIXED | Roof
REIPNR-06980 | NINGBO SOLAR ELECTRIC POWER | TDB125X125-72-P 175W | 230 | 72 | 207 | 21 |  | Solar | FIXED | Roof
REIPNR-06980 | NINGBO SOLAR ELECTRIC POWER | TDB125X125-72-P 175W | 230 | 39 | 297 | 15 |  | Solar | FIXED | Roof
REIPNR-06982 | SCHOTT SOLAR | ASE-250DGF/17 | 220 | 3640 | 205 | 10 |  | Solar | FIXED | Roof
REIPNR-06982 | SCHOTT SOLAR | ASE-250DGF/17 | 225 | 546 | 205 | 10 |  | Solar | FIXED | Roof
REIPNR-06984 | SHARP | ND-U230C1 | 235 | 52 | 127 | 10 |  | Solar | FIXED | Roof
REIPNR-06984 | SHARP | ND-U230C1 | 235 | 718 | 217 | 18.5 |  | Solar | FIXED | Roof
REIPNR-06985 | SUNTECH POWER | STP210S-18/UB-1 | 270 | 286 | 216 | 10 |  | Solar | FIXED | Roof
REIPNR-06985 | SUNTECH POWER | STP210S-18/UB-1 | 270 | 396 | 216 | 10 |  | Solar | FIXED | Roof
REIPNR-07073 | KYOCERA SOLAR | KD210GX-L | 235 | 270 | 197 | 10 |  | Solar | FIXED | Roof
REIPNR-07074 | EVERGREEN SOLAR |  | 205 | 3120 | 178 | 25 |  | Solar | FIXED | Ground
REIPNR-07076 | SUNTECH POWER | STP200-18/UB-1 | 200 | 18 | 195 | 22 |  | Solar | FIXED | Roof
REIPNR-07077 | SUNPOWER | SPR-305-WHT-U | 305 | 3120 | 203 | 0.9 |  | Solar | FIXED | Roof
REIPNR-07079 | SUNPOWER | SPR-305-WHT-U | 305 | 256 | 216 | 5 |  | Solar | FIXED | Roof
REIPNR-07080 | SUNPOWER | SPR-305-WHT-U | 305 | 952 | 216 | 5 |  | Solar | FIXED | Roof
REIPNR-07081 | GLORIA SOLAR | GSS5-190A-UO1 | 280 | 352 | 176 | 10 |  | Solar | FIXED | Roof
REIPNR-07082 | GLORIA SOLAR | GSM6-230D-UO1 | 280 | 869 | 175 | 10 |  | Solar | FIXED | Roof
REIPNR-07083 | SANYO ELECTRIC | HIP-190DA1 | 190 | 24 | 237 | 22 |  | Solar | FIXED | Roof
REIPNR-07122 | SOLARWORLD | SW185 MONO/T | 235 | 1599 | 212 | 4.5 |  | Solar | FIXED | Roof
REIPNR-07124 | CHANGZHOU TRINA SOLAR ENERGY CO | TSM-185D | 230 | 234 | 43 | 7 |  | Solar | FIXED | Roof
REIPNR-07124 | CHANGZHOU TRINA SOLAR ENERGY CO | TSM-185D | 230 | 234 | 133 | 8 |  | Solar | FIXED | Roof
REIPNR-07124 | CHANGZHOU TRINA SOLAR ENERGY CO | TSM-185D | 230 | 234 | 223 | 7 |  | Solar | FIXED | Roof
REIPNR-07124 | CHANGZHOU TRINA SOLAR ENERGY CO | TSM-185D | 230 | 975 | 223 | 10 |  | Solar | FIXED | Roof
REIPNR-07124 | CHANGZHOU TRINA SOLAR ENERGY CO | TSM-185D | 230 | 234 | 313 | 8 |  | Solar | FIXED | Roof
REIPNR-07125 | CHANGZHOU TRINA SOLAR ENERGY CO | TSM-185D | 240 | 1066 | 153 | 10.3 |  | Solar | FIXED | Roof
REIPNR-07128 | SUNPOWER | SPR-305-WHT-U | 305 | 3936 | 180 | 9.5 |  | Solar | FIXED | Roof
REIPNR-07129 | SANYO ELECTRIC | HIP-205BA5 | 210 | 24 | 170 | 30 |  | Solar | FIXED | Roof
REIPNR-07130 | MITSUBISHI ELECTRIC | PV-MF180UD4 | 180 | 330 | 235 | 3 |  | Solar | FIXED | Roof
REIPNR-07329 | SUNPOWER | SPR-230-WHT-U | 230 | 374 | 92 | 27 |  | Solar | FIXED | Roof
REIPNR-07330 | SUNPOWER | SPR-230-WHT-U | 230 | 20 | 90 | 26 |  | Solar | FIXED | Roof
REIPNR-07330 | SUNPOWER | SPR-230-WHT-U | 230 | 242 | 180 | 26 |  | Solar | FIXED | Roof
REIPNR-07335 | MATRIX SOLAR/PHOTOWATT | PW1000-100 | 230 | 572 | 235 | 4 |  | Solar | FIXED | Roof
REIPNR-07337 | CHANGZHOU TRINA SOLAR ENERGY CO | TSM-185D | 180 | 1683 | 195 | 10 |  | Solar | FIXED | Roof
REIPNR-07340 | SOLON AG FUER SOLARTECHNIK | P220/6+/01 230WP | 235 | 1932 | 213 | 10 |  | Solar | FIXED | Roof
REIPNR-07343 | SHARP | ND-224U1F | 235 | 2254 | 180 | 15 |  | Solar | FIXED | Pole
REIPNR-07344 | BAODING YINGLI NEW ENERGY RESOURCES CO | YL175(156) | 230 | 2995 | 180 | 40 |  | Solar | FIXED | Roof
REIPNR-07345 | SUNTECH POWER | STP210S-18/UB-1 | 305 | 424 | 217 | 0 |  | Solar | FIXED | Roof
REIPNR-07347 | UNITED SOLAR OVONIC | ASR-120 | 220 | 1820 | 180 | 25 |  | Solar | FIXED | Ground
REIPNR-07348 | CANADIAN SOLAR | CS5P-230P | 230 | 40 | 180 | 34 |  | Solar | FIXED | Ground
REIPNR-07349 | CHANGZHOU TRINA SOLAR ENERGY CO | TSM-180D | 230 | 1380 | 180 | 5 |  | Solar | FIXED | Roof
REIPNR-07349 | CHANGZHOU TRINA SOLAR ENERGY CO | TSM-185D | 235 | 78 | 180 | 5 |  | Solar | FIXED | Roof
REIPNR-07350 | SUNPOWER | SPR-305-WHT-U | 305 | 3936 | 183 | 9.5 |  | Solar | FIXED | Roof
REIPNR-07351 | SHARP | ND-224U2 | 230 | 30 | 171.7 | 37 |  | Solar | FIXED | Roof
REIPNR-07354 | SUNTECH POWER | STP210-18/UB-1 | 210 | 6 | 174 | 30 |  | Solar | FIXED | Roof
REIPNR-07354 | SUNTECH POWER | STP210S-18/UB-1 | 210 | 16 | 264 | 30 |  | Solar | FIXED | Roof
REIPNR-07354 | SUNTECH POWER | STP210S-18/UB-1 | 210 | 20 | 264 | 30 |  | Solar | FIXED | Roof
REIPNR-07355 | SOLAR SEMICONDUCTOR | SSI-S6-180 | 180 | 80 | 103 | 5 |  | Solar | FIXED | Roof
REIPNR-07356 | SUNPOWER | SPR-230-WHT-U | 230 | 54 | 142 | 20 |  | Solar | FIXED | Roof
REIPNR-07357 | CHANGZHOU TRINA SOLAR ENERGY CO | TSM-185D | 230 | 10 | 116.7 | 22 |  | Solar | FIXED | Roof
REIPNR-07357 | CHANGZHOU TRINA SOLAR ENERGY CO | TSM-185D | 230 | 32 | 207 | 22 |  | Solar | FIXED | Roof
REIPNR-07358 | SOLARWORLD | SW185MONO | 245 | 11 | 92 | 33 |  | Solar | FIXED | Roof
REIPNR-07358 | SOLARWORLD | SW185MONO | 245 | 8 | 272 | 33 |  | Solar | FIXED | Roof
REIPNR-07359 | BAODING YINGLI NEW ENERGY RESOURCES CO | YL175(156) | 230 | 5070 | 123 | 7.8 |  | Solar | FIXED | Roof
REIPNR-07359 | BAODING YINGLI NEW ENERGY RESOURCES CO | YL175(156) | 230 | 1768 | 213 | 7.8 |  | Solar | FIXED | Roof
REIPNR-07360 | SUNTECH POWER | STP200-18/UB-1 | 200 | 8 | 114.9 | 38 |  | Solar | FIXED | Roof
REIPNR-07360 | SUNTECH POWER | STP200-18/UB-1 | 200 | 22 | 206.2 | 38 |  | Solar | FIXED | Roof
REIPNR-07361 | SUNTECH POWER | STP200-18/UB-1 | 205 | 24 | 166.1 | 23 |  | Solar | FIXED | Roof
REIPNR-07361 | SUNTECH POWER | STP200-18/UB-1 | 205 | 30 | 254.2 | 22 |  | Solar | FIXED | Roof
REIPNR-07364 | SUNPOWER | SPR-230-WHT-U | 230 | 30 | 211 | 25 |  | Solar | FIXED | Roof
REIPNR-07365 | BP SOLAR | SX3200W | 215 | 176 | 159 | 35 |  | Solar | FIXED | Ground
REIPNR-07366 | SUNPOWER | SPR-215-WHT-U | 215 | 24 | 175 | 15 |  | Solar | FIXED | Roof
REIPNR-07370 | KYOCERA SOLAR | KD210GX-LP | 235 | 12 | 141 | 33 |  | Solar | FIXED | Roof
REIPNR-07370 | KYOCERA SOLAR | KD210GX-L | 235 | 14 | 224 | 27 |  | Solar | FIXED | Roof
REIPNR-07371 | CONERGY AG | S 175MU | 235 | 108 | 241 | 20 |  | Solar | FIXED | Roof
REIPNR-07372 | SCHUCO USA |  | 225 | 126 | 109 | 1.5 |  | Solar | FIXED | Roof
REIPNR-07373 | SUNPOWER | SPR-230-WHT-U | 230 | 27 | 150 | 20 |  | Solar | FIXED | Roof
REIPNR-07374 | SOLARWORLD | SW175 MONO | 175 | 18 | 102 | 29 |  | Solar | FIXED | Roof
REIPNR-07375 | SUNTECH POWER | STP200-18/UB-1 | 205 | 36 | 212 | 34 |  | Solar | FIXED | Roof
REIPNR-07376 | SUNWIZE TECHNOLOGIES |  | 180 | 18 | 170 | 10 |  | Solar | FIXED | Roof
REIPNR-07377 | SUNTECH POWER | STP210S-18/UB-1 | 190 | 240 | 180 | 0 |  | Solar | FIXED | Roof
REIPNR-07380 | SOLARWORLD | SW185MONO | 245 | 2041 | 180 | 35 |  | Solar | FIXED | Ground
REIPNR-07382 | SOLARWORLD | SW185MONO | 245 | 2041 | 180 | 35 |  | Solar | FIXED | Ground
REIPNR-07384 | SOLARWORLD | SW185MONO | 245 | 2041 | 180 | 35 |  | Solar | FIXED | Ground
REIPNR-07435 | SUNTECH POWER | STP200-18/UB-1 | 200 | 490 | 236 | 15 |  | Solar | FIXED | Roof
REIPNR-07436 | SUNTECH POWER | STP200-18/UB-1 | 200 | 364 | 141 | 15 |  | Solar | FIXED | Roof
REIPNR-07437 | SUNTECH POWER | STP210-18/UB-1 | 210 | 848 | 211.9 | 15 |  | Solar | FIXED | Roof
REIPNR-07438 | REC SCANMODULE | SCM230 | 230 | 169 | 135 | 22 |  | Solar | FIXED | Roof
REIPNR-07438 | REC SCANMODULE | SCM230 | 230 | 234 | 225 | 22 |  | Solar | FIXED | Roof
REIPNR-07440 | CHANGZHOU TRINA SOLAR ENERGY CO | TSM-185D | 230 | 1986 | 180 | 30 |  | Solar | FIXED | Ground
REIPNR-07441 | SUNTECH POWER | STP210S-18/UB-1 | 270 | 341 | 201 | 6.7 |  | Solar | FIXED | Roof
REIPNR-07441 | SUNTECH POWER | STP210-18/UB-1 | 270 | 209 | 201 | 13 |  | Solar | FIXED | Roof
REIPNR-07441 | SUNTECH POWER | STP210-18/UB-1 | 270 | 341 | 201 | 13 |  | Solar | FIXED | Roof
REIPNR-07441 | SUNTECH POWER | STP210-18/UB-1 | 270 | 726 | 203 | 10 |  | Solar | FIXED | Roof
REIPNR-07443 | SHARP | ND-123UJF | 224 | 406 | 205 | 10 |  | Solar | FIXED | Roof
REIPNR-07444 | SHARP | ND-224U1F | 235 | 238 | 217 | 10 |  | Solar | FIXED | Roof
REIPNR-07446 | SHARP | ND-224U1F | 224 | 1288 | 205 | 10 |  | Solar | FIXED | Roof
REIPNR-07447 | SUNTECH POWER | STP210S-18/UB-1 | 270 | 180 | 198 | 0 |  | Solar | FIXED | Roof
REIPNR-07450 | SUNPOWER | SPR-210-BLK-U | 210 | 46 | 192 | 29 |  | Solar | FIXED | Roof
REIPNR-07452 | SUNTECH POWER | STP210-18/UB-1 | 210 | 38 | 210 | 15 |  | Solar | FIXED | Roof
REIPNR-07454 | SUNPOWER | SPR-305-WHT-U | 305 | 13496 | 180 | 0 |  | Solar | 1AXIS | Ground
REIPNR-07456 | SUNPOWER | SPR-305-WHT-U | 305 | 1736 | 176 | 12 |  | Solar | FIXED | Ground
REIPNR-07456 | SUNPOWER | SPR-305-WHT-U | 305 | 1736 | 356 | 1 |  | Solar | FIXED | Ground
REIPNR-07458 | SUNTECH POWER | STP210-18/UB-1 | 200 | 36 | 199 | 15 |  | Solar | FIXED | Roof
REIPNR-07497 | SHARP | ND-224U1F | 235 | 516 | 198 | 10 |  | Solar | FIXED | Roof
REIPNR-07499 | SOLARWORLD | SW185 MONO/T | 235 | 823 | 215 | 5 |  | Solar | FIXED | Roof
REIPNR-07501 | SHARP | ND-224U2 | 235 | 20 | 138 | 17 |  | Solar | FIXED | Roof
REIPNR-07502 | SUNTECH POWER | STP190S-18/UB-1 | 185 | 30 | 240.9 | 25 |  | Solar | FIXED | Roof
REIPNR-07503 | SHARP | ND-U230C1 | 235 | 20 | 134.1 | 25 |  | Solar | FIXED | Roof
REIPNR-07503 | SHARP | ND-125U1F | 235 | 6 | 230 | 38 |  | Solar | FIXED | Roof
REIPNR-07504 | SCHOTT SOLAR | ASE-300-DGF/17-285 | 300 | 160 | 230 | 10 |  | Solar | FIXED | Roof
REIPNR-07505 | CHANGZHOU TRINA SOLAR ENERGY CO | TSM-185D | 230 | 18 | 182 | 23 |  | Solar | FIXED | Roof
REIPNR-07505 | CHANGZHOU TRINA SOLAR ENERGY CO | TSM-185D | 230 | 5 | 182 | 45 |  | Solar | FIXED | Roof
REIPNR-07506 | SUNTECH POWER | STP210-18/UB-1 | 210 | 46 | 238.2 | 33 |  | Solar | FIXED | Roof
REIPNR-07507 | CHANGZHOU TRINA SOLAR ENERGY CO | TSM-185D | 230 | 520 | 144 | 10 |  | Solar | FIXED | Pole
REIPNR-07509 | CHANGZHOU TRINA SOLAR ENERGY CO | TSM-160D | 230 | 637 | 217 | 10 |  | Solar | FIXED | Pole
REIPNR-07511 | MATRIX SOLAR/PHOTOWATT | PW1250-115 | 230 | 312 | 223 | 15 |  | Solar | FIXED | Roof
REIPNR-07511 | MATRIX SOLAR/PHOTOWATT | PW1250-115 | 230 | 1027 | 223 | 15 |  | Solar | FIXED | Roof
REIPNR-07514 | MATRIX SOLAR/PHOTOWATT | PW1250-135 | 230 | 1040 | 225.2 | 15 |  | Solar | FIXED | Roof
REIPNR-07518 | SUNTECH POWER | STP180-24/AB-1 | 185 | 20 | 164 | 20 |  | Solar | FIXED | Roof
REIPNR-07518 | SUNTECH POWER | STP180-24/AB-1 | 185 | 18 | 164 | 42 |  | Solar | FIXED | Roof
REIPNR-07520 | BAODING YINGLI NEW ENERGY RESOURCES CO | YL175(156) | 230 | 40 | 170 | 30 |  | Solar | FIXED | Ground
REIPNR-07521 | BAODING YINGLI NEW ENERGY RESOURCES CO | YL175(156) | 230 | 590 | 215 | 10 |  | Solar | FIXED | Roof
REIPNR-07523 | SHARP | ND-U230C1 | 235 | 3960 | 205 | 25 |  | Solar | FIXED | Ground
REIPNR-07524 | CHANGZHOU TRINA SOLAR ENERGY CO | TSM-185D | 230 | 1794 | 140 | 5 |  | Solar | FIXED | Roof
REIPNR-07525 | CHANGZHOU TRINA SOLAR ENERGY CO | TSM-185D | 230 | 210 | 186 | 9.5 |  | Solar | FIXED | Roof
REIPNR-07527 | SUNPOWER | SPR-225-BLK-U | 225 | 54 | 153 | 20 |  | Solar | FIXED | Roof
REIPNR-07528 | SHARP | ND-U230C1 | 230 | 17 | 174.4 | 35 |  | Solar | FIXED | Roof
REIPNR-07528 | SHARP | ND-U230C1 | 230 | 6 | 174.4 | 44 |  | Solar | FIXED | Roof
REIPNR-07529 | SUNTECH POWER | STP200-18/UB-1 | 205 | 1066 | 156 | 12 |  | Solar | FIXED | Roof
REIPNR-07530 | SHARP | ND-U230C1 | 216 | 676 | 340 | 3 |  | Solar | FIXED | Roof
REIPNR-07531 | SOLARWORLD | SW185 MONO/T | 230 | 80 | 140 | 30 |  | Solar | FIXED | Ground
REIPNR-07532 | BP SOLAR | SX3170I | 170 | 58 | 130.2 | 10 |  | Solar | FIXED | Roof
REIPNR-07536 | SOLARWORLD | SW185 MONO/T | 245 | 416 | 197 | 10 |  | Solar | FIXED | Roof
REIPNR-07541 | SHARP | ND-V230A1 | 235 | 20 | 120.7 | 20 |  | Solar | FIXED | Roof
REIPNR-07542 | SOLARWORLD | SW185 MONO/T | 175 | 30 | 180 | 20 |  | Solar | FIXED | Roof
REIPNR-07618 | SANYO ELECTRIC | HIP-205BA19 | 210 | 240 | 180 | 25 |  | Solar | FIXED | Ground
REIPNR-07620 | MITSUBISHI ELECTRIC | PV-UD185MF5 | 185 | 514 | 145 | 7 |  | Solar | FIXED | Roof
REIPNR-07621 | SUNPOWER | SPR-230-WHT-U | 230 | 35 | 212 | 7.5 |  | Solar | FIXED | Roof
REIPNR-07621 | SUNPOWER | SPR-230-WHT-U | 230 | 15 | 212 | 52 |  | Solar | FIXED | Roof
REIPNR-07624 | CHANGZHOU TRINA SOLAR ENERGY CO | TSM-185D | 230 | 20 | 187 | 25 |  | Solar | FIXED | Roof
REIPNR-07625 | BAODING YINGLI NEW ENERGY RESOURCES CO | YL175(156) | 230 | 156 | 202 | 18 |  | Solar | FIXED | Roof
REIPNR-07626 | BAODING YINGLI NEW ENERGY RESOURCES CO | YL175(156) | 230 | 96 | 202 | 18 |  | Solar | FIXED | Roof
REIPNR-07627 | CHANGZHOU TRINA SOLAR ENERGY CO | TSM-185D | 235 | 38 | 184.9 | 40 |  | Solar | FIXED | Roof
REIPNR-07628 | SHARP |  | 230 | 43 | 112.9 | 15 |  | Solar | FIXED | Roof
REIPNR-07629 | CHANGZHOU TRINA SOLAR ENERGY CO | TSM-185D | 220 | 17 | 244.7 | 25 |  | Solar | FIXED | Roof
REIPNR-07632 | CHANGZHOU TRINA SOLAR ENERGY CO | TSM-185D | 220 | 34 | 166 | 24 |  | Solar | FIXED | Roof
REIPNR-07633 | CHANGZHOU TRINA SOLAR ENERGY CO | TSM-185D | 235 | 38 | 134.5 | 23 |  | Solar | FIXED | Roof
REIPNR-07634 | CHANGZHOU TRINA SOLAR ENERGY CO | TSM-180D | 220 | 21 | 143.8 | 35 |  | Solar | FIXED | Roof
REIPNR-07635 | SANYO ELECTRIC | HIP-205BA5 | 215 | 24 | 182 | 37 |  | Solar | FIXED | Roof
REIPNR-07636 | CHANGZHOU TRINA SOLAR ENERGY CO | TSM-185D | 235 | 28 | 106 | 20 |  | Solar | FIXED | Roof
REIPNR-07637 | SUNPOWER | SPR-215-BLK-U | 215 | 132 | 180 | 34 |  | Solar | FIXED | Ground
REIPNR-07638 | CHANGZHOU TRINA SOLAR ENERGY CO | TSM-185D | 220 | 25 | 154.6 | 33 |  | Solar | FIXED | Roof
REIPNR-07640 | SHARP |  | 176 | 30 | 259 | 26.6 |  | Solar | FIXED | Roof
REIPNR-07641 | BP SOLAR | BP3125S | 215 | 24 | 207 | 30 |  | Solar | FIXED | Ground
REIPNR-07642 | BP SOLAR | SX3200B | 215 | 36 | 207 | 30 |  | Solar | FIXED | Ground
REIPNR-07643 | BP SOLAR | BP3125S | 215 | 19 | 103 | 34 |  | Solar | FIXED | Roof
REIPNR-07643 | BP SOLAR | SX3200B | 215 | 5 | 198 | 40 |  | Solar | FIXED | Roof
REIPNR-07643 | BP SOLAR | SX3200B | 215 | 13 | 198 | 65 |  | Solar | FIXED | Roof
REIPNR-07644 | CHANGZHOU TRINA SOLAR ENERGY CO | TSM-185D | 230 | 64 | 100 | 27 |  | Solar | FIXED | Roof
REIPNR-07645 | NINGBO SOLAR ELECTRIC POWER | TDB125X125-72-P 175W | 240 | 38 | 265 | 30 |  | Solar | FIXED | Roof
REIPNR-07646 | CHANGZHOU TRINA SOLAR ENERGY CO | TSM-185D | 230 | 39 | 195 | 20 |  | Solar | FIXED | Roof
REIPNR-07647 | SILIKEN MANUFACTURING USA | SLK60P6L 224 WP | 225 | 44 | 159 | 6 |  | Solar | FIXED | Roof
REIPNR-07648 | CHANGZHOU TRINA SOLAR ENERGY CO | TSM-185D | 230 | 16 | 157 | 30 |  | Solar | FIXED | Roof
REIPNR-07648 | CHANGZHOU TRINA SOLAR ENERGY CO | TSM-185D | 230 | 14 | 247 | 30 |  | Solar | FIXED | Roof
REIPNR-07649 | SUNTECH POWER | STP200-18/UB-1 | 200 | 9 | 97 | 20 |  | Solar | FIXED | Roof
REIPNR-07649 | SUNTECH POWER | STP200-18/UB-1 | 200 | 15 | 188 | 20 |  | Solar | FIXED | Roof
REIPNR-07650 | CHANGZHOU TRINA SOLAR ENERGY CO | TSM-160D | 230 | 14 | 163 | 15 |  | Solar | FIXED | Roof
REIPNR-07650 | CHANGZHOU TRINA SOLAR ENERGY CO | TSM-185D | 230 | 8 | 163 | 25 |  | Solar | FIXED | Roof
REIPNR-07650 | CHANGZHOU TRINA SOLAR ENERGY CO | TSM-185D | 230 | 9 | 163 | 50 |  | Solar | FIXED | Roof
REIPNR-07652 | CHANGZHOU TRINA SOLAR ENERGY CO | TSM-185D | 220 | 25 | 193.4 | 24 |  | Solar | FIXED | Roof
REIPNR-07653 | CHANGZHOU TRINA SOLAR ENERGY CO | TSM-185D | 230 | 20 | 148.4 | 45 |  | Solar | FIXED | Roof
REIPNR-07655 | SUNTECH POWER | STP200-18/UB-1 | 205 | 34 | 205.9 | 31 |  | Solar | FIXED | Roof
REIPNR-07656 | CHANGZHOU TRINA SOLAR ENERGY CO | TSM-185D | 220 | 25 | 194.8 | 28 |  | Solar | FIXED | Roof
REIPNR-07657 | SUNTECH POWER | STP200-18/UB-1 | 205 | 24 | 180 | 30 |  | Solar | FIXED | Ground
REIPNR-07658 | SHARP |  | 230 | 28 | 182 | 30 |  | Solar | FIXED | Roof
REIPNR-07661 | CHANGZHOU TRINA SOLAR ENERGY CO | TSM-185D | 220 | 25 | 228.2 | 25 |  | Solar | FIXED | Roof
REIPNR-07662 | CONERGY AG | S 175MU | 235 | 154 | 163 | 32 |  | Solar | FIXED | Roof
REIPNR-07663 | SUNTECH POWER | STP200-18/UB-1 | 205 | 25 | 182.1 | 20 |  | Solar | FIXED | Roof
REIPNR-07664 | SHARP | ND-U230C1 | 235 | 739 | 181 | 25 |  | Solar | FIXED | Roof
REIPNR-07664 | SHARP | ND-U230C1 | 235 | 847 | 191 | 25 |  | Solar | FIXED | Roof
REIPNR-07665 | SUNTECH POWER | STP210S-18/UB-1 | 270 | 12 | 101.8 | 12 |  | Solar | FIXED | Roof
REIPNR-07666 | ET SOLAR INDUSTRY | ET-P654185 | 185 | 182 | 238 | 20 |  | Solar | FIXED | Roof
REIPNR-07667 | SILIKEN MANUFACTURING USA | SLK60P6L 230 WP | 230 | 24 | 142 | 41 |  | Solar | FIXED | Roof
REIPNR-07668 | CHANGZHOU TRINA SOLAR ENERGY CO | TSM-185D | 220 | 31 | 192 | 20 |  | Solar | FIXED | Roof
REIPNR-07668 | CHANGZHOU TRINA SOLAR ENERGY CO | TSM-185D | 220 | 5 | 192 | 30 |  | Solar | FIXED | Roof
REIPNR-07669 | SUNPOWER | SPR-305-WHT-U | 305 | 60 | 218 | 5 |  | Solar | FIXED | Roof
REIPNR-07670 | CHANGZHOU TRINA SOLAR ENERGY CO | TSM-185D | 230 | 30 | 234 | 30 |  | Solar | FIXED | Roof
REIPNR-07671 | KYOCERA SOLAR | KD210GX-LP | 235 | 2782 | 136.8 | 3 |  | Solar | 1AXIS | Roof
REIPNR-07673 | SHARP | ND-198UC1 | 198 | 36 | 192 | 22.6 |  | Solar | FIXED | Roof
REIPNR-07674 | SUNTECH POWER | STP200-18/UB-1 | 200 | 86 | 180 | 30 |  | Solar | FIXED | Pole
REIPNR-07675 | SUNTECH POWER | STP200-18/UB-1 | 200 | 80 | 180 | 30 |  | Solar | FIXED | Pole
REIPNR-07676 | SUNTECH POWER | STP200S-18/UB-1 | 200 | 1484 | 180 | 30 |  | Solar | FIXED | Pole
REIPNR-07677 | SUNTECH POWER | STP200S-18/UB-1 | 200 | 3503 | 180 | 30 |  | Solar | FIXED | Pole
REIPNR-07678 | SUNTECH POWER | PLUTO210-ADA | 210 | 865 | 180 | 30 |  | Solar | 1AXIS | Pole
REIPNR-07678 | SUNTECH POWER | STP200-18/UB-1 | 200 | 1986 | 180 | 30 |  | Solar | 1AXIS | Pole
REIPNR-07679 | SUNTECH POWER | PLUTO210-ADF | 210 | 778 | 180 | 30 |  | Solar | 1AXIS | Pole
REIPNR-07679 | SUNTECH POWER | STP200-18/UB-1 | 200 | 1739 | 180 | 30 |  | Solar | 1AXIS | Pole
REIPNR-07680 | SUNTECH POWER | STP200-18/UB-1 | 200 | 2535 | 180 | 30 |  | Solar | 1AXIS | Pole
REIPNR-07680 | SUNTECH POWER | STP210-20/WDE | 210 | 871 | 180 | 30 |  | Solar | 1AXIS | Pole
REIPNR-07681 | SUNTECH POWER | PLUTO210-ADF | 210 | 1500 | 180 | 30 |  | Solar | 1AXIS | Pole
REIPNR-07681 | SUNTECH POWER | STP200-18/UB-1 | 200 | 6235 | 180 | 30 |  | Solar | 1AXIS | Pole
REIPNR-07682 | SUNTECH POWER | PLUTO210-ADA | 210 | 10 | 180 | 30 |  | Solar | 1AXIS | Pole
REIPNR-07682 | SUNTECH POWER | STP200-18/UB-1 | 200 | 6286 | 180 | 30 |  | Solar | 1AXIS | Pole
REIPNR-07683 | SUNTECH POWER | STP200-18/UB-1 | 200 | 7372 | 180 | 30 |  | Solar | 1AXIS | Pole
REIPNR-07683 | SUNTECH POWER | STP210-18/UB-1 | 210 | 498 | 180 | 30 |  | Solar | 1AXIS | Pole
REIPNR-07684 | SUNTECH POWER | STP200-18/UB-1 | 200 | 285 | 180 | 30 |  | Solar | 1AXIS | Pole
REIPNR-07684 | SUNTECH POWER | STP200S-18/UB-1 | 210 | 5258 | 180 | 30 |  | Solar | FIXED | Pole
REIPNR-07685 | SUNTECH POWER | STP200-18/UB-1 | 200 | 237 | 180 | 30 |  | Solar | 1AXIS | Pole
REIPNR-07685 | SUNTECH POWER | STP200-18/UB-1 | 205 | 1376 | 180 | 30 |  | Solar | 1AXIS | Pole
REIPNR-07685 | SUNTECH POWER | STP210-18/UB-1 | 210 | 4346 | 180 | 30 |  | Solar | 1AXIS | Pole
REIPNR-07686 | SUNTECH POWER | STP200-18/UB-1 | 200 | 15 | 180 | 30 |  | Solar | FIXED | Pole
REIPNR-07686 | SUNTECH POWER | STP200-18/UB-1 | 205 | 3487 | 180 | 30 |  | Solar | FIXED | Pole
REIPNR-07686 | SUNTECH POWER | STP210-18/UB-1 | 210 | 2047 | 180 | 30 |  | Solar | FIXED | Pole
REIPNR-07687 | SUNTECH POWER | STP200-18/UB-1 | 200 | 49 | 180 | 30 |  | Solar | FIXED | Pole
REIPNR-07687 | SUNTECH POWER | STP210-18/UB-1 | 210 | 863 | 180 | 30 |  | Solar | FIXED | Pole
REIPNR-07687 | SUNTECH POWER | STP21018 | 205 | 6725 | 180 | 30 |  | Solar | FIXED | Pole
REIPNR-07688 | SUNTECH POWER | STP200-18/UB-1 | 200 | 979 | 180 | 30 |  | Solar | FIXED | Pole
REIPNR-07688 | SUNTECH POWER | STP200-18/UB-1 | 205 | 5053 | 180 | 30 |  | Solar | FIXED | Pole
REIPNR-07688 | SUNTECH POWER | STP210-18/UB-1 | 210 | 262 | 180 | 30 |  | Solar | FIXED | Pole
REIPNR-07689 | SUNTECH POWER | STP200-18/UB-1 | 200 | 694 | 180 | 30 |  | Solar | FIXED | Pole
REIPNR-07689 | SUNTECH POWER | STP200UB | 205 | 4108 | 180 | 30 |  | Solar | FIXED | Pole
REIPNR-07689 | SUNTECH POWER | STP210-18/UB-1 | 225 | 41 | 180 | 30 |  | Solar | FIXED | Pole
REIPNR-07689 | SUNTECH POWER | STP21018 | 210 | 10 | 180 | 30 |  | Solar | FIXED | Pole
REIPNR-07689 | SUNTECH POWER | STP210S-18/UB-1 | 220 | 531 | 180 | 30 |  | Solar | FIXED | Pole
REIPNR-07690 | SUNTECH POWER | STP200-18/UB-1 | 200 | 99 | 180 | 30 |  | Solar | FIXED | Pole
REIPNR-07690 | SUNTECH POWER | STP210-18/UB-1 | 210 | 61 | 180 | 30 |  | Solar | FIXED | Pole
REIPNR-07690 | SUNTECH POWER | STP210-18/UB-1 | 220 | 1845 | 180 | 30 |  | Solar | FIXED | Pole
REIPNR-07690 | SUNTECH POWER | STP210-18/UB-1 | 225 | 887 | 180 | 30 |  | Solar | FIXED | Pole
REIPNR-07690 | SUNTECH POWER | STP21018 | 205 | 1646 | 180 | 30 |  | Solar | FIXED | Pole
REIPNR-07691 | SUNTECH POWER | STP200-18/UB-1 | 200 | 4 | 180 | 30 |  | Solar | FIXED | Pole
REIPNR-07691 | SUNTECH POWER | STP200-18/UB-1 | 205 | 6 | 180 | 30 |  | Solar | FIXED | Pole
REIPNR-07691 | SUNTECH POWER | STP21018 | 210 | 1 | 180 | 30 |  | Solar | FIXED | Pole
REIPNR-07691 | SUNTECH POWER | STP21018 | 215 | 461 | 180 | 30 |  | Solar | FIXED | Pole
REIPNR-07691 | SUNTECH POWER | STP210S-18/UB-1 | 220 | 5214 | 180 | 30 |  | Solar | FIXED | Pole
REIPNR-07691 | SUNTECH POWER | STP210S-18/UB-1 | 225 | 5 | 180 | 30 |  | Solar | FIXED | Pole
REIPNR-07692 | SUNTECH POWER | STP200-18/UB-1 | 200 | 556 | 180 | 30 |  | Solar | FIXED | Pole
REIPNR-07692 | SUNTECH POWER | STP200UB | 205 | 246 | 180 | 30 |  | Solar | FIXED | Pole
REIPNR-07692 | SUNTECH POWER | STP21018 | 210 | 18 | 180 | 30 |  | Solar | FIXED | Pole
REIPNR-07692 | SUNTECH POWER | STP21018 | 215 | 3261 | 180 | 30 |  | Solar | FIXED | Pole
REIPNR-07692 | SUNTECH POWER | STP210S-18/UB-1 | 220 | 955 | 180 | 30 |  | Solar | FIXED | Pole
REIPNR-07692 | SUNTECH POWER | STP210S-18/UB-1 | 225 | 1160 | 180 | 30 |  | Solar | FIXED | Pole
REIPNR-07693 | SUNTECH POWER | STP200-18/UB-1 | 200 | 85 | 180 | 30 |  | Solar | FIXED | Pole
REIPNR-07693 | SUNTECH POWER | STP200UB | 205 | 82 | 180 | 30 |  | Solar | FIXED | Pole
REIPNR-07693 | SUNTECH POWER | STP210-18/UB-1 | 210 | 18 | 180 | 30 |  | Solar | FIXED | Pole
REIPNR-07693 | SUNTECH POWER | STP210-18/UB-1 | 215 | 110 | 180 | 30 |  | Solar | FIXED | Pole
REIPNR-07693 | SUNTECH POWER | STP210-18/UB-1 | 220 | 845 | 180 | 30 |  | Solar | FIXED | Pole
REIPNR-07693 | SUNTECH POWER | STP210-18/UB-1 | 225 | 2981 | 180 | 30 |  | Solar | FIXED | Pole
REIPNR-07694 | SUNTECH POWER | STP210-18/UB-1 | 220 | 105 | 180 | 30 |  | Solar | FIXED | Pole
REIPNR-07694 | SUNTECH POWER | STP210-18/UB-1 | 225 | 3152 | 180 | 30 |  | Solar | FIXED | Pole
REIPNR-07695 | SUNTECH POWER | STP200-18/UB-1 | 200 | 30 | 180 | 30 |  | Solar | FIXED | Pole
REIPNR-07695 | SUNTECH POWER | STP200-18/UB-1 | 205 | 16 | 180 | 30 |  | Solar | FIXED | Pole
REIPNR-07695 | SUNTECH POWER | STP200-18/UB-1 | 210 | 9 | 180 | 30 |  | Solar | FIXED | Pole
REIPNR-07695 | SUNTECH POWER | STP200-18/UB-1 | 215 | 1 | 180 | 30 |  | Solar | FIXED | Pole
REIPNR-07695 | SUNTECH POWER | STP200-18/UB-1 | 220 | 22 | 180 | 30 |  | Solar | FIXED | Pole
REIPNR-07695 | SUNTECH POWER | STP200-18/UB-1 | 225 | 3987 | 180 | 30 |  | Solar | FIXED | Pole
REIPNR-07696 | SUNTECH POWER | STP210-18/UB-1 | 210 | 3 | 180 | 30 |  | Solar | 1AXIS | Pole
REIPNR-07696 | SUNTECH POWER | STP210-18/UB-1 | 220 | 11 | 180 | 30 |  | Solar | 1AXIS | Pole
REIPNR-07696 | SUNTECH POWER | STP210-18/UB-1 | 225 | 2901 | 180 | 30 |  | Solar | 1AXIS | Pole
REIPNR-07697 | SUNTECH POWER | STP200-18/UB-1 | 200 | 298 | 180 | 30 |  | Solar | FIXED | Pole
REIPNR-07697 | SUNTECH POWER | STP200S-18/UB-1 | 205 | 263 | 180 | 30 |  | Solar | FIXED | Pole
REIPNR-07697 | SUNTECH POWER | STP210-18/UB-1 | 210 | 218 | 180 | 30 |  | Solar | FIXED | Pole
REIPNR-07697 | SUNTECH POWER | STP210S-18/UB-1 | 220 | 10 | 180 | 30 |  | Solar | FIXED | Pole
REIPNR-07697 | SUNTECH POWER | STP210S-18/UB-1 | 225 | 1881 | 180 | 30 |  | Solar | FIXED | Pole
REIPNR-07697 | SUNTECH POWER | STP210S-18/UB-1 | 235 | 445 | 180 | 30 |  | Solar | FIXED | Pole
REIPNR-07698 | SUNTECH POWER | STP21018 | 225 | 505 | 180 | 30 |  | Solar | FIXED | Pole
REIPNR-07698 | SUNTECH POWER | STP21018 | 235 | 1365 | 180 | 30 |  | Solar | FIXED | Pole
REIPNR-07699 | SUNTECH POWER | STP200UB | 200 | 23 | 180 | 30 |  | Solar | FIXED | Pole
REIPNR-07699 | SUNTECH POWER | STP200UB | 205 | 18 | 180 | 30 |  | Solar | FIXED | Pole
REIPNR-07699 | SUNTECH POWER | STP200UB | 210 | 27 | 180 | 30 |  | Solar | FIXED | Pole
REIPNR-07699 | SUNTECH POWER | STP200UB | 220 | 40 | 180 | 30 |  | Solar | FIXED | Pole
REIPNR-07699 | SUNTECH POWER | STP200UB | 225 | 824 | 180 | 30 |  | Solar | FIXED | Pole
REIPNR-07699 | SUNTECH POWER | STP200UB | 235 | 4014 | 180 | 30 |  | Solar | FIXED | Pole
REIPNR-07700 | SUNTECH POWER | STP200-18/UB-1 | 200 | 74 | 180 | 30 |  | Solar | 1AXIS | Pole
REIPNR-07700 | SUNTECH POWER | STP200-18/UB-1 | 205 | 7 | 180 | 30 |  | Solar | 1AXIS | Pole
REIPNR-07700 | SUNTECH POWER | STP200-18/UB-1 | 210 | 17 | 180 | 30 |  | Solar | 1AXIS | Pole
REIPNR-07700 | SUNTECH POWER | STP200-18/UB-1 | 215 | 2 | 180 | 30 |  | Solar | 1AXIS | Pole
REIPNR-07700 | SUNTECH POWER | STP200-18/UB-1 | 220 | 8 | 180 | 30 |  | Solar | 1AXIS | Pole
REIPNR-07700 | SUNTECH POWER | STP200-18/UB-1 | 225 | 42 | 180 | 30 |  | Solar | 1AXIS | Pole
REIPNR-07700 | SUNTECH POWER | STP200-18/UB-1 | 235 | 2078 | 180 | 30 |  | Solar | 1AXIS | Pole
REIPNR-07701 | SUNTECH POWER | STP200-18/UB-1 | 200 | 146 | 180 | 30 |  | Solar | 1AXIS | Pole
REIPNR-07701 | SUNTECH POWER | STP200-18/UB-1 | 205 | 29 | 180 | 30 |  | Solar | 1AXIS | Pole
REIPNR-07701 | SUNTECH POWER | STP200-18/UB-1 | 210 | 36 | 180 | 30 |  | Solar | 1AXIS | Pole
REIPNR-07701 | SUNTECH POWER | STP200-18/UB-1 | 220 | 8 | 180 | 30 |  | Solar | 1AXIS | Pole
REIPNR-07701 | SUNTECH POWER | STP200-18/UB-1 | 225 | 23 | 180 | 30 |  | Solar | 1AXIS | Pole
REIPNR-07701 | SUNTECH POWER | STP200-18/UB-1 | 235 | 3929 | 180 | 30 |  | Solar | 1AXIS | Pole
REIPNR-07702 | SUNTECH POWER | STP200S-18/UB-1 | 200 | 35 | 180 | 30 |  | Solar | 1AXIS | Pole
REIPNR-07702 | SUNTECH POWER | STP200S-18/UB-1 | 205 | 36 | 180 | 30 |  | Solar | 1AXIS | Pole
REIPNR-07702 | SUNTECH POWER | STP210-18/UB-1 | 210 | 14 | 180 | 30 |  | Solar | 1AXIS | Pole
REIPNR-07702 | SUNTECH POWER | STP210S-18/UB-1 | 215 | 4 | 180 | 30 |  | Solar | 1AXIS | Pole
REIPNR-07702 | SUNTECH POWER | STP210S-18/UB-1 | 220 | 34 | 180 | 30 |  | Solar | 1AXIS | Pole
REIPNR-07702 | SUNTECH POWER | STP210S-18/UB-1 | 225 | 78 | 180 | 30 |  | Solar | 1AXIS | Pole
REIPNR-07702 | SUNTECH POWER | STP210S-18/UB-1 | 235 | 3700 | 180 | 30 |  | Solar | 1AXIS | Pole
REIPNR-07703 | SUNTECH POWER | STP200-18/UB-1 | 200 | 4 | 180 | 30 |  | Solar | FIXED | Pole
REIPNR-07703 | TRINA SOLAR | TSM-225PA05 | 225 | 29 | 180 | 30 |  | Solar | FIXED | Pole
REIPNR-07703 | TRINA SOLAR | TSM-235PA05 | 235 | 2949 | 180 | 30 |  | Solar | FIXED | Pole
REIPNR-07704 | CANADIAN SOLAR | CS5P-240 | 240 | 21 | 207 | 32 |  | Solar | FIXED | Roof
REIPNR-07705 | BAODING YINGLI NEW ENERGY RESOURCES CO | YL175(156) | 230 | 130 | 202 | 18 |  | Solar | FIXED | Roof
REIPNR-07785 | SUNPOWER | SPR-215-BLK-U | 215 | 2 | 120 | 23 |  | Solar | FIXED | Roof
REIPNR-07790 | CHANGZHOU TRINA SOLAR ENERGY CO | TSM-185D | 230 | 432 | 200 | 15 |  | Solar | FIXED | Ground
REIPNR-07791 | CHANGZHOU TRINA SOLAR ENERGY CO | TSM-185D | 230 | 221 | 200 | 15 |  | Solar | FIXED | Ground
REIPNR-07792 | CHANGZHOU TRINA SOLAR ENERGY CO | TSM-185D | 230 | 325 | 200 | 15 |  | Solar | FIXED | Ground
REIPNR-07793 | SUNPOWER | SPR-305-WHT-U | 305 | 160 | 173 | 5 |  | Solar | FIXED | Roof
REIPNR-07794 | SUNPOWER | SPR-225-BLK-U | 225 | 44 | 120 | 18 |  | Solar | FIXED | Roof
REIPNR-07795 | CHANGZHOU TRINA SOLAR ENERGY CO | TSM-185D | 235 | 26 | 205.4 | 20 |  | Solar | FIXED | Roof
REIPNR-07796 | SUNTECH POWER | STP200-18/UB-1 | 200 | 25 | 135.5 | 27 |  | Solar | FIXED | Roof
REIPNR-07796 | SUNTECH POWER | STP200-18/UB-1 | 200 | 24 | 135.5 | 34 |  | Solar | FIXED | Roof
REIPNR-07798 | SOLYNDRA | SL-002-182U | 200 | 6500 | 140 | 10 |  | Solar | FIXED | Roof
REIPNR-07799 | BP SOLAR | SX3200B | 215 | 11 | 145 | 40 |  | Solar | FIXED | Roof
REIPNR-07799 | BP SOLAR | SX3200B | 215 | 14 | 235 | 30 |  | Solar | FIXED | Roof
REIPNR-07800 | BP SOLAR | SX3200B | 215 | 12 | 243 | 20 |  | Solar | FIXED | Roof
REIPNR-07802 | BP SOLAR | BP3125S | 215 | 20 | 144 | 37 |  | Solar | FIXED | Roof
REIPNR-07805 | SOLARWORLD | SW185 MONO/T | 240 | 276 | 13 | 2 |  | Solar | FIXED | Roof
REIPNR-07805 | SOLARWORLD | SW185MONO | 240 | 276 | 194 | 2 |  | Solar | FIXED | Roof
REIPNR-07806 | SOLARWORLD | SW185 MONO/T | 245 | 1144 | 157 | 10 |  | Solar | FIXED | Roof
REIPNR-07807 | SUNPOWER | SPR-225-BLK-U | 225 | 7 | 225 | 30 |  | Solar | FIXED | Roof
REIPNR-07808 | SOLARWORLD | SW185 MONO/T | 245 | 832 | 229 | 10 |  | Solar | FIXED | Roof
REIPNR-07809 | SOLARWORLD | SW185 MONO/T | 245 | 654 | 316 | 3 |  | Solar | FIXED | Roof
REIPNR-07810 | CHANGZHOU TRINA SOLAR ENERGY CO | TSM-185D | 235 | 204 | 183.4 | 5 |  | Solar | FIXED | Roof
REIPNR-07811 | SOLARWORLD | SW185 MONO/T | 245 | 936 | 130 | 3 |  | Solar | FIXED | Roof
REIPNR-07812 | SOLARWORLD | SW185MONO | 240 | 408 | 64 | 3 |  | Solar | FIXED | Roof
REIPNR-07812 | SOLARWORLD | SW185 MONO/T | 240 | 180 | 242 | 1 |  | Solar | FIXED | Roof
REIPNR-07813 | SCHUCO USA |  | 180 | 30 | 159 | 35 |  | Solar | FIXED | Roof
REIPNR-07813 | SCHUCO USA |  | 180 | 24 | 249 | 35 |  | Solar | FIXED | Roof
REIPNR-07814 | SOLARWORLD | SW185MONO | 245 | 324 | 186 | 2 |  | Solar | FIXED | Roof
REIPNR-07815 | SHARP | ND-224UC1 | 240 | 806 | 200 | 10 |  | Solar | FIXED | Roof
REIPNR-07816 | SCHUCO USA |  | 180 | 9 | 82.6 | 35 |  | Solar | FIXED | Roof
REIPNR-07816 | SCHUCO USA |  | 180 | 14 | 175.6 | 35 |  | Solar | FIXED | Roof
REIPNR-07816 | SCHUCO USA |  | 180 | 21 | 283.8 | 35 |  | Solar | FIXED | Roof
REIPNR-07817 | MITSUBISHI ELECTRIC | PV-UD185MF5 | 185 | 28 | 108 | 30 |  | Solar | FIXED | Roof
REIPNR-07817 | MITSUBISHI ELECTRIC | PV-UD185MF5 | 185 | 26 | 198 | 10 |  | Solar | FIXED | Roof
REIPNR-07817 | MITSUBISHI ELECTRIC | PV-UD185MF5 | 185 | 28 | 198 | 10 |  | Solar | FIXED | Roof
REIPNR-07817 | MITSUBISHI ELECTRIC | PV-UD185MF5 | 185 | 13 | 288 | 30 |  | Solar | FIXED | Roof
REIPNR-07818 | BP SOLAR | SX3200B | 215 | 33 | 191 | 20 |  | Solar | FIXED | Roof
REIPNR-07819 | SUNTECH POWER | STP210-18/UB-1 | 210 | 160 | 199 | 5 |  | Solar | FIXED | Roof
REIPNR-07819 | SUNTECH POWER | STP200-18/UB-1 | 205 | 136 | 199.1 | 5 |  | Solar | FIXED | Roof
REIPNR-07820 | SUNTECH POWER | STP210-18/UB-1 | 210 | 164 | 199.1 | 5 |  | Solar | FIXED | Roof
REIPNR-07821 | SUNTECH POWER | STP200S-18/UB-1 | 205 | 312 | 137.3 | 5 |  | Solar | FIXED | Roof
REIPNR-07822 | SUNTECH POWER | STP210-18/UB-1 | 210 | 194 | 199.1 | 5 |  | Solar | FIXED | Roof
REIPNR-07823 | SUNTECH POWER | STP210-18/UB-1 | 210 | 188 | 199.1 | 5 |  | Solar | FIXED | Roof
REIPNR-07824 | SUNTECH POWER | STP210S-18/UB-1 | 260 | 192 | 170 | 10 |  | Solar | FIXED | Roof
REIPNR-07825 | SUNPOWER | SPR-230-WHT-U | 230 | 24 | 235 | 18 |  | Solar | FIXED | Roof
REIPNR-07825 | SUNPOWER | SPR-230-WHT-U | 230 | 57 | 235 | 25 |  | Solar | FIXED | Roof
REIPNR-07826 | SUNTECH POWER | STP200-18/UB-1 | 205 | 22 | 145.5 | 25 |  | Solar | FIXED | Roof
REIPNR-07826 | SUNTECH POWER | STP200-18/UB-1 | 205 | 28 | 145.5 | 36 |  | Solar | FIXED | Roof
REIPNR-07827 | BP SOLAR | SX3195B | 195 | 39 | 124 | 30 |  | Solar | FIXED | Roof
REIPNR-07828 | CHANGZHOU TRINA SOLAR ENERGY CO | TSM-160D | 230 | 33 | 173.6 | 33 |  | Solar | FIXED | Roof
REIPNR-07829 | CHANGZHOU TRINA SOLAR ENERGY CO | TSM-185D | 220 | 21 | 206.5 | 8 |  | Solar | FIXED | Roof
REIPNR-07830 | BP SOLAR | BP3170N | 170 | 9 | 149 | 20 |  | Solar | FIXED | Roof
REIPNR-07830 | BP SOLAR | BP3170N | 170 | 9 | 149 | 20 |  | Solar | FIXED | Roof
REIPNR-07830 | BP SOLAR | BP3170N | 195 | 15 | 239 | 45 |  | Solar | FIXED | Roof
REIPNR-07831 | BP SOLAR | BP3170N | 215 | 30 | 145 | 16 |  | Solar | FIXED | Roof
REIPNR-07832 | CHANGZHOU TRINA SOLAR ENERGY CO | TSM-185D | 220 | 8 | 104.5 | 5 |  | Solar | FIXED | Roof
REIPNR-07832 | CHANGZHOU TRINA SOLAR ENERGY CO | TSM-185D | 220 | 16 | 104.5 | 15 |  | Solar | FIXED | Roof
REIPNR-07832 | CHANGZHOU TRINA SOLAR ENERGY CO | TSM-185D | 220 | 10 | 194.7 | 20 |  | Solar | FIXED | Roof
REIPNR-07833 | SUNPOWER | SPR-230-WHT-U | 230 | 30 | 148 | 35 |  | Solar | FIXED | Roof
REIPNR-07834 | CHANGZHOU TRINA SOLAR ENERGY CO | TSM-185D | 230 | 14 | 174.5 | 32 |  | Solar | FIXED | Roof
REIPNR-07835 | CHANGZHOU TRINA SOLAR ENERGY CO | TSM-185D | 220 | 20 | 142.6 | 18 |  | Solar | FIXED | Roof
REIPNR-07835 | CHANGZHOU TRINA SOLAR ENERGY CO | TSM-185D | 220 | 12 | 142.6 | 35 |  | Solar | FIXED | Roof
REIPNR-07836 | SUNTECH POWER | STP180-24/AB-1 | 180 | 28 | 170.5 | 12 |  | Solar | FIXED | Roof
REIPNR-07836 | SUNTECH POWER | STP180-24/AB-1 | 180 | 29 | 170.5 | 22 |  | Solar | FIXED | Roof
REIPNR-07838 | SHARP | ND-U230C1 | 235 | 24 | 189.2 | 27 |  | Solar | FIXED | Roof
REIPNR-07907 | CHANGZHOU TRINA SOLAR ENERGY CO | TSM-185D | 220 | 28 | 254.9 | 20 |  | Solar | FIXED | Roof
REIPNR-07908 | CHANGZHOU TRINA SOLAR ENERGY CO | TSM-185D | 230 | 29 | 98.9 | 15 |  | Solar | FIXED | Roof
REIPNR-07908 | CHANGZHOU TRINA SOLAR ENERGY CO | TSM-185D | 230 | 7 | 185.7 | 20 |  | Solar | FIXED | Roof
REIPNR-07909 | SUNPOWER | SPR-215-WHT-U | 215 | 14 | 142 | 32 |  | Solar | FIXED | Roof
REIPNR-07909 | SUNPOWER | SPR-215-WHT-U | 215 | 14 | 227 | 32 |  | Solar | FIXED | Roof
REIPNR-07912 | SUNTECH POWER | STP180S-24/AB-1 | 185 | 35 | 185.5 | 27 |  | Solar | FIXED | Roof
REIPNR-07913 | CHANGZHOU TRINA SOLAR ENERGY CO | TSM-180D | 220 | 33 | 218 | 21 |  | Solar | FIXED | Roof
REIPNR-07915 | ASTROPOWER | APM2 SUNCHOICE | 228 | 33 | 218 | 23 |  | Solar | FIXED | Roof
REIPNR-07916 | CHANGZHOU TRINA SOLAR ENERGY CO | TSM-185D | 220 | 16 | 139.6 | 15 |  | Solar | FIXED | Roof
REIPNR-07916 | CHANGZHOU TRINA SOLAR ENERGY CO | TSM-185D | 220 | 10 | 139.6 | 25 |  | Solar | FIXED | Roof
REIPNR-07916 | CHANGZHOU TRINA SOLAR ENERGY CO | TSM-185D | 220 | 13 | 139.6 | 35 |  | Solar | FIXED | Roof
REIPNR-07917 | CHANGZHOU TRINA SOLAR ENERGY CO | TSM-185D | 235 | 26 | 200 | 18 |  | Solar | FIXED | Roof
REIPNR-07918 | CHANGZHOU TRINA SOLAR ENERGY CO | TSM-185D | 220 | 10 | 158.2 | 32 |  | Solar | FIXED | Roof
REIPNR-07918 | CHANGZHOU TRINA SOLAR ENERGY CO | TSM-160D | 220 | 38 | 238.8 | 37 |  | Solar | FIXED | Roof
REIPNR-07919 | CHANGZHOU TRINA SOLAR ENERGY CO | TSM-185D | 235 | 36 | 124.5 | 20 |  | Solar | FIXED | Roof
REIPNR-07920 | CHANGZHOU TRINA SOLAR ENERGY CO | TSM-170D | 235 | 39 | 151 | 22 |  | Solar | FIXED | Roof
REIPNR-07921 | CHANGZHOU TRINA SOLAR ENERGY CO | TSM-185D | 230 | 15 | 125.8 | 25 |  | Solar | FIXED | Roof
REIPNR-07922 | CHANGZHOU TRINA SOLAR ENERGY CO | TSM-185D | 230 | 14 | 144.5 | 19 |  | Solar | FIXED | Roof
REIPNR-07922 | CHANGZHOU TRINA SOLAR ENERGY CO | TSM-185D | 230 | 18 | 235.2 | 19 |  | Solar | FIXED | Roof
REIPNR-07923 | CHANGZHOU TRINA SOLAR ENERGY CO | TSM-160D | 230 | 33 | 203.9 | 20 |  | Solar | FIXED | Roof
REIPNR-07924 | SHARP | ND-224UC1 | 235 | 40 | 104.5 | 32 |  | Solar | FIXED | Roof
REIPNR-07925 | CHANGZHOU TRINA SOLAR ENERGY CO | TSM-185D | 220 | 26 | 176.4 | 35 |  | Solar | FIXED | Roof
REIPNR-07926 | CHANGZHOU TRINA SOLAR ENERGY CO | TSM-185D | 220 | 16 | 117.1 | 19 |  | Solar | FIXED | Roof
REIPNR-07926 | CHANGZHOU TRINA SOLAR ENERGY CO | TSM-185D | 220 | 20 | 214.5 | 19 |  | Solar | FIXED | Roof
REIPNR-07927 | SUNPOWER | SPR-225-BLK-U | 225 | 10 | 210 | 30.3 |  | Solar | FIXED | Roof
REIPNR-07928 | CHANGZHOU TRINA SOLAR ENERGY CO | TSM-185D | 230 | 44 | 149.5 | 30 |  | Solar | FIXED | Roof
REIPNR-07929 | CHANGZHOU TRINA SOLAR ENERGY CO | TSM-185D | 235 | 34 | 180 | 25 |  | Solar | FIXED | Roof
REIPNR-07931 | CHANGZHOU TRINA SOLAR ENERGY CO | TSM-185D | 230 | 16 | 201.7 | 23 |  | Solar | FIXED | Roof
REIPNR-07931 | CHANGZHOU TRINA SOLAR ENERGY CO | TSM-185D | 230 | 26 | 201.7 | 36 |  | Solar | FIXED | Roof
REIPNR-07932 | CHANGZHOU TRINA SOLAR ENERGY CO | TSM-185D | 220 | 18 | 174.7 | 15 |  | Solar | FIXED | Roof
REIPNR-07932 | CHANGZHOU TRINA SOLAR ENERGY CO | TSM-185D | 220 | 8 | 265.3 | 15 |  | Solar | FIXED | Roof
REIPNR-07933 | CHANGZHOU TRINA SOLAR ENERGY CO | TSM-185D | 230 | 44 | 152.9 | 29 |  | Solar | FIXED | Roof
REIPNR-07934 | SOLARWORLD | SW185 MONO/T | 235 | 66 | 180 | 19 |  | Solar | FIXED | Ground
REIPNR-07935 | SUNPOWER | SPR-230-WHT-U | 230 | 38 | 160 | 28 |  | Solar | FIXED | Roof
REIPNR-07938 | SUNTECH POWER | STP210-18/UB-1 | 210 | 28 | 180 | 36 |  | Solar | FIXED | Roof
REIPNR-07939 | SUNTECH POWER | STP190-18/UB-1 | 190 | 32 | 231 | 25 |  | Solar | FIXED | Roof
REIPNR-07940 | SUNPOWER | SPR-230-WHT-U | 230 | 27 | 150 | 40 |  | Solar | FIXED | Roof
REIPNR-07941 | SILIKEN MANUFACTURING USA | SLK60P6L 230 WP | 230 | 84 | 131 | 33 |  | Solar | FIXED | Roof
REIPNR-07942 | BP SOLAR | SX3200B | 215 | 29 | 267 | 20 |  | Solar | FIXED | Roof
REIPNR-07946 | SUNTECH POWER | STP210-18/UB-1 | 210 | 17 | 238.6 | 39 |  | Solar | FIXED | Roof
REIPNR-07947 | SUNTECH POWER | STP180-24/AB-1 | 180 | 12 | 140.7 | 30 |  | Solar | FIXED | Roof
REIPNR-07947 | SUNPOWER | SPR-200-WHT-U | 180 | 7 | 140.7 | 35 |  | Solar | FIXED | Roof
REIPNR-07947 | SUNPOWER | SPR-200-BLK-U | 180 | 10 | 234 | 22 |  | Solar | FIXED | Roof
REIPNR-07948 | SHARP | ND-224UC1 | 235 | 44 | 220 | 24 |  | Solar | FIXED | Roof
REIPNR-07949 | SUNTECH POWER | STP210-18/UB-1 | 210 | 16 | 151 | 20 |  | Solar | FIXED | Roof
REIPNR-07950 | CHANGZHOU TRINA SOLAR ENERGY CO | TSM-185D | 230 | 16 | 132.1 | 43 |  | Solar | FIXED | Roof
REIPNR-07950 | CHANGZHOU TRINA SOLAR ENERGY CO | TSM-185D | 230 | 18 | 227.6 | 30 |  | Solar | FIXED | Roof
REIPNR-07951 | SUNTECH POWER | STP180-24/AB-1 | 185 | 53 | 253.7 | 21 |  | Solar | FIXED | Roof
REIPNR-07952 | CHANGZHOU TRINA SOLAR ENERGY CO | TSM-185D | 220 | 42 | 159 | 34 |  | Solar | FIXED | Roof
REIPNR-07953 | SOLARWORLD | SW185 MONO/T | 230 | 20 | 124 | 39 |  | Solar | FIXED | Roof
REIPNR-07955 | BP SOLAR | SX3200B | 215 | 30 | 184 | 7 |  | Solar | FIXED | Roof
REIPNR-07955 | BP SOLAR | SX3200B | 215 | 10 | 184 | 10 |  | Solar | FIXED | Roof
REIPNR-07956 | SHARP | ND-216UC1 | 216 | 82 | 213.5 | 15 |  | Solar | FIXED | Roof
REIPNR-07957 | SHARP |  | 230 | 34 | 194.5 | 22 |  | Solar | FIXED | Roof
REIPNR-07958 | CHANGZHOU TRINA SOLAR ENERGY CO | TSM-185D | 235 | 22 | 245 | 12 |  | Solar | FIXED | Roof
REIPNR-07959 | CHANGZHOU TRINA SOLAR ENERGY CO | TSM-185D | 235 | 34 | 180 | 30 |  | Solar | FIXED | Ground
REIPNR-07960 | CHANGZHOU TRINA SOLAR ENERGY CO | TSM-185D | 220 | 44 | 115.9 | 24 |  | Solar | FIXED | Roof
REIPNR-07963 | CHANGZHOU TRINA SOLAR ENERGY CO | TSM-185D | 220 | 32 | 133.7 | 35 |  | Solar | FIXED | Roof
REIPNR-07964 | SUNTECH POWER | STP180-24/AB-1 | 180 | 9 | 176.8 | 43 |  | Solar | FIXED | Roof
REIPNR-07964 | SUNTECH POWER | STP180-24/AB-1 | 180 | 37 | 267.3 | 33 |  | Solar | FIXED | Roof
REIPNR-07965 | SOLARWORLD | SW185 MONO/T | 235 | 588 | 197 | 10 |  | Solar | FIXED | Roof
REIPNR-07966 | SUNTECH POWER | STP210S-18/UB-1 | 270 | 396 | 172 | 5 |  | Solar | FIXED | Roof
REIPNR-07966 | SUNTECH POWER | STP210S-18/UB-1 | 270 | 198 | 262 | 5 |  | Solar | FIXED | Roof
REIPNR-07967 | SUNPOWER | SPR-225-BLK-U | 225 | 14 | 160 | 24 |  | Solar | FIXED | Roof
REIPNR-07968 | CHANGZHOU TRINA SOLAR ENERGY CO | TSM-185D | 230 | 294 | 160.7 | 5 |  | Solar | FIXED | Roof
REIPNR-07969 | CHANGZHOU TRINA SOLAR ENERGY CO | TSM-185D | 230 | 62 | 255 | 20 |  | Solar | FIXED | Roof
REIPNR-07970 | BP SOLAR | BP3125S | 215 | 33 | 219 | 35 |  | Solar | FIXED | Roof
REIPNR-07971 | CONERGY AG | S 175MU | 235 | 115 | 154 | 12 |  | Solar | FIXED | Ground
REIPNR-07971 | CONERGY AG | S 175MU | 235 | 117 | 179 | 25 |  | Solar | FIXED | Roof
REIPNR-07972 | SANYO ELECTRIC | HIP-205BA19 | 215 | 20 | 189 | 24 |  | Solar | FIXED | Roof
REIPNR-07973 | BP SOLAR | BP175 B | 190 | 272 | 163 | 2.6 |  | Solar | FIXED | Roof
REIPNR-07975 | SUNTECH POWER | STP210-18/UB-1 | 205 | 45 | 170 | 35 |  | Solar | FIXED | Roof
REIPNR-07977 | SUNTECH POWER | STP210-18/UB-1 | 200 | 20 | 150 | 24 |  | Solar | FIXED | Roof
REIPNR-07978 | BAODING YINGLI NEW ENERGY RESOURCES CO | YL175(156) | 230 | 31 | 212 | 26 |  | Solar | FIXED | Roof
REIPNR-07979 | SUNTECH POWER | STP210-18/UB-1 | 220 | 20 | 145 | 20 |  | Solar | FIXED | Roof
REIPNR-07979 | SUNTECH POWER | STP210S-18/UB-1 | 220 | 8 | 145 | 20 |  | Solar | FIXED | Roof
REIPNR-07979 | SUNTECH POWER | STP210S-18/UB-1 | 220 | 12 | 245 | 20 |  | Solar | FIXED | Roof
REIPNR-07980 | SUNTECH POWER | STP200-18/UB-1 | 200 | 40 | 190 | 18 |  | Solar | FIXED | Roof
REIPNR-07982 | SCHUCO USA |  | 180 | 10 | 170 | 30 |  | Solar | FIXED | Roof
REIPNR-07982 | SCHUCO USA |  | 180 | 30 | 260 | 30 |  | Solar | FIXED | Roof
REIPNR-07983 | SUNPOWER | PL-SY-HIP-190CA1 | 190 | 72 | 207 | 20 |  | Solar | FIXED | Roof
REIPNR-07984 | SCHUCO USA |  | 210 | 234 | 180 | 25 |  | Solar | FIXED | Ground
REIPNR-08051 | SUNPOWER | SPR-305-WHT-U | 305 | 1720 | 180 | 25 |  | Solar | 1AXIS | Ground
REIPNR-08051 | SUNPOWER | SPR-305-WHT-U | 305 | 1720 | 180 | 25 |  | Solar | FIXED | Ground
REIPNR-08052 | CHANGZHOU TRINA SOLAR ENERGY CO | TSM-185D | 230 | 78 | 190 | 18 |  | Solar | FIXED | Roof
REIPNR-08053 | SUNTECH POWER | STP210-18/UB-1 | 210 | 46 | 198 | 35 |  | Solar | FIXED | Roof
REIPNR-08055 | SUNTECH POWER | STP180-24/AB-1 | 185 | 30 | 209.1 | 9 |  | Solar | FIXED | Roof
REIPNR-08056 | BAODING YINGLI NEW ENERGY RESOURCES CO | YL175(156) | 230 | 36 | 180 | 17 |  | Solar | FIXED | Roof
REIPNR-08057 | SUNTECH POWER | STP180S-24/AB-1 | 185 | 51 | 103 | 10 |  | Solar | FIXED | Ground
REIPNR-08058 | SUNTECH POWER | STP200S-18/UB-1 | 205 | 50 | 180 | 30 |  | Solar | FIXED | Ground
REIPNR-08059 | CHANGZHOU TRINA SOLAR ENERGY CO | TSM-185D | 235 | 40 | 207.7 | 25 |  | Solar | FIXED | Roof
REIPNR-08060 | SHARP |  | 235 | 34 | 210.4 | 33 |  | Solar | FIXED | Roof
REIPNR-08061 | BP SOLAR | SX3200B | 215 | 14 | 156 | 20 |  | Solar | FIXED | Roof
REIPNR-08061 | BP SOLAR | SX3200B | 215 | 7 | 156 | 22 |  | Solar | FIXED | Roof
REIPNR-08065 | SCHOTT SOLAR | ASE-250DGF/17 | 225 | 3724 | 215 | 10.4 |  | Solar | FIXED | Roof
REIPNR-08066 | SCHUCO USA |  | 180 | 18 | 97 | 35 |  | Solar | FIXED | Roof
REIPNR-08066 | SCHUCO USA |  | 180 | 24 | 180 | 35 |  | Solar | FIXED | Roof
REIPNR-08066 | SCHUCO USA |  | 180 | 27 | 290 | 35 |  | Solar | FIXED | Roof
REIPNR-08067 | CHANGZHOU TRINA SOLAR ENERGY CO | TSM-185D | 235 | 897 | 95 | 3 |  | Solar | FIXED | Roof
REIPNR-08067 | CHANGZHOU TRINA SOLAR ENERGY CO | TSM-185D | 235 | 325 | 175 | 3 |  | Solar | FIXED | Roof
REIPNR-08067 | CHANGZHOU TRINA SOLAR ENERGY CO | TSM-185D | 235 | 1183 | 265 | 3 |  | Solar | FIXED | Roof
REIPNR-08068 | BP SOLAR | SX3200B | 230 | 34 | 202 | 10 |  | Solar | FIXED | Roof
REIPNR-08069 | SUNTECH POWER | STP210-18/UB-1 | 210 | 48 | 237.4 | 25 |  | Solar | FIXED | Roof
REIPNR-08070 | CANADIAN SOLAR | CS6P-220 | 220 | 95 | 103 | 15 |  | Solar | FIXED | Roof
REIPNR-08071 | SUNTECH POWER | STP200-18/UB-1 | 205 | 98 | 180 | 30 |  | Solar | FIXED | Ground
REIPNR-08072 | SHARP | ND-U230C1 | 235 | 16 | 147 | 26 |  | Solar | FIXED | Roof
REIPNR-08072 | SHARP | ND-U230C1 | 235 | 6 | 238 | 26 |  | Solar | FIXED | Roof
REIPNR-08073 | BP SOLAR | BP3125U | 215 | 4 | 165 | 25 |  | Solar | FIXED | Roof
REIPNR-08073 | BP SOLAR | BP3125S | 215 | 28 | 165 | 38 |  | Solar | FIXED | Roof
REIPNR-08074 | CHANGZHOU TRINA SOLAR ENERGY CO | TSM-185D | 230 | 23 | 124.1 | 21 |  | Solar | FIXED | Roof
REIPNR-08077 | CHANGZHOU TRINA SOLAR ENERGY CO | TSM-185D | 230 | 20 | 128.1 | 27 |  | Solar | FIXED | Roof
REIPNR-08078 | SUNTECH POWER | STP210-18/UB-1 | 205 | 18 | 144 | 18 |  | Solar | FIXED | Roof
REIPNR-08079 | SHARP | ND-224UC1 | 224 | 1339 | 202 | 15 |  | Solar | FIXED | Roof
REIPNR-08080 | SHARP | ND-224UC1 | 224 | 1339 | 205 | 15 |  | Solar | FIXED | Roof
REIPNR-08082 | SUNPOWER | SPR-225-BLK-U | 225 | 30 | 161 | 33 |  | Solar | 1AXIS | Roof
REIPNR-08083 | SUNPOWER | SPR-305-WHT-U | 305 | 2064 | 180 | 0 |  | Solar | FIXED | Roof
REIPNR-08084 | KYOCERA SOLAR | KD210GX-LP | 235 | 600 | 82 | 8.3 |  | Solar | FIXED | Roof
REIPNR-08084 | KYOCERA SOLAR | KC187G | 235 | 596 | 262 | 8.3 |  | Solar | FIXED | Roof
REIPNR-08085 | SUNPOWER | SPR-315E-WHT-U | 315 | 184 | 43 | 1 |  | Solar | FIXED | Pole
REIPNR-08085 | SUNPOWER | SPR-315E-WHT-U | 315 | 912 | 43 | 1 |  | Solar | FIXED | Pole
REIPNR-08085 | SUNPOWER | SPR-315E-WHT-U | 315 | 936 | 43 | 1 |  | Solar | FIXED | Pole
REIPNR-08085 | SUNPOWER | SPR-315E-WHT-U | 315 | 960 | 43 | 1 |  | Solar | FIXED | Pole
REIPNR-08085 | SUNPOWER | SPR-315E-WHT-U | 315 | 976 | 43 | 1 |  | Solar | FIXED | Pole
REIPNR-08085 | SUNPOWER | SPR-315E-WHT-U | 315 | 184 | 223 | 12 |  | Solar | FIXED | Pole
REIPNR-08085 | SUNPOWER | SPR-315E-WHT-U | 315 | 912 | 223 | 12 |  | Solar | FIXED | Pole
REIPNR-08085 | SUNPOWER | SPR-315E-WHT-U | 315 | 936 | 223 | 12 |  | Solar | FIXED | Pole
REIPNR-08085 | SUNPOWER | SPR-315E-WHT-U | 315 | 960 | 223 | 12 |  | Solar | FIXED | Pole
REIPNR-08085 | SUNPOWER | SPR-315E-WHT-U | 315 | 968 | 223 | 12 |  | Solar | FIXED | Pole
REIPNR-08086 | CHANGZHOU TRINA SOLAR ENERGY CO | TSM-185D | 235 | 20 | 180 | 0 |  | Solar | FIXED | Roof
REIPNR-08087 | SUNPOWER | SPR-215-BLK-U | 215 | 61 | 180 | 34 |  | Solar | FIXED | Ground
REIPNR-08088 | BP SOLAR | BP3125S | 215 | 20 | 128 | 28 |  | Solar | FIXED | Roof
REIPNR-08089 | SUNPOWER | SPR-225-BLK-U | 225 | 20 | 258 | 28 |  | Solar | FIXED | Roof
REIPNR-08091 | BP SOLAR | BP3165N | 195 | 24 | 240 | 15 |  | Solar | FIXED | Roof
REIPNR-08092 | BP SOLAR | BP3125U | 215 | 32 | 124 | 28 |  | Solar | FIXED | Roof
REIPNR-08093 | SHARP | ND-220U1F | 220 | 36 | 147.3 | 30 |  | Solar | FIXED | Roof
REIPNR-08094 | CHANGZHOU TRINA SOLAR ENERGY CO | TSM-185D | 220 | 34 | 226.7 | 25 |  | Solar | FIXED | Roof
REIPNR-08095 | SUNPOWER | SPR-225-BLK-U | 225 | 42 | 180 | 26 |  | Solar | FIXED | Roof
REIPNR-08096 | CHANGZHOU TRINA SOLAR ENERGY CO | TSM-185D | 220 | 21 | 184.1 | 50 |  | Solar | FIXED | Roof
REIPNR-08097 | CHANGZHOU TRINA SOLAR ENERGY CO | TSM-185D | 220 | 44 | 186 | 30 |  | Solar | FIXED | Roof
REIPNR-08100 | CHANGZHOU TRINA SOLAR ENERGY CO | TSM-185D | 230 | 42 | 212.8 | 35 |  | Solar | FIXED | Roof
REIPNR-08101 | SHARP | ND-220U2 | 220 | 44 | 169.4 | 27 |  | Solar | FIXED | Roof
REIPNR-08102 | CHANGZHOU TRINA SOLAR ENERGY CO | TSM-185D | 230 | 44 | 200.9 | 15 |  | Solar | FIXED | Roof
REIPNR-08103 | CHANGZHOU TRINA SOLAR ENERGY CO | TSM-185D | 230 | 28 | 201.4 | 20 |  | Solar | FIXED | Roof
REIPNR-08104 | CHANGZHOU TRINA SOLAR ENERGY CO | TSM-185D | 230 | 26 | 94.7 | 25 |  | Solar | FIXED | Roof
REIPNR-08104 | CHANGZHOU TRINA SOLAR ENERGY CO | TSM-185D | 230 | 18 | 182.8 | 38 |  | Solar | FIXED | Roof
REIPNR-08105 | SUNTECH POWER | STP180-24/AB-1 | 185 | 45 | 254 | 37 |  | Solar | FIXED | Roof
REIPNR-08106 | CHANGZHOU TRINA SOLAR ENERGY CO | TSM-185D | 230 | 34 | 180 | 33 |  | Solar | FIXED | Roof
REIPNR-08107 | CHANGZHOU TRINA SOLAR ENERGY CO | TSM-185D | 230 | 28 | 175 | 25 |  | Solar | FIXED | Roof
REIPNR-08108 | SUNTECH POWER | STP180-24/AB-1 | 185 | 55 | 133.9 | 28 |  | Solar | FIXED | Roof
REIPNR-08109 | SHARP | ND-224UC1 | 235 | 16 | 185.3 | 26 |  | Solar | FIXED | Roof
REIPNR-08110 | CHANGZHOU TRINA SOLAR ENERGY CO | TSM-185D | 220 | 44 | 263.4 | 24 |  | Solar | FIXED | Roof
REIPNR-08111 | SHARP | ND-224UC1 | 230 | 36 | 222.5 | 25 |  | Solar | FIXED | Roof
REIPNR-08112 | SUNTECH POWER | STP180S-24/AB-1 | 185 | 35 | 175.7 | 25 |  | Solar | FIXED | Roof
REIPNR-08113 | SUNTECH POWER | STP210-18/UB-1 | 210 | 36 | 180 | 28 |  | Solar | FIXED | Roof
REIPNR-08115 | CHANGZHOU TRINA SOLAR ENERGY CO | TSM-185D | 230 | 24 | 129.3 | 30 |  | Solar | FIXED | Roof
REIPNR-08116 | SUNPOWER | SPR-215-BLK-U | 215 | 36 | 177 | 40 |  | Solar | FIXED | Ground
REIPNR-08118 | KYOCERA SOLAR | KD210GX-LP | 210 | 10 | 201 | 18 |  | Solar | FIXED | Roof
REIPNR-08118 | KYOCERA SOLAR | KD210GX-LP | 210 | 20 | 201 | 20 |  | Solar | FIXED | Roof
REIPNR-08119 | KYOCERA | KC200 | 210 | 26 | 164 | 27 |  | Solar | FIXED | Roof
REIPNR-08120 | KYOCERA SOLAR | KD180GX-LP | 185 | 26 | 173 | 22 |  | Solar | FIXED | Roof
REIPNR-08121 | KYOCERA | KC200GT | 210 | 30 | 229 | 33 |  | Solar | FIXED | Roof
REIPNR-08122 | KYOCERA SOLAR | KD180GX-L | 185 | 26 | 191 | 23 |  | Solar | FIXED | Roof
REIPNR-08123 | KYOCERA SOLAR |  | 185 | 30 | 200 | 17 |  | Solar | FIXED | Roof
REIPNR-08124 | KYOCERA SOLAR | KD180GX-L | 185 | 18 | 130 | 20 |  | Solar | FIXED | Roof
REIPNR-08125 | KYOCERA SOLAR | KD210GX-LP | 210 | 30 | 181 | 12 |  | Solar | FIXED | Roof
REIPNR-08126 | KYOCERA SOLAR | KD180GX-L | 185 | 47 | 204 | 18 |  | Solar | FIXED | Roof
REIPNR-08127 | KYOCERA | KC200GT | 210 | 26 | 240 | 20 |  | Solar | FIXED | Roof
REIPNR-08129 | ET SOLAR INDUSTRY | ET-P654205 | 205 | 75 | 224 | 2 |  | Solar | FIXED | Roof
REIPNR-08130 | ET SOLAR INDUSTRY | ET-P654205 | 205 | 240 | 44 | 2 |  | Solar | FIXED | Roof
REIPNR-08131 | ET SOLAR INDUSTRY | ET-P654205 | 205 | 30 | 120 | 10 |  | Solar | FIXED | Roof
REIPNR-08132 | ET SOLAR INDUSTRY | ET-P654205 | 205 | 60 | 120 | 10 |  | Solar | FIXED | Roof
REIPNR-08133 | CHANGZHOU TRINA SOLAR ENERGY CO | TSM-185D | 230 | 44 | 180.6 | 23 |  | Solar | FIXED | Roof
REIPNR-08134 | SCHUCO USA |  | 180 | 57 | 173 | 40 |  | Solar | FIXED | Roof
REIPNR-08135 | SUNPOWER | SPR-230-WHT-U | 230 | 14 | 115 | 35 |  | Solar | FIXED | Roof
REIPNR-08136 | SUNPOWER | SPR-225-BLK-U | 225 | 34 | 148 | 30 |  | Solar | FIXED | Roof
REIPNR-08137 | SCHUCO USA | SWR1800U | 180 | 36 | 171 | 23 |  | Solar | FIXED | Roof
REIPNR-08138 | SUNPOWER | SPR-225-BLK-U | 225 | 44 | 125 | 30 |  | Solar | FIXED | Roof
REIPNR-08139 | SCHUCO USA |  | 180 | 22 | 165 | 28 |  | Solar | FIXED | Roof
REIPNR-08140 | SCHOTT SOLAR | ASE-250DGF/17 | 230 | 1960 | 160 | 5 |  | Solar | FIXED | Roof
REIPNR-08141 | CHANGZHOU TRINA SOLAR ENERGY CO | TSM-185D | 220 | 21 | 161 | 25 |  | Solar | FIXED | Roof
REIPNR-08142 | SCHOTT SOLAR | ASE-250DGF/17 | 230 | 1736 | 160 | 5 |  | Solar | FIXED | Roof
REIPNR-08143 | SCHUCO USA | SWR1800U | 180 | 40 | 142 | 28 |  | Solar | FIXED | Roof
REIPNR-08144 | SCHUCO USA |  | 180 | 48 | 220 | 28 |  | Solar | FIXED | Roof
REIPNR-08145 | SCHUCO USA | SWR1800U | 180 | 55 | 175 | 10 |  | Solar | FIXED | Roof
REIPNR-08146 | KYOCERA SOLAR | KD180GX-LP | 185 | 38 | 135 | 18 |  | Solar | FIXED | Roof
REIPNR-08147 | KYOCERA SOLAR | KD180GX-LP | 185 | 36 | 216 | 33 |  | Solar | FIXED | Roof
REIPNR-08148 | KYOCERA SOLAR | KD210GX-L | 210 | 21 | 168 | 27 |  | Solar | FIXED | Roof
REIPNR-08149 | KYOCERA | KC200GT | 210 | 20 | 204 | 20 |  | Solar | FIXED | Roof
REIPNR-08150 | KYOCERA SOLAR | KD180GX-LP | 185 | 20 | 215 | 30 |  | Solar | FIXED | Roof
REIPNR-08151 | KYOCERA SOLAR | KD210GX-L | 210 | 30 | 180 | 25 |  | Solar | FIXED | Roof
REIPNR-08152 | KYOCERA SOLAR | KD180GX-LP | 185 | 30 | 222 | 27 |  | Solar | FIXED | Roof
REIPNR-08153 | KYOCERA SOLAR | KD180GX-L | 185 | 26 | 195 | 20 |  | Solar | FIXED | Roof
REIPNR-08154 | KYOCERA SOLAR | KD210GX-L | 210 | 24 | 204 | 30 |  | Solar | FIXED | Roof
REIPNR-08155 | KYOCERA SOLAR | KD210GX-LP | 210 | 27 | 220 | 20 |  | Solar | FIXED | Roof
REIPNR-08155 | KYOCERA SOLAR | KD210GX-L | 210 | 6 | 220 | 25 |  | Solar | FIXED | Roof
REIPNR-08156 | KYOCERA SOLAR | KD180GX-L | 185 | 24 | 210 | 27 |  | Solar | FIXED | Roof
REIPNR-08156 | KYOCERA SOLAR | KD180GX-L | 185 | 12 | 210 | 35 |  | Solar | FIXED | Roof
REIPNR-08157 | SHARP | ND-224U1F | 235 | 44 | 207 | 22 |  | Solar | FIXED | Roof
REIPNR-08160 | SUNPOWER | SPR-230-WHT-U | 230 | 458 | 176 | 34 |  | Solar | FIXED | Ground
REIPNR-08193 | KYOCERA SOLAR | KD210GX-LP | 210 | 29 | 230 | 27 |  | Solar | FIXED | Roof
REIPNR-08194 | KYOCERA SOLAR | KD180GX-LP | 185 | 20 | 239 | 29 |  | Solar | FIXED | Roof
REIPNR-08195 | KYOCERA SOLAR | KD210GX-LP | 210 | 24 | 212 | 23 |  | Solar | FIXED | Roof
REIPNR-08196 | KYOCERA SOLAR | KD210GX-LP | 210 | 21 | 183 | 12 |  | Solar | FIXED | Roof
REIPNR-08197 | KYOCERA SOLAR | KD180GX-LP | 185 | 44 | 219 | 22 |  | Solar | FIXED | Roof
REIPNR-08198 | SHARP | ND-220U2 | 220 | 32 | 220 | 25 |  | Solar | FIXED | Roof
REIPNR-08199 | BP SOLAR | BP3125U | 215 | 42 | 142 | 28 |  | Solar | FIXED | Roof
REIPNR-08200 | SUNPOWER | SPR-210-WHT-U | 210 | 96 | 161 | 26 |  | Solar | FIXED | Roof
REIPNR-08201 | SUNTECH POWER | STP200-18/UB-1 | 205 | 11 | 122.4 | 45 |  | Solar | FIXED | Roof
REIPNR-08201 | SUNTECH POWER | STP200-18/UB-1 | 205 | 30 | 214.3 | 33 |  | Solar | FIXED | Roof
REIPNR-08202 | SHARP |  | 235 | 24 | 100.9 | 20 |  | Solar | FIXED | Roof
REIPNR-08203 | CHANGZHOU TRINA SOLAR ENERGY CO | TSM-185D | 220 | 25 | 208.1 | 26 |  | Solar | FIXED | Roof
REIPNR-08204 | SUNTECH POWER | STP190S-18/UB-1 | 190 | 60 | 162 | 40 |  | Solar | FIXED | Roof
REIPNR-08206 | SUNTECH POWER | STP190-18/UB-1 | 190 | 58 | 126 | 20 |  | Solar | FIXED | Roof
REIPNR-08207 | BAODING YINGLI NEW ENERGY RESOURCES CO | YL175(156) | 230 | 7358 | 180 | 20 |  | Solar | FIXED | Ground
REIPNR-08209 | SOLARWORLD | SW185 MONO/T | 230 | 40 | 165 | 24 |  | Solar | FIXED | Roof
REIPNR-08210 | SUNPOWER |  | 230 | 36 | 126 | 18 |  | Solar | FIXED | Roof
REIPNR-08211 | BP SOLAR | SX3200B | 215 | 22 | 118 | 38 |  | Solar | FIXED | Roof
REIPNR-08211 | BP SOLAR | SX3200B | 215 | 14 | 299 | 10 |  | Solar | FIXED | Roof
REIPNR-08212 | SHARP | ND-176UC1 | 176 | 64 | 197 | 33.7 |  | Solar | FIXED | Roof
REIPNR-08213 | SUNTECH POWER | STP210-18/UB-1 | 210 | 26 | 115 | 30 |  | Solar | FIXED | Roof
REIPNR-08214 | SUNTECH POWER | STP200S-18/UB-1 | 205 | 10 | 174.4 | 11 |  | Solar | FIXED | Roof
REIPNR-08214 | SUNTECH POWER | STP200-18/UB-1 | 205 | 9 | 174.4 | 24 |  | Solar | FIXED | Roof
REIPNR-08214 | SUNTECH POWER | STP200S-18/UB-1 | 205 | 14 | 270 | 11 |  | Solar | FIXED | Roof
REIPNR-08214 | SUNTECH POWER | STP200S-18/UB-1 | 205 | 6 | 270 | 36 |  | Solar | FIXED | Roof
REIPNR-08215 | SUNTECH POWER | STP210-18/UB-1 | 210 | 20 | 150 | 19.1 |  | Solar | FIXED | Roof
REIPNR-08216 | SUNTECH POWER | STP180-24/AB-1 | 180 | 36 | 174 | 15 |  | Solar | FIXED | Roof
REIPNR-08218 | SUNPOWER | SPR-305-WHT-U | 305 | 56 | 173 | 0 |  | Solar | FIXED | Roof
REIPNR-08219 | CHANGZHOU TRINA SOLAR ENERGY CO | TSM-185D | 235 | 39 | 197 | 22 |  | Solar | FIXED | Roof
REIPNR-08221 | KYOCERA SOLAR | KD210GX-LP | 210 | 84 | 195 | 2 |  | Solar | FIXED | Roof
REIPNR-08222 | CHANGZHOU TRINA SOLAR ENERGY CO | TSM-160D | 230 | 26 | 180 | 30 |  | Solar | FIXED | Ground
REIPNR-08222 | CHANGZHOU TRINA SOLAR ENERGY CO | TSM-185D | 235 | 24 | 180 | 30 |  | Solar | FIXED | Ground
REIPNR-08223 | ET SOLAR INDUSTRY | ET-P654220 | 225 | 4 | 120 | 30 |  | Solar | FIXED | Roof
REIPNR-08223 | ET SOLAR INDUSTRY | ET-P672230 | 230 | 10 | 120 | 45 |  | Solar | FIXED | Roof
REIPNR-08223 | ET SOLAR INDUSTRY | ET-P654220 | 225 | 48 | 210 | 30 |  | Solar | FIXED | Roof
REIPNR-08223 | ET SOLAR INDUSTRY | ET-P672230 | 230 | 36 | 210 | 30 |  | Solar | FIXED | Roof
REIPNR-08223 | ET SOLAR INDUSTRY | ET-P672230 | 230 | 1 | 300 | 45 |  | Solar | FIXED | Roof
REIPNR-08224 | CHANGZHOU TRINA SOLAR ENERGY CO | TSM-160D | 230 | 20 | 118.7 | 29 |  | Solar | FIXED | Roof
REIPNR-08226 | KYOCERA SOLAR | KD210GX-LP | 210 | 29 | 186 | 19 |  | Solar | FIXED | Roof
REIPNR-08227 | SHARP |  | 235 | 29 | 105.4 | 30 |  | Solar | FIXED | Roof
REIPNR-08228 | KYOCERA SOLAR | KD210GX-LP | 210 | 24 | 186 | 19 |  | Solar | FIXED | Roof
REIPNR-08230 | SHARP | ND-U230C1 | 235 | 8 | 203 | 15 |  | Solar | FIXED | Roof
REIPNR-08230 | SHARP | ND-224U2 | 235 | 20 | 203 | 34 |  | Solar | FIXED | Roof
REIPNR-08231 | KYOCERA SOLAR | KD210GX-LP | 185 | 33 | 167 | 34 |  | Solar | FIXED | Roof
REIPNR-08232 | BP SOLAR | BP3125S | 215 | 30 | 208 | 20 |  | Solar | FIXED | Roof
REIPNR-08233 | KYOCERA SOLAR | KD210GX-L | 210 | 35 | 182 | 12 |  | Solar | FIXED | Roof
REIPNR-08234 | EVERGREEN SOLAR |  | 215 | 21 | 134 | 5 |  | Solar | FIXED | Roof
REIPNR-08235 | BAODING YINGLI NEW ENERGY RESOURCES CO | YL175(156) | 230 | 43 | 263 | 32 |  | Solar | FIXED | Roof
REIPNR-08236 | CHANGZHOU TRINA SOLAR ENERGY CO | TSM-185D | 230 | 24 | 230.2 | 15 |  | Solar | FIXED | Roof
REIPNR-08237 | SHARP | ND-U230C1 | 235 | 15 | 208.6 | 17 |  | Solar | FIXED | Roof
REIPNR-08237 | SHARP | ND-U230C1 | 235 | 33 | 208.6 | 24 |  | Solar | FIXED | Roof
REIPNR-08238 | CHANGZHOU TRINA SOLAR ENERGY CO | TSM-160D | 235 | 44 | 182 | 30 |  | Solar | FIXED | Roof
REIPNR-08239 | CHANGZHOU TRINA SOLAR ENERGY CO | TSM-185D | 230 | 34 | 102.8 | 27 |  | Solar | FIXED | Roof
REIPNR-08239 | CHANGZHOU TRINA SOLAR ENERGY CO | TSM-185D | 230 | 22 | 189 | 40 |  | Solar | FIXED | Roof
REIPNR-08240 | CHANGZHOU TRINA SOLAR ENERGY CO | TSM-160D | 235 | 33 | 213.7 | 20 |  | Solar | FIXED | Roof
REIPNR-08241 | CHANGZHOU TRINA SOLAR ENERGY CO | TSM-160D | 235 | 42 | 180 | 30 |  | Solar | FIXED | Roof
REIPNR-08242 | SUNTECH POWER | STP200-18/UB-1 | 205 | 10 | 96.9 | 40 |  | Solar | FIXED | Roof
REIPNR-08242 | SUNTECH POWER | STP200UB | 205 | 24 | 180 | 32 |  | Solar | FIXED | Roof
REIPNR-08243 | SUNTECH POWER | STP180-24/AB-1 | 180 | 55 | 175.8 | 23 |  | Solar | FIXED | Roof
REIPNR-08244 | CHANGZHOU TRINA SOLAR ENERGY CO | TSM-160D | 240 | 23 | 246.6 | 30 |  | Solar | FIXED | Roof
REIPNR-08246 | SUNPOWER | SPR-215-BLK-U | 215 | 20 | 110 | 30 |  | Solar | FIXED | Roof
REIPNR-08246 | SUNPOWER | SPR-215-BLK-U | 215 | 18 | 200 | 40 |  | Solar | FIXED | Roof
REIPNR-08248 | SCHUCO USA | SWR1800U | 180 | 22 | 155 | 29 |  | Solar | FIXED | Roof
REIPNR-08249 | SCHUCO USA | SWR1800U | 180 | 18 | 133 | 40 |  | Solar | FIXED | Roof
REIPNR-08249 | SCHUCO USA |  | 180 | 36 | 223 | 40 |  | Solar | FIXED | Roof
REIPNR-08250 | SOLON AG FUER SOLARTECHNIK | P220/6+/01 235WP | 230 | 8 | 173 | 25 |  | Solar | FIXED | Roof
REIPNR-08250 | SOLON AG FUER SOLARTECHNIK | P220/6+/01 230WP | 230 | 8 | 263 | 25 |  | Solar | FIXED | Roof
REIPNR-08251 | SOLON AG FUER SOLARTECHNIK | P220/6+/01 230WP | 230 | 42 | 200 | 24 |  | Solar | FIXED | Roof
REIPNR-08252 | EVERGREEN SOLAR |  | 215 | 42 | 134 | 5 |  | Solar | FIXED | Roof
REIPNR-08253 | EVERGREEN SOLAR |  | 210 | 30 | 175 | 30 |  | Solar | FIXED | Roof
REIPNR-08254 | SHARP | ND-224UC1 | 235 | 66 | 188 | 15 |  | Solar | FIXED | Pole
REIPNR-08255 | SUNTECH POWER | STP210S-18/UB-1 | 210 | 30 | 180 | 15 |  | Solar | FIXED | Roof
REIPNR-08255 | SUNTECH POWER | STP210-18/UB-1 | 210 | 16 | 180 | 18 |  | Solar | FIXED | Roof
REIPNR-08256 | CANADIAN SOLAR | CS6P-230 | 230 | 22 | 180 | 40 |  | Solar | FIXED | Ground
REIPNR-08257 | SUNPOWER | SPR-225-BLK-U | 225 | 44 | 244 | 34 |  | Solar | FIXED | Roof
REIPNR-08259 | CHANGZHOU TRINA SOLAR ENERGY CO | TSM-185D | 230 | 8 | 186.2 | 32 |  | Solar | FIXED | Roof
REIPNR-08259 | CHANGZHOU TRINA SOLAR ENERGY CO | TSM-185D | 230 | 18 | 186.2 | 32 |  | Solar | FIXED | Roof
REIPNR-08260 | CHANGZHOU TRINA SOLAR ENERGY CO | TSM-185D | 230 | 28 | 200.2 | 20 |  | Solar | FIXED | Roof
REIPNR-08261 | CHANGZHOU TRINA SOLAR ENERGY CO | TSM-185D | 235 | 34 | 128.2 | 24 |  | Solar | FIXED | Roof
REIPNR-08262 | CHANGZHOU TRINA SOLAR ENERGY CO | TSM-185D | 220 | 44 | 180 | 35 |  | Solar | FIXED | Roof
REIPNR-08263 | SUNTECH POWER | STP200-18/UB-1 | 200 | 30 | 178.5 | 32 |  | Solar | FIXED | Roof
REIPNR-08264 | CHANGZHOU TRINA SOLAR ENERGY CO | TSM-185D | 230 | 39 | 146.9 | 32 |  | Solar | FIXED | Roof
REIPNR-08265 | SUNTECH POWER | STP200-18/UB-1 | 205 | 7 | 149.3 | 21 |  | Solar | FIXED | Roof
REIPNR-08265 | SUNTECH POWER | STP200-18/UB-1 | 205 | 27 | 239.6 | 21 |  | Solar | FIXED | Roof
REIPNR-08266 | SUNTECH POWER | STP200S-18/UB-1 | 205 | 10 | 180 | 27 |  | Solar | FIXED | Roof
REIPNR-08266 | SUNTECH POWER | STP200-18/UB-1 | 205 | 8 | 180 | 32 |  | Solar | FIXED | Roof
REIPNR-08266 | SUNTECH POWER | STP200S-18/UB-1 | 205 | 16 | 261.6 | 29 |  | Solar | FIXED | Roof
REIPNR-08267 | SHARP | ND-U230C1 | 235 | 16 | 141.2 | 10 |  | Solar | FIXED | Roof
REIPNR-08268 | CHANGZHOU TRINA SOLAR ENERGY CO | TSM-185D | 230 | 30 | 94.7 | 15 |  | Solar | FIXED | Roof
REIPNR-08268 | CHANGZHOU TRINA SOLAR ENERGY CO | TSM-185D | 230 | 6 | 184 | 15 |  | Solar | FIXED | Roof
REIPNR-08269 | SHARP | ND-224UC1 | 235 | 14 | 141.2 | 10 |  | Solar | FIXED | Roof
REIPNR-08270 | BP SOLAR | SX170I | 195 | 9 | 123 | 33 |  | Solar | FIXED | Roof
REIPNR-08270 | BP SOLAR | BP375S | 195 | 10 | 123 | 47 |  | Solar | FIXED | Roof
REIPNR-08271 | CHANGZHOU TRINA SOLAR ENERGY CO | TSM-185D | 230 | 38 | 132.9 | 20 |  | Solar | FIXED | Roof
REIPNR-08272 | BP SOLAR | SX3165B | 215 | 8 | 83 | 21 |  | Solar | FIXED | Roof
REIPNR-08272 | BP SOLAR | BP3125S | 215 | 10 | 171 | 41 |  | Solar | FIXED | Roof
REIPNR-08273 | BP SOLAR | SX3200B | 215 | 13 | 178 | 31 |  | Solar | FIXED | Roof
REIPNR-08273 | BP SOLAR | SX3200B | 215 | 14 | 266 | 16 |  | Solar | FIXED | Roof
REIPNR-08274 | SUNPOWER | SPR-230-WHT-U | 230 | 36 | 180 | 25 |  | Solar | FIXED | Ground
REIPNR-08275 | SUNPOWER | SPR-230-WHT-U | 230 | 27 | 184 | 20 |  | Solar | FIXED | Roof
REIPNR-08276 | SUNTECH POWER | STP210-18/UB-1 | 210 | 24 | 213.2 | 38 |  | Solar | FIXED | Roof
REIPNR-08277 | SUNTECH POWER | STP210S-18/UB-1 | 210 | 34 | 181 | 30 |  | Solar | FIXED | Roof
REIPNR-08279 | BP SOLAR | BP3160B | 215 | 24 | 260 | 25 |  | Solar | FIXED | Roof
REIPNR-08280 | SUNTECH POWER | STP210S-18/UB-1 | 225 | 63 | 249 | 45 |  | Solar | FIXED | Roof
REIPNR-08281 | SUNPOWER | SPR-225-BLK-U | 225 | 14 | 167 | 38 |  | Solar | FIXED | Roof
REIPNR-08282 | SCHUCO USA | SWR1800U | 180 | 40 | 201 | 24 |  | Solar | FIXED | Roof
REIPNR-08283 | SUNTECH POWER | STP200-18/UB-1 | 205 | 30 | 159 | 22 |  | Solar | FIXED | Roof
REIPNR-08284 | CHANGZHOU TRINA SOLAR ENERGY CO | TSM-185D | 230 | 30 | 185.3 | 15 |  | Solar | FIXED | Roof
REIPNR-08285 | BP SOLAR | BP3160B | 215 | 24 | 146 | 18 |  | Solar | FIXED | Roof
REIPNR-08287 | SOLARWORLD | SW185MONO | 235 | 29 | 172 | 33 |  | Solar | FIXED | Roof
REIPNR-08293 | SUNPOWER | SPR-225-BLK-U | 225 | 10 | 142 | 18 |  | Solar | FIXED | Roof
REIPNR-08294 | SUNTECH POWER | STP210-18/UB-1 | 280 | 540 | 171 | 15 |  | Solar | FIXED | Roof
REIPNR-08294 | SUNTECH POWER | STP210S-18/UB-1 | 270 | 460 | 171 | 15 |  | Solar | FIXED | Roof
REIPNR-08295 | SOLARTECH POWER | SPM125P | 125 | 16 | 156 | 25 |  | Solar | FIXED | Roof
REIPNR-08297 | CHANGZHOU TRINA SOLAR ENERGY CO | TSM-185D | 230 | 10 | 216 | 35 |  | Solar | FIXED | Roof
REIPNR-08298 | SUNPOWER | SPR-225-BLK-U | 228 | 840 | 174 | 5 |  | Solar | FIXED | Roof
REIPNR-08298 | SUNPOWER | SPR-225-BLK-U | 228 | 600 | 174 | 10 |  | Solar | FIXED | Roof
REIPNR-08298 | SUNPOWER | SPR-225-BLK-U | 228 | 744 | 354 | 5 |  | Solar | FIXED | Roof
REIPNR-08299 | SCHUCO USA |  | 180 | 22 | 197 | 41 |  | Solar | FIXED | Roof
REIPNR-08300 | SUNTECH POWER | STP180S-24/AB-1 | 185 | 13 | 141 | 31 |  | Solar | FIXED | Roof
REIPNR-08300 | SUNTECH POWER | STP180-24/AB-1 | 185 | 8 | 141 | 39 |  | Solar | FIXED | Roof
REIPNR-08300 | SUNTECH POWER | STP180-24/AB-1 | 185 | 9 | 231 | 45 |  | Solar | FIXED | Roof
REIPNR-08301 | SUNTECH POWER | STP200S-18/UB-1 | 205 | 23 | 141.3 | 30 |  | Solar | FIXED | Roof
REIPNR-08302 | SUNTECH POWER | STP180-24/AB-1 | 185 | 12 | 155 | 45 |  | Solar | FIXED | Roof
REIPNR-08302 | SUNTECH POWER | STP180-24/AB-1 | 185 | 12 | 157 | 45 |  | Solar | FIXED | Roof
REIPNR-08302 | SUNTECH POWER | STP180-24/AB-1 | 185 | 12 | 245 | 33 |  | Solar | FIXED | Roof
REIPNR-08304 | SUNPOWER | SPR-230-WHT-U | 230 | 34 | 146 | 15 |  | Solar | FIXED | Roof
REIPNR-08304 | SUNPOWER | SPR-230-WHT-U | 230 | 20 | 146 | 48 |  | Solar | FIXED | Roof
REIPNR-08304 | SUNPOWER | SPR-230-WHT-U | 230 | 12 | 241 | 15 |  | Solar | FIXED | Roof
REIPNR-08305 | BP SOLAR | SX3200B | 230 | 30 | 130 | 17 |  | Solar | FIXED | Roof
REIPNR-08306 | SUNTECH POWER | STP210S-18/UB-1 | 210 | 18 | 170 | 22 |  | Solar | FIXED | Roof
REIPNR-08308 | BAODING YINGLI NEW ENERGY RESOURCES CO | YL175(156) | 230 | 216 | 210 | 10 |  | Solar | FIXED | Roof
REIPNR-08309 | CHANGZHOU TRINA SOLAR ENERGY CO |  | 230 | 216 | 215 | 10 |  | Solar | FIXED | Roof
REIPNR-08310 | SUNTECH POWER | STP210-18/UB-1 | 210 | 33 | 100 | 22 |  | Solar | FIXED | Roof
REIPNR-08311 | MITSUBISHI ELECTRIC | PV-MF185UD4 | 185 | 2480 | 158 | 12.5 |  | Solar | FIXED | Roof
REIPNR-08312 | SUNTECH POWER | STP210-18/UB-1 | 280 | 1030 | 171 | 15 |  | Solar | FIXED | Roof
REIPNR-08313 | KYOCERA SOLAR | KD210GX-LP | 210 | 210 | 170 | 8 |  | Solar | FIXED | Roof
REIPNR-08314 | SHARP | ND-208U1 | 224 | 350 | 202 | 10 |  | Solar | FIXED | Roof
REIPNR-08315 | SHARP | ND-208U1 | 224 | 644 | 220 | 10 |  | Solar | FIXED | Roof
REIPNR-08316 | SHARP |  | 224 | 630 | 207 | 10 |  | Solar | FIXED | Roof
REIPNR-08317 | ET SOLAR INDUSTRY | ET-P654180 | 185 | 140 | 118 | 18 |  | Solar | FIXED | Roof
REIPNR-08318 | BP SOLAR | BP3150B | 215 | 28 | 180 | 20 |  | Solar | FIXED | Roof
REIPNR-08319 | ET SOLAR INDUSTRY | ET-P654200 | 185 | 190 | 118 | 18 |  | Solar | FIXED | Roof
REIPNR-08320 | SUNPOWER | SPR-210-WHT-U | 210 | 24 | 176 | 18 |  | Solar | FIXED | Roof
REIPNR-08321 | ET SOLAR INDUSTRY | ET-P654180 | 180 | 341 | 150 | 15 |  | Solar | FIXED | Roof
REIPNR-08322 | SUNPOWER | SPR-230-WHT-U | 228 | 24 | 137 | 40 |  | Solar | FIXED | Roof
REIPNR-08322 | SUNPOWER | SPR-230-WHT-U | 228 | 33 | 217 | 35 |  | Solar | FIXED | Roof
REIPNR-08323 | ET SOLAR INDUSTRY | ET-P654185 | 180 | 165 | 150 | 25 |  | Solar | FIXED | Roof
REIPNR-08323 | ET SOLAR INDUSTRY | ET-P654180 | 180 | 22 | 240 | 25 |  | Solar | FIXED | Roof
REIPNR-08324 | BP SOLAR | SX3195B | 195 | 53 | 220 | 30 |  | Solar | FIXED | Roof
REIPNR-08326 | BP SOLAR | SX3200B | 215 | 39 | 122 | 34 |  | Solar | FIXED | Roof
REIPNR-08328 | CHANGZHOU TRINA SOLAR ENERGY CO | TSM-185D | 220 | 84 | 173.5 | 17 |  | Solar | FIXED | Roof
REIPNR-08329 | CHANGZHOU TRINA SOLAR ENERGY CO | TSM-185D | 230 | 12 | 130.7 | 27 |  | Solar | FIXED | Roof
REIPNR-08330 | CHANGZHOU TRINA SOLAR ENERGY CO | TSM-160D | 230 | 14 | 187.2 | 30 |  | Solar | FIXED | Roof
REIPNR-08332 | SUNTECH POWER | STP200-18/UB-1 | 205 | 34 | 231.6 | 20 |  | Solar | FIXED | Roof
REIPNR-08332 | SUNTECH POWER | STP200UB | 205 | 14 | 231.6 | 47 |  | Solar | FIXED | Roof
REIPNR-08333 | BP SOLAR | SX3200B | 215 | 9 | 141 | 22 |  | Solar | FIXED | Roof
REIPNR-08333 | BP SOLAR | SX3200B | 215 | 18 | 231 | 22 |  | Solar | FIXED | Roof
REIPNR-08337 | CHANGZHOU TRINA SOLAR ENERGY CO | TSM-185D | 220 | 20 | 210 | 24 |  | Solar | FIXED | Roof
REIPNR-08337 | CHANGZHOU TRINA SOLAR ENERGY CO | TSM-185D | 220 | 8 | 210 | 40 |  | Solar | FIXED
REIPNR-08338 | CHANGZHOU TRINA SOLAR ENERGY CO | TSM-185D | 235 | 32 | 160.2 | 27 |  | Solar | FIXED | Roof
REIPNR-08339 | CHANGZHOU TRINA SOLAR ENERGY CO | TSM-185D | 230 | 20 | 147.3 | 32 |  | Solar | FIXED | Roof
REIPNR-08340 | CHANGZHOU TRINA SOLAR ENERGY CO | TSM-185D | 235 | 36 | 202.3 | 20 |  | Solar | FIXED | Roof
REIPNR-08341 | SUNTECH POWER | STP200-18/UB-1 | 205 | 49 | 190.1 | 33 |  | Solar | FIXED | Roof
REIPNR-08343 | SUNTECH POWER | STP200-18/UB-1 | 205 | 29 | 141.6 | 35 |  | Solar | FIXED | Roof
REIPNR-08343 | SUNTECH POWER | STP200-18/UB-1 | 205 | 16 | 236 | 35 |  | Solar | FIXED | Roof
REIPNR-08344 | CANADIAN SOLAR | CS5A-190 | 180 | 49 | 194 | 40 |  | Solar | FIXED | Roof
REIPNR-08345 | SUNTECH POWER | STP210S-18/UB-1 | 270 | 176 | 185 | 25 |  | Solar | FIXED | Roof
REIPNR-08346 | BP SOLAR | SX3195B | 195 | 40 | 155 | 28 |  | Solar | FIXED | Roof
REIPNR-08347 | BP SOLAR | SX3200W | 215 | 21 | 209 | 39 |  | Solar | FIXED | Roof
REIPNR-08348 | SUNPOWER | SPR-225-BLK-U | 225 | 4 | 193 | 10 |  | Solar | FIXED | Roof
REIPNR-08348 | SUNPOWER | SPR-225-BLK-U | 225 | 10 | 193 | 19 |  | Solar | FIXED | Roof
REIPNR-08349 | CHANGZHOU TRINA SOLAR ENERGY CO | TSM-185D | 230 | 3 | 122.8 | 15 |  | Solar | FIXED | Roof
REIPNR-08349 | CHANGZHOU TRINA SOLAR ENERGY CO | TSM-160D | 230 | 30 | 122.8 | 30 |  | Solar | FIXED | Roof
REIPNR-08350 | SUNTECH POWER | STP210-18/UB-1 | 210 | 57 | 162 | 40 |  | Solar | FIXED | Roof
REIPNR-08351 | CHANGZHOU TRINA SOLAR ENERGY CO | TSM-185D | 230 | 26 | 243.9 | 38 |  | Solar | FIXED | Roof
REIPNR-08352 | CHANGZHOU TRINA SOLAR ENERGY CO | TSM-160D | 235 | 42 | 180 | 30 |  | Solar | FIXED | Roof
REIPNR-08353 | CHANGZHOU TRINA SOLAR ENERGY CO | TSM-160D | 220 | 34 | 130.7 | 22 |  | Solar | FIXED | Roof
REIPNR-08354 | CHANGZHOU TRINA SOLAR ENERGY CO | TSM-185D | 220 | 44 | 115.3 | 17 |  | Solar | FIXED | Roof
REIPNR-08355 | CHANGZHOU TRINA SOLAR ENERGY CO | TSM-185D | 230 | 34 | 200.8 | 35 |  | Solar | FIXED | Roof
REIPNR-08356 | CHANGZHOU TRINA SOLAR ENERGY CO | TSM-185D | 230 | 156 | 217.7 | 10 |  | Solar | FIXED | Roof
REIPNR-08357 | CHANGZHOU TRINA SOLAR ENERGY CO | TSM-185D | 230 | 24 | 147 | 33 |  | Solar | FIXED | Roof
REIPNR-08357 | CHANGZHOU TRINA SOLAR ENERGY CO | TSM-185D | 230 | 12 | 220 | 33 |  | Solar | FIXED | Roof
REIPNR-08358 | SCHUCO USA |  | 185 | 60 | 124 | 18 |  | Solar | FIXED | Roof
REIPNR-08360 | SOLON AG FUER SOLARTECHNIK | P220/6+/01 235WP | 240 | 871 | 165 | 10 |  | Solar | FIXED | Roof
REIPNR-08360 | SOLON AG FUER SOLARTECHNIK | P220/6+/01 230WP | 240 | 468 | 180 | 10 |  | Solar | FIXED | Roof
REIPNR-08361 | CANADIAN SOLAR | CS6P-230 | 230 | 32 | 122.7 | 30 |  | Solar | FIXED | Roof
REIPNR-08362 | CHANGZHOU TRINA SOLAR ENERGY CO | TSM-185D | 235 | 59 | 180 | 30 |  | Solar | FIXED | Ground
REIPNR-08363 | CANADIAN SOLAR | CS6P-230 | 250 | 2340 | 221 | 5 |  | Solar | FIXED | Roof
REIPNR-08364 | SUNPOWER |  | 305 | 136 | 209 | 10 |  | Solar | FIXED | Roof
REIPNR-08366 | SCHUCO USA |  | 210 | 26 | 186 | 16 |  | Solar | FIXED | Roof
REIPNR-08368 | SCHUCO USA |  | 180 | 45 | 216 | 36 |  | Solar | FIXED | Roof
REIPNR-08369 | CHANGZHOU TRINA SOLAR ENERGY CO | TSM-185D | 230 | 13962 | 180 | 25 |  | Solar | FIXED | Pole
REIPNR-08370 | CHANGZHOU TRINA SOLAR ENERGY CO | TSM-185D | 230 | 50 | 93.9 | 27 |  | Solar | FIXED | Roof
REIPNR-08371 | BP SOLAR | SX3200B | 215 | 30 | 263 | 22 |  | Solar | FIXED | Roof
REIPNR-08372 | SHARP | ND-224U1F | 224 | 72 | 198 | 30 |  | Solar | FIXED | Ground
REIPNR-08373 | SUNTECH POWER | STP210-18/UB-1 | 210 | 36 | 180 | 30 |  | Solar | FIXED | Pole
REIPNR-08374 | SUNPOWER | SPR-225-BLK-U | 225 | 32 | 194 | 45 |  | Solar | FIXED | Roof
REIPNR-08375 | SUNPOWER | SPR-225-BLK-U | 225 | 10 | 174 | 30 |  | Solar | FIXED | Roof
REIPNR-08375 | SUNPOWER | SPR-225-BLK-U | 225 | 10 | 264 | 39 |  | Solar | FIXED | Roof
REIPNR-08376 | SUNTECH POWER | STP210-18/UB-1 | 210 | 36 | 230 | 26 |  | Solar | FIXED | Roof
REIPNR-08378 | SUNTECH POWER | STP210-18/UB-1 | 210 | 52 | 175 | 30 |  | Solar | FIXED | Pole
REIPNR-08379 | SUNPOWER | PL-SUNP-SPR-210 | 210 | 36 | 173 | 36 |  | Solar | FIXED | Roof
REIPNR-08380 | SUNPOWER | SPR-215-BLK-U | 215 | 6 | 168 | 18 |  | Solar | FIXED | Roof
REIPNR-08381 | SHARP |  | 240 | 24 | 175 | 30 |  | Solar | FIXED | Roof
REIPNR-08382 | SUNTECH POWER | STP210-18/UB-1 | 210 | 52 | 237 | 30 |  | Solar | FIXED | Roof
REIPNR-08384 | BP SOLAR | BP3165N | 215 | 15 | 239 | 20 |  | Solar | FIXED | Roof
REIPNR-08385 | SCHUCO USA |  | 210 | 30 | 212 | 19 |  | Solar | FIXED | Roof
REIPNR-08386 | SCHUCO USA |  | 185 | 45 | 180 | 33 |  | Solar | FIXED | Roof
REIPNR-08387 | CHANGZHOU TRINA SOLAR ENERGY CO | TSM-185D | 230 | 14 | 164 | 35 |  | Solar | FIXED | Roof
REIPNR-08387 | CHANGZHOU TRINA SOLAR ENERGY CO | TSM-185D | 230 | 14 | 164 | 35 |  | Solar | FIXED | Roof
REIPNR-08388 | SHARP |  | 245 | 1456 | 170 | 0 |  | Solar | FIXED | Pole
REIPNR-08388 | SOLARWORLD | SW185MONO | 245 | 260 | 170 | 10 |  | Solar | FIXED | Roof
REIPNR-08388 | SOLARWORLD | SW185MONO | 245 | 1170 | 170 | 15 |  | Solar | FIXED | Roof
REIPNR-08388 | SOLARWORLD | SW185MONO | 245 | 1404 | 170 | 35 |  | Solar | FIXED | Roof
REIPNR-08389 | CHANGZHOU TRINA SOLAR ENERGY CO | TSM-185D | 235 | 71 | 224 | 31 |  | Solar | FIXED | Roof
REIPNR-08390 | SUNTECH POWER | STP180-24/AB-1 | 180 | 39 | 222.1 | 25 |  | Solar | FIXED | Roof
REIPNR-08391 | SUNPOWER | SPR-225-BLK-U | 225 | 32 | 254 | 31 |  | Solar | FIXED | Roof
REIPNR-08392 | SUNPOWER | SPR-305-WHT-U | 305 | 856 | 173 | 5 |  | Solar | FIXED | Roof
REIPNR-08393 | CONERGY AG | S 175MU | 235 | 128 | 153 | 32 |  | Solar | FIXED | Roof
REIPNR-08395 | CHANGZHOU TRINA SOLAR ENERGY CO | TSM-185D | 230 | 189 | 166 | 6 |  | Solar | FIXED | Roof
REIPNR-08396 | SUNPOWER | SPR-225-BLK-U | 225 | 42 | 211 | 33 |  | Solar | FIXED | Roof
REIPNR-08397 | CHANGZHOU TRINA SOLAR ENERGY CO | TSM-185D | 230 | 26 | 125 | 45 |  | Solar | FIXED | Roof
REIPNR-08397 | CHANGZHOU TRINA SOLAR ENERGY CO | TSM-185D | 230 | 24 | 211 | 45 |  | Solar | FIXED | Roof
REIPNR-08398 | SUNTECH POWER | STP180-24/AB-1 | 180 | 36 | 152.5 | 20 |  | Solar | FIXED | Roof
REIPNR-08399 | SUNTECH POWER | STP210-18/UB-1 | 205 | 43 | 235 | 34 |  | Solar | FIXED | Roof
REIPNR-08401 | SUNTECH POWER | STP210-18/UB-1 | 210 | 66 | 220 | 37 |  | Solar | FIXED | Roof
REIPNR-08403 | CHANGZHOU TRINA SOLAR ENERGY CO | TSM-185D | 230 | 40 | 252 | 20 |  | Solar | FIXED | Roof
REIPNR-08404 | SUNTECH POWER | STP210S-18/UB-1 | 270 | 99 | 210 | 22 |  | Solar | FIXED | Roof
REIPNR-08405 | SUNPOWER | SPR-215-WHT-U | 215 | 14 | 188 | 15 |  | Solar | FIXED | Roof
REIPNR-08405 | SUNPOWER | SPR-215-WHT-U | 215 | 32 | 188 | 27 |  | Solar | FIXED | Roof
REIPNR-08406 | SOLARWORLD | SW185MONO | 230 | 1512 | 147 | 10 |  | Solar | FIXED | Roof
REIPNR-08407 | SCHUCO USA | SWR1800U | 180 | 33 | 175 | 45 |  | Solar | FIXED | Roof
REIPNR-08409 | CHANGZHOU TRINA SOLAR ENERGY CO | TSM-185D | 230 | 264 | 207 | 10 |  | Solar | FIXED | Roof
REIPNR-08411 | SCHUCO USA |  | 210 | 46 | 190 | 21 |  | Solar | FIXED | Roof
REIPNR-08412 | SUNTECH POWER | STP180-24/AB-1 | 180 | 23 | 207.7 | 18 |  | Solar | FIXED | Roof
REIPNR-08413 | SUNTECH POWER | STP180S-24/AB-1 | 205 | 44 | 177.3 | 20 |  | Solar | FIXED | Roof
REIPNR-08414 | SUNTECH POWER | STP180S-24/AB-1 | 185 | 24 | 172.2 | 27 |  | Solar | FIXED | Roof
REIPNR-08415 | SHARP |  | 230 | 30 | 158 | 36 |  | Solar | FIXED | Roof
REIPNR-08416 | BP SOLAR | SX3195B | 195 | 41 | 260 | 20 |  | Solar | FIXED | Roof
REIPNR-08417 | BP SOLAR | SX3200N_Q | 215 | 10 | 121 | 25 |  | Solar | FIXED | Roof
REIPNR-08417 | SUNPOWER |  | 215 | 18 | 213 | 40 |  | Solar | FIXED | Roof
REIPNR-08418 | BP SOLAR | SX3195B | 195 | 60 | 181 | 35 |  | Solar | FIXED | Pole
REIPNR-08419 | BP SOLAR | SX3200B | 215 | 36 | 175 | 22 |  | Solar | FIXED | Roof
REIPNR-08420 | CHANGZHOU TRINA SOLAR ENERGY CO | TSM-185D | 230 | 124 | 140 | 18 |  | Solar | FIXED | Roof
REIPNR-08421 | SHARP |  | 235 | 42 | 173.8 | 30 |  | Solar | FIXED | Roof
REIPNR-08422 | CHANGZHOU TRINA SOLAR ENERGY CO | TSM-185D | 230 | 36 | 122.5 | 30 |  | Solar | FIXED | Roof
REIPNR-08422 | CHANGZHOU TRINA SOLAR ENERGY CO | TSM-185D | 230 | 6 | 213.4 | 30 |  | Solar | FIXED | Roof
REIPNR-08426 | BP SOLAR | BP3170N | 215 | 24 | 170 | 25 |  | Solar | FIXED | Roof
REIPNR-08427 | SUNPOWER | SPR-225-BLK-U | 225 | 24 | 127 | 18 |  | Solar | FIXED | Roof
REIPNR-08427 | SUNPOWER | SPR-225-BLK-U | 225 | 12 | 217 | 18 |  | Solar | FIXED | Roof
REIPNR-08428 | SUNTECH POWER | STP180S-24/AB-1 | 185 | 27 | 307 | 18 |  | Solar | FIXED | Roof
REIPNR-08429 | SUNPOWER | SPR-230-WHT-U | 230 | 20 | 92 | 21 |  | Solar | FIXED | Roof
REIPNR-08431 | SHARP | ND-U230C1 | 235 | 44 | 238 | 31 |  | Solar | FIXED | Roof
REIPNR-08432 | CHANGZHOU TRINA SOLAR ENERGY CO | TSM-185D | 230 | 24 | 234 | 16 |  | Solar | FIXED | Roof
REIPNR-08433 | SUNPOWER | SPR-230-WHT-U | 230 | 3 | 184 | 20 |  | Solar | FIXED | Roof
REIPNR-08433 | SUNPOWER | SPR-230-WHT-U | 230 | 28 | 184 | 22 |  | Solar | FIXED | Roof
REIPNR-08433 | SUNPOWER | SPR-230-WHT-U | 230 | 12 | 273 | 17 |  | Solar | FIXED | Roof
REIPNR-08434 | BP SOLAR | BP3170N | 195 | 12 | 122 | 16 |  | Solar | FIXED | Roof
REIPNR-08435 | BP SOLAR | SX3200B | 215 | 33 | 213 | 37 |  | Solar | FIXED | Roof
REIPNR-08437 | BP SOLAR | SX3195B | 195 | 30 | 239 | 26 |  | Solar | FIXED | Roof
REIPNR-08438 | SUNTECH POWER | STP180S-24/AB-1 | 185 | 36 | 160 | 34.9 |  | Solar | FIXED | Roof
REIPNR-08439 | SUNTECH POWER | STP21018 | 210 | 9 | 142.6 | 45 |  | Solar | FIXED | Roof
REIPNR-08439 | SUNTECH POWER | STP210-18/UB-1 | 210 | 31 | 232.6 | 31 |  | Solar | FIXED | Roof
REIPNR-08440 | CHANGZHOU TRINA SOLAR ENERGY CO | TSM-185D | 230 | 16 | 166.1 | 24 |  | Solar | FIXED | Roof
REIPNR-08440 | CHANGZHOU TRINA SOLAR ENERGY CO | TSM-185D | 230 | 18 | 166.1 | 33 |  | Solar | FIXED | Roof
REIPNR-08441 | SUNPOWER |  | 318 | 3728 | 180 | 0 |  | Solar | 1AXIS | Ground
REIPNR-08442 | CHANGZHOU TRINA SOLAR ENERGY CO | TSM-185D | 230 | 16 | 129.1 | 18 |  | Solar | FIXED | Roof
REIPNR-08442 | CHANGZHOU TRINA SOLAR ENERGY CO | TSM-185D | 230 | 48 | 223.5 | 23 |  | Solar | FIXED | Roof
REIPNR-08444 | SUNPOWER |  | 225 | 78 | 180 | 34 |  | Solar | FIXED | Ground
REIPNR-08445 | CHANGZHOU TRINA SOLAR ENERGY CO | TSM-185D | 230 | 13 | 183 | 10 |  | Solar | FIXED | Roof
REIPNR-08445 | CHANGZHOU TRINA SOLAR ENERGY CO | TSM-185D | 230 | 38 | 183 | 30 |  | Solar | FIXED | Roof
REIPNR-08446 | CHANGZHOU TRINA SOLAR ENERGY CO | TSM-185D | 230 | 20 | 217.4 | 21 |  | Solar | FIXED | Roof
REIPNR-08447 | SUNPOWER | SPR-230-WHT-U | 230 | 36 | 102 | 21 |  | Solar | FIXED | Roof
REIPNR-08448 | SUNTECH POWER | STP210-18/UB-1 | 210 | 31 | 118 | 34 |  | Solar | FIXED | Roof
REIPNR-08449 | SOLYNDRA | SL-001-150U | 182 | 315 | 0 | 0 |  | Solar | FIXED | Roof
REIPNR-08450 | SANYO ELECTRIC | HIP-205BA5 | 215 | 45 | 220 | 35 |  | Solar | FIXED | Roof
REIPNR-08451 | BP SOLAR | SX3195B | 195 | 39 | 152 | 33 |  | Solar | FIXED | Roof
REIPNR-08451 | BP SOLAR | SX3195B | 195 | 64 | 175 | 30 |  | Solar | FIXED | Ground
REIPNR-08452 | SCHUCO USA | SB3000US (208V) | 225 | 84 | 188 | 25 |  | Solar | FIXED | Ground
REIPNR-08453 | SPIRE SOLAR | SSC85 | 205 | 120 | 171 | 10 |  | Solar | FIXED | Roof
REIPNR-08453 | SPIRE SOLAR | SSC85 | 205 | 72 | 171 | 20 |  | Solar | FIXED | Roof
REIPNR-08454 | SUNPOWER | SPR-315E-WHT-U | 315 | 154 | 181 | 5 |  | Solar | FIXED | Roof
REIPNR-08455 | ET SOLAR INDUSTRY | ET-P672275 | 275 | 176 | 150 | 30 |  | Solar | FIXED | Pole
REIPNR-08457 | SUNPOWER | SPR-230-WHT-U | 230 | 98 | 208 | 18 |  | Solar | FIXED | Roof
REIPNR-08458 | SUNPOWER | SPR-215-BLK-U | 215 | 69 | 180 | 36 |  | Solar | FIXED | Pole
REIPNR-08459 | SUNPOWER |  | 230 | 69 | 218 | 18 |  | Solar | FIXED | Roof
REIPNR-08460 | SUNPOWER |  | 230 | 121 | 218 | 18 |  | Solar | FIXED | Roof
REIPNR-08461 | SUNPOWER |  | 230 | 104 | 218 | 16 |  | Solar | FIXED | Roof
REIPNR-08462 | CHANGZHOU TRINA SOLAR ENERGY CO | TSM-160D | 230 | 216 | 166 | 6 |  | Solar | FIXED | Roof
REIPNR-08463 | UNITED SOLAR OVONIC | PVL-144 | 144 | 344 | 172 | 0 |  | Solar | FIXED | Roof
REIPNR-08465 | SUNTECH POWER | STP190S-18/UB-1 | 190 | 72 | 227 | 40 |  | Solar | FIXED | Roof
REIPNR-08466 | SUNTECH POWER | STP190S-18/UB-1 | 190 | 120 | 199 | 20 |  | Solar | FIXED | Roof
REIPNR-08466 | SUNTECH POWER | STP190S-18/UB-1 | 190 | 30 | 199 | 57 |  | Solar | FIXED | Roof
REIPNR-08467 | BP SOLAR | BP175 B | 215 | 27 | 247 | 36 |  | Solar | FIXED | Roof
REIPNR-08468 | SCHUCO USA |  | 185 | 48 | 235 | 18 |  | Solar | FIXED | Roof
REIPNR-08469 | SOLARWORLD | SW185 MONO/T | 225 | 22 | 195 | 33 |  | Solar | FIXED | Roof
REIPNR-08470 | BP SOLAR | SX3200B | 215 | 14 | 98 | 24 |  | Solar | FIXED | Roof
REIPNR-08470 | BP SOLAR | SX3200B | 215 | 14 | 188 | 22 |  | Solar | FIXED | Roof
REIPNR-08471 | SUNPOWER | SPR-230-WHT-U | 230 | 207 | 94 | 18 |  | Solar | FIXED | Roof
REIPNR-08472 | SHARP |  | 235 | 208 | 175.4 | 10 |  | Solar | FIXED | Roof
REIPNR-08475 | CHANGZHOU TRINA SOLAR ENERGY CO | TSM-185D | 235 | 68 | 178.1 | 5 |  | Solar | FIXED | Roof
REIPNR-08476 | CHANGZHOU TRINA SOLAR ENERGY CO | TSM-185D | 235 | 72 | 178.1 | 5 |  | Solar | FIXED | Roof
REIPNR-08477 | SHARP |  | 240 | 22 | 191 | 22.6 |  | Solar | FIXED | Roof
REIPNR-08478 | SHARP | NT-170UC1 | 170 | 48 | 219 | 23 |  | Solar | FIXED | Roof
REIPNR-08478 | SHARP | NT-175UC1 | 175 | 21 | 219 | 23 |  | Solar | FIXED | Roof
REIPNR-08479 | ET SOLAR INDUSTRY | ET-P654205 | 205 | 90 | 120 | 10 |  | Solar | FIXED | Roof
REIPNR-08481 | SOLARWORLD | SW185 MONO/T | 245 | 832 | 167 | 10 |  | Solar | FIXED | Roof
REIPNR-08482 | KYOCERA SOLAR | KD180GX-L | 185 | 33 | 200 | 20 |  | Solar | FIXED | Roof
REIPNR-08484 | SUNPOWER | SPR-225-BLK-U | 225 | 36 | 211 | 33 |  | Solar | FIXED | Roof
REIPNR-08485 | SANYO ELECTRIC | HIP-195BA3 | 195 | 84 | 157.2 | 4.7 |  | Solar | FIXED | Roof
REIPNR-08486 | BAODING YINGLI NEW ENERGY RESOURCES CO | YL175(156) | 230 | 48 | 200 | 27 |  | Solar | FIXED | Roof
REIPNR-08486 | BAODING YINGLI NEW ENERGY RESOURCES CO | YL175(156) | 230 | 204 | 200 | 30 |  | Solar | FIXED | Ground
REIPNR-08487 | BAODING YINGLI NEW ENERGY RESOURCES CO | YL175(156) | 230 | 18 | 112 | 24 |  | Solar | FIXED | Roof
REIPNR-08490 | SUNPOWER | SPR-225-BLK-U | 225 | 24 | 143 | 18 |  | Solar | FIXED | Roof
REIPNR-08490 | SUNPOWER | SPR-225-BLK-U | 225 | 18 | 233 | 19 |  | Solar | FIXED | Roof
REIPNR-08491 | ET SOLAR INDUSTRY | ET-P672230 | 230 | 26 | 90 | 31 |  | Solar | FIXED | Roof
REIPNR-08491 | ET SOLAR INDUSTRY | ET-P672230 | 230 | 26 | 270 | 7 |  | Solar | FIXED | Roof
REIPNR-08492 | SHARP | ND-224UC1 | 235 | 20 | 140 | 27 |  | Solar | FIXED | Roof
REIPNR-08493 | SUNTECH POWER | STP210S-18/UB-1 | 275 | 33 | 180 | 30 |  | Solar | FIXED | Roof
REIPNR-08494 | CHANGZHOU TRINA SOLAR ENERGY CO | TSM-185D | 230 | 22 | 182 | 13 |  | Solar | FIXED | Roof
REIPNR-08495 | SUNTECH POWER | STP210S-18/UB-1 | 275 | 18 | 174 | 30 |  | Solar | FIXED | Ground
REIPNR-08496 | SUNPOWER | SPR-210-WHT-U | 210 | 16 | 104 | 22 |  | Solar | FIXED | Roof
REIPNR-08496 | SUNPOWER | SPR-210-WHT-U | 210 | 18 | 104 | 35 |  | Solar | FIXED | Roof
REIPNR-08498 | SUNTECH POWER | STP180S-24/AB-1 | 185 | 120 | 255 | 24 |  | Solar | FIXED | Roof
REIPNR-08499 | REC SCANMODULE | SCM230 | 230 | 250 | 134 | 20 |  | Solar | FIXED | Roof
REIPNR-08500 | REC SCANMODULE | SCM230 | 230 | 288 | 224 | 20 |  | Solar | FIXED | Roof
REIPNR-08501 | SOLARWORLD | SW185 MONO/T | 240 | 30 | 186 | 28 |  | Solar | FIXED | Roof
REIPNR-08502 | YES! SOLAR | ES205W | 230 | 20 | 124 | 32 |  | Solar | FIXED | Roof
REIPNR-08503 | SUNTECH POWER | STP200-18/UB-1 | 205 | 120 | 120 | 5 |  | Solar | FIXED | Roof
REIPNR-08504 | SOLARWORLD | SW185MONO | 245 | 325 | 197 | 10 |  | Solar | FIXED | Roof
REIPNR-08506 | CHANGZHOU TRINA SOLAR ENERGY CO | TSM-185D | 230 | 46 | 100 | 40 |  | Solar | FIXED | Roof
REIPNR-08506 | CHANGZHOU TRINA SOLAR ENERGY CO | TSM-185D | 230 | 28 | 190 | 40 |  | Solar | FIXED | Roof
REIPNR-08508 | SOLARWORLD | SW185MONO | 245 | 87 | 118 | 25 |  | Solar | FIXED | Ground
REIPNR-08510 | ET SOLAR INDUSTRY | ET-P654220 | 230 | 784 | 210 | 10 |  | Solar | FIXED | Roof
REIPNR-08511 | MITSUBISHI ELECTRIC | PV-UD185MF5 | 185 | 3008 | 158 | 12.5 |  | Solar | FIXED | Roof
REIPNR-08512 | SUNTECH POWER | STP180-24/AB-1 | 180 | 30 | 122 | 25 |  | Solar | FIXED | Roof
REIPNR-08512 | SUNTECH POWER | STP180S-24/AB-1 | 180 | 24 | 180 | 30 |  | Solar | FIXED | Ground
REIPNR-08513 | SOLARWORLD | SW185 MONO/T | 235 | 44 | 244 | 45 |  | Solar | FIXED | Roof
REIPNR-08514 | GE ENERGY | GEPVP-200-M | 205 | 45 | 205 | 25 |  | Solar | FIXED | Roof
REIPNR-08517 | BP SOLAR | SX3195B | 195 | 36 | 98 | 35 |  | Solar | FIXED | Roof
REIPNR-08518 | SUNPOWER | SPR-305-WHT-U | 315 | 36 | 120 | 10 |  | Solar | FIXED | Roof
REIPNR-08520 | CHANGZHOU TRINA SOLAR ENERGY CO | TSM-185D | 235 | 468 | 194 | 10 |  | Solar | FIXED | Roof
REIPNR-08521 | CHANGZHOU TRINA SOLAR ENERGY CO | TSM-185D | 235 | 1200 | 174 | 5 |  | Solar | FIXED | Roof
REIPNR-08521 | CHANGZHOU TRINA SOLAR ENERGY CO | TSM-185D | 235 | 588 | 180 | 25 |  | Solar | FIXED | Roof
REIPNR-08523 | CHANGZHOU TRINA SOLAR ENERGY CO | TSM-185D | 235 | 264 | 175 | 5 |  | Solar | FIXED | Roof
REIPNR-08523 | CHANGZHOU TRINA SOLAR ENERGY CO | TSM-185D | 235 | 3180 | 194 | 5 |  | Solar | FIXED | Roof
REIPNR-08524 | ET SOLAR INDUSTRY | ET-P654185 | 185 | 40 | 95 | 38 |  | Solar | FIXED | Roof
REIPNR-08524 | ET SOLAR INDUSTRY | ET-P654185 | 185 | 14 | 185 | 38 |  | Solar | FIXED | Roof
REIPNR-08524 | ET SOLAR INDUSTRY | ET-P654180 | 185 | 13 | 275 | 10 |  | Solar | FIXED | Roof
REIPNR-08525 | SHARP | ND-U230C1 | 235 | 26 | 160 | 24 |  | Solar | FIXED | Roof
REIPNR-08526 | SUNPOWER |  | 238 | 36 | 195 | 35 |  | Solar | FIXED | Roof
REIPNR-08527 | SOLARWORLD | SW185 MONO/T | 245 | 99 | 188 | 10 |  | Solar | FIXED | Roof
REIPNR-08528 | SUNTECH POWER | STP210-18/UB-1 | 210 | 46 | 177 | 35 |  | Solar | FIXED | Roof
REIPNR-08529 | BP SOLAR | BP3170N | 215 | 30 | 160 | 33 |  | Solar | FIXED | Roof
REIPNR-08530 | CHANGZHOU TRINA SOLAR ENERGY CO | TSM-185D | 230 | 38 | 207 | 38 |  | Solar | FIXED | Roof
REIPNR-08531 | CHANGZHOU TRINA SOLAR ENERGY CO | TSM-160D | 230 | 12 | 111.1 | 30 |  | Solar | FIXED | Roof
REIPNR-08531 | CHANGZHOU TRINA SOLAR ENERGY CO | TSM-160D | 230 | 10 | 201.3 | 40 |  | Solar | FIXED | Roof
REIPNR-08532 | CHANGZHOU TRINA SOLAR ENERGY CO | TSM-160D | 230 | 34 | 230.1 | 25 |  | Solar | FIXED | Roof
REIPNR-08533 | CHANGZHOU TRINA SOLAR ENERGY CO | TSM-185D | 235 | 4 | 150 | 37 |  | Solar | FIXED | Roof
REIPNR-08533 | CHANGZHOU TRINA SOLAR ENERGY CO | TSM-185D | 235 | 24 | 240 | 37 |  | Solar | FIXED | Roof
REIPNR-08534 | CHANGZHOU TRINA SOLAR ENERGY CO | TSM-185D | 230 | 22 | 176.5 | 30 |  | Solar | FIXED | Roof
REIPNR-08535 | SHARP | ND-224UC1 | 235 | 27 | 180 | 26 |  | Solar | FIXED | Roof
REIPNR-08536 | SHARP |  | 235 | 36 | 177 | 33 |  | Solar | FIXED | Roof
REIPNR-08537 | CHANGZHOU TRINA SOLAR ENERGY CO | TSM-185D | 230 | 18 | 155.9 | 48 |  | Solar | FIXED | Roof
REIPNR-08538 | SUNTECH POWER | STP200-18/UB-1 | 205 | 23 | 185.3 | 26 |  | Solar | FIXED | Roof
REIPNR-08539 | TRINA SOLAR | TSM-235PA05 | 235 | 33 | 147 | 30.2 |  | Solar | FIXED | Roof
REIPNR-08539 | TRINA SOLAR | TSM-235PA05 | 235 | 11 | 206.8 | 30 |  | Solar | FIXED | Roof
REIPNR-08540 | SUNPOWER | SPR-230-WHT-U | 230 | 34 | 141 | 23 |  | Solar | FIXED | Roof
REIPNR-08542 | SUNTECH POWER | STP180-24/AB-1 | 185 | 9 | 237 | 10 |  | Solar | FIXED | Roof
REIPNR-08542 | SUNTECH POWER | STP180S-24/AB-1 | 185 | 20 | 237 | 25 |  | Solar | FIXED | Roof
REIPNR-08543 | SUNPOWER | SPR-225-BLK-U | 225 | 36 | 96 | 41 |  | Solar | FIXED | Roof
REIPNR-08543 | SUNPOWER | SPR-225-BLK-U | 225 | 8 | 276 | 8 |  | Solar | FIXED | Roof
REIPNR-08544 | SHARP | ND-U230C1 | 240 | 14 | 100 | 38 |  | Solar | FIXED | Roof
REIPNR-08544 | SHARP | ND-U230C1 | 240 | 7 | 190 | 38 |  | Solar | FIXED | Roof
REIPNR-08544 | SHARP | ND-U230C1 | 240 | 21 | 280 | 38 |  | Solar | FIXED | Roof
REIPNR-08545 | SUNTECH POWER | STP180-24/AB-1 | 180 | 64 | 189.4 | 20 |  | Solar | FIXED | Roof
REIPNR-08551 | PACIFIC SOLAR PTY LIMITED | PP-USA-213-S5 | 250 | 22 | 201 | 33 |  | Solar | FIXED | Roof
REIPNR-08552 | BP SOLAR | SX3200W | 215 | 24 | 132 | 18.5 |  | Solar | FIXED | Roof
REIPNR-08553 | SUNTECH POWER | STP200-18/UB-1 | 205 | 44 | 168.2 | 16 |  | Solar | FIXED | Roof
REIPNR-08554 | SUNPOWER | PL-SY-HIP-190BA2 | 190 | 32 | 205 | 45 |  | Solar | FIXED | Roof
REIPNR-08556 | CHANGZHOU TRINA SOLAR ENERGY CO | TSM-185D | 230 | 24 | 149.4 | 35 |  | Solar | FIXED | Roof
REIPNR-08557 | CHANGZHOU TRINA SOLAR ENERGY CO | TSM-185D | 230 | 22 | 139 | 25 |  | Solar | FIXED | Roof
REIPNR-08557 | CHANGZHOU TRINA SOLAR ENERGY CO | TSM-185D | 230 | 6 | 230.8 | 32 |  | Solar | FIXED | Roof
REIPNR-08560 | CHANGZHOU TRINA SOLAR ENERGY CO | TSM-185D | 230 | 43 | 178.7 | 32 |  | Solar | FIXED | Roof
REIPNR-08561 | SUNTECH POWER | STP210-18/UB-1 | 210 | 24 | 144.2 | 35 |  | Solar | FIXED | Roof
REIPNR-08563 | SUNTECH POWER | STP200-18/UB-1 | 205 | 16 | 148 | 17 |  | Solar | FIXED | Roof
REIPNR-08564 | SHARP | ND-U230C1 | 235 | 34 | 180 | 30 |  | Solar | FIXED | Pole
REIPNR-08565 | CHANGZHOU TRINA SOLAR ENERGY CO | TSM-185D | 230 | 22 | 207 | 20 |  | Solar | FIXED | Roof
REIPNR-08566 | CHANGZHOU TRINA SOLAR ENERGY CO | TSM-185D | 230 | 36 | 214.3 | 21 |  | Solar | FIXED | Roof
REIPNR-08567 | SUNTECH POWER | STP200-18/UB-1 | 205 | 34 | 166 | 34 |  | Solar | FIXED | Roof
REIPNR-08568 | SUNTECH POWER | STP180-24/AB-1 | 180 | 30 | 101.4 | 18 |  | Solar | FIXED | Roof
REIPNR-08568 | SUNTECH POWER | STP180-24/AB-1 | 180 | 24 | 195.2 | 18 |  | Solar | FIXED | Roof
REIPNR-08569 | CHANGZHOU TRINA SOLAR ENERGY CO | TSM-185D | 230 | 10 | 82.1 | 20 |  | Solar | FIXED | Roof
REIPNR-08569 | CHANGZHOU TRINA SOLAR ENERGY CO | TSM-160D | 230 | 29 | 170.6 | 16 |  | Solar | FIXED | Roof
REIPNR-08570 | SHARP | ND-224UC1 | 240 | 22 | 55 | 25 |  | Solar | FIXED | Roof
REIPNR-08570 | SHARP | ND-224UC1 | 240 | 8 | 145 | 25 |  | Solar | FIXED | Roof
REIPNR-08570 | SHARP | ND-224UC1 | 240 | 12 | 235 | 25 |  | Solar | FIXED | Roof
REIPNR-08571 | SUNTECH POWER | STP210S-18/UB-1 | 280 | 2310 | 202 | 5 |  | Solar | FIXED | Roof
REIPNR-08573 | SUNTECH POWER | STP210-18/UB-1 | 210 | 494 | 178 | 15 |  | Solar | FIXED | Roof
REIPNR-08574 | SUNTECH POWER | STP180S-24/AB-1 | 185 | 18 | 134 | 33 |  | Solar | FIXED | Roof
REIPNR-08575 | SCHUCO USA |  | 185 | 18 | 187 | 40 |  | Solar | FIXED | Roof
REIPNR-08575 | SCHUCO USA |  | 185 | 30 | 277 | 40 |  | Solar | FIXED | Roof
REIPNR-08576 | SUNTECH POWER | STP180-24/AB-1 | 185 | 46 | 150 | 34 |  | Solar | FIXED | Roof
REIPNR-08577 | SUNPOWER | SPR-215-BLK-U | 215 | 30 | 235 | 40 |  | Solar | FIXED | Roof
REIPNR-08578 | SHARP | ND-U230C1 | 230 | 150 | 14 | 2 |  | Solar | FIXED | Roof
REIPNR-08578 | SHARP | ND-U230C1 | 230 | 130 | 68 | 2 |  | Solar | FIXED | Roof
REIPNR-08578 | SHARP | ND-U230C1 | 230 | 45 | 104 | 2 |  | Solar | FIXED | Roof
REIPNR-08578 | SHARP | ND-U230C1 | 230 | 84 | 149 | 2 |  | Solar | FIXED | Roof
REIPNR-08578 | SHARP | ND-U230C1 | 230 | 144 | 194 | 2 |  | Solar | FIXED | Roof
REIPNR-08578 | SHARP | ND-U230C1 | 230 | 45 | 284 | 2 |  | Solar | FIXED | Roof
REIPNR-08578 | SHARP | ND-U230C1 | 230 | 83 | 284 | 2 |  | Solar | FIXED | Roof
REIPNR-08579 | SUNTECH POWER | STP210-18/UB-1 | 210 | 48 | 230 | 30 |  | Solar | FIXED | Roof
REIPNR-08580 | SOLYNDRA | SL-001-182U | 182 | 4180 | 154 | 0 |  | Solar | FIXED | Roof
REIPNR-08580 | SOLARWORLD | SW185MONO | 240 | 648 | 154 | 11 |  | Solar | FIXED | Roof
REIPNR-08581 | CHANGZHOU TRINA SOLAR ENERGY CO | TSM-185D | 230 | 40 | 180 | 27 |  | Solar | FIXED | Roof
REIPNR-08582 | SUNTECH POWER | STP200-18/UB-1 | 205 | 34 | 174.8 | 30 |  | Solar | FIXED | Roof
REIPNR-08583 | SUNTECH POWER | STP180-24/AB-1 | 185 | 33 | 238.8 | 25 |  | Solar | FIXED | Roof
REIPNR-08584 | SUNTECH POWER | STP200S-18/UB-1 | 205 | 7 | 124.2 | 30 |  | Solar | FIXED | Roof
REIPNR-08584 | SUNTECH POWER | STP200UB | 205 | 10 | 216.6 | 10 |  | Solar | FIXED | Roof
REIPNR-08584 | SUNTECH POWER | STP200-18/UB-1 | 205 | 24 | 216.6 | 40 |  | Solar | FIXED | Roof
REIPNR-08585 | SUNTECH POWER | STP210-18/UB-1 | 210 | 22 | 105 | 38 |  | Solar | FIXED | Roof
REIPNR-08585 | SUNTECH POWER | STP210-18/UB-1 | 210 | 57 | 195 | 45 |  | Solar | FIXED | Roof
REIPNR-08586 | CHANGZHOU TRINA SOLAR ENERGY CO | TSM-185D | 230 | 68 | 155 | 34 |  | Solar | FIXED | Pole
REIPNR-08587 | SUNPOWER | SPR-225-BLK-U | 225 | 44 | 226 | 42 |  | Solar | FIXED | Roof
REIPNR-08588 | SHARP | ND-U230C1 | 235 | 26 | 150 | 30 |  | Solar | FIXED | Roof
REIPNR-08588 | SHARP | ND-U230C1 | 235 | 8 | 240 | 41 |  | Solar | FIXED | Roof
REIPNR-08589 | SUNPOWER | SPR-225-BLK-U | 225 | 42 | 194 | 22 |  | Solar | FIXED | Roof
REIPNR-08590 | SUNPOWER | SPR-230-WHT-U | 230 | 34 | 148 | 32 |  | Solar | FIXED | Roof
REIPNR-08591 | SHARP | ND-220U1F | 235 | 16 | 198 | 41 |  | Solar | FIXED | Roof
REIPNR-08592 | SUNTECH POWER | STP210-18/UB-1 | 210 | 28 | 96 | 24 |  | Solar | FIXED | Roof
REIPNR-08593 | SUNPOWER | SPR-225-BLK-U | 225 | 40 | 166 | 17 |  | Solar | FIXED | Roof
REIPNR-08594 | BP SOLAR | SX3200B | 215 | 27 | 196 | 30 |  | Solar | FIXED | Roof
REIPNR-08595 | SOLARWORLD | SW185 MONO/T | 245 | 396 | 174 | 2 |  | Solar | FIXED | Roof
REIPNR-08595 | SOLARWORLD | SW185 MONO/T | 245 | 108 | 244 | 2 |  | Solar | FIXED | Roof
REIPNR-08596 | KYOCERA SOLAR | KD210GX-L | 210 | 30 | 155 | 35 |  | Solar | FIXED | Roof
REIPNR-08597 | SHARP | ND-U230C1 | 230 | 520 | 33 | 2.5 |  | Solar | FIXED | Roof
REIPNR-08597 | SHARP | ND-U230C1 | 230 | 624 | 213 | 2.5 |  | Solar | FIXED | Roof
REIPNR-08598 | CHANGZHOU TRINA SOLAR ENERGY CO | TSM-185D | 230 | 48 | 125 | 41 |  | Solar | FIXED | Roof
REIPNR-08598 | CHANGZHOU TRINA SOLAR ENERGY CO | TSM-185D | 230 | 52 | 215 | 41 |  | Solar | FIXED | Roof
REIPNR-08599 | BP SOLAR | SX3200B | 215 | 20 | 153 | 25 |  | Solar | FIXED | Roof
REIPNR-08600 | SUNTECH POWER | STP180-24/AB-1 | 185 | 36 | 174 | 20 |  | Solar | FIXED | Roof
REIPNR-08600 | SUNTECH POWER | STP180-24/AB-1 | 185 | 12 | 264 | 25 |  | Solar | FIXED | Roof
REIPNR-08602 | SHARP |  | 224 | 4788 | 202 | 10 |  | Solar | FIXED | Roof
REIPNR-08603 | REC SCANMODULE | SCM215 | 215 | 26 | 177 | 30 |  | Solar | FIXED | Roof
REIPNR-08603 | REC SCANMODULE | SCM215 | 215 | 12 | 266 | 45 |  | Solar | FIXED | Roof
REIPNR-08604 | BP SOLAR | BP3170N | 215 | 36 | 213 | 19 |  | Solar | FIXED | Roof
REIPNR-08605 | CHANGZHOU TRINA SOLAR ENERGY CO | TSM-160D | 230 | 60 | 201 | 15 |  | Solar | FIXED | Roof
REIPNR-08606 | SUNTECH POWER | STP180S-24/AB-1 | 185 | 48 | 182 | 20 |  | Solar | FIXED | Roof
REIPNR-08608 | BAODING YINGLI NEW ENERGY RESOURCES CO | YL175(156) | 230 | 5496 | 180 | 20 |  | Solar | FIXED | Pole
REIPNR-08609 | SUNTECH POWER | STP175-24/AB-1 | 175 | 30 | 186 | 27 |  | Solar | FIXED | Roof
REIPNR-08610 | SHARP | ND-224UC1 | 235 | 28 | 207 | 30 |  | Solar | FIXED | Roof
REIPNR-08611 | SUNTECH POWER | STP180-24/AB-1 | 180 | 27 | 162 | 34 |  | Solar | FIXED | Roof
REIPNR-08611 | SUNTECH POWER | STP180-24/AB-1 | 180 | 8 | 251.2 | 34 |  | Solar | FIXED | Roof
REIPNR-08613 | CHANGZHOU TRINA SOLAR ENERGY CO | TSM-185D | 230 | 30 | 172.5 | 20 |  | Solar | FIXED | Roof
REIPNR-08616 | SUNTECH POWER | STP180-24/AB-1 | 180 | 46 | 176.9 | 20 |  | Solar | FIXED | Roof
REIPNR-08617 | CHANGZHOU TRINA SOLAR ENERGY CO | TSM-185D | 235 | 34 | 175.4 | 25 |  | Solar | FIXED | Roof
REIPNR-08618 | KYOCERA SOLAR | KC187G | 185 | 48 | 207 | 35 |  | Solar | FIXED | Roof
REIPNR-08619 | SANYO ELECTRIC | HIP-195BA3 | 195 | 64 | 180 | 0 |  | Solar | FIXED | Roof
REIPNR-08620 | SUNPOWER | SPR-225-BLK-U | 228 | 60 | 180 | 30 |  | Solar | FIXED | Ground
REIPNR-08621 | CHANGZHOU TRINA SOLAR ENERGY CO | TSM-185D | 230 | 1728 | 142 | 10 |  | Solar | FIXED | Roof
REIPNR-08624 | SUNTECH POWER | STP210-18/UB-1 | 210 | 56 | 194 | 30 |  | Solar | FIXED | Pole
REIPNR-08625 | SUNPOWER |  | 225 | 46 | 186 | 42 |  | Solar | FIXED | Roof
REIPNR-08625 | SUNPOWER | SPR-225-BLK-U | 225 | 8 | 277 | 42 |  | Solar | FIXED | Roof
REIPNR-08626 | REC SCANMODULE | SCM230 | 230 | 41 | 185 | 30 |  | Solar | FIXED | Roof
REIPNR-08627 | SOLAR INTEGRATED TECHNOLOGIES | SI-T1 288 | 280 | 11 | 183 | 28 |  | Solar | FIXED | Roof
REIPNR-08627 | SOLAR INTEGRATED TECHNOLOGIES | SI-T1 288 | 280 | 24 | 275 | 40 |  | Solar | FIXED | Roof
REIPNR-08628 | REC SCANMODULE | SCM230 | 230 | 16 | 161 | 30 |  | Solar | FIXED | Roof
REIPNR-08628 | REC SCANMODULE | SCM230 | 230 | 8 | 252 | 21 |  | Solar | FIXED | Roof
REIPNR-08628 | REC SCANMODULE | SCM230 | 230 | 18 | 252 | 31 |  | Solar | FIXED | Roof
REIPNR-08629 | CHANGZHOU TRINA SOLAR ENERGY CO | TSM-185D | 230 | 18 | 214 | 45 |  | Solar | FIXED | Roof
REIPNR-08630 | SOLARWORLD | SW185 MONO/T | 245 | 120 | 180 | 25 |  | Solar | FIXED | Ground
REIPNR-08631 | SUNPOWER | SPR-230-WHT-U | 230 | 16 | 210 | 24 |  | Solar | FIXED | Roof
REIPNR-08632 | SUNPOWER |  | 215 | 40 | 230 | 27 |  | Solar | FIXED | Roof
REIPNR-08634 | CHANGZHOU TRINA SOLAR ENERGY CO | TSM-185D | 235 | 42 | 240.1 | 34 |  | Solar | FIXED | Roof
REIPNR-08635 | SUNTECH POWER | STP180S-24/AB-1 | 185 | 45 | 180 | 45 |  | Solar | FIXED | Roof
REIPNR-08637 | SUNTECH POWER | STP200S-18/UB-1 | 205 | 59 | 265.6 | 28 |  | Solar | FIXED | Roof
REIPNR-08638 | SUNTECH POWER | STP180-24/AB-1 | 180 | 46 | 239.3 | 25 |  | Solar | FIXED | Roof
REIPNR-08639 | CHANGZHOU TRINA SOLAR ENERGY CO | TSM-185D | 235 | 38 | 161.1 | 17 |  | Solar | FIXED | Roof
REIPNR-08640 | SUNPOWER | SPR-215-BLK-U | 215 | 26 | 210 | 34 |  | Solar | FIXED | Roof
REIPNR-08645 | SCHUCO USA |  | 185 | 27 | 191 | 40 |  | Solar | FIXED | Roof
REIPNR-08645 | SCHUCO USA |  | 185 | 33 | 277 | 40 |  | Solar | FIXED | Roof
REIPNR-08646 | BP SOLAR | BP3170N | 215 | 58 | 171 | 20 |  | Solar | FIXED | Roof
REIPNR-08646 | BP SOLAR | BP3115U | 215 | 95 | 171 | 30 |  | Solar | FIXED | Roof
REIPNR-08647 | SUNPOWER | SPR-210-BLK-U | 210 | 20 | 156 | 46 |  | Solar | FIXED | Roof
REIPNR-08648 | SUNPOWER | SPR-215-BLK-U | 215 | 50 | 220 | 30 |  | Solar | FIXED | Roof
REIPNR-08649 | SUNTECH POWER | STP190S-18/UB-1 | 185 | 33 | 160 | 30 |  | Solar | FIXED | Roof
REIPNR-08650 | SUNTECH POWER | STP200-18/UB-1 | 205 | 83 | 187 | 30 |  | Solar | FIXED | Roof
REIPNR-08651 | SUNPOWER |  | 230 | 65 | 206 | 30 |  | Solar | FIXED | Roof
REIPNR-08653 | KYOCERA SOLAR | KD210GX-L | 210 | 31 | 230 | 34 |  | Solar | FIXED | Roof
REIPNR-08654 | KYOCERA SOLAR | KD180GX-LP | 185 | 25 | 143 | 24 |  | Solar | FIXED | Roof
REIPNR-08655 | SOLARWORLD | SW185 MONO/T | 240 | 69 | 175 | 18 |  | Solar | FIXED | Roof
REIPNR-08656 | KYOCERA SOLAR | KD180GX-LP | 185 | 24 | 183 | 34 |  | Solar | FIXED | Roof
REIPNR-08657 | SUNTECH POWER | STP210S-18/UB-1 | 270 | 1857 | 197 | 5 |  | Solar | FIXED | Roof
REIPNR-08658 | SUNTECH POWER | STP200S-18/UB-1 | 205 | 23 | 245.6 | 25 |  | Solar | FIXED | Roof
REIPNR-08660 | SUNTECH POWER | STP200S-18/UB-1 | 205 | 48 | 222 | 26 |  | Solar | FIXED | Roof
REIPNR-08661 | CHANGZHOU TRINA SOLAR ENERGY CO | TSM-160D | 230 | 18 | 192.5 | 12 |  | Solar | FIXED | Roof
REIPNR-08663 | CHANGZHOU TRINA SOLAR ENERGY CO | TSM-160D | 235 | 42 | 180 | 30 |  | Solar | FIXED | Ground
REIPNR-08664 | SUNTECH POWER | STP180S-24/AB-1 | 185 | 50 | 94 | 15 |  | Solar | FIXED | Roof
REIPNR-08733 | KYOCERA SOLAR | KC187G | 185 | 36 | 155 | 35 |  | Solar | FIXED | Roof
REIPNR-08734 | REC SCANMODULE | SCM230 | 230 | 26 | 203 | 23 |  | Solar | FIXED | Roof
REIPNR-08735 | REC SCANMODULE | SCM230 | 230 | 24 | 195 | 24 |  | Solar | FIXED | Roof
REIPNR-08735 | REC SCANMODULE | SCM230 | 230 | 18 | 195 | 36 |  | Solar | FIXED | Roof
REIPNR-08736 | SANYO ELECTRIC | HIP-205BA5 | 215 | 94 | 195 | 23 |  | Solar | FIXED | Roof
REIPNR-08737 | SCHOTT SOLAR | ASE-250DGF/50-230 | 220 | 104 | 180 | 30 |  | Solar | FIXED | Ground
REIPNR-08738 | KYOCERA | KC200GT | 235 | 299 | 203 | 0 |  | Solar | FIXED | Roof
REIPNR-08739 | KYOCERA SOLAR | KC200GT | 235 | 975 | 203 | 10 |  | Solar | FIXED | Roof
REIPNR-08740 | BP SOLAR | BP175 I | 215 | 24 | 210 | 20 |  | Solar | FIXED | Roof
REIPNR-08741 | SUNPOWER | SPR-225-BLK-U | 225 | 28 | 216 | 30 |  | Solar | FIXED | Roof
REIPNR-08741 | SUNPOWER | SPR-225-BLK-U | 225 | 14 | 305 | 30 |  | Solar | FIXED | Roof
REIPNR-08742 | SUNTECH POWER | STP180-24/AB-1 | 185 | 8 | 177.7 | 20 |  | Solar | FIXED | Roof
REIPNR-08742 | SUNTECH POWER | STP180S-24/AB-1 | 185 | 22 | 269 | 20 |  | Solar | FIXED | Roof
REIPNR-08743 | CHANGZHOU TRINA SOLAR ENERGY CO | TSM-185D | 210 | 9 | 127 | 18 |  | Solar | FIXED | Roof
REIPNR-08743 | CHANGZHOU TRINA SOLAR ENERGY CO | TSM-185D | 230 | 26 | 217 | 18 |  | Solar | FIXED | Roof
REIPNR-08744 | CHANGZHOU TRINA SOLAR ENERGY CO | TSM-185D | 230 | 30 | 138 | 22 |  | Solar | FIXED | Roof
REIPNR-08746 | SHARP | ND-216U2 | 216 | 52 | 160 | 39 |  | Solar | FIXED | Roof
REIPNR-08746 | SHARP | ND-216U2 | 216 | 325 | 167 | 25 |  | Solar | FIXED | Roof
REIPNR-08747 | SUNPOWER | SPR-225-BLK-U | 225 | 59 | 217 | 40 |  | Solar | FIXED | Roof
REIPNR-08748 | BP SOLAR | BP3170N | 215 | 88 | 140 | 18 |  | Solar | FIXED | Roof
REIPNR-08748 | BP SOLAR | SX3200B | 215 | 60 | 140 | 35 |  | Solar | FIXED | Roof
REIPNR-08750 | BAODING YINGLI NEW ENERGY RESOURCES CO | YL175(156) | 230 | 14 | 200 | 27 |  | Solar | FIXED | Roof
REIPNR-08751 | SILIKEN MANUFACTURING USA | SLK60P6L 215 WP | 230 | 22 | 120 | 27 |  | Solar | FIXED | Roof
REIPNR-08755 | BP SOLAR | SX3195B | 195 | 57 | 168 | 20 |  | Solar | FIXED | Roof
REIPNR-08756 | BP SOLAR | SX3200B | 215 | 27 | 173 | 25 |  | Solar | FIXED | Roof
REIPNR-08757 | SUNPOWER | SPR-230-WHT-U | 230 | 77 | 180 | 34 |  | Solar | FIXED | Pole
REIPNR-08758 | SUNTECH POWER | STP210-18/UB-1 | 210 | 12 | 142 | 22 |  | Solar | FIXED | Roof
REIPNR-08758 | SUNTECH POWER | STP210-18/UB-1 | 210 | 29 | 232 | 22 |  | Solar | FIXED | Roof
REIPNR-08759 | BP SOLAR | BP3170N | 230 | 20 | 114 | 29 |  | Solar | FIXED | Roof
REIPNR-08759 | BP SOLAR | BP3170N | 230 | 4 | 204 | 25 |  | Solar | FIXED | Roof
REIPNR-08759 | BP SOLAR | BP3170N | 230 | 13 | 294 | 29 |  | Solar | FIXED | Roof
REIPNR-08760 | BP SOLAR | SX3200B | 230 | 12 | 149 | 34 |  | Solar | FIXED | Roof
REIPNR-08760 | BP SOLAR | SX3200B_Q | 230 | 18 | 239 | 40 |  | Solar | FIXED | Roof
REIPNR-08761 | SUNTECH POWER | STP210-18/UB-1 | 210 | 13 | 200 | 23 |  | Solar | FIXED | Roof
REIPNR-08761 | SUNTECH POWER | STP210-18/UB-1 | 210 | 26 | 200 | 23 |  | Solar | FIXED | Roof
REIPNR-08762 | BP SOLAR | SX3200B | 215 | 10 | 115 | 30 |  | Solar | FIXED | Roof
REIPNR-08762 | BP SOLAR | SX3200B | 215 | 14 | 205 | 30 |  | Solar | FIXED | Roof
REIPNR-08763 | SUNPOWER | SPR-305-WHT-U | 305 | 10 | 103 | 20 |  | Solar | FIXED | Roof
REIPNR-08763 | SUNPOWER | SPR-305-WHT-U | 305 | 48 | 103 | 20 |  | Solar | FIXED | Roof
REIPNR-08763 | SUNPOWER | PL-SUNP-SPR-305 | 305 | 22 | 193 | 30 |  | Solar | FIXED | Roof
REIPNR-08763 | SUNPOWER | SPR-305-WHT-U | 305 | 10 | 283 | 10 |  | Solar | FIXED | Roof
REIPNR-08764 | CHANGZHOU TRINA SOLAR ENERGY CO | TSM-185D | 240 | 54 | 124.5 | 25 |  | Solar | FIXED | Roof
REIPNR-08765 | SOLARTECH POWER | SPM205P | 205 | 12 | 182.1 | 25 |  | Solar | FIXED | Roof
REIPNR-08766 | SOLARWORLD | SW185 MONO/T | 245 | 44 | 178 | 19 |  | Solar | FIXED | Ground
REIPNR-08767 | BP SOLAR | SX3200B | 215 | 10 | 172 | 37 |  | Solar | FIXED | Roof
REIPNR-08767 | BP SOLAR | SX3200B | 215 | 20 | 262 | 30 |  | Solar | FIXED | Roof
REIPNR-08768 | SUNPOWER | SPR-225-BLK-U | 225 | 36 | 162 | 39 |  | Solar | FIXED | Roof
REIPNR-08769 | SOLARWORLD | SW185MONO | 245 | 17 | 195 | 17 |  | Solar | FIXED | Roof
REIPNR-08769 | SOLARWORLD | SW185 MONO/T | 245 | 36 | 195 | 20 |  | Solar | FIXED | Roof
REIPNR-08771 | SUNPOWER | SPR-225-BLK-U | 225 | 41 | 209 | 30 |  | Solar | FIXED | Roof
REIPNR-08772 | SUNTECH POWER | STP210S-18/UB-1 | 270 | 44 | 223 | 22 |  | Solar | FIXED | Roof
REIPNR-08772 | SUNTECH POWER | STP210-18/UB-1 | 270 | 44 | 314 | 1 |  | Solar | FIXED | Roof
REIPNR-08773 | SUNTECH POWER | STP190-18/UB-1 | 185 | 39 | 135 | 28 |  | Solar | FIXED | Roof
REIPNR-08774 | SUNPOWER | SPR-230-WHT-U | 230 | 14 | 205 | 12 |  | Solar | FIXED | Roof
REIPNR-08775 | SUNPOWER | SPR-225-BLK-U | 225 | 40 | 123 | 34 |  | Solar | FIXED | Roof
REIPNR-08776 | SUNPOWER | SPR-225-BLK-U | 225 | 34 | 156 | 18 |  | Solar | FIXED | Roof
REIPNR-08777 | SUNPOWER | SPR-225-BLK-U | 225 | 35 | 209 | 30 |  | Solar | FIXED | Roof
REIPNR-08778 | SUNTECH POWER | STP180S-24/AB-1 | 185 | 54 | 104 | 32 |  | Solar | FIXED | Roof
REIPNR-08779 | BP SOLAR | SX3200B | 215 | 26 | 178 | 29 |  | Solar | FIXED | Roof
REIPNR-08780 | BP SOLAR | SX3200B | 215 | 100 | 150 | 30 |  | Solar | FIXED | Ground
REIPNR-08783 | SUNTECH POWER | STP190-18/UB-1 | 185 | 18 | 185 | 25 |  | Solar | FIXED | Roof
REIPNR-08784 | SUNPOWER | SPR-225-BLK-U | 225 | 36 | 177 | 30 |  | Solar | FIXED | Roof
REIPNR-08785 | SUNPOWER | SPR-315E-WHT-U | 318 | 184 | 156 | 5 |  | Solar | FIXED | Roof
REIPNR-08786 | BP SOLAR | SX3200B | 230 | 18 | 131 | 20 |  | Solar | FIXED | Roof
REIPNR-08786 | BP SOLAR | BP175 I | 230 | 26 | 222 | 40 |  | Solar | FIXED | Roof
REIPNR-08786 | BP SOLAR | SX3200B | 230 | 10 | 222 | 45 |  | Solar | FIXED | Roof
REIPNR-08787 | SCHUCO USA | SWR1800U | 180 | 27 | 208 | 36 |  | Solar | FIXED | Roof
REIPNR-08788 | SUNTECH POWER | STP180S-24/AB-1 | 185 | 36 | 138 | 20 |  | Solar | FIXED | Roof
REIPNR-08789 | CHANGZHOU TRINA SOLAR ENERGY CO | TSM-185D | 230 | 16 | 174 | 20 |  | Solar | FIXED | Roof
REIPNR-08789 | CHANGZHOU TRINA SOLAR ENERGY CO | TSM-185D | 240 | 30 | 180 | 30 |  | Solar | FIXED | Roof
REIPNR-08790 | SUNTECH POWER | STP180S-24/AB-1 | 185 | 39 | 105.7 | 16 |  | Solar | FIXED | Roof
REIPNR-08790 | SUNTECH POWER | STP180S-24/AB-1 | 185 | 10 | 184.2 | 18 |  | Solar | FIXED | Roof
REIPNR-08791 | SUNTECH POWER | STP180S-24/AB-1 | 185 | 50 | 159.6 | 27 |  | Solar | FIXED | Roof
REIPNR-08794 | SUNTECH POWER | STP180-24/AB-1 | 180 | 14 | 157.7 | 38 |  | Solar | FIXED | Roof
REIPNR-08794 | SUNTECH POWER | STP180-24/AB-1 | 180 | 41 | 245.7 | 32 |  | Solar | FIXED | Roof
REIPNR-08795 | SUNTECH POWER | STP200-18/UB-1 | 205 | 34 | 175.3 | 20 |  | Solar | FIXED | Roof
REIPNR-08797 | CHANGZHOU TRINA SOLAR ENERGY CO | TSM-185D | 235 | 8 | 120.6 | 10 |  | Solar | FIXED | Roof
REIPNR-08797 | CHANGZHOU TRINA SOLAR ENERGY CO | TSM-185D | 235 | 10 | 120.6 | 25 |  | Solar | FIXED | Roof
REIPNR-08797 | CHANGZHOU TRINA SOLAR ENERGY CO | TSM-185D | 235 | 20 | 210.6 | 23 |  | Solar | FIXED | Roof
REIPNR-08798 | SUNTECH POWER | STP200-18/UB-1 | 205 | 38 | 162.5 | 33 |  | Solar | FIXED | Roof
REIPNR-08799 | SUNTECH POWER | STP200-18/UB-1 | 205 | 34 | 176.6 | 17 |  | Solar | FIXED | Roof
REIPNR-08800 | SUNTECH POWER | STP200-18/UB-1 | 205 | 48 | 178.4 | 23 |  | Solar | FIXED | Roof
REIPNR-08801 | SUNTECH POWER | STP200-18/UB-1 | 205 | 14 | 117.1 | 5 |  | Solar | FIXED | Roof
REIPNR-08801 | SUNTECH POWER | STP200-18/UB-1 | 205 | 12 | 117.1 | 8 |  | Solar | FIXED | Roof
REIPNR-08801 | SUNTECH POWER | STP200-18/UB-1 | 205 | 12 | 117.1 | 16 |  | Solar | FIXED | Roof
REIPNR-08801 | SUNTECH POWER | STP200-18/UB-1 | 205 | 22 | 117.1 | 26 |  | Solar | FIXED | Roof
REIPNR-08801 | SUNTECH POWER | STP200-18/UB-1 | 205 | 24 | 117.1 | 28 |  | Solar | FIXED | Roof
REIPNR-08801 | SUNTECH POWER | STP200-18/UB-1 | 205 | 22 | 117.1 | 30 |  | Solar | FIXED | Roof
REIPNR-08801 | SUNTECH POWER | STP200-18/UB-1 | 205 | 12 | 117.1 | 35 |  | Solar | FIXED | Roof
REIPNR-08801 | SUNTECH POWER | STP200-18/UB-1 | 205 | 6 | 206.4 | 15 |  | Solar | FIXED | Roof
REIPNR-08801 | SUNTECH POWER | STP200-18/UB-1 | 205 | 6 | 206.4 | 32 |  | Solar | FIXED | Roof
REIPNR-08802 | CHANGZHOU TRINA SOLAR ENERGY CO | TSM-185D | 235 | 20 | 124.1 | 21 |  | Solar | FIXED | Roof
REIPNR-08802 | CHANGZHOU TRINA SOLAR ENERGY CO | TSM-185D | 235 | 10 | 212.7 | 22 |  | Solar | FIXED | Roof
REIPNR-08803 | SUNTECH POWER | STP180-24/AB-1 | 180 | 40 | 184.1 | 25 |  | Solar | FIXED | Roof
REIPNR-08805 | CHANGZHOU TRINA SOLAR ENERGY CO | TSM-185D | 235 | 24 | 173.6 | 37 |  | Solar | FIXED | Roof
REIPNR-08807 | SUNTECH POWER | STP180-24/AB-1 | 180 | 50 | 242 | 32 |  | Solar | FIXED | Roof
REIPNR-08808 | SUNTECH POWER | STP200-18/UB-1 | 205 | 24 | 177.5 | 20 |  | Solar | FIXED | Roof
REIPNR-08808 | SUNTECH POWER | STP200UB | 205 | 6 | 268.8 | 20 |  | Solar | FIXED | Roof
REIPNR-08809 | CHANGZHOU TRINA SOLAR ENERGY CO | TSM-185D | 230 | 52 | 169.7 | 34 |  | Solar | FIXED | Roof
REIPNR-08810 | SUNTECH POWER | STP200-18/UB-1 | 205 | 18 | 190.5 | 10 |  | Solar | 1AXIS | Roof
REIPNR-08810 | SUNTECH POWER | STP200S-18/UB-1 | 205 | 35 | 190.5 | 20 |  | Solar | FIXED | Roof
REIPNR-08811 | SHARP | ND-224UC1 | 235 | 38 | 180 | 30 |  | Solar | FIXED | Ground
REIPNR-08812 | CHANGZHOU TRINA SOLAR ENERGY CO | TSM-185D | 235 | 34 | 120.6 | 30 |  | Solar | FIXED | Roof
REIPNR-08813 | SUNTECH POWER | STP180S-24/AB-1 | 185 | 35 | 121.3 | 20 |  | Solar | FIXED | Roof
REIPNR-08814 | SUNTECH POWER | STP200S-18/UB-1 | 205 | 54 | 172.2 | 19 |  | Solar | FIXED | Roof
REIPNR-08816 | SUNTECH POWER | STP200S-18/UB-1 | 205 | 40 | 147.7 | 20 |  | Solar | FIXED | Roof
REIPNR-08816 | SUNTECH POWER | STP200-18/UB-1 | 205 | 10 | 238 | 20 |  | Solar | FIXED | Roof
REIPNR-08817 | SUNTECH POWER | STP180-24/AB-1 | 180 | 9 | 145.8 | 14 |  | Solar | FIXED | Roof
REIPNR-08817 | SUNTECH POWER | STP180-24/AB-1 | 180 | 45 | 236.9 | 14 |  | Solar | FIXED | Roof
REIPNR-08818 | SUNTECH POWER | STP200S-18/UB-1 | 205 | 43 | 224.4 | 30 |  | Solar | FIXED | Roof
REIPNR-08819 | CHANGZHOU TRINA SOLAR ENERGY CO | TSM-185D | 230 | 33 | 105 | 5 |  | Solar | FIXED | Roof
REIPNR-08820 | BP SOLAR | BP3170N | 220 | 325 | 221 | 5 |  | Solar | FIXED | Roof
REIPNR-08821 | PACIFIC SOLAR PTY LIMITED | PP-USA-213-S5 | 245 | 8 | 155 | 10 |  | Solar | FIXED | Roof
REIPNR-08821 | PACIFIC SOLAR PTY LIMITED | PP-USA-213-S5 | 245 | 16 | 155 | 22 |  | Solar | FIXED | Roof
REIPNR-08821 | PACIFIC SOLAR PTY LIMITED | PP-USA-213-S5 | 245 | 11 | 242 | 22 |  | Solar | FIXED | Roof
REIPNR-08822 | SUNTECH POWER | STP200-18/UB-1 | 205 | 26 | 250 | 22 |  | Solar | FIXED | Roof
REIPNR-08823 | SUNTECH POWER | STP210-18/UB-1 | 210 | 50 | 151 | 23 |  | Solar | FIXED | Roof
REIPNR-08824 | SUNPOWER | SPR-225-BLK-U | 225 | 44 | 156 | 31 |  | Solar | FIXED | Roof
REIPNR-08825 | SANYO ELECTRIC | HIP-205BA5 | 215 | 261 | 18 |  |  | Solar | FIXED | Roof
REIPNR-08826 | CHANGZHOU TRINA SOLAR ENERGY CO | TSM-185D | 230 | 36 | 207 | 27 |  | Solar | FIXED | Roof
REIPNR-08827 | CHANGZHOU TRINA SOLAR ENERGY CO | TSM-185D | 230 | 18 | 147 | 28 |  | Solar | FIXED | Roof
REIPNR-08829 | MAGWIND | MW1100 | 230 | 130 | 121 | 2.5 |  | Solar | FIXED | Roof
REIPNR-08831 | MAGWIND | MW1100 | 230 | 52 | 121 | 2.5 |  | Solar | FIXED | Roof
REIPNR-08832 | SUNTECH POWER | STP210-18/UB-1 | 210 | 16 | 131 | 36 |  | Solar | FIXED | Roof
REIPNR-08833 | SOLARWORLD | SW185MONO | 240 | 32 | 90 | 22 |  | Solar | FIXED | Roof
REIPNR-08834 | CHANGZHOU TRINA SOLAR ENERGY CO | TSM-185D | 235 | 8 | 126 | 6 |  | Solar | FIXED | Roof
REIPNR-08834 | CHANGZHOU TRINA SOLAR ENERGY CO | TSM-185D | 235 | 20 | 126 | 28 |  | Solar | FIXED | Roof
REIPNR-08835 | SUNPOWER | SPR-230-WHT-U | 230 | 8 | 90 | 20 |  | Solar | FIXED | Roof
REIPNR-08835 | SUNPOWER | SPR-230-WHT-U | 230 | 8 | 180 | 20 |  | Solar | FIXED | Roof
REIPNR-08835 | SUNPOWER | SPR-230-WHT-U | 230 | 8 | 270 | 20 |  | Solar | FIXED | Roof
REIPNR-08836 | SUNPOWER | SPR-225-BLK-U | 225 | 18 | 258 | 30 |  | Solar | FIXED | Roof
REIPNR-08837 | MATRIX SOLAR/PHOTOWATT | PW1650-175 | 235 | 198 | 205 | 10 |  | Solar | FIXED | Roof
REIPNR-08838 | BP SOLAR | SX3200B | 215 | 28 | 135 | 35 |  | Solar | FIXED | Roof
REIPNR-08838 | BP SOLAR | SX3200N_Q | 215 | 8 | 135 | 35 |  | Solar | FIXED | Roof
REIPNR-08839 | SHARP | ND-224U1F | 235 | 120 | 225.2 | 10 |  | Solar | FIXED | Roof
REIPNR-08840 | SOLARWORLD | SW185 MONO/T | 245 | 8008 | 255 | 15 |  | Solar | FIXED | Roof
REIPNR-08841 | BP SOLAR | BP175 B | 215 | 32 | 229 | 30 |  | Solar | FIXED | Roof
REIPNR-08842 | SOLON AG FUER SOLARTECHNIK | P220/6+/01 235WP | 230 | 22 | 213 | 25 |  | Solar | FIXED | Roof
REIPNR-08843 | BP SOLAR | SX3200B | 215 | 32 | 160 | 30 |  | Solar | FIXED | Roof
REIPNR-08844 | SUNPOWER | SPR-225-BLK-U | 225 | 36 | 131 | 38 |  | Solar | FIXED | Roof
REIPNR-08848 | SUNTECH POWER | STP200-18/UB-1 | 200 | 9 | 209.7 | 1 |  | Solar | FIXED | Roof
REIPNR-08848 | SUNTECH POWER | STP200-18/UB-1 | 200 | 11 | 209.7 | 3 |  | Solar | FIXED | Roof
REIPNR-08848 | SUNTECH POWER | STP200-18/UB-1 | 200 | 8 | 209.7 | 5 |  | Solar | FIXED | Roof
REIPNR-08848 | SUNTECH POWER | STP200-18/UB-1 | 200 | 8 | 209.7 | 14 |  | Solar | FIXED | Roof
REIPNR-08850 | CHANGZHOU TRINA SOLAR ENERGY CO | TSM-160D | 235 | 30 | 132.3 | 35 |  | Solar | FIXED | Roof
REIPNR-08851 | SUNPOWER | SPR-230-WHT-U | 230 | 18 | 118 | 40 |  | Solar | FIXED | Roof
REIPNR-08851 | SUNPOWER | SPR-230-WHT-U | 230 | 32 | 208 | 30 |  | Solar | FIXED | Roof
REIPNR-08872 | CEEG (SHANGHAI) SOLAR SCIENCE AND TECHNOLOGY CO | SST 190-72M | 230 | 28 | 191 | 25 |  | Solar | FIXED | Roof
REIPNR-08873 | CEEG (SHANGHAI) SOLAR SCIENCE AND TECHNOLOGY CO | SST 190-72M | 275 | 30 | 230 | 40 |  | Solar | FIXED | Roof
REIPNR-08874 | SUNTECH POWER | STP210S-18/UB-1 | 280 | 36 | 112 | 18 |  | Solar | FIXED | Roof
REIPNR-08875 | SUNTECH POWER | STP210-18/UB-1 | 210 | 20 | 190 | 35 |  | Solar | FIXED | Roof
REIPNR-08876 | SUNTECH POWER | STP210-18/UB-1 | 205 | 48 | 180 | 30 |  | Solar | FIXED | Roof
REIPNR-08879 | CHANGZHOU TRINA SOLAR ENERGY CO | TSM-160D | 235 | 30 | 109 | 35 |  | Solar | FIXED | Roof
REIPNR-08880 | SUNTECH POWER | STP200-18/UB-1 | 185 | 54 | 228.4 | 15 |  | Solar | FIXED | Roof
REIPNR-08881 | SUNTECH POWER | STP200-18/UB-1 | 205 | 49 | 251.9 | 20 |  | Solar | FIXED | Roof
REIPNR-08882 | CHANGZHOU TRINA SOLAR ENERGY CO | TSM-160D | 235 | 52 | 228.8 | 35 |  | Solar | FIXED | Roof
REIPNR-08883 | SCHUCO USA |  | 230 | 108 | 192 | 32 |  | Solar | FIXED | Ground
REIPNR-08884 | CHANGZHOU TRINA SOLAR ENERGY CO | TSM-160D | 235 | 28 | 166 | 18 |  | Solar | FIXED | Roof
REIPNR-08885 | SUNTECH POWER | STP180-24/AB-1 | 180 | 55 | 223 | 30 |  | Solar | FIXED | Roof
REIPNR-08886 | CANADIAN SOLAR | CS6P-230 | 230 | 37 | 183.1 | 26 |  | Solar | FIXED | Roof
REIPNR-08887 | SHARP | ND-224U2 | 235 | 26 | 220.4 | 28.7 |  | Solar | FIXED | Roof
REIPNR-08888 | SUNTECH POWER | STP180S-24/AB-1 | 185 | 35 | 171.2 | 35 |  | Solar | FIXED | Roof
REIPNR-08890 | CHANGZHOU TRINA SOLAR ENERGY CO | TSM-160D | 235 | 24 | 161 | 18 |  | Solar | FIXED | Roof
REIPNR-08891 | BP SOLAR | SX3200B | 215 | 27 | 156 | 19 |  | Solar | FIXED | Roof
REIPNR-08892 | SUNTECH POWER | STP190S-18/UB-1 | 190 | 150 | 156 | 25 |  | Solar | FIXED | Roof
REIPNR-08893 | SUNTECH POWER | STP190S-18/UB-1 | 190 | 48 | 126 | 10 |  | Solar | FIXED | Roof
REIPNR-08894 | BP SOLAR | BP3170N | 215 | 33 | 148 | 24 |  | Solar | FIXED | Roof
REIPNR-08896 | SUNPOWER | SPR-225-BLK-U | 225 | 32 | 227 | 38 |  | Solar | FIXED | Roof
REIPNR-08897 | SUNPOWER | SPR-230-WHT-U | 275 | 33 | 167 | 3 |  | Solar | FIXED | Roof
REIPNR-08897 | SUNTECH POWER | STP21018 | 275 | 9 | 257 | 3 |  | Solar | FIXED | Roof
REIPNR-08897 | SUNPOWER | SPR-230-WHT-U | 275 | 9 | 257 | 22 |  | Solar | FIXED | Roof
REIPNR-08898 | SUNPOWER | SPR-305-WHT-U | 305 | 1000 | 176 | 2 |  | Solar | FIXED | Roof
REIPNR-08899 | SUNPOWER | SPR-225-BLK-U | 225 | 38 | 125 | 29 |  | Solar | FIXED | Roof
REIPNR-08900 | BRAND ELECTRONIC | 20-CTR | 210 | 37 | 185 | 32 |  | Solar | FIXED | Roof
REIPNR-08902 | SUNTECH POWER | STP200-18/UB-1 | 205 | 22 | 135 | 25 |  | Solar | FIXED | Roof
REIPNR-08902 | SUNTECH POWER | STP200-18/UB-1 | 205 | 27 | 230 | 15 |  | Solar | FIXED | Roof
REIPNR-08903 | BP SOLAR | SX3200B | 215 | 25 | 187 | 30 |  | Solar | FIXED | Roof
REIPNR-08904 | CHANGZHOU TRINA SOLAR ENERGY CO | TSM-185D | 235 | 42 | 195 | 32 |  | Solar | FIXED | Roof
REIPNR-08905 | BP SOLAR | SX3195B | 195 | 22 | 217 | 21 |  | Solar | FIXED | Roof
REIPNR-08906 | SUNTECH POWER | STP210-18/UB-1 | 210 | 36 | 149 | 28 |  | Solar | FIXED | Roof
REIPNR-08907 | BP SOLAR | SX3200B | 215 | 39 | 119 | 50 |  | Solar | FIXED | Roof
REIPNR-08908 | SUNTECH POWER | STP210-18/UB-1 | 210 | 14 | 160 | 37 |  | Solar | FIXED | Roof
REIPNR-08908 | SUNTECH POWER | STP210-18/UB-1 | 210 | 16 | 250 | 37 |  | Solar | FIXED | Roof
REIPNR-08908 | SUNTECH POWER | STP210-18/UB-1 | 210 | 18 | 250 | 37 |  | Solar | FIXED | Roof
REIPNR-08909 | SUNTECH POWER | STP180-24/AB-1 | 185 | 27 | 95 | 39 |  | Solar | FIXED | Roof
REIPNR-08909 | SUNTECH POWER | STP180S-24/AB-1 | 185 | 27 | 186 | 32 |  | Solar | FIXED | Roof
REIPNR-08910 | CHANGZHOU TRINA SOLAR ENERGY CO | TSM-160D | 235 | 28 | 168.7 | 22 |  | Solar | FIXED | Roof
REIPNR-08911 | SUNTECH POWER | STP180-24/AB-1 | 185 | 53 | 165.9 | 25 |  | Solar | FIXED | Roof
REIPNR-08912 | CHANGZHOU TRINA SOLAR ENERGY CO | TSM-185D | 230 | 20 | 184.3 | 35 |  | Solar | FIXED | Roof
REIPNR-08913 | SUNTECH POWER | STP200-18/UB-1 | 205 | 23 | 156.3 | 35 |  | Solar | FIXED | Roof
REIPNR-08914 | CHANGZHOU TRINA SOLAR ENERGY CO | TSM-160D | 235 | 20 | 136.7 | 20 |  | Solar | FIXED | Roof
REIPNR-08915 | SUNTECH POWER | STP200-18/UB-1 | 205 | 27 | 105.3 | 22 |  | Solar | FIXED | Roof
REIPNR-08915 | SUNTECH POWER | STP200S-18/UB-1 | 205 | 18 | 196 | 22 |  | Solar | FIXED | Roof
REIPNR-08916 | SUNTECH POWER | STP200-18/UB-1 | 185 | 20 | 213.8 | 12 |  | Solar | FIXED | Roof
REIPNR-08916 | SUNTECH POWER | STP190S-18/UB-1 | 185 | 24 | 213.8 | 26 |  | Solar | FIXED | Roof
REIPNR-08917 | CHANGZHOU TRINA SOLAR ENERGY CO | TSM-185D | 230 | 60 | 180 | 30 |  | Solar | FIXED | Ground
REIPNR-08919 | CHANGZHOU TRINA SOLAR ENERGY CO | TSM-185D | 235 | 18 | 215 | 30 |  | Solar | FIXED | Roof
REIPNR-08921 | CHANGZHOU TRINA SOLAR ENERGY CO | TSM-185D | 235 | 18 | 199.2 | 21 |  | Solar | FIXED | Roof
REIPNR-08921 | CHANGZHOU TRINA SOLAR ENERGY CO | TSM-185D | 235 | 9 | 199.2 | 24 |  | Solar | FIXED | Roof
REIPNR-08922 | SUNTECH POWER | STP200UB | 205 | 27 | 161.3 | 27 |  | Solar | FIXED | Roof
REIPNR-08925 | CHANGZHOU TRINA SOLAR ENERGY CO | TSM-185D | 235 | 9 | 171.5 | 18 |  | Solar | FIXED | Roof
REIPNR-08925 | CHANGZHOU TRINA SOLAR ENERGY CO | TSM-185D | 235 | 14 | 261.6 | 20 |  | Solar | FIXED | Roof
REIPNR-08927 | SUNTECH POWER | STP200-18/UB-1 | 205 | 6 | 98.7 | 12 |  | Solar | FIXED | Roof
REIPNR-08927 | SUNTECH POWER | STP200-18/UB-1 | 205 | 9 | 98.7 | 20 |  | Solar | FIXED | Roof
REIPNR-08927 | SUNTECH POWER | STP200-18/UB-1 | 205 | 18 | 188.4 | 20 |  | Solar | FIXED | Roof
REIPNR-08929 | CHANGZHOU TRINA SOLAR ENERGY CO | TSM-185D | 235 | 6 | 174.8 | 16 |  | Solar | FIXED | Roof
REIPNR-08929 | CHANGZHOU TRINA SOLAR ENERGY CO | TSM-185D | 230 | 24 | 174.8 | 27 |  | Solar | FIXED | Roof
REIPNR-08932 | BP SOLAR | SX3190B | 195 | 15 | 90 | 30 |  | Solar | FIXED | Roof
REIPNR-08932 | BP SOLAR | SX140B | 195 | 15 | 270 | 25 |  | Solar | FIXED | Roof
REIPNR-08934 | SOLON AG FUER SOLARTECHNIK | P220/6+/01 230WP | 230 | 530 | 132.5 | 15 |  | Solar | FIXED | Roof
REIPNR-08936 | SUNTECH POWER | STP200S-18/UB-1 | 205 | 492 | 183 | 6 |  | Solar | FIXED | Roof
REIPNR-08936 | SUNTECH POWER | STP200UB | 205 | 480 | 183 | 6 |  | Solar | FIXED | Roof
REIPNR-08938 | SUNTECH POWER | STP180-24/AB-1 | 180 | 14 | 186.6 | 20 |  | Solar | FIXED | Roof
REIPNR-08939 | CHANGZHOU TRINA SOLAR ENERGY CO | TSM-185D | 205 | 16 | 118.3 | 23 |  | Solar | FIXED | Roof
REIPNR-08939 | CHANGZHOU TRINA SOLAR ENERGY CO | TSM-185D | 205 | 18 | 201.6 | 15 |  | Solar | FIXED | Roof
REIPNR-08939 | CHANGZHOU TRINA SOLAR ENERGY CO | TSM-185D | 205 | 20 | 201.6 | 23 |  | Solar | FIXED | Roof
REIPNR-08941 | SUNPOWER | SPR-230-WHT-U | 230 | 40 | 131 | 19 |  | Solar | FIXED | Roof
REIPNR-08942 | SUNTECH POWER | STP210-18/UB-1 | 210 | 26 | 210 | 35 |  | Solar | FIXED | Roof
REIPNR-08945 | CANADIAN SOLAR | CS6P-230 | 230 | 144 | 172 | 10 |  | Solar | FIXED | Roof
REIPNR-08945 | SUNTECH POWER | STP210-18/UB-1 | 270 | 22 | 172 | 10 |  | Solar | FIXED | Roof
REIPNR-08946 | SUNPOWER |  | 210 | 24 | 151 | 22 |  | Solar | FIXED | Roof
REIPNR-08948 | KYOCERA SOLAR | KD180GX-L | 185 | 38 | 246 | 32 |  | Solar | FIXED | Roof
REIPNR-08957 | SUNPOWER | SPR-230-WHT-U | 230 | 40 | 113 | 17 |  | Solar | FIXED | Roof
REIPNR-08958 | SUNTECH POWER | STP200-18/UB-1 | 200 | 48 | 213 | 40 |  | Solar | FIXED | Roof
REIPNR-08959 | SUNPOWER | SPR-225-BLK-U | 225 | 36 | 170 | 31 |  | Solar | FIXED | Roof
REIPNR-08960 | SUNPOWER | SPR-225-BLK-U | 225 | 21 | 152 | 30 |  | Solar | FIXED | Roof
REIPNR-08961 | MATRIX SOLAR/PHOTOWATT | PW1250-115 | 235 | 33 | 117 | 13.5 |  | Solar | FIXED | Roof
REIPNR-08961 | MATRIX SOLAR/PHOTOWATT | PW1250-115 | 235 | 132 | 207 | 15 |  | Solar | FIXED | Roof
REIPNR-08962 | BP SOLAR | BP3115S | 215 | 24 | 222 | 30 |  | Solar | FIXED | Roof
REIPNR-08963 | SUNTECH POWER | STP210-18/UB-1 | 205 | 53 | 140 | 25 |  | Solar | FIXED | Roof
REIPNR-08964 | SUNTECH POWER | STP180-24/AB-1 | 185 | 51 | 170 | 20 |  | Solar | FIXED | Roof
REIPNR-08965 | SUNTECH POWER | STP180-24/AB-1 | 180 | 20 | 137.5 | 27 |  | Solar | FIXED | Roof
REIPNR-08965 | SUNTECH POWER | STP180-24/AB-1 | 180 | 24 | 137.5 | 35 |  | Solar | FIXED | Roof
REIPNR-08966 | SUNTECH POWER | STP200UB | 205 | 41 | 197 | 22 |  | Solar | FIXED | Roof
REIPNR-08967 | CHANGZHOU TRINA SOLAR ENERGY CO | TSM-160D | 235 | 20 | 103 | 30 |  | Solar | FIXED | Roof
REIPNR-08968 | SUNTECH POWER | STP200-18/UB-1 | 205 | 47 | 221.1 | 19 |  | Solar | FIXED | Roof
REIPNR-08969 | CHANGZHOU TRINA SOLAR ENERGY CO | TSM-160D | 235 | 27 | 162 | 22 |  | Solar | FIXED | Roof
REIPNR-08970 | CHANGZHOU TRINA SOLAR ENERGY CO | TSM-160D | 235 | 32 | 170 | 25 |  | Solar | FIXED | Roof
REIPNR-08971 | SUNTECH POWER | STP180-24/AB-1 | 180 | 45 | 91.7 | 30 |  | Solar | FIXED | Roof
REIPNR-08973 | SUNTECH POWER | STP180S-24/AB-1 | 185 | 50 | 238.8 | 30 |  | Solar | FIXED | Roof
REIPNR-08974 | SUNTECH POWER | STP180S-24/AB-1 | 185 | 8 | 140.3 | 40 |  | Solar | FIXED | Roof
REIPNR-08974 | SUNTECH POWER | STP190S-18/UB-1 | 185 | 56 | 232.9 | 33 |  | Solar | FIXED | Roof
REIPNR-08975 | SUNTECH POWER | STP180S-24/AB-1 | 185 | 54 | 130 | 42 |  | Solar | FIXED | Roof
REIPNR-08978 | SUNPOWER CORP (ORIGINAL MFRSMA) | SPR-3000M (208V) | 228 | 14 | 124 | 19 |  | Solar | FIXED | Roof
REIPNR-08979 | SCHUCO USA | SB3000US (208V) | 210 | 66 | 152 | 7 |  | Solar | FIXED | Roof
REIPNR-08980 | SUNPOWER | SPR-225-BLK-U | 225 | 20 | 134 | 30 |  | Solar | FIXED | Roof
REIPNR-08980 | SUNPOWER | SPR-225-BLK-U | 225 | 20 | 224 | 30 |  | Solar | FIXED | Roof
REIPNR-08981 | SOLARWORLD | SW185 MONO/T | 240 | 9412 | 147 | 10 |  | Solar | FIXED | Roof
REIPNR-08982 | SOLYNDRA | SL-001-173U | 173 | 3385 | 180 | 0 |  | Solar | FIXED | Roof
REIPNR-08983 | CHANGZHOU TRINA SOLAR ENERGY CO | TSM-160D | 240 | 2795 | 217 | 25 |  | Solar | FIXED | Ground
REIPNR-08988 | SUNTECH POWER | STP190S-18/UB-1 | 185 | 8 | 106 | 45 |  | Solar | FIXED | Roof
REIPNR-08988 | SUNTECH POWER | STP190-18/UB-1 | 185 | 12 | 196 | 40 |  | Solar | FIXED | Roof
REIPNR-08988 | SUNTECH POWER | STP190S-18/UB-1 | 185 | 21 | 196 | 45 |  | Solar | FIXED | Roof
REIPNR-08989 | KYOCERA SOLAR | KD210GX-L | 215 | 96 | 137 | 21 |  | Solar | FIXED | Roof
REIPNR-08989 | ANDALAY SOLAR | KC210-1 | 215 | 72 | 237 | 26 |  | Solar | FIXED | Roof
REIPNR-08991 | SUNTECH POWER | STP210S-18/UB-1 | 275 | 3718 | 180 | 20 |  | Solar | FIXED | Ground
REIPNR-08991 | SUNTECH POWER | STP210S-18/UB-1 | 280 | 7766 | 180 | 20 |  | Solar | FIXED | Ground
REIPNR-08992 | ET SOLAR INDUSTRY | ET-P654180 | 275 | 290 | 222 | 10 |  | Solar | FIXED | Roof
REIPNR-08994 | SHARP | ND-U230C1 | 235 | 30 | 135 | 10 |  | Solar | FIXED | Roof
REIPNR-08996 | SUNTECH POWER | STP210-18/UB-1 | 210 | 40 | 138 | 35 |  | Solar | FIXED | Roof
REIPNR-08997 | SCHUCO USA |  | 185 | 18 | 82 | 34 |  | Solar | FIXED | Roof
REIPNR-08997 | SCHUCO USA |  | 185 | 27 | 172 | 34 |  | Solar | FIXED | Roof
REIPNR-08997 | SCHUCO USA |  | 185 | 9 | 262 | 34 |  | Solar | FIXED | Roof
REIPNR-08998 | SHARP | ND-220U1F | 220 | 8 | 175 | 35 |  | Solar | FIXED | Roof
REIPNR-08998 | SHARP | ND-220U1F | 220 | 36 | 256.4 | 25 |  | Solar | FIXED | Roof
REIPNR-09011 | SUNTECH POWER | STP210S-18/UB-1 | 270 | 264 | 112 | 5 |  | Solar | FIXED | Roof
REIPNR-09011 | SUNPOWER | SPR-305-WHT-U | 305 | 1440 | 180 | 0 |  | Solar | FIXED | Roof
REIPNR-09016 | SUNPOWER | SPR-225-BLK-U | 225 | 36 | 227 | 21 |  | Solar | FIXED | Roof
REIPNR-09018 | SCHUCO USA |  | 180 | 11 | 197 | 8 |  | Solar | FIXED | Roof
REIPNR-09018 | SCHUCO USA |  | 180 | 11 | 197 | 17 |  | Solar | FIXED | Roof
REIPNR-09018 | SCHUCO USA |  | 180 | 18 | 197 | 28 |  | Solar | FIXED | Roof
REIPNR-09021 | BP SOLAR | SX3200B | 215 | 32 | 132 | 14 |  | Solar | FIXED | Roof
REIPNR-09023 | SUNTECH POWER | STP180S-24/AB-1 | 185 | 52 | 180 | 30 |  | Solar | FIXED | Ground
REIPNR-09025 | CHANGZHOU TRINA SOLAR ENERGY CO | TSM-185D | 235 | 42 | 249 | 18 |  | Solar | FIXED | Roof
REIPNR-09027 | CHANGZHOU TRINA SOLAR ENERGY CO | TSM-185D | 235 | 26 | 212.4 | 22 |  | Solar | FIXED | Roof
REIPNR-09029 | SUNTECH POWER | STP200S-18/UB-1 | 205 | 36 | 199 | 22 |  | Solar | FIXED | Roof
REIPNR-09033 | SUNTECH POWER | STP180-24/AB-1 | 180 | 46 | 195 | 45 |  | Solar | FIXED | Roof
REIPNR-09034 | SHARP | ND-U230C1 | 235 | 12 | 101 | 31 |  | Solar | FIXED | Roof
REIPNR-09034 | SHARP | ND-U230C1 | 235 | 18 | 194.2 | 31 |  | Solar | FIXED | Roof
REIPNR-09039 | SUNTECH POWER | STP200-18/UB-1 | 205 | 25 | 262 | 25 |  | Solar | FIXED | Roof
REIPNR-09040 | SUNTECH POWER | STP200S-18/UB-1 | 205 | 48 | 220.2 | 27 |  | Solar | FIXED | Roof
REIPNR-09041 | CHANGZHOU TRINA SOLAR ENERGY CO | TSM-185D | 185 | 28 | 172.4 | 30 |  | Solar | FIXED | Roof
REIPNR-09044 | SUNTECH POWER | STP180-24/AB-1 | 185 | 48 | 222 | 20 |  | Solar | FIXED | Roof
REIPNR-09045 | SUNTECH POWER | STP200-18/UB-1 | 205 | 18 | 127 | 16 |  | Solar | FIXED | Roof
REIPNR-09045 | SUNTECH POWER | STP200UB | 205 | 34 | 219 | 16 |  | Solar | FIXED | Roof
REIPNR-09046 | SUNTECH POWER | STP180-24/AB-1 | 180 | 23 | 200.3 | 27 |  | Solar | FIXED | Roof
REIPNR-09047 | SUNTECH POWER | STP200-18/UB-1 | 205 | 83 | 190 | 30 |  | Solar | FIXED | Ground
REIPNR-09049 | CHANGZHOU TRINA SOLAR ENERGY CO | TSM-185D | 235 | 14 | 116 | 12 |  | Solar | FIXED | Roof
REIPNR-09049 | CHANGZHOU TRINA SOLAR ENERGY CO | TSM-185D | 235 | 30 | 116 | 30 |  | Solar | FIXED | Roof
REIPNR-09049 | CHANGZHOU TRINA SOLAR ENERGY CO | TSM-185D | 235 | 5 | 116 | 35 |  | Solar | FIXED | Roof
REIPNR-09050 | ASTROPOWER | LAPX-300 | 230 | 132 | 139 | 14 |  | Solar | FIXED | Roof
REIPNR-09052 | CHANGZHOU TRINA SOLAR ENERGY CO | TSM-185D | 230 | 30 | 260.8 | 20 |  | Solar | FIXED | Roof
REIPNR-09054 | SOLARWORLD | SW185 MONO/T | 245 | 130 | 141.6 | 0 |  | Solar | FIXED | Roof
REIPNR-09066 | SOLARWORLD | SW185 MONO/T | 245 | 156 | 265 | 0 |  | Solar | FIXED | Roof
REIPNR-09068 | SOLARWORLD | SW185 MONO/T | 245 | 104 | 147.5 | 10 |  | Solar | FIXED | Roof
REIPNR-09070 | SOLARWORLD | SW185 MONO/T | 245 | 221 | 147.5 | 10 |  | Solar | FIXED | Roof
REIPNR-09073 | SOLARWORLD | SW185 MONO/T | 245 | 130 | 198 | 10 |  | Solar | FIXED | Roof
REIPNR-09075 | SOLARWORLD | SW185 MONO/T | 245 | 117 | 198 | 10 |  | Solar | FIXED | Roof
REIPNR-09076 | GLORIA SOLAR | GSM6-230D-UO1 | 230 | 1236 | 157 | 10 |  | Solar | FIXED | Roof
REIPNR-09077 | SOLARWORLD | SW185 MONO/T | 245 | 468 | 210 | 10 |  | Solar | FIXED | Roof
REIPNR-09078 | SUNTECH POWER | STP210S-18/UB-1 | 280 | 198 | 70 | 7 |  | Solar | FIXED | Roof
REIPNR-09078 | SUNTECH POWER | STP210S-18/UB-1 | 280 | 473 | 180 | 30 |  | Solar | FIXED | Ground
REIPNR-09078 | SUNTECH POWER | STP210S-18/UB-1 | 280 | 231 | 250 | 7 |  | Solar | FIXED | Roof
REIPNR-09079 | SOLARWORLD | SW185 MONO/T | 245 | 338 | 210 | 10 |  | Solar | FIXED | Roof
REIPNR-09080 | UNITED SOLAR OVONIC | PVL-116(DM) | 240 | 247 | 187 | 0 |  | Solar | FIXED | Roof
REIPNR-09080 | UNITED SOLAR OVONIC | US-116 | 240 | 806 | 187 | 5 |  | Solar | FIXED | Roof
REIPNR-09081 | SOLARWORLD | SW185 MONO/T | 245 | 104 | 210 | 10 |  | Solar | FIXED | Roof
REIPNR-09083 | SOLARWORLD | SW185MONO | 245 | 2054 | 180 | 10 |  | Solar | FIXED | Roof
REIPNR-09085 | SHARP | ND-224UC1 | 240 | 1554 | 204 | 10 |  | Solar | FIXED | Roof
REIPNR-09086 | SOLARWORLD | SW185 MONO/T | 245 | 1274 | 210 | 10 |  | Solar | FIXED | Roof
REIPNR-09087 | SHARP | NT-S5E1U | 240 | 741 | 164 | 10 |  | Solar | FIXED | Roof
REIPNR-09088 | EVERGREEN SOLAR |  | 210 | 1540 | 170 | 10 |  | Solar | FIXED | Pole
REIPNR-09088 | EVERGREEN SOLAR | ES-200-VL | 205 | 7084 | 180 | 35 |  | Solar | FIXED | Ground
REIPNR-09089 | SUNTECH POWER | STP200UB | 205 | 30 | 180 | 22 |  | Solar | FIXED | Roof
REIPNR-09090 | SUNTECH POWER | STP210-18/UB-1 | 205 | 22 | 93.7 | 25 |  | Solar | FIXED | Roof
REIPNR-09090 | SUNTECH POWER | STP200UB | 205 | 26 | 184.3 | 22 |  | Solar | FIXED | Roof
REIPNR-09104 | CHANGZHOU TRINA SOLAR ENERGY CO | TSM-185D | 235 | 1495 | 221 | 12 |  | Solar | FIXED | Roof
REIPNR-09105 | CHANGZHOU TRINA SOLAR ENERGY CO | TSM-185D | 230 | 38 | 119 | 21 |  | Solar | FIXED | Roof
REIPNR-09105 | CHANGZHOU TRINA SOLAR ENERGY CO | TSM-160D | 230 | 10 | 209 | 21 |  | Solar | FIXED | Roof
REIPNR-09106 | SUNTECH POWER | STP180-24/AB-1 | 185 | 52 | 182 | 30 |  | Solar | FIXED | Roof
REIPNR-09107 | CHANGZHOU TRINA SOLAR ENERGY CO | TSM-185D | 230 | 180 | 172 | 6 |  | Solar | FIXED | Roof
REIPNR-09108 | SUNWIZE TECHNOLOGIES |  | 245 | 117 | 141.6 | 0 |  | Solar | FIXED | Roof
REIPNR-09109 | SOLARWORLD | SW185 MONO/T | 245 | 52 | 141.6 | 5 |  | Solar | FIXED | Roof
REIPNR-09110 | SOLARWORLD | SW185 MONO/T | 245 | 156 | 265 | 10 |  | Solar | FIXED | Roof
REIPNR-09111 | SOLARWORLD | SW185 MONO/T | 245 | 26 | 198 | 10 |  | Solar | FIXED | Roof
REIPNR-09113 | CHANGZHOU TRINA SOLAR ENERGY CO | TSM-160D | 235 | 1196 | 145 | 5 |  | Solar | FIXED | Roof
REIPNR-09115 | CHANGZHOU TRINA SOLAR ENERGY CO | TSM-160D | 235 | 1200 | 145 | 5 |  | Solar | FIXED | Roof
REIPNR-09115 | CHANGZHOU TRINA SOLAR ENERGY CO | TSM-160D | 240 | 444 | 145 | 5 |  | Solar | FIXED | Roof
REIPNR-09116 | SOLARWORLD | SW185MONO | 235 | 338 | 68 | 2 |  | Solar | FIXED | Roof
REIPNR-09116 | SOLARWORLD | SW185MONO | 235 | 2366 | 158 | 2 |  | Solar | FIXED | Roof
REIPNR-09116 | SOLARWORLD | SW185 MONO/T | 235 | 2262 | 338 | 2 |  | Solar | FIXED | Roof
REIPNR-09118 | SOLARWORLD | SW185 MONO/T | 235 | 806 | 67 | 3 |  | Solar | FIXED | Roof
REIPNR-09118 | SUNPOWER | SPR-230-WHT-U | 235 | 2288 | 180 | 30 |  | Solar | FIXED | Ground
REIPNR-09118 | SOLARWORLD | SW175 POLY/T | 235 | 832 | 247 | 3 |  | Solar | FIXED | Roof
REIPNR-09120 | SUNPOWER CORP (ORIGINAL MFR - PV POWERED LLC) | SPR-2500 | 305 | 320 | 226 | 5 |  | Solar | FIXED | Roof
REIPNR-09122 | SUNPOWER CORP (ORIGINAL MFR - PV POWERED LLC) | SPR-3500 | 305 | 568 | 209 | 5 |  | Solar | FIXED | Roof
REIPNR-09125 | SUNPOWER | PL-SY-HIP-200CA4 | 305 | 848 | 162 | 5 |  | Solar | FIXED | Roof
REIPNR-09126 | SCHOTT SOLAR | ASE-250DGF/50-230 | 230 | 442 | 169 | 0 |  | Solar | FIXED | Roof
REIPNR-09129 | NATCON7 | PMRS | 180 | 276 | 198 | 10 |  | Solar | FIXED | Roof
REIPNR-09135 | SUNTECH POWER | STP200-18/UB-1 | 205 | 8 | 180 | 9 |  | Solar | FIXED | Roof
REIPNR-09135 | SUNTECH POWER | STP200-18/UB-1 | 205 | 8 | 180 | 20 |  | Solar | FIXED | Roof
REIPNR-09136 | CHANGZHOU TRINA SOLAR ENERGY CO | TSM-160D | 235 | 18 | 182.6 | 25 |  | Solar | FIXED | Roof
REIPNR-09138 | SUNTECH POWER | STP180S-24/AB-1 | 185 | 52 | 97.7 | 35 |  | Solar | FIXED | Roof
REIPNR-09142 | SUNTECH POWER | STP180S-24/AB-1 | 185 | 43 | 247 | 30 |  | Solar | FIXED | Roof
REIPNR-09143 | SUNTECH POWER | STP200UB | 205 | 30 | 194 | 23 |  | Solar | FIXED | Roof
REIPNR-09144 | SUNTECH POWER | STP180-24/AB-1 | 180 | 54 | 131.5 | 35 |  | Solar | FIXED | Roof
REIPNR-09145 | SUNPOWER | SPR-230-WHT-U | 238 | 400 | 152 | 5 |  | Solar | FIXED | Roof
REIPNR-09147 | SOLARWORLD | SW185MONO | 245 | 216 | 180 | 0 |  | Solar | FIXED | Roof
REIPNR-09148 | SUNPOWER | SPR-225-BLK-U | 225 | 40 | 235 | 31 |  | Solar | FIXED | Roof
REIPNR-09149 | CHANGZHOU TRINA SOLAR ENERGY CO | TSM-185D | 230 | 33 | 234 | 30 |  | Solar | FIXED | Roof
REIPNR-09159 | SHARP | ND-224UC1 | 230 | 383 | 121 | 15 |  | Solar | FIXED | Roof
REIPNR-09159 | SHARP | ND-224U2 | 230 | 215 | 211 | 15 |  | Solar | FIXED | Roof
REIPNR-09160 | SUNTECH POWER | STP210S-18/UB-1 | 280 | 1408 | 142 | 10 |  | Solar | FIXED | Roof
REIPNR-09161 | SUNTECH POWER | STP210-18/UB-1 | 210 | 33 | 269 | 18 |  | Solar | FIXED | Roof
REIPNR-09162 | SUNTECH POWER | STP180-24/AB-1 | 185 | 21 | 136 | 23 |  | Solar | FIXED | Roof
REIPNR-09163 | SOLYNDRA | SL-001-182U | 182 | 840 | 186 | 0 |  | Solar | FIXED | Roof
REIPNR-09164 | SUNTECH POWER | STP210S-18/UB-1 | 270 | 18 | 169 | 5 |  | Solar | FIXED | Roof
REIPNR-09164 | SUNTECH POWER | STP210S-18/UB-1 | 270 | 45 | 175 | 5 |  | Solar | FIXED | Roof
REIPNR-09164 | SUNTECH POWER | STP210S-18/UB-1 | 270 | 99 | 175 | 18 |  | Solar | FIXED | Roof
REIPNR-09165 | SMA AMERICA | SC250U (480V) | 230 | 1482 | 217 | 10 |  | Solar | FIXED | Roof
REIPNR-09166 | SUNTECH POWER | STP190-18/UB-1 | 190 | 22 | 249 | 17 |  | Solar | FIXED | Roof
REIPNR-09167 | UNITED SOLAR OVONIC | PVL-144 | 144 | 3432 | 180 | 0 |  | Solar | FIXED | Roof
REIPNR-09169 | UNITED SOLAR OVONIC | PVL-144 | 144 | 6754 | 180 | 0 |  | Solar | FIXED | Roof
REIPNR-09170 | SUNTECH POWER | STP190S-18/UB-1 | 190 | 80 | 164 | 20 |  | Solar | FIXED | Roof
REIPNR-09172 | CHANGZHOU TRINA SOLAR ENERGY CO | TSM-185D | 235 | 30 | 124.6 | 20 |  | Solar | FIXED | Roof
REIPNR-09174 | SUNTECH POWER | STP180S-24/AB-1 | 185 | 20 | 102.3 | 20 |  | Solar | FIXED | Roof
REIPNR-09176 | SOLARWORLD | SW185MONO | 225 | 14 | 160 | 14 |  | Solar | FIXED | Roof
REIPNR-09176 | SOLARWORLD | SW185 MONO/T | 225 | 16 | 160 | 27 |  | Solar | FIXED | Roof
REIPNR-09176 | SOLARWORLD | SW185MONO | 225 | 42 | 160 | 29 |  | Solar | FIXED | Roof
REIPNR-09178 | SOLARWORLD | SW185 MONO/T | 245 | 108 | 189 | 3 |  | Solar | FIXED | Roof
REIPNR-09181 | SOLARWORLD | SW185 MONO/T | 245 | 216 | 99 | 2 |  | Solar | FIXED | Roof
REIPNR-09183 | SUNTECH POWER | STP210S-18/UB-1 | 280 | 85 | 183 | 24 |  | Solar | FIXED | Pole
REIPNR-09185 | UNKNOWN | UNKNOWN | 240 | 1456 | 171 | 11.5 |  | Solar | FIXED | Roof
REIPNR-09192 | UNKNOWN | UNKNOWN | 240 | 2114 | 171 | 11.5 |  | Solar | FIXED | Roof
REIPNR-09193 | UNKNOWN | UNKNOWN | 240 | 462 | 171 | 11.5 |  | Solar | FIXED | Roof
REIPNR-09194 | UNKNOWN | UNKNOWN | 240 | 2114 | 171 | 11.5 |  | Solar | FIXED | Roof
REIPNR-09195 | UNKNOWN | UNKNOWN | 240 | 1148 | 171 | 11.5 |  | Solar | FIXED | Roof
REIPNR-09196 | CHANGZHOU TRINA SOLAR ENERGY CO | TSM-185D | 240 | 1064 | 196 | 15 |  | Solar | FIXED | Roof
REIPNR-09199 | BAODING YINGLI NEW ENERGY RESOURCES CO | YL175(156) | 235 | 1008 | 221 | 15 |  | Solar | FIXED | Ground
REIPNR-09200 | BAODING YINGLI NEW ENERGY RESOURCES CO | YL175(156) | 235 | 338 | 166 | 15 |  | Solar | FIXED | Roof
REIPNR-09201 | BAODING YINGLI NEW ENERGY RESOURCES CO | YL175(156) | 235 | 364 | 177 | 20 |  | Solar | FIXED | Roof
REIPNR-09202 | BAODING YINGLI NEW ENERGY RESOURCES CO | YL175(156) | 235 | 840 | 175 | 10 |  | Solar | FIXED | Roof
REIPNR-09207 | SHARP | ND-V230A1 | 240 | 26 | 153 | 15 |  | Solar | FIXED | Roof
REIPNR-09207 | SHARP | ND-V230A1 | 240 | 991 | 197 | 15 |  | Solar | FIXED | Roof
REIPNR-09208 | SHARP | NT-188U1 | 240 | 1053 | 197 | 15 |  | Solar | FIXED | Roof
REIPNR-09209 | SUNTECH POWER | STP200-18/UB-1 | 205 | 31 | 187.2 | 33 |  | Solar | FIXED | Roof
REIPNR-09210 | SOLARWORLD | SW185 MONO/T | 245 | 156 | 136.5 | 5.3 |  | Solar | FIXED | Roof
REIPNR-09212 | SUNPOWER | SPR-225-BLK-U | 225 | 40 | 256 | 26 |  | Solar | FIXED | Roof
REIPNR-09215 | SCHUCO USA |  | 180 | 27 | 257 | 30 |  | Solar | FIXED | Roof
REIPNR-09218 | SHARP | ND-U230C1 | 230 | 11 | 170 | 30 |  | Solar | FIXED | Roof
REIPNR-09218 | SHARP | ND-U230C1 | 230 | 29 | 260 | 30 |  | Solar | FIXED | Roof
REIPNR-09220 | BAODING YINGLI NEW ENERGY RESOURCES CO | YL175(156) | 225 | 72 | 160 | 35 |  | Solar | FIXED | Ground
REIPNR-09222 | SUNTECH POWER | STP210-18/UB-1 | 210 | 12 | 171 | 9 |  | Solar | FIXED | Roof
REIPNR-09222 | SUNTECH POWER | STP210-18/UB-1 | 210 | 26 | 261 | 15 |  | Solar | FIXED | Roof
REIPNR-09224 | SUNTECH POWER | STP180-24/AB-1 | 185 | 40 | 184.8 | 20 |  | Solar | FIXED | Roof
REIPNR-09226 | SUNTECH POWER | STP180S-24/AB-1 | 185 | 55 | 207 | 20 |  | Solar | FIXED | Roof
REIPNR-09229 | SHARP | ND-224UC1 | 235 | 18 | 142.6 | 16 |  | Solar | FIXED | Roof
REIPNR-09229 | SHARP | ND-220U1F | 235 | 13 | 231.7 | 18 |  | Solar | FIXED | Roof
REIPNR-09239 | CHANGZHOU TRINA SOLAR ENERGY CO | TSM-160D | 235 | 52 | 208 | 5 |  | Solar | FIXED | Roof
REIPNR-09250 | BAODING YINGLI NEW ENERGY RESOURCES CO | YL175(156) | 235 | 66 | 159 | 30 |  | Solar | FIXED | Ground
REIPNR-09251 | BP SOLAR | SX3200B | 215 | 35 | 180 | 20 |  | Solar | FIXED | Roof
REIPNR-09253 | UNKNOWN | UNKNOWN | 250 | 70 | 174 | 0 |  | Solar | FIXED | Roof
REIPNR-09253 | UNKNOWN | UNKNOWN | 250 | 154 | 174 | 2 |  | Solar | FIXED | Roof
REIPNR-09253 | UNKNOWN | UNKNOWN | 250 | 112 | 354 | 2 |  | Solar | FIXED | Roof
REIPNR-09255 | UNKNOWN | UNKNOWN | 250 | 140 | 180 | 0 |  | Solar | FIXED | Roof
REIPNR-09257 | MATRIX SOLAR/PHOTOWATT | PW1250-115 | 235 | 442 | 196 | 15 |  | Solar | FIXED | Roof
REIPNR-09257 | MATRIX SOLAR/PHOTOWATT | PW1250-115 | 235 | 195 | 216 | 10 |  | Solar | FIXED | Roof
REIPNR-09257 | MATRIX SOLAR/PHOTOWATT | PW1250-115 | 235 | 546 | 238 | 15 |  | Solar | FIXED | Roof
REIPNR-09258 | SUNPOWER | SPR-230-WHT-U | 230 | 45 | 156 | 25 |  | Solar | FIXED | Roof
REIPNR-09259 | CHANGZHOU TRINA SOLAR ENERGY CO | TSM-185D | 230 | 24 | 210 | 10 |  | Solar | FIXED | Roof
REIPNR-09259 | CHANGZHOU TRINA SOLAR ENERGY CO | TSM-160D | 230 | 6 | 210 | 25.5 |  | Solar | FIXED | Roof
REIPNR-09260 | SCHOTT SOLAR | ASE-250DGF/50-230 | 230 | 442 | 130 | 5 |  | Solar | FIXED | Roof
REIPNR-09260 | SCHOTT SOLAR | ASE-250DGF/50-230 | 230 | 741 | 137 | 5 |  | Solar | FIXED | Roof
REIPNR-09260 | SCHOTT SOLAR | ASE-250DGF/50-230 | 230 | 1469 | 137 | 5 |  | Solar | FIXED | Roof
REIPNR-09260 | SCHOTT SOLAR | ASE-250DGF/50-230 | 230 | 1209 | 227 | 5 |  | Solar | FIXED | Roof
REIPNR-09266 | BP SOLAR | BP3125S | 215 | 4 | 123 | 25 |  | Solar | FIXED | Roof
REIPNR-09266 | BP SOLAR | BP3170N | 215 | 10 | 123 | 25 |  | Solar | FIXED | Roof
REIPNR-09266 | BP SOLAR | BP3150S | 215 | 4 | 211 | 25 |  | Solar | FIXED | Roof
REIPNR-09267 | SUNTECH POWER | STP210S-18/UB-1 | 275 | 2200 | 224 | 10 |  | Solar | FIXED | Roof
REIPNR-09268 | SUNTECH POWER | STP210S-18/UB-1 | 275 | 1023 | 224 | 10 |  | Solar | FIXED | Roof
REIPNR-09269 | CFM EQUIPMENT DISTRIBUTORS | GREEN POWER 2500 | 275 | 30 | 210 | 24 |  | Solar | FIXED | Roof
REIPNR-09270 | SUNPOWER |  | 215 | 35 | 237 | 40 |  | Solar | FIXED | Roof
REIPNR-09271 | SUNPOWER | PL-AP-65 | 185 | 10 | 152 | 20 |  | Solar | FIXED | Roof
REIPNR-09271 | SUNPOWER | SPR-200-BLK-U | 185 | 12 | 242 | 20 |  | Solar | FIXED | Roof
REIPNR-09271 | SUNPOWER | SPR-200-BLK-U | 185 | 16 | 242 | 20 |  | Solar | FIXED | Roof
REIPNR-09272 | SUNTECH POWER | STP21018 | 210 | 15 | 217 | 15 |  | Solar | FIXED | Roof
REIPNR-09273 | SCHUCO USA | SWR1800U | 180 | 40 | 230 | 35 |  | Solar | FIXED | Roof
REIPNR-09294 | SUNTECH POWER | STP210S-18/UB-1 | 280 | 1540 | 188 | 10 |  | Solar | FIXED | Roof
REIPNR-09294 | SUNTECH POWER | STP210S-18/UB-1 | 270 | 253 | 210 | 25 |  | Solar | FIXED | Ground
REIPNR-09296 | SHARP | ND-224UC1 | 224 | 3514 | 180 | 20 |  | Solar | FIXED | Ground
REIPNR-09296 | SHARP | ND-U230C1 | 235 | 5236 | 191 | 20 |  | Solar | FIXED | Ground
REIPNR-09297 | CHANGZHOU TRINA SOLAR ENERGY CO | TSM-160D | 275 | 820 | 157 | 5 |  | Solar | FIXED | Roof
REIPNR-09298 | SUNTECH POWER | STP210S-18/UB-1 | 275 | 236 | 157 | 5 |  | Solar | FIXED | Roof
REIPNR-09299 | SUNTECH POWER | STP210S-18/UB-1 | 275 | 84 | 185 | 5 |  | Solar | FIXED | Roof
REIPNR-09300 | SUNTECH POWER | STP210S-18/UB-1 | 275 | 82 | 185 | 5 |  | Solar | FIXED | Roof
REIPNR-09301 | SUNTECH POWER | STP210S-18/UB-1 | 275 | 247 | 185 | 5 |  | Solar | FIXED | Roof
REIPNR-09302 | SUNTECH POWER | STP210S-18/UB-1 | 275 | 37 | 185 | 5 |  | Solar | FIXED | Roof
REIPNR-09303 | SUNTECH POWER | STP210S-18/UB-1 | 275 | 770 | 157 | 5 |  | Solar | FIXED | Roof
REIPNR-09304 | SUNTECH POWER | STP210S-18/UB-1 | 275 | 540 | 185 | 5 |  | Solar | FIXED | Roof
REIPNR-09308 | SUNPOWER | SPR-230-WHT-U | 230 | 42 | 184 | 2 |  | Solar | FIXED | Roof
REIPNR-09309 | SUNPOWER | SPR-230-WHT-U | 230 | 40 | 184 | 2 |  | Solar | FIXED | Roof
REIPNR-09310 | SUNPOWER | SPR-230-WHT-U | 230 | 62 | 184 | 2 |  | Solar | FIXED | Roof
REIPNR-09311 | SUNPOWER | SPR-230-WHT-U | 230 | 146 | 184 | 2 |  | Solar | FIXED | Roof
REIPNR-09312 | SUNPOWER | SPR-230-WHT-U | 230 | 61 | 152 | 34 |  | Solar | FIXED | Ground
REIPNR-09313 | SUNPOWER | SPR-230-WHT-U | 230 | 91 | 152 | 34 |  | Solar | FIXED | Ground
REIPNR-09315 | SUNPOWER | SPR-230-WHT-U | 230 | 30 | 152 | 34 |  | Solar | FIXED | Roof
REIPNR-09316 | SUNPOWER | SPR-230-WHT-U | 230 | 60 | 180 | 34 |  | Solar | FIXED | Ground
REIPNR-09317 | SUNPOWER | SPR-230-WHT-U | 230 | 48 | 152 | 34 |  | Solar | FIXED | Ground
REIPNR-09319 | SUNPOWER | SPR-230-WHT-U | 230 | 41 | 246 | 19 |  | Solar | FIXED | Roof
REIPNR-09320 | CHANGZHOU TRINA SOLAR ENERGY CO | TSM-160D | 235 | 250 | 172.8 | 6 |  | Solar | FIXED | Roof
REIPNR-09321 | CHANGZHOU TRINA SOLAR ENERGY CO | TSM-160D | 235 | 60 | 208.3 | 5 |  | Solar | FIXED | Roof
REIPNR-09322 | CHANGZHOU TRINA SOLAR ENERGY CO | TSM-185D | 235 | 9 | 208.3 | 5 |  | Solar | FIXED | Roof
REIPNR-09323 | CHANGZHOU TRINA SOLAR ENERGY CO | TSM-160D | 235 | 16 | 208.3 | 5 |  | Solar | FIXED | Roof
REIPNR-09325 | CHANGZHOU TRINA SOLAR ENERGY CO | TSM-160D | 235 | 16 | 208.3 | 5 |  | Solar | FIXED | Roof
REIPNR-09326 | SUNTECH POWER | STP180-24/AB-1 | 180 | 44 | 189.4 | 12 |  | Solar | FIXED | Roof
REIPNR-09327 | CANADIAN SOLAR | CS4C-100 | 576 | 84 | 202 | 25 |  | Solar | FIXED | Roof
REIPNR-09329 | CHANGZHOU TRINA SOLAR ENERGY CO | TSM-160D | 230 | 154 | 105 | 11 |  | Solar | FIXED | Roof
REIPNR-09330 | SUNPOWER | SPR-225-BLK-U | 225 | 44 | 180 | 30 |  | Solar | FIXED | Roof
REIPNR-09333 | CHANGZHOU TRINA SOLAR ENERGY CO | TSM-185D | 235 | 2327 | 139 | 10 |  | Solar | FIXED | Roof
REIPNR-09335 | SOLARWORLD | SW185MONO | 240 | 24 | 180 | 25 |  | Solar | FIXED | Roof
REIPNR-09336 | CHANGZHOU TRINA SOLAR ENERGY CO | TSM-160D | 240 | 20 | 107.6 | 20 |  | Solar | FIXED | Roof
REIPNR-09336 | CHANGZHOU TRINA SOLAR ENERGY CO | TSM-185D | 240 | 30 | 197.9 | 20 |  | Solar | FIXED | Roof
REIPNR-09338 | SCHUCO USA |  | 180 | 18 | 160 | 26 |  | Solar | FIXED | Roof
REIPNR-09338 | SCHUCO USA |  | 180 | 20 | 160 | 35 |  | Solar | FIXED | Roof
REIPNR-09342 | BP SOLAR | SX3200B | 215 | 24 | 170 | 21 |  | Solar | FIXED | Roof
REIPNR-09343 | SUNTECH POWER | STP190-18/UB-1 | 185 | 51 | 175 | 24 |  | Solar | FIXED | Roof
REIPNR-09344 | SUNPOWER |  | 215 | 32 | 218 | 20 |  | Solar | FIXED | Roof
REIPNR-09346 | SUNTECH POWER | STP200-18/UB-1 | 205 | 10 | 126 | 26 |  | Solar | FIXED | Roof
REIPNR-09346 | SUNTECH POWER | STP200-18/UB-1 | 205 | 7 | 216 | 26 |  | Solar | FIXED | Roof
REIPNR-09349 | CHANGZHOU TRINA SOLAR ENERGY CO | TSM-160D | 245 | 168 | 105 | 15 |  | Solar | FIXED | Roof
REIPNR-09350 | SUNTECH POWER | STP200-18/UB-1 | 205 | 6 | 95.3 | 19 |  | Solar | FIXED | Roof
REIPNR-09350 | SUNTECH POWER | STP200-18/UB-1 | 205 | 16 | 176.6 | 19 |  | Solar | FIXED | Roof
REIPNR-09351 | CHANGZHOU TRINA SOLAR ENERGY CO | TSM-160D | 235 | 44 | 180 | 30 |  | Solar | FIXED | Ground
REIPNR-09353 | SUNTECH POWER | STP200-18/UB-1 | 205 | 34 | 133.7 | 20 |  | Solar | FIXED | Roof
REIPNR-09354 | CHANGZHOU TRINA SOLAR ENERGY CO | TSM-160D | 235 | 18 | 142 | 5 |  | Solar | FIXED | Roof
REIPNR-09355 | CHANGZHOU TRINA SOLAR ENERGY CO | TSM-160D | 240 | 29 | 151.4 | 22 |  | Solar | FIXED | Roof
REIPNR-09356 | SUNTECH POWER | STP180-24/AB-1 | 180 | 30 | 130.7 | 31 |  | Solar | FIXED | Roof
REIPNR-09358 | CHANGZHOU TRINA SOLAR ENERGY CO | TSM-160D | 235 | 22 | 189 | 25 |  | Solar | FIXED | Roof
REIPNR-09360 | SUNTECH POWER | STP180-24/AB-1 | 185 | 22 | 138.9 | 44 |  | Solar | FIXED | Roof
REIPNR-09360 | SUNTECH POWER | STP180-24/AB-1 | 185 | 53 | 234.9 | 30 |  | Solar | FIXED | Roof
REIPNR-09367 | CHANGZHOU TRINA SOLAR ENERGY CO | TSM-185D | 230 | 504 | 218 | 10 |  | Solar | FIXED | Roof
REIPNR-09369 | SUNTECH POWER | STP180-24/AB-1 | 180 | 44 | 265 | 25 |  | Solar | FIXED | Roof
REIPNR-09375 | REC SCANMODULE | SCM230 | 230 | 44 | 117.6 | 30 |  | Solar | FIXED | Roof
REIPNR-09375 | REC SCANMODULE | SCM230 | 230 | 22 | 207.6 | 30 |  | Solar | FIXED | Roof
REIPNR-09376 | REC SCANMODULE | SCM230 | 230 | 99 | 224 | 20 |  | Solar | FIXED | Roof
REIPNR-09377 | UNITED SOLAR OVONIC | PVL-144 | 144 | 6303 | 180 | 0 |  | Solar | FIXED | Roof
REIPNR-09378 | UNITED SOLAR OVONIC | PVL-144 | 144 | 4224 | 180 | 0 |  | Solar | FIXED | Roof
REIPNR-09405 | CHANGZHOU TRINA SOLAR ENERGY CO | TSM-185D | 230 | 9 | 169 | 40 |  | Solar | FIXED | Roof
REIPNR-09405 | CHANGZHOU TRINA SOLAR ENERGY CO | TSM-185D | 230 | 18 | 259 | 30 |  | Solar | FIXED | Roof
REIPNR-09408 | CHANGZHOU TRINA SOLAR ENERGY CO | TSM-160D | 230 | 44 | 230 | 44 |  | Solar | FIXED | Roof
REIPNR-09411 | SUNTECH POWER | STP210-18/UB-1 | 210 | 30 | 131 | 25 |  | Solar | FIXED | Roof
REIPNR-09413 | CANADIAN SOLAR | CS5P-240 | 240 | 192 | 189 | 20 |  | Solar | FIXED | Ground
REIPNR-09414 | CHANGZHOU TRINA SOLAR ENERGY CO | TSM-160D | 230 | 1157 | 204 | 10 |  | Solar | FIXED | Roof
REIPNR-09417 | SUNTECH POWER | STP200UB | 205 | 36 | 192.3 | 23 |  | Solar | FIXED | Roof
REIPNR-09419 | CHANGZHOU TRINA SOLAR ENERGY CO | TSM-160D | 235 | 32 | 140.6 | 35 |  | Solar | FIXED | Roof
REIPNR-09419 | CHANGZHOU TRINA SOLAR ENERGY CO | TSM-185D | 235 | 42 | 180 | 30 |  | Solar | FIXED | Roof
REIPNR-09420 | SHARP |  | 235 | 22 | 167.6 | 15 |  | Solar | FIXED | Roof
REIPNR-09421 | ASTROPOWER | LAPX-300 | 230 | 13 | 169 | 31 |  | Solar | FIXED | Roof
REIPNR-09422 | SUNTECH POWER | STP200-18/UB-1 | 200 | 58 | 156.2 | 17 |  | Solar | FIXED | Roof
REIPNR-09425 | SUNTECH POWER | STP21018 | 210 | 46 | 215 | 23 |  | Solar | FIXED | Roof
REIPNR-09427 | NINGBO SOLAR ELECTRIC POWER | TDB125X125-72-P 175W | 280 | 315 | 170 | 5 |  | Solar | FIXED | Roof
REIPNR-09427 | NINGBO SOLAR ELECTRIC POWER | TDB125X125-72-P 175W | 280 | 126 | 177 | 5 |  | Solar | FIXED | Roof
REIPNR-09428 | SUNTECH POWER | STP190-18/UB-1 | 185 | 52 | 180 | 28 |  | Solar | FIXED | Roof
REIPNR-09430 | SUNTECH POWER | STP210-18/UB-1 | 210 | 35 | 153 | 21 |  | Solar | FIXED | Roof
REIPNR-09431 | CONERGY AG | S 175MU | 235 | 26 | 161 | 35 |  | Solar | FIXED | Roof
REIPNR-09433 | CHANGZHOU TRINA SOLAR ENERGY CO | TSM-160D | 230 | 18 | 100 | 20 |  | Solar | FIXED | Roof
REIPNR-09433 | CHANGZHOU TRINA SOLAR ENERGY CO | TSM-185D | 230 | 7 | 191 | 18 |  | Solar | FIXED | Roof
REIPNR-09435 | BP SOLAR | SX3200B | 215 | 3 | 163 | 17 |  | Solar | FIXED | Roof
REIPNR-09435 | SUNPOWER |  | 215 | 20 | 163 | 45 |  | Solar | FIXED | Roof
REIPNR-09440 | SOLON AG FUER SOLARTECHNIK | P220/6+/01 235WP | 235 | 96 | 164 | 18 |  | Solar | FIXED | Roof
REIPNR-09442 | SUNTECH POWER | STP21018 | 210 | 22 | 204 | 35 |  | Solar | FIXED | Roof
REIPNR-09444 | SCHUCO USA |  | 185 | 18 | 192.7 | 18.4 |  | Solar | FIXED | Roof
REIPNR-09446 | CONERGY AG | S 175MU | 230 | 1620 | 200.8 | 10 |  | Solar | FIXED | Roof
REIPNR-09447 | SUNTECH POWER | STP200-18/UB-1 | 205 | 45 | 165 | 15 |  | Solar | FIXED | Roof
REIPNR-09450 | CHANGZHOU TRINA SOLAR ENERGY CO | TSM-160D | 235 | 38 | 121.1 | 26 |  | Solar | FIXED | Roof
REIPNR-09452 | CHANGZHOU TRINA SOLAR ENERGY CO | TSM-160D | 230 | 28 | 197 | 25 |  | Solar | FIXED | Roof
REIPNR-09453 | SUNTECH POWER | STP180S-24/AB-1 | 185 | 30 | 173 | 15 |  | Solar | FIXED | Roof
REIPNR-09455 | SUNTECH POWER | STP180S-24/AB-1 | 185 | 30 | 209.9 | 35 |  | Solar | FIXED | Roof
REIPNR-09456 | CHANGZHOU TRINA SOLAR ENERGY CO | TSM-160D | 235 | 16 | 160.6 | 30 |  | Solar | FIXED | Roof
REIPNR-09457 | CHANGZHOU TRINA SOLAR ENERGY CO | TSM-160D | 235 | 14 | 199.2 | 30 |  | Solar | FIXED | Roof
REIPNR-09458 | SUNTECH POWER | STP200-18/UB-1 | 200 | 26 | 125.4 | 26 |  | Solar | FIXED | Roof
REIPNR-09459 | CHANGZHOU TRINA SOLAR ENERGY CO | TSM-160D | 235 | 27 | 226.8 | 14 |  | Solar | FIXED | Roof
REIPNR-09460 | SUNTECH POWER | STP180-24/AB-1 | 180 | 22 | 263.2 | 16 |  | Solar | FIXED | Roof
REIPNR-09460 | SUNTECH POWER | STP180-24/AB-1 | 180 | 14 | 263.2 | 24 |  | Solar | FIXED | Roof
REIPNR-09461 | CHANGZHOU TRINA SOLAR ENERGY CO | TSM-160D | 240 | 33 | 238.4 | 23 |  | Solar | FIXED | Roof
REIPNR-09464 | SHARP | ND-224U2 | 224 | 50 | 212 | 22 |  | Solar | FIXED | Roof
REIPNR-09465 | MITSUBISHI ELECTRIC | PV-UE135MF5N | 225 | 198 | 159 | 12 |  | Solar | FIXED | Roof
REIPNR-09466 | MATRIX SOLAR/PHOTOWATT | PW1000-100 | 230 | 40 | 151 | 21 |  | Solar | FIXED | Roof
REIPNR-09473 | SUNTECH POWER | STP190-18/UB-1 | 190 | 72 | 195 | 20 |  | Solar | FIXED | Roof
REIPNR-09474 | SUNTECH POWER | STP180S-24/AB-1 | 185 | 27 | 175 | 28 |  | Solar | FIXED | Roof
REIPNR-09474 | SUNTECH POWER | STP190S-18/UB-1 | 185 | 16 | 265 | 28 |  | Solar | FIXED | Roof
REIPNR-09475 | EVERGREEN SOLAR |  | 210 | 36 | 189 | 25 |  | Solar | FIXED | Roof
REIPNR-09476 | GLORIA SOLAR | GSM6-210D-UO1 | 210 | 3 | 102 | 36 |  | Solar | FIXED | Roof
REIPNR-09476 | GLORIA SOLAR | GSM6-210D-UO1 | 210 | 47 | 192 | 30 |  | Solar | FIXED | Roof
REIPNR-09477 | SOLARWORLD | SW185 MONO/T | 235 | 845 | 142 | 10 |  | Solar | FIXED | Roof
REIPNR-09477 | SOLARWORLD | SW185 MONO/T | 245 | 3341 | 142 | 10 |  | Solar | FIXED | Ground
REIPNR-09478 | UNKNOWN | SW185MAB | 245 | 70 | 180 | 20 |  | Solar | FIXED | Roof
REIPNR-09479 | SUNTECH POWER | STP180-24/AB-1 | 180 | 23 | 167.1 | 25 |  | Solar | FIXED | Roof
REIPNR-09480 | CHANGZHOU TRINA SOLAR ENERGY CO | TSM-160D | 235 | 44 | 156.1 | 35 |  | Solar | FIXED | Roof
REIPNR-09495 | CHANGZHOU TRINA SOLAR ENERGY CO | TSM-185D | 235 | 18 | 187 | 20 |  | Solar | FIXED | Roof
REIPNR-09496 | SCHUCO USA |  | 230 | 2184 | 195 | 7.5 |  | Solar | FIXED | Ground
REIPNR-09575 | BP SOLAR | BP360U | 230 | 32 | 203 | 22 |  | Solar | FIXED | Roof
REIPNR-09576 | SUNPOWER | SPR-230-WHT-U | 230 | 38 | 98 | 20 |  | Solar | FIXED | Roof
REIPNR-09577 | SUNPOWER | SPR-230-WHT-U | 230 | 38 | 202 | 18 |  | Solar | 1AXIS | Roof
REIPNR-09578 | SUNPOWER | SPR-230-WHT-U | 230 | 36 | 166 | 22 |  | Solar | 1AXIS | Roof
REIPNR-09579 | SUNPOWER | SPR-230-WHT-U | 230 | 32 | 180 | 17 |  | Solar | FIXED | Roof
REIPNR-09580 | SHARP | ND-224UC1 | 235 | 18 | 231 | 25 |  | Solar | FIXED | Roof
REIPNR-09581 | SUNTECH POWER | STP200S-18/UB-1 | 205 | 36 | 180 | 30 |  | Solar | FIXED | Roof
REIPNR-09582 | GE ENERGY | GEPVP-200-M | 210 | 46 | 201 | 30 |  | Solar | FIXED | Roof
REIPNR-09583 | CHANGZHOU TRINA SOLAR ENERGY CO | TSM-185D | 235 | 42 | 213 | 27 |  | Solar | FIXED | Roof
REIPNR-09584 | CHANGZHOU TRINA SOLAR ENERGY CO | TSM-185D | 235 | 42 | 169 | 23 |  | Solar | FIXED | Roof
REIPNR-09585 | CHANGZHOU TRINA SOLAR ENERGY CO | TSM-185D | 240 | 27 | 170 | 25 |  | Solar | FIXED | Roof
REIPNR-09587 | CHANGZHOU TRINA SOLAR ENERGY CO | TSM-185D | 235 | 44 | 143 | 15 |  | Solar | FIXED | Roof
REIPNR-09587 | CHANGZHOU TRINA SOLAR ENERGY CO | TSM-185D | 235 | 36 | 233 | 15 |  | Solar | FIXED | Roof
REIPNR-09590 | SUNPOWER | SPR-215-BLK-U | 215 | 51 | 160 | 30 |  | Solar | FIXED | Ground
REIPNR-09592 | CHANGZHOU TRINA SOLAR ENERGY CO | TSM-185D | 230 | 24 | 99.9 | 25 |  | Solar | FIXED | Roof
REIPNR-09593 | SUNTECH POWER | STP190-18/UB-1 | 185 | 20 | 210.2 | 23 |  | Solar | FIXED | Roof
REIPNR-09594 | CHANGZHOU TRINA SOLAR ENERGY CO | TSM-185D | 200 | 42 | 159 | 35 |  | Solar | FIXED | Roof
REIPNR-09595 | SHARP | ND-224UC1 | 235 | 22 | 180 | 25 |  | Solar | FIXED | Roof
REIPNR-09596 | SHARP | ND-U230C1 | 235 | 38 | 120.1 | 30 |  | Solar | FIXED | Roof
REIPNR-09596 | SHARP | ND-U230C1 | 230 | 15 | 208.4 | 33 |  | Solar | FIXED | Roof
REIPNR-09597 | SHARP | ND-224UC1 | 224 | 84 | 229 | 18 |  | Solar | FIXED | Roof
REIPNR-09598 | CHANGZHOU TRINA SOLAR ENERGY CO | TSM-185D | 230 | 34 | 175 | 32 |  | Solar | FIXED | Roof
REIPNR-09599 | SUNTECH POWER | STP180S-24/AB-1 | 185 | 24 | 160 | 36 |  | Solar | FIXED | Roof
REIPNR-09599 | SUNTECH POWER | STP180S-24/AB-1 | 185 | 24 | 252 | 26 |  | Solar | FIXED | Roof
REIPNR-09600 | SUNTECH POWER | STP200-18/UB-1 | 200 | 34 | 180 | 40 |  | Solar | FIXED | Roof
REIPNR-09600 | SUNTECH POWER | STP200-18/UB-1 | 200 | 16 | 270 | 41 |  | Solar | FIXED | Ground
REIPNR-09601 | CANADIAN SOLAR | CS5P-230 | 230 | 432 | 183 | 30 |  | Solar | FIXED | Ground
REIPNR-09602 | SHARP | ND-220U1F | 220 | 44 | 115 | 25 |  | Solar | FIXED | Roof
REIPNR-09603 | SHARP | ND-220U1F | 220 | 44 | 120 | 25 |  | Solar | FIXED | Roof
REIPNR-09604 | CHANGZHOU TRINA SOLAR ENERGY CO | TSM-185D | 235 | 16 | 101 | 31 |  | Solar | FIXED | Roof
REIPNR-09604 | CHANGZHOU TRINA SOLAR ENERGY CO | TSM-185D | 235 | 18 | 191 | 31 |  | Solar | FIXED | Roof
REIPNR-09605 | SHARP | ND-220U2 | 220 | 36 | 236.8 | 30 |  | Solar | FIXED | Roof
REIPNR-09606 | SUNTECH POWER | STP180S-24/AB-1 | 185 | 45 | 171.2 | 35 |  | Solar | FIXED | Roof
REIPNR-09607 | CHANGZHOU TRINA SOLAR ENERGY CO | TSM-185D | 235 | 42 | 256 | 22 |  | Solar | FIXED | Roof
REIPNR-09608 | SUNPOWER | SPR-230-WHT-U | 230 | 14 | 90 | 29 |  | Solar | FIXED | Roof
REIPNR-09608 | SUNPOWER | SPR-230-WHT-U | 230 | 14 | 180 | 29 |  | Solar | FIXED | Roof
REIPNR-09608 | SUNPOWER | SPR-230-WHT-U | 230 | 12 | 270 | 29 |  | Solar | FIXED | Roof
REIPNR-09609 | SCHUCO USA |  | 235 | 416 | 152 | 7.5 |  | Solar | FIXED | Roof
REIPNR-09610 | SCHUCO USA |  | 235 | 169 | 152 | 7.5 |  | Solar | FIXED | Roof
REIPNR-09611 | BP SOLAR | BP3170N | 230 | 12 | 211 | 18 |  | Solar | FIXED | Roof
REIPNR-09611 | BP SOLAR | SX3200W | 230 | 20 | 211 | 47 |  | Solar | FIXED | Roof
REIPNR-09663 | BP SOLAR | BP3125U | 215 | 23 | 197 | 33 |  | Solar | FIXED | Roof
REIPNR-09664 | BP SOLAR | BP175 I | 195 | 12 | 100 | 27 |  | Solar | FIXED | Roof
REIPNR-09664 | BP SOLAR | BP175 B | 195 | 12 | 190 | 22 |  | Solar | FIXED | Roof
REIPNR-09664 | BP SOLAR | SX170N | 195 | 12 | 190 | 30 |  | Solar | FIXED | Roof
REIPNR-09671 | SUNPOWER |  | 230 | 154 | 180 | 34 |  | Solar | FIXED | Roof
REIPNR-09672 | SUNPOWER | SPR-230-WHT-U | 230 | 41 | 166 | 18 |  | Solar | FIXED | Roof
REIPNR-09674 | SUNPOWER | SPR-230-WHT-U | 230 | 140 | 180 | 34 |  | Solar | FIXED | Roof
REIPNR-09676 | SUNTECH POWER | STP180S-24/AB-1 | 185 | 54 | 148 | 18 |  | Solar | FIXED | Roof
REIPNR-09678 | SUNPOWER | SPR-225-BLK-U | 225 | 34 | 194 | 30 |  | Solar | FIXED | Roof
REIPNR-09684 | SHARP | NT-175UC1 | 224 | 69 | 160 | 16 |  | Solar | FIXED | Roof
REIPNR-09686 | SUNPOWER | SPR-210-BLK-U | 210 | 24 | 92 | 12 |  | Solar | FIXED | Roof
REIPNR-09687 | FIRST SOLAR | FS-277 | 75 | 290 | 129 | 10 |  | Solar | FIXED | Roof
REIPNR-09687 | FIRST SOLAR | FS-277 | 75 | 380 | 192 | 9 |  | Solar | FIXED | Roof
REIPNR-09687 | FIRST SOLAR | FS-277 | 75 | 155 | 194 | 10 |  | Solar | FIXED | Roof
REIPNR-09687 | FIRST SOLAR | FS-277 | 75 | 280 | 218 | 10 |  | Solar | FIXED | Roof
REIPNR-09690 | BP SOLAR | SX3200W | 215 | 26 | 238 | 24 |  | Solar | FIXED | Roof
REIPNR-09693 | SOLON AG FUER SOLARTECHNIK | P220/6+/01 235WP | 235 | 104 | 173 | 25 |  | Solar | FIXED | Roof
REIPNR-09697 | MATRIX SOLAR/PHOTOWATT | PW1650-175 | 230 | 22 | 105 | 37 |  | Solar | FIXED | Roof
REIPNR-09697 | MATRIX SOLAR/PHOTOWATT | PW1650-175 | 230 | 18 | 185 | 37 |  | Solar | FIXED | Roof
REIPNR-09698 | CHANGZHOU TRINA SOLAR ENERGY CO | TSM-185D | 230 | 225 | 130 | 25 |  | Solar | FIXED | Ground
REIPNR-09699 | SUNPOWER | SPR-300E-WHT-U | 305 | 1336 | 173 | 0 |  | Solar | FIXED | Roof
REIPNR-09700 | BP SOLAR | SX3200W | 215 | 18 | 91 | 30 |  | Solar | FIXED | Roof
REIPNR-09701 | BP SOLAR | SX3200B | 215 | 14 | 160 | 40 |  | Solar | FIXED | Roof
REIPNR-09701 | BP SOLAR | SX3170B | 215 | 18 | 250 | 40 |  | Solar | FIXED | Roof
REIPNR-09702 | SUNTECH POWER | STP180-24/AB-1 | 180 | 47 | 180 | 25 |  | Solar | FIXED | Roof
REIPNR-09703 | SUNTECH POWER | STP200UB | 205 | 45 | 117.6 | 25 |  | Solar | FIXED | Roof
REIPNR-09704 | SOLARWORLD | SW185 MONO/T | 245 | 3575 | 172 | 10 |  | Solar | FIXED | Roof
REIPNR-09705 | CHANGZHOU TRINA SOLAR ENERGY CO | TSM-160D | 235 | 30 | 162 | 45 |  | Solar | FIXED | Roof
REIPNR-09706 | CHANGZHOU TRINA SOLAR ENERGY CO | TSM-185D | 235 | 20 | 93 | 18 |  | Solar | FIXED | Roof
REIPNR-09706 | CHANGZHOU TRINA SOLAR ENERGY CO | TSM-185D | 235 | 20 | 183 | 33 |  | Solar | FIXED | Roof
REIPNR-09708 | SUNTECH POWER | STP200S-18/UB-1 | 205 | 36 | 180 | 45 |  | Solar | FIXED | Roof
REIPNR-09709 | CHANGZHOU TRINA SOLAR ENERGY CO |  | 240 | 25 | 166.1 | 25 |  | Solar | FIXED | Roof
REIPNR-09710 | SOLARWORLD | SW185MONO | 235 | 10 | 215 | 19 |  | Solar | FIXED | Roof
REIPNR-09710 | SOLARWORLD | SW185MONO | 235 | 30 | 215 | 33 |  | Solar | FIXED | Roof
REIPNR-09711 | SUNTECH POWER | STP180S-24/AB-1 | 185 | 53 | 98.5 | 23 |  | Solar | FIXED | Roof
REIPNR-09712 | CHANGZHOU TRINA SOLAR ENERGY CO | TSM-160D | 235 | 16 | 148 | 30 |  | Solar | FIXED | Roof
REIPNR-09715 | MATRIX SOLAR/PHOTOWATT | PW1250-135 | 263 | 26 | 207 | 15 |  | Solar | FIXED | Roof
REIPNR-09716 | SUNTECH POWER | STP210-18/UB-1 | 210 | 30 | 201 | 25 |  | Solar | FIXED | Roof
REIPNR-09745 | SUNTECH POWER | STP200-18/UB-1 | 205 | 16 | 150.2 | 20 |  | Solar | FIXED | Roof
REIPNR-09745 | SUNTECH POWER | STP200S-18/UB-1 | 205 | 8 | 238 | 20 |  | Solar | FIXED | Roof
REIPNR-09746 | CHANGZHOU TRINA SOLAR ENERGY CO | TSM-160D | 240 | 35 | 256.1 | 30 |  | Solar | FIXED | Roof
REIPNR-09747 | CHANGZHOU TRINA SOLAR ENERGY CO | TSM-185D | 235 | 6 | 141 | 10 |  | Solar | FIXED | Roof
REIPNR-09747 | CHANGZHOU TRINA SOLAR ENERGY CO | TSM-185D | 235 | 20 | 141 | 30 |  | Solar | FIXED | Roof
REIPNR-09747 | CHANGZHOU TRINA SOLAR ENERGY CO | TSM-160D | 235 | 24 | 234.3 | 40 |  | Solar | FIXED | Roof
REIPNR-09748 | CHANGZHOU TRINA SOLAR ENERGY CO | TSM-160D | 240 | 41 | 270 | 40 |  | Solar | FIXED | Roof
REIPNR-09749 | CHANGZHOU TRINA SOLAR ENERGY CO | TSM-185D | 230 | 18 | 167.7 | 20 |  | Solar | FIXED | Roof
REIPNR-09750 | CHANGZHOU TRINA SOLAR ENERGY CO | TSM-160D | 235 | 32 | 208 | 31 |  | Solar | FIXED | Roof
REIPNR-09751 | SUNTECH POWER | STP180S-24/AB-1 | 185 | 35 | 183.4 | 20 |  | Solar | FIXED | Roof
REIPNR-09754 | SHARP | ND-U230C1 | 235 | 20 | 136 | 39 |  | Solar | FIXED | Roof
REIPNR-09755 | CHANGZHOU TRINA SOLAR ENERGY CO | TSM-160D | 230 | 72 | 180 | 30 |  | Solar | FIXED | Ground
REIPNR-09771 | ET SOLAR INDUSTRY | ET-P672260 | 185 | 88 | 180 | 20 |  | Solar | FIXED | Pole
REIPNR-09772 | SUNPOWER | SPR-230-WHT-U | 230 | 21 | 94 | 12 |  | Solar | FIXED | Roof
REIPNR-09773 | CHANGZHOU TRINA SOLAR ENERGY CO | TSM-185D | 230 | 33 | 200 | 40 |  | Solar | FIXED | Roof
REIPNR-09779 | CHANGZHOU TRINA SOLAR ENERGY CO | TSM-185D | 220 | 7938 | 209 | 12.5 |  | Solar | FIXED | Roof
REIPNR-09781 | CHANGZHOU TRINA SOLAR ENERGY CO | TSM-185D | 235 | 36 | 175 | 20 |  | Solar | FIXED | Roof
REIPNR-09782 | SUNPOWER | SPR-230-WHT-U | 230 | 38 | 103 | 14 |  | Solar | FIXED | Roof
REIPNR-09783 | SUNPOWER | SPR-230-WHT-U | 230 | 16 | 96 | 11 |  | Solar | FIXED | Roof
REIPNR-09783 | SUNPOWER | SPR-230-WHT-U | 230 | 24 | 186 | 18 |  | Solar | FIXED | Roof
REIPNR-09784 | SUNPOWER | SPR-230-WHT-U | 230 | 32 | 180 | 22 |  | Solar | FIXED | Roof
REIPNR-09785 | SUNPOWER | SPR-230-WHT-U | 230 | 41 | 208 | 30 |  | Solar | FIXED | Roof
REIPNR-09787 | SUNTECH POWER | STP200UB | 205 | 50 | 214 | 25 |  | Solar | FIXED | Roof
REIPNR-09788 | SUNTECH POWER | STP210S-18/UB-1 | 270 | 54 | 172 | 5 |  | Solar | FIXED | Roof
REIPNR-09813 | SUNTECH POWER | STP180-24/AB-1 | 185 | 22 | 110 | 23 |  | Solar | FIXED | Roof
REIPNR-09813 | SUNTECH POWER | STP180S-24/AB-1 | 185 | 50 | 140 | 23 |  | Solar | FIXED | Roof
REIPNR-09814 | SOLEC INTERNATIONAL | SQ-090 | 200 | 45 | 132.3 | 30 |  | Solar | FIXED | Roof
REIPNR-09814 | SUNTECH POWER | STP190-18/UB-1 | 190 | 14 | 222.3 | 45 |  | Solar | FIXED | Roof
REIPNR-09815 | SUNPOWER | SPR-215-BLK-U | 215 | 18 | 128 | 32 |  | Solar | FIXED | Roof
REIPNR-09815 | SUNPOWER | SPR-215-BLK-U | 215 | 16 | 218 | 32 |  | Solar | FIXED | Roof
REIPNR-09816 | SUNPOWER | SPR-315E-WHT-U | 318 | 5664 | 183 | 9.5 |  | Solar | FIXED | Roof
REIPNR-09817 | BP SOLAR | BP175 I | 230 | 68 | 180 | 30 |  | Solar | FIXED | Roof
REIPNR-09883 | SUNPOWER | SPR-225-BLK-U | 225 | 54 | 122 | 22.5 |  | Solar | FIXED | Roof
REIPNR-09884 | SUNPOWER | SPR-225-BLK-U | 225 | 9 | 192 | 30 |  | Solar | FIXED | Roof
REIPNR-09884 | SUNPOWER | SPR-225-BLK-U | 225 | 14 | 192 | 38 |  | Solar | FIXED | Roof
REIPNR-09884 | SUNPOWER | SPR-225-BLK-U | 225 | 22 | 192 | 40 |  | Solar | FIXED | Roof
REIPNR-09885 | SUNPOWER | SPR-225-BLK-U | 225 | 36 | 114 | 30 |  | Solar | FIXED | Roof
REIPNR-09885 | SUNPOWER | SPR-225-BLK-U | 225 | 24 | 200 | 40 |  | Solar | FIXED | Roof
REIPNR-09886 | SCHUCO USA |  | 230 | 24 | 188 | 34 |  | Solar | FIXED | Roof
REIPNR-09887 | CONERGY AG | S 175MU | 235 | 93 | 180 | 30 |  | Solar | FIXED | Ground
REIPNR-09888 | SUNTECH POWER | STP200-18/UB-1 | 205 | 17 | 128 | 40 |  | Solar | FIXED | Roof
REIPNR-09889 | CHANGZHOU TRINA SOLAR ENERGY CO | TSM-185D | 240 | 21 | 211 | 30.1 |  | Solar | FIXED | Roof
REIPNR-09890 | SHARP | ND-224UC1 | 235 | 44 | 210.1 | 35 |  | Solar | FIXED | Roof
REIPNR-09891 | SCHOTT SOLAR | ASE-250DGF/50-230 | 230 | 714 | 223 | 10 |  | Solar | FIXED | Roof
REIPNR-09892 | SHARP | ND-224U2 | 235 | 12 | 184.3 | 23 |  | Solar | FIXED | Roof
REIPNR-09893 | SUNTECH POWER | STP180-24/AB-1 | 185 | 14 | 188 | 23 |  | Solar | FIXED | Roof
REIPNR-09894 | SHARP | ND-224UC1 | 235 | 28 | 220 | 30 |  | Solar | FIXED | Roof
REIPNR-09895 | SUNTECH POWER | STP180S-24/AB-1 | 185 | 25 | 128 | 12 |  | Solar | FIXED | Roof
REIPNR-09895 | SUNTECH POWER | STP180-24/AB-1 | 185 | 24 | 128 | 30 |  | Solar | FIXED | Roof
REIPNR-09897 | CHANGZHOU TRINA SOLAR ENERGY CO | TSM-185D | 230 | 36 | 222 | 35 |  | Solar | FIXED | Roof
REIPNR-09898 | CHANGZHOU TRINA SOLAR ENERGY CO | TSM-185D | 235 | 11 | 110 | 43 |  | Solar | FIXED | Roof
REIPNR-09898 | CHANGZHOU TRINA SOLAR ENERGY CO | TSM-185D | 235 | 39 | 200 | 31 |  | Solar | FIXED | Roof
REIPNR-09899 | SUNTECH POWER | STP200S-18/UB-1 | 205 | 34 | 163 | 35 |  | Solar | FIXED | Roof
REIPNR-09900 | CHANGZHOU TRINA SOLAR ENERGY CO | TSM-185D | 235 | 14 | 216 | 37 |  | Solar | FIXED | Roof
REIPNR-09901 | CHANGZHOU TRINA SOLAR ENERGY CO | TSM-185D | 235 | 36 | 186 | 33 |  | Solar | FIXED | Roof
REIPNR-09902 | SUNTECH POWER | STP180S-24/AB-1 | 185 | 10 | 95 | 20 |  | Solar | FIXED | Roof
REIPNR-09902 | SUNWIZE TECHNOLOGIES |  | 185 | 13 | 95 | 40 |  | Solar | FIXED | Roof
REIPNR-09902 | SUNTECH POWER | STP180S-24/AB-1 | 185 | 10 | 183 | 40 |  | Solar | FIXED | Roof
REIPNR-09902 | SUNTECH POWER | STP180S-24/AB-1 | 185 | 21 | 274.1 | 10 |  | Solar | FIXED | Roof
REIPNR-09903 | CHANGZHOU TRINA SOLAR ENERGY CO | TSM-185D | 230 | 16 | 129 | 25 |  | Solar | FIXED | Roof
REIPNR-09904 | CHANGZHOU TRINA SOLAR ENERGY CO | TSM-185D | 235 | 33 | 178 | 30 |  | Solar | FIXED | Roof
REIPNR-09905 | CHANGZHOU TRINA SOLAR ENERGY CO | TSM-185D | 240 | 58 | 135 | 21 |  | Solar | FIXED | Roof
REIPNR-09905 | CHANGZHOU TRINA SOLAR ENERGY CO | TSM-185D | 240 | 26 | 226 | 18 |  | Solar | FIXED | Roof
REIPNR-09906 | SHARP | ND-224UC1 | 235 | 26 | 172.1 | 18 |  | Solar | FIXED | Roof
REIPNR-09906 | SHARP | ND-U230C1 | 235 | 8 | 263.1 | 34 |  | Solar | FIXED | Roof
REIPNR-09907 | CHANGZHOU TRINA SOLAR ENERGY CO | TSM-185D | 235 | 36 | 184 | 42 |  | Solar | FIXED | Roof
REIPNR-09908 | ET SOLAR INDUSTRY | ET-P672280 | 185 | 54 | 145 | 20 |  | Solar | FIXED | Roof
REIPNR-09909 | SUNTECH POWER | STP180-24/AB-1 | 185 | 22 | 141.1 | 10 |  | Solar | FIXED | Roof
REIPNR-09910 | CHANGZHOU TRINA SOLAR ENERGY CO | TSM-185D | 235 | 44 | 127.6 | 30 |  | Solar | FIXED | Roof
REIPNR-09911 | CHANGZHOU TRINA SOLAR ENERGY CO | TSM-185D | 235 | 72 | 180 | 30 |  | Solar | FIXED | Roof
REIPNR-09912 | SUNTECH POWER | STP180S-24/AB-1 | 185 | 24 | 223.9 | 32 |  | Solar | FIXED | Roof
REIPNR-09913 | SUNPOWER | SPR-230-WHT-U | 230 | 75 | 166 | 18 |  | Solar | 1AXIS | Roof
REIPNR-09915 | SUNPOWER | SPR-305-WHT-U | 305 | 560 | 172 | 10 |  | Solar | FIXED | Roof
REIPNR-09916 | SCHOTT SOLAR | ASE-250DGF/50-230 | 230 | 1170 | 206 | 10 |  | Solar | FIXED | Roof
REIPNR-09918 | SOLARWORLD | SW185 MONO/T | 230 | 144 | 223 | 30 |  | Solar | FIXED | Pole
REIPNR-09919 | SUNPOWER | SPR-225-BLK-U | 225 | 10 | 202 | 40 |  | Solar | FIXED | Roof
REIPNR-09919 | SUNPOWER | SPR-225-BLK-U | 225 | 30 | 202 | 40 |  | Solar | FIXED | Roof
REIPNR-09920 | CANADIAN SOLAR | CS6P-180 | 180 | 257 | 142 | 10 |  | Solar | FIXED | Roof
REIPNR-09989 | BP SOLAR | BP3125S | 215 | 12 | 105 | 25 |  | Solar | FIXED | Roof
REIPNR-09989 | BP SOLAR | SX3200B | 215 | 12 | 193 | 12 |  | Solar | FIXED | Roof
REIPNR-09989 | BP SOLAR | BP3125U | 215 | 12 | 193 | 35 |  | Solar | FIXED | Roof
REIPNR-09990 | BP SOLAR | BP3170N | 215 | 36 | 183 | 25 |  | Solar | FIXED | Roof
REIPNR-09991 | SUNTECH POWER | STP200-18/UB-1 | 200 | 32 | 95 | 30 |  | Solar | FIXED | Roof
REIPNR-09993 | CHANGZHOU TRINA SOLAR ENERGY CO | TSM-185D | 235 | 46 | 171 | 26 |  | Solar | FIXED | Roof
REIPNR-09994 | SUNPOWER | SPR-225-BLK-U | 225 | 16 | 61 | 15 |  | Solar | FIXED | Roof
REIPNR-09994 | SUNPOWER | SPR-225-BLK-U | 225 | 16 | 240 | 15 |  | Solar | FIXED | Roof
REIPNR-09995 | SUNPOWER | SPR-305-WHT-U | 238 | 114 | 125 | 20 |  | Solar | FIXED | Roof
REIPNR-09996 | REC SCANMODULE | SCM230 | 230 | 99 | 145 | 12 |  | Solar | FIXED | Roof
REIPNR-09997 | SUNPOWER | SPR-225-BLK-U | 225 | 14 | 130 | 45 |  | Solar | FIXED | Roof
REIPNR-09997 | SUNPOWER | SPR-225-BLK-U | 225 | 30 | 220 | 36 |  | Solar | FIXED | Roof
REIPNR-09998 | SCHUCO USA |  | 220 | 169 | 180 | 10 |  | Solar | FIXED | Roof
REIPNR-10002 | SUNPOWER | SPR-225-BLK-U | 225 | 10 | 169 | 25 |  | Solar | FIXED | Roof
REIPNR-10002 | SUNPOWER | SPR-225-BLK-U | 225 | 18 | 169 | 26 |  | Solar | FIXED | Roof
REIPNR-10002 | SUNPOWER | SPR-225-BLK-U | 225 | 16 | 169 | 36 |  | Solar | FIXED | Roof
REIPNR-10003 | CHANGZHOU TRINA SOLAR ENERGY CO | TSM-185D | 230 | 174 | 217.1 | 20 |  | Solar | FIXED | Roof
REIPNR-10004 | BP SOLAR | BP3170N | 215 | 33 | 196 | 28 |  | Solar | FIXED | Roof
REIPNR-10005 | CHANGZHOU TRINA SOLAR ENERGY CO | TSM-185D | 230 | 43 | 217.1 | 20 |  | Solar | FIXED | Roof
REIPNR-10006 | CANADIAN SOLAR | CS5P-240 | 245 | 232 | 105 | 15 |  | Solar | FIXED | Roof
REIPNR-10007 | NINGBO SOLAR ELECTRIC POWER | TDB125X125-72-P 175W | 230 | 168 | 144 | 10 |  | Solar | FIXED | Roof
REIPNR-10007 | NINGBO SOLAR ELECTRIC POWER | TDB125X125-72-P 175W | 280 | 319 | 144 | 10 |  | Solar | FIXED | Roof
REIPNR-10008 | SUNTECH POWER | STP180S-24/AB-1 | 185 | 24 | 189 | 28 |  | Solar | FIXED | Roof
REIPNR-10009 | SUNPOWER | SPR-305-WHT-U | 305 | 568 | 211 | 8 |  | Solar | FIXED | Roof
REIPNR-10010 | BP SOLAR | BP3170N | 215 | 26 | 179 | 27 |  | Solar | FIXED | Roof
REIPNR-10012 | CHANGZHOU TRINA SOLAR ENERGY CO | TSM-180D | 235 | 9 | 110 | 25 |  | Solar | FIXED | Roof
REIPNR-10012 | CHANGZHOU TRINA SOLAR ENERGY CO | TSM-185D | 235 | 5 | 188 | 37 |  | Solar | FIXED | Roof
REIPNR-10014 | SCHUCO USA |  | 230 | 432 | 198 | 7.5 |  | Solar | FIXED | Roof
REIPNR-10018 | BP SOLAR | BP3170N | 215 | 16 | 129 | 40 |  | Solar | FIXED | Roof
REIPNR-10019 | SUNPOWER | SPR-230-WHT-U | 240 | 1000 | 252 | 18.5 |  | Solar | FIXED | Roof
REIPNR-10020 | SUNTECH POWER | STP210-18/UB-1 | 210 | 48 | 180 | 23 |  | Solar | FIXED | Roof
REIPNR-10022 | MATRIX SOLAR/PHOTOWATT | PW1650-175 | 235 | 88 | 180 | 32 |  | Solar | FIXED | Ground
REIPNR-10023 | SUNTECH POWER | STP180S-24/AB-1 | 185 | 28 | 204 | 34 |  | Solar | FIXED | Roof
REIPNR-10024 | CHANGZHOU TRINA SOLAR ENERGY CO | TSM-185D | 230 | 28 | 125 | 34 |  | Solar | FIXED | Roof
REIPNR-10025 | SHARP | ND-224U1F | 224 | 533 | 75 | 18.5 |  | Solar | FIXED | Roof
REIPNR-10027 | EVERGREEN SOLAR |  | 205 | 76 | 180 | 25 |  | Solar | FIXED | Pole
REIPNR-10185 | SHARP | ND-224U1F | 224 | 33 | 194 | 42 |  | Solar | FIXED | Roof
REIPNR-10186 | SUNPOWER | SPR-225-BLK-U | 225 | 9 | 114 | 31 |  | Solar | FIXED | Roof
REIPNR-10186 | SUNPOWER | SPR-225-BLK-U | 225 | 21 | 114 | 31 |  | Solar | FIXED | Roof
REIPNR-10186 | SUNPOWER | SPR-225-BLK-U | 225 | 10 | 224 | 36 |  | Solar | FIXED | Roof
REIPNR-10187 | SOLARWORLD | SW185 MONO/T | 245 | 1443 | 220 | 10.5 |  | Solar | FIXED | Roof
REIPNR-10190 | SUNTECH POWER | STP200-18/UB-1 | 205 | 30 | 162 | 24 |  | Solar | FIXED | Roof
REIPNR-10190 | SUNTECH POWER | STP210-18/UB-1 | 205 | 32 | 252 | 24 |  | Solar | FIXED | Roof
REIPNR-10194 | SUNPOWER | SPR-230-WHT-U | 230 | 38 | 95 | 25 |  | Solar | FIXED | Roof
REIPNR-10195 | SHARP | ND-220U1F | 220 | 20 | 132.1 | 17 |  | Solar | FIXED | Roof
REIPNR-10195 | SHARP | ND-220U2 | 220 | 16 | 132.1 | 35 |  | Solar | FIXED | Roof
REIPNR-10196 | CHANGZHOU TRINA SOLAR ENERGY CO | TSM-185D | 235 | 42 | 274.3 | 25 |  | Solar | FIXED | Roof
REIPNR-10199 | SUNTECH POWER | STP180S-24/AB-1 | 185 | 38 | 186.9 | 20 |  | Solar | FIXED | Roof
REIPNR-10200 | CHANGZHOU TRINA SOLAR ENERGY CO | TSM-185D | 235 | 38 | 178.4 | 24 |  | Solar | FIXED | Roof
REIPNR-10201 | CANADIAN SOLAR | CS6P-230 | 230 | 2184 | 179 | 10 |  | Solar | 1AXIS | Roof
REIPNR-10202 | CHIEN LUEN INDUSTRIES (ZHONGSHAN) | BI-156-60W | 230 | 676 | 179 | 10 |  | Solar | FIXED | Roof
REIPNR-10203 | CHIEN LUEN INDUSTRIES (ZHONGSHAN) | BI-156-60W | 230 | 312 | 179 | 10 |  | Solar | FIXED | Roof
REIPNR-10204 | SOLARWORLD | SW185 MONO/T | 230 | 624 | 179 | 10 |  | Solar | FIXED | Roof
REIPNR-10205 | CHIEN LUEN INDUSTRIES (ZHONGSHAN) | BI-156-60W | 230 | 676 | 179 | 10 |  | Solar | FIXED | Roof
REIPNR-10206 | SUNPOWER | SPR-225-BLK-U | 225 | 45 | 170 | 35 |  | Solar | FIXED | Roof
REIPNR-10208 | SUNPOWER | SPR-230-WHT-U | 230 | 81 | 180 | 34 |  | Solar | FIXED | Ground
REIPNR-10209 | SUNTECH POWER | STP200S-18/UB-1 | 200 | 250 | 180 | 30 |  | Solar | FIXED | Ground
REIPNR-10210 | SHARP | ND-220U1F | 220 | 44 | 214 | 38 |  | Solar | FIXED | Roof
REIPNR-10212 | CHANGZHOU TRINA SOLAR ENERGY CO | TSM-185D | 230 | 24 | 167.7 | 25 |  | Solar | FIXED | Roof
REIPNR-10213 | CHANGZHOU TRINA SOLAR ENERGY CO | TSM-185D | 235 | 34 | 194 | 28 |  | Solar | FIXED | Roof
REIPNR-10214 | SUNTECH POWER | STP180S-24/AB-1 | 185 | 8 | 138 | 32 |  | Solar | FIXED | Roof
REIPNR-10214 | SUNTECH POWER | STP180S-24/AB-1 | 185 | 30 | 226 | 25 |  | Solar | FIXED | Roof
REIPNR-10215 | SUNTECH POWER | STP200S-18/UB-1 | 205 | 45 | 145.4 | 30 |  | Solar | FIXED | Roof
REIPNR-10216 | CHANGZHOU TRINA SOLAR ENERGY CO | TSM-185D | 235 | 17 | 138 | 35 |  | Solar | FIXED | Roof
REIPNR-10216 | CHANGZHOU TRINA SOLAR ENERGY CO | TSM-185D | 235 | 11 | 231.4 | 35 |  | Solar | FIXED | Roof
REIPNR-10217 | SUNTECH POWER | STP200-18/UB-1 | 200 | 23 | 263 | 26 |  | Solar | FIXED | Roof
REIPNR-10218 | SHARP | ND-224UC1 | 235 | 24 | 124.3 | 38 |  | Solar | FIXED | Roof
REIPNR-10218 | SHARP | ND-U230C1 | 235 | 18 | 215 | 40 |  | Solar | FIXED | Roof
REIPNR-10219 | CHANGZHOU TRINA SOLAR ENERGY CO | TSM-185D | 235 | 44 | 193 | 29 |  | Solar | FIXED | Pole
REIPNR-10220 | SHARP | ND-224UC1 | 224 | 432 | 180 | 25 |  | Solar | FIXED | Ground
REIPNR-10221 | SUNTECH POWER | STP190S-18/UB-1 | 190 | 66 | 175 | 40 |  | Solar | FIXED | Roof
REIPNR-10223 | CHANGZHOU TRINA SOLAR ENERGY CO | TSM-160D | 235 | 18 | 126.3 | 35 |  | Solar | FIXED | Roof
REIPNR-10224 | CANADIAN SOLAR | CS6P-230 | 230 | 52 | 90 | 22 |  | Solar | FIXED | Roof
REIPNR-10224 | CANADIAN SOLAR | CS6P-230 | 230 | 24 | 180 | 0 |  | Solar | FIXED | Roof
REIPNR-10224 | CANADIAN SOLAR | CS6P-230 | 230 | 39 | 180 | 5 |  | Solar | FIXED | Roof
REIPNR-10224 | CANADIAN SOLAR | CS6P-230 | 230 | 52 | 180 | 22 |  | Solar | FIXED | Roof
REIPNR-10225 | SUNPOWER | SPR-305-WHT-U | 305 | 63 | 180 | 0 |  | Solar | FIXED | Roof
REIPNR-10226 | SANYO ELECTRIC |  | 230 | 756 | 182 | 10 |  | Solar | FIXED | Roof
REIPNR-10227 | SUNPOWER | SPR-230-WHT-U | 230 | 51 | 180 | 34 |  | Solar | 1AXIS | Pole
REIPNR-10228 | SANYO ELECTRIC |  | 220 | 392 | 182 | 10 |  | Solar | FIXED | Roof
REIPNR-10229 | CANADIAN SOLAR | CS5P-240 | 240 | 2192 | 145 | 10 |  | Solar | FIXED | Roof
REIPNR-10231 | CHANGZHOU TRINA SOLAR ENERGY CO | TSM-185D | 230 | 57 | 165 | 30 |  | Solar | FIXED | Ground
REIPNR-10232 | SUNPOWER | SPR-225-BLK-U | 225 | 56 | 200 | 29 |  | Solar | FIXED | Roof
REIPNR-10234 | CHANGZHOU TRINA SOLAR ENERGY CO | TSM-185D | 230 | 28 | 182.6 | 32 |  | Solar | FIXED | Roof
REIPNR-10234 | CHANGZHOU TRINA SOLAR ENERGY CO | TSM-185D | 230 | 14 | 182.6 | 39 |  | Solar | FIXED | Roof
REIPNR-10236 | CHANGZHOU TRINA SOLAR ENERGY CO | TSM-160D | 235 | 24 | 228 | 22 |  | Solar | FIXED | Roof
REIPNR-10237 | SUNPOWER | SPR-315E-WHT-U | 318 | 3584 | 184 | 5 |  | Solar | FIXED | Roof
REIPNR-10238 | SHARP | ND-220U1F | 220 | 1391 | 163 | 10 |  | Solar | FIXED | Roof
REIPNR-10238 | SHARP | ND-224U1F | 224 | 1008 | 163 | 25 |  | Solar | FIXED | Ground
REIPNR-10239 | BP SOLAR |  | 215 | 41 | 199 | 20 |  | Solar | FIXED | Roof
REIPNR-10240 | SUNTECH POWER | STP210-18/UB-1 | 210 | 44 | 176 | 31 |  | Solar | FIXED | Roof
REIPNR-10241 | SUNPOWER | SPR-210-WHT-U | 175 | 14 | 162 | 24 |  | Solar | FIXED | Roof
REIPNR-10246 | CANADIAN SOLAR | CS6P-230 | 230 | 52 | 180 | 34 |  | Solar | FIXED | Ground
REIPNR-10247 | BP SOLAR | BP3125S | 215 | 12 | 162 | 14 |  | Solar | FIXED | Roof
REIPNR-10247 | BP SOLAR | BP3125S | 215 | 18 | 162 | 19 |  | Solar | FIXED | Roof
REIPNR-10247 | BP SOLAR | SX3200B | 215 | 14 | 162 | 23 |  | Solar | FIXED | Roof
REIPNR-10248 | CHANGZHOU TRINA SOLAR ENERGY CO | TSM-160D | 235 | 32 | 230 | 30 |  | Solar | FIXED | Roof
REIPNR-10250 | CHANGZHOU TRINA SOLAR ENERGY CO | TSM-160D | 235 | 59 | 134 | 20 |  | Solar | FIXED | Roof
REIPNR-10251 | CHANGZHOU TRINA SOLAR ENERGY CO | TSM-185D | 235 | 22 | 196 | 14 |  | Solar | FIXED | Roof
REIPNR-10252 | SUNPOWER | SPR-225-BLK-U | 225 | 24 | 107 | 28 |  | Solar | FIXED | Roof
REIPNR-10252 | SUNPOWER | SPR-225-BLK-U | 225 | 9 | 187 | 41 |  | Solar | FIXED | Roof
REIPNR-10252 | SUNPOWER | SPR-225-BLK-U | 225 | 18 | 187 | 45 |  | Solar | FIXED | Roof
REIPNR-10253 | SUNPOWER | SPR-230-WHT-U | 230 | 10 | 98 | 30 |  | Solar | FIXED | Roof
REIPNR-10254 | BP SOLAR | BP3160S | 215 | 36 | 228 | 21 |  | Solar | FIXED | Ground
REIPNR-10256 | ANDALAY SOLAR | ST175-1 | 175 | 33 | 154 | 49 |  | Solar | FIXED | Roof
REIPNR-10257 | SUNTECH POWER | STP180S-24/AB-1 | 180 | 48 | 171 | 18 |  | Solar | FIXED | Roof
REIPNR-10258 | SUNPOWER | SPR-210-BLK-U | 210 | 18 | 125 | 35 |  | Solar | FIXED | Roof
REIPNR-10259 | SHARP | ND-224UC1 | 235 | 28 | 154.5 | 23 |  | Solar | FIXED | Roof
REIPNR-10260 | CHANGZHOU TRINA SOLAR ENERGY CO | TSM-185D | 230 | 14 | 166 | 22 |  | Solar | FIXED | Roof
REIPNR-10260 | CHANGZHOU TRINA SOLAR ENERGY CO | TSM-185D | 230 | 25 | 256 | 25 |  | Solar | FIXED | Roof
REIPNR-10261 | SUNPOWER | SPR-225-BLK-U | 225 | 9 | 122 | 26 |  | Solar | FIXED | Roof
REIPNR-10261 | SUNPOWER | SPR-225-BLK-U | 225 | 13 | 212 | 37 |  | Solar | FIXED | Roof
REIPNR-10261 | SUNPOWER | SPR-225-BLK-U | 225 | 14 | 212 | 40 |  | Solar | FIXED | Roof
REIPNR-10262 | CEEG (SHANGHAI) SOLAR SCIENCE AND TECHNOLOGY CO | SST 190-72M | 275 | 9 | 130 | 40 |  | Solar | FIXED | Roof
REIPNR-10262 | CEEG (SHANGHAI) SOLAR SCIENCE AND TECHNOLOGY CO | SST 190-72M | 275 | 27 | 220 | 30 |  | Solar | FIXED | Roof
REIPNR-10263 | SUNTECH POWER | STP180S-24/AB-1 | 185 | 45 | 215 | 22 |  | Solar | FIXED | Roof
REIPNR-10265 | CANADIAN SOLAR | CS6P-230 | 230 | 70 | 202 | 32 |  | Solar | FIXED | Roof
REIPNR-10266 | SUNTECH POWER | STP210S-18/UB-1 | 245 | 224 | 222 | 10 |  | Solar | FIXED | Roof
REIPNR-10267 | SHARP | ND-224U1F | 224 | 1296 | 180 | 25 |  | Solar | FIXED | Ground
REIPNR-10267 | SHARP | ND-220U2 | 220 | 1118 | 181 | 10 |  | Solar | FIXED | Roof
REIPNR-10268 | MITSUBISHI ELECTRIC | PV-UE135MF5N | 230 | 40 | 200 | 30 |  | Solar | FIXED | Roof
REIPNR-10269 | BP SOLAR | BP3170N | 215 | 27 | 151 | 25 |  | Solar | FIXED | Roof
REIPNR-10270 | SHARP | ND-U230C1 | 240 | 54 | 180 | 18 |  | Solar | FIXED | Ground
REIPNR-10271 | SHARP | ND-U230C1 | 224 | 456 | 166 | 5 |  | Solar | FIXED | Roof
REIPNR-10271 | SHARP | ND-216U1F | 216 | 1001 | 166 | 10 |  | Solar | FIXED | Roof
REIPNR-10272 | BP SOLAR | SX3200B | 215 | 18 | 107 | 30 |  | Solar | FIXED | Roof
REIPNR-10272 | BP SOLAR | BP3170N | 215 | 34 | 197 | 30 |  | Solar | FIXED | Roof
REIPNR-10274 | CHANGZHOU TRINA SOLAR ENERGY CO | TSM-185D | 230 | 2730 | 185 | 10 |  | Solar | FIXED | Roof
REIPNR-10275 | BP SOLAR | BP3150S | 215 | 32 | 246 | 33 |  | Solar | FIXED | Roof
REIPNR-10276 | CHANGZHOU TRINA SOLAR ENERGY CO | TSM-185D | 235 | 18 | 190.2 | 24 |  | Solar | FIXED | Roof
REIPNR-10277 | BP SOLAR | SX3200B | 215 | 7 | 110 | 30 |  | Solar | FIXED | Roof
REIPNR-10277 | BP SOLAR | BP3150B | 215 | 21 | 200 | 25 |  | Solar | FIXED | Roof
REIPNR-10278 | CHANGZHOU TRINA SOLAR ENERGY CO | TSM-185D | 235 | 12 | 164.7 | 12 |  | Solar | FIXED | Roof
REIPNR-10278 | CHANGZHOU TRINA SOLAR ENERGY CO | TSM-185D | 235 | 24 | 164.7 | 20 |  | Solar | FIXED | Roof
REIPNR-10279 | SUNTECH POWER | STP190-18/UB-1 | 185 | 10 | 73 | 22 |  | Solar | FIXED | Roof
REIPNR-10279 | SUNTECH POWER | STP190-18/UB-1 | 185 | 18 | 253 | 22 |  | Solar | FIXED | Roof
REIPNR-10280 | BP SOLAR | BP3115U | 215 | 24 | 174 | 41 |  | Solar | FIXED | Roof
REIPNR-10281 | CHANGZHOU TRINA SOLAR ENERGY CO | TSM-185D | 235 | 34 | 158.4 | 20 |  | Solar | FIXED | Roof
REIPNR-10282 | SUNPOWER | SPR-225-BLK-U | 225 | 38 | 181 | 30 |  | Solar | FIXED | Roof
REIPNR-10283 | SUNPOWER |  | 225 | 66 | 153 | 35 |  | Solar | FIXED | Roof
REIPNR-10284 | SUNPOWER | SPR-225-BLK-U | 225 | 42 | 139 | 27 |  | Solar | FIXED | Roof
REIPNR-10285 | SUNPOWER | SPR-230-WHT-U | 230 | 36 | 224 | 19 |  | Solar | FIXED | Roof
REIPNR-10286 | BP SOLAR | BP3170N | 195 | 20 | 195 | 26 |  | Solar | FIXED | Roof
REIPNR-10287 | CHANGZHOU TRINA SOLAR ENERGY CO | TSM-185D | 235 | 36 | 219.6 | 15 |  | Solar | FIXED | Roof
REIPNR-10288 | CHANGZHOU TRINA SOLAR ENERGY CO | TSM-185D | 230 | 26 | 102 | 27 |  | Solar | FIXED | Roof
REIPNR-10288 | CHANGZHOU TRINA SOLAR ENERGY CO | TSM-185D | 230 | 18 | 192 | 22 |  | Solar | FIXED | Roof
REIPNR-10289 | SUNTECH POWER | STP200S-18/UB-1 | 205 | 44 | 213.1 | 22 |  | Solar | FIXED | Roof
REIPNR-10290 | SHARP | ND-U230C1 | 224 | 36 | 229 | 18 |  | Solar | FIXED | Roof
REIPNR-10291 | KYOCERA SOLAR | KD180GX-LP | 185 | 34 | 211 | 26 |  | Solar | FIXED | Roof
REIPNR-10292 | SUNPOWER | SPR-225-BLK-U | 225 | 14 | 193 | 15 |  | Solar | FIXED | Roof
REIPNR-10292 | SUNPOWER | SPR-225-BLK-U | 225 | 36 | 193 | 34 |  | Solar | FIXED | Roof
REIPNR-10293 | SUNPOWER | SPR-315E-WHT-U | 315 | 8200 | 165 | 9.5 |  | Solar | FIXED | Roof
REIPNR-10295 | SUNTECH POWER | STP210S-18/UB-1 | 285 | 660 | 213 | 10 |  | Solar | FIXED | Roof
REIPNR-10297 | SHARP | ND-198UC1 | 198 | 48 | 171 | 30.3 |  | Solar | FIXED | Roof
REIPNR-10300 | CHANGZHOU TRINA SOLAR ENERGY CO | TSM-185D | 235 | 8 | 130 | 18 |  | Solar | FIXED | Roof
REIPNR-10300 | CHANGZHOU TRINA SOLAR ENERGY CO | TSM-185D | 240 | 8 | 130 | 18 |  | Solar | FIXED | Roof
REIPNR-10301 | CHANGZHOU TRINA SOLAR ENERGY CO | TSM-185D | 235 | 28 | 199.5 | 27 |  | Solar | FIXED | Roof
REIPNR-10302 | CHANGZHOU TRINA SOLAR ENERGY CO | TSM-185D | 230 | 30 | 115.2 | 35 |  | Solar | FIXED | Roof
REIPNR-10303 | BP SOLAR | SX150B | 215 | 24 | 125 | 22 |  | Solar | FIXED | Roof
REIPNR-10304 | CHANGZHOU TRINA SOLAR ENERGY CO | TSM-185D | 240 | 23 | 149 | 33 |  | Solar | FIXED | Roof
REIPNR-10305 | CHANGZHOU TRINA SOLAR ENERGY CO | TSM-185D | 235 | 30 | 199.5 | 20 |  | Solar | FIXED | Roof
REIPNR-10306 | CHANGZHOU TRINA SOLAR ENERGY CO | TSM-185D | 240 | 34 | 266 | 20 |  | Solar | FIXED | Roof
REIPNR-10307 | CHANGZHOU TRINA SOLAR ENERGY CO | TSM-185D | 235 | 24 | 102.7 | 35 |  | Solar | FIXED | Roof
REIPNR-10308 | CHANGZHOU TRINA SOLAR ENERGY CO | TSM-185D | 235 | 40 | 148.1 | 20 |  | Solar | FIXED | Roof
REIPNR-10310 | SUNTECH POWER | STP200-18/UB-1 | 200 | 30 | 159.1 | 28 |  | Solar | FIXED | Roof
REIPNR-10311 | CHANGZHOU TRINA SOLAR ENERGY CO | TSM-185D | 235 | 8 | 102.2 | 35 |  | Solar | FIXED | Roof
REIPNR-10311 | CHANGZHOU TRINA SOLAR ENERGY CO | TSM-185D | 235 | 18 | 192.2 | 30 |  | Solar | FIXED | Roof
REIPNR-10313 | SUNTECH POWER | STP200S-18/UB-1 | 205 | 36 | 177.4 | 18 |  | Solar | FIXED | Roof
REIPNR-10315 | BP SOLAR | SX3200B | 230 | 42 | 208 | 14 |  | Solar | FIXED | Roof
REIPNR-10316 | CHANGZHOU TRINA SOLAR ENERGY CO | TSM-180D | 235 | 37 | 163.5 | 28 |  | Solar | FIXED | Roof
REIPNR-10317 | SUNTECH POWER | STP180-24/AB-1 | 185 | 40 | 184 | 20 |  | Solar | FIXED | Roof
REIPNR-10319 | CHANGZHOU TRINA SOLAR ENERGY CO | TSM-185D | 185 | 45 | 166.4 | 20 |  | Solar | FIXED | Roof
REIPNR-10320 | CHANGZHOU TRINA SOLAR ENERGY CO | TSM-185D | 235 | 18 | 159 | 20 |  | Solar | FIXED | Roof
REIPNR-10321 | SHARP | ND-224UC1 | 235 | 8 | 131.4 | 19 |  | Solar | FIXED | Roof
REIPNR-10321 | SHARP | ND-224UC1 | 235 | 38 | 220.4 | 26 |  | Solar | FIXED | Roof
REIPNR-10323 | CHANGZHOU TRINA SOLAR ENERGY CO | TSM-185D | 235 | 22 | 204.2 | 30 |  | Solar | FIXED | Roof
REIPNR-10324 | SUNPOWER |  | 230 | 36 | 202 | 18 |  | Solar | FIXED | Roof
REIPNR-10325 | SUNPOWER | SPR-225-BLK-U | 225 | 24 | 240 | 33 |  | Solar | FIXED | Roof
REIPNR-10326 | CHANGZHOU TRINA SOLAR ENERGY CO | TSM-185D | 235 | 47 | 200.3 | 30 |  | Solar | FIXED | Roof
REIPNR-10328 | SUNTECH POWER | STP200-18/UB-1 | 205 | 636 | 183.8 | 4.7 |  | Solar | FIXED | Roof
REIPNR-10329 | CHANGZHOU TRINA SOLAR ENERGY CO | TSM-185D | 230 | 24 | 89.9 | 33 |  | Solar | FIXED | Roof
REIPNR-10329 | CHANGZHOU TRINA SOLAR ENERGY CO | TSM-185D | 230 | 16 | 89.9 | 38 |  | Solar | FIXED | Roof
REIPNR-10330 | CHANGZHOU TRINA SOLAR ENERGY CO | TSM-185D | 230 | 12 | 205.9 | 25 |  | Solar | FIXED | Roof
REIPNR-10332 | GLORIA SOLAR | GSM6-230D-UO1 | 280 | 3360 | 180 | 25 |  | Solar | FIXED | Ground
REIPNR-10333 | CHANGZHOU TRINA SOLAR ENERGY CO | TSM-185D | 235 | 12 | 134 | 15 |  | Solar | FIXED | Roof
REIPNR-10333 | CHANGZHOU TRINA SOLAR ENERGY CO | TSM-185D | 235 | 5 | 151 | 24 |  | Solar | FIXED | Roof
REIPNR-10333 | CHANGZHOU TRINA SOLAR ENERGY CO | TSM-185D | 235 | 18 | 240 | 38 |  | Solar | FIXED | Roof
REIPNR-10334 | CHANGZHOU TRINA SOLAR ENERGY CO | TSM-185D | 240 | 8 | 209 | 30 |  | Solar | FIXED | Roof
REIPNR-10335 | SOLARWORLD | SW185 MONO/T | 245 | 182 | 151 | 10 |  | Solar | FIXED | Roof
REIPNR-10335 | SOLARWORLD | SW185 MONO/T | 245 | 559 | 151 | 14 |  | Solar | FIXED | Roof
REIPNR-10335 | SOLARWORLD | SW185 MONO/T | 245 | 624 | 241 | 14 |  | Solar | FIXED | Roof
REIPNR-10336 | CHANGZHOU TRINA SOLAR ENERGY CO | TSM-185D | 235 | 24 | 183.4 | 26 |  | Solar | FIXED | Roof
REIPNR-10337 | SUNPOWER | SPR-225-BLK-U | 225 | 38 | 205 | 35 |  | Solar | FIXED | Roof
REIPNR-10337 | SUNPOWER |  | 225 | 10 | 205 | 43 |  | Solar | FIXED | Roof
REIPNR-10338 | SUNTECH POWER | STP180S-24/AB-1 | 185 | 50 | 201 | 31 |  | Solar | FIXED | Roof
REIPNR-10339 | SOLARWORLD | SW185 MONO/T | 235 | 63 | 155 | 20 |  | Solar | FIXED | Roof
REIPNR-10340 | SUNTECH POWER | STP200-18/UB-1 | 205 | 44 | 111 | 31 |  | Solar | FIXED | Roof
REIPNR-10342 | CHANGZHOU TRINA SOLAR ENERGY CO | TSM-185D | 235 | 20 | 224.9 | 15 |  | Solar | FIXED | Roof
REIPNR-10343 | CHANGZHOU TRINA SOLAR ENERGY CO | TSM-185D | 235 | 44 | 174 | 34 |  | Solar | FIXED | Roof
REIPNR-10344 | CHANGZHOU TRINA SOLAR ENERGY CO | TSM-185D | 240 | 23 | 147 | 20 |  | Solar | FIXED | Roof
REIPNR-10345 | SUNTECH POWER | STP200S-18/UB-1 | 200 | 36 | 160 | 15 |  | Solar | FIXED | Roof
REIPNR-10345 | SUNTECH POWER | STP200-18/UB-1 | 200 | 15 | 250 | 15 |  | Solar | FIXED | Roof
REIPNR-10346 | SUNTECH POWER | STP200S-18/UB-1 | 205 | 34 | 248.5 | 25 |  | Solar | FIXED | Roof
REIPNR-10347 | SHARP | ND-U230C1 | 240 | 134 | 186 | 10 |  | Solar | FIXED | Roof
REIPNR-10349 | CHANGZHOU TRINA SOLAR ENERGY CO | TSM-185D | 235 | 50 | 178 | 22 |  | Solar | FIXED | Ground
REIPNR-10351 | SOLARWORLD | SW185 MONO/T | 240 | 3523 | 216 | 10 |  | Solar | FIXED | Roof
REIPNR-10352 | SUNTECH POWER | STP210-18/UB-1 | 205 | 48 | 165 | 23 |  | Solar | FIXED | Roof
REIPNR-10354 | SUNTECH POWER | STP210S-18/UB-1 | 275 | 180 | 120 | 22 |  | Solar | FIXED | Roof
REIPNR-10355 | CHANGZHOU TRINA SOLAR ENERGY CO | TSM-185D | 235 | 22 | 206 | 28 |  | Solar | FIXED | Roof
REIPNR-10356 | BP SOLAR | SX3200B | 215 | 15 | 195 | 35 |  | Solar | FIXED | Roof
REIPNR-10357 | CHANGZHOU TRINA SOLAR ENERGY CO | TSM-185D | 235 | 40 | 212.5 | 40 |  | Solar | FIXED | Roof
REIPNR-10358 | CHANGZHOU TRINA SOLAR ENERGY CO | TSM-185D | 235 | 8 | 214 | 15 |  | Solar | FIXED | Roof
REIPNR-10358 | CHANGZHOU TRINA SOLAR ENERGY CO | TSM-185D | 235 | 12 | 214 | 25 |  | Solar | FIXED | Roof
REIPNR-10359 | BP SOLAR | BP175 B | 230 | 44 | 180 | 35 |  | Solar | FIXED | Ground
REIPNR-10360 | SUNTECH POWER | STP200S-18/UB-1 | 205 | 22 | 245 | 25 |  | Solar | FIXED | Roof
REIPNR-10361 | SHARP | ND-220U2 | 220 | 18 | 118 | 15 |  | Solar | FIXED | Roof
REIPNR-10361 | SHARP | ND-220U2 | 220 | 22 | 118 | 20 |  | Solar | FIXED | Roof
REIPNR-10363 | SOLARWORLD | SW185 MONO/T | 240 | 2717 | 216 | 10 |  | Solar | FIXED | Roof
REIPNR-10364 | MATRIX SOLAR/PHOTOWATT | PW1650-175 | 235 | 48 | 180 | 0 |  | Solar | FIXED | Roof
REIPNR-10365 | MATRIX SOLAR/PHOTOWATT | PW1000-100 | 235 | 99 | 180 | 0 |  | Solar | FIXED | Roof
REIPNR-10366 | CHANGZHOU TRINA SOLAR ENERGY CO | TSM-185D | 235 | 30 | 134.8 | 25 |  | Solar | FIXED | Roof
REIPNR-10367 | MATRIX SOLAR/PHOTOWATT | PW1000-100 | 235 | 110 | 180 | 0 |  | Solar | FIXED | Roof
REIPNR-10368 | CHANGZHOU TRINA SOLAR ENERGY CO | TSM-185D | 235 | 14 | 222 | 36 |  | Solar | FIXED | Roof
REIPNR-10369 | SUNTECH POWER | STP180-24/AB-1 | 235 | 43 | 184.2 | 20 |  | Solar | FIXED | Roof
REIPNR-10370 | CHANGZHOU TRINA SOLAR ENERGY CO | TSM-185D | 230 | 30 | 264.9 | 22 |  | Solar | FIXED | Roof
REIPNR-10371 | CHANGZHOU TRINA SOLAR ENERGY CO | TSM-185D | 235 | 21 | 108 | 20 |  | Solar | FIXED | Roof
REIPNR-10371 | CHANGZHOU TRINA SOLAR ENERGY CO | TSM-185D | 235 | 6 | 198 | 20 |  | Solar | FIXED | Roof
REIPNR-10371 | CHANGZHOU TRINA SOLAR ENERGY CO | TSM-185D | 235 | 6 | 288 | 20 |  | Solar | FIXED | Roof
REIPNR-10372 | CHANGZHOU TRINA SOLAR ENERGY CO | TSM-185D | 235 | 22 | 262 | 27 |  | Solar | FIXED | Roof
REIPNR-10373 | CHANGZHOU TRINA SOLAR ENERGY CO | TSM-185D | 235 | 26 | 246 | 23 |  | Solar | FIXED | Roof
REIPNR-10374 | SUNTECH POWER | STP180-24/AB-1 | 185 | 24 | 156.5 | 25 |  | Solar | FIXED | Roof
REIPNR-10374 | SUNTECH POWER | STP180-24/AB-1 | 185 | 18 | 156.5 | 70 |  | Solar | FIXED | Roof
REIPNR-10374 | SUNTECH POWER | STP180-24/AB-1 | 185 | 48 | 247.4 | 28 |  | Solar | FIXED | Roof
REIPNR-10376 | CHANGZHOU TRINA SOLAR ENERGY CO | TSM-185D | 235 | 10 | 208 | 22 |  | Solar | FIXED | Roof
REIPNR-10376 | CHANGZHOU TRINA SOLAR ENERGY CO | TSM-185D | 230 | 34 | 208 | 30 |  | Solar | FIXED | Roof
REIPNR-10377 | CHANGZHOU TRINA SOLAR ENERGY CO | TSM-185D | 235 | 9 | 180 | 15 |  | Solar | FIXED | Roof
REIPNR-10377 | CHANGZHOU TRINA SOLAR ENERGY CO | TSM-185D | 235 | 33 | 180 | 30 |  | Solar | FIXED | Roof
REIPNR-10379 | SUNPOWER | SPR-225-BLK-U | 225 | 14 | 104 | 24 |  | Solar | FIXED | Roof
REIPNR-10379 | SUNPOWER | SPR-225-BLK-U | 225 | 8 | 189 | 34 |  | Solar | FIXED | Roof
REIPNR-10379 | SUNPOWER | SPR-225-BLK-U | 225 | 22 | 189 | 42 |  | Solar | FIXED | Roof
REIPNR-10381 | BP SOLAR | BP3170N | 215 | 16 | 123 | 45 |  | Solar | FIXED | Roof
REIPNR-10382 | REC SCANMODULE | SCM230 | 230 | 86 | 224 | 20 |  | Solar | FIXED | Roof
REIPNR-10383 | SUNTECH POWER | STP200-18/UB-1 | 200 | 36 | 191 | 30 |  | Solar | FIXED | Roof
REIPNR-10384 | CHANGZHOU TRINA SOLAR ENERGY CO | TSM-185D | 235 | 14 | 167.1 | 26 |  | Solar | FIXED | Roof
REIPNR-10386 | CANADIAN SOLAR | CS6P-230 | 230 | 416 | 207 | 10 |  | Solar | FIXED | Roof
REIPNR-10387 | SUNPOWER | SPR-315E-WHT-U | 318 | 13 | 187 | 10 |  | Solar | FIXED | Roof
REIPNR-10388 | SUNTECH POWER | STP180S-24/AB-1 | 185 | 42 | 130 | 22 |  | Solar | FIXED | Roof
REIPNR-10389 | SOLARWORLD | SW185 MONO/T | 215 | 6 | 147 | 10 |  | Solar | FIXED | Roof
REIPNR-10389 | SOLARWORLD | SW185 MONO/T | 215 | 14 | 147 | 15 |  | Solar | FIXED | Roof
REIPNR-10389 | SOLARWORLD | SW185 MONO/T | 215 | 18 | 239 | 15 |  | Solar | FIXED | Roof
REIPNR-10390 | SUNPOWER | SPR-225-BLK-U | 225 | 12 | 230 | 30 |  | Solar | FIXED | Roof
REIPNR-10391 | BP SOLAR | SX170N | 195 | 10 | 199 | 30 |  | Solar | FIXED | Roof
REIPNR-10392 | SOLARWORLD | SW185 MONO/T | 230 | 153 | 236 | 22 |  | Solar | FIXED | Roof
REIPNR-10393 | CANADIAN SOLAR | CS6P-230 | 230 | 110 | 141 | 18 |  | Solar | FIXED | Roof
REIPNR-10394 | ET SOLAR INDUSTRY | ET-P654185 | 185 | 70 | 180 | 20 |  | Solar | FIXED | Ground
REIPNR-10395 | SUNPOWER | SPR-225-BLK-U | 225 | 8 | 191 | 41 |  | Solar | FIXED | Roof
REIPNR-10395 | SUNPOWER | SPR-225-BLK-U | 225 | 28 | 191 | 45 |  | Solar | FIXED | Roof
REIPNR-10396 | SOLARWORLD | SW185 MONO/T | 235 | 38 | 234 | 38 |  | Solar | FIXED | Roof
REIPNR-10397 | ALPS TECHNOLOGY | ATI-2000(230) | 230 | 165 | 140 | 26.6 |  | Solar | FIXED | Roof
REIPNR-10398 | BAODING YINGLI NEW ENERGY RESOURCES CO | 110(17)P1447X663 | 235 | 26208 | 180 | 25 |  | Solar | FIXED | Ground
REIPNR-10399 | SUNTECH POWER | STP21018 | 275 | 18348 | 180 | 25 |  | Solar | FIXED | Ground
REIPNR-10399 | SUNTECH POWER | STP210S-18/UB-1 | 280 | 17508 | 180 | 25 |  | Solar | FIXED | Ground
REIPNR-10400 | ET SOLAR INDUSTRY | ET-P672280 | 280 | 2028 | 196 | 12 |  | Solar | FIXED | Ground
REIPNR-10400 | ET SOLAR INDUSTRY | ET-P672280 | 280 | 1236 | 196 | 20 |  | Solar | FIXED | Roof
REIPNR-10469 | CHANGZHOU TRINA SOLAR ENERGY CO | TSM-185D | 235 | 132 | 164 | 10 |  | Solar | FIXED | Roof
REIPNR-10470 | SUNPOWER | SPR-315E-WHT-U | 315 | 96 | 182 | 25 |  | Solar | FIXED | Roof
REIPNR-10471 | MATRIX SOLAR/PHOTOWATT | PW1000-100 | 230 | 55 | 180 | 2 |  | Solar | FIXED | Roof
REIPNR-10472 | MATRIX SOLAR/PHOTOWATT | PW1000-100 | 230 | 80 | 249 | 2 |  | Solar | FIXED | Roof
REIPNR-10473 | MATRIX SOLAR/PHOTOWATT | PW1000-100 | 230 | 33 | 205 | 2 |  | Solar | FIXED | Roof
REIPNR-10474 | CHANGZHOU TRINA SOLAR ENERGY CO | TSM-185D | 230 | 756 | 125 | 10 |  | Solar | FIXED | Roof
REIPNR-10475 | GLORIA SOLAR | GSM6-230D-UO1 | 280 | 720 | 180 | 25 |  | Solar | FIXED | Ground
REIPNR-10476 | CHANGZHOU TRINA SOLAR ENERGY CO | TSM-185D | 230 | 216 | 175 | 8 |  | Solar | FIXED | Roof
REIPNR-10477 | SUNPOWER | SPR-225-BLK-U | 225 | 10 | 116 | 45 |  | Solar | FIXED | Roof
REIPNR-10477 | SUNPOWER | SPR-225-BLK-U | 225 | 42 | 116 | 45 |  | Solar | FIXED | Roof
REIPNR-10477 | SUNPOWER | SPR-225-BLK-U | 225 | 16 | 206 | 45 |  | Solar | FIXED | Roof
REIPNR-10478 | SHARP | ND-224U1F | 224 | 1014 | 160 | 10 |  | Solar | FIXED | Roof
REIPNR-10479 | SHARP | ND-224UC1 | 230 | 689 | 166 | 14 |  | Solar | FIXED | Roof
REIPNR-10479 | SHARP | ND-220U2 | 230 | 117 | 195 | 14 |  | Solar | FIXED | Roof
REIPNR-10479 | SHARP | ND-224U1F | 230 | 416 | 256 | 18 |  | Solar | FIXED | Roof
REIPNR-10481 | CHANGZHOU TRINA SOLAR ENERGY CO | TSM-160D | 235 | 22 | 180 | 30 |  | Solar | FIXED | Roof
REIPNR-10482 | SUNTECH POWER | STP210S-18/UB-1 | 220 | 442 | 205 | 15 |  | Solar | FIXED | Roof
REIPNR-10483 | CHANGZHOU TRINA SOLAR ENERGY CO | TSM-160D | 235 | 28 | 172.6 | 25 |  | Solar | FIXED | Roof
REIPNR-10484 | BP SOLAR | BP3170N | 225 | 130 | 180 | 20 |  | Solar | FIXED | Roof
REIPNR-10485 | SUNPOWER | SPR-225-BLK-U | 225 | 47 | 193 | 32 |  | Solar | FIXED | Roof
REIPNR-10486 | SUNTECH POWER | STP210S-18/UB-1 | 220 | 936 | 205 | 15 |  | Solar | FIXED | Roof
REIPNR-10487 | SUNTECH POWER | STP200-18/UB-1 | 205 | 12 | 200 | 25 |  | Solar | FIXED | Roof
REIPNR-10487 | SUNTECH POWER | STP200-18/UB-1 | 205 | 51 | 210 | 30 |  | Solar | FIXED | Roof
REIPNR-10488 | BP SOLAR | SX3200B | 215 | 22 | 151 | 30 |  | Solar | FIXED | Roof
REIPNR-10488 | BP SOLAR | BP3125S | 215 | 20 | 239 | 30 |  | Solar | FIXED | Roof
REIPNR-10489 | CHANGZHOU TRINA SOLAR ENERGY CO | TSM-160D | 235 | 18 | 130.8 | 35 |  | Solar | FIXED | Roof
REIPNR-10490 | SUNPOWER | SPR-230-WHT-U | 230 | 20 | 130 | 17 |  | Solar | FIXED | Roof
REIPNR-10491 | CHANGZHOU TRINA SOLAR ENERGY CO | TSM-185D | 235 | 26 | 113 | 26 |  | Solar | FIXED | Roof
REIPNR-10491 | CHANGZHOU TRINA SOLAR ENERGY CO | TSM-185D | 235 | 20 | 203 | 26 |  | Solar | FIXED | Roof
REIPNR-10492 | SUNPOWER | SPR-225-BLK-U | 225 | 15 | 172 | 13 |  | Solar | FIXED | Roof
REIPNR-10492 | SUNPOWER | SPR-225-BLK-U | 225 | 12 | 172 | 31 |  | Solar | FIXED | Roof
REIPNR-10493 | CHANGZHOU TRINA SOLAR ENERGY CO | TSM-160D | 235 | 24 | 249 | 25 |  | Solar | FIXED | Roof
REIPNR-10494 | CHANGZHOU TRINA SOLAR ENERGY CO | TSM-185D | 235 | 22 | 204.3 | 20 |  | Solar | FIXED | Roof
REIPNR-10495 | CONERGY AG | S 175MU | 235 | 66 | 170 | 25 |  | Solar | FIXED | Ground
REIPNR-10496 | SUNPOWER | SPR-225-BLK-U | 225 | 44 | 129 | 17 |  | Solar | FIXED | Roof
REIPNR-10497 | SOLAR POWER (SPI) | SP200FP12 | 200 | 168 | 169 | 5 |  | Solar | FIXED | Roof
REIPNR-10497 | SOLAR POWER (SPI) | SP200FP12 | 200 | 168 | 169 | 5 |  | Solar | FIXED | Roof
REIPNR-10497 | SOLAR POWER (SPI) | SP200FP12 | 200 | 224 | 169 | 5 |  | Solar | FIXED | Roof
REIPNR-10498 | BP SOLAR | SX3200B | 215 | 38 | 149 | 28 |  | Solar | FIXED | Roof
REIPNR-10499 | SHARP | ND-U230C1 | 235 | 34 | 189 | 30 |  | Solar | FIXED | Roof
REIPNR-10501 | CHANGZHOU TRINA SOLAR ENERGY CO | TSM-185D | 235 | 32 | 217.4 | 28 |  | Solar | FIXED | Roof
REIPNR-10567 | CHANGZHOU TRINA SOLAR ENERGY CO | TSM-185D | 235 | 32 | 242.2 | 21 |  | Solar | FIXED | Roof
REIPNR-10568 | CHANGZHOU TRINA SOLAR ENERGY CO | TSM-185D | 235 | 12 | 166.8 | 15 |  | Solar | FIXED | Roof
REIPNR-10568 | CHANGZHOU TRINA SOLAR ENERGY CO | TSM-185D | 235 | 10 | 256.6 | 15 |  | Solar | FIXED | Roof
REIPNR-10569 | CHANGZHOU TRINA SOLAR ENERGY CO | TSM-185D | 235 | 11 | 214.6 | 25 |  | Solar | FIXED | Roof
REIPNR-10570 | SUNTECH POWER | STP180-24/AB-1 | 185 | 42 | 242.9 | 30 |  | Solar | FIXED | Roof
REIPNR-10571 | CHANGZHOU TRINA SOLAR ENERGY CO | TSM-185D | 235 | 32 | 169.4 | 25 |  | Solar | FIXED | Roof
REIPNR-10572 | SUNTECH POWER | STP180-24/AB-1 | 185 | 24 | 131.8 | 30 |  | Solar | FIXED | Roof
REIPNR-10575 | SUNTECH POWER | STP180-24/AB-1 | 185 | 39 | 183 | 25 |  | Solar | FIXED | Roof
REIPNR-10577 | SUNPOWER | PL-EVER-ES-180P | 180 | 100 | 124 | 10 |  | Solar | FIXED | Roof
REIPNR-10577 | SUNPOWER | PL-EVER-ES-180P | 180 | 20 | 140 | 10 |  | Solar | FIXED | Roof
REIPNR-10579 | CHANGZHOU TRINA SOLAR ENERGY CO | TSM-185D | 235 | 24 | 173 | 35 |  | Solar | FIXED | Roof
REIPNR-10580 | SUNTECH POWER | STP180-24/AB-1 | 185 | 40 | 142.2 | 30 |  | Solar | FIXED | Roof
REIPNR-10581 | SHARP | ND-220U1F | 235 | 84 | 180 | 20 |  | Solar | FIXED | Ground
REIPNR-10582 | SUNTECH POWER | STP180-24/AB-1 | 185 | 26 | 252.3 | 25 |  | Solar | FIXED | Roof
REIPNR-10583 | KYOCERA SOLAR | KD210GX-L | 225 | 230 | 133 | 27 |  | Solar | FIXED | Roof
REIPNR-10583 | KYOCERA SOLAR | KD210GX-L | 225 | 16 | 221 | 26 |  | Solar | FIXED | Roof
REIPNR-10584 | CHANGZHOU TRINA SOLAR ENERGY CO | TSM-185D | 235 | 12 | 230.3 | 35 |  | Solar | FIXED | Roof
REIPNR-10585 | SOLARWORLD | SW185 MONO/T | 245 | 68 | 167 | 30 |  | Solar | FIXED | Ground
REIPNR-10586 | BP SOLAR | BP3170N | 215 | 14 | 169 | 33 |  | Solar | FIXED | Roof
REIPNR-10587 | CHANGZHOU TRINA SOLAR ENERGY CO | TSM-185D | 235 | 18 | 235.1 | 25 |  | Solar | FIXED | Roof
REIPNR-10588 | SUNTECH POWER | STP175-24/AB-1 | 175 | 6 | 131 | 35 |  | Solar | FIXED | Roof
REIPNR-10589 | SUNTECH POWER | STP180-24/AB-1 | 185 | 48 | 212.3 | 26 |  | Solar | FIXED | Roof
REIPNR-10590 | SHARP | ND-224UC1 | 235 | 12 | 209 | 25 |  | Solar | FIXED | Roof
REIPNR-10590 | SHARP | ND-224UC1 | 235 | 24 | 210 | 28 |  | Solar | FIXED | Ground
REIPNR-10590 | SHARP | ND-224UC1 | 235 | 32 | 210 | 32 |  | Solar | FIXED | Roof
REIPNR-10591 | SUNTECH POWER | STP200UB | 205 | 312 | 130.1 | 15 |  | Solar | FIXED | Roof
REIPNR-10592 | SUNPOWER | SPR-225-BLK-U | 225 | 50 | 196 | 33 |  | Solar | FIXED | Roof
REIPNR-10593 | KYOCERA SOLAR | KD210GX-LP | 235 | 24 | 207 | 35 |  | Solar | FIXED | Roof
REIPNR-10594 | SOLARWORLD | SW185MONO | 245 | 114 | 155 | 20 |  | Solar | FIXED | Roof
REIPNR-10595 | SHARP | ND-U230C1 | 240 | 169 | 162 | 10 |  | Solar | FIXED | Roof
REIPNR-10596 | UNITED SOLAR OVONIC |  | 225 | 778 | 0 | 3 |  | Solar | FIXED | Roof
REIPNR-10597 | BP SOLAR | SX3200W | 215 | 44 | 111 | 31 |  | Solar | FIXED | Roof
REIPNR-10597 | BP SOLAR | SX3200B | 215 | 26 | 209 | 21 |  | Solar | FIXED | Roof
REIPNR-10598 | CHANGZHOU TRINA SOLAR ENERGY CO | TSM-160D | 235 | 42 | 189 | 5 |  | Solar | FIXED | Roof
REIPNR-10599 | BP SOLAR | SX3200W | 215 | 36 | 233 | 34 |  | Solar | FIXED | Roof
REIPNR-10600 | CHANGZHOU TRINA SOLAR ENERGY CO | TSM-185D | 230 | 36 | 269 | 19 |  | Solar | FIXED | Roof
REIPNR-10601 | SUNPOWER | SPR-225-BLK-U | 225 | 90 | 169 | 25 |  | Solar | FIXED | Roof
REIPNR-10661 | SCHOTT SOLAR | ASE-250DGF/17 | 230 | 6 | 150 | 26 |  | Solar | FIXED | Roof
REIPNR-10661 | SCHOTT SOLAR | ASE-250DGF/17 | 230 | 6 | 240 | 26 |  | Solar | FIXED | Roof
REIPNR-10661 | SCHOTT SOLAR | ASE-250DGF/50-230 | 230 | 29 | 240 | 26 |  | Solar | FIXED | Roof
REIPNR-10662 | SUNPOWER | SPR-210-BLK-U | 210 | 30 | 207 | 20 |  | Solar | FIXED | Roof
REIPNR-10663 | SUNPOWER | SPR-225-BLK-U | 225 | 66 | 170 | 30 |  | Solar | FIXED | Roof
REIPNR-10666 | CHANGZHOU TRINA SOLAR ENERGY CO | TSM-185D | 235 | 16 | 167.8 | 22 |  | Solar | FIXED | Roof
REIPNR-10667 | SUNTECH POWER | STP180-24/AB-1 | 185 | 52 | 107.3 | 20 |  | Solar | FIXED | Roof
REIPNR-10667 | SUNTECH POWER | STP180S-24/AB-1 | 185 | 8 | 197 | 24 |  | Solar | FIXED | Roof
REIPNR-10668 | CHANGZHOU TRINA SOLAR ENERGY CO | TSM-185D | 235 | 44 | 117 | 28.4 |  | Solar | FIXED | Roof
REIPNR-10669 | CHANGZHOU TRINA SOLAR ENERGY CO | TSM-185D | 230 | 21 | 190.6 | 18 |  | Solar | FIXED | Roof
REIPNR-10669 | CHANGZHOU TRINA SOLAR ENERGY CO | TSM-185D | 230 | 25 | 197.9 | 28 |  | Solar | FIXED | Roof
REIPNR-10670 | CHANGZHOU TRINA SOLAR ENERGY CO | TSM-185D | 235 | 22 | 233.2 | 27 |  | Solar | FIXED | Roof
REIPNR-10671 | CHANGZHOU TRINA SOLAR ENERGY CO | TSM-185D | 235 | 12 | 218.5 | 10 |  | Solar | FIXED | Roof
REIPNR-10671 | CHANGZHOU TRINA SOLAR ENERGY CO | TSM-185D | 235 | 6 | 218.5 | 40 |  | Solar | FIXED | Roof
REIPNR-10673 | CHANGZHOU TRINA SOLAR ENERGY CO | TSM-185D | 235 | 20 | 180 | 10 |  | Solar | FIXED | Roof
REIPNR-10673 | CHANGZHOU TRINA SOLAR ENERGY CO | TSM-180D | 235 | 22 | 180 | 37 |  | Solar | FIXED | Roof
REIPNR-10675 | CANADIAN SOLAR | CS5P-230 | 230 | 56 | 200 | 12 |  | Solar | FIXED | Roof
REIPNR-10676 | BP SOLAR | SX3200B | 230 | 144 | 140 | 10 |  | Solar | FIXED | Roof
REIPNR-10677 | BP SOLAR | SX3200B | 215 | 7 | 96 | 22 |  | Solar | FIXED | Roof
REIPNR-10677 | BP SOLAR | SX3200B | 215 | 14 | 186 | 22 |  | Solar | FIXED | Roof
REIPNR-10678 | CHANGZHOU TRINA SOLAR ENERGY CO | TSM-185D | 235 | 36 | 223.2 | 30 |  | Solar | FIXED | Roof
REIPNR-10679 | CHANGZHOU TRINA SOLAR ENERGY CO | TSM-185D | 185 | 24 | 180 | 25 |  | Solar | FIXED | Roof
REIPNR-10680 | CHANGZHOU TRINA SOLAR ENERGY CO | TSM-185D | 235 | 9 | 177.1 | 40 |  | Solar | FIXED | Roof
REIPNR-10680 | CHANGZHOU TRINA SOLAR ENERGY CO | TSM-185D | 235 | 20 | 266.7 | 25 |  | Solar | FIXED | Roof
REIPNR-10681 | CHANGZHOU TRINA SOLAR ENERGY CO | TSM-185D | 235 | 14 | 207.2 | 25 |  | Solar | FIXED | Roof
REIPNR-10682 | CONERGY AG | S 175MU | 235 | 102 | 180 | 30 |  | Solar | FIXED | Ground
REIPNR-10683 | BP SOLAR | SX3200B | 215 | 14 | 175 | 39 |  | Solar | FIXED | Roof
REIPNR-10683 | BP SOLAR | BP380U | 215 | 19 | 265 | 32 |  | Solar | FIXED | Roof
REIPNR-10685 | SUNTECH POWER | STP190-18/UB-1 | 190 | 72 | 197 | 20 |  | Solar | FIXED | Roof
REIPNR-10686 | CHANGZHOU TRINA SOLAR ENERGY CO | TSM-185D | 230 | 338 | 156 | 10 |  | Solar | FIXED | Roof
REIPNR-10687 | SUNPOWER | SPR-230-WHT-U | 230 | 54 | 93 | 18 |  | Solar | FIXED | Roof
REIPNR-10688 | CHANGZHOU TRINA SOLAR ENERGY CO | TSM-185D | 235 | 16 | 184.2 | 25 |  | Solar | FIXED | Roof
REIPNR-10689 | SUNTECH POWER | STP180S-24/AB-1 | 185 | 10 | 92 | 25 |  | Solar | FIXED | Roof
REIPNR-10689 | SUNTECH POWER | STP180S-24/AB-1 | 185 | 34 | 182 | 22 |  | Solar | FIXED | Roof
REIPNR-10690 | CHANGZHOU TRINA SOLAR ENERGY CO | TSM-185D | 230 | 42 | 198.7 | 20 |  | Solar | FIXED | Roof
REIPNR-10692 | SUNPOWER | SPR-225-BLK-U | 225 | 72 | 251 | 37 |  | Solar | FIXED | Roof
REIPNR-10693 | SUNPOWER | SPR-230-WHT-U | 230 | 43 | 170 | 30 |  | Solar | FIXED | Roof
REIPNR-10694 | CHANGZHOU TRINA SOLAR ENERGY CO | TSM-185D | 230 | 784 | 210 | 5 |  | Solar | FIXED | Roof
REIPNR-10696 | CHANGZHOU TRINA SOLAR ENERGY CO | TSM-185D | 230 | 770 | 210 | 5 |  | Solar | FIXED | Roof
REIPNR-10697 | CHANGZHOU TRINA SOLAR ENERGY CO | TSM-185D | 230 | 742 | 93 | 5 |  | Solar | FIXED | Roof
REIPNR-10697 | CHANGZHOU TRINA SOLAR ENERGY CO | TSM-185D | 230 | 742 | 273 | 5 |  | Solar | FIXED | Roof
REIPNR-10750 | SUNTECH POWER | STP200S-18/UB-1 | 205 | 38 | 128.6 | 33 |  | Solar | FIXED | Roof
REIPNR-10751 | CHANGZHOU TRINA SOLAR ENERGY CO | TSM-180D | 235 | 46 | 111.3 | 15 |  | Solar | FIXED | Roof
REIPNR-10752 | SUNTECH POWER | STP180S-24/AB-1 | 185 | 38 | 187 | 20 |  | Solar | FIXED | Roof
REIPNR-10753 | CHANGZHOU TRINA SOLAR ENERGY CO | TSM-185D | 230 | 33 | 254.1 | 25 |  | Solar | FIXED | Roof
REIPNR-10754 | BP SOLAR | SX3200W | 215 | 31 | 208 | 29 |  | Solar | FIXED | Roof
REIPNR-10755 | BP SOLAR | BP175 B | 220 | 46 | 115 | 18.5 |  | Solar | FIXED | Roof
REIPNR-10755 | BP SOLAR | BP175 B | 220 | 154 | 205 | 18.5 |  | Solar | FIXED | Roof
REIPNR-10756 | CONERGY AG | S 175MU | 235 | 52 | 180 | 30 |  | Solar | FIXED | Ground
REIPNR-10757 | SUNTECH POWER | STP180S-24/AB-1 | 180 | 30 | 165 | 45 |  | Solar | FIXED | Roof
REIPNR-10759 | SOLARWORLD | SW185 MONO/T | 240 | 10 | 117 | 20 |  | Solar | FIXED | Roof
REIPNR-10759 | SOLARWORLD | SW185 MONO/T | 240 | 22 | 208 | 20 |  | Solar | FIXED | Roof
REIPNR-10759 | SOLARWORLD | SW185 MONO/T | 240 | 4 | 297 | 20 |  | Solar | FIXED | Roof
REIPNR-10761 | SUNTECH POWER | STP200S-18/UB-1 | 205 | 34 | 143.9 | 30 |  | Solar | FIXED | Roof
REIPNR-10763 | SUNTECH POWER | STP210-18/UB-1 | 205 | 14 | 128 | 44 |  | Solar | FIXED | Roof
REIPNR-10764 | CANADIAN SOLAR | CS4C-100 | 235 | 132 | 180 | 25 |  | Solar | FIXED | Roof
REIPNR-10765 | CHANGZHOU TRINA SOLAR ENERGY CO | TSM-185D | 230 | 8 | 157 | 25 |  | Solar | FIXED | Roof
REIPNR-10765 | CHANGZHOU TRINA SOLAR ENERGY CO | TSM-185D | 230 | 34 | 157 | 30 |  | Solar | FIXED | Roof
REIPNR-10766 | SUNTECH POWER | STP210-18/UB-1 | 275 | 8568 | 192 | 15 |  | Solar | FIXED | Ground
REIPNR-10766 | SUNTECH POWER | STP210-18/UB-1 | 280 | 1512 | 192 | 15 |  | Solar | FIXED | Ground
REIPNR-10766 | SUNTECH POWER | STP210S-18/UB-1 | 270 | 5640 | 192 | 15 |  | Solar | FIXED | Ground
REIPNR-10767 | GLORIA SOLAR | GSM6-220D-UO1 | 225 | 476 | 195 | 5 |  | Solar | FIXED | Pole
REIPNR-10767 | GLORIA SOLAR | GSM6-220D-UO1 | 225 | 1820 | 195 | 10 |  | Solar | FIXED | Roof
REIPNR-10767 | GLORIA SOLAR | GSM6-220D-UO1 | 225 | 700 | 195 | 30 |  | Solar | FIXED | Ground
REIPNR-10767 | GLORIA SOLAR | GSM6-220D-UO1 | 225 | 168 | 285 | 5 |  | Solar | FIXED | Pole
REIPNR-10768 | SUNPOWER | SPR-225-BLK-U | 225 | 8 | 138 | 21 |  | Solar | FIXED | Roof
REIPNR-10769 | CHANGZHOU TRINA SOLAR ENERGY CO | TSM-185D | 235 | 8 | 144 | 20 |  | Solar | FIXED | Roof
REIPNR-10769 | CHANGZHOU TRINA SOLAR ENERGY CO | TSM-185D | 235 | 10 | 144 | 30 |  | Solar | FIXED | Roof
REIPNR-10769 | CHANGZHOU TRINA SOLAR ENERGY CO | TSM-185D | 235 | 35 | 236 | 20 |  | Solar | FIXED | Roof
REIPNR-10770 | SUNTECH POWER | STP200-18/UB-1 | 205 | 40 | 176.3 | 30 |  | Solar | FIXED | Roof
REIPNR-10771 | CHANGZHOU TRINA SOLAR ENERGY CO | TSM-185D | 235 | 55 | 105 | 37 |  | Solar | FIXED | Roof
REIPNR-10772 | CHANGZHOU TRINA SOLAR ENERGY CO | TSM-185D | 235 | 6 | 142 | 5 |  | Solar | FIXED | Roof
REIPNR-10773 | SUNTECH POWER | STP180S-24/AB-1 | 185 | 7 | 106.5 | 15 |  | Solar | FIXED | Roof
REIPNR-10773 | SUNTECH POWER | STP180S-24/AB-1 | 185 | 12 | 196.6 | 15 |  | Solar | FIXED | Roof
REIPNR-10773 | SUNTECH POWER | STP180S-24/AB-1 | 185 | 8 | 196.6 | 45 |  | Solar | FIXED | Roof
REIPNR-10774 | CHANGZHOU TRINA SOLAR ENERGY CO | TSM-185D | 235 | 44 | 133 | 23 |  | Solar | FIXED | Roof
REIPNR-10775 | SUNTECH POWER | STP200S-18/UB-1 | 205 | 20 | 209.6 | 43 |  | Solar | FIXED | Roof
REIPNR-10776 | SUNTECH POWER | STP180-24/AB-1 | 185 | 24 | 124.7 | 26 |  | Solar | FIXED | Roof
REIPNR-10777 | CANADIAN SOLAR | CS5P-230 | 230 | 104 | 135 | 22 |  | Solar | FIXED | Roof
REIPNR-10778 | SUNTECH POWER | STP210S-18/UB-1 | 220 | 7 | 140 | 30 |  | Solar | FIXED | Roof
REIPNR-10778 | SUNTECH POWER | STP180S-24/AB-1 | 220 | 12 | 140 | 40 |  | Solar | FIXED | Roof
REIPNR-10778 | SUNTECH POWER | STP210S-18/UB-1 | 220 | 6 | 230 | 22 |  | Solar | FIXED | Roof
REIPNR-10779 | CANADIAN SOLAR | CS5P-230 | 230 | 39 | 184 | 24 |  | Solar | FIXED | Roof
REIPNR-10780 | CHANGZHOU TRINA SOLAR ENERGY CO | TSM-185D | 235 | 20 | 109 | 25 |  | Solar | FIXED | Roof
REIPNR-10782 | CHANGZHOU TRINA SOLAR ENERGY CO | TSM-185D | 230 | 28 | 244.2 | 30 |  | Solar | FIXED | Roof
REIPNR-10783 | SUNTECH POWER | STP210-18/UB-1 | 210 | 14 | 201.2 | 14 |  | Solar | FIXED | Roof
REIPNR-10783 | SUNTECH POWER | STP210-18/UB-1 | 210 | 14 | 201.2 | 25 |  | Solar | FIXED | Roof
REIPNR-10784 | CHANGZHOU TRINA SOLAR ENERGY CO | TSM-185D | 235 | 28 | 213 | 30 |  | Solar | FIXED | Roof
REIPNR-10785 | SUNTECH POWER | STP200-18/UB-1 | 205 | 148 | 109 | 5 |  | Solar | FIXED | Roof
REIPNR-10786 | SUNTECH POWER | STP200S-18/UB-1 | 205 | 154 | 145 | 1 |  | Solar | FIXED | Roof
REIPNR-10786 | SUNTECH POWER | STP200-18/UB-1 | 205 | 153 | 145 | 20 |  | Solar | FIXED | Roof
REIPNR-10787 | CHANGZHOU TRINA SOLAR ENERGY CO | TSM-185D | 235 | 148 | 171 | 5 |  | Solar | FIXED | Roof
REIPNR-10788 | SOLARWORLD | SW175 MONO/P | 175 | 1056 | 232 | 7 |  | Solar | FIXED | Roof
REIPNR-10789 | EVERGREEN SOLAR |  | 210 | 546 | 214 | 10 |  | Solar | FIXED | Roof
REIPNR-10791 | SUNPOWER | SPR-225-BLK-U | 225 | 24 | 190 | 30 |  | Solar | FIXED | Roof
REIPNR-10792 | BP SOLAR | BP3125U | 215 | 14 | 148 | 38 |  | Solar | FIXED | Roof
REIPNR-10792 | BP SOLAR | BP3170N | 215 | 12 | 238 | 38 |  | Solar | FIXED | Roof
REIPNR-10793 | CHANGZHOU TRINA SOLAR ENERGY CO | TSM-185D | 235 | 18 | 180 | 30 |  | Solar | FIXED | Ground
REIPNR-10794 | CONERGY AG | S 175MU | 235 | 48 | 170 | 32 |  | Solar | FIXED | Roof
REIPNR-10795 | SHARP | ND-U230C1 | 235 | 204 | 100 | 5 |  | Solar | FIXED | Roof
REIPNR-10795 | SHARP | ND-U230C1 | 235 | 143 | 142 | 9 |  | Solar | FIXED | Roof
REIPNR-10795 | SHARP | ND-V230A1 | 235 | 130 | 144.5 | 14 |  | Solar | FIXED | Roof
REIPNR-10795 | SHARP | ND-U230C1 | 235 | 792 | 190 | 5 |  | Solar | FIXED | Roof
REIPNR-10795 | SHARP | ND-U230C1 | 235 | 143 | 190 | 10 |  | Solar | FIXED | Roof
REIPNR-10796 | MATRIX SOLAR/PHOTOWATT | PW1250-115 | 230 | 84 | 147.5 | 22.6 |  | Solar | FIXED | Roof
REIPNR-10796 | MATRIX SOLAR/PHOTOWATT | PW1250-115 | 230 | 46 | 168.7 | 22.6 |  | Solar | FIXED | Roof
REIPNR-10796 | MATRIX SOLAR/PHOTOWATT | PW1250-115 | 230 | 14 | 248.6 | 22.6 |  | Solar | FIXED | Roof
REIPNR-10797 | EVERGREEN SOLAR |  | 210 | 22 | 169 | 10 |  | Solar | FIXED | Roof
REIPNR-10797 | EVERGREEN SOLAR |  | 210 | 22 | 169 | 50 |  | Solar | FIXED | Roof
REIPNR-10798 | SUNTECH POWER | STP210S-18/UB-1 | 280 | 505 | 175 | 10 |  | Solar | FIXED | Roof
REIPNR-10850 | SUNTECH POWER | STP210S-18/UB-1 | 210 | 33 | 171 | 30 |  | Solar | FIXED | Roof
REIPNR-10851 | SUNTECH POWER | STP200S-18/UB-1 | 205 | 45 | 265 | 23 |  | Solar | FIXED | Roof
REIPNR-10852 | BP SOLAR | BP3125U | 230 | 44 | 143 | 30 |  | Solar | FIXED | Roof
REIPNR-10853 | MATRIX SOLAR/PHOTOWATT | PW1000-100 | 230 | 55 | 180 | 0 |  | Solar | FIXED | Roof
REIPNR-10854 | REC SCANMODULE | SCM230 | 235 | 22 | 221 | 24 |  | Solar | FIXED | Roof
REIPNR-10855 | MATRIX SOLAR/PHOTOWATT | PW1000-100 | 230 | 80 | 180 | 0 |  | Solar | FIXED | Roof
REIPNR-10856 | SUNPOWER | SPR-225-BLK-U | 225 | 9 | 189 | 34 |  | Solar | FIXED | Roof
REIPNR-10856 | SUNPOWER | SPR-225-BLK-U | 225 | 9 | 189 | 35 |  | Solar | FIXED | Roof
REIPNR-10857 | SCHUCO USA |  | 210 | 30 | 146 | 32 |  | Solar | FIXED | Roof
REIPNR-10858 | SUNPOWER | SPR-225-BLK-U | 225 | 9 | 104 | 27 |  | Solar | FIXED | Roof
REIPNR-10858 | SUNPOWER | SPR-225-BLK-U | 225 | 24 | 115 | 28 |  | Solar | FIXED | Roof
REIPNR-10858 | SUNPOWER | SPR-225-BLK-U | 225 | 12 | 214 | 48 |  | Solar | FIXED | Roof
REIPNR-10859 | BP SOLAR | BP3125S | 215 | 6 | 142 | 30 |  | Solar | FIXED | Roof
REIPNR-10859 | SUNPOWER |  | 215 | 30 | 232 | 28 |  | Solar | FIXED | Roof
REIPNR-10860 | ASTROPOWER | AP-110 | 385 | 17 | 168 | 10 |  | Solar | FIXED | Roof
REIPNR-10860 | ASTROPOWER | LAPX-300 | 385 | 9 | 168 | 19 |  | Solar | FIXED | Roof
REIPNR-10861 | CANADIAN SOLAR | CS5P-225 | 225 | 222 | 186 | 23 |  | Solar | FIXED | Roof
REIPNR-10862 | CHANGZHOU TRINA SOLAR ENERGY CO | TSM-185D | 235 | 30 | 141.6 | 28 |  | Solar | FIXED | Roof
REIPNR-10862 | CHANGZHOU TRINA SOLAR ENERGY CO | TSM-185D | 235 | 20 | 231 | 44 |  | Solar | FIXED | Roof
REIPNR-10863 | CHANGZHOU TRINA SOLAR ENERGY CO | TSM-185D | 230 | 12 | 135.3 | 20 |  | Solar | FIXED | Roof
REIPNR-10863 | CHANGZHOU TRINA SOLAR ENERGY CO | TSM-160D | 230 | 20 | 145.8 | 12 |  | Solar | FIXED | Roof
REIPNR-10864 | CHANGZHOU TRINA SOLAR ENERGY CO | TSM-160D | 230 | 40 | 182.4 | 20 |  | Solar | FIXED | Roof
REIPNR-10865 | MATRIX SOLAR/PHOTOWATT | PW1650-175 | 225 | 60 | 190 | 18 |  | Solar | FIXED | Roof
REIPNR-10865 | MATRIX SOLAR/PHOTOWATT | PW1650-175 | 230 | 120 | 190 | 18 |  | Solar | FIXED | Roof
REIPNR-10866 | CHANGZHOU TRINA SOLAR ENERGY CO | TSM-160D | 230 | 16 | 198.7 | 25 |  | Solar | FIXED | Roof
REIPNR-10867 | SUNTECH POWER | STP200-18/UB-1 | 200 | 30 | 115 | 35 |  | Solar | FIXED | Roof
REIPNR-10867 | SUNTECH POWER | STP200-18/UB-1 | 200 | 20 | 205 | 45 |  | Solar | FIXED | Roof
REIPNR-10868 | CHANGZHOU TRINA SOLAR ENERGY CO | TSM-160D | 235 | 30 | 167.4 | 34 |  | Solar | FIXED | Roof
REIPNR-10869 | CHANGZHOU TRINA SOLAR ENERGY CO | TSM-160D | 200 | 34 | 145.5 | 34 |  | Solar | FIXED | Roof
REIPNR-10870 | SOLARWORLD | SW185 MONO/T | 230 | 69 | 262 | 29 |  | Solar | FIXED | Roof
REIPNR-10871 | REC SCANMODULE | SCM230 | 230 | 1848 | 250 | 15 |  | Solar | FIXED | Ground
REIPNR-10872 | SUNPOWER | SPR-210-WHT-U | 210 | 34 | 170 | 20 |  | Solar | FIXED | Roof
REIPNR-10872 | SUNPOWER | SPR-210-BLK-U | 210 | 7 | 245 | 20 |  | Solar | FIXED | Roof
REIPNR-10875 | SOLYNDRA | SL-002-182U | 210 | 540 | 188 | 0 |  | Solar | FIXED | Roof
REIPNR-10877 | CHANGZHOU TRINA SOLAR ENERGY CO | TSM-185D | 235 | 26 | 140.8 | 33 |  | Solar | FIXED | Roof
REIPNR-10877 | CHANGZHOU TRINA SOLAR ENERGY CO | TSM-160D | 235 | 21 | 230.6 | 45 |  | Solar | FIXED | Roof
REIPNR-10878 | SMA | 2100 | 210 | 95 | 204 | 15 |  | Solar | FIXED | Roof
REIPNR-10879 | EVERGREEN SOLAR |  | 210 | 72 | 177 | 32 |  | Solar | FIXED | Ground
REIPNR-10880 | CHANGZHOU TRINA SOLAR ENERGY CO | TSM-185D | 235 | 351 | 163 | 5 |  | Solar | FIXED | Roof
REIPNR-10881 | BP SOLAR | SX3200B | 215 | 28 | 151 | 29 |  | Solar | FIXED | Roof
REIPNR-10882 | CHANGZHOU TRINA SOLAR ENERGY CO | TSM-185D | 235 | 432 | 159 | 5 |  | Solar | FIXED | Roof
REIPNR-10883 | SUNTECH POWER | STP210S-18/UB-1 | 270 | 2222 | 161 | 10 |  | Solar | FIXED | Roof
REIPNR-10885 | CHANGZHOU TRINA SOLAR ENERGY CO | TSM-185D | 235 | 29 | 184 | 25 |  | Solar | FIXED | Roof
REIPNR-10887 | SUNTECH POWER | STP200S-18/UB-1 | 205 | 335 | 138.9 | 5 |  | Solar | FIXED | Roof
REIPNR-10888 | CHANGZHOU TRINA SOLAR ENERGY CO | TSM-185D | 230 | 76 | 180 | 30 |  | Solar | FIXED | Ground
REIPNR-10889 | SUNTECH POWER | STP200S-18/UB-1 | 205 | 134 | 139.2 | 5 |  | Solar | FIXED | Roof
REIPNR-10890 | CHANGZHOU TRINA SOLAR ENERGY CO | TSM-160D | 230 | 24 | 137.3 | 25 |  | Solar | FIXED | Roof
REIPNR-10891 | SUNTECH POWER | STP210-18/UB-1 | 205 | 20 | 213.3 | 33 |  | Solar | FIXED | Roof
REIPNR-10892 | BP SOLAR | BP3115U | 215 | 21 | 130 | 27 |  | Solar | FIXED | Roof
REIPNR-10892 | BP SOLAR | BP3115S | 215 | 10 | 220 | 38 |  | Solar | FIXED | Roof
REIPNR-10893 | CHANGZHOU TRINA SOLAR ENERGY CO | TSM-160D | 230 | 29 | 241 | 35 |  | Solar | FIXED | Roof
REIPNR-10894 | SOLARWORLD | SW185 MONO/T | 225 | 27 | 175 | 40 |  | Solar | FIXED | Roof
REIPNR-10895 | SUNTECH POWER | STP210S-18/UB-1 | 275 | 148 | 172 | 18 |  | Solar | FIXED | Roof
REIPNR-10896 | CHANGZHOU TRINA SOLAR ENERGY CO | TSM-185D | 230 | 43 | 182 | 20 |  | Solar | FIXED | Roof
REIPNR-10897 | SUNTECH POWER | STP210S-18/UB-1 | 275 | 60 | 172 | 18 |  | Solar | FIXED | Roof
REIPNR-10899 | SUNTECH POWER | STP210-18/UB-1 | 210 | 20 | 193.6 | 11 |  | Solar | FIXED | Roof
REIPNR-10900 | BP SOLAR | BP3140B | 215 | 21 | 158 | 16 |  | Solar | FIXED | Roof
REIPNR-10900 | BP SOLAR | BP175 B | 215 | 12 | 158 | 63 |  | Solar | FIXED | Roof
REIPNR-10955 | SUNTECH POWER | STP180S-24/AB-1 | 180 | 22 | 245 | 28 |  | Solar | FIXED | Roof
REIPNR-10955 | SUNTECH POWER | STP180-24/AB-1 | 180 | 21 | 245 | 36 |  | Solar | FIXED | Roof
REIPNR-10956 | SUNTECH POWER | STP200S-18/UB-1 | 185 | 24 | 263 | 28 |  | Solar | FIXED | Roof
REIPNR-10957 | SUNTECH POWER | STP200S-18/UB-1 | 205 | 30 | 143.1 | 10 |  | Solar | FIXED | Roof
REIPNR-10958 | SUNTECH POWER | STP180S-24/AB-1 | 185 | 39 | 160.5 | 40 |  | Solar | FIXED | Roof
REIPNR-10958 | SUNTECH POWER | STP200UB | 185 | 27 | 160.5 | 45 |  | Solar | FIXED | Roof
REIPNR-10959 | CANADIAN SOLAR | CS5P-230 | 230 | 104 | 190 | 10 |  | Solar | FIXED | Roof
REIPNR-10959 | CANADIAN SOLAR | CS5P-230 | 230 | 56 | 190 | 30 |  | Solar | FIXED | Roof
REIPNR-10960 | SCHUCO USA |  | 185 | 38 | 204 | 15 |  | Solar | FIXED | Roof
REIPNR-10961 | BP SOLAR | SX3200B | 230 | 5 | 133 | 39 |  | Solar | FIXED | Roof
REIPNR-10961 | BP SOLAR | SX3200B | 230 | 20 | 133 | 39 |  | Solar | FIXED | Roof
REIPNR-10961 | BP SOLAR | SX3200B | 230 | 10 | 223 | 39 |  | Solar | FIXED | Roof
REIPNR-10963 | SUNPOWER | SPR-230-WHT-U | 230 | 24 | 94 | 18 |  | Solar | FIXED | Roof
REIPNR-10964 | SUNPOWER | SPR-230-WHT-U | 230 | 30 | 180 | 34 |  | Solar | FIXED | Ground
REIPNR-10964 | SUNPOWER | SPR-230-WHT-U | 230 | 39 | 180 | 34 |  | Solar | FIXED | Ground
REIPNR-10965 | ET SOLAR INDUSTRY | ET-P654220 | 230 | 56 | 125 | 10 |  | Solar | FIXED | Roof
REIPNR-10966 | BP SOLAR | BP3125S | 215 | 25 | 214 | 14 |  | Solar | FIXED | Roof
REIPNR-10967 | SOLARWORLD | SW185MONO | 240 | 32 | 172 | 35 |  | Solar | FIXED | Roof
REIPNR-10967 | SOLARWORLD | SW185MONO | 240 | 10 | 262 | 35 |  | Solar | FIXED | Roof
REIPNR-10968 | BP SOLAR | BP3125U | 215 | 35 | 145 | 38 |  | Solar | FIXED | Roof
REIPNR-10969 | SHARP | ND-224U2 | 224 | 39 | 180 | 17 |  | Solar | FIXED | Ground
REIPNR-10970 | CHANGZHOU TRINA SOLAR ENERGY CO | TSM-185D | 235 | 507 | 140 | 5 |  | Solar | FIXED | Roof
REIPNR-10971 | CHANGZHOU TRINA SOLAR ENERGY CO | TSM-185D | 235 | 36 | 173 | 34 |  | Solar | FIXED | Roof
REIPNR-10972 | SUNTECH POWER | STP200-18/UB-1 | 205 | 20 | 170.8 | 16 |  | Solar | FIXED | Roof
REIPNR-10972 | SUNTECH POWER | STP200S-18/UB-1 | 205 | 20 | 260.3 | 24 |  | Solar | FIXED | Roof
REIPNR-10973 | CHANGZHOU TRINA SOLAR ENERGY CO | TSM-185D | 235 | 30 | 113 | 20 |  | Solar | FIXED | Roof
REIPNR-10974 | CHANGZHOU TRINA SOLAR ENERGY CO | TSM-185D | 235 | 20 | 170 | 18 |  | Solar | FIXED | Roof
REIPNR-10975 | CHANGZHOU TRINA SOLAR ENERGY CO | TSM-185D | 235 | 48 | 166.7 | 25 |  | Solar | FIXED | Roof
REIPNR-10976 | SUNTECH POWER | STP180-24/AB-1 | 185 | 42 | 183 | 20 |  | Solar | FIXED | Roof
REIPNR-10977 | CHANGZHOU TRINA SOLAR ENERGY CO | TSM-185D | 235 | 8 | 166 | 20 |  | Solar | FIXED | Roof
REIPNR-10977 | CHANGZHOU TRINA SOLAR ENERGY CO | TSM-185D | 235 | 16 | 256 | 20 |  | Solar | FIXED | Roof
REIPNR-10978 | CHANGZHOU TRINA SOLAR ENERGY CO | TSM-185D | 235 | 130 | 210 | 20 |  | Solar | FIXED | Roof
REIPNR-10979 | BP SOLAR | BP3125S | 215 | 36 | 124 | 31 |  | Solar | FIXED | Roof
REIPNR-10980 | BP SOLAR | BP3125S | 215 | 32 | 175 | 22 |  | Solar | 1AXIS | Roof
REIPNR-10981 | BP SOLAR | BP3170N | 195 | 22 | 140 | 25 |  | Solar | FIXED | Roof
REIPNR-10983 | CHANGZHOU TRINA SOLAR ENERGY CO | TSM-185D | 235 | 442 | 173 | 5 |  | Solar | FIXED | Roof
REIPNR-10986 | SCHUCO USA |  | 230 | 5 | 176 | 30 |  | Solar | FIXED | Ground
REIPNR-10987 | CHANGZHOU TRINA SOLAR ENERGY CO | TSM-185D | 230 | 12 | 221.2 | 19 |  | Solar | FIXED | Roof
REIPNR-10987 | CHANGZHOU TRINA SOLAR ENERGY CO | TSM-185D | 230 | 18 | 221.2 | 31 |  | Solar | FIXED | Roof
REIPNR-10988 | SUNTECH POWER | STP180S-24/AB-1 | 185 | 24 | 116.7 | 35 |  | Solar | FIXED | Roof
REIPNR-10988 | SUNTECH POWER | STP200UB | 185 | 14 | 206.5 | 35 |  | Solar | FIXED | Roof
REIPNR-10989 | CHANGZHOU TRINA SOLAR ENERGY CO | TSM-185D | 235 | 30 | 201.6 | 25 |  | Solar | FIXED | Roof
REIPNR-10990 | SUNTECH POWER | STP200-18/UB-1 | 205 | 60 | 159.1 | 28 |  | Solar | FIXED | Roof
REIPNR-10992 | SUNTECH POWER | STP180S-24/AB-1 | 185 | 18 | 138.8 | 40 |  | Solar | FIXED | Roof
REIPNR-10992 | SUNTECH POWER | STP180S-24/AB-1 | 185 | 14 | 228.9 | 35 |  | Solar | FIXED | Roof
REIPNR-10992 | SUNTECH POWER | STP180-24/AB-1 | 185 | 22 | 228.9 | 40 |  | Solar | FIXED | Roof
REIPNR-10993 | SUNTECH POWER | STP180-24/AB-1 | 185 | 38 | 211 | 35 |  | Solar | FIXED | Roof
REIPNR-10994 | SUNTECH POWER | STP200UB | 275 | 4257 | 187 | 5 |  | Solar | FIXED | Roof
REIPNR-10995 | SUNTECH POWER | STP180-24/AB-1 | 185 | 14 | 156 | 33 |  | Solar | FIXED | Roof
REIPNR-10995 | SUNTECH POWER | STP190S-18/UB-1 | 185 | 36 | 246 | 25 |  | Solar | FIXED | Roof
REIPNR-10996 | SUNTECH POWER | STP180S-24/AB-1 | 185 | 24 | 125.4 | 25 |  | Solar | FIXED | Roof
REIPNR-10997 | SUNTECH POWER | STP200-18/UB-1 | 205 | 12 | 192 | 25 |  | Solar | FIXED | Roof
REIPNR-10998 | CHANGZHOU TRINA SOLAR ENERGY CO | TSM-185D | 235 | 5 | 178 | 33 |  | Solar | FIXED | Roof
REIPNR-10998 | CHANGZHOU TRINA SOLAR ENERGY CO | TSM-185D | 235 | 35 | 268 | 33 |  | Solar | FIXED | Roof
REIPNR-10999 | SUNTECH POWER | STP200S-18/UB-1 | 205 | 468 | 175.1 | 3.5 |  | Solar | FIXED | Roof
REIPNR-11000 | SOLARWORLD | SW185MONO | 245 | 172 | 180 | 33.8 |  | Solar | FIXED | Roof
REIPNR-11001 | SUNTECH POWER | STP200UB | 205 | 6 | 241.7 | 23 |  | Solar | FIXED | Roof
REIPNR-11002 | SUNTECH POWER | STP200UB | 205 | 46 | 237 | 23 |  | Solar | FIXED | Roof
REIPNR-11003 | CHANGZHOU TRINA SOLAR ENERGY CO | TSM-185D | 235 | 377 | 203 | 5 |  | Solar | FIXED | Roof
REIPNR-11004 | CHANGZHOU TRINA SOLAR ENERGY CO | TSM-185D | 230 | 6372 | 180 | 26 |  | Solar | FIXED | Ground
REIPNR-11065 | SUNTECH POWER | STP200-18/UB-1 | 200 | 30 | 164 | 6 |  | Solar | FIXED | Roof
REIPNR-11066 | SUNTECH POWER | STP210-18/UB-1 | 205 | 24 | 230 | 30 |  | Solar | FIXED | Roof
REIPNR-11066 | SUNTECH POWER | STP200S-18/UB-1 | 205 | 14 | 230 | 32 |  | Solar | FIXED | Roof
REIPNR-11068 | BP SOLAR | BP3170N | 215 | 28 | 142 | 20 |  | Solar | FIXED | Roof
REIPNR-11070 | CHANGZHOU TRINA SOLAR ENERGY CO | TSM-185D | 235 | 132 | 161.2 | 20 |  | Solar | FIXED | Roof
REIPNR-11070 | CHANGZHOU TRINA SOLAR ENERGY CO | TSM-185D | 235 | 110 | 251.2 | 20 |  | Solar | FIXED | Roof
REIPNR-11072 | SUNPOWER | SPR-230-WHT-U | 228 | 73 | 120 | 20 |  | Solar | FIXED | Roof
REIPNR-11073 | BP SOLAR | BP3125S | 215 | 22 | 128 | 23 |  | Solar | FIXED | Roof
REIPNR-11073 | BP SOLAR | BP3115S | 215 | 9 | 218 | 23 |  | Solar | FIXED | Roof
REIPNR-11074 | CANADIAN SOLAR | CS5P-235 | 235 | 68 | 169 | 10 |  | Solar | FIXED | Roof
REIPNR-11074 | CANADIAN SOLAR | CS5P-235 | 235 | 92 | 169 | 45 |  | Solar | FIXED | Roof
REIPNR-11075 | BP SOLAR | BP3125U | 215 | 4 | 171 | 30 |  | Solar | FIXED | Roof
REIPNR-11075 | BP SOLAR | BP3125S | 215 | 20 | 261 | 30 |  | Solar | FIXED | Roof
REIPNR-11076 | SUNTECH POWER | STP180S-24/AB-1 | 185 | 45 | 188 | 26 |  | Solar | FIXED | Roof
REIPNR-11077 | CHANGZHOU TRINA SOLAR ENERGY CO | TSM-185D | 235 | 84 | 222 | 5 |  | Solar | FIXED | Roof
REIPNR-11078 | SUNPOWER | SPR-225-BLK-U | 225 | 8 | 138 | 27 |  | Solar | FIXED | Roof
REIPNR-11078 | SUNPOWER | SPR-225-BLK-U | 225 | 10 | 228 | 20 |  | Solar | FIXED | Roof
REIPNR-11080 | SUNTECH POWER | STP200-18/UB-1 | 205 | 78 | 210.2 | 32 |  | Solar | FIXED | Ground
REIPNR-11081 | SUNTECH POWER | STP200-18/UB-1 | 205 | 48 | 207.5 | 3 |  | Solar | FIXED | Roof
REIPNR-11082 | SUNTECH POWER | STP200-18/UB-1 | 205 | 82 | 160.2 | 26 |  | Solar | FIXED | Roof
REIPNR-11082 | SUNTECH POWER | STP200S-18/UB-1 | 205 | 26 | 250.3 | 37 |  | Solar | 2AXIS | Roof
REIPNR-11083 | SUNTECH POWER | STP180S-24/AB-1 | 185 | 20 | 115 | 35 |  | Solar | FIXED | Roof
REIPNR-11083 | SUNTECH POWER | STP180-24/AB-1 | 185 | 18 | 205 | 35 |  | Solar | FIXED | Roof
REIPNR-11084 | SUNTECH POWER | STP200UB | 205 | 28 | 98 | 20 |  | Solar | FIXED | Roof
REIPNR-11086 | BP SOLAR | BP3125S | 215 | 14 | 113 | 26 |  | Solar | FIXED | Roof
REIPNR-11086 | BP SOLAR | BP3125U | 215 | 6 | 113 | 28 |  | Solar | FIXED | Roof
REIPNR-11086 | BP SOLAR | BP3125S | 215 | 11 | 203 | 35 |  | Solar | FIXED | Roof
REIPNR-11087 | MC SOLAR | BP970B | 230 | 52 | 194 | 2 |  | Solar | FIXED | Roof
REIPNR-11088 | MC SOLAR | BP970B | 230 | 130 | 194 | 2 |  | Solar | FIXED | Roof
REIPNR-11089 | SUNPOWER | SPR-230-WHT-U | 230 | 50 | 94 | 18 |  | Solar | FIXED | Roof
REIPNR-11092 | CHANGZHOU TRINA SOLAR ENERGY CO | TSM-185D | 235 | 42 | 103 | 34 |  | Solar | FIXED | Roof
REIPNR-11093 | SUNTECH POWER | STP180-24/AB-1 | 185 | 24 | 130.8 | 22 |  | Solar | FIXED | Roof
REIPNR-11094 | SUNTECH POWER | STP200UB | 205 | 34 | 224 | 25 |  | Solar | FIXED | Roof
REIPNR-11095 | CHANGZHOU TRINA SOLAR ENERGY CO | TSM-185D | 235 | 99 | 161.1 | 24 |  | Solar | FIXED | Roof
REIPNR-11095 | CHANGZHOU TRINA SOLAR ENERGY CO | TSM-185D | 235 | 55 | 251.1 | 24 |  | Solar | FIXED | Roof
REIPNR-11096 | CHANGZHOU TRINA SOLAR ENERGY CO | TSM-160D | 235 | 72 | 210.2 | 12 |  | Solar | FIXED | Roof
REIPNR-11097 | SUNPOWER | SPR-225-BLK-U | 225 | 56 | 206 | 22 |  | Solar | FIXED | Roof
REIPNR-11098 | CHANGZHOU TRINA SOLAR ENERGY CO | TSM-160D | 235 | 36 | 127.7 | 30 |  | Solar | FIXED | Roof
REIPNR-11099 | SUNTECH POWER | STP200-18/UB-1 | 205 | 52 | 160 | 30 |  | Solar | FIXED | Ground
REIPNR-11100 | CHANGZHOU TRINA SOLAR ENERGY CO | TSM-185D | 235 | 12 | 112.3 | 15 |  | Solar | FIXED | Roof
REIPNR-11100 | CHANGZHOU TRINA SOLAR ENERGY CO | TSM-185D | 235 | 6 | 112.3 | 22 |  | Solar | FIXED | Roof
REIPNR-11101 | SUNTECH POWER | STP200UB | 205 | 12 | 178 | 30 |  | Solar | FIXED | Roof
REIPNR-11102 | SUNTECH POWER | STP200-18/UB-1 | 205 | 26 | 167 | 30 |  | Solar | FIXED | Roof
REIPNR-11105 | SUNTECH POWER | STP180-24/AB-1 | 185 | 36 | 182 | 23 |  | Solar | FIXED | Roof
REIPNR-11106 | SUNTECH POWER | STP200-18/UB-1 | 205 | 22 | 180 | 30 |  | Solar | FIXED | Roof
REIPNR-11106 | SUNTECH POWER | STP200S-18/UB-1 | 205 | 9 | 206.7 | 37 |  | Solar | FIXED | Roof
REIPNR-11107 | SUNTECH POWER | STP200-18/UB-1 | 205 | 24 | 204.1 | 31 |  | Solar | FIXED | Roof
REIPNR-11108 | CHANGZHOU TRINA SOLAR ENERGY CO | TSM-160D | 235 | 35 | 232.1 | 20 |  | Solar | FIXED | Roof
REIPNR-11109 | CHANGZHOU TRINA SOLAR ENERGY CO | TSM-185D | 235 | 11 | 115 | 30 |  | Solar | FIXED | Roof
REIPNR-11109 | CHANGZHOU TRINA SOLAR ENERGY CO | TSM-185D | 235 | 17 | 200.5 | 30 |  | Solar | FIXED | Roof
REIPNR-11110 | CHANGZHOU TRINA SOLAR ENERGY CO | TSM-185D | 235 | 6 | 163 | 10 |  | Solar | FIXED | Roof
REIPNR-11110 | CHANGZHOU TRINA SOLAR ENERGY CO | TSM-160D | 235 | 30 | 163 | 25 |  | Solar | FIXED | Roof
REIPNR-11111 | SUNTECH POWER | STP200S-18/UB-1 | 205 | 30 | 137.1 | 21 |  | Solar | FIXED | Roof
REIPNR-11112 | CHANGZHOU TRINA SOLAR ENERGY CO | TSM-185D | 235 | 180 | 175 | 5 |  | Solar | FIXED | Roof
REIPNR-11112 | CHANGZHOU TRINA SOLAR ENERGY CO | TSM-160D | 235 | 36 | 175 | 35 |  | Solar | FIXED | Roof
REIPNR-11113 | CHANGZHOU TRINA SOLAR ENERGY CO | TSM-160D | 235 | 70 | 201 | 5 |  | Solar | FIXED | Roof
REIPNR-11114 | CHANGZHOU TRINA SOLAR ENERGY CO | TSM-160D | 235 | 30 | 161.5 | 20 |  | Solar | FIXED | Roof
REIPNR-11114 | CHANGZHOU TRINA SOLAR ENERGY CO | TSM-185D | 235 | 98 | 251.5 | 20 |  | Solar | FIXED | Roof
REIPNR-11115 | SUNTECH POWER | STP200S-18/UB-1 | 205 | 26 | 114.4 | 26 |  | Solar | FIXED | Roof
REIPNR-11165 | BP SOLAR | SX3195S | 190 | 10 | 140 | 20 |  | Solar | FIXED | Roof
REIPNR-11165 | BP SOLAR | BP3170N | 190 | 6 | 230 | 20 |  | Solar | FIXED | Roof
REIPNR-11166 | SUNTECH POWER | STP210-18/UB-1 | 210 | 34 | 208 | 25 |  | Solar | FIXED | Roof
REIPNR-11167 | SUNTECH POWER | STP200-18/UB-1 | 205 | 34 | 103 | 35 |  | Solar | FIXED | Roof
REIPNR-11167 | SUNTECH POWER | STP200S-18/UB-1 | 205 | 12 | 195 | 35 |  | Solar | FIXED | Roof
REIPNR-11170 | WEBEL SL ENERGY SYSTEMS | W1600-165 | 175 | 19 | 180 | 15 |  | Solar | FIXED | Roof
REIPNR-11170 | WEBEL SL ENERGY SYSTEMS | W1600-165 | 175 | 13 | 180 | 18 |  | Solar | FIXED | Roof
REIPNR-11170 | WEBEL SL ENERGY SYSTEMS | W1600-165 | 175 | 4 | 180 | 20 |  | Solar | FIXED | Roof
REIPNR-11172 | BP SOLAR | SX170B | 220 | 36 | 115 | 10 |  | Solar | FIXED | Roof
REIPNR-11173 | BP SOLAR | SX170B | 220 | 36 | 115 | 10 |  | Solar | FIXED | Roof
REIPNR-11176 | SOLARWORLD | SW185MONO | 240 | 216 | 220 | 10 |  | Solar | FIXED | Roof
REIPNR-11177 | CHANGZHOU TRINA SOLAR ENERGY CO | TSM-185D | 235 | 2460 | 207 | 2 |  | Solar | FIXED | Roof
REIPNR-11178 | SUNTECH POWER | STP200UB | 205 | 42 | 150.3 | 35 |  | Solar | FIXED | Roof
REIPNR-11179 | CHANGZHOU TRINA SOLAR ENERGY CO | TSM-185D | 235 | 408 | 250.1 | 25 |  | Solar | FIXED | Roof
REIPNR-11180 | SUNTECH POWER | STP200-18/UB-1 | 205 | 94 | 173.1 | 5 |  | Solar | FIXED | Roof
REIPNR-11181 | CHANGZHOU TRINA SOLAR ENERGY CO | TSM-185D | 235 | 55 | 180 | 30 |  | Solar | FIXED | Roof
REIPNR-11182 | SUNTECH POWER | STP200UB | 205 | 27 | 155 | 24 |  | Solar | FIXED | Roof
REIPNR-11182 | SUNTECH POWER | STP200-18/UB-1 | 205 | 24 | 245 | 30 |  | Solar | FIXED | Roof
REIPNR-11184 | CHANGZHOU TRINA SOLAR ENERGY CO | TSM-185D | 235 | 26 | 232.6 | 37 |  | Solar | FIXED | Roof
REIPNR-11185 | CHANGZHOU TRINA SOLAR ENERGY CO | TSM-185D | 235 | 14 | 275.5 | 33 |  | Solar | FIXED | Roof
REIPNR-11187 | SOLARWORLD | SW185MONO | 230 | 4 | 140 | 20 |  | Solar | FIXED | Roof
REIPNR-11187 | SOLARWORLD | SW185MONO | 230 | 18 | 140 | 40 |  | Solar | FIXED | Roof
REIPNR-11187 | SOLARWORLD | SW185MONO | 230 | 14 | 230 | 43 |  | Solar | FIXED | Roof
REIPNR-11188 | SUNTECH POWER | STP210-18/UB-1 | 210 | 46 | 220 | 20 |  | Solar | FIXED | Roof
REIPNR-11189 | SUNTECH POWER | STP180S-24/AB-1 | 185 | 9 | 136 | 30 |  | Solar | FIXED | Roof
REIPNR-11189 | SUNTECH POWER | STP180S-24/AB-1 | 185 | 4 | 228 | 30 |  | Solar | FIXED | Roof
REIPNR-11189 | SUNTECH POWER | STP180S-24/AB-1 | 185 | 9 | 228 | 30 |  | Solar | FIXED | Roof
REIPNR-11189 | SUNTECH POWER | STP190S-18/UB-1 | 185 | 32 | 228 | 30 |  | Solar | FIXED | Roof
REIPNR-11190 | SUNTECH POWER | STP200-18/UB-1 | 200 | 49 | 180 | 30 |  | Solar | FIXED | Pole
REIPNR-11191 | SUNTECH POWER | STP210-18/UB-1 | 245 | 43 | 166 | 37 |  | Solar | FIXED | Roof
REIPNR-11192 | CHANGZHOU TRINA SOLAR ENERGY CO | TSM-185D | 235 | 18 | 131.6 | 20 |  | Solar | FIXED | Roof
REIPNR-11192 | CHANGZHOU TRINA SOLAR ENERGY CO | TSM-185D | 235 | 30 | 221.1 | 18 |  | Solar | FIXED | Roof
REIPNR-11193 | SHARP | ND-U230C1 | 235 | 72 | 180 | 20 |  | Solar | FIXED | Ground
REIPNR-11194 | CONERGY AG | S 175MU | 235 | 86 | 180 | 32 |  | Solar | FIXED | Ground
REIPNR-11195 | SUNTECH POWER | STP200UB | 205 | 12 | 132 | 38 |  | Solar | FIXED | Roof
REIPNR-11195 | SUNTECH POWER | STP200UB | 205 | 27 | 220 | 34 |  | Solar | FIXED | Roof
REIPNR-11199 | SHARP | ND-U230C1 | 230 | 1040 | 206.7 | 10 |  | Solar | FIXED | Roof
REIPNR-11200 | BP SOLAR | BP3160B | 215 | 40 | 251 | 28 |  | Solar | FIXED | Roof
REIPNR-11202 | SUNTECH POWER | STP200-18/UB-1 | 205 | 28 | 145.7 | 25 |  | Solar | FIXED | Roof
REIPNR-11203 | SUNTECH POWER | STP200-18/UB-1 | 205 | 16 | 132.3 | 32 |  | Solar | FIXED | Roof
REIPNR-11205 | SUNPOWER | SPR-230-WHT-U | 230 | 32 | 220 | 20 |  | Solar | FIXED | Roof
REIPNR-11206 | CHANGZHOU TRINA SOLAR ENERGY CO | TSM-160D | 230 | 44 | 177.2 | 22 |  | Solar | FIXED | Roof
REIPNR-11207 | SUNTECH POWER | STP200UB | 205 | 14 | 115 | 38 |  | Solar | FIXED | Roof
REIPNR-11207 | SUNTECH POWER | STP200-18/UB-1 | 205 | 39 | 205 | 38 |  | Solar | FIXED | Roof
REIPNR-11208 | SUNPOWER | SPR-230-WHT-U | 230 | 24 | 220 | 18 |  | Solar | FIXED | Roof
REIPNR-11209 | CHANGZHOU TRINA SOLAR ENERGY CO | TSM-185D | 235 | 22 | 126.3 | 22 |  | Solar | FIXED | Roof
REIPNR-11209 | SUNTECH POWER | STP200UB | 235 | 10 | 219 | 25 |  | Solar | FIXED | Roof
REIPNR-11210 | SUNPOWER | SPR-230-WHT-U | 230 | 170 | 220 | 18 |  | Solar | FIXED | Ground
REIPNR-11211 | CHANGZHOU TRINA SOLAR ENERGY CO | TSM-185D | 230 | 20 | 141.7 | 30 |  | Solar | FIXED | Roof
REIPNR-11213 | SUNTECH POWER | STP200-18/UB-1 | 205 | 36 | 214.3 | 26 |  | Solar | FIXED | Roof
REIPNR-11214 | SUNPOWER | SPR-230-WHT-U | 230 | 70 | 220 | 18 |  | Solar | FIXED | Roof
REIPNR-11217 | SANYO ELECTRIC | HIP-205BA5 | 210 | 76 | 172 | 20 |  | Solar | FIXED | Roof
REIPNR-11218 | SUNTECH POWER | STP210-18/UB-1 | 245 | 12 | 230 | 30 |  | Solar | FIXED | Roof
REIPNR-11219 | BAODING YINGLI NEW ENERGY RESOURCES CO | YL175(156) | 230 | 35 | 172 | 30 |  | Solar | FIXED | Roof
REIPNR-11277 | KANEKA | TSC211 | 210 | 46 | 110.3 | 22.5 |  | Solar | FIXED | Roof
REIPNR-11278 | SHARP | ND-224U1F | 224 | 16 | 155 | 23 |  | Solar | FIXED | Roof
REIPNR-11278 | SHARP | ND-224U1F | 224 | 8 | 245 | 33 |  | Solar | FIXED | Roof
REIPNR-11279 | REC SCANMODULE | SCM230 | 230 | 2 | 116 | 30.3 |  | Solar | FIXED | Roof
REIPNR-11279 | REC SCANMODULE | SCM230 | 230 | 11 | 116 | 30.3 |  | Solar | FIXED | Roof
REIPNR-11279 | REC SCANMODULE | SCM230 | 230 | 6 | 206 | 45 |  | Solar | FIXED | Roof
REIPNR-11279 | REC SCANMODULE | SCM230 | 230 | 7 | 296 | 10.6 |  | Solar | FIXED | Roof
REIPNR-11280 | SHARP | ND-224U1F | 224 | 16 | 170 | 39.9 |  | Solar | FIXED | Roof
REIPNR-11281 | SCHUCO USA |  | 210 | 36 | 180 | 30 |  | Solar | FIXED | Roof
REIPNR-11282 | SHARP | ND-216U1F | 216 | 24 | 150.5 | 26.5 |  | Solar | FIXED | Roof
REIPNR-11283 | KYOCERA SOLAR | KD210GX-LP | 215 | 10 | 129 | 45 |  | Solar | FIXED | Roof
REIPNR-11284 | SCHUCO USA |  | 210 | 24 | 162 | 33.7 |  | Solar | FIXED | Roof
REIPNR-11285 | SCHUCO USA |  | 210 | 48 | 180 | 30 |  | Solar | FIXED | Ground
REIPNR-11287 | SHARP | ND-224U1F | 235 | 42 | 203 | 34 |  | Solar | FIXED | Roof
REIPNR-11289 | MATRIX SOLAR/PHOTOWATT | PW1000-100 | 220 | 74 | 176 | 15 |  | Solar | FIXED | Roof
REIPNR-11290 | SCHUCO USA |  | 210 | 24 | 145 | 39.9 |  | Solar | FIXED | Roof
REIPNR-11291 | ET SOLAR INDUSTRY | ET-P654180 | 230 | 14 | 189 | 25 |  | Solar | FIXED | Roof
REIPNR-11292 | SHARP | ND-224U1F | 235 | 420 | 159 | 10 |  | Solar | FIXED | Roof
REIPNR-11293 | SHARP | ND-220U1F | 235 | 36 | 190 | 10 |  | Solar | FIXED | Roof
REIPNR-11294 | SUNPOWER | SPR-315E-WHT-U | 315 | 5136 | 339 | 1 |  | Solar | FIXED | Ground
REIPNR-11295 | KYOCERA SOLAR | KC200GT | 210 | 46 | 110.3 | 22.5 |  | Solar | FIXED | Roof
REIPNR-11296 | UNITED SOLAR OVONIC | PVL-68 | 68 | 39 | 155 | 32 |  | Solar | FIXED | Roof
REIPNR-11296 | UNITED SOLAR OVONIC | PVL-68 | 68 | 39 | 155 | 50 |  | Solar | FIXED | Roof
REIPNR-11298 | CHANGZHOU TRINA SOLAR ENERGY CO | TSM-185D | 230 | 36 | 87.6 | 24 |  | Solar | FIXED | Roof
REIPNR-11299 | SUNTECH POWER | STP200S-18/UB-1 | 205 | 40 | 178 | 19 |  | Solar | FIXED | Roof
REIPNR-11300 | SUNTECH POWER | STP200-18/UB-1 | 205 | 24 | 165.5 | 25 |  | Solar | FIXED | Roof
REIPNR-11300 | SUNTECH POWER | STP200-18/UB-1 | 205 | 8 | 165.5 | 40 |  | Solar | FIXED | Roof
REIPNR-11301 | SUNTECH POWER | STP200-18/UB-1 | 205 | 28 | 90 | 30 |  | Solar | FIXED | Roof
REIPNR-11302 | CHANGZHOU TRINA SOLAR ENERGY CO | TSM-185D | 230 | 8 | 165.7 | 12 |  | Solar | FIXED | Roof
REIPNR-11302 | CHANGZHOU TRINA SOLAR ENERGY CO | TSM-185D | 230 | 34 | 165.7 | 22 |  | Solar | FIXED | Roof
REIPNR-11303 | CHANGZHOU TRINA SOLAR ENERGY CO | TSM-185D | 235 | 7 | 63 | 30 |  | Solar | FIXED | Roof
REIPNR-11303 | CHANGZHOU TRINA SOLAR ENERGY CO | TSM-185D | 235 | 11 | 153 | 32 |  | Solar | FIXED | Roof
REIPNR-11304 | CHANGZHOU TRINA SOLAR ENERGY CO | TSM-185D | 230 | 56 | 180 | 30 |  | Solar | FIXED | Ground
REIPNR-11305 | SUNTECH POWER | STP200-18/UB-1 | 205 | 56 | 209 | 25 |  | Solar | FIXED | Roof
REIPNR-11306 | SOLARWORLD | SW185MONO | 245 | 572 | 220 | 10 |  | Solar | FIXED | Roof
REIPNR-11307 | SUNTECH POWER | STP200UB | 205 | 22 | 168.1 | 25 |  | Solar | FIXED | Roof
REIPNR-11308 | CONERGY AG | S 175MU | 235 | 138 | 197 | 18 |  | Solar | FIXED | Roof
REIPNR-11309 | CHANGZHOU TRINA SOLAR ENERGY CO | TSM-160D | 235 | 42 | 165 | 45 |  | Solar | FIXED | Roof
REIPNR-11310 | BP SOLAR | BP3125S | 215 | 19 | 185 | 16 |  | Solar | FIXED | Roof
REIPNR-11311 | SUNTECH POWER | STP180S-24/AB-1 | 175 | 30 | 201 | 20 |  | Solar | FIXED | Roof
REIPNR-11312 | BP SOLAR | BP3170N | 215 | 29 | 167 | 18 |  | Solar | FIXED | Roof
REIPNR-11314 | BP SOLAR | SX3200W | 215 | 10 | 122 | 42 |  | Solar | FIXED | Roof
REIPNR-11314 | BP SOLAR | SX3200W | 215 | 20 | 210 | 42 |  | Solar | FIXED | Roof
REIPNR-11315 | CANADIAN SOLAR | CS5P-230 | 230 | 72 | 180 | 34 |  | Solar | FIXED | Roof
REIPNR-11317 | CHANGZHOU TRINA SOLAR ENERGY CO | TSM-160D | 230 | 24 | 226 | 30 |  | Solar | FIXED | Roof
REIPNR-11318 | SUNTECH POWER | STP200S-18/UB-1 | 205 | 38 | 90 | 22 |  | Solar | FIXED | Roof
REIPNR-11318 | SUNTECH POWER | STP200UB | 205 | 22 | 180 | 23 |  | Solar | FIXED | Roof
REIPNR-11319 | SUNPOWER | SPR-230-WHT-U | 230 | 114 | 152 | 34 |  | Solar | FIXED | Ground
REIPNR-11320 | CHANGZHOU TRINA SOLAR ENERGY CO | TSM-185D | 235 | 8 | 155 | 16 |  | Solar | FIXED | Roof
REIPNR-11320 | CHANGZHOU TRINA SOLAR ENERGY CO | TSM-160D | 235 | 42 | 180 | 27 |  | Solar | FIXED | Roof
REIPNR-11321 | SOLARWORLD | SW185MONO | 245 | 33 | 183 | 10 |  | Solar | 1AXIS | Roof
REIPNR-11322 | SOLARWORLD | SW185MONO | 245 | 25 | 164 | 35 |  | Solar | FIXED | Roof
REIPNR-11323 | SUNTECH POWER | STP210S-18/UB-1 | 280 | 770 | 150 | 3 |  | Solar | FIXED | Roof
REIPNR-11324 | CHANGZHOU TRINA SOLAR ENERGY CO | TSM-185D | 240 | 113 | 209 | 16 |  | Solar | FIXED | Roof
REIPNR-11325 | SUNTECH POWER | STP200-18/UB-1 | 205 | 18 | 214.1 | 24 |  | Solar | FIXED | Roof
REIPNR-11326 | CHANGZHOU TRINA SOLAR ENERGY CO | TSM-185D | 235 | 40 | 145 | 30 |  | Solar | FIXED | Roof
REIPNR-11327 | SCHUCO USA | SB3000US (208V) | 220 | 108 | 222.4 | 7 |  | Solar | FIXED | Roof
REIPNR-11328 | ASTROPOWER | AP6-170 | 225 | 44 | 133 | 19 |  | Solar | FIXED | Roof
REIPNR-11328 | PACIFIC SOLAR PTY LIMITED | PP-USA-213-S5 | 250 | 44 | 223 | 19 |  | Solar | FIXED | Roof
REIPNR-11329 | CHANGZHOU TRINA SOLAR ENERGY CO | TSM-185D | 235 | 75 | 147 | 23 |  | Solar | FIXED | Roof
REIPNR-11342 | SUNTECH POWER | STP210S-18/UB-1 | 275 | 6138 | 187 | 5 |  | Solar | FIXED | Roof
REIPNR-11343 | UNKNOWN | UNKNOWN | 235 | 754 | 216.8 | 10 |  | Solar | FIXED | Roof
REIPNR-11345 | UNITED SOLAR OVONIC | ASR-120 | 230 | 312 | 180 | 15 |  | Solar | FIXED | Roof
REIPNR-11346 | SCHUCO USA |  | 230 | 89 | 176 | 30 |  | Solar | FIXED | Ground
REIPNR-11348 | SUNPOWER | SPR-225-BLK-U | 225 | 44 | 216 | 20 |  | Solar | FIXED | Roof
REIPNR-11350 | UNI-SOLAR | PVL136 | 225 | 320 | 225 | 10 |  | Solar | FIXED | Roof
REIPNR-11351 | SOLARWORLD | SW145 MONO/P | 245 | 154 | 173 | 0 |  | Solar | FIXED | Roof
REIPNR-11351 | SOLYNDRA | SL-002-150U | 191 | 348 | 173 | 0 |  | Solar | FIXED | Roof
REIPNR-11352 | MC SOLAR | TF-80B | 235 | 22 | 174 | 22 |  | Solar | FIXED | Roof
REIPNR-11353 | SHARP | ND-220U2 | 240 | 507 | 180 | 5 |  | Solar | FIXED | Roof
REIPNR-11355 | CHANGZHOU TRINA SOLAR ENERGY CO | TSM-185D | 240 | 144 | 92 | 14 |  | Solar | FIXED | Roof
REIPNR-11357 | BP SOLAR | BP3150S | 215 | 43 | 277 | 4 |  | Solar | FIXED | Roof
REIPNR-11357 | BP SOLAR | BP3125U | 215 | 14 | 277 | 18 |  | Solar | FIXED | Roof
REIPNR-11359 | CHANGZHOU TRINA SOLAR ENERGY CO | TSM-160D | 230 | 10283 | 180 | 30 |  | Solar | FIXED | Roof
REIPNR-11360 | SHARP | ND-224U1F | 224 | 520 | 182 | 10 |  | Solar | FIXED | Roof
REIPNR-11360 | SHARP | ND-224U1F | 224 | 390 | 195 | 25 |  | Solar | FIXED | Ground
REIPNR-11361 | SOLARWORLD | SW185MONO | 245 | 611 | 176 | 15 |  | Solar | FIXED | Roof
REIPNR-11362 | ISOFOTON | I-94/12 | 230 | 26 | 93 | 16 |  | Solar | 1AXIS | Roof
REIPNR-11363 | SOLARTECH POWER | SPM230P | 240 | 192 | 133 | 25 |  | Solar | FIXED | Ground
REIPNR-11364 | SHARP | ND-224U1F | 235 | 1274 | 151 | 10 |  | Solar | FIXED | Roof
REIPNR-11364 | SHARP | ND-224U2 | 235 | 672 | 190 | 5 |  | Solar | FIXED | Roof
REIPNR-11365 | CHANGZHOU TRINA SOLAR ENERGY CO | TSM-185D | 230 | 8 | 125 | 36 |  | Solar | FIXED | Roof
REIPNR-11365 | CHANGZHOU TRINA SOLAR ENERGY CO | TSM-185D | 230 | 20 | 180 | 26 |  | Solar | FIXED | Roof
REIPNR-11366 | SHARP | ND-224UC1 | 224 | 42 | 30 | 1 |  | Solar | FIXED | Roof
REIPNR-11366 | SHARP | ND-224U2 | 224 | 226 | 202 | 10 |  | Solar | FIXED | Roof
REIPNR-11366 | SHARP | ND-208UC1 | 224 | 200 | 218 | 10 |  | Solar | FIXED | Roof
REIPNR-11368 | CHANGZHOU TRINA SOLAR ENERGY CO | TSM-185D | 230 | 31 | 204 | 40 |  | Solar | FIXED | Roof
REIPNR-11369 | CHANGZHOU TRINA SOLAR ENERGY CO | TSM-160D | 230 | 7345 | 180 | 30 |  | Solar | FIXED | Ground
REIPNR-11370 | SUNTECH POWER | STP21018 | 225 | 11 | 109 | 24 |  | Solar | FIXED | Roof
REIPNR-11370 | SUNTECH POWER | STP210S-18/UB-1 | 225 | 17 | 199 | 24 |  | Solar | FIXED | Roof
REIPNR-11373 | SUNTECH POWER | STP180S-24/AB-1 | 185 | 22 | 152 | 25 |  | Solar | FIXED | Roof
REIPNR-11373 | SUNTECH POWER | STP180S-24/AB-1 | 185 | 9 | 242 | 25 |  | Solar | FIXED | Roof
REIPNR-11374 | CHANGZHOU TRINA SOLAR ENERGY CO | TSM-160D | 235 | 84 | 154 | 5 |  | Solar | FIXED | Roof
REIPNR-11375 | CHANGZHOU TRINA SOLAR ENERGY CO | TSM-185D | 235 | 26 | 154 | 5 |  | Solar | FIXED | Roof
REIPNR-11376 | MATRIX SOLAR/PHOTOWATT | PW1000-100 | 190 | 4790 | 150 | 10 |  | Solar | FIXED | Roof
REIPNR-11377 | CHANGZHOU TRINA SOLAR ENERGY CO | TSM-160D | 235 | 26 | 154 | 5 |  | Solar | FIXED | Roof
REIPNR-11379 | CHANGZHOU TRINA SOLAR ENERGY CO | TSM-160D | 235 | 90 | 154 | 5 |  | Solar | FIXED | Roof
REIPNR-11380 | CHANGZHOU TRINA SOLAR ENERGY CO | TSM-185D | 235 | 65 | 154 | 5 |  | Solar | FIXED | Roof
REIPNR-11382 | BAODING YINGLI NEW ENERGY RESOURCES CO | YL175(156) | 260 | 2596 | 170 | 15 |  | Solar | FIXED | Roof
REIPNR-11384 | MATRIX SOLAR/PHOTOWATT | PW1000-100 | 235 | 74 | 174 | 22 |  | Solar | FIXED | Roof
REIPNR-11386 | MATRIX SOLAR/PHOTOWATT | PW1000-100 | 235 | 20 | 177 | 15 |  | Solar | FIXED | Roof
REIPNR-11387 | CHANGZHOU TRINA SOLAR ENERGY CO | TSM-185D | 220 | 7839 | 198 | 10 |  | Solar | FIXED | Roof
REIPNR-11387 | CHANGZHOU TRINA SOLAR ENERGY CO | TSM-185D | 235 | 7761 | 198 | 10 |  | Solar | FIXED | Roof
REIPNR-11388 | MATRIX SOLAR/PHOTOWATT | PW1250-115 | 235 | 30 | 177 | 15 |  | Solar | FIXED | Roof
REIPNR-11389 | MATRIX SOLAR/PHOTOWATT | PW1000-100 | 235 | 50 | 177 | 22 |  | Solar | FIXED | Roof
REIPNR-11389 | MATRIX SOLAR/PHOTOWATT | PW1250-115 | 235 | 24 | 179 | 15 |  | Solar | FIXED | Roof
REIPNR-11390 | SUNTECH POWER | STP200S-18/UB-1 | 205 | 7 | 106.8 | 40 |  | Solar | FIXED | Roof
REIPNR-11390 | SUNTECH POWER | STP200UB | 205 | 31 | 196.8 | 40 |  | Solar | FIXED | Roof
REIPNR-11393 | EVERGREEN SOLAR |  | 210 | 396 | 161 | 10 |  | Solar | FIXED | Roof
REIPNR-11395 | SUNPOWER | SPR-230-WHT-U | 320 | 400 | 174 | 0 |  | Solar | FIXED | Ground
REIPNR-11395 | SUNPOWER | SPR-315E-WHT-U | 320 | 496 | 188 | 0 |  | Solar | FIXED | Ground
REIPNR-11397 | SUNPOWER | SPR-230-WHT-U | 320 | 34 | 188 | 0 |  | Solar | FIXED | Ground
REIPNR-11404 | SUNTECH POWER | STP180S-24/AB-1 | 190 | 54 | 99 | 27 |  | Solar | FIXED | Roof
REIPNR-11406 | SHARP | JH-3500U | 240 | 77 | 184 | 20 |  | Solar | FIXED | Ground
REIPNR-11409 | SHARP | ND-224U1F | 224 | 494 | 88 | 9.5 |  | Solar | FIXED | Roof
REIPNR-11409 | SHARP | ND-224UC1 | 224 | 1105 | 268 | 9.5 |  | Solar | FIXED | Roof
REIPNR-11410 | ET SOLAR INDUSTRY | ET-P672230 | 185 | 21 | 140 | 40 |  | Solar | FIXED | Roof
REIPNR-11410 | ET SOLAR INDUSTRY | ET-P654185 | 185 | 40 | 225 | 40 |  | Solar | FIXED | Roof
REIPNR-11411 | ET SOLAR INDUSTRY | ET-P672275 | 275 | 22 | 136 | 40 |  | Solar | FIXED | Roof
REIPNR-11412 | SUNPOWER | SPR-315E-WHT-U | 315 | 16592 | 180 | 0 |  | Solar | 1AXIS | Ground
REIPNR-11414 | SOLARWORLD | SW185 MONO/T | 235 | 78 | 192 | 20 |  | Solar | FIXED | Ground
REIPNR-11415 | CHANGZHOU TRINA SOLAR ENERGY CO | TSM-185D | 235 | 1079 | 210 | 20 |  | Solar | FIXED | Roof
REIPNR-11416 | SUNPOWER | SPR-230-WHT-U | 230 | 55 | 164 | 19 |  | Solar | FIXED | Roof
REIPNR-11417 | SUNPOWER | SPR-230-WHT-U | 230 | 55 | 120 | 28 |  | Solar | FIXED | Roof
REIPNR-11418 | SUNPOWER | SPR-230-WHT-U | 230 | 244 | 174 | 18 |  | Solar | FIXED | Roof
REIPNR-11419 | CEEG (SHANGHAI) SOLAR SCIENCE AND TECHNOLOGY CO | SST 190-72M | 230 | 22 | 139 | 40 |  | Solar | FIXED | Roof
REIPNR-11419 | CEEG (SHANGHAI) SOLAR SCIENCE AND TECHNOLOGY CO | SST 190-72M | 230 | 22 | 140 | 29 |  | Solar | FIXED | Ground
REIPNR-11419 | CEEG (SHANGHAI) SOLAR SCIENCE AND TECHNOLOGY CO | SST 190-72M | 230 | 44 | 140 | 34 |  | Solar | FIXED | Ground
REIPNR-11421 | ET SOLAR INDUSTRY | ET-P672230 | 230 | 10 | 96 | 23 |  | Solar | FIXED | Roof
REIPNR-11421 | ET SOLAR INDUSTRY | ET-P672230 | 230 | 20 | 186 | 23 |  | Solar | FIXED | Roof
REIPNR-11422 | CEEG (SHANGHAI) SOLAR SCIENCE AND TECHNOLOGY CO | SST 190-72M | 230 | 30 | 177 | 34 |  | Solar | FIXED | Roof
REIPNR-11422 | CEEG (SHANGHAI) SOLAR SCIENCE AND TECHNOLOGY CO | SST 190-72M | 230 | 12 | 266 | 34 |  | Solar | FIXED | Roof
REIPNR-11423 | SUNTECH POWER | STP210S-18/UB-1 | 205 | 114 | 178 | 7 |  | Solar | FIXED | Roof
REIPNR-11424 | SUNTECH POWER | STP200UB | 205 | 28 | 267 | 5 |  | Solar | FIXED | Roof
REIPNR-11427 | SUNTECH POWER | STP175S-24/AB-1 | 175 | 20 | 138.1 | 34 |  | Solar | FIXED | Roof
REIPNR-11429 | SUNPOWER | SPR-225-BLK-U | 225 | 610 | 135 | 20 |  | Solar | FIXED | Roof
REIPNR-11429 | SUNPOWER | SPR-225-BLK-U | 225 | 380 | 225 | 25 |  | Solar | FIXED | Roof
REIPNR-11430 | SUNPOWER | SPR-225-BLK-U | 225 | 540 | 135 | 18 |  | Solar | FIXED | Roof
REIPNR-11430 | SUNPOWER | SPR-225-BLK-U | 225 | 600 | 225 | 18 |  | Solar | FIXED | Roof
REIPNR-11431 | SUNPOWER | SPR-225-BLK-U | 225 | 390 | 135 | 25 |  | Solar | FIXED | Roof
REIPNR-11431 | SUNPOWER | SPR-225-BLK-U | 225 | 270 | 225 | 25 |  | Solar | FIXED | Roof
REIPNR-11431 | SUNPOWER | SPR-225-BLK-U | 225 | 270 | 225 | 30 |  | Solar | FIXED | Roof
REIPNR-11432 | SUNTECH POWER | STP200S-18/UB-1 | 205 | 22 | 200 | 27 |  | Solar | FIXED | Roof
REIPNR-11433 | SUNTECH POWER | STP200UB | 205 | 38 | 203.4 | 27 |  | Solar | FIXED | Roof
REIPNR-11434 | CHANGZHOU TRINA SOLAR ENERGY CO | TSM-185D | 235 | 16 | 174 | 40 |  | Solar | FIXED | Roof
REIPNR-11435 | SUNTECH POWER | STP200UB | 205 | 34 | 127.3 | 18 |  | Solar | FIXED | Roof
REIPNR-11436 | CHANGZHOU TRINA SOLAR ENERGY CO | TSM-185D | 230 | 22 | 208.9 | 30 |  | Solar | FIXED | Roof
REIPNR-11437 | CHANGZHOU TRINA SOLAR ENERGY CO | TSM-185D | 230 | 9 | 156 | 10 |  | Solar | FIXED | Roof
REIPNR-11437 | CONERGY AG | S 175MU | 235 | 91 | 156 | 10 |  | Solar | FIXED | Roof
REIPNR-11437 | CHANGZHOU TRINA SOLAR ENERGY CO | TSM-185D | 230 | 108 | 156 | 15 |  | Solar | FIXED | Roof
REIPNR-11438 | CHANGZHOU TRINA SOLAR ENERGY CO | TSM-185D | 235 | 14 | 111.4 | 27 |  | Solar | FIXED | Roof
REIPNR-11438 | CHANGZHOU TRINA SOLAR ENERGY CO | TSM-185D | 235 | 12 | 201.5 | 27 |  | Solar | FIXED | Roof
REIPNR-11439 | SCHUCO USA |  | 225 | 336 | 160.4 | 4 |  | Solar | FIXED | Roof
REIPNR-11440 | CHANGZHOU TRINA SOLAR ENERGY CO | TSM-185D | 230 | 36 | 180 | 25 |  | Solar | FIXED | Ground
REIPNR-11441 | SCHUCO USA |  | 230 | 26 | 180 | 30 |  | Solar | FIXED | Ground
REIPNR-11442 | SCHUCO USA |  | 230 | 56 | 180 | 30 |  | Solar | FIXED | Ground
REIPNR-11444 | KYOCERA SOLAR | KD210GX-LP | 225 | 56 | 182 | 30 |  | Solar | FIXED | Roof
REIPNR-11445 | KYOCERA SOLAR | KD205GX-L | 225 | 20 | 114 | 22 |  | Solar | FIXED | Roof
REIPNR-11445 | KYOCERA SOLAR | KD210GX-LP | 225 | 24 | 202 | 20 |  | Solar | FIXED | Roof
REIPNR-11446 | SOLYNDRA | SL-001-182U | 182 | 1175 | 195 | 0 |  | Solar | FIXED | Roof
REIPNR-11447 | CHANGZHOU TRINA SOLAR ENERGY CO | TSM-185D | 235 | 35 | 180 | 25 |  | Solar | FIXED | Roof
REIPNR-11448 | SCHUCO USA |  | 235 | 66 | 180 | 25 |  | Solar | FIXED | Roof
REIPNR-11449 | CHANGZHOU TRINA SOLAR ENERGY CO | TSM-185D | 235 | 114 | 180 | 25 |  | Solar | FIXED | Roof
REIPNR-11450 | SUNTECH POWER | STP210-18/UB-1 | 210 | 18 | 191 | 26 |  | Solar | FIXED | Roof
REIPNR-11454 | EVERGREEN SOLAR | ES-200-VL | 210 | 108 | 176 | 3 |  | Solar | FIXED | Roof
REIPNR-11454 | EVERGREEN SOLAR | ES-200-RL | 210 | 100 | 176 | 10 |  | Solar | FIXED | Roof
REIPNR-11455 | CHANGZHOU TRINA SOLAR ENERGY CO | TSM-185D | 235 | 455 | 137 | 10 |  | Solar | FIXED | Roof
REIPNR-11456 | BP SOLAR | BP3170N | 215 | 40 | 145 | 25 |  | Solar | FIXED | Roof
REIPNR-11458 | SHARP | ND-224UC1 | 235 | 168 | 188 | 0 |  | Solar | FIXED | Roof
REIPNR-11458 | SHARP | ND-224U2 | 235 | 768 | 188 | 5 |  | Solar | FIXED | Roof
REIPNR-11458 | SHARP | ND-224UC1 | 235 | 108 | 188 | 10 |  | Solar | FIXED | Roof
REIPNR-11459 | SUNTECH POWER | STP210-18/UB-1 | 225 | 1066 | 138 | 10 |  | Solar | FIXED | Roof
REIPNR-11462 | BP SOLAR | BP3115S | 215 | 13 | 197 | 40 |  | Solar | FIXED | Roof
REIPNR-11463 | CANADIAN SOLAR | CS5P-240 | 275 | 46 | 175 | 23 |  | Solar | FIXED | Roof
REIPNR-11464 | SUNPOWER | SPR-225-BLK-U | 225 | 7 | 82 | 23 |  | Solar | FIXED | Roof
REIPNR-11464 | SUNPOWER | SPR-225-BLK-U | 225 | 35 | 172 | 23 |  | Solar | FIXED | Roof
REIPNR-11465 | SUNPOWER | SPR-230-WHT-U | 230 | 30 | 180 | 39 |  | Solar | FIXED | Roof
REIPNR-11466 | SHARP | ND-123UJF | 235 | 60 | 156 | 25 |  | Solar | FIXED | Ground
REIPNR-11468 | SCHUCO USA |  | 185 | 54 | 157 | 30 |  | Solar | FIXED | Pole
REIPNR-11469 | CONERGY AG | S 175MU | 235 | 48 | 189 | 22 |  | Solar | FIXED | Roof
REIPNR-11470 | SOLARWORLD | SW185MONO | 230 | 54 | 147 | 22 |  | Solar | FIXED | Roof
REIPNR-11471 | SCHUCO USA |  | 185 | 24 | 161 | 26.6 |  | Solar | FIXED | Roof
REIPNR-11472 | SCHUCO USA |  | 185 | 62 | 161 | 26.6 |  | Solar | FIXED | Roof
REIPNR-11473 | SUNPOWER | SPR-230-WHT-U | 238 | 60 | 118 | 20 |  | Solar | FIXED | Roof
REIPNR-11473 | SUNPOWER | SPR-230-WHT-U | 238 | 24 | 203 | 15 |  | Solar | FIXED | Roof
REIPNR-11474 | REC SCANMODULE | SCM230 | 235 | 585 | 198 | 5 |  | Solar | FIXED | Roof
REIPNR-11477 | SOLARWORLD | SW185MONO | 240 | 40 | 252 | 15 |  | Solar | FIXED | Roof
REIPNR-11478 | BP SOLAR | BP3150S | 215 | 9 | 148 | 12 |  | Solar | FIXED | Roof
REIPNR-11478 | BP SOLAR | BP3170N | 215 | 12 | 238 | 10 |  | Solar | FIXED | Roof
REIPNR-11478 | BP SOLAR | BP3150S | 215 | 20 | 238 | 22 |  | Solar | FIXED | Roof
REIPNR-11479 | CONERGY AG | S 175MU | 235 | 57 | 248 | 27 |  | Solar | FIXED | Roof
REIPNR-11480 | CHANGZHOU TRINA SOLAR ENERGY CO | TSM-185D | 235 | 208 | 180 | 32 |  | Solar | FIXED | Roof
REIPNR-11480 | CHANGZHOU TRINA SOLAR ENERGY CO | TSM-185D | 235 | 390 | 180 | 32 |  | Solar | FIXED | Roof
REIPNR-11483 | BAODING YINGLI NEW ENERGY RESOURCES CO | YL175(156) | 230 | 35 | 181 | 15 |  | Solar | FIXED | Ground
REIPNR-11483 | BAODING YINGLI NEW ENERGY RESOURCES CO | YL175(156) | 230 | 35 | 183 | 13 |  | Solar | FIXED | Roof
REIPNR-11484 | SUNTECH POWER | STP210-18/UB-1 | 210 | 10 | 151 | 39 |  | Solar | FIXED | Roof
REIPNR-11484 | SUNTECH POWER | STP210-18/UB-1 | 210 | 11 | 151 | 39 |  | Solar | FIXED | Roof
REIPNR-11484 | SUNTECH POWER | STP210-18/UB-1 | 210 | 14 | 241 | 33 |  | Solar | FIXED | Roof
REIPNR-11484 | SUNTECH POWER | STP210-18/UB-1 | 210 | 55 | 241 | 33 |  | Solar | FIXED | Roof
REIPNR-11485 | SUNTECH POWER | STP21018 | 210 | 42 | 243 | 21 |  | Solar | FIXED | Roof
REIPNR-11486 | SUNTECH POWER | STP200UB | 205 | 40 | 245 | 35 |  | Solar | FIXED | Roof
REIPNR-11487 | CHANGZHOU TRINA SOLAR ENERGY CO | TSM-185D | 230 | 33 | 140 | 10 |  | Solar | FIXED | Roof
REIPNR-11487 | CHANGZHOU TRINA SOLAR ENERGY CO | TSM-160D | 230 | 165 | 224 | 16 |  | Solar | FIXED | Roof
REIPNR-11488 | SOLARTECH POWER | SPM200P | 205 | 36 | 180 | 27 |  | Solar | FIXED | Roof
REIPNR-11489 | SUNTECH POWER | STP200-18/UB-1 | 205 | 18 | 193 | 20 |  | Solar | FIXED | Roof
REIPNR-11490 | SUNTECH POWER | STP200UB | 205 | 28 | 236 | 23.3 |  | Solar | FIXED | Roof
REIPNR-11491 | SUNTECH POWER | STP200-18/UB-1 | 205 | 38 | 196.1 | 34 |  | Solar | FIXED | Roof
REIPNR-11492 | SUNTECH POWER | STP200-18/UB-1 | 205 | 58 | 180 | 30 |  | Solar | FIXED | Roof
REIPNR-11493 | SUNTECH POWER | STP200UB | 205 | 40 | 220.4 | 18 |  | Solar | FIXED | Roof
REIPNR-11494 | SUNTECH POWER | STP200UB | 205 | 30 | 156.4 | 30 |  | Solar | FIXED | Roof
REIPNR-11495 | SUNTECH POWER | STP210S-18/UB-1 | 250 | 110 | 175 | 25 |  | Solar | FIXED | Roof
REIPNR-11496 | SUNTECH POWER | STP210S-18/UB-1 | 250 | 40 | 175 | 25 |  | Solar | FIXED | Roof
REIPNR-11497 | SUNTECH POWER | STP210S-18/UB-1 | 250 | 26 | 175 | 25 |  | Solar | FIXED | Roof
REIPNR-11498 | SUNTECH POWER | STP210S-18/UB-1 | 250 | 27 | 175 | 25 |  | Solar | FIXED | Roof
REIPNR-11499 | SUNTECH POWER | STP210S-18/UB-1 | 250 | 55 | 175 | 25 |  | Solar | FIXED | Roof
REIPNR-11502 | SCHUCO USA |  | 235 | 189 | 226 | 20 |  | Solar | FIXED | Roof
REIPNR-11503 | SUNTECH POWER | STP210S-18/UB-1 | 275 | 390 | 139 | 12 |  | Solar | FIXED | Ground
REIPNR-11504 | CANADIAN SOLAR | CS5P-230 | 290 | 818 | 139 | 12 |  | Solar | FIXED | Ground
REIPNR-11504 | SOLARWORLD | SW185MONO | 280 | 880 | 139 | 12 |  | Solar | FIXED | Ground
REIPNR-11504 | SOLARWORLD | SW185MONO | 285 | 882 | 139 | 12 |  | Solar | FIXED | Ground
REIPNR-11505 | SUNTECH POWER | STP210S-18/UB-1 | 275 | 570 | 139 | 12 |  | Solar | FIXED | Ground
REIPNR-11506 | SUNTECH POWER | STP210S-18/UB-1 | 275 | 60 | 139 | 12 |  | Solar | FIXED | Ground
REIPNR-11507 | SOLON AG FUER SOLARTECHNIK | P220/6+/01 230WP | 230 | 1183 | 204 | 10 |  | Solar | FIXED | Roof
REIPNR-11508 | SOLARWORLD | SW185MONO | 230 | 624 | 223 | 10 |  | Solar | FIXED | Roof
REIPNR-11510 | CHANGZHOU TRINA SOLAR ENERGY CO | TSM-185D | 235 | 78 | 175 | 5 |  | Solar | FIXED | Roof
REIPNR-11512 | CHANGZHOU TRINA SOLAR ENERGY CO | TSM-185D | 235 | 99 | 175 | 5 |  | Solar | FIXED | Roof
REIPNR-11514 | CHANGZHOU TRINA SOLAR ENERGY CO | TSM-185D | 235 | 99 | 175 | 5 |  | Solar | FIXED | Roof
REIPNR-11515 | CHANGZHOU TRINA SOLAR ENERGY CO | TSM-185D | 235 | 72 | 175 | 5 |  | Solar | FIXED | Roof
REIPNR-11516 | ET SOLAR INDUSTRY | ET-P654185 | 185 | 1309 | 260 | 14 |  | Solar | FIXED | Roof
REIPNR-11517 | ET SOLAR INDUSTRY | ET-P654185 | 185 | 270 | 225 | 18 |  | Solar | FIXED | Roof
REIPNR-11518 | SOLARWORLD | SW185MONO | 245 | 299 | 158 | 10 |  | Solar | FIXED | Roof
REIPNR-11519 | SOLARWORLD | SW185MONO | 245 | 1651 | 206 | 10 |  | Solar | FIXED | Roof
REIPNR-11520 | SOLARWORLD | SW185MONO | 245 | 1872 | 173 | 10 |  | Solar | FIXED | Ground
REIPNR-11521 | SHARP | ND-V230A1 | 240 | 195 | 110 | 2.5 |  | Solar | FIXED | Roof
REIPNR-11521 | SHARP | ND-224U2 | 224 | 390 | 290 | 2.5 |  | Solar | FIXED | Roof
REIPNR-11524 | SOLARWORLD | SW185MONO | 245 | 689 | 170 | 10 |  | Solar | FIXED | Roof
REIPNR-11525 | CHANGZHOU TRINA SOLAR ENERGY CO | TSM-185D | 235 | 28 | 230 | 26 |  | Solar | FIXED | Roof
REIPNR-11526 | SUNTECH POWER | STP200-18/UB-1 | 205 | 30 | 192 | 33 |  | Solar | FIXED | Roof
REIPNR-11527 | CHANGZHOU TRINA SOLAR ENERGY CO | TSM-185D | 235 | 24 | 189.7 | 30 |  | Solar | FIXED | Roof
REIPNR-11528 | CHANGZHOU TRINA SOLAR ENERGY CO | TSM-185D | 235 | 22 | 142 | 37 |  | Solar | FIXED | Roof
REIPNR-11528 | CHANGZHOU TRINA SOLAR ENERGY CO | TSM-160D | 235 | 21 | 250 | 37 |  | Solar | FIXED | Roof
REIPNR-11529 | SUNTECH POWER | STP200-18/UB-1 | 205 | 24 | 207.1 | 20 |  | Solar | FIXED | Roof
REIPNR-11530 | CHANGZHOU TRINA SOLAR ENERGY CO | TSM-160D | 235 | 22 | 117.8 | 28 |  | Solar | FIXED | Roof
REIPNR-11531 | SUNTECH POWER | STP200S-18/UB-1 | 205 | 8 | 120 | 22 |  | Solar | FIXED | Roof
REIPNR-11531 | SUNTECH POWER | STP200S-18/UB-1 | 205 | 20 | 210 | 22 |  | Solar | FIXED | Roof
REIPNR-11532 | SUNTECH POWER | STP200-18/UB-1 | 205 | 30 | 90 | 30 |  | Solar | FIXED | Roof
REIPNR-11533 | KYOCERA SOLAR | KD210GX-LP | 210 | 1380 | 175 | 2 |  | Solar | FIXED | Roof
REIPNR-11534 | CHANGZHOU TRINA SOLAR ENERGY CO | TSM-185D | 235 | 99 | 175 | 5 |  | Solar | FIXED | Roof
REIPNR-11536 | REC SCANMODULE | SCM230 | 235 | 1275 | 180 | 20 |  | Solar | 1AXIS | Roof
REIPNR-11538 | SOLYNDRA | SL-002-182U | 210 | 5732 | 221 | 0 |  | Solar | FIXED | Roof
REIPNR-11540 | SHARP |  | 260 | 312 | 135 | 11.6 |  | Solar | FIXED | Roof
REIPNR-11540 | SHARP | NT-170UC1 | 260 | 325 | 180 | 11.6 |  | Solar | FIXED | Roof
REIPNR-11542 | ALEO SOLAR |  | 220 | 44 | 162 | 18 |  | Solar | FIXED | Roof
REIPNR-11543 | BAODING YINGLI NEW ENERGY RESOURCES CO | YL175(156) | 260 | 84 | 114 | 18 |  | Solar | FIXED | Roof
REIPNR-11543 | BAODING YINGLI NEW ENERGY RESOURCES CO | YL175(156) | 260 | 72 | 204 | 34 |  | Solar | FIXED | Roof
REIPNR-11544 | BP SOLAR | BP3170N | 215 | 24 | 159 | 26 |  | Solar | FIXED | Roof
REIPNR-11545 | BAODING YINGLI NEW ENERGY RESOURCES CO | YL175(156) | 260 | 429 | 87 | 14 |  | Solar | FIXED | Roof
REIPNR-11545 | BAODING YINGLI NEW ENERGY RESOURCES CO | YL175(156) | 260 | 455 | 177 | 11 |  | Solar | FIXED | Roof
REIPNR-11545 | BAODING YINGLI NEW ENERGY RESOURCES CO | YL175(156) | 260 | 403 | 177 | 14 |  | Solar | FIXED | Roof
REIPNR-11545 | BAODING YINGLI NEW ENERGY RESOURCES CO | YL175(156) | 260 | 429 | 267 | 14 |  | Solar | FIXED | Roof
REIPNR-11546 | CHANGZHOU TRINA SOLAR ENERGY CO | TSM-160D | 230 | 1339 | 183 | 30 |  | Solar | FIXED | Roof
REIPNR-11547 | BAODING YINGLI NEW ENERGY RESOURCES CO | YL175(156) | 260 | 195 | 122 | 9 |  | Solar | FIXED | Roof
REIPNR-11547 | BAODING YINGLI NEW ENERGY RESOURCES CO | YL175(156) | 260 | 845 | 212 | 9 |  | Solar | FIXED | Roof
REIPNR-11547 | BAODING YINGLI NEW ENERGY RESOURCES CO | YL175(156) | 260 | 234 | 212 | 11 |  | Solar | FIXED | Roof
REIPNR-11547 | BAODING YINGLI NEW ENERGY RESOURCES CO | YL175(156) | 260 | 611 | 302 | 9 |  | Solar | FIXED | Roof
REIPNR-11548 | BAODING YINGLI NEW ENERGY RESOURCES CO | YL175(156) | 260 | 299 | 122 | 9 |  | Solar | FIXED | Roof
REIPNR-11548 | BAODING YINGLI NEW ENERGY RESOURCES CO | YL175(156) | 260 | 377 | 212 | 9 |  | Solar | FIXED | Roof
REIPNR-11548 | BAODING YINGLI NEW ENERGY RESOURCES CO | YL175(156) | 260 | 715 | 212 | 11 |  | Solar | FIXED | Roof
REIPNR-11549 | YES! SOLAR | ES3000 (208V) | 230 | 104 | 228 | 10 |  | Solar | FIXED | Roof
REIPNR-11550 | SOLARTECH POWER | SPM220P | 220 | 432 | 199 | 10 |  | Solar | FIXED | Roof
REIPNR-11551 | RIGHTHAND ENGINEERING | WINVERTER-MONITOR | 230 | 10 | 128 | 18 |  | Solar | FIXED | Roof
REIPNR-11551 | REC SCANMODULE | SCM230 | 230 | 26 | 219 | 19 |  | Solar | FIXED | Roof
REIPNR-11552 | SUNTECH POWER | STP200-18/UB-1 | 200 | 12 | 133 | 35 |  | Solar | FIXED | Roof
REIPNR-11553 | SCHUCO USA | SWR2500U (240V) | 230 | 357 | 180 | 20 |  | Solar | FIXED | Roof
REIPNR-11554 | SOLARWORLD | SW185MONO | 240 | 17 | 197 | 15 |  | Solar | FIXED | Roof
REIPNR-11554 | SOLARWORLD | SW185MONO | 240 | 27 | 197 | 18 |  | Solar | FIXED | Roof
REIPNR-11555 | CHANGZHOU TRINA SOLAR ENERGY CO | TSM-160D | 230 | 20 | 201 | 10 |  | Solar | FIXED | Roof
REIPNR-11556 | SOLARWORLD | SW185MONO | 235 | 29 | 178 | 22 |  | Solar | FIXED | Roof
REIPNR-11557 | BP SOLAR | SX3200W | 215 | 68 | 188 | 30 |  | Solar | FIXED | Roof
REIPNR-11559 | SUNTECH POWER | STP200-18/UB-1 | 205 | 67 | 178 | 7 |  | Solar | FIXED | Roof
REIPNR-11560 | SUNTECH POWER | STP200-18/UB-1 | 205 | 14 | 181 | 5 |  | Solar | FIXED | Roof
REIPNR-11562 | SUNTECH POWER | STP200UB | 205 | 108 | 178 | 7 |  | Solar | FIXED | Roof
REIPNR-11562 | SUNTECH POWER | STP200UB | 205 | 297 | 181 | 5 |  | Solar | FIXED | Roof
REIPNR-11563 | SUNTECH POWER | STP200-18/UB-1 | 205 | 67 | 178 | 7 |  | Solar | FIXED | Roof
REIPNR-11564 | SUNTECH POWER | STP200-18/UB-1 | 205 | 78 | 181 | 5 |  | Solar | FIXED | Roof
REIPNR-11565 | SUNTECH POWER | STP200-18/UB-1 | 205 | 45 | 178 | 7 |  | Solar | FIXED | Roof
REIPNR-11566 | SUNTECH POWER | STP200-18/UB-1 | 205 | 9 | 181 | 5 |  | Solar | FIXED | Roof
REIPNR-11568 | SUNTECH POWER | STP200-18/UB-1 | 205 | 52 | 178 | 7 |  | Solar | FIXED | Roof
REIPNR-11570 | SUNTECH POWER | STP200-18/UB-1 | 205 | 26 | 267 | 5 |  | Solar | FIXED | Roof
REIPNR-11571 | SUNTECH POWER | STP210S-18/UB-1 | 280 | 1496 | 225 | 10 |  | Solar | FIXED | Roof
REIPNR-11572 | SUNTECH POWER | STP200-18/UB-1 | 205 | 2436 | 213 | 10 |  | Solar | FIXED | Roof
REIPNR-11573 | SCHOTT SOLAR | ASE-250DGF/50-230 | 230 | 4316 | 187 | 10 |  | Solar | FIXED | Roof
REIPNR-11574 | CHANGZHOU TRINA SOLAR ENERGY CO | TSM-160D | 235 | 72 | 14 | 5 |  | Solar | FIXED | Roof
REIPNR-11574 | CHANGZHOU TRINA SOLAR ENERGY CO | TSM-185D | 235 | 13 | 106.7 | 22 |  | Solar | FIXED | Roof
REIPNR-11574 | CHANGZHOU TRINA SOLAR ENERGY CO | TSM-185D | 235 | 80 | 194 | 5 |  | Solar | FIXED | Roof
REIPNR-11574 | CHANGZHOU TRINA SOLAR ENERGY CO | TSM-185D | 235 | 22 | 196 | 3 |  | Solar | FIXED | Roof
REIPNR-11574 | CHANGZHOU TRINA SOLAR ENERGY CO | TSM-185D | 235 | 44 | 196 | 12 |  | Solar | FIXED | Roof
REIPNR-11575 | CHANGZHOU TRINA SOLAR ENERGY CO | TSM-160D | 235 | 90 | 206 | 10 |  | Solar | FIXED | Roof
REIPNR-11576 | CHANGZHOU TRINA SOLAR ENERGY CO | TSM-160D | 235 | 124 | 213 | 5 |  | Solar | FIXED | Roof
REIPNR-11577 | CHANGZHOU TRINA SOLAR ENERGY CO | TSM-185D | 230 | 20 | 201 | 10 |  | Solar | FIXED | Roof
REIPNR-11579 | KYOCERA SOLAR | KD210GX-LP | 235 | 168 | 165 | 10 |  | Solar | FIXED | Roof
REIPNR-11580 | SANYO ELECTRIC | HIP-205BA5 | 215 | 140 | 190 | 33 |  | Solar | FIXED | Roof
REIPNR-11581 | EVERGREEN SOLAR |  | 210 | 90 | 180 | 35 |  | Solar | FIXED | Ground
REIPNR-11584 | SUNTECH POWER | STP21018 | 210 | 10 | 130 | 21 |  | Solar | FIXED | Roof
REIPNR-11584 | SUNPOWER | SPR-210-BLK-U | 210 | 25 | 220 | 21 |  | Solar | FIXED | Roof
REIPNR-11585 | CONERGY AG | S 175MU | 230 | 69 | 155 | 20 |  | Solar | FIXED | Ground
REIPNR-11586 | GE ENERGY | GEPVP-200-M | 205 | 83 | 211 | 23 |  | Solar | FIXED | Roof
REIPNR-11587 | CHANGZHOU TRINA SOLAR ENERGY CO | TSM-160D | 235 | 120 | 208 | 35 |  | Solar | FIXED | Roof
REIPNR-11588 | ASTROPOWER | API-065-MNA | 280 | 3168 | 152 | 5 |  | Solar | FIXED | Roof
REIPNR-11589 | CONERGY AG | S 175MU | 235 | 588 | 180 | 15 |  | Solar | FIXED | Ground
REIPNR-11590 | CHANGZHOU TRINA SOLAR ENERGY CO | TSM-175D | 235 | 60 | 230 | 26 |  | Solar | FIXED | Roof
REIPNR-11591 | SUNPOWER | SPR-225-BLK-U | 228 | 52 | 122 | 29 |  | Solar | FIXED | Roof
REIPNR-11592 | CHIEN LUEN INDUSTRIES (ZHONGSHAN) | BI-156-60W | 235 | 292 | 97 | 23 |  | Solar | FIXED | Roof
REIPNR-11592 | CHIEN LUEN INDUSTRIES (ZHONGSHAN) | BI-156-60W | 235 | 209 | 187 | 10 |  | Solar | FIXED | Roof
REIPNR-11592 | CEEG (SHANGHAI) SOLAR SCIENCE AND TECHNOLOGY CO | SST 190-72M | 235 | 614 | 187 | 23 |  | Solar | FIXED | Roof
REIPNR-11592 | CHIEN LUEN INDUSTRIES (ZHONGSHAN) | BI-156-60W | 235 | 502 | 277 | 23 |  | Solar | FIXED | Roof
REIPNR-11593 | BP SOLAR | BP3170N | 215 | 21 | 138 | 18 |  | Solar | FIXED | Roof
REIPNR-11593 | BP SOLAR | SX3200W | 215 | 27 | 138 | 21 |  | Solar | FIXED | Roof
REIPNR-11594 | SOLARWORLD | SW185 MONO/T | 245 | 216 | 202 | 8 |  | Solar | FIXED | Roof
REIPNR-11595 | SUNPOWER | SPR-215-WHT-U | 215 | 52 | 180 | 0 |  | Solar | 2AXIS | Ground
REIPNR-11596 | SOLARWORLD | SW185 MONO/T | 240 | 1300 | 150 | 10 |  | Solar | FIXED | Roof
REIPNR-11597 | BP SOLAR | SX3200B | 215 | 22 | 128 | 23 |  | Solar | FIXED | Roof
REIPNR-11597 | BP SOLAR | SX3200B | 215 | 9 | 218 | 23 |  | Solar | FIXED | Roof
REIPNR-11598 | SOLARWORLD | SW185 MONO/T | 240 | 455 | 150 | 10 |  | Solar | FIXED | Roof
REIPNR-11601 | CHANGZHOU TRINA SOLAR ENERGY CO | TSM-185D | 225 | 66 | 208.5 | 15 |  | Solar | FIXED | Roof
REIPNR-11602 | BP SOLAR | BP3170N | 215 | 16 | 170 | 40 |  | Solar | FIXED | Roof
REIPNR-11603 | SCHUCO USA |  | 225 | 10 | 225 | 20 |  | Solar | FIXED | Roof
REIPNR-11606 | SCHUCO USA |  | 225 | 10 | 225 | 20 |  | Solar | FIXED | Roof
REIPNR-11607 | SUNTECH POWER | STP210-18/UB-1 | 210 | 12 | 143 | 24 |  | Solar | FIXED | Roof
REIPNR-11607 | SUNTECH POWER | STP210S-18/UB-1 | 230 | 12 | 233 | 24 |  | Solar | FIXED | Roof
REIPNR-11608 | CHANGZHOU TRINA SOLAR ENERGY CO | TSM-185D | 225 | 99 | 205 | 15 |  | Solar | FIXED | Roof
REIPNR-11609 | SUNTECH POWER | STP200S-18/UB-1 | 205 | 36 | 163 | 20 |  | Solar | FIXED | Roof
REIPNR-11610 | SUNTECH POWER | STP200S-18/UB-1 | 205 | 31 | 112 | 23 |  | Solar | FIXED | Roof
REIPNR-11611 | BP SOLAR | BP3125S | 215 | 20 | 171 | 27 |  | Solar | FIXED | Roof
REIPNR-11612 | SUNTECH POWER | STP200-18/UB-1 | 205 | 58 | 180 | 30 |  | Solar | FIXED | Roof
REIPNR-11615 | CHANGZHOU TRINA SOLAR ENERGY CO | TSM-160D | 235 | 30 | 184.4 | 15 |  | Solar | FIXED | Roof
REIPNR-11618 | SUNTECH POWER | STP180-24/AB-1 | 185 | 20 | 153.6 | 42 |  | Solar | FIXED | Roof
REIPNR-11620 | CHANGZHOU TRINA SOLAR ENERGY CO | TSM-185D | 235 | 25 | 192.9 | 24 |  | Solar | FIXED | Roof
REIPNR-11623 | SUNTECH POWER | STP200-18/UB-1 | 205 | 20 | 212.4 | 15 |  | Solar | FIXED | Roof
REIPNR-11624 | CHANGZHOU TRINA SOLAR ENERGY CO | TSM-185D | 240 | 3653 | 220 | 5 |  | Solar | FIXED | Roof
REIPNR-11625 | SUNTECH POWER | STP21018 | 205 | 33 | 150.3 | 28 |  | Solar | FIXED | Roof
REIPNR-11625 | SUNTECH POWER | STP200UB | 205 | 27 | 240.1 | 42 |  | Solar | FIXED | Roof
REIPNR-11626 | SUNTECH POWER | STP200-18/UB-1 | 205 | 20 | 234 | 18 |  | Solar | FIXED | Roof
REIPNR-11627 | CHANGZHOU TRINA SOLAR ENERGY CO | TSM-160D | 230 | 6 | 180 | 30 |  | Solar | FIXED | Roof
REIPNR-11628 | BP SOLAR | BP3170N | 215 | 39 | 240 | 33 |  | Solar | FIXED | Roof
REIPNR-11628 | BP SOLAR | BP3125S | 215 | 8 | 240 | 38 |  | Solar | FIXED | Roof
REIPNR-11629 | CHANGZHOU TRINA SOLAR ENERGY CO | TSM-160D | 230 | 22 | 219 | 18 |  | Solar | FIXED | Roof
REIPNR-11630 | CHANGZHOU TRINA SOLAR ENERGY CO | TSM-160D | 230 | 11 | 188 | 9 |  | Solar | FIXED | Roof
REIPNR-11630 | CHANGZHOU TRINA SOLAR ENERGY CO | TSM-185D | 230 | 12 | 188 | 33 |  | Solar | FIXED | Roof
REIPNR-11631 | CHANGZHOU TRINA SOLAR ENERGY CO | TSM-160D | 230 | 33 | 189 | 32 |  | Solar | FIXED | Roof
REIPNR-11632 | SANYO ELECTRIC | HIP-200BA3 | 200 | 15 | 178 | 30 |  | Solar | FIXED | Roof
REIPNR-11633 | CHANGZHOU TRINA SOLAR ENERGY CO | TSM-160D | 230 | 20 | 193 | 35 |  | Solar | FIXED | Roof
REIPNR-11634 | SHARP | NT-188U1 | 240 | 1248 | 173 | 10 |  | Solar | FIXED | Roof
REIPNR-11635 | SOLYNDRA | SL-002-182U | 200 | 2416 | 180 | 0 |  | Solar | FIXED | Roof
REIPNR-11636 | BP SOLAR | BP3170N | 215 | 22 | 125 | 14 |  | Solar | FIXED | Roof
REIPNR-11637 | BP SOLAR | BP3170N | 215 | 18 | 125 | 14 |  | Solar | FIXED | Roof
REIPNR-11638 | SOLON AG FUER SOLARTECHNIK | P250/6+/01 290WP | 280 | 1628 | 180 | 10 |  | Solar | FIXED | Roof
REIPNR-11639 | SUNTECH POWER | STP200S-18/UB-1 | 275 | 572 | 177 | 10 |  | Solar | FIXED | Roof
REIPNR-11639 | SUNTECH POWER | STP200S-18/UB-1 | 275 | 176 | 177 | 16 |  | Solar | FIXED | Roof
REIPNR-11640 | SUNTECH POWER | STP210-18/UB-1 | 245 | 22 | 158 | 22 |  | Solar | FIXED | Roof
REIPNR-11641 | SOLYNDRA | SL-002-182U | 200 | 2432 | 180 | 0 |  | Solar | FIXED | Roof
REIPNR-11642 | CHANGZHOU TRINA SOLAR ENERGY CO | TSM-160D | 230 | 205 | 172 | 7 |  | Solar | FIXED | Roof
REIPNR-11643 | SOLYNDRA | SL-002-182U | 182 | 1360 | 180 | 0 |  | Solar | FIXED | Roof
REIPNR-11644 | SOLON | SOLQUICK BLACK XT 280 | 280 | 1628 | 180 | 10 |  | Solar | FIXED | Roof
REIPNR-11646 | SOLARWORLD | SW185 MONO/T | 225 | 14 | 183 | 45 |  | Solar | FIXED | Roof
REIPNR-11646 | SOLARWORLD | SW185MONO | 225 | 8 | 183 | 55 |  | Solar | FIXED | Roof
REIPNR-11649 | KYOCERA SOLAR | KD210GX-L | 225 | 6 | 97 | 35 |  | Solar | FIXED | Roof
REIPNR-11649 | KYOCERA SOLAR | KD210GX-LP | 225 | 20 | 186 | 27 |  | Solar | FIXED | Roof
REIPNR-11649 | KYOCERA SOLAR | KD205GX-L | 225 | 6 | 280 | 35 |  | Solar | FIXED | Roof
REIPNR-11650 | KYOCERA SOLAR | KD210GX-LP | 240 | 504 | 179 | 10 |  | Solar | FIXED | Roof
REIPNR-11652 | KYOCERA SOLAR | KD210GX-LP | 240 | 1008 | 180 | 10 |  | Solar | FIXED | Roof
REIPNR-11653 | SUNPOWER | SPR-230-WHT-U | 230 | 14 | 164 | 22 |  | Solar | FIXED | Roof
REIPNR-11654 | EVERGREEN SOLAR |  | 210 | 60 | 167 | 25 |  | Solar | FIXED | Roof
REIPNR-11655 | KYOCERA SOLAR | KC200GT | 225 | 26 | 70 | 25 |  | Solar | FIXED | Roof
REIPNR-11655 | KYOCERA SOLAR | KD210GX-LP | 225 | 15 | 160 | 37 |  | Solar | FIXED | Roof
REIPNR-11655 | KYOCERA SOLAR | KC120-1 | 225 | 11 | 250 | 25 |  | Solar | FIXED | Roof
REIPNR-11659 | SUNTECH POWER | STP210S-18/UB-1 | 275 | 935 | 165 | 10 |  | Solar | FIXED | Roof
REIPNR-11665 | SHARP | ND-220U2 | 240 | 1162 | 149 | 10 |  | Solar | FIXED | Roof
REIPNR-11665 | SHARP | ND-220U2 | 240 | 1092 | 220 | 10 |  | Solar | FIXED | Roof
REIPNR-11666 | SUNTECH POWER | STP210S-18/UB-1 | 280 | 4884 | 180 | 10 |  | Solar | FIXED | Roof
REIPNR-11667 | REC SCANMODULE | SCM230 | 230 | 406 | 210 | 30 |  | Solar | FIXED | Roof
REIPNR-11668 | SOLYNDRA | SL-002-150U | 210 | 1844 | 180 | 0 |  | Solar | FIXED | Roof
REIPNR-11669 | SOLYNDRA | SL-002-182U | 210 | 1608 | 180 | 0 |  | Solar | FIXED | Roof
REIPNR-11670 | SOLYNDRA | SL-002-150U | 210 | 1920 | 180 | 0 |  | Solar | FIXED | Roof
REIPNR-11671 | SOLYNDRA | SL-002-150U | 210 | 1588 | 180 | 0 |  | Solar | FIXED | Roof
REIPNR-11672 | ET SOLAR INDUSTRY | ET-P672280 | 280 | 528 | 227 | 10 |  | Solar | FIXED | Roof
REIPNR-11672 | SUNTECH POWER | STP210S-18/UB-1 | 280 | 1166 | 227 | 10 |  | Solar | FIXED | Roof
REIPNR-11678 | SOLARWORLD | SW185 MONO/T | 235 | 322 | 160 | 10 |  | Solar | FIXED | Roof
REIPNR-11679 | BAODING YINGLI NEW ENERGY RESOURCES CO | YL175(156) | 255 | 351 | 185 | 0 |  | Solar | FIXED | Roof
REIPNR-11679 | BAODING YINGLI NEW ENERGY RESOURCES CO | YL175(156) | 260 | 260 | 185 | 0 |  | Solar | FIXED | Roof
REIPNR-11679 | BAODING YINGLI NEW ENERGY RESOURCES CO | YL175(156) | 260 | 78 | 185 | 5 |  | Solar | FIXED | Roof
REIPNR-11679 | BAODING YINGLI NEW ENERGY RESOURCES CO | YL175(156) | 260 | 988 | 185 | 10 |  | Solar | FIXED | Roof
REIPNR-11682 | BAODING YINGLI NEW ENERGY RESOURCES CO | YL175(156) | 235 | 308 | 185 | 5 |  | Solar | FIXED | Roof
REIPNR-11691 | CANADIAN SOLAR | CS5P-230 | 225 | 80 | 174 | 10 |  | Solar | FIXED | Roof
REIPNR-11693 | BAODING YINGLI NEW ENERGY RESOURCES CO | YL175(156) | 260 | 1118 | 180 | 25 |  | Solar | FIXED | Ground
REIPNR-11695 | CANADIAN SOLAR | CS6P-230 | 245 | 247 | 114 | 10 |  | Solar | FIXED | Roof
REIPNR-11695 | CANADIAN SOLAR | CS5P-230 | 245 | 234 | 294 | 10 |  | Solar | FIXED | Roof
REIPNR-11704 | UNKNOWN | UNKNOWN | 225 | 350 | 180 | 23 |  | Solar | FIXED | Ground
REIPNR-11710 | SOLARWORLD | SW185MONO | 245 | 15 | 94 | 20 |  | Solar | FIXED | Roof
REIPNR-11710 | SOLARWORLD | SW185MONO | 245 | 22 | 184 | 24 |  | Solar | FIXED | Roof
REIPNR-11712 | CHANGZHOU TRINA SOLAR ENERGY CO | TSM-185D | 230 | 12 | 162 | 12 |  | Solar | FIXED | Roof
REIPNR-11712 | CHANGZHOU TRINA SOLAR ENERGY CO | TSM-185D | 230 | 15 | 162 | 20 |  | Solar | FIXED | Roof
REIPNR-11714 | BAODING YINGLI NEW ENERGY RESOURCES CO | YL175(156) | 230 | 117 | 220 | 30 |  | Solar | FIXED | Roof
REIPNR-11725 | SOLYNDRA | SL-001-182U | 255 | 3211 | 202 | 10 |  | Solar | FIXED | Roof
REIPNR-11726 | SCHUCO USA |  | 230 | 378 | 211 | 5 |  | Solar | FIXED | Roof
REIPNR-11727 | SCHUCO USA | SWR2500U (208V) | 230 | 798 | 211 | 5 |  | Solar | FIXED | Roof
REIPNR-11729 | SCHUCO USA |  | 230 | 504 | 211 | 5 |  | Solar | FIXED | Roof
REIPNR-11731 | SCHUCO USA | SWR2500U (208V) | 230 | 504 | 211 | 5 |  | Solar | FIXED | Roof
REIPNR-11733 | SUNTECH POWER | STP210S-18/UB-1 | 250 | 36 | 175 | 25 |  | Solar | FIXED | Roof
REIPNR-11734 | CHANGZHOU TRINA SOLAR ENERGY CO | TSM-185D | 240 | 14 | 117.8 | 16 |  | Solar | FIXED | Roof
REIPNR-11734 | CHANGZHOU TRINA SOLAR ENERGY CO | TSM-185D | 240 | 2 | 117.8 | 20 |  | Solar | FIXED | Roof
REIPNR-11734 | CHANGZHOU TRINA SOLAR ENERGY CO | TSM-185D | 240 | 10 | 197.8 | 24 |  | Solar | FIXED | Roof
REIPNR-11734 | CHANGZHOU TRINA SOLAR ENERGY CO | TSM-185D | 240 | 12 | 197.8 | 26 |  | Solar | FIXED | Roof
REIPNR-11734 | CHANGZHOU TRINA SOLAR ENERGY CO | TSM-185D | 240 | 6 | 207.8 | 24 |  | Solar | FIXED | Roof
REIPNR-11734 | CHANGZHOU TRINA SOLAR ENERGY CO | TSM-185D | 240 | 12 | 207.8 | 26 |  | Solar | FIXED | Roof
REIPNR-11736 | SUNTECH POWER | STP200-18/UB-1 | 205 | 27 | 220.2 | 30 |  | Solar | FIXED | Roof
REIPNR-11736 | SUNTECH POWER | STP200UB | 205 | 12 | 220.2 | 35 |  | Solar | FIXED | Roof
REIPNR-11738 | SUNTECH POWER | STP200S-18/UB-1 | 205 | 22 | 129.2 | 40 |  | Solar | FIXED | Roof
REIPNR-11738 | SUNTECH POWER | STP200-18/UB-1 | 205 | 10 | 219 | 33 |  | Solar | FIXED | Roof
REIPNR-11739 | CHANGZHOU TRINA SOLAR ENERGY CO | TSM-185D | 235 | 50 | 197 | 17 |  | Solar | FIXED | Roof
REIPNR-11740 | CHANGZHOU TRINA SOLAR ENERGY CO | TSM-185D | 235 | 30 | 150.8 | 18 |  | Solar | FIXED | Roof
REIPNR-11740 | CHANGZHOU TRINA SOLAR ENERGY CO | TSM-185D | 235 | 12 | 235 | 12 |  | Solar | FIXED | Roof
REIPNR-11741 | CHANGZHOU TRINA SOLAR ENERGY CO | TSM-185D | 235 | 44 | 203.6 | 22 |  | Solar | FIXED | Roof
REIPNR-11742 | SUNTECH POWER | STP200UB | 205 | 34 | 138 | 20 |  | Solar | FIXED | Roof
REIPNR-11743 | UNITED SOLAR OVONIC | ASR-68 | 68 | 10 | 160 | 0 |  | Solar | FIXED | Roof
REIPNR-11743 | UNITED SOLAR OVONIC | PVL-144 | 144 | 77 | 160 | 0 |  | Solar | FIXED | Roof
REIPNR-11743 | UNITED SOLAR OVONIC | PVL-144 | 144 | 44 | 160 | 7 |  | Solar | FIXED | Roof
REIPNR-11744 | UNITED SOLAR OVONIC | ASR-68 | 68 | 8 | 160 | 7 |  | Solar | FIXED | Roof
REIPNR-11744 | UNITED SOLAR OVONIC | PVL-144 | 144 | 119 | 160 | 7 |  | Solar | FIXED | Roof
REIPNR-11745 | SUNTECH POWER | STP210-18/UB-1 | 270 | 1474 | 206 | 10 |  | Solar | FIXED | Roof
REIPNR-11746 | CANADIAN SOLAR | CS6P-230 | 230 | 117 | 135 | 3 |  | Solar | FIXED | Roof
REIPNR-11749 | SUNTECH POWER | STP210S-18/UB-1 | 210 | 825 | 157 | 15 |  | Solar | FIXED | Roof
REIPNR-11750 | SCHUCO USA |  | 230 | 318 | 182 | 7.5 |  | Solar | FIXED | Roof
REIPNR-11751 | CHANGZHOU TRINA SOLAR ENERGY CO | TSM-185D | 235 | 270 | 203 | 10 |  | Solar | FIXED | Roof
REIPNR-11752 | SUNTECH POWER | STP210-18/UB-1 | 210 | 294 | 173 | 1 |  | Solar | FIXED | Roof
REIPNR-11752 | SUNTECH POWER | STP210-18/UB-1 | 210 | 210 | 353 | 1 |  | Solar | FIXED | Roof
REIPNR-11753 | CHANGZHOU TRINA SOLAR ENERGY CO | TSM-185D | 235 | 1014 | 180 | 10 |  | Solar | FIXED | Roof
REIPNR-11754 | CHANGZHOU TRINA SOLAR ENERGY CO | TSM-185D | 235 | 923 | 216 | 10 |  | Solar | FIXED | Roof
REIPNR-11755 | UNITED SOLAR OVONIC | PVL-144 | 144 | 2112 | 180 | 0 |  | Solar | FIXED | Roof
REIPNR-11756 | TRINA SOLAR | TSM-230PA05 | 230 | 30 | 110 | 21 |  | Solar | FIXED | Roof
REIPNR-11757 | SUNTECH POWER | STP200S-18/UB-1 | 205 | 36 | 120 | 33 |  | Solar | FIXED | Roof
REIPNR-11758 | CHANGZHOU TRINA SOLAR ENERGY CO | TSM-185D | 235 | 42 | 214.2 | 28 |  | Solar | FIXED | Roof
REIPNR-11760 | SCHUCO USA |  | 185 | 60 | 180 | 0 |  | Solar | FIXED | Roof
REIPNR-11761 | SUNTECH POWER | STP180S-24/AB-1 | 185 | 84 | 96.2 | 35 |  | Solar | FIXED | Roof
REIPNR-11762 | MC SOLAR | BP970B | 235 | 44 | 175 | 25 |  | Solar | FIXED | Ground
REIPNR-11763 | BP SOLAR | BP175 I | 215 | 29 | 217 | 30 |  | Solar | FIXED | Roof
REIPNR-11764 | SOLARWORLD | SW185MONO | 220 | 5 | 165 | 24 |  | Solar | FIXED | Roof
REIPNR-11764 | SOLARWORLD | SW185MONO | 220 | 1 | 255 | 24 |  | Solar | FIXED | Roof
REIPNR-11765 | BP SOLAR | BP175 B | 215 | 47 | 180 | 31 |  | Solar | FIXED | Ground
REIPNR-11766 | CEEG (SHANGHAI) SOLAR SCIENCE AND TECHNOLOGY CO | SST 190-72M | 230 | 24 | 135 | 30 |  | Solar | FIXED | Roof
REIPNR-11766 | CEEG (SHANGHAI) SOLAR SCIENCE AND TECHNOLOGY CO | SST 190-72M | 230 | 10 | 225 | 7 |  | Solar | FIXED | Roof
REIPNR-11766 | CEEG (SHANGHAI) SOLAR SCIENCE AND TECHNOLOGY CO | SST 190-72M | 230 | 24 | 225 | 30 |  | Solar | FIXED | Roof
REIPNR-11768 | SUNTECH POWER | STP200UB | 205 | 34 | 222 | 33 |  | Solar | FIXED | Roof
REIPNR-11769 | CHANGZHOU TRINA SOLAR ENERGY CO | TSM-185D | 230 | 22 | 278 | 20 |  | Solar | FIXED | Roof
REIPNR-11771 | SUNTECH POWER | STP200UB | 205 | 11 | 128.9 | 31 |  | Solar | FIXED | Roof
REIPNR-11771 | SUNTECH POWER | STP200S-18/UB-1 | 205 | 18 | 218.7 | 43 |  | Solar | FIXED | Roof
REIPNR-11773 | SUNTECH POWER | STP200-18/UB-1 | 205 | 18 | 156.9 | 27 |  | Solar | FIXED | Roof
REIPNR-11773 | SUNTECH POWER | STP200-18/UB-1 | 205 | 28 | 245.1 | 18 |  | Solar | FIXED | Roof
REIPNR-11774 | SUNTECH POWER | STP200UB | 205 | 22 | 104.3 | 22 |  | Solar | FIXED | Roof
REIPNR-11775 | CHANGZHOU TRINA SOLAR ENERGY CO | TSM-185D | 235 | 132 | 184 | 5 |  | Solar | FIXED | Roof
REIPNR-11776 | SUNTECH POWER | STP200UB | 205 | 38 | 178 | 18 |  | Solar | FIXED | Roof
REIPNR-11776 | SUNTECH POWER | STP200-18/UB-1 | 205 | 26 | 267 | 18 |  | Solar | FIXED | Roof
REIPNR-11777 | CHANGZHOU TRINA SOLAR ENERGY CO | TSM-185D | 235 | 39 | 178 | 35 |  | Solar | FIXED | Roof
REIPNR-11778 | SUNTECH POWER | STP200S-18/UB-1 | 205 | 10 | 183.2 | 15 |  | Solar | FIXED | Roof
REIPNR-11778 | SUNTECH POWER | STP200UB | 205 | 14 | 183.2 | 20 |  | Solar | FIXED | Roof
REIPNR-11779 | CHANGZHOU TRINA SOLAR ENERGY CO | TSM-185D | 235 | 34 | 128.3 | 33 |  | Solar | FIXED | Roof
REIPNR-11780 | SUNTECH POWER | STP200UB | 205 | 30 | 97 | 21 |  | Solar | FIXED | Roof
REIPNR-11781 | SUNTECH POWER | STP200UB | 205 | 30 | 248 | 23 |  | Solar | FIXED | Roof
REIPNR-11782 | SUNTECH POWER | STP200UB | 205 | 34 | 131 | 20 |  | Solar | FIXED | Roof
REIPNR-11783 | CHANGZHOU TRINA SOLAR ENERGY CO | TSM-185D | 230 | 20 | 125 | 31 |  | Solar | FIXED | Roof
REIPNR-11784 | SUNTECH POWER | STP200UB | 205 | 20 | 103.6 | 4.5 |  | Solar | FIXED | Roof
REIPNR-11784 | SUNTECH POWER | STP200UB | 205 | 20 | 103.6 | 14 |  | Solar | FIXED | Roof
REIPNR-11784 | SUNTECH POWER | STP200UB | 205 | 20 | 103.6 | 25 |  | Solar | FIXED | Roof
REIPNR-11785 | SUNTECH POWER | STP200UB | 205 | 140 | 103.6 | 19 |  | Solar | FIXED | Roof
REIPNR-11786 | SCHOTT SOLAR | ASE-250DGF/50-230 | 230 | 48 | 180 | 5 |  | Solar | FIXED | Roof
REIPNR-11786 | SUNPOWER | SPR-225-BLK-U | 225 | 42 | 180 | 42 |  | Solar | FIXED | Roof
REIPNR-11787 | SUNTECH POWER | STP180S-24/AB-1 | 185 | 14 | 180 | 18 |  | Solar | FIXED | Roof
REIPNR-11787 | SUNTECH POWER | STP180-24/AB-1 | 185 | 20 | 270 | 25 |  | Solar | FIXED | Roof
REIPNR-11788 | SUNTECH POWER | STP170-24/AB-1 | 270 | 1848 | 194 | 10 |  | Solar | FIXED | Roof
REIPNR-11789 | CHANGZHOU TRINA SOLAR ENERGY CO | TSM-185D | 230 | 21 | 163 | 13 |  | Solar | FIXED | Roof
REIPNR-11790 | SUNTECH POWER | STP175S-24/AB-1 | 175 | 20 | 163 | 20 |  | Solar | FIXED | Roof
REIPNR-11791 | SUNTECH POWER | STP180S-24/AB-1 | 185 | 14 | 134 | 33 |  | Solar | FIXED | Roof
REIPNR-11792 | SUNTECH POWER | STP200UB | 205 | 52 | 158.8 | 5 |  | Solar | FIXED | Roof
REIPNR-11793 | CHANGZHOU TRINA SOLAR ENERGY CO | TSM-185D | 235 | 30 | 164 | 20 |  | Solar | FIXED | Roof
REIPNR-11794 | CHANGZHOU TRINA SOLAR ENERGY CO | TSM-160D | 230 | 36 | 196 | 33 |  | Solar | FIXED | Roof
REIPNR-11795 | CHANGZHOU TRINA SOLAR ENERGY CO | TSM-185D | 230 | 48 | 208 | 20 |  | Solar | FIXED | Ground
REIPNR-11799 | CHANGZHOU TRINA SOLAR ENERGY CO | TSM-185D | 230 | 36 | 200 | 32 |  | Solar | FIXED | Roof
REIPNR-11800 | SCHUCO USA |  | 185 | 132 | 189.8 | 36.9 |  | Solar | FIXED | Roof
REIPNR-11801 | SUNTECH POWER | STP180-24/AB-1 | 185 | 54 | 219 | 26 |  | Solar | FIXED | Roof
REIPNR-11803 | SUNTECH POWER | STP180-24/AB-1 | 185 | 50 | 166.7 | 20 |  | Solar | FIXED | Roof
REIPNR-11804 | SUNTECH POWER | STP200-18/UB-1 | 205 | 26 | 147.1 | 44 |  | Solar | FIXED | Roof
REIPNR-11805 | CHANGZHOU TRINA SOLAR ENERGY CO | TSM-185D | 235 | 5 | 118 | 15 |  | Solar | FIXED | Roof
REIPNR-11805 | CHANGZHOU TRINA SOLAR ENERGY CO | TSM-185D | 235 | 12 | 207.2 | 18 |  | Solar | FIXED | Roof
REIPNR-11806 | CHANGZHOU TRINA SOLAR ENERGY CO | TSM-185D | 235 | 34 | 175 | 30 |  | Solar | FIXED | Roof
REIPNR-11807 | CANADIAN SOLAR | CS6P-230 | 250 | 32 | 132 | 25 |  | Solar | 1AXIS | Roof
REIPNR-11807 | CANADIAN SOLAR | CS6P-230 | 250 | 16 | 222 | 25 |  | Solar | 1AXIS | Roof
REIPNR-11808 | EVERGREEN SOLAR |  | 210 | 50 | 178 | 25 |  | Solar | FIXED | Roof
REIPNR-11809 | SUNTECH POWER | STP200-18/UB-1 | 205 | 22 | 159 | 35 |  | Solar | FIXED | Roof
REIPNR-11809 | SUNTECH POWER | STP200-18/UB-1 | 205 | 12 | 249 | 35 |  | Solar | FIXED | Roof
REIPNR-11810 | SUNTECH POWER | STP200S-18/UB-1 | 205 | 10 | 100.6 | 25 |  | Solar | FIXED | Roof
REIPNR-11810 | SUNTECH POWER | STP21018 | 205 | 28 | 193.9 | 25 |  | Solar | FIXED | Roof
REIPNR-11811 | CHANGZHOU TRINA SOLAR ENERGY CO | TSM-160D | 230 | 36 | 120.6 | 33 |  | Solar | FIXED | Roof
REIPNR-11813 | BP SOLAR | BP3170N | 215 | 15 | 210 | 37 |  | Solar | FIXED | Roof
REIPNR-11814 | SUNPOWER | SPR-315E-WHT-U | 318 | 472 | 170 | 5 |  | Solar | FIXED | Roof
REIPNR-11817 | SOLARWORLD | SW185MONO | 225 | 35 | 180 | 18 |  | Solar | FIXED | Roof
REIPNR-11818 | SCHOTT SOLAR | ASE-250DGF/50-230 | 230 | 1330 | 0 | 0 |  | Solar | FIXED | Roof
REIPNR-11819 | SUNPOWER | SPR-225-BLK-U | 225 | 18 | 221 | 30 |  | Solar | FIXED | Roof
REIPNR-11827 | PACIFIC SOLAR PTY LIMITED | PP-USA-213-B5 | 144 | 27 | 40 | 5 |  | Solar | FIXED | Roof
REIPNR-11827 | CHANGZHOU TRINA SOLAR ENERGY CO | TSM-160D | 240 | 60 | 217 | 0 |  | Solar | FIXED | Roof
REIPNR-11827 | PACIFIC SOLAR PTY LIMITED | PP-USA-213-B5 | 144 | 54 | 220 | 5 |  | Solar | FIXED | Roof
REIPNR-11829 | CHANGZHOU TRINA SOLAR ENERGY CO | TSM-160D | 230 | 24 | 173 | 25 |  | Solar | FIXED | Roof
REIPNR-11830 | CHANGZHOU TRINA SOLAR ENERGY CO | TSM-160D | 230 | 20 | 134 | 17 |  | Solar | FIXED | Roof
REIPNR-11830 | CHANGZHOU TRINA SOLAR ENERGY CO | TSM-185D | 230 | 9 | 134 | 32 |  | Solar | FIXED | Roof
REIPNR-11831 | SCHUCO USA |  | 210 | 14 | 188 | 38 |  | Solar | FIXED | Roof
REIPNR-11832 | CHANGZHOU TRINA SOLAR ENERGY CO | TSM-160D | 230 | 20 | 135 | 22 |  | Solar | FIXED | Roof
REIPNR-11833 | CHANGZHOU TRINA SOLAR ENERGY CO | TSM-185D | 235 | 10 | 102 | 38 |  | Solar | FIXED | Roof
REIPNR-11833 | CHANGZHOU TRINA SOLAR ENERGY CO | TSM-185D | 235 | 16 | 192 | 29 |  | Solar | FIXED | Roof
REIPNR-11834 | SUNTECH POWER | STP200-18/UB-1 | 205 | 32 | 164.3 | 26 |  | Solar | FIXED | Roof
REIPNR-11835 | SUNTECH POWER | STP200UB | 205 | 38 | 108.7 | 33 |  | Solar | FIXED | Roof
REIPNR-11836 | SUNTECH POWER | STP200UB | 205 | 35 | 150.2 | 18 |  | Solar | FIXED | Roof
REIPNR-11837 | SUNTECH POWER | STP200UB | 205 | 28 | 207.2 | 24 |  | Solar | FIXED | Roof
REIPNR-11838 | CHANGZHOU TRINA SOLAR ENERGY CO | TSM-185D | 235 | 30 | 145.1 | 32 |  | Solar | FIXED | Roof
REIPNR-11840 | SUNTECH POWER | STP175-24/AB-1 | 175 | 62 | 189.9 | 10 |  | Solar | FIXED | Roof
REIPNR-11842 | SUNTECH POWER | STP210S-18/UB-1 | 270 | 682 | 220 | 10 |  | Solar | FIXED | Roof
REIPNR-11843 | SUNTECH POWER | STP210-18/UB-1 | 270 | 649 | 220 | 10 |  | Solar | FIXED | Roof
REIPNR-11844 | CHANGZHOU TRINA SOLAR ENERGY CO | TSM-185D | 240 | 36 | 180 | 0 |  | Solar | FIXED | Roof
REIPNR-11847 | CONERGY AG | S 175MU | 235 | 96 | 168 | 35 |  | Solar | FIXED | Ground
REIPNR-11848 | SUNTECH POWER | STP210-18/UB-1 | 210 | 40 | 184 | 25 |  | Solar | FIXED | Roof
REIPNR-11849 | SOLON AG FUER SOLARTECHNIK | P220/6+/01 200WP | 230 | 36 | 116 | 23 |  | Solar | FIXED | Roof
REIPNR-11850 | CHANGZHOU TRINA SOLAR ENERGY CO | TSM-185D | 230 | 22 | 204 | 16 |  | Solar | FIXED | Roof
REIPNR-11851 | SOLARWORLD | SW185 MONO/T | 225 | 2 | 99 | 37 |  | Solar | FIXED | Roof
REIPNR-11851 | SOLARWORLD | SW185MONO | 225 | 27 | 189 | 37 |  | Solar | FIXED | Roof
REIPNR-11852 | CHANGZHOU TRINA SOLAR ENERGY CO | TSM-160D | 235 | 312 | 175 | 0 |  | Solar | FIXED | Roof
REIPNR-11853 | CHANGZHOU TRINA SOLAR ENERGY CO | TSM-160D | 235 | 6 | 109 | 10 |  | Solar | FIXED | Roof
REIPNR-11853 | CHANGZHOU TRINA SOLAR ENERGY CO | TSM-185D | 235 | 36 | 199.8 | 40 |  | Solar | FIXED | Roof
REIPNR-11854 | SUNTECH POWER | STP200UB | 205 | 42 | 134.1 | 22 |  | Solar | FIXED | Roof
REIPNR-11855 | KYOCERA SOLAR | KD210GX-L | 235 | 325 | 35 | 1.5 |  | Solar | FIXED | Roof
REIPNR-11855 | KYOCERA SOLAR | KD210GX-LP | 235 | 1118 | 180 | 30 |  | Solar | FIXED | Ground
REIPNR-11855 | KYOCERA SOLAR | KD210GX-LP | 235 | 312 | 215 | 1.5 |  | Solar | FIXED | Roof
REIPNR-11855 | KYOCERA SOLAR | KD210GX-LP | 235 | 2366 | 215 | 10 |  | Solar | FIXED | Roof
REIPNR-11857 | SANYO ELECTRIC | HIP-200BA19 | 220 | 45 | 227 | 24 |  | Solar | FIXED | Roof
REIPNR-11858 | CHANGZHOU TRINA SOLAR ENERGY CO | TSM-185D | 230 | 38 | 174 | 26 |  | Solar | FIXED | Roof
REIPNR-11859 | SHARP | ND-220U2 | 240 | 63 | 180 | 18 |  | Solar | FIXED | Roof
REIPNR-11860 | SUNTECH POWER | STP180S-24/AB-1 | 185 | 18 | 138 | 36.9 |  | Solar | FIXED | Roof
REIPNR-11860 | SUNTECH POWER | STP180-24/AB-1 | 185 | 20 | 226 | 26.6 |  | Solar | FIXED | Roof
REIPNR-11860 | SUNTECH POWER | STP180S-24/AB-1 | 185 | 27 | 226 | 26.6 |  | Solar | FIXED | Roof
REIPNR-11862 | SUNTECH POWER | STP200UB | 228 | 102 | 168 | 10 |  | Solar | FIXED | Roof
REIPNR-11864 | SCHUCO USA |  | 180 | 52 | 219.3 | 33.7 |  | Solar | FIXED | Roof
REIPNR-11865 | CHANGZHOU TRINA SOLAR ENERGY CO | TSM-185D | 230 | 22 | 197 | 10 |  | Solar | FIXED | Roof
REIPNR-11866 | CHANGZHOU TRINA SOLAR ENERGY CO | TSM-160D | 230 | 33 | 256 | 22 |  | Solar | FIXED | Roof
REIPNR-11867 | SUNPOWER | SPR-225-BLK-U | 225 | 24 | 178 | 20 |  | Solar | FIXED | Roof
REIPNR-11867 | SUNPOWER | SPR-225-BLK-U | 225 | 30 | 178 | 45 |  | Solar | FIXED | Roof
REIPNR-11868 | CHANGZHOU TRINA SOLAR ENERGY CO | TSM-160D | 230 | 252 | 158 | 10 |  | Solar | FIXED | Roof
REIPNR-11868 | CHANGZHOU TRINA SOLAR ENERGY CO | TSM-185D | 230 | 312 | 165 | 10 |  | Solar | FIXED | Roof
REIPNR-11868 | CHANGZHOU TRINA SOLAR ENERGY CO | TSM-185D | 230 | 120 | 180 | 35 |  | Solar | FIXED | Ground
REIPNR-11869 | NINGBO SOLAR ELECTRIC POWER | TDB125X125-72-P 175W | 230 | 34 | 158 | 10 |  | Solar | FIXED | Roof
REIPNR-11869 | NINGBO SOLAR ELECTRIC POWER | TDB125X125-72-P 175W | 230 | 18 | 248 | 20 |  | Solar | FIXED | Roof
REIPNR-11870 | SCHUCO USA |  | 180 | 18 | 173.3 | 30.3 |  | Solar | FIXED | Roof
REIPNR-11870 | SCHUCO USA |  | 180 | 34 | 173.3 | 33.7 |  | Solar | FIXED | Roof
REIPNR-11871 | SUNTECH POWER | STP180S-24/AB-1 | 185 | 57 | 94 | 18 |  | Solar | FIXED | Roof
REIPNR-11871 | SUNTECH POWER | STP180S-24/AB-1 | 185 | 30 | 184 | 18 |  | Solar | FIXED | Roof
REIPNR-11871 | SUNTECH POWER | STP180S-24/AB-1 | 185 | 57 | 274 | 18 |  | Solar | FIXED | Roof
REIPNR-11872 | SUNTECH POWER | STP200S-18/UB-1 | 205 | 1596 | 180 | 10 |  | Solar | FIXED | Roof
REIPNR-11873 | BP SOLAR | SX170N | 215 | 13 | 175 | 32 |  | Solar | FIXED | Roof
REIPNR-11874 | SUNTECH POWER | STP200UB | 205 | 48 | 103 | 26 |  | Solar | FIXED | Roof
REIPNR-11875 | BP SOLAR | BP3170N | 215 | 14 | 146 | 10 |  | Solar | FIXED | Roof
REIPNR-11876 | SUNTECH POWER | STP200UB | 205 | 30 | 165 | 30 |  | Solar | FIXED | Roof
REIPNR-11877 | BP SOLAR | BP3170N | 215 | 14 | 146 | 10 |  | Solar | FIXED | Roof
REIPNR-11878 | SUNTECH POWER | STP200UB | 205 | 10 | 140.4 | 40 |  | Solar | FIXED | Roof
REIPNR-11878 | SUNTECH POWER | STP200UB | 205 | 24 | 230.6 | 30 |  | Solar | FIXED | Roof
REIPNR-11879 | SUNTECH POWER | STP180S-24/AB-1 | 185 | 46 | 109 | 27 |  | Solar | FIXED | Roof
REIPNR-11880 | SUNPOWER | SPR-225-BLK-U | 228 | 78 | 126 | 5 |  | Solar | FIXED | Roof
REIPNR-11880 | SUNPOWER | SPR-225-BLK-U | 228 | 221 | 126 | 20 |  | Solar | FIXED | Roof
REIPNR-11880 | SUNPOWER | SPR-225-BLK-U | 228 | 39 | 126 | 35 |  | Solar | FIXED | Roof
REIPNR-11880 | SUNPOWER | SPR-225-BLK-U | 228 | 221 | 126 | 35 |  | Solar | FIXED | Ground
REIPNR-11881 | SUNTECH POWER | STP200-18/UB-1 | 205 | 36 | 173 | 32 |  | Solar | FIXED | Roof
REIPNR-11882 | SUNTECH POWER | STP200-18/UB-1 | 205 | 40 | 241 | 20 |  | Solar | FIXED | Roof
REIPNR-11883 | SUNTECH POWER | STP200UB | 205 | 14 | 213 | 18 |  | Solar | FIXED | Roof
REIPNR-11884 | SUNTECH POWER | STP200-18/UB-1 | 205 | 34 | 184 | 29 |  | Solar | FIXED | Roof
REIPNR-11885 | SUNTECH POWER | STP200UB | 205 | 35 | 188.3 | 25 |  | Solar | FIXED | Roof
REIPNR-11886 | SUNTECH POWER | STP200UB | 205 | 9 | 162.9 | 33 |  | Solar | FIXED | Roof
REIPNR-11886 | SUNTECH POWER | STP200UB | 205 | 16 | 252.9 | 33 |  | Solar | FIXED | Roof
REIPNR-11887 | SUNTECH POWER | STP200-18/UB-1 | 205 | 44 | 176 | 25 |  | Solar | FIXED | Roof
REIPNR-11889 | SUNTECH POWER | STP180-24/AB-1 | 185 | 36 | 190 | 20 |  | Solar | FIXED | Roof
REIPNR-11889 | SUNTECH POWER | STP180-24/AB-1 | 185 | 12 | 190 | 25 |  | Solar | FIXED | Roof
REIPNR-11890 | SUNTECH POWER | STP200S-18/UB-1 | 205 | 44 | 127 | 22 |  | Solar | FIXED | Roof
REIPNR-11891 | SUNTECH POWER | STP200-18/UB-1 | 205 | 42 | 87.5 | 30 |  | Solar | FIXED | Roof
REIPNR-11892 | SUNTECH POWER | STP200-18/UB-1 | 205 | 48 | 233.1 | 20 |  | Solar | FIXED | Roof
REIPNR-11893 | SUNTECH POWER | STP200-18/UB-1 | 205 | 20 | 118.2 | 15 |  | Solar | FIXED | Roof
REIPNR-11893 | SUNTECH POWER | STP200-18/UB-1 | 205 | 16 | 208.1 | 15 |  | Solar | FIXED | Roof
REIPNR-11894 | SOLARWORLD | SW185MONO | 235 | 52 | 143 | 20 |  | Solar | FIXED | Roof
REIPNR-11894 | SOLARWORLD | SW185MONO | 235 | 156 | 233 | 20 |  | Solar | FIXED | Roof
REIPNR-11895 | SUNTECH POWER | STP180S-24/AB-1 | 185 | 22 | 231 | 18 |  | Solar | FIXED | Roof
REIPNR-11896 | SCHOTT SOLAR | ASE-300-DGF/42-240 | 230 | 4998 | 136.9 | 10 |  | Solar | FIXED | Roof
REIPNR-11897 | CHANGZHOU TRINA SOLAR ENERGY CO | TSM-185D | 230 | 36 | 203.6 | 19 |  | Solar | FIXED | Roof
REIPNR-11898 | CHANGZHOU TRINA SOLAR ENERGY CO | TSM-160D | 230 | 43 | 145 | 45 |  | Solar | FIXED | Roof
REIPNR-11900 | SUNTECH POWER | STP180S-24/AB-1 | 185 | 68 | 209 | 35 |  | Solar | FIXED | Roof
REIPNR-11901 | CHANGZHOU TRINA SOLAR ENERGY CO | TSM-185D | 235 | 1992 | 140 | 5 |  | Solar | FIXED | Roof
REIPNR-11902 | CHANGZHOU TRINA SOLAR ENERGY CO | TSM-160D | 230 | 10 | 216 | 42 |  | Solar | FIXED | Roof
REIPNR-11903 | CHANGZHOU TRINA SOLAR ENERGY CO | TSM-185D | 230 | 28 | 154.2 | 16 |  | Solar | FIXED | Roof
REIPNR-11904 | CHANGZHOU TRINA SOLAR ENERGY CO | TSM-185D | 230 | 24 | 150.8 | 16 |  | Solar | FIXED | Roof
REIPNR-11905 | SUNWIZE TECHNOLOGIES |  | 390 | 96 | 180 | 10 |  | Solar | FIXED | Roof
REIPNR-11906 | SUNTECH POWER | STP21018 | 210 | 32 | 168 | 24 |  | Solar | FIXED | Roof
REIPNR-11907 | SUNTECH POWER | STP180S-24/AB-1 | 185 | 7 | 225.5 | 15 |  | Solar | FIXED | Roof
REIPNR-11907 | SUNTECH POWER | STP180-24/AB-1 | 185 | 10 | 225.5 | 20 |  | Solar | FIXED | Roof
REIPNR-11908 | CHANGZHOU TRINA SOLAR ENERGY CO | TSM-185D | 235 | 42 | 146.4 | 30 |  | Solar | FIXED | Roof
REIPNR-11909 | CHANGZHOU TRINA SOLAR ENERGY CO | TSM-160D | 230 | 6 | 157.7 | 38 |  | Solar | FIXED | Roof
REIPNR-11910 | CHANGZHOU TRINA SOLAR ENERGY CO | TSM-160D | 230 | 74 | 166.1 | 20 |  | Solar | FIXED | Roof
REIPNR-11911 | SUNTECH POWER | STP200UB | 205 | 24 | 179 | 29 |  | Solar | FIXED | Roof
REIPNR-11912 | CHANGZHOU TRINA SOLAR ENERGY CO | TSM-160D | 230 | 11 | 174.9 | 15 |  | Solar | FIXED | Roof
REIPNR-11913 | SUNTECH POWER | STP200UB | 205 | 12 | 109 | 20 |  | Solar | FIXED | Roof
REIPNR-11913 | SUNTECH POWER | STP200-18/UB-1 | 205 | 18 | 109 | 28 |  | Solar | FIXED | Roof
REIPNR-11913 | SUNTECH POWER | STP200-18/UB-1 | 205 | 10 | 109 | 39 |  | Solar | FIXED | Roof
REIPNR-11913 | SUNTECH POWER | STP200-18/UB-1 | 205 | 18 | 200 | 22 |  | Solar | FIXED | Roof
REIPNR-11914 | SUNTECH POWER | STP200UB | 185 | 24 | 191 | 29 |  | Solar | FIXED | Roof
REIPNR-11915 | CHANGZHOU TRINA SOLAR ENERGY CO | TSM-160D | 230 | 36 | 54 | 17 |  | Solar | FIXED | Roof
REIPNR-11917 | CHANGZHOU TRINA SOLAR ENERGY CO | TSM-160D | 230 | 36 | 174.9 | 15 |  | Solar | FIXED | Roof
REIPNR-11918 | SUNTECH POWER | STP200UB | 205 | 32 | 180 | 30 |  | Solar | FIXED | Ground
REIPNR-11919 | CHANGZHOU TRINA SOLAR ENERGY CO | TSM-160D | 230 | 34 | 157.7 | 38 |  | Solar | FIXED | Roof
REIPNR-11921 | CHANGZHOU TRINA SOLAR ENERGY CO | TSM-160D | 235 | 33 | 119.1 | 35 |  | Solar | FIXED | Roof
REIPNR-11922 | SUNTECH POWER | STP200-18/UB-1 | 205 | 20 | 171.3 | 18 |  | Solar | FIXED | Roof
REIPNR-11923 | CHANGZHOU TRINA SOLAR ENERGY CO | TSM-160D | 235 | 28 | 106.4 | 25 |  | Solar | FIXED | Roof
REIPNR-11924 | SUNTECH POWER | STP180S-24/AB-1 | 185 | 46 | 259.7 | 18 |  | Solar | FIXED | Roof
REIPNR-11925 | SUNTECH POWER | STP200-18/UB-1 | 205 | 18 | 199 | 25 |  | Solar | FIXED | Roof
REIPNR-11927 | SUNTECH POWER | STP200UB | 205 | 40 | 180 | 30 |  | Solar | FIXED | Ground
REIPNR-11929 | SUNPOWER | SPR-230-WHT-U | 230 | 117 | 180 | 34 |  | Solar | FIXED | Ground
REIPNR-11931 | REC SCANMODULE | SCM230 | 235 | 22 | 180 | 23 |  | Solar | FIXED | Roof
REIPNR-11933 | SUNTECH POWER | STP210S-18/UB-1 | 270 | 100 | 180 | 33 |  | Solar | FIXED | Ground
REIPNR-11934 | BP SOLAR | BP3170N | 215 | 30 | 235 | 32 |  | Solar | FIXED | Roof
REIPNR-11936 | SUNTECH POWER | STP200-18/UB-1 | 205 | 36 | 217.6 | 15 |  | Solar | FIXED | Roof
REIPNR-11937 | SUNTECH POWER | STP200-18/UB-1 | 205 | 39 | 176 | 25 |  | Solar | FIXED | Roof
REIPNR-11938 | CHANGZHOU TRINA SOLAR ENERGY CO | TSM-185D | 230 | 6 | 112.5 | 38 |  | Solar | FIXED | Roof
REIPNR-11938 | CHANGZHOU TRINA SOLAR ENERGY CO | TSM-160D | 230 | 42 | 146.6 | 40 |  | Solar | FIXED | Roof
REIPNR-11938 | CHANGZHOU TRINA SOLAR ENERGY CO | TSM-185D | 230 | 11 | 182.2 | 17 |  | Solar | FIXED | Roof
REIPNR-11938 | CHANGZHOU TRINA SOLAR ENERGY CO | TSM-185D | 230 | 18 | 190.3 | 40 |  | Solar | FIXED | Roof
REIPNR-11938 | CHANGZHOU TRINA SOLAR ENERGY CO | TSM-185D | 230 | 6 | 237 | 38 |  | Solar | FIXED | Roof
REIPNR-11939 | SUNTECH POWER | STP200-18/UB-1 | 205 | 34 | 256.4 | 25 |  | Solar | FIXED | Roof
REIPNR-11940 | MATRIX SOLAR/PHOTOWATT | PW1000-100 | 185 | 22 | 223 | 38.4 |  | Solar | FIXED | Roof
REIPNR-11943 | CHANGZHOU TRINA SOLAR ENERGY CO | TSM-185D | 235 | 16 | 162.1 | 35 |  | Solar | FIXED | Roof
REIPNR-11944 | SOLARWORLD | SW185MONO | 240 | 1190 | 203 | 11 |  | Solar | FIXED | Roof
REIPNR-11945 | PACIFIC SOLAR PTY LIMITED | PP-USA-213-S5 | 250 | 1610 | 180 | 27 |  | Solar | FIXED | Ground
REIPNR-11946 | SOLARWORLD | SW185MONO | 250 | 1157 | 213 | 10 |  | Solar | FIXED | Roof
REIPNR-11947 | SOLYNDRA | SL-002-182U | 182 | 1400 | 192 | 0 |  | Solar | FIXED | Roof
REIPNR-11950 | CHANGZHOU TRINA SOLAR ENERGY CO | TSM-185D | 235 | 10 | 160 | 45 |  | Solar | FIXED | Roof
REIPNR-11950 | CHANGZHOU TRINA SOLAR ENERGY CO | TSM-185D | 235 | 24 | 250.1 | 43 |  | Solar | FIXED | Roof
REIPNR-11951 | SOLARWORLD | SW185MONO | 235 | 20 | 218 | 33 |  | Solar | FIXED | Roof
REIPNR-11952 | SUNPOWER | SPR-230-WHT-U | 230 | 48 | 226 | 18 |  | Solar | FIXED | Roof
REIPNR-11953 | SUNPOWER | SPR-230-WHT-U | 230 | 208 | 180 | 34 |  | Solar | FIXED | Ground
REIPNR-11954 | SUNTECH POWER | STP210-18/UB-1 | 210 | 40 | 125 | 35 |  | Solar | FIXED | Roof
REIPNR-11954 | SUNTECH POWER | STP210-18/UB-1 | 210 | 10 | 215 | 45 |  | Solar | FIXED | Roof
REIPNR-11955 | SUNPOWER | SPR-225-BLK-U | 225 | 36 | 167 | 30 |  | Solar | FIXED | Roof
REIPNR-11956 | SUNPOWER | SPR-225-BLK-U | 225 | 18 | 171 | 40 |  | Solar | FIXED | Roof
REIPNR-11957 | REC SCANMODULE | SCM230 | 230 | 36 | 158 | 28 |  | Solar | FIXED | Roof
REIPNR-11958 | SUNTECH POWER | STP210S-18/UB-1 | 220 | 81 | 214 | 10 |  | Solar | FIXED | Roof
REIPNR-11959 | SUNTECH POWER | STP190-18/UB-1 | 185 | 78 | 204 | 19 |  | Solar | FIXED | Roof
REIPNR-11960 | SUNTECH POWER | STP190S-18/UB-1 | 185 | 42 | 116 | 19 |  | Solar | FIXED | Roof
REIPNR-11961 | CHANGZHOU TRINA SOLAR ENERGY CO | TSM-185D | 230 | 52 | 180 | 30 |  | Solar | FIXED | Ground
REIPNR-11962 | SUNTECH POWER | STP200S-18/UB-1 | 205 | 20 | 180 | 20 |  | Solar | FIXED | Roof
REIPNR-11962 | SUNTECH POWER | STP200S-18/UB-1 | 205 | 16 | 270 | 22 |  | Solar | FIXED | Roof
REIPNR-11963 | SUNPOWER | SPR-305-WHT-U | 305 | 497 | 199 | 5 |  | Solar | FIXED | Roof
REIPNR-11964 | SUNPOWER | SPR-305-WHT-U | 305 | 161 | 199 | 5 |  | Solar | FIXED | Roof
REIPNR-11966 | SANYO ELECTRIC | HIP-205BA5 | 220 | 28 | 154 | 34 |  | Solar | FIXED | Roof
REIPNR-11968 | SOLARWORLD | SW185MONO | 240 | 22 | 225 | 27 |  | Solar | FIXED | Roof
REIPNR-11969 | ET SOLAR INDUSTRY | ET-P672230 | 230 | 88 | 178 | 9 |  | Solar | FIXED | Roof
REIPNR-11970 | SUNTECH POWER | STP210-18/UB-1 | 210 | 36 | 183 | 23 |  | Solar | FIXED | Roof
REIPNR-11971 | SUNTECH POWER | STP210-18/UB-1 | 210 | 24 | 214 | 48 |  | Solar | FIXED | Roof
REIPNR-11972 | SOLARWORLD | SW245 MONO | 245 | 24 | 188 | 24.4 |  | Solar | FIXED | Roof
REIPNR-11974 | BP SOLAR | SX3200B | 215 | 30 | 218 | 23 |  | Solar | FIXED | Roof
REIPNR-11975 | SUNTECH POWER | STP200-18/UB-1 | 200 | 11 | 120 | 25 |  | Solar | FIXED | Roof
REIPNR-11976 | BP SOLAR | BP3165N | 230 | 48 | 230 | 35 |  | Solar | FIXED | Roof
REIPNR-11977 | SOLARWORLD | SW185MONO | 240 | 910 | 202 | 10 |  | Solar | FIXED | Roof
REIPNR-11978 | SOLYNDRA | SL-002-182U | 182 | 65 | 169 | 0 |  | Solar | FIXED | Roof
REIPNR-11979 | CHANGZHOU TRINA SOLAR ENERGY CO | TSM-185D | 235 | 403 | 205 | 18.5 |  | Solar | FIXED | Roof
REIPNR-11980 | CHANGZHOU TRINA SOLAR ENERGY CO | TSM-185D | 235 | 455 | 225 | 18 |  | Solar | FIXED | Roof
REIPNR-11982 | BP SOLAR | BP3170N | 230 | 28 | 143 | 18 |  | Solar | FIXED | Roof
REIPNR-11983 | SOLARWORLD | SW185MONO | 235 | 15 | 227 | 30 |  | Solar | FIXED | Roof
REIPNR-11985 | SUNTECH POWER | STP200UB | 205 | 24 | 168 | 32 |  | Solar | FIXED | Roof
REIPNR-11986 | SUNTECH POWER | STP200UB | 205 | 26 | 135.9 | 30 |  | Solar | FIXED | Roof
REIPNR-11987 | SUNTECH POWER | STP200UB | 205 | 32 | 156.6 | 30 |  | Solar | FIXED | Roof
REIPNR-11988 | SUNTECH POWER | STP200UB | 205 | 30 | 185.8 | 25 |  | Solar | FIXED | Roof
REIPNR-11990 | SUNTECH POWER | STP180S-24/AB-1 | 185 | 26 | 235.5 | 20 |  | Solar | FIXED | Roof
REIPNR-11991 | SUNPOWER | SPR-225-BLK-U | 228 | 25 | 125 | 34 |  | Solar | FIXED | Roof
REIPNR-11992 | CHANGZHOU TRINA SOLAR ENERGY CO | TSM-185D | 230 | 24 | 52 | 12 |  | Solar | FIXED | Roof
REIPNR-11993 | SUNTECH POWER | STP210S-18/UB-1 | 280 | 20 | 130 | 36 |  | Solar | FIXED | Roof
REIPNR-11994 | SUNTECH POWER | STP21018 | 210 | 15 | 94 | 40 |  | Solar | FIXED | Roof
REIPNR-11994 | SUNTECH POWER | STP210-18/UB-1 | 210 | 7 | 184 | 25 |  | Solar | FIXED | Roof
REIPNR-11994 | SUNTECH POWER | STP21018 | 210 | 14 | 274 | 40 |  | Solar | FIXED | Roof
REIPNR-11996 | SCHOTT SOLAR | ASE-300-DGF/42-240 | 230 | 759 | 219.1 | 5 |  | Solar | FIXED | Pole
REIPNR-11996 | SCHOTT SOLAR | ASE-300-DGF/42-240 | 230 | 574 | 219.1 | 10 |  | Solar | FIXED | Roof
REIPNR-11997 | WEBEL SL ENERGY SYSTEMS | W1600-165 | 175 | 19 | 172 | 23 |  | Solar | FIXED | Roof
REIPNR-11997 | WEBEL SL ENERGY SYSTEMS | W1600-165 | 175 | 14 | 263 | 23 |  | Solar | FIXED | Roof
REIPNR-11998 | REC SCANMODULE | SCM230 | 230 | 2212 | 216 | 10 |  | Solar | FIXED | Roof
REIPNR-11999 | CANADIAN SOLAR | CS6P-230 | 230 | 212 | 156 | 10 |  | Solar | FIXED | Roof
REIPNR-11999 | CANADIAN SOLAR | CS5P-230 | 230 | 52 | 247 | 28 |  | Solar | FIXED | Roof
REIPNR-12000 | SOLARWORLD | SW185MONO | 245 | 286 | 202 | 10 |  | Solar | FIXED | Roof
REIPNR-12001 | SUNTECH POWER | STP200UB | 205 | 520 | 173 | 5 |  | Solar | FIXED | Roof
REIPNR-12002 | SOLARWORLD | SW185MONO | 245 | 1209 | 186.8 | 10 |  | Solar | FIXED | Roof
REIPNR-12003 | SUNTECH POWER | STP200UB | 205 | 1040 | 173 | 5 |  | Solar | FIXED | Roof
REIPNR-12004 | SUNTECH POWER | STP200-18/UB-1 | 205 | 1521 | 173 | 5 |  | Solar | FIXED | Roof
REIPNR-12005 | SOLARWORLD | SW185MONO | 245 | 1898 | 189 | 10 |  | Solar | FIXED | Roof
REIPNR-12006 | CHANGZHOU TRINA SOLAR ENERGY CO | TSM-185D | 235 | 84 | 161 | 3 |  | Solar | FIXED | Roof
REIPNR-12007 | SOLARWORLD | SW185MONO | 245 | 793 | 205 | 10 |  | Solar | FIXED | Roof
REIPNR-12008 | CHANGZHOU TRINA SOLAR ENERGY CO | TSM-185D | 235 | 117 | 161 | 3 |  | Solar | FIXED | Roof
REIPNR-12009 | SOLARWORLD | SW185MONO | 245 | 1196 | 195 | 10 |  | Solar | FIXED | Roof
REIPNR-12010 | SOLARWORLD | SW185MONO | 245 | 663 | 148 | 10 |  | Solar | FIXED | Roof
REIPNR-12011 | SOLARWORLD | SW185MONO | 245 | 546 | 224 | 10 |  | Solar | FIXED | Roof
REIPNR-12012 | SOLARWORLD | SW185MONO | 245 | 4329 | 194.5 | 10 |  | Solar | FIXED | Roof
REIPNR-12013 | SOLARWORLD | SW185 MONO/T | 245 | 78 | 174 | 10 |  | Solar | FIXED | Roof
REIPNR-12013 | SOLARWORLD | SW185MONO | 245 | 299 | 219 | 10 |  | Solar | FIXED | Roof
REIPNR-12014 | SOLARWORLD | SW185MONO | 245 | 260 | 188 | 10 |  | Solar | FIXED | Roof
REIPNR-12015 | SOLARWORLD | SW185MONO | 245 | 1768 | 143 | 10 |  | Solar | FIXED | Roof
REIPNR-12016 | CHANGZHOU TRINA SOLAR ENERGY CO | TSM-185D | 235 | 104 | 81 | 1.2 |  | Solar | FIXED | Roof
REIPNR-12016 | CHANGZHOU TRINA SOLAR ENERGY CO | TSM-185D | 235 | 104 | 261 | 1.2 |  | Solar | FIXED | Roof
REIPNR-12017 | CHANGZHOU TRINA SOLAR ENERGY CO | TSM-185D | 235 | 16 | 81 | 1.2 |  | Solar | FIXED | Roof
REIPNR-12017 | CHANGZHOU TRINA SOLAR ENERGY CO | TSM-185D | 235 | 18 | 261 | 1.2 |  | Solar | FIXED | Roof
REIPNR-12018 | SOLARWORLD | SW185MONO | 245 | 3224 | 190 | 10 |  | Solar | FIXED | Roof
REIPNR-12019 | CHANGZHOU TRINA SOLAR ENERGY CO | TSM-185D | 235 | 66 | 81 | 1.2 |  | Solar | FIXED | Roof
REIPNR-12019 | CHANGZHOU TRINA SOLAR ENERGY CO | TSM-185D | 235 | 64 | 261 | 1.2 |  | Solar | FIXED | Roof
REIPNR-12020 | SOLARWORLD | SW185MONO | 245 | 1872 | 194 | 10 |  | Solar | FIXED | Roof
REIPNR-12020 | SOLARWORLD | SW185MONO | 255 | 117 | 194 | 10 |  | Solar | FIXED | Roof
REIPNR-12021 | CHANGZHOU TRINA SOLAR ENERGY CO | TSM-185D | 235 | 10 | 81 | 1.2 |  | Solar | FIXED | Roof
REIPNR-12021 | CHANGZHOU TRINA SOLAR ENERGY CO | TSM-185D | 235 | 12 | 261 | 1.2 |  | Solar | FIXED | Roof
REIPNR-12022 | ET SOLAR INDUSTRY | ET-P654185 | 185 | 11 | 168 | 10 |  | Solar | FIXED | Roof
REIPNR-12022 | ET SOLAR INDUSTRY | ET-P654185 | 185 | 33 | 168 | 20 |  | Solar | FIXED | Roof
REIPNR-12023 | SUNTECH POWER | STP210S-18/UB-1 | 220 | 18 | 210 | 2 |  | Solar | FIXED | Roof
REIPNR-12023 | SUNTECH POWER | STP210S-18/UB-1 | 220 | 86 | 210 | 10 |  | Solar | FIXED | Roof
REIPNR-12024 | ET SOLAR INDUSTRY | ET-P672275 | 275 | 18 | 114 | 31 |  | Solar | FIXED | Roof
REIPNR-12024 | ET SOLAR INDUSTRY | ET-P672275 | 275 | 18 | 209 | 31 |  | Solar | FIXED | Roof
REIPNR-12026 | CONERGY AG | S 175MU | 235 | 32 | 223 | 18 |  | Solar | FIXED | Roof
REIPNR-12027 | CHANGZHOU TRINA SOLAR ENERGY CO | TSM-185D | 210 | 210 | 204 | 10 |  | Solar | FIXED | Roof
REIPNR-12028 | SUNTECH POWER | STP210-18/UB-1 | 225 | 22 | 155 | 25 |  | Solar | FIXED | Roof
REIPNR-12028 | SUNTECH POWER | STP210-18/UB-1 | 225 | 9 | 243 | 25 |  | Solar | FIXED | Roof
REIPNR-12029 | BP SOLAR | BP3125S | 215 | 45 | 145 | 17 |  | Solar | FIXED | Roof
REIPNR-12029 | BP SOLAR | BP3125S | 215 | 49 | 239 | 24 |  | Solar | FIXED | Roof
REIPNR-12030 | SUNTECH POWER | STP21018 | 210 | 32 | 125 | 18 |  | Solar | FIXED | Roof
REIPNR-12030 | SUNTECH POWER | STP210-18/UB-1 | 210 | 6 | 215 | 18 |  | Solar | FIXED | Roof
REIPNR-12030 | SUNTECH POWER | STP210-18/UB-1 | 210 | 17 | 215 | 22 |  | Solar | FIXED | Roof
REIPNR-12031 | CHANGZHOU TRINA SOLAR ENERGY CO | TSM-185D | 230 | 44 | 191 | 32 |  | Solar | FIXED | Roof
REIPNR-12032 | CHANGZHOU TRINA SOLAR ENERGY CO | TSM-185D | 230 | 39 | 207 | 21 |  | Solar | FIXED | Roof
REIPNR-12033 | BP SOLAR | BP3170N | 215 | 26 | 130 | 24 |  | Solar | FIXED | Roof
REIPNR-12034 | BP SOLAR | BP3170N | 215 | 31 | 152 | 29 |  | Solar | FIXED | Roof
REIPNR-12035 | SOLYNDRA | SL-002-182U | 182 | 448 | 180 | 0 |  | Solar | FIXED | Roof
REIPNR-12037 | CHANGZHOU TRINA SOLAR ENERGY CO | TSM-185D | 230 | 1820 | 200 | 10 |  | Solar | FIXED | Roof
REIPNR-12039 | CHANGZHOU TRINA SOLAR ENERGY CO | TSM-185D | 235 | 28 | 127.4 | 33 |  | Solar | FIXED | Roof
REIPNR-12040 | CHANGZHOU TRINA SOLAR ENERGY CO | TSM-185D | 230 | 16 | 170.1 | 20 |  | Solar | FIXED | Roof
REIPNR-12040 | CHANGZHOU TRINA SOLAR ENERGY CO | TSM-185D | 230 | 10 | 260.1 | 20 |  | Solar | FIXED | Roof
REIPNR-12041 | CHANGZHOU TRINA SOLAR ENERGY CO | TSM-185D | 235 | 36 | 124.7 | 25 |  | Solar | FIXED | Roof
REIPNR-12042 | SUNTECH POWER | STP200UB | 205 | 60 | 190 | 30 |  | Solar | FIXED | Ground
REIPNR-12043 | CHANGZHOU TRINA SOLAR ENERGY CO | TSM-185D | 235 | 16 | 162.7 | 25 |  | Solar | FIXED | Roof
REIPNR-12044 | MATRIX SOLAR/PHOTOWATT | PW1650-175 | 185 | 1276 | 167 | 10 |  | Solar | FIXED | Roof
REIPNR-12045 | MATRIX SOLAR/PHOTOWATT | PW1650-175 | 185 | 258 | 180 | 41 |  | Solar | FIXED | Ground
REIPNR-12046 | MATRIX SOLAR/PHOTOWATT | PW1650-175 | 185 | 38 | 220 | 40 |  | Solar | FIXED | Roof
REIPNR-12047 | UNITED SOLAR OVONIC | PVL-144 | 144 | 4015 | 180 | 0 |  | Solar | FIXED | Roof
REIPNR-12048 | BAODING YINGLI NEW ENERGY RESOURCES CO | YL175(156) | 235 | 598 | 168 | 5 |  | Solar | FIXED | Roof
REIPNR-12049 | BAODING YINGLI NEW ENERGY RESOURCES CO | YL175(156) | 235 | 364 | 195 | 10 |  | Solar | FIXED | Roof
REIPNR-12050 | YES! SOLAR | ES5300P (240V) | 235 | 338 | 195 | 10 |  | Solar | FIXED | Roof
REIPNR-12052 | SUNTECH POWER | STP200-18/UB-1 | 205 | 34 | 180 | 35 |  | Solar | FIXED | Roof
REIPNR-12053 | SUNTECH POWER | STP200-18/UB-1 | 205 | 20 | 136.8 | 40 |  | Solar | FIXED | Roof
REIPNR-12054 | SUNTECH POWER | STP200-18/UB-1 | 205 | 12 | 265.6 | 40 |  | Solar | FIXED | Roof
REIPNR-12055 | SUNTECH POWER | STP200S-18/UB-1 | 205 | 54 | 163.2 | 20 |  | Solar | FIXED | Roof
REIPNR-12056 | CHANGZHOU TRINA SOLAR ENERGY CO | TSM-160D | 235 | 22 | 166 | 36 |  | Solar | FIXED | Roof
REIPNR-12056 | CHANGZHOU TRINA SOLAR ENERGY CO | TSM-185D | 235 | 18 | 256 | 36 |  | Solar | FIXED | Roof
REIPNR-12058 | SUNTECH POWER | STP200-18/UB-1 | 205 | 26 | 99 | 20 |  | Solar | FIXED | Roof
REIPNR-12059 | BAODING YINGLI NEW ENERGY RESOURCES CO | YL175(156) | 235 | 195 | 139 | 7 |  | Solar | FIXED | Roof
REIPNR-12059 | BAODING YINGLI NEW ENERGY RESOURCES CO | YL175(156) | 235 | 312 | 184 | 5 |  | Solar | FIXED | Roof
REIPNR-12059 | BAODING YINGLI NEW ENERGY RESOURCES CO | YL175(156) | 235 | 158 | 229 | 7 |  | Solar | FIXED | Roof
REIPNR-12060 | MATRIX SOLAR/PHOTOWATT | PW1000-90 | 190 | 21 | 113 | 27 |  | Solar | FIXED | Roof
REIPNR-12060 | MATRIX SOLAR/PHOTOWATT | PW1250-115 | 190 | 19 | 203 | 20 |  | Solar | FIXED | Roof
REIPNR-12063 | SUNTECH POWER | STP190S-18/UB-1 | 190 | 32 | 180 | 20 |  | Solar | FIXED | Roof
REIPNR-12065 | BP SOLAR | BP3115U | 215 | 4 | 116 | 43 |  | Solar | FIXED | Roof
REIPNR-12065 | BP SOLAR | BP175 B | 215 | 8 | 206 | 36 |  | Solar | FIXED | Roof
REIPNR-12066 | SUNTECH POWER | STP210S-18/UB-1 | 210 | 24 | 191 | 26 |  | Solar | FIXED | Ground
REIPNR-12067 | SUNPOWER | SPR-225-BLK-U | 225 | 12 | 140 | 30 |  | Solar | FIXED | Roof
REIPNR-12067 | SUNPOWER | SPR-225-BLK-U | 225 | 14 | 148 | 30 |  | Solar | FIXED | Ground
REIPNR-12067 | SUNPOWER | SPR-225-BLK-U | 225 | 14 | 148 | 30 |  | Solar | FIXED | Ground
REIPNR-12067 | SUNPOWER | SPR-225-BLK-U | 225 | 20 | 148 | 30 |  | Solar | FIXED | Ground
REIPNR-12067 | SUNPOWER | SPR-225-BLK-U | 225 | 12 | 230 | 30 |  | Solar | FIXED | Roof
REIPNR-12068 | SUNTECH POWER | STP180-24/AB-1 | 185 | 33 | 220 | 45 |  | Solar | FIXED | Roof
REIPNR-12069 | BAODING YINGLI NEW ENERGY RESOURCES CO | YL175(156) | 230 | 26 | 148 | 38 |  | Solar | FIXED | Roof
REIPNR-12070 | UNITED SOLAR OVONIC | PVL-124 | 144 | 352 | 180 | 0 |  | Solar | FIXED | Roof
REIPNR-12072 | SUNTECH POWER | STP180-24/AB-1 | 185 | 40 | 225 | 40 |  | Solar | FIXED | Roof
REIPNR-12073 | SHARP | ND-224UC1 | 235 | 4 | 130 | 35 |  | Solar | FIXED | Roof
REIPNR-12073 | SHARP | ND-224UC1 | 235 | 18 | 230 | 35 |  | Solar | FIXED | Roof
REIPNR-12078 | CANADIAN SOLAR | CS5P-210 | 210 | 144 | 210 | 7 |  | Solar | FIXED | Roof
REIPNR-12079 | ET SOLAR INDUSTRY | ET-P654185 | 185 | 66 | 207 | 18 |  | Solar | FIXED | Roof
REIPNR-12081 | SUNTECH POWER | STP210-18/UB-1 | 210 | 5 | 134 | 42 |  | Solar | FIXED | Roof
REIPNR-12081 | SUNTECH POWER | STP210-18/UB-1 | 210 | 15 | 224 | 42 |  | Solar | FIXED | Roof
REIPNR-12083 | CHANGZHOU TRINA SOLAR ENERGY CO | TSM-185D | 230 | 69 | 155.5 | 5 |  | Solar | FIXED | Roof
REIPNR-12083 | CHANGZHOU TRINA SOLAR ENERGY CO | TSM-185D | 230 | 121 | 245 | 20 |  | Solar | FIXED | Roof
REIPNR-12084 | BP SOLAR | BP175 B | 230 | 18 | 165 | 16.5 |  | Solar | FIXED | Roof
REIPNR-12084 | BP SOLAR | BP175 B | 230 | 32 | 165 | 27 |  | Solar | FIXED | Roof
REIPNR-12085 | SUNTECH POWER | STP180S-24/AB-1 | 185 | 40 | 115 | 30 |  | Solar | FIXED | Roof
REIPNR-12085 | SUNTECH POWER | STP180-24/AB-1 | 185 | 16 | 205 | 45 |  | Solar | FIXED | Roof
REIPNR-12086 | MATRIX SOLAR/PHOTOWATT | PW1650-175 | 190 | 297 | 144 | 10 |  | Solar | FIXED | Roof
REIPNR-12086 | MATRIX SOLAR/PHOTOWATT | PW1650-175 | 190 | 108 | 234 | 22 |  | Solar | FIXED | Roof
REIPNR-12087 | SUNPOWER | SPR-230-WHT-U | 230 | 18 | 129 | 8 |  | Solar | FIXED | Roof
REIPNR-12087 | SUNPOWER | SPR-230-WHT-U | 320 | 144 | 219 | 6 |  | Solar | FIXED | Roof
REIPNR-12088 | SHARP | ND-224U1F | 224 | 169 | 167 | 5 |  | Solar | FIXED | Roof
REIPNR-12089 | CANADIAN SOLAR | CS5P-240 | 250 | 598 | 191 | 10 |  | Solar | FIXED | Roof
REIPNR-12090 | CANADIAN SOLAR | CS5P-240 | 250 | 572 | 187 | 10 |  | Solar | FIXED | Roof
REIPNR-12091 | CANADIAN SOLAR | CS5P-240 | 250 | 325 | 206.9 | 10 |  | Solar | FIXED | Roof
REIPNR-12092 | SOLAR INTEGRATED TECHNOLOGIES | SI-T1 288 | 250 | 286 | 208.6 | 10 |  | Solar | FIXED | Roof
REIPNR-12093 | SOLARTECH POWER | SPM230P | 250 | 585 | 194 | 10 |  | Solar | FIXED | Roof
REIPNR-12094 | ISOFOTON | I-150 S/24 | 250 | 973 | 175 | 10 |  | Solar | FIXED | Roof
REIPNR-12095 | SOLAR INTEGRATED TECHNOLOGIES | SI-T1 288 | 250 | 884 | 158.9 | 10 |  | Solar | FIXED | Roof
REIPNR-12096 | SOLON AG FUER SOLARTECHNIK | P220/6+/01 230WP | 235 | 42 | 248 | 39.5 |  | Solar | FIXED | Roof
REIPNR-12097 | SOLARWORLD | SW185MONO | 235 | 88 | 165 | 15 |  | Solar | FIXED | Roof
REIPNR-12098 | SUNTECH POWER | STP200S-18/UB-1 | 205 | 39 | 267 | 5 |  | Solar | FIXED | Roof
REIPNR-12100 | SOLARWORLD | SW185MONO | 230 | 341 | 158 | 10 |  | Solar | FIXED | Roof
REIPNR-12101 | SUNTECH POWER | STP210-18/UB-1 | 210 | 36 | 191 | 39 |  | Solar | FIXED | Pole
REIPNR-12105 | SUNTECH POWER | STP180S-24/AB-1 | 185 | 66 | 170 | 15 |  | Solar | FIXED | Roof
REIPNR-12105 | SUNTECH POWER | STP180S-24/AB-1 | 185 | 20 | 170 | 25 |  | Solar | FIXED | Roof
REIPNR-12105 | SUNTECH POWER | STP180S-24/AB-1 | 185 | 64 | 261 | 25 |  | Solar | FIXED | Roof
REIPNR-12106 | SUNTECH POWER | STP180S-24/AB-1 | 185 | 30 | 105 | 24 |  | Solar | FIXED | Roof
REIPNR-12107 | SUNTECH POWER | STP210S-18/UB-1 | 270 | 935 | 170 | 10 |  | Solar | FIXED | Roof
REIPNR-12108 | NINGBO SOLAR ELECTRIC POWER | TDB125X125-72-P 175W | 280 | 121 | 170 | 10 |  | Solar | FIXED | Roof
REIPNR-12109 | BAODING YINGLI NEW ENERGY RESOURCES CO | YL175(156) | 235 | 1638 | 167 | 5 |  | Solar | FIXED | Roof
REIPNR-12109 | BAODING YINGLI NEW ENERGY RESOURCES CO | YL175(156) | 235 | 767 | 168 | 10 |  | Solar | FIXED | Roof
REIPNR-12109 | BAODING YINGLI NEW ENERGY RESOURCES CO | YL175(156) | 235 | 234 | 177 | 25 |  | Solar | FIXED | Roof
REIPNR-12110 | ET SOLAR INDUSTRY | ET-P654220 | 230 | 21 | 242 | 29 |  | Solar | FIXED | Roof
REIPNR-12114 | SOLARWORLD | SW185MONO | 225 | 21 | 183 | 28 |  | Solar | FIXED | Roof
REIPNR-12115 | ET SOLAR INDUSTRY | ET-P654185 | 185 | 9 | 157 | 36 |  | Solar | FIXED | Roof
REIPNR-12115 | ET SOLAR INDUSTRY | ET-P654185 | 185 | 14 | 157 | 36 |  | Solar | FIXED | Roof
REIPNR-12115 | ET SOLAR INDUSTRY | ET-P654185 | 185 | 16 | 247 | 36 |  | Solar | FIXED | Roof
REIPNR-12116 | SUNPOWER | SPR-230-WHT-U | 238 | 20 | 117.7 | 40 |  | Solar | FIXED | Roof
REIPNR-12116 | SUNPOWER | SPR-230-WHT-U | 238 | 30 | 207.7 | 30 |  | Solar | FIXED | Roof
REIPNR-12117 | CHANGZHOU TRINA SOLAR ENERGY CO | TSM-185D | 230 | 156 | 170 | 10 |  | Solar | FIXED | Roof
REIPNR-12117 | SUNTECH POWER | STP180-24/AB-1 | 180 | 32 | 170 | 40 |  | Solar | FIXED | Roof
REIPNR-12119 | CHANGZHOU TRINA SOLAR ENERGY CO | TSM-185D | 230 | 36 | 175 | 32 |  | Solar | FIXED | Roof
REIPNR-12121 | SUNPOWER | SPR-230-WHT-U | 230 | 24 | 158 | 30 |  | Solar | FIXED | Roof
REIPNR-12125 | SCHOTT SOLAR | ASE-250DGF/17 | 230 | 24 | 133 | 32 |  | Solar | FIXED | Roof
REIPNR-12125 | SCHOTT SOLAR | SAPC-123 | 230 | 26 | 233 | 33 |  | Solar | FIXED | Roof
REIPNR-12126 | SUNTECH POWER | STP200UB | 205 | 20 | 137.9 | 20 |  | Solar | FIXED | Roof
REIPNR-12128 | SUNTECH POWER | STP200S-18/UB-1 | 205 | 45 | 213 | 20 |  | Solar | FIXED | Roof
REIPNR-12129 | SUNTECH POWER | STP200S-18/UB-1 | 205 | 15 | 137.9 | 20 |  | Solar | FIXED | Roof
REIPNR-12130 | CANADIAN SOLAR | CS5P-210 | 210 | 99 | 180 | 15 |  | Solar | FIXED | Roof
REIPNR-12131 | SUNPOWER | SPR-230-WHT-U | 230 | 9 | 120 | 13 |  | Solar | FIXED | Roof
REIPNR-12131 | SUNPOWER | SPR-230-WHT-U | 230 | 8 | 120 | 50 |  | Solar | FIXED | Roof
REIPNR-12131 | SUNPOWER | SPR-230-WHT-U | 230 | 5 | 205 | 34 |  | Solar | FIXED | Roof
REIPNR-12132 | CHANGZHOU TRINA SOLAR ENERGY CO | TSM-185D | 230 | 36 | 150 | 17 |  | Solar | FIXED | Roof
REIPNR-12133 | SUNTECH POWER | STP200UB | 205 | 40 | 180 | 32 |  | Solar | FIXED | Roof
REIPNR-12135 | SUNTECH POWER | STP200UB | 205 | 30 | 188 | 17 |  | Solar | FIXED | Roof
REIPNR-12136 | SUNTECH POWER | STP190S-18/UB-1 | 190 | 36 | 169 | 35.5 |  | Solar | FIXED | Roof
REIPNR-12137 | CHANGZHOU TRINA SOLAR ENERGY CO | TSM-185D | 230 | 14 | 143 | 41 |  | Solar | FIXED | Roof
REIPNR-12138 | SUNTECH POWER | STP210S-18/UB-1 | 205 | 33 | 142.6 | 45 |  | Solar | FIXED | Roof
REIPNR-12139 | CHANGZHOU TRINA SOLAR ENERGY CO | TSM-185D | 230 | 32 | 165 | 48 |  | Solar | FIXED | Roof
REIPNR-12141 | SUNPOWER | SPR-225-BLK-U | 225 | 30 | 213 | 27 |  | Solar | FIXED | Roof
REIPNR-12143 | SCHUCO USA |  | 180 | 30 | 186 | 32 |  | Solar | FIXED | Roof
REIPNR-12144 | SUNTECH POWER | STP200UB | 205 | 50 | 236.1 | 25 |  | Solar | FIXED | Roof
REIPNR-12145 | SUNTECH POWER | STP180S-24/AB-1 | 185 | 54 | 209 | 30 |  | Solar | FIXED | Roof
REIPNR-12146 | TRINA SOLAR | TSM-230PA05.05 | 230 | 21 | 206 | 24 |  | Solar | FIXED | Roof
REIPNR-12147 | CHANGZHOU TRINA SOLAR ENERGY CO | TSM-185D | 235 | 48 | 180 | 30 |  | Solar | FIXED | Ground
REIPNR-12148 | CHANGZHOU TRINA SOLAR ENERGY CO | TSM-180D | 230 | 24 | 170 | 21 |  | Solar | FIXED | Roof
REIPNR-12149 | SUNTECH POWER | STP210-18/UB-1 | 225 | 18 | 145 | 31 |  | Solar | FIXED | Roof
REIPNR-12149 | SUNTECH POWER | STP210-18/UB-1 | 225 | 25 | 235 | 31 |  | Solar | FIXED | Roof
REIPNR-12150 | CHANGZHOU TRINA SOLAR ENERGY CO | TSM-185D | 230 | 22 | 177 | 40 |  | Solar | FIXED | Roof
REIPNR-12151 | SUNTECH POWER | STP21018 | 210 | 36 | 241 | 32.5 |  | Solar | FIXED | Roof
REIPNR-12152 | CHANGZHOU TRINA SOLAR ENERGY CO | TSM-185D | 230 | 14 | 136 | 22 |  | Solar | FIXED | Roof
REIPNR-12152 | CHANGZHOU TRINA SOLAR ENERGY CO | TSM-185D | 230 | 14 | 178 | 16 |  | Solar | FIXED | Roof
REIPNR-12153 | SUNPOWER | SPR-315E-WHT-U | 320 | 5 | 103 | 25 |  | Solar | FIXED | Roof
REIPNR-12153 | SUNPOWER | SPR-315E-WHT-U | 320 | 23 | 193 | 28 |  | Solar | FIXED | Roof
REIPNR-12153 | SUNPOWER | SPR-230-WHT-U | 230 | 4 | 193 | 30 |  | Solar | FIXED | Roof
REIPNR-12154 | SUNTECH POWER | STP190S-18/UB-1 | 190 | 45 | 200 | 30 |  | Solar | FIXED | Roof
REIPNR-12155 | SUNPOWER |  | 230 | 52 | 162 | 19 |  | Solar | FIXED | Roof
REIPNR-12156 | CHANGZHOU TRINA SOLAR ENERGY CO | TSM-185D | 230 | 39 | 176 | 21 |  | Solar | FIXED | Roof
REIPNR-12157 | BP SOLAR | BP175 B | 215 | 52 | 180 | 34 |  | Solar | FIXED | Ground
REIPNR-12158 | CHANGZHOU TRINA SOLAR ENERGY CO | TSM-185D | 230 | 30 | 118 | 20 |  | Solar | FIXED | Roof
REIPNR-12159 | SUNPOWER | SPR-230-WHT-U | 230 | 47 | 162 | 19 |  | Solar | FIXED | Roof
REIPNR-12160 | SHARP | ND-224UC1 | 240 | 7 | 98 | 34 |  | Solar | FIXED | Roof
REIPNR-12160 | SHARP | ND-224UC1 | 240 | 8 | 188 | 34 |  | Solar | FIXED | Roof
REIPNR-12160 | SHARP | ND-224UC1 | 240 | 13 | 278 | 34 |  | Solar | FIXED | Roof
REIPNR-12161 | CHANGZHOU TRINA SOLAR ENERGY CO | TSM-185D | 235 | 6799 | 180 | 25 |  | Solar | FIXED | Ground
REIPNR-12162 | ET SOLAR INDUSTRY | ET-P654180 | 185 | 260 | 180 | 0 |  | Solar | FIXED | Roof
REIPNR-12163 | CHANGZHOU TRINA SOLAR ENERGY CO | TSM-185D | 230 | 39 | 162 | 19 |  | Solar | FIXED | Roof
REIPNR-12164 | ET SOLAR INDUSTRY | ET-P654185 | 185 | 40 | 199 | 15 |  | Solar | FIXED | Roof
REIPNR-12164 | ET SOLAR INDUSTRY | ET-P654180 | 185 | 22 | 199 | 22 |  | Solar | FIXED | Roof
REIPNR-12165 | MATRIX SOLAR/PHOTOWATT | PW1650-175 | 240 | 312 | 118 | 2.8 |  | Solar | FIXED | Roof
REIPNR-12165 | MATRIX SOLAR/PHOTOWATT | PW1650-175 | 240 | 325 | 298 | 2.8 |  | Solar | FIXED | Roof
REIPNR-12166 | CHANGZHOU TRINA SOLAR ENERGY CO | TSM-185D | 230 | 33 | 201 | 35 |  | Solar | FIXED | Roof
REIPNR-12169 | SOLYNDRA | SL-002-173U | 173 | 744 | 160 | 0 |  | Solar | FIXED | Roof
REIPNR-12169 | SOLYNDRA | SL-002-182U | 182 | 121 | 160 | 0 |  | Solar | FIXED | Roof
REIPNR-12170 | SUNTECH POWER | STP200S-18/UB-1 | 205 | 33 | 245.8 | 22 |  | Solar | FIXED | Roof
REIPNR-12171 | MATRIX SOLAR/PHOTOWATT | PW1250-115 | 235 | 90 | 215.5 | 23 |  | Solar | FIXED | Roof
REIPNR-12172 | SUNTECH POWER | STP200UB | 205 | 48 | 263 | 27 |  | Solar | FIXED | Roof
REIPNR-12174 | SUNTECH POWER | STP210-18/UB-1 | 210 | 86 | 171 | 24 |  | Solar | FIXED | Ground
REIPNR-12176 | CHANGZHOU TRINA SOLAR ENERGY CO | TSM-185D | 230 | 16 | 164 | 22.5 |  | Solar | FIXED | Roof
REIPNR-12176 | CHANGZHOU TRINA SOLAR ENERGY CO | TSM-185D | 230 | 24 | 254 | 22.5 |  | Solar | FIXED | Roof
REIPNR-12177 | SOLYNDRA | SL-002-182U | 200 | 112 | 165 | 0 |  | Solar | FIXED | Roof
REIPNR-12178 | BP SOLAR | BP175 B | 215 | 38 | 176 | 32 |  | Solar | FIXED | Roof
REIPNR-12179 | SUNPOWER | SPR-225-BLK-U | 225 | 42 | 160 | 45 |  | Solar | FIXED | Roof
REIPNR-12180 | UNITED SOLAR OVONIC | PVL-144 | 144 | 1078 | 180 | 0 |  | Solar | FIXED | Roof
REIPNR-12181 | SOLYNDRA | SL-002-182U | 200 | 576 | 165 | 0 |  | Solar | 1AXIS | Roof
REIPNR-12182 | SUNPOWER | SPR-315E-WHT-U | 318 | 30 | 180 | 35 |  | Solar | FIXED | Ground
REIPNR-12183 | SUNPOWER | SPR-230-WHT-U | 238 | 12 | 142 | 37 |  | Solar | FIXED | Roof
REIPNR-12184 | SOLARWORLD | SW185MONO | 245 | 40 | 180 | 45 |  | Solar | FIXED | Roof
REIPNR-12186 | SUNPOWER | SPR-225-BLK-U | 225 | 27 | 194 | 23 |  | Solar | FIXED | Roof
REIPNR-12190 | SUNTECH POWER | STP200-18/UB-1 | 205 | 24 | 214.6 | 25 |  | Solar | FIXED | Roof
REIPNR-12192 | SOLARWORLD | SW185MONO | 245 | 39 | 189 | 10 |  | Solar | FIXED | Roof
REIPNR-12193 | SUNTECH POWER | STP210S-18/UB-1 | 205 | 12 | 86.5 | 35 |  | Solar | FIXED | Roof
REIPNR-12193 | SUNTECH POWER | STP200S-18/UB-1 | 205 | 18 | 176.5 | 25 |  | Solar | FIXED | Roof
REIPNR-12195 | SUNTECH POWER | STP200UB | 205 | 39 | 166.5 | 18 |  | Solar | FIXED | Roof
REIPNR-12196 | SOLARWORLD | SW185MONO | 245 | 208 | 193 | 10 |  | Solar | FIXED | Roof
REIPNR-12197 | SOLARWORLD | SW185MONO | 245 | 169 | 163 | 10 |  | Solar | FIXED | Roof
REIPNR-12198 | SOLARWORLD | SW175 MONO | 175 | 60 | 150 | 19 |  | Solar | FIXED | Roof
REIPNR-12198 | SOLARWORLD | SW175 MONO | 175 | 26 | 240 | 19 |  | Solar | FIXED | Roof
REIPNR-12200 | SOLARWORLD | SW185MONO | 245 | 377 | 217 | 10 |  | Solar | FIXED | Roof
REIPNR-12201 | SOLARWORLD | SW185MONO | 245 | 56 | 180 | 35 |  | Solar | FIXED | Ground
REIPNR-12202 | CHANGZHOU TRINA SOLAR ENERGY CO | TSM-185D | 230 | 33 | 162 | 18 |  | Solar | FIXED | Roof
REIPNR-12203 | CHANGZHOU TRINA SOLAR ENERGY CO | TSM-180D | 230 | 22 | 125 | 25 |  | Solar | FIXED | Roof
REIPNR-12204 | SOLARWORLD | SW185MONO | 245 | 286 | 170.4 | 10 |  | Solar | FIXED | Roof
REIPNR-12207 | CHANGZHOU TRINA SOLAR ENERGY CO | TSM-185D | 235 | 96 | 180 | 25 |  | Solar | FIXED | Ground
REIPNR-12208 | CHANGZHOU TRINA SOLAR ENERGY CO | TSM-185D | 235 | 144 | 180 | 25 |  | Solar | FIXED | Ground
SPP001 | UNKNOWN | UNKNOWN | 1588050 | 1 |  |  |  | Solar Inverter
SPP001 | UNKNOWN | TBD | 1588050 | 1 |  |  |  | Solar
SPP006 | UNKNOWN | UNKNOWN | 9720 | 1 |  |  |  | Solar Inverter
SPP006 | UNKNOWN | TBD | 9720 | 1 |  |  |  | Solar
SPP012 | UNKNOWN | UNKNOWN | 21600 | 1 |  |  |  | Solar Inverter
SPP012 | UNKNOWN | TBD | 21600 | 1 |  |  |  | Solar
SPP014 | UNKNOWN | UNKNOWN | 531280 | 1 |  |  |  | Solar Inverter
SPP014 | UNKNOWN | TBD | 531280 | 1 |  |  |  | Solar
SPP017 | UNKNOWN | UNKNOWN | 52800 | 1 |  |  |  | Solar Inverter
SPP017 | UNKNOWN | TBD | 52800 | 1 |  |  |  | Solar
SPP018 | UNKNOWN | UNKNOWN | 105600 | 1 |  |  |  | Solar Inverter
SPP018 | UNKNOWN | TBD | 105600 | 1 |  |  |  | Solar
SPP019 | UNKNOWN | UNKNOWN | 24960 | 1 |  |  |  | Solar Inverter
SPP019 | UNKNOWN | TBD | 24960 | 1 |  |  |  | Solar
SPP025 | UNKNOWN | UNKNOWN | 3060 | 1 |  |  |  | Solar Inverter
SPP025 | UNKNOWN | TBD | 3060 | 1 |  |  |  | Solar
SPP028 | UNKNOWN | UNKNOWN | 126900 | 1 |  |  |  | Solar Inverter
SPP028 | UNKNOWN | TBD | 126900 | 1 |  |  |  | Solar
SPP036 | UNKNOWN | UNKNOWN | 262080 | 1 |  |  |  | Solar Inverter
SPP036 | UNKNOWN | TBD | 262080 | 1 |  |  |  | Solar
SPP049 | UNKNOWN | UNKNOWN | 267840 | 1 |  |  |  | Solar Inverter
SPP049 | UNKNOWN | TBD | 267840 | 1 |  |  |  | Solar
SPP053 | UNKNOWN | UNKNOWN | 371520 | 1 |  |  |  | Solar Inverter
SPP053 | UNKNOWN | TBD | 371520 | 1 |  |  |  | Solar
SPP054 | UNKNOWN | UNKNOWN | 285600 | 1 |  |  |  | Solar Inverter
SPP054 | UNKNOWN | TBD | 285600 | 1 |  |  |  | Solar
SPP059 | UNKNOWN | UNKNOWN | 336600 | 1 |  |  |  | Solar Inverter
SPP059 | UNKNOWN | TBD | 336600 | 1 |  |  |  | Solar
SPP067 | UNKNOWN | UNKNOWN | 276480 | 1 |  |  |  | Solar Inverter
SPP067 | UNKNOWN | TBD | 276480 | 1 |  |  |  | Solar
SPP076 | UNKNOWN | UNKNOWN | 84000 | 1 |  |  |  | Solar Inverter
SPP076 | UNKNOWN | TBD | 84000 | 1 |  |  |  | Solar
SPP077 | UNKNOWN | UNKNOWN | 84000 | 1 |  |  |  | Solar Inverter
SPP077 | UNKNOWN | TBD | 84000 | 1 |  |  |  | Solar
SPP110 | UNKNOWN | UNKNOWN | 7200 | 1 |  |  |  | Solar Inverter
SPP110 | UNKNOWN | TBD | 7200 | 1 |  |  |  | Solar
SPP215 | UNKNOWN | UNKNOWN | 358190 | 1 |  |  |  | Solar Inverter
SPP215 | UNKNOWN | TBD | 358190 | 1 |  |  |  | Solar
SPP226 | EVERGREEN SOLAR | ES-180-RL | 180 | 2448 | 194 | 10 |  | Solar | FIXED | Roof
SPP232 | UNKNOWN | UNKNOWN | 4160 | 1 |  |  |  | Solar Inverter
SPP232 | UNKNOWN | TBD | 4160 | 1 |  |  |  | Solar
SPP237 | UNITED SOLAR OVONIC | PVL-136 | 136 | 80 | 201 | 6 |  | Solar | FIXED | Roof
SPP240 | EVERGREEN SOLAR | ES-190-SL | 190 | 1260 | 196 | 10 |  | Solar | FIXED | Roof
SPP248 | UNKNOWN | UNKNOWN | 1250 | 1 |  |  |  | Solar Inverter
SPP248 | UNKNOWN | TBD | 1250 | 1 |  |  |  | Solar
SPP251 | UNKNOWN | UNKNOWN | 2870 | 1 |  |  |  | Solar Inverter
SPP251 | UNKNOWN | TBD | 2870 | 1 |  |  |  | Solar
SPP252 | UNKNOWN | UNKNOWN | 33000 | 1 |  |  |  | Solar Inverter
SPP252 | UNKNOWN | TBD | 33000 | 1 |  |  |  | Solar
SPP253 | UNKNOWN | UNKNOWN | 3060 | 1 |  |  |  | Solar Inverter
SPP253 | UNKNOWN | TBD | 3060 | 1 |  |  |  | Solar
SPP261 | UNKNOWN | UNKNOWN | 2260 | 1 |  |  |  | Solar Inverter
SPP261 | UNKNOWN | TBD | 2260 | 1 |  |  |  | Solar
SPP262 | UNKNOWN | UNKNOWN | 2050 | 1 |  |  |  | Solar Inverter
SPP262 | UNKNOWN | TBD | 2050 | 1 |  |  |  | Solar
SPP266 | UNKNOWN | UNKNOWN | 5250 | 1 |  |  |  | Solar Inverter
SPP266 | UNKNOWN | TBD | 5250 | 1 |  |  |  | Solar
SPP267 | UNKNOWN | UNKNOWN | 12600 | 1 |  |  |  | Solar Inverter
SPP267 | UNKNOWN | TBD | 12600 | 1 |  |  |  | Solar
SPP268 | UNKNOWN | UNKNOWN | 4670 | 1 |  |  |  | Solar Inverter
SPP268 | UNKNOWN | TBD | 4670 | 1 |  |  |  | Solar
SPP269 | UNKNOWN | UNKNOWN | 3360 | 1 |  |  |  | Solar Inverter
SPP269 | UNKNOWN | TBD | 3360 | 1 |  |  |  | Solar
SPP273 | UNKNOWN | UNKNOWN | 4080 | 1 |  |  |  | Solar Inverter
SPP273 | UNKNOWN | TBD | 4080 | 1 |  |  |  | Solar
SPP274 | UNKNOWN | UNKNOWN | 4080 | 1 |  |  |  | Solar Inverter
SPP274 | UNKNOWN | TBD | 4080 | 1 |  |  |  | Solar
SPP275 | UNKNOWN | UNKNOWN | 18820 | 1 |  |  |  | Solar Inverter
SPP275 | UNKNOWN | TBD | 18820 | 1 |  |  |  | Solar
SPP277 | UNKNOWN | UNKNOWN | 960 | 1 |  |  |  | Solar Inverter
SPP277 | UNKNOWN | TBD | 960 | 1 |  |  |  | Solar
SPP280 | UNKNOWN | UNKNOWN | 3000 | 1 |  |  |  | Solar Inverter
SPP280 | UNKNOWN | TBD | 3000 | 1 |  |  |  | Solar
SPP282 | UNKNOWN | UNKNOWN | 1598960 | 1 |  |  |  | Solar Inverter
SPP282 | UNKNOWN | TBD | 1598960 | 1 |  |  |  | Solar
SPP283 | UNKNOWN | UNKNOWN | 300120 | 1 |  |  |  | Solar Inverter
SPP283 | UNKNOWN | TBD | 300120 | 1 |  |  |  | Solar
SPP284 | UNKNOWN | UNKNOWN | 258640 | 1 |  |  |  | Solar Inverter
SPP284 | UNKNOWN | TBD | 258640 | 1 |  |  |  | Solar
SPP285 | UNKNOWN | UNKNOWN | 517280 | 1 |  |  |  | Solar Inverter
SPP285 | UNKNOWN | TBD | 517280 | 1 |  |  |  | Solar
SPP287 | UNKNOWN | UNKNOWN | 602680 | 1 |  |  |  | Solar Inverter
SPP287 | UNKNOWN | TBD | 602680 | 1 |  |  |  | Solar
SPP288 | UNKNOWN | UNKNOWN | 273280 | 1 |  |  |  | Solar Inverter
SPP288 | UNKNOWN | TBD | 273280 | 1 |  |  |  | Solar
SPP289 | UNKNOWN | UNKNOWN | 4600 | 1 |  |  |  | Solar Inverter
SPP289 | UNKNOWN | TBD | 4600 | 1 |  |  |  | Solar
SPP290 | UNKNOWN | UNKNOWN | 8550 | 1 |  |  |  | Solar Inverter
SPP290 | UNKNOWN | TBD | 8550 | 1 |  |  |  | Solar
SPP292 | UNKNOWN | UNKNOWN | 3780 | 1 |  |  |  | Solar Inverter
SPP292 | UNKNOWN | TBD | 3780 | 1 |  |  |  | Solar
SPP293 | UNKNOWN | UNKNOWN | 19350 | 1 |  |  |  | Solar Inverter
SPP293 | UNKNOWN | TBD | 19350 | 1 |  |  |  | Solar
SPP301 | UNKNOWN | UNKNOWN | 174960 | 1 |  |  |  | Solar Inverter
SPP301 | UNKNOWN | TBD | 174960 | 1 |  |  |  | Solar
SPP302 | UNKNOWN | UNKNOWN | 3440 | 1 |  |  |  | Solar Inverter
SPP302 | UNKNOWN | TBD | 3440 | 1 |  |  |  | Solar
SPP305 | UNKNOWN | UNKNOWN | 25920 | 1 |  |  |  | Solar Inverter
SPP305 | UNKNOWN | TBD | 25920 | 1 |  |  |  | Solar
SPP306 | SUNPOWER | SPR-230-WHT-U | 230 | 88 | 160 | 25 |  | Solar | FIXED | Roof
SPP307 | UNKNOWN | UNKNOWN | 31200 | 1 |  |  |  | Solar Inverter
SPP307 | UNKNOWN | TBD | 31200 | 1 |  |  |  | Solar
SPP308 | UNKNOWN | UNKNOWN | 281260 | 1 |  |  |  | Solar Inverter
SPP308 | UNKNOWN | TBD | 281260 | 1 |  |  |  | Solar
SPP310 | UNKNOWN | UNKNOWN | 602700 | 1 |  |  |  | Solar Inverter
SPP310 | UNKNOWN | TBD | 602700 | 1 |  |  |  | Solar
SPP311 | UNKNOWN | UNKNOWN | 1920 | 1 |  |  |  | Solar Inverter
SPP311 | UNKNOWN | TBD | 1920 | 1 |  |  |  | Solar
SPP312 | UNKNOWN | UNKNOWN | 325680 | 1 |  |  |  | Solar Inverter
SPP312 | UNKNOWN | TBD | 325680 | 1 |  |  |  | Solar
SPP313 | SOLON AG FUER SOLARTECHNIK | P220/6+/01 220WP | 220 | 12 | 183 | 25 |  | Solar | FIXED | Roof
SPP314 | SHARP | ND-224U1F | 224 | 20 | 176 | 35 |  | Solar | FIXED | Roof
SPP314 | SHARP | ND-224U1F | 224 | 20 | 258 | 35 |  | Solar | FIXED | Roof
SPP315 | UNKNOWN | UNKNOWN | 97000 | 1 |  |  |  | Solar Inverter
SPP315 | UNKNOWN | TBD | 97000 | 1 |  |  |  | Solar
SPP316 | UNKNOWN | UNKNOWN | 45400 | 1 |  |  |  | Solar Inverter
SPP316 | UNKNOWN | TBD | 45400 | 1 |  |  |  | Solar
SPP317 | UNKNOWN | UNKNOWN | 42240 | 1 |  |  |  | Solar Inverter
SPP317 | UNKNOWN | TBD | 42240 | 1 |  |  |  | Solar
SPP318 | EVERGREEN SOLAR | ES-190-SL | 190 | 960 | 149 | 10 |  | Solar | FIXED | Roof
SPP319 | UNKNOWN | UNKNOWN | 176800 | 1 |  |  |  | Solar Inverter
SPP319 | UNKNOWN | TBD | 176800 | 1 |  |  |  | Solar
SPP320 | UNKNOWN | UNKNOWN | 221200 | 1 |  |  |  | Solar Inverter
SPP320 | UNKNOWN | TBD | 221200 | 1 |  |  |  | Solar
SPP322 | UNKNOWN | UNKNOWN | 110660 | 1 |  |  |  | Solar Inverter
SPP322 | UNKNOWN | TBD | 110660 | 1 |  |  |  | Solar
SPP323 | UNKNOWN | UNKNOWN | 62700 | 1 |  |  |  | Solar Inverter
SPP323 | UNKNOWN | TBD | 62700 | 1 |  |  |  | Solar
SPP324 | UNKNOWN | UNKNOWN | 2870 | 1 |  |  |  | Solar Inverter
SPP324 | UNKNOWN | TBD | 2870 | 1 |  |  |  | Solar
SPP325 | UNKNOWN | UNKNOWN | 8060 | 1 |  |  |  | Solar Inverter
SPP325 | UNKNOWN | TBD | 8060 | 1 |  |  |  | Solar
SPP327 | SUNTECH POWER | STP175S-24/AB-1 | 175 | 1320 | 180 | 0 |  | Solar | FIXED | Roof
SPP328 | UNKNOWN | UNKNOWN | 412390 | 1 |  |  |  | Solar Inverter
SPP328 | UNKNOWN | TBD | 412390 | 1 |  |  |  | Solar
SPP329 | UNKNOWN | UNKNOWN | 20000 | 1 |  |  |  | Solar Inverter
SPP329 | UNKNOWN | TBD | 20000 | 1 |  |  |  | Solar
SPP330 | UNKNOWN | UNKNOWN | 38640 | 1 |  |  |  | Solar Inverter
SPP330 | UNKNOWN | TBD | 38640 | 1 |  |  |  | Solar
SPP331 | UNKNOWN | UNKNOWN | 100980 | 1 |  |  |  | Solar Inverter
SPP331 | UNKNOWN | TBD | 100980 | 1 |  |  |  | Solar
SPP332 | UNKNOWN | UNKNOWN | 503010 | 1 |  |  |  | Solar Inverter
SPP332 | UNKNOWN | TBD | 503010 | 1 |  |  |  | Solar
SPP333 | SCHOTT SOLAR | SAPC-170 | 170 | 12 | 223 | 46 |  | Solar | FIXED | Roof
SPP335 | EVERGREEN SOLAR | ES-190-SL | 190 | 1536 | 180 | 10 |  | Solar | FIXED | Roof
SPP337 | SHARP | ND-224U1F | 224 | 1372 | 204 | 10 |  | Solar | FIXED | Roof
SPP338 | UNKNOWN | UNKNOWN | 123900 | 1 |  |  |  | Solar Inverter
SPP338 | UNKNOWN | TBD | 123900 | 1 |  |  |  | Solar
SPP340 | SCHOTT SOLAR | SAPC-165 | 165 | 44 | 135 | 35 |  | Solar | FIXED | Roof
SPP341 | UNKNOWN | UNKNOWN | 633600 | 1 |  |  |  | Solar Inverter
SPP341 | UNKNOWN | TBD | 633600 | 1 |  |  |  | Solar
SPP342 | DAY4 ENERGY | DAY4 48MC 170 | 170 | 544 | 192 | 15 |  | Solar | FIXED | Roof
SPP343 | UNKNOWN | UNKNOWN | 100100 | 1 |  |  |  | Solar Inverter
SPP343 | UNKNOWN | TBD | 100100 | 1 |  |  |  | Solar
SPP344 | FIRST SOLAR | FS-272 | 72.5 | 474 | 180 | 0 |  | Solar | FIXED | Roof
SPP344 | FIRST SOLAR | FS-272 | 72.5 | 864 | 180 | 0 |  | Solar | FIXED | Roof
SPP344 | UNKNOWN | 175 | 72.5 | 2244 | 180 | 0 |  | Solar | FIXED | Roof
SPP344 | UNKNOWN | 175 | 72.5 | 2982 | 180 | 0 |  | Solar | FIXED | Roof
SPP344 | UNKNOWN | 175 | 72.5 | 3744 | 180 | 0 |  | Solar | FIXED | Roof
SPP344 | UNKNOWN | 175 | 72.5 | 4392 | 180 | 0 |  | Solar | FIXED | Roof
SPP344 | UNKNOWN | 175 | 72.5 | 8064 | 180 | 0 |  | Solar | FIXED | Roof
SPP345 | UNKNOWN | UNKNOWN | 371490 | 1 |  |  |  | Solar Inverter
SPP345 | UNKNOWN | TBD | 371490 | 1 |  |  |  | Solar
SPP346 | UNKNOWN | UNKNOWN | 5000 | 1 |  |  |  | Solar Inverter
SPP346 | UNKNOWN | TBD | 5000 | 1 |  |  |  | Solar
SPP347 | UNKNOWN | UNKNOWN | 53000 | 1 |  |  |  | Solar Inverter
SPP347 | UNKNOWN | TBD | 53000 | 1 |  |  |  | Solar
SPP348 | UNKNOWN | UNKNOWN | 20000 | 1 |  |  |  | Solar Inverter
SPP348 | UNKNOWN | TBD | 20000 | 1 |  |  |  | Solar
SPP349 | SHARP | ND-216U1F | 216 | 1225 | 146 | 12.5 |  | Solar | FIXED | Roof
SPP350 | UNKNOWN | UNKNOWN | 160270 | 1 |  |  |  | Solar Inverter
SPP350 | UNKNOWN | TBD | 160270 | 1 |  |  |  | Solar
SPP351 | UNKNOWN | UNKNOWN | 8190 | 1 |  |  |  | Solar Inverter
SPP351 | UNKNOWN | TBD | 8190 | 1 |  |  |  | Solar
SPP353 | UNKNOWN | UNKNOWN | 19800 | 1 |  |  |  | Solar Inverter
SPP353 | UNKNOWN | TBD | 19800 | 1 |  |  |  | Solar
SPP354 | SHARP | ND-216U1F | 216 | 130 | 125 | 27 |  | Solar | FIXED | Roof
SPP354 | SHARP | ND-216U1F | 216 | 104 | 215 | 27 |  | Solar | FIXED | Roof
SPP355 | SHARP | ND-216U1F | 216 | 476 | 145 | 10 |  | Solar | FIXED | Roof
SPP356 | SHARP | ND-216U1F | 216 | 1008 | 225 | 13 |  | Solar | FIXED | Roof
SPP357 | SHARP | ND-216U1F | 216 | 322 | 163 | 13 |  | Solar | FIXED | Pole
SPP358 | UNKNOWN | UNKNOWN | 14200 | 1 |  |  |  | Solar Inverter
SPP358 | UNKNOWN | TBD | 14200 | 1 |  |  |  | Solar
SPP360 | UNKNOWN | UNKNOWN | 150000 | 1 |  |  |  | Solar Inverter
SPP360 | UNKNOWN | TBD | 150000 | 1 |  |  |  | Solar
SPP361 | UNKNOWN | UNKNOWN | 193400 | 1 |  |  |  | Solar Inverter
SPP361 | UNKNOWN | TBD | 193400 | 1 |  |  |  | Solar
SPP363 | SUNPOWER | SPR-230-WHT-U | 230 | 90 | 180 | 10 |  | Solar | FIXED | Roof
SPP364 | UNKNOWN | UNKNOWN | 675560 | 1 |  |  |  | Solar Inverter
SPP364 | UNKNOWN | TBD | 675560 | 1 |  |  |  | Solar
SPP365 | UNKNOWN | UNKNOWN | 1268820 | 1 |  |  |  | Solar Inverter
SPP365 | UNKNOWN | TBD | 1268820 | 1 |  |  |  | Solar
SPP366 | UNKNOWN | UNKNOWN | 496770 | 1 |  |  |  | Solar Inverter
SPP366 | UNKNOWN | TBD | 496770 | 1 |  |  |  | Solar
SPP367 | UNKNOWN | UNKNOWN | 4000 | 1 |  |  |  | Solar Inverter
SPP367 | UNKNOWN | TBD | 4000 | 1 |  |  |  | Solar
SPP368 | UNKNOWN | UNKNOWN | 9100 | 1 |  |  |  | Solar Inverter
SPP368 | UNKNOWN | TBD | 9100 | 1 |  |  |  | Solar
SPP369 | NINGBO SOLAR ELECTRIC POWER | TDB125X125-72-P 150W | 170 | 1760 | 187 | 10 |  | Solar | FIXED | Roof
SPP369 | NINGBO SOLAR ELECTRIC POWER | TDB125X125-72-P 150W | 170 | 4125 | 222 | 10 |  | Solar | FIXED | Roof
SPP378 | UNKNOWN | UNKNOWN | 8400 | 1 |  |  |  | Solar Inverter
SPP378 | UNKNOWN | TBD | 8400 | 1 |  |  |  | Solar
SPP382 | UNKNOWN | UNKNOWN | 420970 | 1 |  |  |  | Solar Inverter
SPP382 | UNKNOWN | TBD | 420970 | 1 |  |  |  | Solar
SPP385 | SUNPOWER | SPR-230-WHT-U | 230 | 5104 | 227 | 1.8 |  | Solar | FIXED | Roof
SRP01001 | SUNTECH POWER | STP210-18/UB-1 | 205 | 770 | 180 | 10 |  | Solar | FIXED | Roof
SRP01002 | ASTROPOWER | APX-140-MNB | 230 | 468 | 137 | 10 |  | Solar | FIXED | Roof
SRP01003 | SOLAR POWER (SPI) | SP205FP12 | 225 | 156 | 203 | 10 |  | Solar | FIXED | Roof
SRP01003 | SOLAR POWER (SPI) | SP205FP12 | 235 | 546 | 203 | 10 |  | Solar | FIXED | Roof
SRP01004 | CHANGZHOU TRINA SOLAR ENERGY CO | TSM-185D | 230 | 1248 | 177 | 10 |  | Solar | FIXED | Roof
SRP01005 | ASTROPOWER | AP-100 | 230 | 261 | 174 | 10 |  | Solar | FIXED | Roof
SRP01006 | CHANGZHOU TRINA SOLAR ENERGY CO | TSM-185D | 230 | 455 | 219 | 10 |  | Solar | FIXED | Roof
SRP01006 | CHANGZHOU TRINA SOLAR ENERGY CO | TSM-185D | 230 | 455 | 219 | 10 |  | Solar | FIXED | Roof
SRP01007 | SOLARWORLD | SW185MONO | 260 | 135 | 127 | 16 |  | Solar | FIXED | Roof
SRP01008 | SOLARWORLD | SW185MONO | 260 | 44 | 127 | 18 |  | Solar | FIXED | Roof
SRP01008 | SOLARWORLD | SW185MONO | 260 | 24 | 217 | 15 |  | Solar | FIXED | Roof
SRP01009 | CHANGZHOU TRINA SOLAR ENERGY CO | TSM-160D | 235 | 12 | 205 | 10 |  | Solar | FIXED | Roof
SRP01009 | CHANGZHOU TRINA SOLAR ENERGY CO | TSM-185D | 235 | 8 | 205 | 25 |  | Solar | FIXED | Roof
SRP01010 | CHANGZHOU TRINA SOLAR ENERGY CO | TSM-160D | 230 | 52 | 170 | 30 |  | Solar | FIXED | Ground
SRP01011 | SUNTECH POWER | STP200UB | 205 | 60 | 156 | 40 |  | Solar | FIXED | Roof
SRP01012 | SCHOTT SOLAR | ASE-250DGF/17 | 220 | 1313 | 185 | 7 |  | Solar | FIXED | Roof
SRP01013 | SOLARWORLD | SW185MONO | 245 | 1736 | 195 | 10 |  | Solar | FIXED | Roof
SRP01014 | SOLARWORLD | SW185MONO | 245 | 1190 | 195 | 10 |  | Solar | FIXED | Roof
SRP01015 | ET SOLAR INDUSTRY | ET-P672230 | 230 | 70 | 202 | 18 |  | Solar | FIXED | Roof
SRP01016 | ET SOLAR INDUSTRY | ET-P672230 | 230 | 42 | 202 | 18 |  | Solar | FIXED | Roof
SRP01017 | ET SOLAR INDUSTRY | ET-P672230 | 230 | 56 | 154 | 15 |  | Solar | FIXED | Ground
SRP01018 | CHANGZHOU TRINA SOLAR ENERGY CO | TSM-185D | 220 | 168 | 223 | 10 |  | Solar | FIXED | Roof
SRP01018 | CHANGZHOU TRINA SOLAR ENERGY CO | TSM-185D | 225 | 406 | 223 | 10 |  | Solar | FIXED | Roof
SRP01018 | CHANGZHOU TRINA SOLAR ENERGY CO | TSM-185D | 230 | 194 | 223 | 10 |  | Solar | FIXED | Roof
SRP01018 | CHANGZHOU TRINA SOLAR ENERGY CO | TSM-185D | 240 | 480 | 223 | 10 |  | Solar | FIXED | Roof
SRP01019 | SOLARWORLD | SW185MONO | 240 | 8333 | 147 | 10 |  | Solar | FIXED | Roof
SRP01020 | CONERGY AG | S 175MU | 235 | 45 | 211 | 30 |  | Solar | FIXED | Roof
SRP01021 | SUNPOWER | SPR-315E-WHT-U | 318 | 35 | 150 | 32 |  | Solar | FIXED | Roof
SRP01022 | SUNPOWER | SPR-225-BLK-U | 225 | 32 | 180 | 38 |  | Solar | FIXED | Roof
SRP01023 | SOLARWORLD | SW185MONO | 245 | 504 | 190 | 10 |  | Solar | FIXED | Roof
SRP01026 | ET SOLAR INDUSTRY | ET-P672230 | 230 | 56 | 154 | 15 |  | Solar | FIXED | Ground
SRP01027 | ET SOLAR INDUSTRY | ET-P672230 | 230 | 70 | 154 | 15 |  | Solar | FIXED | Ground
SRP01028 | SUNTECH POWER | STP210-18/UB-1 | 245 | 30 | 95 | 34 |  | Solar | FIXED | Roof
SRP01028 | SUNTECH POWER | STP210-18/UB-1 | 245 | 12 | 95 | 44 |  | Solar | FIXED | Roof
SRP01028 | SUNTECH POWER | STP210-18/UB-1 | 245 | 6 | 185 | 34 |  | Solar | FIXED | Roof
SRP01029 | SUNTECH POWER | STP210-18/UB-1 | 225 | 25 | 194 | 27 |  | Solar | FIXED | Roof
SRP01030 | SUNTECH POWER | STP210-18/UB-1 | 210 | 28 | 199 | 27 |  | Solar | FIXED | Roof
SRP01031 | ET SOLAR INDUSTRY | ET-P672230 | 230 | 84 | 154 | 15 |  | Solar | FIXED | Ground
SRP01032 | CHANGZHOU TRINA SOLAR ENERGY CO | TSM-185D | 235 | 42 | 152 | 8 |  | Solar | FIXED | Roof
SRP01033 | ET SOLAR INDUSTRY | ET-P672230 | 230 | 26 | 154 | 15 |  | Solar | FIXED | Ground
SRP01034 | ET SOLAR INDUSTRY | ET-P672230 | 230 | 28 | 154 | 15 |  | Solar | FIXED | Ground
SRP01035 | ET SOLAR INDUSTRY | ET-P672230 | 230 | 56 | 154 | 15 |  | Solar | FIXED | Ground
SRP01036 | SOLARWORLD | SW145 MONO | 245 | 3 | 140 | 5 |  | Solar | FIXED | Roof
SRP01036 | SOLARWORLD | SW145 MONO/P | 245 | 14 | 230 | 5 |  | Solar | FIXED | Roof
SRP01036 | SOLARWORLD | SW145 MONO | 245 | 8 | 230 | 12 |  | Solar | FIXED | Roof
SRP01037 | ET SOLAR INDUSTRY | ET-P672230 | 230 | 28 | 154 | 15 |  | Solar | FIXED | Ground
SRP01038 | ET SOLAR INDUSTRY | ET-P672230 | 230 | 70 | 154 | 15 |  | Solar | FIXED | Ground
SRP01039 | ET SOLAR INDUSTRY | ET-P672230 | 230 | 28 | 154 | 15 |  | Solar | FIXED | Ground
SRP01040 | ET SOLAR INDUSTRY | ET-P672230 | 230 | 28 | 154 | 15 |  | Solar | FIXED | Ground
SRP01041 | SOLARWORLD | SW185MONO | 245 | 14 | 206 | 15 |  | Solar | FIXED | Roof
SRP01041 | SOLARWORLD | SW185MONO | 245 | 21 | 206 | 22 |  | Solar | FIXED | Roof
SRP01042 | ET SOLAR INDUSTRY | ET-P672230 | 230 | 70 | 154 | 15 |  | Solar | FIXED | Ground
SRP01043 | SHARP | ND-224U2 | 224 | 35 | 138 | 23 |  | Solar | FIXED | Roof
SRP01043 | SHARP | ND-224U1F | 224 | 9 | 228 | 23 |  | Solar | FIXED | Roof
SRP01044 | SUNPOWER |  | 238 | 660 | 287 | 18 |  | Solar | FIXED | Roof
SRP01045 | CHANGZHOU TRINA SOLAR ENERGY CO | TSM-185D | 235 | 24 | 258.2 | 45 |  | Solar | FIXED | Roof
SRP01046 | BP SOLAR | BP3125S | 215 | 20 | 216 | 25 |  | Solar | FIXED | Roof
SRP01047 | BP SOLAR | SX3195B | 195 | 39 | 217 | 25 |  | Solar | FIXED | Roof
SRP01050 | SUNPOWER | SPR-225-BLK-U | 228 | 12 | 165 | 30 |  | Solar | FIXED | Roof
SRP01050 | SUNPOWER |  | 228 | 22 | 255 | 30 |  | Solar | FIXED | Roof
SRP01051 | CHANGZHOU TRINA SOLAR ENERGY CO | TSM-185D | 230 | 32 | 131 | 28 |  | Solar | FIXED | Roof
SRP01052 | SOLON AG FUER SOLARTECHNIK | P220/6+/01 230WP | 235 | 72 | 15 | 5 |  | Solar | FIXED | Roof
SRP01052 | SOLON AG FUER SOLARTECHNIK | P220/6+/01 230WP | 235 | 168 | 195 | 5 |  | Solar | FIXED | Roof
SRP01053 | SUNTECH POWER | STP180-24/AB-1 | 185 | 46 | 196 | 30 |  | Solar | FIXED | Roof
SRP01054 | BP SOLAR | BP3125S | 215 | 12 | 176 | 33 |  | Solar | FIXED | Roof
SRP01054 | BP SOLAR | BP3125S | 215 | 11 | 176 | 36 |  | Solar | FIXED | Roof
SRP01055 | SUNTECH POWER | STP210S-18/UB-1 | 240 | 3458 | 146 | 5 |  | Solar | FIXED | Roof
SRP01057 | CHANGZHOU TRINA SOLAR ENERGY CO | TSM-185D | 230 | 20 | 188 | 18 |  | Solar | FIXED | Roof
SRP01059 | CHANGZHOU TRINA SOLAR ENERGY CO | TSM-185D | 235 | 18 | 100 | 18 |  | Solar | FIXED | Roof
SRP01060 | CHANGZHOU TRINA SOLAR ENERGY CO | TSM-185D | 230 | 40 | 204 | 24 |  | Solar | FIXED | Roof
SRP01062 | SHARP | ND-208UC1 | 208 | 22 | 141 | 40 |  | Solar | FIXED | Roof
SRP01063 | CHANGZHOU TRINA SOLAR ENERGY CO | TSM-185D | 230 | 24 | 96 | 30 |  | Solar | FIXED | Roof
SRP01063 | SUNPOWER | SPR-230-WHT-U | 230 | 20 | 180 | 30 |  | Solar | FIXED | Roof
SRP01064 | ET SOLAR INDUSTRY | ET-P672275 | 275 | 14 | 244 | 5 |  | Solar | FIXED | Roof
SRP01064 | ET SOLAR INDUSTRY | ET-P672275 | 275 | 22 | 244 | 20 |  | Solar | FIXED | Roof
SRP01065 | CANADIAN SOLAR | CS5P-230 | 230 | 117 | 145 | 30 |  | Solar | FIXED | Ground
SRP01066 | SUNPOWER | SPR-230-WHT-U | 230 | 40 | 160 | 30 |  | Solar | FIXED | Roof
SRP01067 | SOLARWORLD | SW185MONO | 240 | 5252 | 181 | 10 |  | Solar | FIXED | Roof
SRP01068 | SUNTECH POWER | STP21018 | 205 | 30 | 221 | 5 |  | Solar | FIXED | Roof
SRP01069 | CHANGZHOU TRINA SOLAR ENERGY CO | TSM-185D | 230 | 35 | 172 | 31 |  | Solar | FIXED | Roof
SRP01070 | SUNTECH POWER | STP180S-24/AB-1 | 185 | 41 | 131 | 32 |  | Solar | FIXED | Roof
SRP01070 | SUNTECH POWER | STP180S-24/AB-1 | 185 | 40 | 221 | 22 |  | Solar | FIXED | Roof
SRP01072 | SUNTECH POWER | STP200-18/UB-1 | 205 | 30 | 249.1 | 30 |  | Solar | FIXED | Roof
SRP01073 | SUNTECH POWER | STP200UB | 205 | 78 | 167 | 30 |  | Solar | FIXED | Ground
SRP01074 | SUNTECH POWER | STP200UB | 205 | 22 | 155.4 | 20 |  | Solar | FIXED | Roof
SRP01075 | SUNTECH POWER | STP21018 | 205 | 18 | 198.4 | 33 |  | Solar | FIXED | Roof
SRP01076 | SUNTECH POWER | STP200UB | 205 | 44 | 138.7 | 32 |  | Solar | FIXED | Roof
SRP01077 | MATRIX SOLAR/PHOTOWATT | PW1000-105 | 240 | 14 | 139 | 27 |  | Solar | FIXED | Roof
SRP01077 | MATRIX SOLAR/PHOTOWATT | PW1000-105 | 240 | 41 | 229 | 19 |  | Solar | FIXED | Roof
SRP01078 | CEEG (SHANGHAI) SOLAR SCIENCE AND TECHNOLOGY CO | SST 175-72M | 275 | 18 | 218 | 30 |  | Solar | FIXED | Roof
SRP01079 | ET SOLAR INDUSTRY | ET-P672275 | 275 | 20 | 193 | 35 |  | Solar | FIXED | Roof
SRP01080 | SANYO ELECTRIC | HIP-205BA5 | 220 | 16 | 267 | 32 |  | Solar | FIXED | Roof
SRP01080 | SANYO ELECTRIC | HIP-205BA5 | 220 | 27 | 267 | 37 |  | Solar | FIXED | Roof
SRP01081 | ET SOLAR INDUSTRY | ET-P672275 | 275 | 22 | 265 | 28 |  | Solar | FIXED | Roof
SRP01082 | REC SCANMODULE | SCM230 | 235 | 378 | 130 | 20 |  | Solar | FIXED | Roof
SRP01083 | BP SOLAR | SX3200B | 215 | 12 | 206 | 36 |  | Solar | FIXED | Roof
SRP01084 | SUNPOWER | SPR-230-WHT-U | 230 | 13 | 97 | 38 |  | Solar | FIXED | Roof
SRP01084 | SUNPOWER | SPR-230-WHT-U | 230 | 19 | 187 | 28 |  | Solar | FIXED | Roof
SRP01085 | ET SOLAR INDUSTRY | ET-P672275 | 275 | 36 | 180 | 30 |  | Solar | FIXED | Roof
SRP01087 | CHANGZHOU TRINA SOLAR ENERGY CO | TSM-185D | 230 | 40 | 180 | 30 |  | Solar | FIXED | Ground
SRP01089 | SUNPOWER | SPR-315E-WHT-U | 318 | 728 | 83 | 14 |  | Solar | FIXED | Roof
SRP01089 | SUNPOWER | SPR-315E-WHT-U | 318 | 728 | 263 | 14 |  | Solar | FIXED | Roof
SRP01090 | CHANGZHOU TRINA SOLAR ENERGY CO | TSM-185D | 235 | 12 | 220 | 22 |  | Solar | FIXED | Roof
SRP01090 | CHANGZHOU TRINA SOLAR ENERGY CO | TSM-185D | 235 | 12 | 220 | 33 |  | Solar | FIXED | Roof
SRP01091 | SUNPOWER | SPR-225-BLK-U | 225 | 36 | 152 | 35 |  | Solar | FIXED | Roof
SRP01093 | CANADIAN SOLAR | CS6P-230 | 385 | 14 | 199 | 33 |  | Solar | FIXED | Roof
SRP01093 | CANADIAN SOLAR | CS6P-230 | 385 | 12 | 219 | 33 |  | Solar | FIXED | Roof
SRP01094 | BP SOLAR | BP3170N | 230 | 45 | 122 | 22 |  | Solar | FIXED | Roof
SRP01094 | BP SOLAR | BP3140S | 230 | 21 | 180 | 35 |  | Solar | FIXED | Roof
SRP01095 | SHARP | ND-224U2 | 235 | 72 | 180 | 10 |  | Solar | FIXED | Roof
SRP01096 | SUNPOWER | SPR-225-BLK-U | 225 | 20 | 129 | 43 |  | Solar | FIXED | Roof
SRP01096 | SUNPOWER | SPR-225-BLK-U | 225 | 20 | 219 | 43 |  | Solar | FIXED | Roof
SRP01097 | SUNTECH POWER | STP180S-24/AB-1 | 185 | 42 | 117 | 9 |  | Solar | FIXED | Roof
SRP01098 | REC SCANMODULE | SCM230 | 230 | 6 | 213 | 7 |  | Solar | FIXED | Roof
SRP01098 | REC SCANMODULE | SCM230 | 230 | 16 | 213 | 34 |  | Solar | FIXED | Roof
SRP01099 | SOLARWORLD | SW185MONO | 245 | 63 | 180 | 20 |  | Solar | FIXED | Ground
SRP01100 | SUNPOWER CORP (ORIGINAL MFRFRONIUS) | SPR-3300F-208 | 230 | 48 | 202 | 22 |  | Solar | FIXED | Roof
SRP01101 | CHANGZHOU TRINA SOLAR ENERGY CO | TSM-185D | 235 | 20 | 215 | 20 |  | Solar | FIXED | Roof
SRP01102 | SUNPOWER | SPR-230-WHT-U | 230 | 10 | 103 | 21 |  | Solar | FIXED | Roof
SRP01102 | SUNPOWER | SPR-230-WHT-U | 230 | 23 | 193 | 22 |  | Solar | FIXED | Roof
SRP01103 | SUNPOWER | SPR-225-BLK-U | 225 | 34 | 153 | 34 |  | Solar | FIXED | Roof
SRP01104 | SUNPOWER | SPR-225-BLK-U | 225 | 30 | 235 | 21 |  | Solar | FIXED | Roof
SRP01105 | SANYO ELECTRIC | HIP-205BA5 | 220 | 24 | 152 | 30 |  | Solar | FIXED | Roof
SRP01106 | SCHOTT SOLAR | ASE-250DGF/50-230 | 230 | 742 | 210 | 5 |  | Solar | FIXED | Roof
SRP01107 | SUNTECH POWER | STP180S-24/AB-1 | 185 | 51 | 160 | 18 |  | Solar | FIXED | Roof
SRP01107 | SUNTECH POWER | STP190-18/UB-1 | 185 | 20 | 245 | 18 |  | Solar | FIXED | Roof
SRP01108 | SCHOTT SOLAR | ASE-250DGF/50-230 | 230 | 1148 | 185 | 5 |  | Solar | FIXED | Roof
SRP01109 | CHANGZHOU TRINA SOLAR ENERGY CO | TSM-185D | 235 | 90 | 129.2 | 19 |  | Solar | FIXED | Roof
SRP01109 | CHANGZHOU TRINA SOLAR ENERGY CO | TSM-185D | 235 | 70 | 219.2 | 19 |  | Solar | FIXED | Roof
SRP01110 | SUNTECH POWER | STP180S-24/AB-1 | 185 | 34 | 127 | 16 |  | Solar | FIXED | Roof
SRP01110 | SUNTECH POWER | STP180S-24/AB-1 | 185 | 12 | 215 | 16 |  | Solar | FIXED | Roof
SRP01111 | ET SOLAR INDUSTRY | ET-P672275 | 275 | 24 | 111 | 27 |  | Solar | FIXED | Roof
SRP01112 | ET SOLAR INDUSTRY | ET-P672230 | 235 | 33 | 210 | 22 |  | Solar | FIXED | Roof
SRP01114 | ET SOLAR INDUSTRY | ET-P672230 | 230 | 39 | 143 | 37 |  | Solar | FIXED | Roof
SRP01115 | SUNPOWER | SPR-225-BLK-U | 225 | 20 | 252 | 30 |  | Solar | FIXED | Roof
SRP01116 | SUNTECH POWER | STP210-18/UB-1 | 210 | 21 | 183 | 39 |  | Solar | FIXED | Roof
SRP01117 | SUNTECH POWER | STP210S-18/UB-1 | 270 | 1100 | 190 | 10 |  | Solar | FIXED | Roof
SRP01118 | CHANGZHOU TRINA SOLAR ENERGY CO | TSM-185D | 230 | 104 | 97 | 2 |  | Solar | FIXED | Roof
SRP01119 | CHANGZHOU TRINA SOLAR ENERGY CO | TSM-185D | 230 | 52 | 97 | 2 |  | Solar | FIXED | Roof
SRP01119 | CHANGZHOU TRINA SOLAR ENERGY CO | TSM-185D | 230 | 52 | 277 | 2 |  | Solar | FIXED | Roof
SRP01120 | NINGBO SOLAR ELECTRIC POWER | TDB125X125-72-P 175W | 230 | 575 | 205 | 15 |  | Solar | FIXED | Roof
SRP01123 | CHANGZHOU TRINA SOLAR ENERGY CO | TSM-185D | 235 | 42 | 179 | 20 |  | Solar | FIXED | Roof
SRP01124 | CHANGZHOU TRINA SOLAR ENERGY CO | TSM-185D | 235 | 44 | 180 | 30 |  | Solar | FIXED | Ground
SRP01126 | SUNPOWER CORP (ORIGINAL MFRFRONIUS) | SPR-3300F-208 | 320 | 6240 | 207 | 5 |  | Solar | FIXED | Roof
SRP01127 | SOLARWORLD | SW185MONO | 245 | 588 | 212 | 10 |  | Solar | FIXED | Roof
SRP01129 | SOLARWORLD | SW185MONO | 245 | 1232 | 212 | 10 |  | Solar | FIXED | Roof
SRP01130 | SUNTECH POWER | STP200UB | 235 | 42 | 281 | 25 |  | Solar | FIXED | Roof
SRP01131 | CANADIAN SOLAR | CS6P-230 | 230 | 56 | 136 | 0 |  | Solar | FIXED | Roof
SRP01131 | CANADIAN SOLAR | CS6P-230 | 230 | 64 | 136 | 5 |  | Solar | FIXED | Roof
SRP01132 | SUNTECH POWER | STP200UB | 205 | 28 | 270.6 | 30 |  | Solar | FIXED | Roof
SRP01133 | CHANGZHOU TRINA SOLAR ENERGY CO | TSM-185D | 235 | 42 | 228 | 20 |  | Solar | FIXED | Roof
SRP01134 | CHANGZHOU TRINA SOLAR ENERGY CO | TSM-185D | 235 | 948 | 182 | 10 |  | Solar | FIXED | Roof
SRP01135 | SUNTECH POWER | STP200UB | 205 | 244 | 127.5 | 4 |  | Solar | FIXED | Roof
SRP01136 | CHANGZHOU TRINA SOLAR ENERGY CO | TSM-185D | 235 | 14 | 114 | 25 |  | Solar | FIXED | Roof
SRP01136 | CHANGZHOU TRINA SOLAR ENERGY CO | TSM-185D | 235 | 14 | 114 | 25 |  | Solar | FIXED | Roof
SRP01137 | CHANGZHOU TRINA SOLAR ENERGY CO | TSM-185D | 235 | 40 | 114 | 25 |  | Solar | FIXED | Roof
SRP01138 | CHANGZHOU TRINA SOLAR ENERGY CO | TSM-185D | 235 | 28 | 114 | 25 |  | Solar | FIXED | Roof
SRP01139 | SOLON AG FUER SOLARTECHNIK | P220/6+/01 230WP | 235 | 26 | 148.5 | 42.5 |  | Solar | FIXED | Roof
SRP01139 | SOLON AG FUER SOLARTECHNIK | P220/6+/01 200WP | 235 | 34 | 238.5 | 42.5 |  | Solar | FIXED | Roof
SRP01140 | CHANGZHOU TRINA SOLAR ENERGY CO | TSM-185D | 235 | 24 | 180 | 10 |  | Solar | FIXED | Roof
SRP01140 | CHANGZHOU TRINA SOLAR ENERGY CO | TSM-185D | 235 | 11 | 268.3 | 25 |  | Solar | FIXED | Roof
SRP01140 | CHANGZHOU TRINA SOLAR ENERGY CO | TSM-185D | 235 | 10 | 268.3 | 30 |  | Solar | FIXED | Roof
SRP01141 | CHANGZHOU TRINA SOLAR ENERGY CO | TSM-185D | 235 | 44 | 162.5 | 18 |  | Solar | FIXED | Roof
SRP01142 | SUNPOWER | SPR-225-BLK-U | 225 | 44 | 193 | 36 |  | Solar | FIXED | Roof
SRP01143 | SUNTECH POWER | STP21018 | 205 | 28 | 245 | 25 |  | Solar | FIXED | Roof
SRP01144 | SUNTECH POWER | STP200UB | 205 | 16 | 185.2 | 25 |  | Solar | FIXED | Roof
SRP01145 | SUNPOWER | SPR-305-WHT-U | 228 | 1040 | 166 | 9.5 |  | Solar | FIXED | Roof
SRP01146 | BP SOLAR | SX3200B | 215 | 7 | 125 | 21 |  | Solar | FIXED | Roof
SRP01146 | BP SOLAR | BP3170N | 215 | 18 | 125 | 32 |  | Solar | FIXED | Roof
SRP01147 | SUNTECH POWER | STP200UB | 205 | 22 | 216.3 | 25 |  | Solar | FIXED | Roof
SRP01149 | SUNTECH POWER | STP200UB | 185 | 49 | 114.5 | 25 |  | Solar | FIXED | Roof
SRP01150 | CHANGZHOU TRINA SOLAR ENERGY CO | TSM-185D | 235 | 13 | 164 | 40 |  | Solar | FIXED | Roof
SRP01150 | CHANGZHOU TRINA SOLAR ENERGY CO | TSM-185D | 230 | 25 | 253 | 35 |  | Solar | FIXED | Roof
SRP01151 | SUNTECH POWER | STP200UB | 205 | 26 | 210.6 | 25 |  | Solar | FIXED | Roof
SRP01152 | SOLON AG FUER SOLARTECHNIK | P220/6+/01 235WP | 235 | 10 | 171 | 36.9 |  | Solar | FIXED | Roof
SRP01152 | SOLON AG FUER SOLARTECHNIK | P220/6+/01 230WP | 235 | 60 | 261 | 39.8 |  | Solar | FIXED | Roof
SRP01156 | SUNPOWER | SPR-225-BLK-U | 225 | 32 | 128 | 25 |  | Solar | FIXED | Roof
SRP01157 | SCHUCO USA | SWR2100U | 215 | 36 | 180 | 0 |  | Solar | FIXED | Roof
SRP01158 | SOLARWORLD | SW185MONO | 235 | 20 | 107 | 15 |  | Solar | FIXED | Roof
SRP01158 | SOLARWORLD | SW185MONO | 235 | 20 | 197 | 36 |  | Solar | FIXED | Roof
SRP01159 | BP SOLAR | BP3170N | 215 | 32 | 155 | 32 |  | Solar | FIXED | Ground
SRP01160 | SUNPOWER CORP (ORIGINAL MFRSMA) | SPR-3000M (208V) | 238 | 39 | 148 | 32 |  | Solar | FIXED | Roof
SRP01161 | SOLARWORLD | SW185MONO | 240 | 17 | 131 | 20 |  | Solar | FIXED | Roof
SRP01161 | SOLARWORLD | SW185MONO | 240 | 5 | 220 | 20 |  | Solar | FIXED | Roof
SRP01163 | NATCON7 | PMRS | 280 | 275 | 195 | 5 |  | Solar | FIXED | Roof
SRP01164 | BP SOLAR | SX3200W | 215 | 7 | 138 | 15 |  | Solar | FIXED | Roof
SRP01164 | BP SOLAR | SX3200W | 215 | 8 | 138 | 35 |  | Solar | FIXED | Roof
SRP01164 | BP SOLAR | SX3200B_Q | 215 | 8 | 224 | 35 |  | Solar | FIXED | Roof
SRP01165 | SUNPOWER | SPR-225-BLK-U | 225 | 28 | 206 | 45 |  | Solar | FIXED | Roof
SRP01167 | CANADIAN SOLAR | CS5P-240 | 250 | 40 | 182 | 25 |  | Solar | FIXED | Roof
SRP01168 | CANADIAN SOLAR | CS6P-230 | 290 | 52 | 190 | 10 |  | Solar | FIXED | Roof
SRP01169 | CHANGZHOU TRINA SOLAR ENERGY CO | TSM-185D | 230 | 12 | 113 | 32 |  | Solar | FIXED | Roof
SRP01169 | CHANGZHOU TRINA SOLAR ENERGY CO | TSM-185D | 230 | 22 | 203 | 40 |  | Solar | FIXED | Roof
SRP01170 | SCHUCO USA |  | 230 | 66 | 250 | 18 |  | Solar | FIXED | Roof
SRP01171 | SHARP |  | 235 | 24 | 170 | 40 |  | Solar | FIXED | Roof
SRP01172 | SOLARWORLD | SW185MONO | 245 | 216 | 229 | 10 |  | Solar | FIXED | Roof
SRP01173 | REC SCANMODULE | SCM205 | 230 | 33 | 156 | 31 |  | Solar | FIXED | Roof
SRP01174 | CHANGZHOU TRINA SOLAR ENERGY CO | TSM-185D | 235 | 42 | 110 | 26 |  | Solar | FIXED | Roof
SRP01175 | SUNPOWER | SPR-230-WHT-U | 230 | 32 | 180 | 34 |  | Solar | FIXED | Roof
SRP01177 | SOLARWORLD | SW185MONO | 235 | 252 | 180 | 35 |  | Solar | FIXED | Pole
SRP01180 | SOLARWORLD | SW185MONO | 245 | 1183 | 193.7 | 10 |  | Solar | FIXED | Roof
SRP01180 | SOLARWORLD | SW185MONO | 245 | 2002 | 194.7 | 10 |  | Solar | FIXED | Roof
SRP01181 | REC SCANMODULE | SCM230 | 235 | 78 | 162 | 5 |  | Solar | FIXED | Roof
SRP01182 | BP SOLAR | SX3200B_Q | 215 | 6 | 217 | 15 |  | Solar | FIXED | Roof
SRP01182 | BP SOLAR | SX3200B_Q | 215 | 13 | 217 | 39 |  | Solar | FIXED | Roof
SRP01183 | CHANGZHOU TRINA SOLAR ENERGY CO | TSM-185D | 230 | 40 | 191 | 24 |  | Solar | FIXED | Roof
SRP01184 | BP SOLAR | SX3195B | 195 | 28 | 201 | 34 |  | Solar | FIXED | Roof
SRP01185 | BP SOLAR | SX3200B | 215 | 34 | 142 | 19 |  | Solar | FIXED | Roof
SRP01186 | CHANGZHOU TRINA SOLAR ENERGY CO | TSM-185D | 235 | 86 | 95 | 22 |  | Solar | FIXED | Roof
SRP01186 | CHANGZHOU TRINA SOLAR ENERGY CO | TSM-185D | 235 | 42 | 185 | 15 |  | Solar | FIXED | Roof
SRP01186 | CHANGZHOU TRINA SOLAR ENERGY CO | TSM-185D | 235 | 12 | 185 | 37 |  | Solar | FIXED | Roof
SRP01189 | SUNPOWER | SPR-225-BLK-U | 225 | 48 | 136 | 27 |  | Solar | FIXED | Roof
SRP01190 | SOLARWORLD | SW185 MONO/T | 245 | 26 | 180 | 10 |  | Solar | FIXED | Roof
SRP01191 | SUNPOWER | SPR-225-BLK-U | 235 | 30 | 181 | 18 |  | Solar | FIXED | Roof
SRP01192 | SUNPOWER | SPR-230-WHT-U | 238 | 8 | 127 | 12 |  | Solar | FIXED | Roof
SRP01192 | SUNPOWER | PL-ND-U8E1D | 238 | 16 | 290 | 10 |  | Solar | FIXED | Roof
SRP01193 | SUNPOWER | SPR-225-BLK-U | 228 | 11 | 138 | 25 |  | Solar | FIXED | Roof
SRP01193 | SUNPOWER | SPR-225-BLK-U | 228 | 22 | 210 | 23 |  | Solar | FIXED | Roof
SRP01194 | SOLARWORLD | SW185MONO | 245 | 351 | 159.3 | 10 |  | Solar | FIXED | Roof
SRP01195 | SUNPOWER | SPR-225-BLK-U | 228 | 72 | 180 | 30 |  | Solar | FIXED | Roof
SRP01196 | SUNPOWER | SPR-225-BLK-U | 228 | 105 | 180 | 30 |  | Solar | FIXED | Ground
SRP01197 | SANYO ELECTRIC | HIP-205BA5 | 220 | 32 | 136 | 34 |  | Solar | FIXED | Roof
SRP01198 | SOLARWORLD | SW185MONO | 245 | 338 | 124.2 | 23.2 |  | Solar | FIXED | Roof
SRP01198 | SOLARWORLD | SW185MONO | 245 | 338 | 251.8 | 23.2 |  | Solar | FIXED | Roof
SRP01199 | SOLARWORLD | SW185MONO | 245 | 208 | 202 | 10 |  | Solar | FIXED | Roof
SRP01200 | ASTROPOWER | LAPX-300 | 290 | 1650 | 213 | 11 |  | Solar | FIXED | Roof
SRP01201 | CHANGZHOU TRINA SOLAR ENERGY CO | TSM-185D | 235 | 18 | 168.2 | 16 |  | Solar | FIXED | Roof
SRP01202 | SUNTECH POWER | STP200UB | 205 | 30 | 169.7 | 24 |  | Solar | FIXED | Roof
SRP01203 | CHANGZHOU TRINA SOLAR ENERGY CO | TSM-185D | 230 | 27 | 111 | 24 |  | Solar | FIXED | Roof
SRP01204 | SUNTECH POWER | STP200S-18/UB-1 | 205 | 14 | 182.5 | 30 |  | Solar | FIXED | Roof
SRP01204 | SUNTECH POWER | STP200-18/UB-1 | 205 | 12 | 268.8 | 25 |  | Solar | FIXED | Roof
SRP01206 | SUNTECH POWER | STP200UB | 205 | 48 | 186 | 30 |  | Solar | FIXED | Roof
SRP01207 | SUNTECH POWER | STP200UB | 205 | 32 | 210.8 | 26 |  | Solar | FIXED | Roof
SRP01208 | SUNTECH POWER | STP180-24/AB-1 | 185 | 18 | 137.7 | 10 |  | Solar | FIXED | Roof
SRP01209 | SUNPOWER |  | 230 | 24 | 195 | 40 |  | Solar | FIXED | Roof
SRP01211 | SUNPOWER | SPR-230-WHT-U | 240 | 14 | 151 | 30 |  | Solar | FIXED | Roof
SRP01211 | SUNPOWER | SPR-230-WHT-U | 240 | 16 | 241 | 31 |  | Solar | FIXED | Roof
SRP01212 | SUNPOWER |  | 318 | 16 | 198 | 21 |  | Solar | FIXED | Roof
SRP01213 | SOLARWORLD | SW185MONO | 230 | 689 | 152 | 10 |  | Solar | FIXED | Roof
SRP01214 | SUNPOWER | SPR-225-BLK-U | 225 | 12 | 187 | 20 |  | Solar | FIXED | Roof
SRP01215 | RIGHTHAND ENGINEERING | WINVERTER-MONITOR | 230 | 36 | 118 | 23 |  | Solar | FIXED | Roof
SRP01216 | BAODING YINGLI NEW ENERGY RESOURCES CO | YL175(156) | 235 | 4095 | 180 | 11 |  | Solar | FIXED | Roof
SRP01222 | SOLARWORLD | SW185MONO | 230 | 1050 | 207 | 10 |  | Solar | FIXED | Roof
SRP01224 | MAGNATEK | 3000 | 240 | 4485 | 199 | 10 |  | Solar | FIXED | Roof
SRP01225 | MATRIX SOLAR/PHOTOWATT | PW1650-175 | 240 | 4407 | 80 | 1 |  | Solar | FIXED | Roof
SRP01225 | MATRIX SOLAR/PHOTOWATT | PW1650-175 | 240 | 4342 | 260 | 1 |  | Solar | FIXED | Roof
SRP01226 | SUNPOWER | SPR-230-WHT-U | 240 | 18 | 182 | 40 |  | Solar | FIXED | Roof
SRP01227 | CANADIAN SOLAR | CS6P-230 | 235 | 44 | 189 | 20 |  | Solar | FIXED | Roof
SRP01229 | SUNPOWER | SPR-230-WHT-U | 230 | 14 | 101 | 42 |  | Solar | FIXED | Roof
SRP01229 | SUNPOWER | SPR-230-WHT-U | 230 | 27 | 281 | 42 |  | Solar | FIXED | Roof
SRP01231 | CANADIAN SOLAR | CS5P-230 | 235 | 48 | 189 | 20 |  | Solar | FIXED | Roof
SRP01233 | CANADIAN SOLAR | CS5P-230 | 235 | 143 | 189 | 20 |  | Solar | FIXED | Roof
SRP01234 | CANADIAN SOLAR | CS6P-230 | 235 | 213 | 189 | 5 |  | Solar | FIXED | Roof
SRP01235 | CANADIAN SOLAR | CS5P-235 | 235 | 39 | 189 | 20 |  | Solar | FIXED | Roof
SRP01236 | CANADIAN SOLAR | CS5P-230 | 235 | 44 | 189 | 20 |  | Solar | FIXED | Roof
SRP01237 | CANADIAN SOLAR | CS5P-230 | 235 | 13 | 189 | 20 |  | Solar | FIXED | Roof
SRP01238 | CANADIAN SOLAR | CS6P-230 | 235 | 39 | 189 | 20 |  | Solar | FIXED | Roof
SRP01239 | SHARP | ND-224UC1 | 240 | 88 | 200 | 10 |  | Solar | FIXED | Roof
SRP01240 | CHANGZHOU TRINA SOLAR ENERGY CO | TSM-185D | 235 | 50 | 228.4 | 33 |  | Solar | FIXED | Roof
SRP01241 | SUNTECH POWER | STP200UB | 205 | 46 | 203.4 | 18 |  | Solar | FIXED | Roof
SRP01242 | SUNTECH POWER | STP200UB | 205 | 20 | 195 | 4 |  | Solar | FIXED | Roof
SRP01243 | SUNPOWER | SPR-225-BLK-U | 228 | 8775 | 171 | 10 |  | Solar | FIXED | Roof
SRP01244 | BP SOLAR | BP3170N | 215 | 33 | 258 | 30 |  | Solar | FIXED | Roof
SRP01245 | SOLARWORLD | SW145 MONO | 245 | 9 | 100 | 33 |  | Solar | FIXED | Roof
SRP01245 | SOLARWORLD | SW185MONO | 245 | 9 | 198 | 33 |  | Solar | FIXED | Roof
SRP01246 | SUNTECH POWER | STP180S-24/AB-1 | 185 | 52 | 180 | 30 |  | Solar | FIXED | Ground
SRP01247 | BP SOLAR | SX170N | 195 | 8 | 232 | 25 |  | Solar | FIXED | Roof
SRP01248 | SUNPOWER | SPR-315E-WHT-U | 318 | 23 | 180 | 40 |  | Solar | FIXED | Roof
SRP01250 | CHANGZHOU TRINA SOLAR ENERGY CO | TSM-185D | 230 | 52 | 101 | 2 |  | Solar | FIXED | Roof
SRP01250 | CHANGZHOU TRINA SOLAR ENERGY CO | TSM-185D | 230 | 26 | 281 | 2 |  | Solar | FIXED | Roof
SRP01251 | SUNTECH POWER | STP200UB | 230 | 66 | 155 | 18 |  | Solar | FIXED | Roof
SRP01252 | CHANGZHOU TRINA SOLAR ENERGY CO | TSM-185D | 230 | 78 | 100 | 2 |  | Solar | FIXED | Roof
SRP01253 | SUNTECH POWER | STP200UB | 205 | 22 | 232.7 | 31 |  | Solar | FIXED | Roof
SRP01254 | SUNTECH POWER | STP200S-18/UB-1 | 205 | 9 | 105 | 25 |  | Solar | FIXED | Roof
SRP01254 | SUNTECH POWER | STP200UB | 205 | 22 | 191.4 | 25 |  | Solar | FIXED | Roof
SRP01255 | SUNTECH POWER | STP200UB | 205 | 32 | 170.9 | 19 |  | Solar | FIXED | Roof
SRP01256 | SUNTECH POWER | STP200UB | 205 | 24 | 153.5 | 25 |  | Solar | FIXED | Roof
SRP01257 | SUNTECH POWER | STP200UB | 205 | 22 | 169 | 25 |  | Solar | FIXED | Roof
SRP01258 | SUNTECH POWER | STP200UB | 205 | 60 | 132 | 34 |  | Solar | FIXED | Roof
SRP01259 | SUNTECH POWER | STP200-18/UB-1 | 205 | 20 | 138.3 | 30 |  | Solar | FIXED | Roof
SRP01261 | SUNTECH POWER | STP200UB | 205 | 14 | 163 | 37 |  | Solar | FIXED | Roof
SRP01261 | SUNTECH POWER | STP200-18/UB-1 | 205 | 29 | 252.6 | 30 |  | Solar | FIXED | Roof
SRP01262 | SUNTECH POWER | STP200-18/UB-1 | 205 | 44 | 163 | 20 |  | Solar | FIXED | Roof
SRP01263 | SUNPOWER | SPR-230-WHT-U | 230 | 14 | 98 | 28 |  | Solar | FIXED | Roof
SRP01263 | SUNPOWER | PL-BP-3160L | 318 | 26 | 188 | 28 |  | Solar | FIXED | Roof
SRP01263 | SUNPOWER | SPR-230-WHT-U | 230 | 13 | 278 | 28 |  | Solar | FIXED | Roof
SRP01264 | SUNPOWER | SPR-230-WHT-U | 228 | 27 | 97 | 30 |  | Solar | FIXED | Roof
SRP01264 | SUNPOWER | SPR-225-BLK-U | 228 | 21 | 187 | 45 |  | Solar | FIXED | Roof
SRP01264 | SUNPOWER | SPR-225-BLK-U | 228 | 31 | 277 | 30 |  | Solar | FIXED | Roof
SRP01265 | KYOCERA SOLAR | KD210GX-L | 235 | 7634 | 186 | 10 |  | Solar | FIXED | Roof
SRP01265 | KYOCERA SOLAR | KD210GX-LP | 235 | 5050 | 206 | 10 |  | Solar | FIXED | Roof
SRP01269 | SOLARTECH POWER | SPM230P | 250 | 312 | 206 | 10 |  | Solar | FIXED | Roof
SRP01270 | SUNTECH POWER | STP180S-24/AB-1 | 185 | 90 | 144 | 20 |  | Solar | FIXED | Roof
SRP01271 | SOLARTECH POWER | SPM230P | 250 | 273 | 215 | 10 |  | Solar | FIXED | Roof
SRP01273 | SUNTECH POWER | STP180-24/AB-1 | 185 | 84 | 150.9 | 21 |  | Solar | FIXED | Roof
SRP01274 | BP SOLAR | SX3200B | 215 | 20 | 105 | 25 |  | Solar | FIXED | Roof
SRP01275 | SUNTECH POWER | STP180-24/AB-1 | 185 | 30 | 148.5 | 30 |  | Solar | FIXED | Roof
SRP01276 | BP SOLAR | SX3195B | 195 | 48 | 108 | 23 |  | Solar | FIXED | Roof
SRP01276 | BP SOLAR | SX3195B | 195 | 22 | 198 | 25 |  | Solar | FIXED | Roof
SRP01277 | BP SOLAR | SX3200B | 215 | 7 | 100 | 38 |  | Solar | FIXED | Roof
SRP01277 | BP SOLAR | BP3170N | 215 | 23 | 188 | 30 |  | Solar | FIXED | Roof
SRP01278 | SOLARWORLD | SW185MONO | 240 | 2041 | 180 | 20 |  | Solar | FIXED | Ground
SRP01280 | CHANGZHOU TRINA SOLAR ENERGY CO | TSM-185D | 235 | 56 | 181 | 35 |  | Solar | FIXED | Roof
SRP01281 | SOLARWORLD | SW185MONO | 220 | 9 | 116 | 45 |  | Solar | FIXED | Roof
SRP01281 | SOLARWORLD | SW185MONO | 220 | 36 | 206 | 35 |  | Solar | FIXED | Roof
SRP01284 | SUNTECH POWER | STP180S-24/AB-1 | 185 | 73 | 183 | 22 |  | Solar | FIXED | Roof
SRP01285 | SOLARWORLD | SW185MONO | 225 | 26 | 213 | 30 |  | Solar | FIXED | Roof
SRP01287 | GLORIA SOLAR | GSM6-230D-UO1 | 270 | 187 | 194 | 10 |  | Solar | FIXED | Roof
SRP01288 | SOLARWORLD | SW185MONO | 240 | 557 | 180 | 20 |  | Solar | FIXED | Pole
SRP01289 | TRINA SOLAR | TSM-235PA05.18 | 235 | 27 | 102 | 25.3 |  | Solar | FIXED | Roof
SRP01289 | TRINA SOLAR | TSM-235PA05.05 | 235 | 8 | 102 | 26.6 |  | Solar | FIXED | Roof
SRP01289 | TRINA SOLAR | TSM-235PA05.18 | 235 | 11 | 282 | 26.6 |  | Solar | FIXED | Roof
SRP01290 | SIEMENS SOLAR INDUSTRIES | SP150-24P | 235 | 12 | 97 | 25 |  | Solar | FIXED | Roof
SRP01290 | SIEMENS SOLAR INDUSTRIES | SP150-24P | 235 | 3 | 187 | 18 |  | Solar | FIXED | Roof
SRP01290 | SIEMENS SOLAR INDUSTRIES | SP150-24P | 235 | 8 | 187 | 21 |  | Solar | FIXED | Roof
SRP01290 | SIEMENS SOLAR INDUSTRIES | SP150-24P | 235 | 4 | 277 | 27 |  | Solar | FIXED | Roof
SRP01291 | CONERGY AG | S 175MU | 235 | 78 | 148 | 20 |  | Solar | FIXED | Roof
SRP01292 | CONERGY AG | S 175MU | 235 | 49 | 148 | 20 |  | Solar | FIXED | Roof
SRP01293 | CHANGZHOU TRINA SOLAR ENERGY CO | TSM-185D | 230 | 52 | 97 | 2 |  | Solar | FIXED | Roof
SRP01293 | CHANGZHOU TRINA SOLAR ENERGY CO | TSM-185D | 230 | 26 | 277 | 2 |  | Solar | FIXED | Roof
SRP01294 | SCHUCO USA |  | 235 | 171 | 221 | 18.4 |  | Solar | FIXED | Roof
SRP01295 | SUNTECH POWER | STP180S-24/AB-1 | 185 | 50 | 136 | 22 |  | Solar | FIXED | Roof
SRP01296 | SUNPOWER | SPR-230-WHT-U | 230 | 126 | 172 | 27 |  | Solar | FIXED | Roof
SRP01298 | SUNTECH POWER | STP180S-24/AB-1 | 185 | 52 | 174 | 34 |  | Solar | FIXED | Roof
SRP01299 | CHANGZHOU TRINA SOLAR ENERGY CO | TSM-185D | 230 | 78 | 279 | 2 |  | Solar | FIXED | Roof
SRP01300 | SUNTECH POWER | STP200-18/UB-1 | 205 | 46 | 130.3 | 20 |  | Solar | FIXED | Roof
SRP01301 | SOLARWORLD | SW185MONO | 240 | 40 | 188 | 30 |  | Solar | FIXED | Ground
SRP01302 | SUNTECH POWER | STP180S-24/AB-1 | 185 | 54 | 220 | 30 |  | Solar | FIXED | Ground
SRP01303 | SUNTECH POWER | STP200S-18/UB-1 | 205 | 12 | 186 | 18 |  | Solar | FIXED | Roof
SRP01303 | SUNTECH POWER | STP200UB | 205 | 18 | 186 | 22 |  | Solar | FIXED | Roof
SRP01304 | SUNTECH POWER | STP180-24/AB-1 | 185 | 36 | 110 | 16 |  | Solar | FIXED | Roof
SRP01305 | CANADIAN SOLAR | CS6P-230 | 230 | 23 | 210 | 20 |  | Solar | FIXED | Roof
SRP01306 | SUNPOWER |  | 225 | 54 | 160 | 29 |  | Solar | FIXED | Roof
SRP01307 | CANADIAN SOLAR | CS6P-230 | 230 | 13 | 145 | 30 |  | Solar | FIXED | Roof
SRP01308 | SUNTECH POWER | STP200S-18/UB-1 | 205 | 18 | 204 | 30 |  | Solar | FIXED | Roof
SRP01309 | SUNTECH POWER | STP180S-24/AB-1 | 185 | 36 | 180 | 15 |  | Solar | FIXED | Ground
SRP01310 | SUNTECH POWER | STP180S-24/AB-1 | 185 | 28 | 180 | 26 |  | Solar | FIXED | Roof
SRP01312 | SUNTECH POWER | STP200UB | 205 | 29 | 169 | 35 |  | Solar | FIXED | Roof
SRP01315 | SUNPOWER | SPR-225-BLK-U | 225 | 36 | 186 | 17 |  | Solar | FIXED | Roof
SRP01315 | SUNPOWER | SPR-230-WHT-U | 230 | 30 | 186 | 17 |  | Solar | FIXED | Roof
SRP01316 | SCHUCO USA |  | 185 | 22 | 204.7 | 25 |  | Solar | FIXED | Roof
SRP01317 | SUNPOWER | SPR-315E-WHT-U | 320 | 520 | 207 | 3 |  | Solar | FIXED | Roof
SRP01317 | SUNPOWER | SPR-315E-WHT-U | 320 | 6888 | 207 | 5 |  | Solar | FIXED | Roof
SRP01317 | SUNPOWER | SPR-315E-WHT-U | 320 | 1352 | 207 | 14 |  | Solar | FIXED | Roof
SRP01318 | CHANGZHOU TRINA SOLAR ENERGY CO | TSM-185D | 230 | 26 | 135 | 18 |  | Solar | FIXED | Roof
SRP01318 | CHANGZHOU TRINA SOLAR ENERGY CO | TSM-185D | 230 | 22 | 220 | 34 |  | Solar | FIXED | Roof
SRP01319 | SUNPOWER | SPR-210-BLK-U | 210 | 43 | 125 | 27 |  | Solar | FIXED | Roof
SRP01319 | SUNPOWER | SPR-225-BLK-U | 225 | 22 | 125 | 27 |  | Solar | FIXED | Roof
SRP01319 | SUNPOWER | SPR-225-BLK-U | 210 | 9 | 125 | 34 |  | Solar | FIXED | Roof
SRP01319 | SUNPOWER | SPR-225-BLK-U | 225 | 6 | 215 | 43 |  | Solar | FIXED | Roof
SRP01319 | SUNPOWER | SPR-225-BLK-U | 225 | 15 | 215 | 46 |  | Solar | FIXED | Roof
SRP01320 | SUNTECH POWER | STP200-18/UB-1 | 185 | 58 | 137 | 27 |  | Solar | FIXED | Roof
SRP01321 | CHANGZHOU TRINA SOLAR ENERGY CO | TSM-185D | 235 | 754 | 177 | 5 |  | Solar | FIXED | Roof
SRP01322 | SUNTECH POWER | STP210-18/UB-1 | 210 | 12 | 122 | 42 |  | Solar | FIXED | Roof
SRP01324 | SUNPOWER | SPR-225-BLK-U | 225 | 12 | 179 | 13 |  | Solar | FIXED | Roof
SRP01324 | SUNPOWER | SPR-225-BLK-U | 225 | 20 | 179 | 55 |  | Solar | FIXED | Roof
SRP01326 | SUNPOWER | SPR-225-BLK-U | 225 | 30 | 208 | 25 |  | Solar | FIXED | Roof
SRP01327 | SUNPOWER | SPR-230-WHT-U | 240 | 14 | 168 | 33 |  | Solar | FIXED | Roof
SRP01328 | CANADIAN SOLAR | CS6P-230 | 235 | 180 | 205 | 5 |  | Solar | FIXED | Roof
SRP01329 | REC SCANMODULE | SCM230 | 230 | 60 | 199 | 22 |  | Solar | FIXED | Roof
SRP01330 | BP SOLAR | BP175 B | 195 | 77 | 119 | 16 |  | Solar | FIXED | Roof
SRP01331 | CANADIAN SOLAR | CS6P-230 | 290 | 1617 | 180 | 35 |  | Solar | FIXED | Roof
SRP01331 | CANADIAN SOLAR | CS6P-230 | 290 | 1837 | 186 | 0 |  | Solar | FIXED | Roof
SRP01332 | CHANGZHOU TRINA SOLAR ENERGY CO | TSM-185D | 230 | 38 | 225 | 25 |  | Solar | FIXED | Roof
SRP01333 | CHANGZHOU TRINA SOLAR ENERGY CO | TSM-185D | 230 | 18 | 137 | 32 |  | Solar | FIXED | Roof
SRP01334 | CHANGZHOU TRINA SOLAR ENERGY CO | TSM-185D | 230 | 18 | 150 | 36 |  | Solar | FIXED | Roof
SRP01334 | CHANGZHOU TRINA SOLAR ENERGY CO | TSM-185D | 230 | 26 | 240 | 36 |  | Solar | FIXED | Roof
SRP01336 | CHANGZHOU TRINA SOLAR ENERGY CO | TSM-185D | 230 | 39 | 174 | 20 |  | Solar | FIXED | Roof
SRP01337 | CHANGZHOU TRINA SOLAR ENERGY CO | TSM-185D | 230 | 28 | 168 | 19 |  | Solar | FIXED | Roof
SRP01339 | SUNTECH POWER | STP180S-24/AB-1 | 185 | 32 | 175 | 26 |  | Solar | FIXED | Roof
SRP01340 | CHANGZHOU TRINA SOLAR ENERGY CO | TSM-185D | 235 | 31 | 76 | 30 |  | Solar | FIXED | Roof
SRP01340 | CHANGZHOU TRINA SOLAR ENERGY CO | TSM-185D | 235 | 12 | 256 | 30 |  | Solar | FIXED | Roof
SRP01341 | CHANGZHOU TRINA SOLAR ENERGY CO | TSM-185D | 235 | 8 | 165 | 33 |  | Solar | FIXED | Roof
SRP01341 | CHANGZHOU TRINA SOLAR ENERGY CO | TSM-185D | 235 | 8 | 255 | 18 |  | Solar | FIXED | Roof
SRP01342 | SUNPOWER | SPR-225-BLK-U | 225 | 50 | 114 | 30 |  | Solar | FIXED | Roof
SRP01342 | SUNPOWER | SPR-225-BLK-U | 225 | 16 | 204 | 49 |  | Solar | FIXED | Roof
SRP01344 | SOLON AG FUER SOLARTECHNIK | P220/6+/01 235WP | 245 | 16 | 155 | 38 |  | Solar | FIXED | Roof
SRP01344 | SOLON AG FUER SOLARTECHNIK | P220/6+/01 235WP | 245 | 26 | 243 | 38 |  | Solar | FIXED | Roof
SRP01346 | KYOCERA SOLAR | KD210GX-LP | 225 | 24 | 167 | 33.7 |  | Solar | FIXED | Roof
SRP01347 | SHARP | ND-224UC1 | 235 | 7 | 73 | 12 |  | Solar | FIXED | Roof
SRP01347 | SHARP | ND-224U1F | 235 | 16 | 162 | 27 |  | Solar | FIXED | Roof
SRP01347 | SHARP | ND-224UC1 | 235 | 20 | 253 | 19 |  | Solar | FIXED | Roof
SRP01348 | SOLARWORLD | SW185MONO | 240 | 22 | 193 | 30 |  | Solar | FIXED | Roof
SRP01350 | SUNPOWER | SPR-315E-WHT-U | 318 | 63 | 170 | 35 |  | Solar | FIXED | Roof
SRP01352 | SILIKEN MANUFACTURING USA | SLK60P6L 233 WP | 245 | 96 | 170 | 20 |  | Solar | FIXED | Roof
SRP01353 | BP SOLAR | BP3170N | 215 | 36 | 242 | 30 |  | Solar | FIXED | Roof
SRP01354 | SCHOTT SOLAR | ASE-250DGF/50-230 | 230 | 48 | 180 | 39.5 |  | Solar | FIXED | Ground
SRP01359 | MATRIX SOLAR/PHOTOWATT | PW1650-175 | 240 | 403 | 138 | 11 |  | Solar | FIXED | Roof
SRP01360 | SUNPOWER | SPR-315E-WHT-U | 320 | 5520 | 180 | 0 |  | Solar | FIXED | Ground
SRP01361 | SUNTECH POWER | STP210S-18/UB-1 | 275 | 2321 | 220 | 10 |  | Solar | FIXED | Roof
SRP01362 | MATRIX SOLAR/PHOTOWATT | PW1650-175 | 240 | 507 | 138 | 11.3 |  | Solar | FIXED | Roof
SRP01362 | MATRIX SOLAR/PHOTOWATT | PW1650-175 | 240 | 1313 | 256 | 10 |  | Solar | FIXED | Roof
SRP01363 | KYOCERA SOLAR | KD205GX-LP | 205 | 5620 | 180 | 25 |  | Solar | FIXED | Ground
SRP01363 | KYOCERA SOLAR | KD210GX-L | 210 | 36 | 180 | 25 |  | Solar | FIXED | Ground
SRP01364 | MATRIX SOLAR/PHOTOWATT | PW1650-175 | 240 | 1313 | 256 | 10 |  | Solar | FIXED | Roof
SRP01366 | BP SOLAR | BP3125U | 215 | 33 | 138 | 28 |  | Solar | FIXED | Roof
SRP01367 | BP SOLAR | SX3195B | 195 | 30 | 210 | 40 |  | Solar | FIXED | Roof
SRP01369 | BP SOLAR | BP175 B | 215 | 8 | 50 | 2 |  | Solar | FIXED | Roof
SRP01369 | BP SOLAR | BP3125S | 215 | 16 | 230 | 27 |  | Solar | FIXED | Roof
SRP01371 | BP SOLAR | BP3125U | 215 | 13 | 37 | 9 |  | Solar | FIXED | Roof
SRP01371 | BP SOLAR | BP3125U | 215 | 5 | 217 | 21 |  | Solar | FIXED | Roof
SRP01371 | BP SOLAR | BP3125U | 215 | 13 | 217 | 40 |  | Solar | FIXED | Roof
SRP01373 | CEEG (SHANGHAI) SOLAR SCIENCE AND TECHNOLOGY CO | SST 170-72M | 230 | 19 | 138 | 25 |  | Solar | FIXED | Roof
SRP01373 | CEEG (SHANGHAI) SOLAR SCIENCE AND TECHNOLOGY CO | SST 170-72M | 230 | 9 | 138 | 34 |  | Solar | FIXED | Roof
SRP01374 | KYOCERA | KC200GT | 235 | 36 | 138 | 32 |  | Solar | FIXED | Roof
SRP01375 | SOLARWORLD | SW185MONO | 245 | 676 | 218.8 | 10 |  | Solar | FIXED | Roof
SRP01376 | SOLARWORLD | SW185MONO | 245 | 1118 | 193 | 10 |  | Solar | FIXED | Roof
SRP01377 | SUNTECH POWER | STP180S-24/AB-1 | 185 | 45 | 112 | 18 |  | Solar | FIXED | Roof
SRP01377 | SUNTECH POWER | STP180S-24/AB-1 | 185 | 33 | 142 | 20 |  | Solar | FIXED | Roof
SRP01378 | SUNTECH POWER | STP180-24/AB-1 | 185 | 52 | 180 | 14 |  | Solar | FIXED | Roof
SRP01379 | SOLARWORLD | SW185MONO | 240 | 18 | 110 | 27 |  | Solar | FIXED | Roof
SRP01379 | SOLARWORLD | SW185MONO | 240 | 19 | 200 | 40 |  | Solar | FIXED | Roof
SRP01380 | SUNTECH POWER | STP180-24/AB-1 | 185 | 14 | 180 | 35 |  | Solar | FIXED | Roof
SRP01380 | SUNTECH POWER | STP180-24/AB-1 | 185 | 21 | 180 | 39 |  | Solar | FIXED | Roof
SRP01380 | SUNTECH POWER | STP180S-24/AB-1 | 185 | 14 | 268 | 41 |  | Solar | FIXED | Roof
SRP01381 | SUNTECH POWER | STP180S-24/AB-1 | 185 | 27 | 210 | 34 |  | Solar | FIXED | Roof
SRP01382 | ET SOLAR INDUSTRY | ET-P672275 | 275 | 36 | 166 | 34 |  | Solar | FIXED | Roof
SRP01383 | ET SOLAR INDUSTRY | ET-P672275 | 275 | 33 | 144 | 39 |  | Solar | FIXED | Roof
SRP01384 | SOLARWORLD | SW185MONO | 225 | 7 | 84 | 20 |  | Solar | FIXED | Roof
SRP01384 | SOLARWORLD | SW185MONO | 225 | 9 | 174 | 17 |  | Solar | FIXED | Roof
SRP01385 | BP SOLAR | SX3200B | 215 | 6 | 155 | 13 |  | Solar | FIXED | Roof
SRP01385 | BP SOLAR | SX3200N_Q | 215 | 25 | 245 | 13 |  | Solar | FIXED | Roof
SRP01386 | SUNTECH POWER | STP180-24/AB-1 | 185 | 34 | 185 | 5 |  | Solar | FIXED | Roof
SRP01386 | SUNTECH POWER | STP180S-24/AB-1 | 185 | 14 | 185 | 20 |  | Solar | FIXED | Roof
SRP01386 | SUNTECH POWER | STP180S-24/AB-1 | 185 | 7 | 275 | 20 |  | Solar | FIXED | Roof
SRP01395 | SUNTECH POWER | STP200-18/UB-1 | 205 | 44 | 118.4 | 18 |  | Solar | FIXED | Roof
SRP01396 | SUNTECH POWER | STP200S-18/UB-1 | 205 | 8 | 136.3 | 18 |  | Solar | FIXED | Roof
SRP01396 | SUNTECH POWER | STP200UB | 205 | 14 | 136.3 | 25 |  | Solar | FIXED | Roof
SRP01396 | SUNTECH POWER | STP200S-18/UB-1 | 205 | 14 | 136.3 | 30 |  | Solar | FIXED | Roof
SRP01397 | SUNTECH POWER | STP180-24/AB-1 | 185 | 44 | 240.2 | 30 |  | Solar | FIXED | Roof
SRP01398 | CHANGZHOU TRINA SOLAR ENERGY CO | TSM-185D | 235 | 26 | 276.7 | 26 |  | Solar | FIXED | Roof
SRP01400 | SUNTECH POWER | STP200-18/UB-1 | 205 | 6 | 172 | 19 |  | Solar | FIXED | Roof
SRP01400 | SUNTECH POWER | STP200-18/UB-1 | 205 | 27 | 265 | 20 |  | Solar | FIXED | Roof
SRP01401 | ET SOLAR INDUSTRY | ET-P672275 | 275 | 33 | 264 | 30 |  | Solar | FIXED | Roof
SRP01402 | SUNTECH POWER | STP200-18/UB-1 | 205 | 61 | 166.7 | 20 |  | Solar | FIXED | Roof
SRP01404 | SUNTECH POWER | STP200-18/UB-1 | 205 | 32 | 237 | 32 |  | Solar | FIXED | Roof
SRP01405 | CHANGZHOU TRINA SOLAR ENERGY CO | TSM-185D | 235 | 20 | 223 | 33 |  | Solar | FIXED | Roof
SRP01406 | SUNTECH POWER | STP180-24/AB-1 | 185 | 42 | 169 | 35 |  | Solar | FIXED | Roof
SRP01407 | SUNTECH POWER | STP200-18/UB-1 | 205 | 50 | 207 | 19 |  | Solar | FIXED | Roof
SRP01408 | SUNTECH POWER | STP200-18/UB-1 | 205 | 81 | 196 | 30 |  | Solar | FIXED | Roof
SRP01409 | SUNTECH POWER | STP200-18/UB-1 | 205 | 47 | 188.1 | 18 |  | Solar | FIXED | Roof
SRP01410 | KYOCERA SOLAR | KD210GX-L | 210 | 234 | 180 | 32 |  | Solar | FIXED | Ground
SRP01411 | KYOCERA SOLAR | KD210GX-L | 210 | 504 | 145 | 39.3 |  | Solar | FIXED | Ground
SRP01412 | KYOCERA SOLAR | KD210GX-L | 210 | 600 | 145 | 39.3 |  | Solar | FIXED | Roof
SRP01414 | SUNTECH POWER | STP180-24/AB-1 | 185 | 62 | 114 | 20 |  | Solar | FIXED | Roof
SRP01415 | SCHUCO USA |  | 185 | 24 | 183 | 15 |  | Solar | FIXED | Roof
SRP01415 | SCHUCO USA |  | 185 | 8 | 183 | 45 |  | Solar | FIXED | Roof
SRP01416 | KYOCERA SOLAR | KD210GX-LP | 210 | 1275 | 180 | 32 |  | Solar | FIXED | Ground
SRP01417 | KYOCERA SOLAR | KD210GX-LP | 210 | 540 | 180 | 32 |  | Solar | FIXED | Ground
SRP01418 | SUNTECH POWER | STP175S-24/AB-1 | 175 | 18 | 271 | 9 |  | Solar | FIXED | Roof
SRP01420 | BP SOLAR | SX3200B | 230 | 70 | 207 | 26.6 |  | Solar | FIXED | Roof
SRP01421 | KYOCERA SOLAR | KD210GX-LP | 210 | 390 | 204 | 10 |  | Solar | FIXED | Roof
SRP01422 | KYOCERA SOLAR | KD210GX-LP | 210 | 462 | 224 | 5 |  | Solar | FIXED | Roof
SRP01424 | SUNTECH POWER | STP200-18/UB-1 | 205 | 34 | 196.2 | 34 |  | Solar | FIXED | Roof
SRP01425 | SUNTECH POWER | STP200-18/UB-1 | 205 | 39 | 137.9 | 26 |  | Solar | FIXED | Roof
SRP01426 | CHANGZHOU TRINA SOLAR ENERGY CO | TSM-185D | 235 | 46 | 105.2 | 35 |  | Solar | FIXED | Roof
SRP01427 | SUNTECH POWER | STP200S-18/UB-1 | 205 | 24 | 127.5 | 10 |  | Solar | FIXED | Roof
SRP01427 | SUNTECH POWER | STP200-18/UB-1 | 205 | 20 | 127.5 | 22 |  | Solar | FIXED | Roof
SRP01428 | SUNTECH POWER | STP200-18/UB-1 | 205 | 36 | 267.9 | 25 |  | Solar | FIXED | Roof
SRP01429 | SUNTECH POWER | STP200-18/UB-1 | 205 | 44 | 209 | 34 |  | Solar | FIXED | Roof
SRP01430 | CHANGZHOU TRINA SOLAR ENERGY CO | TSM-185D | 230 | 44 | 118 | 25 |  | Solar | FIXED | Roof
SRP01431 | CHANGZHOU TRINA SOLAR ENERGY CO | TSM-185D | 230 | 28 | 200.9 | 33 |  | Solar | FIXED | Roof
SRP01432 | SUNTECH POWER | STP200-18/UB-1 | 205 | 39 | 107 | 32 |  | Solar | FIXED | Roof
SRP01433 | SUNTECH POWER | STP200-18/UB-1 | 205 | 24 | 161.5 | 25 |  | Solar | FIXED | Roof
SRP01434 | SUNTECH POWER | STP200-18/UB-1 | 205 | 44 | 187.6 | 20 |  | Solar | FIXED | Roof
SRP01435 | REC SCANMODULE | SCM230 | 230 | 2772 | 211 | 12 |  | Solar | FIXED | Roof
SRP01436 | SOLARWORLD | SW185MONO | 245 | 728 | 214 | 10 |  | Solar | FIXED | Roof
SRP01438 | BP SOLAR | SX170N | 195 | 32 | 140 | 16 |  | Solar | FIXED | Roof
SRP01439 | DAY4 ENERGY | DAY4 48MC 190 | 230 | 42 | 199 | 10 |  | Solar | FIXED | Roof
SRP01441 | SUNTECH POWER | STP200-18/UB-1 | 205 | 11 | 142.7 | 20 |  | Solar | FIXED | Roof
SRP01441 | SUNTECH POWER | STP200-18/UB-1 | 205 | 38 | 232.7 | 25 |  | Solar | FIXED | Roof
SRP01442 | CHANGZHOU TRINA SOLAR ENERGY CO | TSM-185D | 235 | 30 | 193.3 | 35 |  | Solar | FIXED | Roof
SRP01443 | CHANGZHOU TRINA SOLAR ENERGY CO | TSM-185D | 235 | 16 | 256.3 | 43 |  | Solar | FIXED | Roof
SRP01444 | CHANGZHOU TRINA SOLAR ENERGY CO | TSM-185D | 235 | 22 | 186.5 | 40 |  | Solar | FIXED | Roof
SRP01445 | CHANGZHOU TRINA SOLAR ENERGY CO | TSM-185D | 235 | 8 | 152.9 | 15 |  | Solar | FIXED | Roof
SRP01445 | CHANGZHOU TRINA SOLAR ENERGY CO | TSM-185D | 235 | 14 | 243.2 | 15 |  | Solar | FIXED | Roof
SRP01446 | SUNTECH POWER | STP200UB | 205 | 45 | 168.3 | 20 |  | Solar | FIXED | Roof
SRP01449 | MATRIX SOLAR/PHOTOWATT | PW1250-115 | 230 | 26 | 120 | 18 |  | Solar | FIXED | Roof
SRP01449 | MATRIX SOLAR/PHOTOWATT | PW1250-115 | 230 | 14 | 210 | 23 |  | Solar | FIXED | Roof
SRP01451 | SCHOTT SOLAR | ASE-250DGF/50-230 | 230 | 169 | 213 | 10 |  | Solar | FIXED | Roof
SRP01456 | SUNPOWER | SPR-230-WHT-U | 230 | 103 | 180 | 34 |  | Solar | FIXED | Ground
SRP01457 | SUNPOWER | SPR-230-WHT-U | 230 | 16 | 123 | 20 |  | Solar | FIXED | Roof
SRP01458 | DAY4 ENERGY | DAY4 48MC 160 | 230 | 10 | 122 | 20 |  | Solar | FIXED | Roof
SRP01458 | DAY4 ENERGY | DAY4 48MC 160 | 230 | 18 | 213 | 25 |  | Solar | FIXED | Roof
SRP01459 | BP SOLAR | BP3170N | 230 | 42 | 194 | 24 |  | Solar | FIXED | Roof
SRP01460 | SUNTECH POWER | STP200-18/UB-1 | 205 | 24 | 129 | 26 |  | Solar | FIXED | Roof
SRP01461 | SUNTECH POWER | STP180S-24/AB-1 | 185 | 52 | 220 | 30 |  | Solar | FIXED | Roof
SRP01462 | BP SOLAR | BP175 B | 230 | 108 | 112 | 15 |  | Solar | FIXED | Roof
SRP01464 | SUNTECH POWER | STP180S-24/AB-1 | 185 | 220 | 127 | 24 |  | Solar | FIXED | Roof
SRP01464 | SUNTECH POWER | STP180S-24/AB-1 | 185 | 110 | 307 | 14 |  | Solar | FIXED | Roof
SRP01465 | SUNTECH POWER | STP180-24/AB-1 | 185 | 40 | 213 | 40 |  | Solar | FIXED | Roof
SRP01465 | SUNTECH POWER | STP180S-24/AB-1 | 185 | 110 | 304 | 10 |  | Solar | FIXED | Roof
SRP01466 | SOLARWORLD | SW185MONO | 245 | 72 | 204 | 10 |  | Solar | FIXED | Roof
SRP01471 | MATRIX SOLAR/PHOTOWATT | PW1650-175 | 240 | 39 | 222 | 18 |  | Solar | FIXED | Roof
SRP01473 | CHANGZHOU TRINA SOLAR ENERGY CO | TSM-185D | 240 | 430 | 151 | 10 |  | Solar | FIXED | Roof
SRP01473 | CHANGZHOU TRINA SOLAR ENERGY CO | TSM-185D | 240 | 184 | 180 | 10 |  | Solar | FIXED | Roof
SRP01474 | SUNPOWER | SPR-315E-WHT-U | 327 | 9432 | 181 | 5 |  | Solar | FIXED | Roof
SRP01474 | SUNPOWER | SPR-315E-WHT-U | 327 | 18096 | 210 | 5 |  | Solar | FIXED | Roof
SRP01475 | SUNPOWER | SPR-230-WHT-U | 230 | 10 | 174 | 20 |  | Solar | FIXED | Roof
SRP01476 | SOLARWORLD | SW185MONO | 245 | 322 | 195 | 9 |  | Solar | FIXED | Roof
SRP01476 | SOLARWORLD | SW185MONO | 245 | 234 | 195 | 10 |  | Solar | FIXED | Roof
SRP01477 | SOLYNDRA | SL-002-182U | 210 | 20 | 182 | 0 |  | Solar | FIXED | Roof
SRP01478 | SOLYNDRA | SL-002-182U | 210 | 88 | 182 | 0 |  | Solar | FIXED | Roof
SRP01479 | DAY4 ENERGY | DAY4 48MC 160 | 280 | 10 | 102 | 24 |  | Solar | FIXED | Roof
SRP01480 | SUNTECH POWER | STP210-18/UB-1 | 225 | 16 | 206 | 42 |  | Solar | FIXED | Roof
SRP01481 | SUNTECH POWER | STP210S-18/UB-1 | 225 | 20 | 210 | 30 |  | Solar | FIXED | Roof
SRP01482 | MATRIX SOLAR/PHOTOWATT | PW1000-100 | 190 | 40 | 154 | 33 |  | Solar | FIXED | Roof
SRP01485 | REC SCANMODULE | SCM230 | 230 | 1848 | 211 | 12 |  | Solar | FIXED | Roof
SRP01487 | SUNTECH POWER | STP180S-24/AB-1 | 185 | 44 | 127 | 45 |  | Solar | FIXED | Roof
SRP01487 | SUNTECH POWER | STP180S-24/AB-1 | 185 | 65 | 217 | 17 |  | Solar | FIXED | Roof
SRP01488 | SANYO ELECTRIC | HIP-205BA5 | 220 | 91 | 200 | 17 |  | Solar | FIXED | Roof
SRP01489 | SUNPOWER | SPR-225-BLK-U | 225 | 22 | 78 | 26 |  | Solar | FIXED | Roof
SRP01489 | SUNPOWER | SPR-225-BLK-U | 225 | 32 | 258 | 26 |  | Solar | FIXED | Roof
SRP01490 | SUNTECH POWER | STP180-24/AB-1 | 185 | 56 | 250 | 38 |  | Solar | FIXED | Roof
SRP01493 | CHANGZHOU TRINA SOLAR ENERGY CO | TSM-160D | 230 | 20 | 165 | 32 |  | Solar | FIXED | Roof
SRP01494 | CHANGZHOU TRINA SOLAR ENERGY CO | TSM-160D | 230 | 26 | 134 | 32 |  | Solar | FIXED | Roof
SRP01495 | CHANGZHOU TRINA SOLAR ENERGY CO | TSM-160D | 230 | 26 | 138 | 21 |  | Solar | FIXED | Roof
SRP01497 | CHANGZHOU TRINA SOLAR ENERGY CO | TSM-185D | 235 | 10 | 93 | 36 |  | Solar | FIXED | Roof
SRP01498 | CHANGZHOU TRINA SOLAR ENERGY CO | TSM-160D | 230 | 20 | 200 | 33 |  | Solar | FIXED | Roof
SRP01499 | CHANGZHOU TRINA SOLAR ENERGY CO | TSM-160D | 230 | 26 | 179 | 18 |  | Solar | FIXED | Roof
SRP01500 | CHANGZHOU TRINA SOLAR ENERGY CO | TSM-185D | 235 | 26 | 243.5 | 19 |  | Solar | FIXED | Roof
SRP01501 | MATRIX SOLAR/PHOTOWATT | PW1650-175 | 235 | 24 | 220 | 33 |  | Solar | FIXED | Roof
SRP01501 | MATRIX SOLAR/PHOTOWATT | PW1650-175 | 235 | 24 | 220 | 36 |  | Solar | FIXED | Roof
SRP01502 | CHANGZHOU TRINA SOLAR ENERGY CO | TSM-185D | 235 | 26 | 211.4 | 25 |  | Solar | FIXED | Roof
SRP01503 | MATRIX SOLAR/PHOTOWATT | PW1000-100 | 235 | 110 | 220 | 16 |  | Solar | FIXED | Roof
SRP01504 | SUNPOWER | SPR-230-WHT-U | 230 | 38 | 250 | 20 |  | Solar | FIXED | Roof
SRP01505 | CANADIAN SOLAR | CS6P-230 | 250 | 15 | 217 | 45 |  | Solar | FIXED | Roof
SRP01506 | CHANGZHOU TRINA SOLAR ENERGY CO | TSM-185D | 235 | 26 | 197 | 20 |  | Solar | FIXED | Roof
SRP01507 | CHANGZHOU TRINA SOLAR ENERGY CO | TSM-185D | 235 | 36 | 208 | 25 |  | Solar | FIXED | Roof
SRP01508 | CHANGZHOU TRINA SOLAR ENERGY CO | TSM-180D | 235 | 20 | 168 | 26 |  | Solar | FIXED | Roof
SRP01509 | SUNTECH POWER | STP200UB | 205 | 28 | 184 | 35 |  | Solar | FIXED | Roof
SRP01510 | SUNTECH POWER | STP200-18/UB-1 | 205 | 30 | 266 | 30 |  | Solar | FIXED | Roof
SRP01511 | SUNTECH POWER | STP200UB | 205 | 8 | 178 | 22 |  | Solar | FIXED | Roof
SRP01511 | SUNTECH POWER | STP200S-18/UB-1 | 205 | 16 | 266.6 | 20 |  | Solar | FIXED | Roof
SRP01512 | SUNTECH POWER | STP200-18/UB-1 | 205 | 40 | 120.7 | 35 |  | Solar | FIXED | Roof
SRP01513 | CHANGZHOU TRINA SOLAR ENERGY CO | TSM-185D | 235 | 33 | 197.1 | 22 |  | Solar | FIXED | Roof
SRP01514 | CHANGZHOU TRINA SOLAR ENERGY CO | TSM-185D | 235 | 22 | 221 | 19 |  | Solar | FIXED | Roof
SRP01515 | SUNTECH POWER | STP200-18/UB-1 | 205 | 19 | 129 | 35 |  | Solar | FIXED | Roof
SRP01515 | SUNTECH POWER | STP200S-18/UB-1 | 205 | 6 | 219 | 27 |  | Solar | FIXED | Roof
SRP01516 | CHANGZHOU TRINA SOLAR ENERGY CO | TSM-185D | 235 | 14 | 169 | 23 |  | Solar | FIXED | Roof
SRP01517 | CANADIAN SOLAR | CS5A-180 | 180 | 12 | 169 | 20 |  | Solar | FIXED | Roof
SRP01518 | SUNPOWER | SPR-225-BLK-U | 225 | 34 | 144 | 34 |  | Solar | FIXED | Roof
SRP01518 | SUNPOWER | SPR-225-BLK-U | 225 | 24 | 234 | 32 |  | Solar | FIXED | Roof
SRP01519 | SUNTECH POWER | STP180-24/AB-1 | 185 | 45 | 156 | 30 |  | Solar | FIXED | Roof
SRP01520 | SUNTECH POWER | STP175-24/AB-1 | 175 | 22 | 145 | 45 |  | Solar | FIXED | Roof
SRP01520 | SUNTECH POWER | STP175S-24/AB-1 | 175 | 22 | 235 | 22 |  | Solar | FIXED | Roof
SRP01521 | SUNPOWER | SPR-230-WHT-U | 240 | 1341 | 138 | 5 |  | Solar | 1AXIS | Ground
SRP01522 | SUNPOWER | SPR-230-WHT-U | 230 | 30 | 180 | 34 |  | Solar | FIXED | Ground
SRP01523 | SUNPOWER | SPR-290-WHT-U | 230 | 135 | 180 | 34 |  | Solar | FIXED | Ground
SRP01524 | KYOCERA SOLAR | KD210GX-LP | 225 | 9 | 95 | 18 |  | Solar | FIXED | Roof
SRP01524 | KYOCERA SOLAR | KD210GX-LP | 225 | 9 | 195 | 18 |  | Solar | FIXED | Roof
SRP01524 | KYOCERA SOLAR | KD210GX-LP | 225 | 27 | 282 | 18 |  | Solar | FIXED | Roof
SRP01525 | KYOCERA SOLAR | KD210GX-LP | 225 | 78 | 195 | 10 |  | Solar | FIXED | Roof
SRP01526 | SOLYNDRA | SL-002-182U | 210 | 132 | 182 | 0 |  | Solar | FIXED | Roof
SRP01527 | KYOCERA SOLAR | KD210GX-LP | 225 | 39 | 183 | 35 |  | Solar | FIXED | Roof
SRP01528 | SUNTECH POWER | STP190S-18/UB-1 | 185 | 55 | 179 | 20 |  | Solar | FIXED | Roof
SRP01529 | SUNTECH POWER | STP180S-24/AB-1 | 185 | 62 | 112 | 25 |  | Solar | FIXED | Roof
SRP01529 | SUNTECH POWER | STP180-24/AB-1 | 185 | 13 | 177 | 35 |  | Solar | FIXED | Roof
SRP01530 | MATRIX SOLAR/PHOTOWATT | PW1650-175 | 235 | 200 | 183 | 35 |  | Solar | FIXED | Ground
SRP01531 | KYOCERA SOLAR | KD210GX-LP | 225 | 12 | 118 | 27 |  | Solar | FIXED | Roof
SRP01531 | KYOCERA SOLAR | KD210GX-LP | 225 | 63 | 208 | 27 |  | Solar | FIXED | Roof
SRP01532 | MATRIX SOLAR/PHOTOWATT | PW1650-175 | 235 | 180 | 183 | 35 |  | Solar | FIXED | Ground
SRP01533 | CHANGZHOU TRINA SOLAR ENERGY CO | TSM-185D | 235 | 156 | 185 | 18 |  | Solar | FIXED | Roof
SRP01534 | CHANGZHOU TRINA SOLAR ENERGY CO | TSM-185D | 235 | 182 | 95 | 18 |  | Solar | FIXED | Roof
SRP01534 | CHANGZHOU TRINA SOLAR ENERGY CO | TSM-185D | 235 | 91 | 185 | 18 |  | Solar | FIXED | Roof
SRP01537 | SUNTECH POWER | STP210S-18/UB-1 | 270 | 561 | 165 | 20 |  | Solar | FIXED | Ground
SRP01538 | NINGBO SOLAR ELECTRIC POWER | TDB125X125-72-P 175W | 210 | 30 | 136 | 26 |  | Solar | FIXED | Roof
SRP01538 | NINGBO SOLAR ELECTRIC POWER | TDB125X125-72-P 175W | 210 | 30 | 226 | 45 |  | Solar | FIXED | Roof
SRP01539 | SOLARWORLD | SW185MONO | 240 | 26 | 180 | 30 |  | Solar | FIXED | Pole
SRP01540 | BP SOLAR | BP3170N | 195 | 22 | 107 | 23 |  | Solar | FIXED | Roof
SRP01540 | BP SOLAR | BP175 B | 195 | 12 | 107 | 30 |  | Solar | FIXED | Roof
SRP01541 | SUNTECH POWER | STP210S-18/UB-1 | 280 | 2640 | 190 | 15 |  | Solar | FIXED | Ground
SRP01542 | CHANGZHOU TRINA SOLAR ENERGY CO | TSM-185D | 235 | 2100 | 180 | 5 |  | Solar | FIXED | Roof
SRP01543 | SHARP | ND-224UC1 | 235 | 1176 | 187 | 10 |  | Solar | FIXED | Roof
SRP01544 | SANYO ELECTRIC | HIP-205BA5 | 215 | 20 | 176 | 23 |  | Solar | FIXED | Roof
SRP01546 | CHANGZHOU TRINA SOLAR ENERGY CO | TSM-185D | 235 | 30 | 136.9 | 25 |  | Solar | FIXED | Roof
SRP01547 | CANADIAN SOLAR | CS5P-235 | 230 | 28 | 178 | 23 |  | Solar | FIXED | Roof
SRP01548 | SANYO ELECTRIC | HIP-205BA5 | 215 | 24 | 166 | 34 |  | Solar | FIXED | Roof
SRP01549 | BP SOLAR | BP3170N | 230 | 44 | 198 | 12 |  | Solar | FIXED | Roof
SRP01550 | KYOCERA SOLAR | KD210GX-LP | 235 | 44 | 200 | 30 |  | Solar | FIXED | Ground
SRP01551 | REC SCANMODULE | SCM230 | 230 | 28 | 180 | 30 |  | Solar | FIXED | Roof
SRP01552 | REC SCANMODULE | SCM230 | 230 | 26 | 125 | 24 |  | Solar | FIXED | Roof
SRP01553 | CHANGZHOU TRINA SOLAR ENERGY CO | TSM-185D | 230 | 16 | 165 | 32 |  | Solar | FIXED | Roof
SRP01553 | CHANGZHOU TRINA SOLAR ENERGY CO | TSM-165D | 230 | 22 | 243 | 32 |  | Solar | FIXED | Roof
SRP01555 | SOLARWORLD | SW185MONO | 245 | 48 | 173 | 10 |  | Solar | FIXED | Roof
SRP01555 | SOLARWORLD | SW185 MONO/T | 245 | 28 | 173 | 18 |  | Solar | FIXED | Roof
SRP01557 | KYOCERA SOLAR | KD210GX-LP | 235 | 22 | 178 | 18 |  | Solar | FIXED | Roof
SRP01558 | KYOCERA SOLAR | KC200GT | 235 | 44 | 180 | 30 |  | Solar | FIXED | Ground
SRP01559 | SOLARWORLD | SW185 MONO/T | 245 | 154 | 176 | 5 |  | Solar | FIXED | Roof
SRP01561 | SANYO ELECTRIC | HIP-205BA5 | 220 | 64 | 198 | 20 |  | Solar | FIXED | Roof
SRP01562 | CHANGZHOU TRINA SOLAR ENERGY CO | TSM-185D | 230 | 9 | 155 | 15 |  | Solar | FIXED | Roof
SRP01562 | CHANGZHOU TRINA SOLAR ENERGY CO | TSM-185D | 230 | 24 | 155 | 25 |  | Solar | FIXED | Roof
SRP01562 | CHANGZHOU TRINA SOLAR ENERGY CO | TSM-185D | 230 | 26 | 159 | 20 |  | Solar | FIXED | Roof
SRP01563 | CHANGZHOU TRINA SOLAR ENERGY CO | TSM-185D | 235 | 42 | 179 | 8 |  | Solar | FIXED | Roof
SRP01565 | BP SOLAR | BP3125S | 215 | 36 | 156 | 22 |  | Solar | FIXED | Roof
SRP01566 | SUNTECH POWER | STP21018 | 280 | 330 | 202 | 10 |  | Solar | FIXED | Roof
SRP01567 | SOLARWORLD | SW185MONO | 240 | 15 | 181 | 31 |  | Solar | FIXED | Roof
SRP01568 | SUNTECH POWER | STP21018 | 280 | 671 | 202 | 10 |  | Solar | FIXED | Roof
SRP01569 | SUNTECH POWER | STP180S-24/AB-1 | 185 | 30 | 107 | 26 |  | Solar | FIXED | Roof
SRP01569 | SUNTECH POWER | STP180S-24/AB-1 | 185 | 22 | 293 | 12 |  | Solar | FIXED | Roof
SRP01569 | SUNTECH POWER | STP180S-24/AB-1 | 185 | 16 | 293 | 26 |  | Solar | FIXED | Roof
SRP01571 | CANADIAN SOLAR | CS6P-230 | 230 | 20 | 81 | 7 |  | Solar | FIXED | Roof
SRP01571 | CANADIAN SOLAR | CS6P-230 | 230 | 78 | 81 | 18 |  | Solar | FIXED | Roof
SRP01571 | CANADIAN SOLAR | CS6P-230 | 230 | 36 | 81 | 26 |  | Solar | FIXED | Roof
SRP01571 | CANADIAN SOLAR | CS6P-230 | 230 | 182 | 171 | 18 |  | Solar | FIXED | Roof
SRP01571 | CANADIAN SOLAR | CS6P-230 | 230 | 60 | 171 | 30 |  | Solar | FIXED | Roof
SRP01571 | CANADIAN SOLAR | CS6P-230 | 230 | 20 | 261 | 7 |  | Solar | FIXED | Roof
SRP01571 | CANADIAN SOLAR | CS6P-230 | 230 | 52 | 261 | 18 |  | Solar | FIXED | Roof
SRP01571 | CANADIAN SOLAR | CS6P-230 | 230 | 36 | 261 | 26 |  | Solar | FIXED | Roof
SRP01573 | SUNTECH POWER | STP21018 | 230 | 24 | 177.7 | 28 |  | Solar | FIXED | Roof
SRP01574 | CANADIAN SOLAR | CS6P-230 | 230 | 33 | 92 | 18 |  | Solar | FIXED | Roof
SRP01574 | CANADIAN SOLAR | CS6P-230 | 230 | 33 | 182 | 18 |  | Solar | FIXED | Roof
SRP01574 | CANADIAN SOLAR | CS6P-230 | 230 | 26 | 272 | 18 |  | Solar | FIXED | Roof
SRP01575 | CANADIAN SOLAR | CS6P-230 | 230 | 117 | 171 | 18 |  | Solar | FIXED | Roof
SRP01576 | CHANGZHOU TRINA SOLAR ENERGY CO | TSM-185D | 235 | 32 | 180 | 30 |  | Solar | FIXED | Ground
SRP01577 | SUNTECH POWER | STP200-18/UB-1 | 205 | 28 | 154.4 | 25 |  | Solar | FIXED | Roof
SRP01577 | SUNTECH POWER | STP200UB | 205 | 9 | 244.5 | 25 |  | Solar | FIXED | Roof
SRP01578 | CANADIAN SOLAR | CS6P-230 | 250 | 2400 | 198 | 10 |  | Solar | FIXED | Roof
SRP01580 | CANADIAN SOLAR | CS6P-230 | 230 | 94 | 247 | 10 |  | Solar | FIXED | Roof
SRP01581 | BP SOLAR | BP3125U | 215 | 30 | 209 | 45 |  | Solar | FIXED | Roof
SRP01582 | CANADIAN SOLAR | CS6P-230 | 230 | 186 | 247 | 10 |  | Solar | FIXED | Roof
SRP01584 | BP SOLAR | BP3125U | 215 | 42 | 77 | 8 |  | Solar | FIXED | Roof
SRP01588 | MATRIX SOLAR/PHOTOWATT | PW1000-100 | 230 | 96 | 152 | 18.5 |  | Solar | FIXED | Roof
SRP01589 | SANYO ELECTRIC | HIP-205BA5 | 220 | 30 | 93 | 26 |  | Solar | FIXED | Roof
SRP01592 | SUNTECH POWER | STP200UB | 205 | 30 | 133 | 27 |  | Solar | FIXED | Roof
SRP01593 | SANYO ELECTRIC | HIP-205BA3 | 220 | 18 | 155 | 46 |  | Solar | FIXED | Roof
SRP01594 | SANYO ELECTRIC | HIP-205BA5 | 220 | 5 | 111 | 30 |  | Solar | FIXED | Roof
SRP01594 | SANYO ELECTRIC | HIP-205BA19 | 220 | 11 | 201 | 23 |  | Solar | FIXED | Roof
SRP01595 | SUNTECH POWER | STP180-24/AB-1 | 185 | 6 | 103.8 | 10 |  | Solar | FIXED | Roof
SRP01595 | SUNTECH POWER | STP180-24/AB-1 | 185 | 38 | 103.8 | 43 |  | Solar | FIXED | Roof
SRP01597 | CHANGZHOU TRINA SOLAR ENERGY CO | TSM-185D | 235 | 26 | 197 | 30 |  | Solar | FIXED | Roof
SRP01599 | REC SCANMODULE | SCM225 | 225 | 48 | 184 | 26 |  | Solar | FIXED | Roof
SRP01601 | KYOCERA SOLAR | KD210GX-LP | 235 | 110 | 180 | 30 |  | Solar | FIXED | Ground
SRP01602 | SANYO ELECTRIC | HIP-200BA5 | 220 | 32 | 147 | 30 |  | Solar | FIXED | Roof
SRP01602 | SANYO ELECTRIC | HIP-205BA5 | 220 | 24 | 147 | 32 |  | Solar | FIXED | Roof
SRP01603 | MATRIX SOLAR/PHOTOWATT | PW1650-175 | 225 | 39 | 165 | 15 |  | Solar | FIXED | Roof
SRP01604 | SUNTECH POWER | STP200UB | 205 | 24 | 277 | 13 |  | Solar | FIXED | Roof
SRP01605 | CHANGZHOU TRINA SOLAR ENERGY CO | TSM-185D | 230 | 9 | 177.9 | 24 |  | Solar | FIXED | Roof
SRP01605 | CHANGZHOU TRINA SOLAR ENERGY CO | TSM-185D | 230 | 12 | 267.9 | 23 |  | Solar | FIXED | Roof
SRP01606 | BAODING YINGLI NEW ENERGY RESOURCES CO | 110(17)P1447X663 | 230 | 60 | 157.9 | 39 |  | Solar | FIXED | Ground
SRP01607 | SUNTECH POWER | STP21018 | 210 | 14 | 161.1 | 14 |  | Solar | FIXED | Roof
SRP01607 | SUNTECH POWER | STP21018 | 210 | 22 | 161.1 | 20 |  | Solar | FIXED | Roof
SRP01608 | SUNTECH POWER | STP200-18/UB-1 | 200 | 28 | 135 | 27 |  | Solar | FIXED | Roof
SRP01609 | SUNTECH POWER | STP180S-24/AB-1 | 18520 | 20 | 122 | 24 |  | Solar | FIXED | Roof
SRP01609 | SUNTECH POWER | STP180S-24/AB-1 | 185 | 27 | 122 | 32 |  | Solar | FIXED | Roof
SRP01610 | SUNTECH POWER | STP200UB | 205 | 42 | 105.3 | 15 |  | Solar | FIXED | Roof
SRP01611 | CHANGZHOU TRINA SOLAR ENERGY CO | TSM-185D | 230 | 30 | 160 | 35 |  | Solar | FIXED | Roof
SRP01612 | CHANGZHOU TRINA SOLAR ENERGY CO | TSM-185D | 230 | 22 | 168 | 31 |  | Solar | FIXED | Roof
SRP01614 | CHANGZHOU TRINA SOLAR ENERGY CO | TSM-185D | 230 | 22 | 85 | 15 |  | Solar | FIXED | Roof
SRP01614 | CHANGZHOU TRINA SOLAR ENERGY CO | TSM-185D | 230 | 20 | 178 | 15 |  | Solar | FIXED | Roof
SRP01614 | CHANGZHOU TRINA SOLAR ENERGY CO | TSM-185D | 230 | 28 | 256 | 15 |  | Solar | FIXED | Roof
SRP01615 | CHANGZHOU TRINA SOLAR ENERGY CO | TSM-185D | 230 | 33 | 215 | 34 |  | Solar | FIXED | Roof
SRP01616 | CHANGZHOU TRINA SOLAR ENERGY CO | TSM-185D | 230 | 36 | 167 | 21 |  | Solar | FIXED | Roof
SRP01617 | SUNTECH POWER | STP200UB | 205 | 50 | 263.8 | 26 |  | Solar | FIXED | Roof
SRP01618 | CHANGZHOU TRINA SOLAR ENERGY CO | TSM-185D | 235 | 10 | 158.4 | 23 |  | Solar | FIXED | Roof
SRP01619 | CHANGZHOU TRINA SOLAR ENERGY CO | TSM-185D | 235 | 28 | 152 | 20 |  | Solar | FIXED | Roof
SRP01620 | CHANGZHOU TRINA SOLAR ENERGY CO | TSM-185D | 235 | 24 | 194.9 | 36 |  | Solar | FIXED | Roof
SRP01621 | CHANGZHOU TRINA SOLAR ENERGY CO | TSM-185D | 235 | 48 | 264 | 25 |  | Solar | FIXED | Roof
SRP01623 | SUNTECH POWER | STP200UB | 205 | 6 | 160 | 20 |  | Solar | FIXED | Roof
SRP01623 | SUNPOWER | SPR-205-BLK-U | 205 | 14 | 250.1 | 20 |  | Solar | FIXED | Roof
SRP01624 | CHANGZHOU TRINA SOLAR ENERGY CO | TSM-185D | 235 | 30 | 197 | 20 |  | Solar | FIXED | Roof
SRP01625 | CHANGZHOU TRINA SOLAR ENERGY CO | TSM-185D | 235 | 30 | 235 | 30 |  | Solar | FIXED | Roof
SRP01626 | SUNTECH POWER | STP200S-18/UB-1 | 205 | 8 | 134 | 40 |  | Solar | FIXED | Roof
SRP01626 | SUNTECH POWER | STP200S-18/UB-1 | 205 | 26 | 222.3 | 25 |  | Solar | FIXED | Roof
SRP01627 | SUNTECH POWER | STP180-24/AB-1 | 185 | 58 | 192 | 31 |  | Solar | FIXED | Roof
SRP01628 | CHANGZHOU TRINA SOLAR ENERGY CO | TSM-185D | 235 | 36 | 114.3 | 25 |  | Solar | FIXED | Roof
SRP01629 | SANYO ELECTRIC | HIP-205BA3 | 220 | 14 | 82 | 20 |  | Solar | FIXED | Roof
SRP01629 | SANYO ELECTRIC | HIP-205BA5 | 220 | 21 | 172 | 18 |  | Solar | FIXED | Roof
SRP01629 | SANYO ELECTRIC | HIP-205BA3 | 220 | 14 | 262 | 20 |  | Solar | FIXED | Roof
SRP01630 | NINGBO SOLAR ELECTRIC POWER | TDB125X125-72-P 175W | 230 | 12 | 103 | 9 |  | Solar | FIXED | Roof
SRP01631 | SUNTECH POWER | STP210S-18/UB-1 | 225 | 42 | 130 | 18 |  | Solar | FIXED | Roof
SRP01632 | SANYO ELECTRIC | HIP-205BA19 | 220 | 21 | 112 | 34 |  | Solar | FIXED | Roof
SRP01633 | REC SCANMODULE | SCM230 | 230 | 28 | 191 | 21 |  | Solar | FIXED | Roof
SRP01634 | NINGBO SOLAR ELECTRIC POWER | TDB125X125-72-P 175W | 230 | 33 | 197 | 20 |  | Solar | FIXED | Roof
SRP01635 | BP SOLAR | SX3200B | 215 | 24 | 103 | 11 |  | Solar | FIXED | Roof
SRP01636 | CHANGZHOU TRINA SOLAR ENERGY CO | TSM-185D | 235 | 6 | 104.1 | 16 |  | Solar | FIXED | Roof
SRP01636 | CHANGZHOU TRINA SOLAR ENERGY CO | TSM-185D | 235 | 36 | 194.1 | 16 |  | Solar | FIXED | Roof
SRP01637 | SUNPOWER | SPR-230-WHT-U | 240 | 570 | 117 | 2 |  | Solar | FIXED | Roof
SRP01637 | SUNPOWER | SPR-230-WHT-U | 240 | 466 | 297 | 2 |  | Solar | FIXED | Roof
SRP01638 | CHANGZHOU TRINA SOLAR ENERGY CO | TSM-185D | 235 | 51 | 157.3 | 27 |  | Solar | FIXED | Roof
SRP01639 | CHANGZHOU TRINA SOLAR ENERGY CO | TSM-185D | 230 | 6 | 130 | 14 |  | Solar | FIXED | Roof
SRP01639 | CHANGZHOU TRINA SOLAR ENERGY CO | TSM-185D | 230 | 12 | 130 | 25 |  | Solar | FIXED | Roof
SRP01639 | CHANGZHOU TRINA SOLAR ENERGY CO | TSM-185D | 230 | 10 | 130 | 40 |  | Solar | FIXED | Roof
SRP01641 | CONERGY AG | S 175MU | 230 | 4 | 40 | 15 |  | Solar | FIXED | Roof
SRP01641 | CONERGY AG | S 175MU | 230 | 20 | 220 | 15 |  | Solar | FIXED | Roof
SRP01643 | SUNTECH POWER | STP200UB | 205 | 26 | 205 | 37 |  | Solar | FIXED | Roof
SRP01644 | CANADIAN SOLAR | CS6P-230 | 230 | 14 | 83 | 31 |  | Solar | FIXED | Roof
SRP01644 | CANADIAN SOLAR | CS5P-230 | 230 | 14 | 260 | 31 |  | Solar | FIXED | Roof
SRP01645 | SUNPOWER | SPR-315E-WHT-U | 318 | 36 | 126 | 30 |  | Solar | FIXED | Roof
SRP01646 | SUNTECH POWER | STP200UB | 205 | 33 | 132 | 34 |  | Solar | FIXED | Roof
SRP01647 | CHANGZHOU TRINA SOLAR ENERGY CO | TSM-185D | 235 | 37 | 198 | 20 |  | Solar | FIXED | Roof
SRP01648 | SUNPOWER | SPR-315E-WHT-U | 320 | 328 | 93 | 2 |  | Solar | FIXED | Ground
SRP01648 | SUNPOWER | SPR-315E-WHT-U | 320 | 1296 | 176 | 12 |  | Solar | FIXED | Ground
SRP01648 | SUNPOWER | SPR-315E-WHT-U | 320 | 328 | 273 | 2 |  | Solar | FIXED | Ground
SRP01648 | SUNPOWER | SPR-315E-WHT-U | 320 | 1296 | 356 | 1 |  | Solar | FIXED | Ground
SRP01649 | SCHUCO USA |  | 235 | 228 | 180 | 30 |  | Solar | FIXED | Roof
SRP01650 | CHANGZHOU TRINA SOLAR ENERGY CO | TSM-185D | 235 | 93 | 178 | 20 |  | Solar | FIXED | Roof
SRP01651 | CHANGZHOU TRINA SOLAR ENERGY CO | TSM-185D | 235 | 50 | 178 | 20 |  | Solar | FIXED | Roof
SRP01652 | BP SOLAR | SX3200B | 230 | 36 | 189 | 41 |  | Solar | FIXED | Roof
SRP01653 | SOLARWORLD | SW185MONO | 230 | 390 | 183 | 10 |  | Solar | FIXED | Roof
SRP01654 | SUNPOWER | SPR-230-WHT-U | 230 | 78 | 180 | 34 |  | Solar | FIXED | Ground
SRP01655 | BP SOLAR | SX3200B | 215 | 24 | 212 | 11 |  | Solar | FIXED | Roof
SRP01656 | SUNPOWER |  | 238 | 52 | 240 | 30 |  | Solar | FIXED | Roof
SRP01657 | EVERGREEN SOLAR |  | 210 | 44 | 135 | 23 |  | Solar | FIXED | Roof
SRP01659 | SUNTECH POWER | STP180S-24/AB-1 | 185 | 9 | 100 | 18 |  | Solar | FIXED | Roof
SRP01659 | SUNTECH POWER | STP180S-24/AB-1 | 185 | 18 | 190 | 13 |  | Solar | FIXED | Roof
SRP01660 | SUNPOWER CORP (ORIGINAL MFRSMA) | SPR-3000M (208V) | 225 | 20 | 131 | 35 |  | Solar | FIXED | Roof
SRP01661 | SIEMENS SOLAR INDUSTRIES | SM55 | 228 | 1131 | 135 | 10 |  | Solar | FIXED | Roof
SRP01662 | SUNTECH POWER | STP180S-24/AB-1 | 185 | 29 | 200 | 28 |  | Solar | FIXED | Roof
SRP01663 | SUNPOWER | SPR-225-BLK-U | 225 | 24 | 160 | 36 |  | Solar | FIXED | Roof
SRP01664 | CANADIAN SOLAR | CS6P-230 | 290 | 352 | 165 | 10 |  | Solar | FIXED | Roof
SRP01665 | YES! SOLAR | ES205W | 235 | 12810 | 180 | 26 |  | Solar | FIXED | Ground
SRP01666 | CHANGZHOU TRINA SOLAR ENERGY CO | TSM-185D | 235 | 48 | 212.6 | 17 |  | Solar | FIXED | Roof
SRP01667 | CHANGZHOU TRINA SOLAR ENERGY CO | TSM-185D | 235 | 416 | 148 | 15 |  | Solar | FIXED | Roof
SRP01668 | SUNTECH POWER | STP210S-18/UB-1 | 280 | 924 | 202 | 10 |  | Solar | FIXED | Roof
SRP01670 | SUNTECH POWER | STP210S-18/UB-1 | 280 | 572 | 226 | 10 |  | Solar | FIXED | Roof
SRP01671 | CHANGZHOU TRINA SOLAR ENERGY CO | TSM-185D | 235 | 26 | 99.3 | 30 |  | Solar | FIXED | Roof
SRP01672 | CHANGZHOU TRINA SOLAR ENERGY CO | TSM-185D | 235 | 18 | 90 | 24 |  | Solar | FIXED | Roof
SRP01673 | CHANGZHOU TRINA SOLAR ENERGY CO | TSM-185D | 230 | 26 | 181.9 | 20 |  | Solar | FIXED | Roof
SRP01674 | SUNTECH POWER | STP200UB | 205 | 32 | 198.4 | 36 |  | Solar | FIXED | Roof
SRP01675 | CHANGZHOU TRINA SOLAR ENERGY CO | TSM-185D | 235 | 24 | 180 | 28 |  | Solar | FIXED | Roof
SRP01676 | CHANGZHOU TRINA SOLAR ENERGY CO | TSM-185D | 230 | 4 | 222 | 36 |  | Solar | FIXED | Roof
SRP01677 | SUNTECH POWER | STP200UB | 205 | 18 | 95.3 | 31 |  | Solar | FIXED | Roof
SRP01677 | SUNTECH POWER | STP200UB | 205 | 40 | 185 | 28 |  | Solar | FIXED | Roof
SRP01678 | SUNTECH POWER | STP200S-18/UB-1 | 205 | 18 | 133.4 | 30 |  | Solar | FIXED | Roof
SRP01678 | SUNTECH POWER | STP200UB | 205 | 12 | 223.4 | 30 |  | Solar | FIXED | Roof
SRP01679 | CHANGZHOU TRINA SOLAR ENERGY CO | TSM-185D | 235 | 26 | 175.3 | 33 |  | Solar | FIXED | Roof
SRP01682 | BAODING YINGLI NEW ENERGY RESOURCES CO | YL175(156) | 235 | 15 | 98 | 26.6 |  | Solar | FIXED | Roof
SRP01682 | BAODING YINGLI NEW ENERGY RESOURCES CO | YL175(156) | 235 | 20 | 278 | 26.6 |  | Solar | FIXED | Roof
SRP01683 | CHANGZHOU TRINA SOLAR ENERGY CO | TSM-185D | 235 | 24 | 267.3 | 15 |  | Solar | FIXED | Roof
SRP01685 | SUNTECH POWER | STP200-18/UB-1 | 205 | 14 | 213 | 35 |  | Solar | FIXED | Roof
SRP01686 | SUNTECH POWER | STP200-18/UB-1 | 205 | 24 | 180 | 23 |  | Solar | FIXED | Roof
SRP01687 | CANADIAN SOLAR | CS6P-230 | 230 | 22 | 195 | 30 |  | Solar | FIXED | Roof
SRP01688 | SUNTECH POWER | STP200-18/UB-1 | 205 | 18 | 174 | 15 |  | Solar | FIXED | Roof
SRP01689 | SUNPOWER | SPR-210-BLK-U | 210 | 6 | 185 | 18 |  | Solar | FIXED | Roof
SRP01690 | SUNTECH POWER | STP200-18/UB-1 | 205 | 20 | 172.4 | 28 |  | Solar | FIXED | Roof
SRP01692 | CHANGZHOU TRINA SOLAR ENERGY CO | TSM-185D | 235 | 45 | 120.9 | 25 |  | Solar | FIXED | Roof
SRP01693 | SUNTECH POWER | STP180S-24/AB-1 | 185 | 14 | 148 | 16 |  | Solar | FIXED | Roof
SRP01693 | SUNTECH POWER | STP180S-24/AB-1 | 185 | 18 | 148 | 23 |  | Solar | FIXED | Roof
SRP01694 | MATRIX SOLAR/PHOTOWATT | PW1650-175 | 190 | 506 | 217.5 | 10 |  | Solar | FIXED | Roof
SRP01695 | CANADIAN SOLAR | CS6P-230 | 230 | 10 | 140 | 30 |  | Solar | FIXED | Roof
SRP01695 | CANADIAN SOLAR | CS5P-230 | 230 | 14 | 225 | 15 |  | Solar | FIXED | Roof
SRP01695 | CANADIAN SOLAR | CS6P-230 | 230 | 9 | 225 | 20 |  | Solar | FIXED | Roof
SRP01696 | SUNTECH POWER | STP200-18/UB-1 | 205 | 12 | 142.6 | 17 |  | Solar | FIXED | Roof
SRP01698 | MATRIX SOLAR/PHOTOWATT | PW1650-175 | 230 | 101 | 170 | 28.5 |  | Solar | FIXED | Roof
SRP01699 | SUNTECH POWER | STP200-18/UB-1 | 205 | 34 | 220.4 | 22 |  | Solar | FIXED | Roof
SRP01700 | CHANGZHOU TRINA SOLAR ENERGY CO | TSM-185D | 235 | 42 | 236.9 | 25 |  | Solar | FIXED | Roof
SRP01701 | CHANGZHOU TRINA SOLAR ENERGY CO | TSM-185D | 235 | 24 | 233.3 | 25 |  | Solar | FIXED | Roof
SRP01702 | BP SOLAR | BP3115U | 215 | 16 | 174 | 27 |  | Solar | FIXED | Roof
SRP01702 | BP SOLAR | SX3200B | 215 | 22 | 174 | 27 |  | Solar | FIXED | Roof
SRP01703 | CHANGZHOU TRINA SOLAR ENERGY CO | TSM-185D | 235 | 18 | 126 | 15 |  | Solar | FIXED | Roof
SRP01704 | SUNTECH POWER | STP200UB | 205 | 20 | 102.3 | 20 |  | Solar | FIXED | Roof
SRP01704 | SUNTECH POWER | STP200-18/UB-1 | 205 | 12 | 192.3 | 20 |  | Solar | FIXED | Roof
SRP01705 | CHANGZHOU TRINA SOLAR ENERGY CO | TSM-185D | 235 | 50 | 180 | 30 |  | Solar | FIXED | Ground
SRP01706 | CHANGZHOU TRINA SOLAR ENERGY CO | TSM-185D | 230 | 5 | 147.1 | 25 |  | Solar | FIXED | Roof
SRP01706 | CHANGZHOU TRINA SOLAR ENERGY CO | TSM-185D | 230 | 30 | 237.8 | 25 |  | Solar | FIXED | Roof
SRP01707 | SUNTECH POWER | STP200-18/UB-1 | 205 | 26 | 256.5 | 26 |  | Solar | FIXED | Roof
SRP01708 | SUNTECH POWER | STP200-18/UB-1 | 205 | 30 | 207 | 35 |  | Solar | FIXED | Roof
SRP01709 | CONERGY AG | S 175MU | 235 | 34 | 191 | 34 |  | Solar | FIXED | Roof
SRP01710 | BP SOLAR | BP3125S | 215 | 27 | 115 | 25 |  | Solar | FIXED | Roof
SRP01710 | BP SOLAR | BP3125S | 215 | 7 | 115 | 30 |  | Solar | FIXED | Roof
SRP01710 | BP SOLAR | BP3125S | 215 | 8 | 205 | 30 |  | Solar | FIXED | Roof
SRP01711 | BP SOLAR | SX3195S | 195 | 22 | 132 | 30 |  | Solar | FIXED | Roof
SRP01712 | ASTROPOWER | APX-140-MNB | 230 | 6552 | 180 | 20 |  | Solar | FIXED | Ground
SRP01714 | KYOCERA SOLAR | KD210GX-LP | 235 | 33 | 129 | 35 |  | Solar | FIXED | Roof
SRP01715 | BP SOLAR | SX3200B | 215 | 15 | 160 | 44 |  | Solar | FIXED | Roof
SRP01716 | BP SOLAR | SX3200B | 195 | 24 | 205 | 23 |  | Solar | FIXED | Roof
SRP01717 | BP SOLAR | SX3195S | 195 | 51 | 118 | 23 |  | Solar | FIXED | Roof
SRP01718 | BP SOLAR | BP3125S | 215 | 24 | 246 | 31 |  | Solar | FIXED | Roof
SRP01720 | SOLARWORLD | SW185MONO | 245 | 45 | 240 | 45 |  | Solar | FIXED | Roof
SRP01722 | SUNTECH POWER | STP210S-18/UB-1 | 205 | 42 | 228.2 | 25 |  | Solar | FIXED | Roof
SRP01723 | CHANGZHOU TRINA SOLAR ENERGY CO | TSM-185D | 235 | 22 | 116.8 | 20 |  | Solar | FIXED | Roof
SRP01724 | CHANGZHOU TRINA SOLAR ENERGY CO | TSM-185D | 235 | 42 | 182 | 37 |  | Solar | FIXED | Roof
SRP01725 | SUNTECH POWER | STP210-18/UB-1 | 210 | 27 | 174.7 | 30 |  | Solar | FIXED | Roof
SRP01726 | SUNTECH POWER | STP210-18/UB-1 | 230 | 11 | 161.2 | 25 |  | Solar | FIXED | Roof
SRP01726 | SUNPOWER | SPR-230-WHT-U | 230 | 13 | 251.2 | 20 |  | Solar | FIXED | Roof
SRP01727 | SUNTECH POWER | STP200UB | 205 | 12 | 168.2 | 25 |  | Solar | FIXED | Roof
SRP01728 | SUNTECH POWER | STP180-24/AB-1 | 185 | 16 | 224.5 | 25 |  | Solar | FIXED | Roof
SRP01729 | SUNTECH POWER | STP200-18/UB-1 | 205 | 22 | 187.9 | 22 |  | Solar | FIXED | Roof
SRP01730 | CHANGZHOU TRINA SOLAR ENERGY CO | TSM-185D | 230 | 33 | 83 | 27 |  | Solar | FIXED | Roof
SRP01730 | CHANGZHOU TRINA SOLAR ENERGY CO | TSM-185D | 230 | 39 | 268 | 27 |  | Solar | FIXED | Roof
SRP01731 | CHANGZHOU TRINA SOLAR ENERGY CO | TSM-185D | 230 | 24 | 138 | 20 |  | Solar | FIXED | Roof
SRP01732 | GE ENERGY | GEPV-173-MCB | 210 | 240 | 180 | 30 |  | Solar | FIXED | Ground
SRP01733 | SUNPOWER | SPR-315E-WHT-U | 318 | 49 | 145 | 35 |  | Solar | FIXED | Roof
SRP01733 | SUNPOWER | SPR-315E-WHT-U | 318 | 16 | 235 | 34 |  | Solar | FIXED | Roof
SRP01734 | SUNTECH POWER | STP210S-18/UB-1 | 280 | 858 | 213 | 10 |  | Solar | FIXED | Roof
SRP01735 | CHANGZHOU TRINA SOLAR ENERGY CO | TSM-185D | 235 | 52 | 226 | 41 |  | Solar | FIXED | Roof
SRP01736 | SOLARWORLD | SW185MONO | 230 | 132 | 153 | 30 |  | Solar | FIXED | Ground
SRP01739 | UNKNOWN | UNKNOWN | 235 | 494 | 216 | 10 |  | Solar | FIXED | Roof
SRP01740 | CHANGZHOU TRINA SOLAR ENERGY CO | TSM-185D | 230 | 42 | 178 | 33 |  | Solar | FIXED | Roof
SRP01746 | SUNTECH POWER | STP180S-24/AB-1 | 185 | 46 | 210 | 33 |  | Solar | FIXED | Roof
SRP01747 | SUNTECH POWER | STP200-18/UB-1 | 205 | 31 | 226 | 27 |  | Solar | FIXED | Roof
SRP01748 | CHANGZHOU TRINA SOLAR ENERGY CO | TSM-185D | 235 | 45 | 208.4 | 15 |  | Solar | FIXED | Roof
SRP01749 | CHANGZHOU TRINA SOLAR ENERGY CO | TSM-185D | 235 | 42 | 145.8 | 27 |  | Solar | FIXED | Roof
SRP01750 | CHANGZHOU TRINA SOLAR ENERGY CO | TSM-185D | 230 | 22 | 118.7 | 25 |  | Solar | FIXED | Roof
SRP01750 | CHANGZHOU TRINA SOLAR ENERGY CO | TSM-185D | 230 | 9 | 208.6 | 33 |  | Solar | FIXED | Roof
SRP01751 | SUNTECH POWER | STP200UB | 205 | 29 | 118.4 | 22 |  | Solar | FIXED | Roof
SRP01752 | CHANGZHOU TRINA SOLAR ENERGY CO | TSM-185D | 235 | 16 | 131.5 | 25 |  | Solar | FIXED | Roof
SRP01752 | CHANGZHOU TRINA SOLAR ENERGY CO | TSM-185D | 235 | 16 | 221.5 | 25 |  | Solar | FIXED | Roof
SRP01753 | SUNPOWER | SPR-315E-WHT-U | 318 | 192 | 210 | 5 |  | Solar | FIXED | Roof
SRP01754 | NEO SOLAR POWER | 7C00-6A230 | 230 | 33 | 245 | 30 |  | Solar | FIXED | Roof
SRP01756 | SUNTECH POWER | STP180-24/AB-1 | 185 | 27 | 262 | 30 |  | Solar | FIXED | Roof
SRP01757 | SUNTECH POWER | STP190S-18/UB-1 | 185 | 3 | 120 | 28 |  | Solar | FIXED | Roof
SRP01757 | SUNTECH POWER | STP190S-18/UB-1 | 185 | 6 | 120 | 32 |  | Solar | FIXED | Roof
SRP01757 | SUNTECH POWER | STP190S-18/UB-1 | 185 | 3 | 120 | 42 |  | Solar | FIXED | Roof
SRP01757 | SUNTECH POWER | STP190S-18/UB-1 | 185 | 3 | 220 | 32 |  | Solar | FIXED | Roof
SRP01757 | SUNTECH POWER | STP190S-18/UB-1 | 185 | 8 | 220 | 32 |  | Solar | FIXED | Roof
SRP01758 | SUNPOWER | SPR-315E-WHT-U | 318 | 30 | 105 | 20 |  | Solar | FIXED | Roof
SRP01759 | CANADIAN SOLAR | CS6P-230 | 230 | 29 | 190 | 30 |  | Solar | FIXED | Roof
SRP01760 | SUNPOWER | SPR-225-BLK-U | 225 | 30 | 180 | 22 |  | Solar | FIXED | Roof
SRP01761 | BP SOLAR | BP3125U | 215 | 46 | 248 | 25 |  | Solar | FIXED | Roof
SRP01762 | SUNTECH POWER | STP180S-24/AB-1 | 185 | 38 | 194 | 34 |  | Solar | FIXED | Roof
SRP01763 | MATRIX SOLAR/PHOTOWATT | PW1650-175 | 240 | 130 | 52 | 2.5 |  | Solar | FIXED | Roof
SRP01763 | MATRIX SOLAR/PHOTOWATT | PW1650-175 | 240 | 1521 | 142 | 10 |  | Solar | FIXED | Roof
SRP01763 | MATRIX SOLAR/PHOTOWATT | PW1650-175 | 240 | 117 | 232 | 2.5 |  | Solar | FIXED | Roof
SRP01764 | MATRIX SOLAR/PHOTOWATT | PW1650-175 | 240 | 247 | 52 | 2.5 |  | Solar | FIXED | Roof
SRP01764 | MATRIX SOLAR/PHOTOWATT | PW1650-175 | 240 | 377 | 232 | 2.5 |  | Solar | FIXED | Roof
SRP01765 | MATRIX SOLAR/PHOTOWATT | PW1650-175 | 240 | 117 | 118 | 11 |  | Solar | FIXED | Roof
SRP01765 | MATRIX SOLAR/PHOTOWATT | PW1650-175 | 240 | 20 | 142 | 7.5 |  | Solar | FIXED | Roof
SRP01765 | MATRIX SOLAR/PHOTOWATT | PW1650-175 | 240 | 507 | 142 | 10 |  | Solar | FIXED | Roof
SRP01766 | SUNTECH POWER | STP180S-24/AB-1 | 185 | 54 | 174 | 33 |  | Solar | FIXED | Roof
SRP01767 | SUNTECH POWER | STP210S-18/UB-1 | 390 | 8 | 134 | 20 |  | Solar | FIXED | Roof
SRP01768 | UNKNOWN | UNKNOWN | 235 | 13 | 153 | 40 |  | Solar | FIXED | Roof
SRP01768 | UNKNOWN | UNKNOWN | 235 | 49 | 243 | 30 |  | Solar | FIXED | Roof
SRP01770 | DAY4 ENERGY | DAY4 48MC 190 | 280 | 22 | 182 | 19 |  | Solar | FIXED | Roof
SRP01771 | BAODING YINGLI NEW ENERGY RESOURCES CO | YL175(156) | 235 | 1106 | 192 | 10 |  | Solar | FIXED | Roof
SRP01772 | UNKNOWN | UNKNOWN | 235 | 42 | 120 | 30 |  | Solar | FIXED | Roof
SRP01773 | SUNTECH POWER | STP21018 | 210 | 12 | 217 | 30 |  | Solar | FIXED | Roof
SRP01774 | UNKNOWN | UNKNOWN | 235 | 38 | 168 | 30 |  | Solar | FIXED | Roof
SRP01776 | BAODING YINGLI NEW ENERGY RESOURCES CO | YL175(156) | 230 | 812 | 206 | 15 |  | Solar | FIXED | Roof
SRP01778 | SUNPOWER | SPR-230-WHT-U | 240 | 36 | 163 | 32 |  | Solar | FIXED | Roof
SRP01779 | BP SOLAR | BP3125S | 215 | 14 | 131 | 22 |  | Solar | FIXED | Roof
SRP01780 | UNKNOWN | UNKNOWN | 235 | 42 | 117 | 33 |  | Solar | FIXED | Roof
SRP01781 | BAODING YINGLI NEW ENERGY RESOURCES CO | YL175(156) | 235 | 350 | 149 | 15 |  | Solar | FIXED | Roof
SRP01781 | BAODING YINGLI NEW ENERGY RESOURCES CO | YL175(156) | 235 | 490 | 209 | 15 |  | Solar | FIXED | Roof
SRP01782 | MC SOLAR | TF-90B | 235 | 72 | 170 | 20 |  | Solar | FIXED | Roof
SRP01783 | SOLARWORLD | SW185MONO | 245 | 31 | 169 | 15 |  | Solar | FIXED | Roof
SRP01783 | SOLARWORLD | SW185MONO | 245 | 7 | 259 | 15 |  | Solar | FIXED | Roof
SRP01785 | SUNTECH POWER | STP200S-18/UB-1 | 205 | 60 | 180 | 35 |  | Solar | FIXED | Ground
SRP01786 | YES! SOLAR | ES205W | 230 | 532 | 205 | 20 |  | Solar | FIXED | Roof
SRP01787 | SUNTECH POWER | STP200S-18/UB-1 | 205 | 33 | 228 | 33 |  | Solar | FIXED | Roof
SRP01788 | BAODING YINGLI NEW ENERGY RESOURCES CO | YL175(156) | 230 | 224 | 217 | 20 |  | Solar | FIXED | Roof
SRP01790 | SUNPOWER | SPR-225-BLK-U | 225 | 28 | 148 | 35 |  | Solar | FIXED | Roof
SRP01791 | SUNTECH POWER | STP180-24/AB-1 | 185 | 9 | 225 | 22 |  | Solar | FIXED | Roof
SRP01791 | SUNTECH POWER | STP190-18/UB-1 | 185 | 72 | 225 | 38 |  | Solar | FIXED | Roof
SRP01792 | SUNTECH POWER | STP210-18/UB-1 | 245 | 7 | 170 | 30 |  | Solar | FIXED | Roof
SRP01792 | SUNTECH POWER | STP210S-18/UB-1 | 245 | 22 | 260 | 33 |  | Solar | FIXED | Roof
SRP01793 | SUNPOWER | SPR-225-BLK-U | 225 | 27 | 180 | 27 |  | Solar | FIXED | Roof
SRP01794 | CHANGZHOU TRINA SOLAR ENERGY CO | TSM-185D | 230 | 42 | 202 | 25 |  | Solar | FIXED | Roof
SRP01797 | SOLON AG FUER SOLARTECHNIK | P220/6+/01 235WP | 235 | 24 | 180 | 34 |  | Solar | FIXED | Roof
SRP01798 | CHANGZHOU TRINA SOLAR ENERGY CO | TSM-185D | 230 | 14 | 193 | 20 |  | Solar | FIXED | Roof
SRP01799 | SUNPOWER | SPR-225-BLK-U | 225 | 24 | 163 | 33 |  | Solar | FIXED | Roof
SRP01801 | SCHOTT SOLAR | ASE-250DGF/17 | 235 | 5502 | 211.5 | 10 |  | Solar | 1AXIS | Roof
SRP01803 | CHANGZHOU TRINA SOLAR ENERGY CO | TSM-185D | 230 | 24 | 169 | 22 |  | Solar | FIXED | Roof
SRP01805 | SUNTECH POWER | STP180-24/AB-1 | 185 | 28 | 96.1 | 35 |  | Solar | FIXED | Roof
SRP01805 | SUNTECH POWER | STP180-24/AB-1 | 185 | 21 | 186 | 35 |  | Solar | FIXED | Roof
SRP01806 | CHANGZHOU TRINA SOLAR ENERGY CO | TSM-185D | 235 | 34 | 169 | 25 |  | Solar | FIXED | Roof
SRP01807 | CHANGZHOU TRINA SOLAR ENERGY CO | TSM-185D | 230 | 39 | 169 | 22 |  | Solar | FIXED | Roof
SRP01808 | CHANGZHOU TRINA SOLAR ENERGY CO | TSM-185D | 235 | 26 | 187.6 | 30 |  | Solar | FIXED | Roof
SRP01809 | CHANGZHOU TRINA SOLAR ENERGY CO | TSM-185D | 230 | 22 | 205 | 23 |  | Solar | FIXED | Roof
SRP01810 | CHANGZHOU TRINA SOLAR ENERGY CO | TSM-185D | 235 | 20 | 170 | 26 |  | Solar | FIXED | Roof
SRP01811 | CHANGZHOU TRINA SOLAR ENERGY CO | TSM-185D | 230 | 20 | 224 | 17 |  | Solar | FIXED | Roof
SRP01812 | CHANGZHOU TRINA SOLAR ENERGY CO | TSM-185D | 230 | 30 | 211 | 22 |  | Solar | FIXED | Roof
SRP01813 | CHANGZHOU TRINA SOLAR ENERGY CO | TSM-185D | 230 | 31 | 144.7 | 16 |  | Solar | FIXED | Roof
SRP01814 | CHANGZHOU TRINA SOLAR ENERGY CO | TSM-185D | 235 | 26 | 213.9 | 26 |  | Solar | FIXED | Roof
SRP01815 | CHANGZHOU TRINA SOLAR ENERGY CO | TSM-185D | 230 | 21 | 169 | 22 |  | Solar | FIXED | Roof
SRP01815 | CHANGZHOU TRINA SOLAR ENERGY CO | TSM-185D | 230 | 14 | 259 | 22 |  | Solar | FIXED | Roof
SRP01816 | SUNTECH POWER | STP200UB | 205 | 76 | 234 | 20 |  | Solar | FIXED | Roof
SRP01817 | CHANGZHOU TRINA SOLAR ENERGY CO | TSM-185D | 235 | 20 | 167 | 26 |  | Solar | FIXED | Roof
SRP01818 | CHANGZHOU TRINA SOLAR ENERGY CO | TSM-185D | 235 | 24 | 129 | 24 |  | Solar | FIXED | Roof
SRP01818 | CHANGZHOU TRINA SOLAR ENERGY CO | TSM-185D | 235 | 10 | 219 | 24 |  | Solar | FIXED | Roof
SRP01819 | CHANGZHOU TRINA SOLAR ENERGY CO | TSM-185D | 235 | 20 | 90 | 30 |  | Solar | FIXED | Roof
SRP01819 | CHANGZHOU TRINA SOLAR ENERGY CO | TSM-185D | 235 | 26 | 180 | 44 |  | Solar | FIXED | Roof
SRP01820 | CHANGZHOU TRINA SOLAR ENERGY CO | TSM-185D | 235 | 32 | 185.2 | 27 |  | Solar | FIXED | Roof
SRP01821 | CHANGZHOU TRINA SOLAR ENERGY CO | TSM-185D | 235 | 14 | 138.2 | 30 |  | Solar | FIXED | Roof
SRP01822 | SUNTECH POWER | STP200-18/UB-1 | 205 | 24 | 225 | 30 |  | Solar | FIXED | Roof
SRP01824 | CHANGZHOU TRINA SOLAR ENERGY CO | TSM-185D | 235 | 8 | 137.9 | 20 |  | Solar | FIXED | Roof
SRP01824 | CHANGZHOU TRINA SOLAR ENERGY CO | TSM-185D | 235 | 24 | 228.1 | 20 |  | Solar | FIXED | Roof
SRP01825 | BAODING YINGLI NEW ENERGY RESOURCES CO | YL175(156) | 235 | 104 | 180 | 20 |  | Solar | FIXED | Roof
SRP01825 | BAODING YINGLI NEW ENERGY RESOURCES CO | YL175(156) | 235 | 78 | 190 | 20 |  | Solar | FIXED | Roof
SRP01825 | BAODING YINGLI NEW ENERGY RESOURCES CO | YL175(156) | 235 | 195 | 206 | 20 |  | Solar | FIXED | Roof
SRP01825 | BAODING YINGLI NEW ENERGY RESOURCES CO | YL175(156) | 235 | 65 | 223 | 20 |  | Solar | FIXED | Roof
SRP01827 | SOLARWORLD | SW185MONO | 245 | 11 | 130 | 45 |  | Solar | FIXED | Roof
SRP01827 | SOLARWORLD | SW185 MONO/T | 245 | 46 | 212 | 35 |  | Solar | FIXED | Roof
SRP01830 | SANYO ELECTRIC | HIP-205BA5 | 220 | 39 | 195 | 30 |  | Solar | FIXED | Roof
SRP01831 | MATRIX SOLAR/PHOTOWATT | PW750-90 | 240 | 36 | 200 | 10 |  | Solar | FIXED | Roof
SRP01831 | MATRIX SOLAR/PHOTOWATT | PW750-90 | 240 | 24 | 200 | 45 |  | Solar | FIXED | Roof
SRP01832 | MATRIX SOLAR/PHOTOWATT | PW1250-115 | 240 | 69 | 200 | 10 |  | Solar | FIXED | Roof
SRP01833 | CANADIAN SOLAR | CS6P-230 | 230 | 22 | 150 | 30 |  | Solar | FIXED | Roof
SRP01834 | SOLARWORLD | SW185MONO | 245 | 18 | 242 | 25 |  | Solar | FIXED | Roof
SRP01835 | SOLARWORLD | SW185MONO | 245 | 26 | 152 | 10 |  | Solar | FIXED | Roof
SRP01835 | SOLARWORLD | SW185MONO | 245 | 38 | 242 | 22 |  | Solar | FIXED | Roof
SRP01836 | BP SOLAR | SX3200B | 215 | 36 | 162 | 30 |  | Solar | FIXED | Roof
SRP01837 | SUNTECH POWER | STP200S-18/UB-1 | 205 | 18 | 35 |  |  | Solar | FIXED | Roof
SRP01837 | SUNTECH POWER | STP200S-18/UB-1 | 205 | 20 | 35 |  |  | Solar | FIXED | Roof
SRP01838 | BP SOLAR | SX3195B | 195 | 9 | 97 | 35 |  | Solar | FIXED | Roof
SRP01838 | BP SOLAR | SX3195B | 195 | 10 | 97 | 36 |  | Solar | FIXED | Roof
SRP01838 | BP SOLAR | SX3195B | 195 | 19 | 187 | 38 |  | Solar | FIXED | Roof
SRP01839 | SUNTECH POWER | STP200-18/UB-1 | 205 | 64 | 142.4 | 18 |  | Solar | FIXED | Roof
SRP01841 | REC SCANMODULE | SCM230 | 235 | 871 | 180 | 10 |  | Solar | FIXED | Roof
SRP01842 | CHANGZHOU TRINA SOLAR ENERGY CO | TSM-185D | 235 | 26 | 118.9 | 32 |  | Solar | FIXED | Roof
SRP01843 | CHANGZHOU TRINA SOLAR ENERGY CO | TSM-185D | 230 | 33 | 130.5 | 35 |  | Solar | FIXED | Roof
SRP01844 | SUNTECH POWER | STP200-18/UB-1 | 205 | 34 | 179.1 | 33 |  | Solar | FIXED | Roof
SRP01845 | CHANGZHOU TRINA SOLAR ENERGY CO | TSM-185D | 235 | 14 | 130 | 25 |  | Solar | FIXED | Roof
SRP01845 | CHANGZHOU TRINA SOLAR ENERGY CO | TSM-185D | 235 | 26 | 220 | 20 |  | Solar | FIXED | Roof
SRP01846 | SUNPOWER CORP (ORIGINAL MFRFRONIUS) | SPR-3300F-277 | 318 | 3688 | 186 | 5 |  | Solar | FIXED | Roof
SRP01847 | CHANGZHOU TRINA SOLAR ENERGY CO | TSM-185D | 235 | 30 | 189 | 18 |  | Solar | FIXED | Roof
SRP01847 | CHANGZHOU TRINA SOLAR ENERGY CO | TSM-185D | 235 | 10 | 279 | 22 |  | Solar | FIXED | Roof
SRP01848 | SUNPOWER | SPR-230-WHT-U | 238 | 27 | 200 | 34 |  | Solar | FIXED | Roof
SRP01849 | SUNTECH POWER | STP210S-18/UB-1 | 270 | 2563 | 193 | 10 |  | Solar | FIXED | Roof
SRP01850 | SOLARWORLD | SW185MONO | 235 | 1664 | 180 | 10 |  | Solar | FIXED | Ground
SRP01851 | SUNPOWER | SPR-225-BLK-U | 225 | 44 | 194 | 34 |  | Solar | FIXED | Roof
SRP01853 | SOLARWORLD | SW185MONO | 235 | 2366 | 180 | 10 |  | Solar | FIXED | Ground
SRP01854 | SUNTECH POWER | STP210S-18/UB-1 | 280 | 1078 | 218 | 10 |  | Solar | FIXED | Roof
SRP01855 | SANYO ELECTRIC | HIP-167BA | 241 | 39 | 157 | 26 |  | Solar | FIXED | Roof
SRP01856 | KYOCERA SOLAR | KD210GX-LP | 235 | 980 | 187 | 1.2 |  | Solar | FIXED | Roof
SRP01856 | KYOCERA SOLAR | KD210GX-LP | 235 | 4466 | 187 | 5 |  | Solar | FIXED | Roof
SRP01857 | SOLARWORLD | SW185MONO | 245 | 9 | 143 | 40 |  | Solar | FIXED | Roof
SRP01857 | SOLARWORLD | SW185MONO | 245 | 46 | 233 | 30 |  | Solar | FIXED | Roof
SRP01858 | SUNPOWER | SPR-225-BLK-U | 225 | 25 | 160 | 26 |  | Solar | FIXED | Roof
SRP01858 | SUNPOWER | SPR-225-BLK-U | 225 | 5 | 250 | 26 |  | Solar | FIXED | Roof
SRP01859 | REC SCANMODULE | SCM230 | 235 | 1183 | 180 | 10 |  | Solar | 1AXIS | Roof
SRP01860 | CHANGZHOU TRINA SOLAR ENERGY CO | TSM-185D | 230 | 22 | 261 | 30 |  | Solar | FIXED | Roof
SRP01861 | SUNPOWER | SPR-225-BLK-U | 225 | 14 | 180 | 28 |  | Solar | FIXED | Roof
SRP01862 | CHANGZHOU TRINA SOLAR ENERGY CO | TSM-185D | 230 | 10 | 113 | 22 |  | Solar | FIXED | Roof
SRP01862 | CHANGZHOU TRINA SOLAR ENERGY CO | TSM-185D | 230 | 33 | 203 | 22 |  | Solar | FIXED | Roof
SRP01863 | CHANGZHOU TRINA SOLAR ENERGY CO | TSM-185D | 230 | 44 | 175 | 18 |  | Solar | FIXED | Roof
SRP01864 | SANYO ELECTRIC | HIP-205BA5 | 220 | 1980 | 114 | 10 |  | Solar | FIXED | Roof
SRP01865 | SUNTECH POWER | STP175-24/AB-1 | 175 | 33 | 154 | 34 |  | Solar | FIXED | Roof
SRP01866 | CHANGZHOU TRINA SOLAR ENERGY CO | TSM-185D | 235 | 481 | 162 | 10 |  | Solar | FIXED | Roof
SRP01867 | CHANGZHOU TRINA SOLAR ENERGY CO | TSM-185D | 235 | 57 | 112 | 29 |  | Solar | FIXED | Roof
SRP01868 | CHANGZHOU TRINA SOLAR ENERGY CO | TSM-185D | 235 | 16 | 230.3 | 9 |  | Solar | FIXED | Roof
SRP01870 | CHANGZHOU TRINA SOLAR ENERGY CO | TSM-185D | 235 | 65 | 133.7 | 25 |  | Solar | FIXED | Roof
SRP01872 | CHANGZHOU TRINA SOLAR ENERGY CO | TSM-185D | 235 | 20 | 104.3 | 34 |  | Solar | FIXED | Roof
SRP01873 | CHANGZHOU TRINA SOLAR ENERGY CO | TSM-185D | 230 | 27 | 214.1 | 29 |  | Solar | FIXED | Roof
SRP01874 | CHANGZHOU TRINA SOLAR ENERGY CO | TSM-185D | 235 | 2684 | 139 | 5 |  | Solar | FIXED | Roof
SRP01878 | ET SOLAR INDUSTRY | ET-P660230WB | 230 | 42 | 162 | 18 |  | Solar | FIXED | Roof
SRP01878 | ET SOLAR INDUSTRY | ET-P660230WB | 230 | 12 | 162 | 50 |  | Solar | FIXED | Roof
SRP01878 | ET SOLAR INDUSTRY | ET-P660230WB | 230 | 156 | 252 | 18 |  | Solar | FIXED | Roof
SRP01880 | SUNPOWER | SPR-230-WHT-U | 230 | 69 | 180 | 34 |  | Solar | FIXED | Ground
SRP01882 | SUNPOWER | SPR-230-WHT-U | 230 | 99 | 180 | 34 |  | Solar | FIXED | Ground
SRP01888 | KYOCERA SOLAR | KD210GX-LP | 235 | 8512 | 180 | 27 |  | Solar | FIXED | Ground
SRP01889 | SUNPOWER | SPR-315E-WHT-U | 320 | 70 | 216 | 8 |  | Solar | FIXED | Roof
SRP01890 | SUNTECH POWER | STP200S-18/UB-1 | 205 | 10 | 178 | 30 |  | Solar | FIXED | Roof
SRP01890 | SUNTECH POWER | STP200UB | 205 | 20 | 178 | 35 |  | Solar | FIXED | Roof
SRP01892 | SANYO ELECTRIC | HIP-205BA5 | 220 | 45 | 197 | 29 |  | Solar | FIXED | Ground
SRP01893 | REC SCANMODULE | SCM230 | 230 | 64 | 183 | 30 |  | Solar | FIXED | Roof
SRP01894 | KYOCERA SOLAR | KD210GX-LP | 235 | 7 | 167 | 39 |  | Solar | FIXED | Roof
SRP01894 | KYOCERA SOLAR | KD205GX-LP | 235 | 11 | 167 | 45 |  | Solar | FIXED | Roof
SRP01894 | KYOCERA SOLAR | KD210GX-LP | 235 | 26 | 257 | 31 |  | Solar | FIXED | Roof
SRP01895 | SCHUCO USA |  | 210 | 24 | 189.4 | 22.5 |  | Solar | FIXED | Roof
SRP01896 | SCHUCO USA |  | 185 | 42 | 160 | 30 |  | Solar | FIXED | Roof
SRP01897 | SHARP | ND-U230C1 | 240 | 169 | 174 | 11 |  | Solar | FIXED | Roof
SRP01898 | CHANGZHOU TRINA SOLAR ENERGY CO | TSM-185D | 230 | 25 | 266 | 32 |  | Solar | FIXED | Roof
SRP01899 | SHARP | ND-224UC1 | 240 | 2197 | 156 | 15 |  | Solar | FIXED | Roof
SRP01900 | SHARP | NT-188U1 | 240 | 1976 | 177 | 10 |  | Solar | FIXED | Roof
SRP01901 | SUNTECH POWER | STP210S-18/UB-1 | 280 | 4521 | 140 | 10 |  | Solar | FIXED | Roof
SRP01902 | SOLARWORLD | SW185MONO | 245 | 1316 | 194 | 10 |  | Solar | FIXED | Roof
SRP01933 | BP SOLAR | BP3150S | 215 | 18 | 167 | 40 |  | Solar | FIXED | Roof
SRP01934 | BP SOLAR | BP3170N | 215 | 26 | 187 | 10 |  | Solar | FIXED | Roof
SRP01935 | SOLARWORLD | SW185MONO | 235 | 10 | 102 | 33 |  | Solar | FIXED | Roof
SRP01935 | SOLARWORLD | SW185MONO | 235 | 20 | 188 | 21 |  | Solar | FIXED | Roof
SRP01936 | CHANGZHOU TRINA SOLAR ENERGY CO | TSM-185D | 235 | 36 | 208.9 | 25 |  | Solar | FIXED | Roof
SRP01939 | SCHUCO USA |  | 180 | 12 | 160 | 30 |  | Solar | FIXED | Roof
SRP01939 | SCHUCO USA |  | 180 | 32 | 250 | 25 |  | Solar | FIXED | Roof
SRP01940 | CHANGZHOU TRINA SOLAR ENERGY CO | TSM-185D | 235 | 30 | 203.9 | 18 |  | Solar | FIXED | Roof
SRP01942 | SUNTECH POWER | STP200UB | 205 | 40 | 227.4 | 34 |  | Solar | FIXED | Roof
SRP01943 | CHANGZHOU TRINA SOLAR ENERGY CO | TSM-185D | 230 | 14 | 201.4 | 14 |  | Solar | FIXED | Roof
SRP01944 | CHANGZHOU TRINA SOLAR ENERGY CO | TSM-185D | 230 | 22 | 123.2 | 29 |  | Solar | FIXED | Roof
SRP01944 | CHANGZHOU TRINA SOLAR ENERGY CO | TSM-185D | 230 | 8 | 213.3 | 29 |  | Solar | FIXED | Roof
SRP01945 | CHANGZHOU TRINA SOLAR ENERGY CO | TSM-185D | 235 | 45 | 245.2 | 25 |  | Solar | FIXED | Roof
SRP01946 | CHANGZHOU TRINA SOLAR ENERGY CO | TSM-185D | 235 | 24 | 194.3 | 22 |  | Solar | FIXED | Roof
SRP01947 | CHANGZHOU TRINA SOLAR ENERGY CO | TSM-185D | 235 | 32 | 157 | 26 |  | Solar | FIXED | Roof
SRP01948 | SUNTECH POWER | STP210S-18/UB-1 | 250 | 112 | 161 | 10 |  | Solar | FIXED | Roof
SRP01949 | SILIKEN MANUFACTURING USA | SLK60P6L 230 WP | 230 | 186 | 218 | 10 |  | Solar | FIXED | Roof
SRP01950 | SUNPOWER | SPR-315E-WHT-U | 320 | 24 | 216 | 34 |  | Solar | FIXED | Roof
SRP01952 | SUNPOWER | SPR-225-BLK-U | 228 | 13 | 130 | 41 |  | Solar | FIXED | Roof
SRP01952 | SUNPOWER | SPR-225-BLK-U | 228 | 4 | 130 | 45 |  | Solar | FIXED | Roof
SRP01952 | SUNPOWER | SPR-225-BLK-U | 228 | 15 | 220 | 34 |  | Solar | FIXED | Roof
SRP01953 | CHANGZHOU TRINA SOLAR ENERGY CO | TSM-185D | 230 | 7 | 180 | 18 |  | Solar | FIXED | Roof
SRP01953 | CHANGZHOU TRINA SOLAR ENERGY CO | TSM-185D | 230 | 20 | 180 | 26 |  | Solar | FIXED | Roof
SRP01954 | SANYO ELECTRIC | HIP-205BA5 | 220 | 64 | 199 | 15 |  | Solar | FIXED | Roof
SRP01955 | SUNPOWER | SPR-225-BLK-U | 225 | 24 | 185 | 40 |  | Solar | FIXED | Roof
SRP01956 | SUNPOWER | SPR-225-BLK-U | 225 | 36 | 115 | 28 |  | Solar | FIXED | Roof
SRP01956 | SUNPOWER | SPR-225-BLK-U | 225 | 20 | 205 | 45 |  | Solar | FIXED | Roof
SRP01957 | REC SCANMODULE | SCM230 | 235 | 78 | 180 | 39.5 |  | Solar | FIXED | Ground
SRP01958 | SUNTECH POWER | STP210S-18/UB-1 | 245 | 40 | 170 | 20 |  | Solar | FIXED | Roof
SRP01959 | SOLARWORLD | SW185MONO | 240 | 20 | 110 | 23 |  | Solar | FIXED | Roof
SRP01959 | SOLARWORLD | SW185MONO | 240 | 8 | 290 | 23 |  | Solar | FIXED | Roof
SRP01960 | SOLARWORLD | SW185MONO | 240 | 27 | 230 | 33 |  | Solar | FIXED | Roof
SRP01961 | SOLARWORLD | SW185MONO | 240 | 15 | 160 | 33 |  | Solar | FIXED | Roof
SRP01961 | SOLARWORLD | SW185MONO | 240 | 18 | 250 | 33 |  | Solar | FIXED | Roof
SRP01962 | SOLARWORLD | SW185 MONO/T | 240 | 22 | 135 | 33 |  | Solar | FIXED | Roof
SRP01962 | SOLARWORLD | SW185MONO | 240 | 11 | 225 | 33 |  | Solar | FIXED | Roof
SRP01963 | SOLARWORLD | SW185 MONO/T | 240 | 36 | 115 | 36 |  | Solar | FIXED | Roof
SRP01964 | CHANGZHOU TRINA SOLAR ENERGY CO | TSM-185D | 230 | 10 | 150 | 25 |  | Solar | FIXED | Roof
SRP01964 | CHANGZHOU TRINA SOLAR ENERGY CO | TSM-185D | 230 | 20 | 226 | 25 |  | Solar | FIXED | Roof
SRP01966 | CHANGZHOU TRINA SOLAR ENERGY CO | TSM-185D | 230 | 18 | 182 | 23 |  | Solar | FIXED | Roof
SRP01967 | CHANGZHOU TRINA SOLAR ENERGY CO | TSM-185D | 230 | 26 | 177 | 18 |  | Solar | FIXED | Roof
SRP01970 | JIANGSU AIDE SOLAR ENERGY TECHNOLOGY | XZST-100W/12V | 235 | 416 | 139 | 5 |  | Solar | FIXED | Roof
SRP01975 | SUNTECH POWER | STP210S-18/UB-1 | 225 | 17 | 122 | 38 |  | Solar | FIXED | Roof
SRP01975 | SUNTECH POWER | STP200S-18/UB-1 | 225 | 13 | 212 | 37 |  | Solar | FIXED | Roof
SRP01976 | SUNPOWER | SPR-225-BLK-U | 240 | 70 | 136 | 40 |  | Solar | FIXED | Roof
SRP01977 | BP SOLAR | BP3125U | 215 | 16 | 88 | 20 |  | Solar | FIXED | Roof
SRP01977 | BP SOLAR | BP3125U | 215 | 16 | 178 | 20 |  | Solar | FIXED | Roof
SRP01977 | BP SOLAR | BP3125U | 215 | 10 | 263 | 20 |  | Solar | FIXED | Roof
SRP01977 | BP SOLAR | BP3125U | 215 | 16 | 268 | 16 |  | Solar | FIXED | Roof
SRP01978 | SUNTECH POWER | STP210S-18/UB-1 | 270 | 1617 | 187 | 10 |  | Solar | FIXED | Roof
SRP01979 | CHANGZHOU TRINA SOLAR ENERGY CO | TSM-185D | 230 | 195 | 195 | 17 |  | Solar | FIXED | Roof
SRP01980 | CHANGZHOU TRINA SOLAR ENERGY CO | TSM-185D | 235 | 24 | 161 | 30 |  | Solar | FIXED | Roof
SRP01980 | CHANGZHOU TRINA SOLAR ENERGY CO | TSM-185D | 235 | 6 | 251 | 45 |  | Solar | FIXED | Roof
SRP01981 | CHANGZHOU TRINA SOLAR ENERGY CO | TSM-185D | 230 | 21 | 145.4 | 21 |  | Solar | FIXED | Roof
SRP01982 | CHANGZHOU TRINA SOLAR ENERGY CO | TSM-185D | 235 | 24 | 247.3 | 25 |  | Solar | FIXED | Roof
SRP01984 | CHANGZHOU TRINA SOLAR ENERGY CO | TSM-185D | 235 | 26 | 146 | 21 |  | Solar | FIXED | Roof
SRP01985 | CHANGZHOU TRINA SOLAR ENERGY CO | TSM-185D | 235 | 33 | 135.4 | 20 |  | Solar | FIXED | Roof
SRP01986 | CHANGZHOU TRINA SOLAR ENERGY CO | TSM-185D | 235 | 24 | 96 | 39 |  | Solar | FIXED | Roof
SRP01987 | SUNTECH POWER | STP180-24/AB-1 | 185 | 24 | 246.8 | 24 |  | Solar | FIXED | Roof
SRP01988 | SUNTECH POWER | STP200UB | 205 | 265 | 175.1 | 5 |  | Solar | FIXED | Roof
SRP01989 | CHANGZHOU TRINA SOLAR ENERGY CO | TSM-185D | 235 | 36 | 243.5 | 16 |  | Solar | FIXED | Roof
SRP01990 | CANADIAN SOLAR | CS5A-190 | 195 | 18 | 135 | 35 |  | Solar | FIXED | Roof
SRP01990 | CANADIAN SOLAR | CS5A-190 | 195 | 30 | 179 | 35 |  | Solar | FIXED | Roof
SRP01991 | BP SOLAR | SX3195B | 195 | 10 | 218 | 20 |  | Solar | FIXED | Roof
SRP01991 | BP SOLAR | SX3195B | 195 | 20 | 218 | 36 |  | Solar | FIXED | Roof
SRP01992 | BP SOLAR | BP3125S | 215 | 48 | 189 | 23 |  | Solar | FIXED | Roof
SRP01995 | SUNTECH POWER | STP180S-24/AB-1 | 190 | 33 | 196 | 35 |  | Solar | FIXED | Roof
SRP01996 | CANADIAN SOLAR | CS6P-230 | 230 | 43 | 175 | 10 |  | Solar | FIXED | Roof
SRP01997 | CANADIAN SOLAR | CS6P-230 | 230 | 65 | 192 | 5 |  | Solar | FIXED | Roof
SRP01998 | CANADIAN SOLAR | CS6P-230 | 230 | 48 | 192 | 5 |  | Solar | FIXED | Roof
SRP01999 | MATRIX SOLAR/PHOTOWATT | PW1000-100 | 230 | 80 | 210 | 10 |  | Solar | FIXED | Roof
SRP02000 | CHANGZHOU TRINA SOLAR ENERGY CO | TSM-185D | 235 | 10 | 248.7 | 9 |  | Solar | FIXED | Roof
SRP02001 | CHANGZHOU TRINA SOLAR ENERGY CO | TSM-185D | 235 | 22 | 235 | 26 |  | Solar | FIXED | Roof
SRP02002 | SUNTECH POWER | STP180-24/AB-1 | 185 | 32 | 200.7 | 25 |  | Solar | FIXED | Roof
SRP02003 | SUNTECH POWER | STP200-18/UB-1 | 205 | 34 | 190.2 | 10 |  | Solar | FIXED | Roof
SRP02004 | CHANGZHOU TRINA SOLAR ENERGY CO | TSM-185D | 235 | 44 | 110.4 | 33 |  | Solar | FIXED | Roof
SRP02005 | CHANGZHOU TRINA SOLAR ENERGY CO | TSM-185D | 230 | 33 | 231.2 | 31 |  | Solar | FIXED | Roof
SRP02006 | CHANGZHOU TRINA SOLAR ENERGY CO | TSM-185D | 235 | 34 | 126.1 | 30 |  | Solar | FIXED | Roof
SRP02007 | CHANGZHOU TRINA SOLAR ENERGY CO | TSM-185D | 235 | 33 | 217.6 | 25 |  | Solar | FIXED | Roof
SRP02009 | CHANGZHOU TRINA SOLAR ENERGY CO | TSM-185D | 235 | 18 | 161 | 20 |  | Solar | FIXED | Roof
SRP02010 | CHANGZHOU TRINA SOLAR ENERGY CO | TSM-185D | 235 | 22 | 127 | 20 |  | Solar | FIXED | Roof
SRP02011 | SCHOTT SOLAR | ASE-250DGF/17 | 230 | 30 | 154 | 20 |  | Solar | FIXED | Pole
SRP02012 | CHANGZHOU TRINA SOLAR ENERGY CO | TSM-185D | 235 | 30 | 188.9 | 30 |  | Solar | FIXED | Roof
SRP02013 | SUNTECH POWER | STP200-18/UB-1 | 200 | 18 | 152 | 31 |  | Solar | FIXED | Roof
SRP02014 | CHANGZHOU TRINA SOLAR ENERGY CO | TSM-185D | 235 | 24 | 142.1 | 36 |  | Solar | FIXED | Roof
SRP02014 | CHANGZHOU TRINA SOLAR ENERGY CO | TSM-185D | 235 | 18 | 232.1 | 30 |  | Solar | FIXED | Roof
SRP02015 | CANADIAN SOLAR | CS6P-230 | 230 | 42 | 265 | 19 |  | Solar | FIXED | Roof
SRP02016 | BP SOLAR | BP3125S | 215 | 20 | 160 | 31 |  | Solar | FIXED | Roof
SRP02017 | REC SCANMODULE | SCM230 | 235 | 30 | 174 | 26.6 |  | Solar | FIXED | Roof
SRP02018 | SOLARWORLD | SW185MONO | 240 | 208 | 159 | 3 |  | Solar | FIXED | Roof
SRP02019 | SUNPOWER | SPR-230-WHT-U | 230 | 26 | 177 | 27 |  | Solar | FIXED | Roof
SRP02020 | SUNPOWER | SPR-230-WHT-U | 230 | 30 | 230 | 30 |  | Solar | FIXED | Ground
SRP02021 | SUNTECH POWER | STP180S-24/AB-1 | 185 | 16 | 104 | 12 |  | Solar | FIXED | Roof
SRP02021 | SUNTECH POWER | STP180-24/AB-1 | 185 | 20 | 104 | 16 |  | Solar | FIXED | Roof
SRP02022 | SUNPOWER | SPR-225-BLK-U | 228 | 22 | 142 | 28 |  | Solar | FIXED | Roof
SRP02023 | CHANGZHOU TRINA SOLAR ENERGY CO | TSM-185D | 230 | 13 | 134 | 16 |  | Solar | FIXED | Roof
SRP02023 | CHANGZHOU TRINA SOLAR ENERGY CO | TSM-185D | 230 | 24 | 224 | 22 |  | Solar | FIXED | Roof
SRP02025 | BP SOLAR | SX3200B | 215 | 15 | 176 | 15 |  | Solar | FIXED | Roof
SRP02026 | SANYO ELECTRIC | HIP-205BA19 | 220 | 32 | 209 | 31 |  | Solar | FIXED | Roof
SRP02028 | SOLARWORLD | SW185MONO | 230 | 33 | 243 | 40 |  | Solar | FIXED | Roof
SRP02029 | SCHUCO USA |  | 230 | 46 | 172 | 30 |  | Solar | FIXED | Ground
SRP02030 | ET SOLAR INDUSTRY | ET-P654185 | 185 | 115 | 180 | 20 |  | Solar | FIXED | Ground
SRP02031 | REC SCANMODULE | SCM230 | 230 | 44 | 149 | 25 |  | Solar | FIXED | Roof
SRP02032 | SANYO ELECTRIC | HIP-205BA5 | 220 | 27 | 204 | 38 |  | Solar | FIXED | Roof
SRP02033 | REC SCANMODULE | SCM230 | 230 | 88 | 180 | 30 |  | Solar | FIXED | Ground
SRP02034 | SUNTECH POWER | STP180-24/AB-1 | 185 | 55 | 100 | 27 |  | Solar | FIXED | Roof
SRP02035 | REC SCANMODULE | SCM230 | 230 | 18 | 102 | 44 |  | Solar | FIXED | Roof
SRP02035 | REC SCANMODULE | SCM230 | 230 | 18 | 192 | 23 |  | Solar | FIXED | Roof
SRP02035 | REC SCANMODULE | SCM230 | 230 | 12 | 282 | 44 |  | Solar | FIXED | Roof
SRP02036 | CHANGZHOU TRINA SOLAR ENERGY CO | TSM-185D | 235 | 36 | 198.8 | 22 |  | Solar | FIXED | Roof
SRP02037 | CHANGZHOU TRINA SOLAR ENERGY CO | TSM-185D | 230 | 29 | 260 | 22 |  | Solar | FIXED | Roof
SRP02038 | SUNTECH POWER | STP200-18/UB-1 | 205 | 44 | 183 | 20 |  | Solar | FIXED | Roof
SRP02039 | SUNTECH POWER | STP180-24/AB-1 | 185 | 18 | 140 | 15 |  | Solar | FIXED | Roof
SRP02039 | SUNTECH POWER | STP180S-24/AB-1 | 185 | 18 | 140 | 35 |  | Solar | FIXED | Roof
SRP02040 | SANYO ELECTRIC | HIP-205BA5 | 220 | 27 | 192 | 40 |  | Solar | FIXED | Roof
SRP02041 | REC SCANMODULE | SCM230 | 230 | 33 | 169 | 30 |  | Solar | FIXED | Roof
SRP02042 | CHANGZHOU TRINA SOLAR ENERGY CO | TSM-185D | 235 | 20 | 256.9 | 36 |  | Solar | FIXED | Roof
SRP02043 | SANYO ELECTRIC | HIP-205BA5 | 220 | 35 | 165 | 32 |  | Solar | FIXED | Roof
SRP02044 | CHANGZHOU TRINA SOLAR ENERGY CO | TSM-185D | 235 | 54 | 200.3 | 23 |  | Solar | FIXED | Roof
SRP02045 | CHANGZHOU TRINA SOLAR ENERGY CO | TSM-185D | 235 | 28 | 245.1 | 20 |  | Solar | FIXED | Roof
SRP02046 | BP SOLAR | SX3200B | 215 | 27 | 160 | 20 |  | Solar | FIXED | Roof
SRP02047 | CHANGZHOU TRINA SOLAR ENERGY CO | TSM-185D | 235 | 24 | 153 | 30 |  | Solar | FIXED | Roof
SRP02048 | CHANGZHOU TRINA SOLAR ENERGY CO | TSM-185D | 235 | 8 | 197 | 25 |  | Solar | FIXED | Roof
SRP02048 | CHANGZHOU TRINA SOLAR ENERGY CO | TSM-185D | 235 | 14 | 197 | 40 |  | Solar | FIXED | Roof
SRP02049 | SCHUCO USA |  | 230 | 36 | 180 | 26 |  | Solar | FIXED | Ground
SRP02051 | SUNPOWER | SPR-225-BLK-U | 225 | 14 | 190 | 10 |  | Solar | FIXED | Roof
SRP02051 | SUNPOWER | PL-SUNP-SPR-220 | 225 | 45 | 190 | 33.6 |  | Solar | FIXED | Roof
SRP02052 | PACIFIC SOLAR PTY LIMITED | PP-USA-213-S5 | 245 | 21 | 260 | 10 |  | Solar | FIXED | Roof
SRP02054 | SUNTECH POWER | STP180-24/AB-1 | 185 | 4 | 169 | 34 |  | Solar | FIXED | Roof
SRP02054 | SUNTECH POWER | STP180-24/AB-1 | 185 | 8 | 169 | 45 |  | Solar | FIXED | Roof
SRP02054 | SUNTECH POWER | STP180-24/AB-1 | 185 | 10 | 169 | 48 |  | Solar | FIXED | Roof
SRP02054 | SUNTECH POWER | STP180-24/AB-1 | 185 | 1 | 212 | 34 |  | Solar | FIXED | Roof
SRP02054 | SUNTECH POWER | STP180-24/AB-1 | 185 | 23 | 212 | 40 |  | Solar | FIXED | Roof
SRP02054 | SUNTECH POWER | STP180-24/AB-1 | 185 | 46 | 270 | 40 |  | Solar | FIXED | Roof
SRP02055 | SUNPOWER | SPR-315E-WHT-U | 320 | 6600 | 168 | 5 |  | Solar | FIXED | Roof
SRP02056 | SUNPOWER | SPR-315E-WHT-U | 320 | 5160 | 174 | 9.5 |  | Solar | FIXED | Roof
SRP02057 | SUNPOWER | SPR-315E-WHT-U | 320 | 1568 | 208 | 5 |  | Solar | FIXED | Roof
SRP02058 | CHANGZHOU TRINA SOLAR ENERGY CO | TSM-185D | 235 | 20 | 98 | 20 |  | Solar | FIXED | Roof
SRP02058 | CHANGZHOU TRINA SOLAR ENERGY CO | TSM-185D | 235 | 14 | 188.1 | 20 |  | Solar | FIXED | Roof
SRP02060 | SUNTECH POWER | STP180S-24/AB-1 | 185 | 30 | 117.8 | 15 |  | Solar | FIXED | Roof
SRP02060 | SUNTECH POWER | STP180S-24/AB-1 | 185 | 18 | 207.8 | 32 |  | Solar | FIXED | Roof
SRP02061 | CHANGZHOU TRINA SOLAR ENERGY CO | TSM-180D | 235 | 14 | 210 | 20 |  | Solar | FIXED | Roof
SRP02062 | CHANGZHOU TRINA SOLAR ENERGY CO | TSM-185D | 235 | 30 | 212.8 | 30 |  | Solar | FIXED | Roof
SRP02063 | CHANGZHOU TRINA SOLAR ENERGY CO | TSM-185D | 230 | 169 | 202 | 10 |  | Solar | FIXED | Roof
SRP02064 | CHANGZHOU TRINA SOLAR ENERGY CO | TSM-185D | 230 | 78 | 202 | 10 |  | Solar | FIXED | Roof
SRP02065 | CHANGZHOU TRINA SOLAR ENERGY CO | TSM-180D | 235 | 34 | 147.7 | 20 |  | Solar | FIXED | Roof
SRP02066 | CHANGZHOU TRINA SOLAR ENERGY CO | TSM-185D | 230 | 32 | 151.5 | 20 |  | Solar | FIXED | Roof
SRP02066 | CHANGZHOU TRINA SOLAR ENERGY CO | TSM-185D | 230 | 8 | 241.5 | 20 |  | Solar | FIXED | Roof
SRP02067 | CHANGZHOU TRINA SOLAR ENERGY CO | TSM-185D | 235 | 33 | 125 | 20 |  | Solar | FIXED | Roof
SRP02068 | CHANGZHOU TRINA SOLAR ENERGY CO | TSM-185D | 235 | 16 | 188.4 | 26 |  | Solar | FIXED | Roof
SRP02069 | SANYO ELECTRIC | HIP-205BA5 | 220 | 19 | 80 | 14 |  | Solar | FIXED | Roof
SRP02069 | SANYO ELECTRIC | HIP-205BA5 | 220 | 2 | 260 | 14 |  | Solar | FIXED | Roof
SRP02070 | UNKNOWN | UNKNOWN | 235 | 50 | 212 | 30 |  | Solar | FIXED | Roof
SRP02071 | SUNTECH POWER | STP210S-18/UB-1 | 245 | 12 | 214 | 38 |  | Solar | FIXED | Roof
SRP02072 | PACIFIC SOLAR PTY LIMITED | PP-USA-213-S5 | 245 | 21 | 236 | 17 |  | Solar | FIXED | Roof
SRP02075 | SUNPOWER | SPR-230-WHT-U | 238 | 24 | 107 | 13 |  | Solar | FIXED | Roof
SRP02075 | SUNPOWER | SPR-230-WHT-U | 238 | 30 | 107 | 25 |  | Solar | FIXED | Roof
SRP02076 | SUNPOWER | SPR-230-WHT-U | 238 | 86 | 148 | 30 |  | Solar | FIXED | Roof
SRP02077 | SUNTECH POWER | STP180S-24/AB-1 | 185 | 42 | 265 | 26 |  | Solar | FIXED | Roof
SRP02078 | CHANGZHOU TRINA SOLAR ENERGY CO | TSM-185D | 230 | 24 | 215 | 15 |  | Solar | FIXED | Roof
SRP02079 | SUNPOWER | SPR-230-WHT-U | 230 | 12 | 130 | 22 |  | Solar | FIXED | Roof
SRP02079 | SUNPOWER | SPR-230-WHT-U | 230 | 16 | 215 | 40 |  | Solar | FIXED | Roof
SRP02080 | SUNPOWER | SPR-230-WHT-U | 230 | 8 | 132 | 35 |  | Solar | FIXED | Roof
SRP02080 | SUNPOWER | SPR-230-WHT-U | 230 | 2 | 222 | 8 |  | Solar | FIXED | Roof
SRP02080 | SUNPOWER | SPR-230-WHT-U | 230 | 5 | 222 | 26 |  | Solar | FIXED | Roof
SRP02080 | SUNPOWER | SPR-230-WHT-U | 230 | 14 | 312 | 35 |  | Solar | FIXED | Roof
SRP02081 | SUNTECH POWER | STP190S-18/UB-1 | 185 | 18 | 140 | 6 |  | Solar | FIXED | Roof
SRP02081 | SUNTECH POWER | STP180S-24/AB-1 | 185 | 16 | 315 | 6 |  | Solar | FIXED | Roof
SRP02082 | MATRIX SOLAR/PHOTOWATT | PW1000-100 | 185 | 216 | 147 | 4.8 |  | Solar | FIXED | Roof
SRP02083 | SANYO ELECTRIC | HIP-205BA5 | 215 | 24 | 110 | 28 |  | Solar | FIXED | Roof
SRP02083 | SOLON AG FUER SOLARTECHNIK | P220/6+/01 235WP | 235 | 6 | 200 | 28 |  | Solar | FIXED | Roof
SRP02084 | SUNTECH POWER | STP210S-18/UB-1 | 225 | 27 | 243 | 22 |  | Solar | FIXED | Roof
SRP02085 | MATRIX SOLAR/PHOTOWATT | PW1650-175 | 190 | 30 | 163 | 35 |  | Solar | FIXED | Roof
SRP02086 | SANYO ELECTRIC | HIP-205BA19 | 220 | 36 | 127 | 31 |  | Solar | FIXED | Roof
SRP02086 | SANYO ELECTRIC | HIP-205BA5 | 220 | 9 | 217 | 31 |  | Solar | FIXED | Roof
SRP02087 | SANYO ELECTRIC | HIP-205BA5 | 220 | 30 | 206 | 34 |  | Solar | FIXED | Roof
SRP02088 | SOLARWORLD | SW185MONO | 230 | 26 | 92 | 33 |  | Solar | FIXED | Roof
SRP02089 | BP SOLAR | BP175 I | 230 | 14 | 110 | 19 |  | Solar | FIXED | Roof
SRP02091 | CHANGZHOU TRINA SOLAR ENERGY CO | TSM-185D | 230 | 38 | 122 | 25 |  | Solar | FIXED | Roof
SRP02092 | SCHUCO USA |  | 235 | 3939 | 189 | 7.5 |  | Solar | FIXED | Roof
SRP02093 | BP SOLAR | BP3170N | 230 | 50 | 195 | 40 |  | Solar | FIXED | Roof
SRP02094 | SUNTECH POWER | STP180S-24/AB-1 | 185 | 55 | 253.6 | 35 |  | Solar | FIXED | Roof
SRP02095 | BP SOLAR | BP3170N | 215 | 39 | 236 | 22 |  | Solar | FIXED | Roof
SRP02096 | CHANGZHOU TRINA SOLAR ENERGY CO | TSM-185D | 240 | 76 | 104 | 25 |  | Solar | FIXED | Roof
SRP02097 | SUNTECH POWER | STP180S-24/AB-1 | 185 | 14 | 241.3 | 24 |  | Solar | FIXED | Roof
SRP02098 | CHANGZHOU TRINA SOLAR ENERGY CO | TSM-185D | 235 | 30 | 98.3 | 35 |  | Solar | FIXED | Roof
SRP02099 | CHANGZHOU TRINA SOLAR ENERGY CO | TSM-185D | 235 | 22 | 196.8 | 28 |  | Solar | FIXED | Roof
SRP02101 | SUNTECH POWER | STP200-18/UB-1 | 200 | 37 | 198 | 26 |  | Solar | FIXED | Roof
SRP02102 | CONERGY AG | S 175MU | 235 | 96 | 194 | 23 |  | Solar | FIXED | Roof
SRP02103 | SHARP | ND-224UC1 | 224 | 16 | 127 | 36.9 |  | Solar | FIXED | Roof
SRP02104 | SUNPOWER | SPR-225-BLK-U | 225 | 30 | 187 | 20 |  | Solar | FIXED | Roof
SRP02105 | SUNPOWER | SPR-225-BLK-U | 225 | 18 | 104 | 45 |  | Solar | FIXED | Roof
SRP02105 | SUNPOWER | SPR-225-BLK-U | 225 | 36 | 194 | 34 |  | Solar | FIXED | Roof
SRP02107 | SUNTECH POWER | STP210S-18/UB-1 | 245 | 10 | 181 | 7 |  | Solar | FIXED | Roof
SRP02108 | BP SOLAR | BP3170N | 230 | 13 | 127.3 | 22 |  | Solar | FIXED | Roof
SRP02109 | SUNTECH POWER | STP200UB | 205 | 32 | 146 | 26 |  | Solar | FIXED | Roof
SRP02110 | CHANGZHOU TRINA SOLAR ENERGY CO | TSM-185D | 235 | 38 | 107.5 | 17 |  | Solar | FIXED | Roof
SRP02110 | CHANGZHOU TRINA SOLAR ENERGY CO | TSM-185D | 235 | 9 | 197.5 | 18 |  | Solar | FIXED | Roof
SRP02111 | SUNTECH POWER | STP200UB | 205 | 55 | 177 | 30 |  | Solar | FIXED | Ground
SRP02112 | CHANGZHOU TRINA SOLAR ENERGY CO | TSM-185D | 235 | 108 | 212.5 | 15.7 |  | Solar | FIXED | Roof
SRP02113 | CHANGZHOU TRINA SOLAR ENERGY CO | TSM-185D | 230 | 43 | 217.1 | 20 |  | Solar | FIXED | Roof
SRP02114 | CHANGZHOU TRINA SOLAR ENERGY CO | TSM-185D | 235 | 36 | 166.8 | 5 |  | Solar | FIXED | Roof
SRP02114 | CHANGZHOU TRINA SOLAR ENERGY CO | TSM-185D | 235 | 44 | 166.8 | 27 |  | Solar | FIXED | Roof
SRP02115 | CHANGZHOU TRINA SOLAR ENERGY CO | TSM-185D | 235 | 55 | 150 | 34 |  | Solar | FIXED | Roof
SRP02116 | CHANGZHOU TRINA SOLAR ENERGY CO | TSM-185D | 235 | 18 | 182.7 | 20 |  | Solar | FIXED | Roof
SRP02117 | CHANGZHOU TRINA SOLAR ENERGY CO | TSM-185D | 235 | 52 | 159.1 | 30 |  | Solar | FIXED | Roof
SRP02118 | SUNTECH POWER | STP200-18/UB-1 | 205 | 32 | 268 | 25 |  | Solar | FIXED | Roof
SRP02119 | SUNTECH POWER | STP200-18/UB-1 | 205 | 32 | 186 | 20 |  | Solar | FIXED | Roof
SRP02120 | CHANGZHOU TRINA SOLAR ENERGY CO | TSM-185D | 230 | 20 | 192 | 33 |  | Solar | FIXED | Roof
SRP02120 | CHANGZHOU TRINA SOLAR ENERGY CO | TSM-185D | 230 | 21 | 282 | 25 |  | Solar | FIXED | Roof
SRP02122 | BP SOLAR | BP3125S | 215 | 33 | 229 | 24 |  | Solar | FIXED | Roof
SRP02123 | SUNPOWER | SPR-225-BLK-U | 225 | 20 | 171 | 30 |  | Solar | FIXED | Roof
SRP02124 | SUNPOWER | SPR-225-BLK-U | 225 | 62 | 216 | 19 |  | Solar | FIXED | Roof
SRP02125 | SUNTECH POWER | STP180-24/AB-1 | 185 | 33 | 112 | 20 |  | Solar | FIXED | Roof
SRP02125 | SUNTECH POWER | STP180-24/AB-1 | 185 | 56 | 202 | 37 |  | Solar | FIXED | Roof
SRP02126 | CHANGZHOU TRINA SOLAR ENERGY CO | TSM-185D | 230 | 43 | 95.4 | 25 |  | Solar | FIXED | Roof
SRP02127 | SHARP | ND-224UC1 | 216 | 39 | 180 | 30 |  | Solar | FIXED | Ground
SRP02128 | AUXIN SOLAR | AXN-160W/24V | 235 | 7 | 98.4 | 22.6 |  | Solar | FIXED | Roof
SRP02128 | AUXIN SOLAR | AXN-160W/24V | 235 | 20 | 188.4 | 22.6 |  | Solar | FIXED | Roof
SRP02129 | SUNPOWER | SPR-230-WHT-U | 230 | 10 | 150 | 34 |  | Solar | FIXED | Roof
SRP02132 | KYOCERA | KC187 | 185 | 36 | 201 | 23 |  | Solar | FIXED | Roof
SRP02133 | KYOCERA SOLAR | KD210GX-LP | 210 | 33 | 168 | 34 |  | Solar | FIXED | Roof
SRP02134 | MATRIX SOLAR/PHOTOWATT | PW1650-175 | 235 | 272 | 228 | 5 |  | Solar | FIXED | Roof
SRP02135 | KYOCERA SOLAR | KD180GX-LP | 185 | 30 | 177 | 18 |  | Solar | FIXED | Roof
SRP02136 | SUNTECH POWER | STP210S-18/UB-1 | 275 | 209 | 260 | 5 |  | Solar | FIXED | Roof
SRP02137 | ET SOLAR INDUSTRY | ET-P654220 | 240 | 92 | 169 | 25 |  | Solar | FIXED | Ground
SRP02138 | KYOCERA SOLAR | KD210GX-LP | 215 | 33 | 166 | 18 |  | Solar | FIXED | Roof
SRP02139 | SOLARWORLD | SW185MONO | 230 | 48 | 116 | 22 |  | Solar | FIXED | Roof
SRP02140 | BP SOLAR | BP3125S | 215 | 6 | 204 | 6 |  | Solar | FIXED | Roof
SRP02140 | BP SOLAR | SX3200N_Q | 215 | 18 | 204 | 36 |  | Solar | FIXED | Roof
SRP02141 | SUNPOWER | SPR-230-WHT-U | 230 | 5 | 88 | 39 |  | Solar | FIXED | Roof
SRP02141 | SUNPOWER | SPR-230-WHT-U | 230 | 23 | 178 | 44 |  | Solar | FIXED | Roof
SRP02141 | SUNPOWER | SPR-230-WHT-U | 230 | 14 | 268 | 32 |  | Solar | FIXED | Roof
SRP02141 | SUNPOWER | SPR-230-WHT-U | 230 | 7 | 268 | 39 |  | Solar | FIXED | Roof
SRP02143 | BP SOLAR | BP3170N | 215 | 75 | 199 | 10 |  | Solar | FIXED | Roof
SRP02144 | MITSUBISHI ELECTRIC | PV-UE135MF5N | 235 | 48 | 180 | 39.5 |  | Solar | FIXED | Ground
SRP02146 | REC SCANMODULE | SCM220 | 220 | 146 | 180 | 30 |  | Solar | FIXED | Ground
SRP02147 | CHANGZHOU TRINA SOLAR ENERGY CO | TSM-185D | 235 | 44 | 180 | 30 |  | Solar | FIXED | Ground
SRP02148 | CHANGZHOU TRINA SOLAR ENERGY CO | TSM-185D | 230 | 33 | 195 | 19 |  | Solar | FIXED | Roof
SRP02149 | BP SOLAR | BP3170N | 215 | 18 | 163 | 27 |  | Solar | FIXED | Roof
SRP02149 | BP SOLAR | BP3170N | 215 | 7 | 253 | 27 |  | Solar | FIXED | Roof
SRP02150 | REC SCANMODULE | SCM230 | 235 | 39 | 167 | 27 |  | Solar | FIXED | Roof
SRP02151 | CHANGZHOU TRINA SOLAR ENERGY CO | TSM-185D | 235 | 108 | 177 | 27 |  | Solar | FIXED | Roof
SRP02153 | SANYO ELECTRIC | HIP-205BA5 | 220 | 18 | 214 | 19 |  | Solar | FIXED | Roof
SRP02154 | SANYO ELECTRIC | HIP-205BA5 | 220 | 18 | 107 | 30 |  | Solar | FIXED | Roof
SRP02154 | SANYO ELECTRIC | HIP-205BA5 | 220 | 18 | 197 | 22 |  | Solar | FIXED | Roof
SRP02155 | SUNTECH POWER | STP180-24/AB-1 | 185 | 36 | 187 | 37 |  | Solar | FIXED | Roof
SRP02156 | CHANGZHOU TRINA SOLAR ENERGY CO | TSM-185D | 230 | 42 | 180 | 30 |  | Solar | FIXED | Ground
SRP02158 | SUNTECH POWER | STP190S-18/UB-1 | 185 | 9 | 132 | 22 |  | Solar | FIXED | Roof
SRP02158 | SUNTECH POWER | STP180-24/AB-1 | 185 | 27 | 222 | 22 |  | Solar | FIXED | Roof
SRP02159 | SUNTECH POWER | STP180-24/AB-1 | 185 | 38 | 180 | 22 |  | Solar | FIXED | Roof
SRP02160 | SUNWIZE TECHNOLOGIES |  | 185 | 38 | 185 | 18 |  | Solar | FIXED | Roof
SRP02161 | SOLARWORLD | SW185MONO | 240 | 34 | 180 | 30 |  | Solar | FIXED | Ground
SRP02162 | CANADIAN SOLAR | CS6P-230 | 230 | 6 | 180 | 12 |  | Solar | FIXED | Roof
SRP02162 | CANADIAN SOLAR | CS6P-230 | 230 | 16 | 180 | 37 |  | Solar | FIXED | Roof
SRP02163 | SUNPOWER | SPR-230-WHT-U | 230 | 18 | 155 | 38 |  | Solar | FIXED | Roof
SRP02164 | CANADIAN SOLAR | CS6P-230 | 230 | 42 | 177 | 18 |  | Solar | FIXED | Roof
SRP02165 | SUNTECH POWER | STP180-24/AB-1 | 185 | 58 | 187 | 30 |  | Solar | FIXED | Roof
SRP02166 | SUNTECH POWER | STP180-24/AB-1 | 185 | 14 | 252 | 16 |  | Solar | FIXED | Roof
SRP02166 | SUNTECH POWER | STP180-24/AB-1 | 185 | 32 | 252 | 26 |  | Solar | FIXED | Roof
SRP02167 | SUNTECH POWER | STP210S-18/UB-1 | 225 | 27 | 218 | 23 |  | Solar | FIXED | Roof
SRP02168 | SUNTECH POWER | STP210S-18/UB-1 | 245 | 39 | 207 | 25 |  | Solar | FIXED | Roof
SRP02169 | SUNTECH POWER | STP200UB | 210 | 11 | 106 | 23 |  | Solar | FIXED | Roof
SRP02169 | SUNTECH POWER | STP200UB | 245 | 6 | 196 | 33 |  | Solar | FIXED | Roof
SRP02170 | SOLARWORLD | SW185MONO | 230 | 183 | 242 | 1 |  | Solar | FIXED | Roof
SRP02171 | BP SOLAR | BP3170N | 215 | 2 | 208 | 13 |  | Solar | FIXED | Roof
SRP02171 | BP SOLAR | BP3170N | 215 | 19 | 208 | 44 |  | Solar | FIXED | Roof
SRP02172 | SUNTECH POWER | STP180S-24/AB-1 | 185 | 44 | 234 | 35 |  | Solar | FIXED | Roof
SRP02177 | SOLARWORLD | SW185MONO | 240 | 39 | 135 | 25 |  | Solar | FIXED | Roof
SRP02177 | SOLARWORLD | SW185MONO | 240 | 256 | 135 | 30 |  | Solar | FIXED | Roof
SRP02177 | SOLARWORLD | SW185MONO | 240 | 48 | 225 | 7 |  | Solar | FIXED | Roof
SRP02177 | SOLARWORLD | SW185MONO | 240 | 117 | 225 | 23 |  | Solar | FIXED | Roof
SRP02178 | SUNTECH POWER | STP180S-24/AB-1 | 185 | 44 | 173 | 40 |  | Solar | FIXED | Roof
SRP02179 | SUNTECH POWER | STP200UB | 205 | 78 | 151 | 20 |  | Solar | FIXED | Roof
SRP02180 | SUNTECH POWER | STP200UB | 205 | 28 | 219 | 16 |  | Solar | FIXED | Roof
SRP02181 | SUNTECH POWER | STP200-18/UB-1 | 205 | 39 | 232.3 | 20 |  | Solar | FIXED | Roof
SRP02182 | SUNTECH POWER | STP180S-24/AB-1 | 185 | 36 | 144.7 | 27 |  | Solar | FIXED | Roof
SRP02182 | SUNTECH POWER | STP180-24/AB-1 | 185 | 6 | 234.7 | 32 |  | Solar | FIXED | Roof
SRP02183 | CHANGZHOU TRINA SOLAR ENERGY CO | TSM-185D | 235 | 99 | 224.1 | 30 |  | Solar | FIXED | Ground
SRP02185 | SUNTECH POWER | STP180S-24/AB-1 | 185 | 28 | 170 | 31 |  | Solar | FIXED | Roof
SRP02185 | SUNTECH POWER | STP180S-24/AB-1 | 185 | 8 | 220.2 | 36 |  | Solar | FIXED | Roof
SRP02186 | SUNTECH POWER | STP180S-24/AB-1 | 185 | 12 | 214.7 | 20 |  | Solar | FIXED | Roof
SRP02186 | SUNTECH POWER | STP180S-24/AB-1 | 185 | 20 | 214.7 | 42 |  | Solar | FIXED | Roof
SRP02187 | SUNTECH POWER | STP200UB | 205 | 30 | 183 | 26 |  | Solar | FIXED | Roof
SRP02188 | SUNPOWER | SPR-225-BLK-U | 228 | 221 | 180 | 9.5 |  | Solar | FIXED | Roof
SRP02189 | SOLARWORLD | SW185MONO | 240 | 50 | 178 | 34 |  | Solar | FIXED | Roof
SRP02190 | CANADIAN SOLAR | CS6P-230 | 230 | 13 | 200 | 22 |  | Solar | FIXED | Roof
SRP02191 | CANADIAN SOLAR | CS6P-230 | 230 | 13 | 110 | 22 |  | Solar | FIXED | Roof
SRP02192 | CANADIAN SOLAR | CS6P-230 | 230 | 11 | 110 | 22 |  | Solar | FIXED | Roof
SRP02193 | CANADIAN SOLAR | CS6P-230 | 230 | 8 | 195 | 22 |  | Solar | FIXED | Roof
SRP02195 | CANADIAN SOLAR | CS6P-230 | 230 | 36 | 105 | 22 |  | Solar | FIXED | Roof
SRP02196 | CANADIAN SOLAR | CS6P-230 | 230 | 12 | 195 | 22 |  | Solar | FIXED | Roof
SRP02197 | CANADIAN SOLAR | CS6P-230 | 230 | 40 | 105 | 22 |  | Solar | FIXED | Roof
SRP02199 | CANADIAN SOLAR | CS6P-230 | 230 | 13 | 200 | 22 |  | Solar | FIXED | Roof
SRP02200 | CANADIAN SOLAR | CS6P-230 | 230 | 65 | 200 | 22 |  | Solar | FIXED | Roof
SRP02201 | SUNTECH POWER | STP180S-24/AB-1 | 185 | 25 | 161 | 26 |  | Solar | FIXED | Roof
SRP02202 | BP SOLAR | BP3170N | 215 | 24 | 192 | 17 |  | Solar | FIXED | Roof
SRP02204 | SHARP | ND-224U2 | 235 | 13 | 139 | 17 |  | Solar | FIXED | Roof
SRP02204 | SHARP | ND-224UC1 | 235 | 26 | 139 | 19 |  | Solar | FIXED | Roof
SRP02205 | MATRIX SOLAR/PHOTOWATT | PW1650-175 | 185 | 36 | 241 | 30 |  | Solar | FIXED | Roof
SRP02206 | SANYO ELECTRIC | HIP-205BA5 | 220 | 27 | 150 | 18 |  | Solar | FIXED | Roof
SRP02206 | SANYO ELECTRIC | HIP-205BA5 | 220 | 18 | 240 | 19 |  | Solar | FIXED | Roof
SRP02211 | SOLYNDRA | SL-002-182U | 210 | 72 | 161 | 0 |  | Solar | FIXED | Roof
SRP02212 | SUNTECH POWER | STP180-24/AB-1 | 180 | 200 | 120 | 32 |  | Solar | FIXED | Roof
SRP02212 | SUNTECH POWER | STP180S-24/AB-1 | 180 | 60 | 200 | 20 |  | Solar | FIXED | Roof
SRP02212 | SUNTECH POWER | STP180S-24/AB-1 | 180 | 120 | 200 | 32 |  | Solar | FIXED | Roof
SRP02214 | CHANGZHOU TRINA SOLAR ENERGY CO | TSM-185D | 235 | 24 | 116.2 | 26 |  | Solar | FIXED | Roof
SRP02214 | CHANGZHOU TRINA SOLAR ENERGY CO | TSM-185D | 235 | 22 | 206.2 | 26 |  | Solar | FIXED | Roof
SRP02215 | SUNTECH POWER | STP200UB | 205 | 42 | 181.9 | 20 |  | Solar | FIXED | Roof
SRP02216 | CHANGZHOU TRINA SOLAR ENERGY CO | TSM-185D | 230 | 41 | 96 | 34 |  | Solar | FIXED | Roof
SRP02217 | CHANGZHOU TRINA SOLAR ENERGY CO | TSM-185D | 235 | 20 | 131.4 | 22 |  | Solar | FIXED | Roof
SRP02217 | CHANGZHOU TRINA SOLAR ENERGY CO | TSM-185D | 235 | 9 | 221.4 | 22 |  | Solar | FIXED | Roof
SRP02218 | CHANGZHOU TRINA SOLAR ENERGY CO | TSM-185D | 235 | 40 | 91.9 | 28 |  | Solar | FIXED | Roof
SRP02219 | CHANGZHOU TRINA SOLAR ENERGY CO | TSM-185D | 235 | 33 | 227.4 | 37 |  | Solar | FIXED | Roof
SRP02220 | SUNTECH POWER | STP180-24/AB-1 | 185 | 33 | 140.8 | 25 |  | Solar | FIXED | Roof
SRP02220 | SUNTECH POWER | STP180S-24/AB-1 | 185 | 36 | 230.7 | 25 |  | Solar | FIXED | Roof
SRP02221 | SUNTECH POWER | STP180-24/AB-1 | 185 | 46 | 108.1 | 20 |  | Solar | FIXED | Roof
SRP02222 | SUNTECH POWER | STP180-24/AB-1 | 185 | 17 | 165.6 | 25 |  | Solar | FIXED | Roof
SRP02223 | CHANGZHOU TRINA SOLAR ENERGY CO | TSM-185D | 235 | 33 | 110.5 | 35 |  | Solar | FIXED | Roof
SRP02224 | SOLON AG FUER SOLARTECHNIK | P220/6+/01 235WP | 235 | 36 | 170 | 30 |  | Solar | FIXED | Roof
SRP02226 | BAODING YINGLI NEW ENERGY RESOURCES CO | YL175(156) | 230 | 15 | 125 | 22 |  | Solar | FIXED | Roof
SRP02226 | BAODING YINGLI NEW ENERGY RESOURCES CO | YL175(156) | 230 | 15 | 217 | 22 |  | Solar | FIXED | Roof
SRP02227 | SUNPOWER | SPR-225-BLK-U | 225 | 16 | 144 | 39 |  | Solar | FIXED | Roof
SRP02227 | SUNPOWER | SPR-225-BLK-U | 225 | 8 | 144 | 45 |  | Solar | FIXED | Roof
SRP02227 | SUNPOWER | SPR-225-BLK-U | 225 | 10 | 144 | 46 |  | Solar | FIXED | Roof
SRP02227 | SUNPOWER | SPR-225-BLK-U | 225 | 18 | 234 | 34 |  | Solar | FIXED | Roof
SRP02228 | SUNPOWER | SPR-230-WHT-U | 238 | 40 | 127 | 20 |  | Solar | FIXED | Roof
SRP02229 | CONERGY AG | S 175MU | 235 | 18 | 170 | 25 |  | Solar | FIXED | Roof
SRP02230 | KYOCERA SOLAR | KD210GX-LP | 235 | 24 | 209 | 22 |  | Solar | FIXED | Roof
SRP02231 | KYOCERA SOLAR | KD210GX-LP | 235 | 91 | 165 | 21 |  | Solar | FIXED | Roof
SRP02233 | CEEG (SHANGHAI) SOLAR SCIENCE AND TECHNOLOGY CO | SST 190-72M | 235 | 94 | 218 | 18 |  | Solar | FIXED | Roof
SRP02234 | REC SCANMODULE | SCM230 | 225 | 162 | 176 | 30 |  | Solar | FIXED | Roof
SRP02234 | REC SCANMODULE | SCM225 | 225 | 58 | 200 | 30 |  | Solar | FIXED | Roof
SRP02235 | SUNPOWER | SPR-230-WHT-U | 230 | 9 | 181 | 23 |  | Solar | FIXED | Roof
SRP02235 | SUNPOWER | SPR-230-WHT-U | 230 | 24 | 271 | 25 |  | Solar | FIXED | Roof
SRP02236 | SUNPOWER | SPR-230-WHT-U | 228 | 585 | 217.5 | 10 |  | Solar | FIXED | Roof
SRP02239 | SUNPOWER | SPR-230-WHT-U | 230 | 16 | 220 | 18 |  | Solar | FIXED | Roof
SRP02242 | SUNTECH POWER | STP180-24/AB-1 | 185 | 30 | 150 | 30 |  | Solar | FIXED | Roof
SRP02243 | SUNTECH POWER | STP200-18/UB-1 | 205 | 36 | 103 | 25 |  | Solar | FIXED | Roof
SRP02244 | SUNTECH POWER | STP200-18/UB-1 | 205 | 12 | 180.5 | 20 |  | Solar | FIXED | Roof
SRP02244 | SUNTECH POWER | STP200UB | 205 | 20 | 270.5 | 15 |  | Solar | FIXED | Roof
SRP02245 | CHANGZHOU TRINA SOLAR ENERGY CO | TSM-185D | 225 | 299 | 208 | 2 |  | Solar | FIXED | Roof
SRP02246 | SOLGATE | SG16024 | 245 | 871 | 216.7 | 3 |  | Solar | FIXED | Roof
SRP02249 | SOLYNDRA | SL-002-182U | 245 | 640 | 251 | 15 |  | Solar | FIXED | Roof
SRP02250 | MATRIX SOLAR/PHOTOWATT | PW1650-175 | 235 | 96 | 195 | 5 |  | Solar | FIXED | Roof
SRP02251 | CHANGZHOU TRINA SOLAR ENERGY CO | TSM-185D | 225 | 144 | 250 | 15 |  | Solar | FIXED | Roof
SRP02252 | CHANGZHOU TRINA SOLAR ENERGY CO | TSM-185D | 225 | 284 | 87 | 5 |  | Solar | FIXED | Roof
SRP02253 | CHANGZHOU TRINA SOLAR ENERGY CO | TSM-185D | 225 | 377 | 197 | 10 |  | Solar | FIXED | Roof
SRP02254 | MATRIX SOLAR/PHOTOWATT | PW1000-100 | 235 | 429 | 180 | 10 |  | Solar | FIXED | Roof
SRP02255 | MATRIX SOLAR/PHOTOWATT | PW1650-175 | 235 | 364 | 234 | 5 |  | Solar | FIXED | Roof
SRP02257 | UNKNOWN | UNKNOWN | 280 | 1020 | 158 | 10 |  | Solar | FIXED | Roof
SRP02259 | UNKNOWN | UNKNOWN | 225 | 3263 | 212 | 5 |  | Solar | FIXED | Roof
SRP02260 | SUNTECH POWER | STP180-24/AB-1 | 185 | 60 | 256 | 25 |  | Solar | FIXED | Roof
SRP02261 | CANADIAN SOLAR | CS6P-230 | 235 | 416 | 103 | 3 |  | Solar | FIXED | Roof
SRP02261 | CANADIAN SOLAR | CS6P-230 | 235 | 390 | 283 | 3 |  | Solar | FIXED | Roof
SRP02262 | KYOCERA SOLAR | KD210GX-LP | 210 | 40 | 180 | 18 |  | Solar | FIXED | Roof
SRP02263 | KYOCERA SOLAR | KD210GX-LP | 210 | 21 | 202 | 29 |  | Solar | FIXED | Roof
SRP02264 | CHANGZHOU TRINA SOLAR ENERGY CO | TSM-185D | 235 | 14 | 236.9 | 31 |  | Solar | FIXED | Roof
SRP02265 | CHANGZHOU TRINA SOLAR ENERGY CO | TSM-185D | 230 | 54 | 238 | 28 |  | Solar | FIXED | Roof
SRP02266 | SUNTECH POWER | STP200-18/UB-1 | 205 | 26 | 164.3 | 25 |  | Solar | FIXED | Roof
SRP02267 | CHANGZHOU TRINA SOLAR ENERGY CO | TSM-185D | 235 | 24 | 144.1 | 30 |  | Solar | FIXED | Roof
SRP02268 | CHANGZHOU TRINA SOLAR ENERGY CO | TSM-185D | 235 | 26 | 163 | 32 |  | Solar | FIXED | Roof
SRP02268 | CHANGZHOU TRINA SOLAR ENERGY CO | TSM-185D | 235 | 12 | 253 | 32 |  | Solar | FIXED | Roof
SRP02269 | CHANGZHOU TRINA SOLAR ENERGY CO | TSM-185D | 235 | 24 | 127.1 | 24 |  | Solar | FIXED | Roof
SRP02269 | CHANGZHOU TRINA SOLAR ENERGY CO | TSM-185D | 235 | 12 | 217.1 | 24 |  | Solar | FIXED | Roof
SRP02270 | CHANGZHOU TRINA SOLAR ENERGY CO | TSM-185D | 235 | 42 | 181.9 | 32 |  | Solar | FIXED | Roof
SRP02271 | CHANGZHOU TRINA SOLAR ENERGY CO | TSM-185D | 235 | 30 | 154.4 | 24 |  | Solar | FIXED | Roof
SRP02272 | NINGBO SOLAR ELECTRIC POWER | TDB125X125-72-P 175W | 280 | 16 | 100 | 3.6 |  | Solar | FIXED | Roof
SRP02272 | NINGBO SOLAR ELECTRIC POWER | TDB125X125-72-P 175W | 280 | 62 | 190 | 4.5 |  | Solar | FIXED | Roof
SRP02272 | SUNTECH POWER | STP21018 | 220 | 9 | 190 | 5.3 |  | Solar | FIXED | Roof
SRP02272 | SUNTECH POWER | STP210S-18/UB-1 | 220 | 18 | 190 | 8.8 |  | Solar | FIXED | Roof
SRP02273 | CANADIAN SOLAR | CS6P-230 | 230 | 429 | 139 | 2 |  | Solar | FIXED | Roof
SRP02273 | CANADIAN SOLAR | CS6P-230 | 230 | 312 | 319 | 2 |  | Solar | FIXED | Roof
SRP02274 | MITSUBISHI ELECTRIC | PV-UE135MF5N | 235 | 44 | 180 | 30 |  | Solar | FIXED | Ground
SRP02276 | SOLARWORLD | SW185MONO | 245 | 689 | 212 | 10 |  | Solar | FIXED | Roof
SRP02277 | SCHUCO USA |  | 180 | 18 | 141 | 23 |  | Solar | FIXED | Roof
SRP02277 | SCHUCO USA |  | 180 | 24 | 231 | 27 |  | Solar | FIXED | Roof
SRP02280 | SUNPOWER | SPR-225-BLK-U | 225 | 36 | 180 | 27 |  | Solar | FIXED | Roof
SRP02282 | ET SOLAR INDUSTRY | ET-P654220 | 235 | 33 | 197 | 21 |  | Solar | FIXED | Roof
SRP02283 | CHANGZHOU TRINA SOLAR ENERGY CO | TSM-185D | 220 | 11 | 204 | 22 |  | Solar | FIXED | Roof
SRP02284 | CHANGZHOU TRINA SOLAR ENERGY CO | TSM-185D | 220 | 11 | 202 | 20 |  | Solar | FIXED | Roof
SRP02285 | CHANGZHOU TRINA SOLAR ENERGY CO | TSM-185D | 220 | 11 | 202 | 20 |  | Solar | FIXED | Roof
SRP02286 | CHANGZHOU TRINA SOLAR ENERGY CO | TSM-185D | 220 | 12 | 202 | 20 |  | Solar | FIXED | Roof
SRP02287 | SOLARWORLD | SW185MONO | 245 | 39 | 126 | 18 |  | Solar | FIXED | Roof
SRP02287 | SOLARWORLD | SW185MONO | 245 | 60 | 216 | 18 |  | Solar | FIXED | Roof
SRP02288 | CHANGZHOU TRINA SOLAR ENERGY CO | TSM-185D | 220 | 12 | 202 | 20 |  | Solar | FIXED | Roof
SRP02289 | CHANGZHOU TRINA SOLAR ENERGY CO | TSM-185D | 220 | 12 | 202 | 20 |  | Solar | FIXED | Roof
SRP02290 | CHANGZHOU TRINA SOLAR ENERGY CO | TSM-185D | 220 | 14 | 112 | 20 |  | Solar | FIXED | Roof
SRP02291 | CHANGZHOU TRINA SOLAR ENERGY CO | TSM-185D | 220 | 14 | 112 | 20 |  | Solar | FIXED | Roof
SRP02292 | CHANGZHOU TRINA SOLAR ENERGY CO | TSM-185D | 220 | 14 | 112 | 20 |  | Solar | FIXED | Roof
SRP02293 | CHANGZHOU TRINA SOLAR ENERGY CO | TSM-185D | 220 | 14 | 112 | 20 |  | Solar | FIXED | Roof
SRP02294 | CHANGZHOU TRINA SOLAR ENERGY CO | TSM-185D | 220 | 14 | 112 | 20 |  | Solar | FIXED | Roof
SRP02295 | CHANGZHOU TRINA SOLAR ENERGY CO | TSM-185D | 220 | 14 | 112 | 20 |  | Solar | FIXED | Roof
SRP02296 | CHANGZHOU TRINA SOLAR ENERGY CO | TSM-185D | 220 | 14 | 112 | 22 |  | Solar | FIXED | Roof
SRP02297 | CHANGZHOU TRINA SOLAR ENERGY CO | TSM-185D | 220 | 14 | 112 | 20 |  | Solar | FIXED | Roof
SRP02298 | CHANGZHOU TRINA SOLAR ENERGY CO | TSM-185D | 220 | 14 | 202 | 20 |  | Solar | FIXED | Roof
SRP02299 | CHANGZHOU TRINA SOLAR ENERGY CO | TSM-185D | 220 | 13 | 202 | 20 |  | Solar | FIXED | Roof
SRP02300 | CHANGZHOU TRINA SOLAR ENERGY CO | TSM-185D | 220 | 13 | 202 | 20 |  | Solar | FIXED | Roof
SRP02301 | CHANGZHOU TRINA SOLAR ENERGY CO | TSM-185D | 220 | 14 | 202 | 20 |  | Solar | FIXED | Roof
SRP02302 | CHANGZHOU TRINA SOLAR ENERGY CO | TSM-185D | 220 | 11 | 202 | 20 |  | Solar | FIXED | Roof
SRP02303 | CHANGZHOU TRINA SOLAR ENERGY CO | TSM-185D | 220 | 14 | 202 | 20 |  | Solar | FIXED | Roof
SRP02304 | CHANGZHOU TRINA SOLAR ENERGY CO | TSM-185D | 220 | 11 | 202 | 20 |  | Solar | FIXED | Roof
SRP02305 | CHANGZHOU TRINA SOLAR ENERGY CO | TSM-185D | 220 | 14 | 202 | 20 |  | Solar | FIXED | Roof
SRP02306 | CHANGZHOU TRINA SOLAR ENERGY CO | TSM-185D | 220 | 14 | 202 | 20 |  | Solar | FIXED | Roof
SRP02307 | CHANGZHOU TRINA SOLAR ENERGY CO | TSM-185D | 220 | 14 | 202 | 20 |  | Solar | FIXED | Roof
SRP02308 | CHANGZHOU TRINA SOLAR ENERGY CO | TSM-185D | 220 | 14 | 202 | 20 |  | Solar | FIXED | Roof
SRP02309 | CHANGZHOU TRINA SOLAR ENERGY CO | TSM-185D | 220 | 14 | 112 | 20 |  | Solar | FIXED | Roof
SRP02310 | CHANGZHOU TRINA SOLAR ENERGY CO | TSM-185D | 220 | 14 | 202 | 20 |  | Solar | FIXED | Roof
SRP02311 | CHANGZHOU TRINA SOLAR ENERGY CO | TSM-185D | 220 | 14 | 202 | 20 |  | Solar | FIXED | Roof
SRP02312 | CHANGZHOU TRINA SOLAR ENERGY CO | TSM-185D | 220 | 14 | 202 | 20 |  | Solar | FIXED | Roof
SRP02313 | CHANGZHOU TRINA SOLAR ENERGY CO | TSM-185D | 220 | 14 | 113 | 22 |  | Solar | FIXED | Roof
SRP02314 | CHANGZHOU TRINA SOLAR ENERGY CO | TSM-185D | 220 | 14 | 202 | 20 |  | Solar | FIXED | Roof
SRP02315 | CHANGZHOU TRINA SOLAR ENERGY CO | TSM-185D | 220 | 9 | 202 | 20 |  | Solar | FIXED | Roof
SRP02316 | CHANGZHOU TRINA SOLAR ENERGY CO | TSM-185D | 220 | 9 | 202 | 20 |  | Solar | FIXED | Roof
SRP02317 | CHANGZHOU TRINA SOLAR ENERGY CO | TSM-185D | 220 | 9 | 202 | 20 |  | Solar | FIXED | Roof
SRP02318 | REC SCANMODULE | SCM230 | 235 | 36 | 194 | 20 |  | Solar | FIXED | Roof
SRP02318 | REC SCANMODULE | SCM230 | 235 | 48 | 194 | 30 |  | Solar | FIXED | Roof
SRP02319 | CHANGZHOU TRINA SOLAR ENERGY CO | TSM-185D | 220 | 10 | 202 | 20 |  | Solar | FIXED | Roof
SRP02320 | SUNTECH POWER | STP210S-18/UB-1 | 225 | 24 | 204 | 33 |  | Solar | FIXED | Roof
SRP02321 | CHANGZHOU TRINA SOLAR ENERGY CO | TSM-185D | 225 | 128 | 205 | 2 |  | Solar | FIXED | Roof
SRP02322 | CHANGZHOU TRINA SOLAR ENERGY CO | TSM-185D | 220 | 11 | 202 | 20 |  | Solar | FIXED | Roof
SRP02323 | CHANGZHOU TRINA SOLAR ENERGY CO | TSM-185D | 220 | 11 | 204 | 22 |  | Solar | FIXED | Roof
SRP02324 | SUNTECH POWER | STP210S-18/UB-1 | 275 | 616 | 180 | 0 |  | Solar | FIXED | Roof
SRP02325 | CHANGZHOU TRINA SOLAR ENERGY CO | TSM-185D | 220 | 10 | 161 | 20 |  | Solar | FIXED | Roof
SRP02326 | CHANGZHOU TRINA SOLAR ENERGY CO | TSM-185D | 220 | 11 | 161 | 20 |  | Solar | FIXED | Roof
SRP02327 | CHANGZHOU TRINA SOLAR ENERGY CO | TSM-185D | 220 | 11 | 161 | 22 |  | Solar | FIXED | Roof
SRP02328 | CHANGZHOU TRINA SOLAR ENERGY CO | TSM-185D | 220 | 11 | 161 | 22 |  | Solar | FIXED | Roof
SRP02329 | CHANGZHOU TRINA SOLAR ENERGY CO | TSM-185D | 220 | 10 | 161 | 20 |  | Solar | FIXED | Roof
SRP02330 | MATRIX SOLAR/PHOTOWATT | PW1250-115 | 235 | 312 | 220 | 5 |  | Solar | FIXED | Roof
SRP02331 | CHANGZHOU TRINA SOLAR ENERGY CO | TSM-185D | 225 | 150 | 133 | 2 |  | Solar | FIXED | Roof
SRP02332 | CHANGZHOU TRINA SOLAR ENERGY CO | TSM-185D | 220 | 12 | 161 | 20 |  | Solar | FIXED | Roof
SRP02333 | SOLARWORLD | SW185MONO | 245 | 18 | 135 | 25 |  | Solar | FIXED | Roof
SRP02333 | SOLARWORLD | SW185MONO | 245 | 7 | 225 | 30 |  | Solar | FIXED | Roof
SRP02334 | CHANGZHOU TRINA SOLAR ENERGY CO | TSM-185D | 220 | 12 | 161 | 20 |  | Solar | FIXED | Roof
SRP02335 | BP SOLAR | BP3170N | 215 | 4 | 90 | 15 |  | Solar | FIXED | Roof
SRP02335 | BP SOLAR | BP3170N | 215 | 14 | 90 | 20 |  | Solar | FIXED | Roof
SRP02337 | CHANGZHOU TRINA SOLAR ENERGY CO | TSM-185D | 220 | 10 | 161 | 20 |  | Solar | FIXED | Roof
SRP02338 | SUNTECH POWER | STP210S-18/UB-1 | 280 | 2101 | 201 | 10 |  | Solar | FIXED | Roof
SRP02339 | CHANGZHOU TRINA SOLAR ENERGY CO | TSM-185D | 220 | 10 | 161 | 20 |  | Solar | FIXED | Roof
SRP02340 | UNITED SOLAR OVONIC | PVL-144 | 144 | 35 | 182 | 45 |  | Solar | FIXED | Roof
SRP02341 | CHANGZHOU TRINA SOLAR ENERGY CO | TSM-185D | 220 | 14 | 107 | 20 |  | Solar | FIXED | Roof
SRP02342 | CHANGZHOU TRINA SOLAR ENERGY CO | TSM-185D | 220 | 12 | 107 | 20 |  | Solar | FIXED | Roof
SRP02343 | SOLARWORLD | SW185MONO | 245 | 1274 | 199 | 10 |  | Solar | FIXED | Roof
SRP02344 | CHANGZHOU TRINA SOLAR ENERGY CO | TSM-185D | 220 | 14 | 107 | 20 |  | Solar | FIXED | Roof
SRP02345 | BP SOLAR | BP3170N | 215 | 16 | 124 | 21 |  | Solar | FIXED | Roof
SRP02345 | BP SOLAR | SX3200W | 215 | 7 | 214 | 21 |  | Solar | FIXED | Roof
SRP02346 | CHANGZHOU TRINA SOLAR ENERGY CO | TSM-185D | 220 | 14 | 109 | 22 |  | Solar | FIXED | Roof
SRP02347 | CHANGZHOU TRINA SOLAR ENERGY CO | TSM-185D | 220 | 12 | 107 | 20 |  | Solar | FIXED | Roof
SRP02348 | CHANGZHOU TRINA SOLAR ENERGY CO | TSM-180D | 220 | 14 | 287 | 20 |  | Solar | FIXED | Roof
SRP02349 | CHANGZHOU TRINA SOLAR ENERGY CO | TSM-185D | 220 | 14 | 107 | 20 |  | Solar | FIXED | Roof
SRP02350 | CHANGZHOU TRINA SOLAR ENERGY CO | TSM-185D | 220 | 14 | 107 | 20 |  | Solar | FIXED | Roof
SRP02351 | BP SOLAR | BP3170N | 230 | 28 | 184 | 17 |  | Solar | FIXED | Ground
SRP02352 | CANADIAN SOLAR | CS6P-230 | 230 | 208 | 212 | 3 |  | Solar | FIXED | Roof
SRP02353 | SCHUCO USA |  | 235 | 330 | 155 | 10 |  | Solar | FIXED | Roof
SRP02353 | SCHUCO USA |  | 240 | 100 | 155 | 10 |  | Solar | FIXED | Roof
SRP02356 | REC SCANMODULE | SCM230 | 235 | 12 | 183 | 18 |  | Solar | FIXED | Roof
SRP02356 | REC SCANMODULE | SCM230 | 235 | 30 | 183 | 26 |  | Solar | FIXED | Roof
SRP02357 | SUNPOWER | SPR-230-WHT-U | 230 | 14 | 143 | 15 |  | Solar | FIXED | Roof
SRP02357 | SUNPOWER | SPR-230-WHT-U | 230 | 27 | 143 | 40 |  | Solar | FIXED | Roof
SRP02359 | BP SOLAR | BP3170N | 215 | 10 | 174 | 45 |  | Solar | FIXED | Roof
SRP02360 | SCHUCO USA |  | 180 | 36 | 205 | 30 |  | Solar | FIXED | Roof
SRP02361 | SANYO ELECTRIC | HIP-205BA5 | 220 | 45 | 173 | 36 |  | Solar | FIXED | Roof
SRP02363 | SUNTECH POWER | STP210S-18/UB-1 | 225 | 17 | 196 | 24 |  | Solar | FIXED | Roof
SRP02364 | CANADIAN SOLAR | CS6P-230 | 230 | 20 | 167 | 30 |  | Solar | FIXED | Roof
SRP02365 | SUNTECH POWER | STP180S-24/AB-1 | 185 | 30 | 240 | 30 |  | Solar | FIXED | Roof
SRP02366 | SUNTECH POWER | STP200-18/UB-1 | 205 | 95 | 180 | 30 |  | Solar | FIXED | Ground
SRP02367 | SUNTECH POWER | STP200-18/UB-1 | 205 | 22 | 216 | 23 |  | Solar | FIXED | Roof
SRP02368 | SUNPOWER | SPR-230-WHT-U | 230 | 32 | 157 | 35 |  | Solar | FIXED | Roof
SRP02369 | SUNTECH POWER | STP180-24/AB-1 | 185 | 44 | 150 | 26 |  | Solar | FIXED | Roof
SRP02370 | SUNTECH POWER | STP180-24/AB-1 | 185 | 52 | 218 | 30 |  | Solar | FIXED | Roof
SRP02371 | SUNTECH POWER | STP180-24/AB-1 | 185 | 30 | 225 | 20 |  | Solar | FIXED | Roof
SRP02372 | SUNTECH POWER | STP180S-24/AB-1 | 185 | 9 | 134 | 45 |  | Solar | FIXED | Roof
SRP02372 | SUNTECH POWER | STP180-24/AB-1 | 185 | 36 | 224 | 30 |  | Solar | FIXED | Roof
SRP02375 | SCHUCO USA |  | 180 | 45 | 182 | 23 |  | Solar | FIXED | Roof
SRP02376 | SUNPOWER | SPR-305-WHT-U | 305 | 14 | 129 | 32 |  | Solar | FIXED | Roof
SRP02376 | SUNPOWER | SPR-305-WHT-U | 305 | 21 | 219 | 32 |  | Solar | FIXED | Roof
SRP02377 | SUNTECH POWER | STP180-24/AB-1 | 185 | 19 | 83 | 16 |  | Solar | FIXED | Roof
SRP02377 | SUNTECH POWER | STP180-24/AB-1 | 185 | 31 | 167 | 16 |  | Solar | FIXED | Roof
SRP02378 | CANADIAN SOLAR | CS6P-225 | 225 | 1806 | 205 | 6 |  | Solar | FIXED | Ground
SRP02379 | CHANGZHOU TRINA SOLAR ENERGY CO | TSM-185D | 225 | 896 | 225 | 30 |  | Solar | FIXED | Ground
SRP02380 | CHANGZHOU TRINA SOLAR ENERGY CO | TSM-160D | 230 | 112 | 94 | 4 |  | Solar | FIXED | Roof
SRP02380 | CHANGZHOU TRINA SOLAR ENERGY CO | TSM-185D | 230 | 168 | 254 | 4 |  | Solar | FIXED | Roof
SRP02381 | ET SOLAR INDUSTRY | ET-P654180 | 230 | 51 | 175 | 15 |  | Solar | FIXED | Roof
SRP02382 | SUNPOWER | SPR-225-BLK-U | 225 | 20 | 169 | 45 |  | Solar | FIXED | Roof
SRP02383 | SUNPOWER | SPR-230-WHT-U | 238 | 14 | 169 | 18 |  | Solar | FIXED | Roof
SRP02383 | SUNPOWER | SPR-230-WHT-U | 238 | 16 | 259 | 18 |  | Solar | FIXED | Roof
SRP02384 | SUNPOWER | SPR-230-WHT-U | 235 | 24 | 239 | 23 |  | Solar | FIXED | Roof
SRP02386 | SUNPOWER | SPR-230-WHT-U | 230 | 58 | 150 | 10 |  | Solar | FIXED | Ground
SRP02387 | SUNPOWER | SPR-230-WHT-U | 240 | 20 | 66 | 38 |  | Solar | FIXED | Roof
SRP02387 | SUNPOWER | SPR-230-WHT-U | 240 | 30 | 154 | 9 |  | Solar | FIXED | Roof
SRP02387 | SUNPOWER | SPR-230-WHT-U | 240 | 20 | 246 | 38 |  | Solar | FIXED | Roof
SRP02387 | SUNPOWER | SPR-230-WHT-U | 240 | 36 | 334 | 9 |  | Solar | FIXED | Roof
SRP02388 | SUNPOWER | SPR-230-WHT-U | 230 | 20 | 150 | 10 |  | Solar | FIXED | Ground
SRP02389 | SUNPOWER | SPR-230-WHT-U | 230 | 43 | 148 | 22 |  | Solar | FIXED | Roof
SRP02390 | REC SCANMODULE | SCM230 | 230 | 6 | 107 | 43 |  | Solar | FIXED | Roof
SRP02390 | REC SCANMODULE | SCM230 | 230 | 18 | 197 | 32 |  | Solar | FIXED | Roof
SRP02391 | SUNPOWER | SPR-320E-WHT-D | 320 | 32 | 163 | 41 |  | Solar | FIXED | Ground
SRP02393 | SCHUCO USA |  | 180 | 11 | 151 | 25 |  | Solar | FIXED | Roof
SRP02393 | SCHUCO USA |  | 180 | 16 | 151 | 25 |  | Solar | FIXED | Roof
SRP02393 | SCHUCO USA |  | 180 | 27 | 151 | 38 |  | Solar | FIXED | Roof
SRP02393 | SCHUCO USA |  | 180 | 11 | 241 | 28 |  | Solar | FIXED | Roof
SRP02394 | SUNTECH POWER | STP180S-24/AB-1 | 185 | 18 | 160.1 | 25 |  | Solar | FIXED | Roof
SRP02394 | SUNTECH POWER | STP180-24/AB-1 | 185 | 33 | 250.1 | 25 |  | Solar | FIXED | Roof
SRP02395 | SUNTECH POWER | STP180S-24/AB-1 | 185 | 9 | 106 | 15 |  | Solar | FIXED | Roof
SRP02395 | SUNTECH POWER | STP180S-24/AB-1 | 185 | 11 | 106 | 30 |  | Solar | FIXED | Roof
SRP02395 | SUNTECH POWER | STP180S-24/AB-1 | 185 | 22 | 196 | 10 |  | Solar | FIXED | Roof
SRP02395 | SUNTECH POWER | STP180S-24/AB-1 | 185 | 24 | 196 | 25 |  | Solar | FIXED | Roof
SRP02396 | CHANGZHOU TRINA SOLAR ENERGY CO | TSM-185D | 235 | 30 | 150 | 20 |  | Solar | FIXED | Roof
SRP02396 | CHANGZHOU TRINA SOLAR ENERGY CO | TSM-185D | 235 | 24 | 150 | 33 |  | Solar | FIXED | Roof
SRP02397 | SUNTECH POWER | STP200-18/UB-1 | 205 | 105 | 180 | 30 |  | Solar | FIXED | Ground
SRP02398 | SCHUCO USA |  | 235 | 26 | 145 | 20 |  | Solar | FIXED | Roof
SRP02399 | BP SOLAR | SX170N | 195 | 66 | 119 | 26 |  | Solar | FIXED | Roof
SRP02400 | SCHUCO USA |  | 180 | 66 | 218 | 27 |  | Solar | FIXED | Roof
SRP02401 | CHANGZHOU TRINA SOLAR ENERGY CO | TSM-185D | 230 | 42 | 164 | 6 |  | Solar | FIXED | Roof
SRP02402 | SUNTECH POWER | STP210S-18/UB-1 | 225 | 70 | 179 | 25 |  | Solar | FIXED | Ground
SRP02403 | SUNTECH POWER | STP180-24/AB-1 | 185 | 32 | 200 | 31 |  | Solar | FIXED | Roof
SRP02404 | SUNTECH POWER | STP200-18/UB-1 | 205 | 66 | 160 | 35 |  | Solar | FIXED | Ground
SRP02405 | CHANGZHOU TRINA SOLAR ENERGY CO | TSM-185D | 235 | 26 | 141.3 | 20 |  | Solar | FIXED | Roof
SRP02406 | SUNTECH POWER | STP180-24/AB-1 | 185 | 32 | 240 | 32 |  | Solar | FIXED | Roof
SRP02407 | SUNTECH POWER | STP190S-18/UB-1 | 185 | 12 | 107.8 | 25 |  | Solar | FIXED | Roof
SRP02407 | SUNTECH POWER | STP190S-18/UB-1 | 185 | 28 | 197.8 | 25 |  | Solar | FIXED | Roof
SRP02409 | CHANGZHOU TRINA SOLAR ENERGY CO | TSM-185D | 230 | 36 | 107.3 | 32 |  | Solar | FIXED | Roof
SRP02411 | SUNTECH POWER | STP200-18/UB-1 | 210 | 80 | 176.7 | 27 |  | Solar | FIXED | Roof
SRP02413 | CHANGZHOU TRINA SOLAR ENERGY CO | TSM-185D | 235 | 38 | 91.4 | 28 |  | Solar | FIXED | Roof
SRP02414 | SUNTECH POWER | STP200-18/UB-1 | 205 | 24 | 225 | 25 |  | Solar | FIXED | Roof
SRP02415 | SUNTECH POWER | STP180-24/AB-1 | 185 | 36 | 184.7 | 20 |  | Solar | FIXED | Roof
SRP02416 | CHANGZHOU TRINA SOLAR ENERGY CO | TSM-185D | 235 | 22 | 175.3 | 30 |  | Solar | FIXED | Roof
SRP02417 | CHANGZHOU TRINA SOLAR ENERGY CO | TSM-185D | 235 | 34 | 152.2 | 21 |  | Solar | FIXED | Roof
SRP02418 | CHANGZHOU TRINA SOLAR ENERGY CO | TSM-185D | 235 | 30 | 265.1 | 25 |  | Solar | FIXED | Roof
SRP02419 | SUNTECH POWER | STP180-24/AB-1 | 185 | 14 | 173.4 | 30 |  | Solar | FIXED | Roof
SRP02420 | CHANGZHOU TRINA SOLAR ENERGY CO | TSM-185D | 235 | 16 | 159 | 23 |  | Solar | FIXED | Roof
SRP02420 | CHANGZHOU TRINA SOLAR ENERGY CO | TSM-185D | 235 | 8 | 159 | 38 |  | Solar | FIXED | Roof
SRP02421 | CHANGZHOU TRINA SOLAR ENERGY CO | TSM-185D | 235 | 30 | 203.6 | 15 |  | Solar | FIXED | Roof
SRP02422 | SUNTECH POWER | STP180-24/AB-1 | 185 | 22 | 170 | 13 |  | Solar | FIXED | Roof
SRP02422 | SUNTECH POWER | STP180-24/AB-1 | 185 | 22 | 170 | 18 |  | Solar | FIXED | Roof
SRP02424 | CHANGZHOU TRINA SOLAR ENERGY CO | TSM-185D | 235 | 11 | 108.1 | 15 |  | Solar | FIXED | Roof
SRP02424 | CHANGZHOU TRINA SOLAR ENERGY CO | TSM-185D | 235 | 21 | 198.1 | 18 |  | Solar | FIXED | Roof
SRP02425 | CHANGZHOU TRINA SOLAR ENERGY CO | TSM-185D | 185 | 34 | 196 | 30 |  | Solar | FIXED | Roof
SRP02426 | CHANGZHOU TRINA SOLAR ENERGY CO | TSM-185D | 235 | 32 | 180 | 30 |  | Solar | FIXED | Ground
SRP02427 | CHANGZHOU TRINA SOLAR ENERGY CO | TSM-185D | 235 | 24 | 260.3 | 30 |  | Solar | FIXED | Roof
SRP02428 | CHANGZHOU TRINA SOLAR ENERGY CO | TSM-185D | 235 | 6 | 116 | 15 |  | Solar | FIXED | Roof
SRP02428 | CHANGZHOU TRINA SOLAR ENERGY CO | TSM-185D | 235 | 30 | 206 | 25 |  | Solar | FIXED | Roof
SRP02429 | SUNTECH POWER | STP180-24/AB-1 | 185 | 42 | 126.1 | 27 |  | Solar | FIXED | Roof
SRP02430 | CHANGZHOU TRINA SOLAR ENERGY CO | TSM-185D | 230 | 21 | 153 | 17 |  | Solar | FIXED | Roof
SRP02431 | SUNTECH POWER | STP180-24/AB-1 | 185 | 32 | 194 | 18 |  | Solar | FIXED | Roof
SRP02432 | CHANGZHOU TRINA SOLAR ENERGY CO | TSM-185D | 235 | 8 | 233.2 | 11 |  | Solar | FIXED | Roof
SRP02432 | CHANGZHOU TRINA SOLAR ENERGY CO | TSM-185D | 235 | 34 | 233.2 | 16 |  | Solar | FIXED | Roof
SRP02434 | CHANGZHOU TRINA SOLAR ENERGY CO | TSM-185D | 235 | 32 | 167.7 | 30 |  | Solar | FIXED | Roof
SRP02435 | CHANGZHOU TRINA SOLAR ENERGY CO | TSM-185D | 235 | 14 | 170 | 5 |  | Solar | FIXED | Roof
SRP02435 | CHANGZHOU TRINA SOLAR ENERGY CO | TSM-185D | 235 | 20 | 170 | 18 |  | Solar | FIXED | Roof
SRP02436 | CHANGZHOU TRINA SOLAR ENERGY CO | TSM-185D | 230 | 37 | 130 | 30 |  | Solar | FIXED | Roof
SRP02437 | CHANGZHOU TRINA SOLAR ENERGY CO | TSM-185D | 235 | 40 | 111.7 | 30 |  | Solar | FIXED | Roof
SRP02438 | CHANGZHOU TRINA SOLAR ENERGY CO | TSM-185D | 235 | 44 | 219 | 33 |  | Solar | FIXED | Roof
SRP02439 | SUNTECH POWER | STP180S-24/AB-1 | 235 | 20 | 214.2 | 26 |  | Solar | FIXED | Roof
SRP02440 | CHANGZHOU TRINA SOLAR ENERGY CO | TSM-185D | 235 | 143 | 163 | 5 |  | Solar | FIXED | Roof
SRP02440 | CHANGZHOU TRINA SOLAR ENERGY CO | TSM-185D | 235 | 556 | 166 | 2.8 |  | Solar | FIXED | Roof
SRP02440 | CHANGZHOU TRINA SOLAR ENERGY CO | TSM-185D | 235 | 240 | 166 | 5 |  | Solar | FIXED | Roof
SRP02440 | CHANGZHOU TRINA SOLAR ENERGY CO | TSM-185D | 235 | 179 | 166 | 6.3 |  | Solar | FIXED | Roof
SRP02441 | CHANGZHOU TRINA SOLAR ENERGY CO | TSM-185D | 230 | 325 | 214 | 10 |  | Solar | FIXED | Roof
SRP02442 | BP SOLAR | BP3170N | 215 | 22 | 143 | 19 |  | Solar | FIXED | Roof
SRP02442 | BP SOLAR | BP375U | 215 | 30 | 233 | 19 |  | Solar | FIXED | Roof
SRP02443 | SUNPOWER | SPR-230-WHT-U | 230 | 45 | 177 | 40 |  | Solar | FIXED | Roof
SRP02444 | SCHUCO USA |  | 230 | 168 | 197 | 7.5 |  | Solar | FIXED | Roof
SRP02446 | SUNPOWER | SPR-315E-WHT-U | 320 | 36 | 123 | 28 |  | Solar | FIXED | Roof
SRP02446 | SUNPOWER | SPR-315E-WHT-U | 320 | 8 | 213 | 28 |  | Solar | FIXED | Roof
SRP02447 | SCHUCO USA |  | 230 | 34 | 180 | 29 |  | Solar | FIXED | Roof
SRP02448 | CHANGZHOU TRINA SOLAR ENERGY CO | TSM-185D | 230 | 33 | 118 | 20 |  | Solar | FIXED | Roof
SRP02448 | CHANGZHOU TRINA SOLAR ENERGY CO | TSM-185D | 230 | 10 | 206 | 18 |  | Solar | FIXED | Roof
SRP02449 | CHANGZHOU TRINA SOLAR ENERGY CO | TSM-185D | 230 | 20 | 176 | 25 |  | Solar | FIXED | Roof
SRP02450 | CHANGZHOU TRINA SOLAR ENERGY CO | TSM-185D | 230 | 28 | 256 | 19 |  | Solar | FIXED | Roof
SRP02451 | CHANGZHOU TRINA SOLAR ENERGY CO | TSM-185D | 230 | 22 | 254 | 20 |  | Solar | FIXED | Roof
SRP02452 | CHANGZHOU TRINA SOLAR ENERGY CO | TSM-185D | 230 | 36 | 190 | 20 |  | Solar | FIXED | Roof
SRP02454 | CHANGZHOU TRINA SOLAR ENERGY CO | TSM-185D | 230 | 26 | 183 | 16 |  | Solar | FIXED | Roof
SRP02455 | CHANGZHOU TRINA SOLAR ENERGY CO | TSM-185D | 230 | 20 | 262 | 22 |  | Solar | FIXED | Roof
SRP02456 | CHANGZHOU TRINA SOLAR ENERGY CO | TSM-185D | 230 | 20 | 112 | 40 |  | Solar | FIXED | Roof
SRP02456 | CHANGZHOU TRINA SOLAR ENERGY CO | TSM-185D | 230 | 10 | 222 | 23 |  | Solar | FIXED | Roof
SRP02457 | CHANGZHOU TRINA SOLAR ENERGY CO | TSM-185D | 230 | 28 | 97 | 33 |  | Solar | FIXED | Roof
SRP02458 | CHANGZHOU TRINA SOLAR ENERGY CO | TSM-185D | 230 | 46 | 175 | 21 |  | Solar | FIXED | Roof
SRP02459 | CHANGZHOU TRINA SOLAR ENERGY CO | TSM-185D | 230 | 26 | 188 | 17 |  | Solar | FIXED | Roof
SRP02463 | CHANGZHOU TRINA SOLAR ENERGY CO | TSM-185D | 230 | 24 | 190 | 22 |  | Solar | FIXED | Roof
SRP02464 | CHANGZHOU TRINA SOLAR ENERGY CO | TSM-185D | 230 | 12 | 178 | 24 |  | Solar | FIXED | Roof
SRP02464 | CHANGZHOU TRINA SOLAR ENERGY CO | TSM-185D | 230 | 33 | 178 | 29 |  | Solar | FIXED | Roof
SRP02465 | CHANGZHOU TRINA SOLAR ENERGY CO | TSM-185D | 230 | 46 | 118 | 22 |  | Solar | FIXED | Roof
SRP02466 | CHANGZHOU TRINA SOLAR ENERGY CO | TSM-185D | 230 | 22 | 145 | 26 |  | Solar | FIXED | Roof
SRP02466 | CHANGZHOU TRINA SOLAR ENERGY CO | TSM-185D | 230 | 24 | 145 | 26 |  | Solar | FIXED | Roof
SRP02467 | CHANGZHOU TRINA SOLAR ENERGY CO | TSM-185D | 230 | 16 | 164 | 16 |  | Solar | FIXED | Roof
SRP02467 | CHANGZHOU TRINA SOLAR ENERGY CO | TSM-185D | 230 | 22 | 251 | 21 |  | Solar | FIXED | Roof
SRP02468 | CHANGZHOU TRINA SOLAR ENERGY CO | TSM-185D | 230 | 20 | 133 | 24 |  | Solar | FIXED | Roof
SRP02469 | CHANGZHOU TRINA SOLAR ENERGY CO | TSM-185D | 230 | 20 | 175 | 24 |  | Solar | FIXED | Roof
SRP02469 | CHANGZHOU TRINA SOLAR ENERGY CO | TSM-185D | 230 | 8 | 177 | 23 |  | Solar | FIXED | Roof
SRP02469 | CHANGZHOU TRINA SOLAR ENERGY CO | TSM-185D | 230 | 8 | 182 | 26 |  | Solar | FIXED | Roof
SRP02470 | CHANGZHOU TRINA SOLAR ENERGY CO | TSM-185D | 230 | 33 | 240 | 20 |  | Solar | FIXED | Roof
SRP02472 | CHANGZHOU TRINA SOLAR ENERGY CO | TSM-185D | 230 | 18 | 204 | 17 |  | Solar | FIXED | Roof
SRP02473 | CHANGZHOU TRINA SOLAR ENERGY CO | TSM-185D | 230 | 28 | 179 | 20 |  | Solar | FIXED | Roof
SRP02474 | CHANGZHOU TRINA SOLAR ENERGY CO | TSM-185D | 230 | 39 | 180 | 16 |  | Solar | FIXED | Roof
SRP02475 | CHANGZHOU TRINA SOLAR ENERGY CO | TSM-185D | 220 | 14 | 112 | 20 |  | Solar | FIXED | Roof
SRP02476 | CHANGZHOU TRINA SOLAR ENERGY CO | TSM-185D | 230 | 8 | 102 | 22 |  | Solar | FIXED | Roof
SRP02476 | CHANGZHOU TRINA SOLAR ENERGY CO | TSM-185D | 230 | 20 | 192 | 22 |  | Solar | FIXED | Roof
SRP02477 | CHANGZHOU TRINA SOLAR ENERGY CO | TSM-185D | 230 | 20 | 194 | 22 |  | Solar | FIXED | Roof
SRP02478 | CHANGZHOU TRINA SOLAR ENERGY CO | TSM-185D | 230 | 28 | 160 | 27 |  | Solar | FIXED | Roof
SRP02480 | CHANGZHOU TRINA SOLAR ENERGY CO | TSM-185D | 230 | 28 | 186 | 30 |  | Solar | FIXED | Roof
SRP02482 | CHANGZHOU TRINA SOLAR ENERGY CO | TSM-185D | 230 | 20 | 193 | 32 |  | Solar | FIXED | Roof
SRP02483 | CHANGZHOU TRINA SOLAR ENERGY CO | TSM-185D | 230 | 26 | 180 | 17 |  | Solar | FIXED | Roof
SRP02484 | CHANGZHOU TRINA SOLAR ENERGY CO | TSM-185D | 230 | 26 | 181 | 18 |  | Solar | FIXED | Roof
SRP02485 | CHANGZHOU TRINA SOLAR ENERGY CO | TSM-185D | 230 | 39 | 131 | 24 |  | Solar | FIXED | Roof
SRP02486 | SUNTECH POWER | STP190-18/UB-1 | 185 | 18 | 106 | 32 |  | Solar | FIXED | Roof
SRP02486 | SUNTECH POWER | STP180S-24/AB-1 | 185 | 50 | 196 | 32 |  | Solar | FIXED | Roof
SRP02487 | CHANGZHOU TRINA SOLAR ENERGY CO | TSM-185D | 230 | 31 | 69 | 30 |  | Solar | FIXED | Roof
SRP02487 | CHANGZHOU TRINA SOLAR ENERGY CO | TSM-185D | 230 | 13 | 229 | 30 |  | Solar | FIXED | Roof
SRP02489 | CHANGZHOU TRINA SOLAR ENERGY CO | TSM-185D | 230 | 33 | 163 | 26 |  | Solar | FIXED | Roof
SRP02490 | CHANGZHOU TRINA SOLAR ENERGY CO | TSM-185D | 230 | 26 | 205 | 30 |  | Solar | FIXED | Roof
SRP02491 | CHANGZHOU TRINA SOLAR ENERGY CO | TSM-185D | 230 | 29 | 225 | 33 |  | Solar | FIXED | Roof
SRP02492 | CHANGZHOU TRINA SOLAR ENERGY CO | TSM-185D | 230 | 22 | 180 | 19 |  | Solar | FIXED | Roof
SRP02493 | SHARP |  | 235 | 48 | 180 | 30 |  | Solar | FIXED | Ground
SRP02495 | CHANGZHOU TRINA SOLAR ENERGY CO | TSM-185D | 235 | 20 | 187.8 | 20 |  | Solar | FIXED | Roof
SRP02495 | CHANGZHOU TRINA SOLAR ENERGY CO | TSM-185D | 235 | 28 | 187.8 | 30 |  | Solar | FIXED | Roof
SRP02496 | CHANGZHOU TRINA SOLAR ENERGY CO | TSM-185D | 220 | 14 | 107 | 20 |  | Solar | FIXED | Roof
SRP02497 | CHANGZHOU TRINA SOLAR ENERGY CO | TSM-185D | 235 | 26 | 226 | 28 |  | Solar | FIXED | Roof
SRP02498 | CHANGZHOU TRINA SOLAR ENERGY CO | TSM-185D | 185 | 25 | 168 | 45 |  | Solar | FIXED | Roof
SRP02499 | CHANGZHOU TRINA SOLAR ENERGY CO | TSM-185D | 235 | 24 | 178.8 | 26 |  | Solar | FIXED | Roof
SRP02500 | CHANGZHOU TRINA SOLAR ENERGY CO | TSM-185D | 230 | 12768 | 173 | 25 |  | Solar | FIXED | Ground
SRP02502 | CHANGZHOU TRINA SOLAR ENERGY CO | TSM-185D | 240 | 52 | 198 | 20 |  | Solar | FIXED | Roof
SRP02503 | CHANGZHOU TRINA SOLAR ENERGY CO | TSM-185D | 230 | 51 | 167 | 18 |  | Solar | FIXED | Roof
SRP02504 | KYOCERA | KC200 | 225 | 28 | 185 | 39.5 |  | Solar | FIXED | Roof
SRP02504 | KYOCERA SOLAR | KD210GX-LP | 225 | 11 | 280 | 39.5 |  | Solar | FIXED | Roof
SRP02506 | SUNPOWER | SPR-315E-WHT-U | 320 | 3752 | 172 | 9.5 |  | Solar | FIXED | Roof
SRP02507 | CHANGZHOU TRINA SOLAR ENERGY CO | TSM-185D | 240 | 6 | 227.6 | 15 |  | Solar | FIXED | Roof
SRP02507 | CHANGZHOU TRINA SOLAR ENERGY CO | TSM-185D | 240 | 27 | 227.6 | 25 |  | Solar | FIXED | Roof
SRP02509 | SHARP | ND-208UC1 | 235 | 12 | 88 | 15 |  | Solar | FIXED | Roof
SRP02509 | SHARP | ND-208U1 | 235 | 11 | 88 | 20 |  | Solar | FIXED | Roof
SRP02509 | SHARP |  | 235 | 12 | 268 | 20 |  | Solar | FIXED | Roof
SRP02510 | CHANGZHOU TRINA SOLAR ENERGY CO | TSM-185D | 235 | 18 | 170 | 21 |  | Solar | FIXED | Roof
SRP02512 | CHANGZHOU TRINA SOLAR ENERGY CO | TSM-185D | 235 | 28 | 188 | 33 |  | Solar | FIXED | Roof
SRP02513 | CHANGZHOU TRINA SOLAR ENERGY CO | TSM-185D | 235 | 12 | 166 | 45 |  | Solar | FIXED | Roof
SRP02514 | BP SOLAR | BP3125U | 215 | 22 | 119 | 26 |  | Solar | FIXED | Roof
SRP02514 | BP SOLAR | BP3125S | 215 | 18 | 209 | 26 |  | Solar | FIXED | Roof
SRP02516 | CHANGZHOU TRINA SOLAR ENERGY CO | TSM-185D | 235 | 36 | 138 | 14 |  | Solar | FIXED | Roof
SRP02517 | BAODING YINGLI NEW ENERGY RESOURCES CO | YL175(156) | 230 | 65 | 197 | 10 |  | Solar | FIXED | Roof
SRP02518 | REC SCANMODULE | SCM230 | 230 | 20 | 122 | 24 |  | Solar | FIXED | Roof
SRP02519 | SANYO ELECTRIC | HIP-205BA19 | 220 | 28 | 213 | 18 |  | Solar | FIXED | Roof
SRP02520 | SANYO ELECTRIC | HIP-205BA3 | 220 | 100 | 273 | 38 |  | Solar | FIXED | Roof
SRP02521 | SOLARWORLD | SW185MONO | 235 | 896 | 306 | 2 |  | Solar | FIXED | Roof
SRP02522 | CANADIAN SOLAR | CS6P-230 | 230 | 50 | 196 | 34 |  | Solar | FIXED | Roof
SRP02524 | SANYO ELECTRIC | HIP-205BA5 | 220 | 2 | 120 | 25 |  | Solar | FIXED | Roof
SRP02524 | SANYO ELECTRIC | HIP-205BA3 | 220 | 1 | 135 | 40 |  | Solar | FIXED | Roof
SRP02524 | SANYO ELECTRIC | HIP-205BA5 | 220 | 41 | 185 | 25 |  | Solar | FIXED | Roof
SRP02525 | MATRIX SOLAR/PHOTOWATT | PW1000-100 | 230 | 42 | 180 | 35 |  | Solar | FIXED | Ground
SRP02527 | CHANGZHOU TRINA SOLAR ENERGY CO | TSM-185D | 235 | 36 | 180 | 30 |  | Solar | FIXED | Ground
SRP02528 | CONERGY AG | S 175MU | 235 | 112 | 165 | 5 |  | Solar | FIXED | Roof
SRP02528 | CONERGY AG | S 175MU | 235 | 36 | 165 | 15 |  | Solar | FIXED | Roof
SRP02528 | CONERGY AG | S 175MU | 235 | 36 | 165 | 33 |  | Solar | FIXED | Roof
SRP02529 | SUNPOWER | SPR-225-BLK-U | 228 | 20 | 148 | 18 |  | Solar | FIXED | Roof
SRP02530 | SUNTECH POWER | STP200UB | 205 | 24 | 185 | 45 |  | Solar | FIXED | Roof
SRP02531 | CHANGZHOU TRINA SOLAR ENERGY CO | TSM-185D | 235 | 26 | 163 | 45 |  | Solar | FIXED | Roof
SRP02532 | CHANGZHOU TRINA SOLAR ENERGY CO | TSM-185D | 235 | 14 | 247.7 | 25 |  | Solar | FIXED | Roof
SRP02532 | CHANGZHOU TRINA SOLAR ENERGY CO | TSM-185D | 235 | 22 | 247.7 | 37 |  | Solar | FIXED | Roof
SRP02533 | SHARP | ND-U230C1 | 235 | 26 | 183.9 | 10 |  | Solar | FIXED | Roof
SRP02534 | SUNTECH POWER | STP200-18/UB-1 | 205 | 36 | 228.2 | 20 |  | Solar | FIXED | Roof
SRP02535 | CHANGZHOU TRINA SOLAR ENERGY CO | TSM-185D | 235 | 24 | 180 | 35 |  | Solar | FIXED | Roof
SRP02535 | CHANGZHOU TRINA SOLAR ENERGY CO | TSM-185D | 235 | 11 | 270 | 35 |  | Solar | FIXED | Roof
SRP02536 | CHANGZHOU TRINA SOLAR ENERGY CO | TSM-185D | 235 | 38 | 131.6 | 45 |  | Solar | FIXED | Roof
SRP02537 | CHANGZHOU TRINA SOLAR ENERGY CO | TSM-180D | 235 | 10 | 167.6 | 30 |  | Solar | FIXED | Roof
SRP02537 | CHANGZHOU TRINA SOLAR ENERGY CO | TSM-185D | 235 | 24 | 257.6 | 30 |  | Solar | FIXED | Roof
SRP02538 | CHANGZHOU TRINA SOLAR ENERGY CO | TSM-185D | 235 | 16 | 125 | 29 |  | Solar | FIXED | Roof
SRP02538 | CHANGZHOU TRINA SOLAR ENERGY CO | TSM-185D | 235 | 11 | 215 | 31 |  | Solar | FIXED | Roof
SRP02539 | CHANGZHOU TRINA SOLAR ENERGY CO | TSM-185D | 235 | 17 | 185.2 | 20 |  | Solar | FIXED | Roof
SRP02540 | CHANGZHOU TRINA SOLAR ENERGY CO | TSM-185D | 235 | 12 | 200.8 | 50 |  | Solar | FIXED | Roof
SRP02541 | CHANGZHOU TRINA SOLAR ENERGY CO | TSM-185D | 235 | 30 | 163 | 20 |  | Solar | FIXED | Roof
SRP02542 | SUNTECH POWER | STP200UB | 205 | 50 | 210 | 20 |  | Solar | FIXED | Roof
SRP02543 | SUNTECH POWER | STP200UB | 205 | 30 | 116.1 | 30 |  | Solar | FIXED | Roof
SRP02544 | SCHUCO USA |  | 230 | 30 | 180 | 30 |  | Solar | FIXED | Ground
SRP02546 | BAODING YINGLI NEW ENERGY RESOURCES CO | 30(17)P754X350 | 230 | 18 | 117 | 31 |  | Solar | FIXED | Roof
SRP02546 | BAODING YINGLI NEW ENERGY RESOURCES CO | YL175(156) | 230 | 6 | 207 | 31 |  | Solar | FIXED | Roof
SRP02547 | SUNPOWER | SPR-230-WHT-U | 230 | 27 | 262 | 19 |  | Solar | FIXED | Roof
SRP02548 | BP SOLAR | BP3170N | 215 | 27 | 158 | 33 |  | Solar | FIXED | Roof
SRP02549 | SOLARWORLD | SW185MONO | 240 | 8 | 142 | 40 |  | Solar | FIXED | Roof
SRP02549 | SOLARWORLD | SW185MONO | 240 | 20 | 232 | 37 |  | Solar | FIXED | Roof
SRP02550 | SCHUCO USA |  | 180 | 33 | 170 | 25 |  | Solar | FIXED | Roof
SRP02550 | SCHUCO USA |  | 180 | 9 | 260 | 10 |  | Solar | FIXED | Roof
SRP02550 | SCHUCO USA |  | 180 | 5 | 260 | 18 |  | Solar | FIXED | Roof
SRP02551 | SOLARWORLD | SW185MONO | 240 | 88 | 190 | 10 |  | Solar | FIXED | Roof
SRP02552 | CHANGZHOU TRINA SOLAR ENERGY CO | TSM-185D | 230 | 32 | 125 | 19 |  | Solar | FIXED | Roof
SRP02553 | CHANGZHOU TRINA SOLAR ENERGY CO | TSM-185D | 230 | 40 | 198 | 31 |  | Solar | FIXED | Roof
SRP02554 | CHANGZHOU TRINA SOLAR ENERGY CO | TSM-185D | 230 | 28 | 157 | 25 |  | Solar | FIXED | Roof
SRP02555 | CHANGZHOU TRINA SOLAR ENERGY CO | TSM-185D | 230 | 24 | 179 | 30 |  | Solar | FIXED | Roof
SRP02556 | CHANGZHOU TRINA SOLAR ENERGY CO | TSM-185D | 230 | 20 | 172 | 19 |  | Solar | FIXED | Roof
SRP02557 | CHANGZHOU TRINA SOLAR ENERGY CO | TSM-185D | 230 | 39 | 180 | 16 |  | Solar | FIXED | Roof
SRP02558 | CHANGZHOU TRINA SOLAR ENERGY CO | TSM-185D | 230 | 28 | 168 | 22 |  | Solar | FIXED | Roof
SRP02559 | CHANGZHOU TRINA SOLAR ENERGY CO | TSM-185D | 230 | 22 | 113 | 30 |  | Solar | FIXED | Roof
SRP02560 | CHANGZHOU TRINA SOLAR ENERGY CO | TSM-185D | 230 | 26 | 250 | 36 |  | Solar | FIXED | Roof
SRP02561 | CHANGZHOU TRINA SOLAR ENERGY CO | TSM-185D | 230 | 39 | 180 | 24 |  | Solar | FIXED | Roof
SRP02562 | CHANGZHOU TRINA SOLAR ENERGY CO | TSM-185D | 230 | 39 | 254 | 33 |  | Solar | FIXED | Roof
SRP02563 | CHANGZHOU TRINA SOLAR ENERGY CO | TSM-185D | 230 | 24 | 266 | 29 |  | Solar | FIXED | Roof
SRP02564 | CHANGZHOU TRINA SOLAR ENERGY CO | TSM-185D | 230 | 33 | 121 | 33 |  | Solar | FIXED | Roof
SRP02565 | CHANGZHOU TRINA SOLAR ENERGY CO | TSM-185D | 230 | 33 | 163 | 23 |  | Solar | FIXED | Roof
SRP02567 | CHANGZHOU TRINA SOLAR ENERGY CO | TSM-185D | 230 | 56 | 156 | 19 |  | Solar | FIXED | Roof
SRP02569 | CHANGZHOU TRINA SOLAR ENERGY CO | TSM-185D | 230 | 18 | 162 | 12 |  | Solar | FIXED | Roof
SRP02569 | CHANGZHOU TRINA SOLAR ENERGY CO | TSM-185D | 230 | 8 | 162 | 19 |  | Solar | FIXED | Roof
SRP02569 | CHANGZHOU TRINA SOLAR ENERGY CO | TSM-185D | 230 | 8 | 245 | 19 |  | Solar | FIXED | Roof
SRP02570 | CHANGZHOU TRINA SOLAR ENERGY CO | TSM-185D | 230 | 27 | 199 | 27 |  | Solar | FIXED | Roof
SRP02571 | CHANGZHOU TRINA SOLAR ENERGY CO | TSM-185D | 230 | 36 | 228 | 20 |  | Solar | FIXED | Roof
SRP02572 | BP SOLAR | BP175 B | 215 | 22 | 243 | 23 |  | Solar | FIXED | Roof
SRP02573 | CHANGZHOU TRINA SOLAR ENERGY CO | TSM-185D | 235 | 24 | 261 | 31 |  | Solar | FIXED | Roof
SRP02574 | CHANGZHOU TRINA SOLAR ENERGY CO | TSM-185D | 235 | 36 | 126.8 | 27 |  | Solar | FIXED | Roof
SRP02574 | CHANGZHOU TRINA SOLAR ENERGY CO | TSM-185D | 235 | 10 | 216.8 | 18 |  | Solar | FIXED | Roof
SRP02575 | SUNPOWER | SPR-225-BLK-U | 228 | 36 | 160 | 23 |  | Solar | FIXED | Roof
SRP02576 | CHANGZHOU TRINA SOLAR ENERGY CO | TSM-185D | 230 | 39 | 138 | 15 |  | Solar | FIXED | Roof
SRP02577 | CHANGZHOU TRINA SOLAR ENERGY CO | TSM-185D | 230 | 33 | 133 | 20 |  | Solar | FIXED | Roof
SRP02578 | CHANGZHOU TRINA SOLAR ENERGY CO | TSM-185D | 230 | 36 | 96 | 18 |  | Solar | FIXED | Roof
SRP02579 | CHANGZHOU TRINA SOLAR ENERGY CO | TSM-185D | 230 | 44 | 233 | 26 |  | Solar | FIXED | Roof
SRP02580 | SUNPOWER | SPR-225-BLK-U | 225 | 14 | 145 | 37 |  | Solar | FIXED | Roof
SRP02580 | SUNPOWER | SPR-225-BLK-U | 225 | 32 | 145 | 42 |  | Solar | FIXED | Roof
SRP02580 | SUNPOWER | SPR-225-BLK-U | 225 | 24 | 235 | 37 |  | Solar | FIXED | Roof
SRP02581 | SUNPOWER | SPR-230-WHT-U | 230 | 28 | 180 | 20 |  | Solar | FIXED | Roof
SRP02582 | SUNTECH POWER | STP200UB | 185 | 114 | 172.1 | 9 |  | Solar | FIXED | Roof
SRP02583 | CHANGZHOU TRINA SOLAR ENERGY CO | TSM-185D | 235 | 26 | 181.9 | 27 |  | Solar | FIXED | Roof
SRP02584 | CHANGZHOU TRINA SOLAR ENERGY CO | TSM-185D | 235 | 56 | 191 | 30 |  | Solar | FIXED | Ground
SRP02587 | YES! SOLAR | ES205W | 235 | 53200 | 180 | 25 |  | Solar | FIXED | Ground
SRP02588 | SUNPOWER | SPR-200-WHT-U | 200 | 86 | 180 | 0 |  | Solar | 1AXIS | Ground
SRP02588 | SUNPOWER | SPR-205-BLK-U | 205 | 22 | 180 | 0 |  | Solar | 1AXIS | Ground
SRP02588 | SUNPOWER | SPR-210-BLK-U | 210 | 402 | 180 | 0 |  | Solar | 1AXIS | Ground
SRP02588 | SUNPOWER | SPR-215-WHT-U | 215 | 660 | 180 | 0 |  | Solar | 1AXIS | Ground
SRP02588 | SUNPOWER | SPR-217-WHT-U | 217 | 280 | 180 | 0 |  | Solar | 1AXIS | Ground
SRP02588 | SUNPOWER | SPR-220-BLK-U | 220 | 130 | 180 | 0 |  | Solar | 1AXIS | Ground
SRP02588 | SUNPOWER | SPR-225-BLK-U | 225 | 400 | 180 | 0 |  | Solar | 1AXIS | Ground
SRP02588 | SUNPOWER | SPR-230-WHT-U | 230 | 570 | 180 | 0 |  | Solar | 1AXIS | Ground
SRP02588 | SUNPOWER | SPR-230-WHT-U | 238 | 82 | 180 | 0 |  | Solar | 1AXIS | Ground
SRP02588 | SUNPOWER | SPR-230-WHT-U | 240 | 8 | 180 | 0 |  | Solar | 1AXIS | Ground
SRP02588 | SUNPOWER | SPR-290-WHT-U | 280 | 77 | 180 | 0 |  | Solar | 1AXIS | Ground
SRP02588 | SUNPOWER | SPR-290-WHT-U | 290 | 888 | 180 | 0 |  | Solar | 1AXIS | Ground
SRP02588 | SUNPOWER | SPR-300E-WHT-U | 295 | 111 | 180 | 0 |  | Solar | 1AXIS | Ground
SRP02588 | SUNPOWER | SPR-300E-WHT-U | 300 | 3272 | 180 | 0 |  | Solar | 1AXIS | Ground
SRP02588 | SUNPOWER | SPR-305-WHT-U | 305 | 1767 | 180 | 0 |  | Solar | 1AXIS | Ground
SRP02588 | SUNPOWER | SPR-305-WHT-U | 310 | 112 | 180 | 0 |  | Solar | 1AXIS | Ground
SRP02588 | SUNPOWER | SPR-305-WHT-U | 320 | 78 | 180 | 0 |  | Solar | 1AXIS | Ground
SRP02588 | SUNPOWER | SPR-315E-WHT-U | 315 | 240 | 180 | 0 |  | Solar | 1AXIS | Ground
SRP02588 | SUNPOWER | SPR-315E-WHT-U | 318 | 65 | 180 | 0 |  | Solar | 1AXIS | Ground
SRP02588 | SUNPOWER | SPR-315E-WHT-U | 327 | 334 | 180 | 0 |  | Solar | 1AXIS | Ground
SRP02589 | CHANGZHOU TRINA SOLAR ENERGY CO | TSM-185D | 230 | 24 | 124 | 21 |  | Solar | FIXED | Roof
SRP02590 | SUNPOWER | SPR-225-BLK-U | 225 | 54 | 101 | 33 |  | Solar | FIXED | Roof
SRP02590 | SUNPOWER | SPR-225-BLK-U | 225 | 24 | 191 | 45 |  | Solar | FIXED | Roof
SRP02592 | CHANGZHOU TRINA SOLAR ENERGY CO | TSM-185D | 230 | 11 | 120 | 23 |  | Solar | FIXED | Roof
SRP02592 | CHANGZHOU TRINA SOLAR ENERGY CO | TSM-185D | 230 | 9 | 210 | 23 |  | Solar | FIXED | Roof
SRP02593 | CHANGZHOU TRINA SOLAR ENERGY CO | TSM-185D | 230 | 52 | 191 | 17 |  | Solar | FIXED | Roof
SRP02594 | CHANGZHOU TRINA SOLAR ENERGY CO | TSM-185D | 230 | 33 | 200 | 20 |  | Solar | FIXED | Roof
SRP02595 | CHANGZHOU TRINA SOLAR ENERGY CO | TSM-185D | 230 | 6 | 147 | 41 |  | Solar | FIXED | Roof
SRP02595 | CHANGZHOU TRINA SOLAR ENERGY CO | TSM-185D | 230 | 14 | 237 | 21 |  | Solar | FIXED | Roof
SRP02596 | CHANGZHOU TRINA SOLAR ENERGY CO | TSM-185D | 230 | 28 | 172 | 32 |  | Solar | FIXED | Roof
SRP02597 | CHANGZHOU TRINA SOLAR ENERGY CO | TSM-185D | 230 | 42 | 130 | 33 |  | Solar | FIXED | Roof
SRP02598 | SUNTECH POWER | STP190-18/UB-1 | 185 | 8 | 111 | 34 |  | Solar | FIXED | Roof
SRP02598 | SUNTECH POWER | STP180-24/AB-1 | 185 | 57 | 201 | 32 |  | Solar | FIXED | Roof
SRP02598 | SUNTECH POWER | STP190S-18/UB-1 | 185 | 8 | 291 | 34 |  | Solar | FIXED | Roof
SRP02599 | CANADIAN SOLAR | CS6P-230 | 230 | 20 | 121 | 18 |  | Solar | FIXED | Roof
SRP02599 | CANADIAN SOLAR | CS6P-230 | 230 | 16 | 211 | 45 |  | Solar | FIXED | Roof
SRP02600 | SUNPOWER | SPR-230-WHT-U | 230 | 40 | 100 | 20 |  | Solar | FIXED | Roof
SRP02601 | BP SOLAR | BP3125S | 215 | 14 | 183 | 24 |  | Solar | FIXED | Roof
SRP02601 | BP SOLAR | BP3125S | 215 | 7 | 183 | 38 |  | Solar | FIXED | Roof
SRP02602 | BP SOLAR | SX3200B | 215 | 28 | 207 | 25 |  | Solar | FIXED | Roof
SRP02603 | BP SOLAR | BP3125U | 215 | 22 | 154 | 15 |  | Solar | FIXED | Roof
SRP02603 | BP SOLAR | BP3115U | 215 | 4 | 154 | 20 |  | Solar | FIXED | Roof
SRP02604 | SANYO ELECTRIC | HIP-205BA3 | 220 | 18 | 110 | 22 |  | Solar | FIXED | Roof
SRP02605 | CANADIAN SOLAR | CS4C-100 | 230 | 403 | 168 | 3 |  | Solar | FIXED | Roof
SRP02608 | SOLARWORLD | SW185MONO | 240 | 24 | 151 | 34 |  | Solar | FIXED | Roof
SRP02610 | SUNTECH POWER | STP210S-18/UB-1 | 275 | 231 | 170 | 17 |  | Solar | FIXED | Roof
SRP02611 | KYOCERA SOLAR | KD210GX-LP | 240 | 1022 | 187 | 32 |  | Solar | FIXED | Roof
SRP02612 | CANADIAN SOLAR | CS6P-230 | 235 | 80 | 180 | 34 |  | Solar | FIXED | Ground
SRP02613 | REC SCANMODULE | SCM230 | 235 | 548 | 176 | 25 |  | Solar | FIXED | Roof
SRP02615 | SUNPOWER | SPR-230-WHT-U | 238 | 20 | 187 | 10 |  | Solar | FIXED | Roof
SRP02618 | TRINA SOLAR | TSM-230PA05 | 230 | 30 | 164 | 25 |  | Solar | FIXED | Roof
SRP02619 | SUNPOWER | SPR-305-WHT-U | 305 | 56 | 237 | 40 |  | Solar | FIXED | Roof
SRP02621 | SUNTECH POWER | STP180-24/AB-1 | 185 | 12 | 180 | 30 |  | Solar | FIXED | Roof
SRP02621 | SUNTECH POWER | STP180-24/AB-1 | 185 | 19 | 270 | 25 |  | Solar | FIXED | Roof
SRP02622 | SUNPOWER | SPR-225-BLK-U | 225 | 24 | 137 | 30 |  | Solar | FIXED | Roof
SRP02623 | SUNTECH POWER | STP180-24/AB-1 | 185 | 34 | 179.6 | 42 |  | Solar | FIXED | Roof
SRP02624 | CHANGZHOU TRINA SOLAR ENERGY CO | TSM-185D | 235 | 34 | 172.1 | 20 |  | Solar | FIXED | Roof
SRP02625 | CHANGZHOU TRINA SOLAR ENERGY CO | TSM-185D | 235 | 10 | 110 | 28 |  | Solar | FIXED | Roof
SRP02625 | CHANGZHOU TRINA SOLAR ENERGY CO | TSM-185D | 235 | 22 | 110 | 41 |  | Solar | FIXED | Roof
SRP02626 | CHANGZHOU TRINA SOLAR ENERGY CO | TSM-185D | 235 | 18 | 195.3 | 28 |  | Solar | FIXED | Roof
SRP02627 | CHANGZHOU TRINA SOLAR ENERGY CO | TSM-185D | 235 | 60 | 180 | 30 |  | Solar | FIXED | Ground
SRP02628 | CHANGZHOU TRINA SOLAR ENERGY CO | TSM-185D | 235 | 22 | 191.1 | 9 |  | Solar | FIXED | Roof
SRP02628 | CHANGZHOU TRINA SOLAR ENERGY CO | TSM-185D | 235 | 8 | 191.1 | 27 |  | Solar | FIXED | Roof
SRP02629 | CHANGZHOU TRINA SOLAR ENERGY CO | TSM-185D | 235 | 32 | 110.7 | 16 |  | Solar | FIXED | Roof
SRP02630 | CHANGZHOU TRINA SOLAR ENERGY CO | TSM-185D | 235 | 18 | 110.3 | 30 |  | Solar | FIXED | Roof
SRP02631 | CHANGZHOU TRINA SOLAR ENERGY CO | TSM-185D | 235 | 33 | 212.3 | 30 |  | Solar | FIXED | Roof
SRP02633 | CHANGZHOU TRINA SOLAR ENERGY CO | TSM-185D | 235 | 36 | 211.1 | 28 |  | Solar | FIXED | Roof
SRP02634 | BAODING YINGLI NEW ENERGY RESOURCES CO | YL175(156) | 235 | 442 | 149 | 10 |  | Solar | FIXED | Roof
SRP02634 | BAODING YINGLI NEW ENERGY RESOURCES CO | YL175(156) | 235 | 845 | 163 | 10 |  | Solar | FIXED | Roof
SRP02634 | YES! SOLAR | ES205W | 235 | 377 | 179 | 10 |  | Solar | FIXED | Roof
SRP02634 | BAODING YINGLI NEW ENERGY RESOURCES CO | YL175(156) | 235 | 2236 | 180 | 25 |  | Solar | FIXED | Roof
SRP02635 | BAODING YINGLI NEW ENERGY RESOURCES CO | YL175(156) | 235 | 91 | 106 | 10 |  | Solar | FIXED | Roof
SRP02635 | BAODING YINGLI NEW ENERGY RESOURCES CO | YL175(156) | 235 | 2028 | 171 | 10 |  | Solar | FIXED | Roof
SRP02635 | BAODING YINGLI NEW ENERGY RESOURCES CO | YL175(156) | 235 | 650 | 180 | 25 |  | Solar | FIXED | Roof
SRP02635 | BAODING YINGLI NEW ENERGY RESOURCES CO | YL175(156) | 235 | 286 | 196 | 10 |  | Solar | FIXED | Roof
SRP02635 | BAODING YINGLI NEW ENERGY RESOURCES CO | YL175(156) | 235 | 351 | 238 | 10 |  | Solar | FIXED | Roof
SRP02635 | BAODING YINGLI NEW ENERGY RESOURCES CO | YL175(156) | 235 | 117 | 261 | 10 |  | Solar | FIXED | Roof
SRP02636 | CHANGZHOU TRINA SOLAR ENERGY CO | TSM-185D | 235 | 16 | 109.5 | 28 |  | Solar | FIXED | Roof
SRP02637 | CHANGZHOU TRINA SOLAR ENERGY CO | TSM-185D | 235 | 18 | 209.6 | 30 |  | Solar | FIXED | Roof
SRP02638 | SUNTECH POWER | STP200-18/UB-1 | 205 | 30 | 117.5 | 20 |  | Solar | FIXED | Roof
SRP02639 | CHANGZHOU TRINA SOLAR ENERGY CO | TSM-185D | 235 | 26 | 201.1 | 10 |  | Solar | FIXED | Roof
SRP02639 | CHANGZHOU TRINA SOLAR ENERGY CO | TSM-185D | 235 | 8 | 201.1 | 30 |  | Solar | FIXED | Roof
SRP02640 | CEEG (SHANGHAI) SOLAR SCIENCE AND TECHNOLOGY CO | SST 190-72M | 250 | 30 | 175 | 30 |  | Solar | FIXED | Roof
SRP02642 | SUNTECH POWER | STP180-24/AB-1 | 235 | 28 | 190.1 | 45 |  | Solar | FIXED | Roof
SRP02642 | CHANGZHOU TRINA SOLAR ENERGY CO | TSM-185D | 235 | 16 | 280.1 | 25 |  | Solar | FIXED | Roof
SRP02644 | SUNTECH POWER | STP180-24/AB-1 | 185 | 24 | 97 | 30 |  | Solar | FIXED | Roof
SRP02644 | SUNTECH POWER | STP180S-24/AB-1 | 185 | 24 | 187 | 35 |  | Solar | FIXED | Roof
SRP02645 | CHANGZHOU TRINA SOLAR ENERGY CO | TSM-185D | 230 | 8 | 214.5 | 17 |  | Solar | FIXED | Roof
SRP02645 | CHANGZHOU TRINA SOLAR ENERGY CO | TSM-185D | 230 | 25 | 214.5 | 42 |  | Solar | FIXED | Roof
SRP02646 | CHANGZHOU TRINA SOLAR ENERGY CO | TSM-185D | 235 | 26 | 195 | 16 |  | Solar | FIXED | Roof
SRP02647 | CHANGZHOU TRINA SOLAR ENERGY CO | TSM-185D | 230 | 24 | 183 | 16 |  | Solar | FIXED | Roof
SRP02648 | SOLARWORLD | SW185MONO | 225 | 52 | 180 | 20 |  | Solar | FIXED | Ground
SRP02649 | CHANGZHOU TRINA SOLAR ENERGY CO | TSM-185D | 230 | 21 | 164 | 23 |  | Solar | FIXED | Roof
SRP02650 | SOLON AG FUER SOLARTECHNIK | P220/6+/01 230WP | 235 | 28 | 178 | 11 |  | Solar | FIXED | Roof
SRP02651 | CHANGZHOU TRINA SOLAR ENERGY CO | TSM-185D | 230 | 11 | 148 | 15 |  | Solar | FIXED | Roof
SRP02651 | CHANGZHOU TRINA SOLAR ENERGY CO | TSM-185D | 230 | 30 | 148 | 30 |  | Solar | FIXED | Roof
SRP02652 | MATRIX SOLAR/PHOTOWATT | PW750-80 | 230 | 28 | 160 | 30 |  | Solar | FIXED | Roof
SRP02653 | CHANGZHOU TRINA SOLAR ENERGY CO | TSM-185D | 230 | 25 | 124 | 33 |  | Solar | FIXED | Roof
SRP02653 | CHANGZHOU TRINA SOLAR ENERGY CO | TSM-185D | 230 | 7 | 204 | 17 |  | Solar | FIXED | Roof
SRP02653 | CHANGZHOU TRINA SOLAR ENERGY CO | TSM-185D | 230 | 6 | 204 | 33 |  | Solar | FIXED | Roof
SRP02654 | BP SOLAR | BP3170N | 195 | 8 | 88 | 38 |  | Solar | FIXED | Roof
SRP02654 | BP SOLAR | BP3170N | 195 | 34 | 178 | 38 |  | Solar | FIXED | Roof
SRP02654 | BP SOLAR | BP3170N | 195 | 12 | 268 | 38 |  | Solar | FIXED | Roof
SRP02655 | SUNPOWER | SPR-225-BLK-U | 235 | 59 | 183 | 30 |  | Solar | FIXED | Ground
SRP02656 | SOLARWORLD | SW185MONO | 245 | 234 | 192 | 10.3 |  | Solar | FIXED | Roof
SRP02656 | SOLARWORLD | SW185MONO | 245 | 702 | 206 | 2.5 |  | Solar | FIXED | Roof
SRP02656 | SOLARWORLD | SW185MONO | 245 | 312 | 265 | 18.8 |  | Solar | FIXED | Roof
SRP02657 | SUNPOWER | SPR-225-BLK-U | 225 | 25 | 122 | 28 |  | Solar | FIXED | Roof
SRP02657 | SUNPOWER | SPR-225-BLK-U | 225 | 9 | 212 | 26 |  | Solar | FIXED | Roof
SRP02658 | SUNPOWER | SPR-315E-WHT-U | 320 | 50 | 242 | 25 |  | Solar | FIXED | Ground
SRP02659 | BAODING YINGLI NEW ENERGY RESOURCES CO | YL175(156) | 230 | 18 | 220 | 30 |  | Solar | FIXED | Roof
SRP02660 | SUNPOWER | SPR-225-BLK-U | 225 | 40 | 143 | 34 |  | Solar | FIXED | Roof
SRP02661 | SUNPOWER | SPR-225-BLK-U | 225 | 44 | 194 | 19 |  | Solar | FIXED | Roof
SRP02662 | BP SOLAR | BP3150B | 215 | 12 | 167 | 30 |  | Solar | FIXED | Roof
SRP02662 | BP SOLAR | BP3150B | 215 | 10 | 257 | 30 |  | Solar | FIXED | Roof
SRP02663 | SUNPOWER | SPR-225-BLK-U | 225 | 27 | 180 | 35 |  | Solar | FIXED | Roof
SRP02664 | SHARP | ND-224UC1 | 240 | 910 | 174 | 10 |  | Solar | FIXED | Roof
SRP02665 | CHANGZHOU TRINA SOLAR ENERGY CO | TSM-185D | 235 | 28 | 168 | 22 |  | Solar | FIXED | Roof
SRP02666 | SANYO ELECTRIC | HIP-205BA3 | 210 | 6 | 180 | 45 |  | Solar | FIXED | Ground
SRP02667 | SUNPOWER | SPR-225-BLK-U | 225 | 22 | 263 | 38 |  | Solar | FIXED | Roof
SRP02668 | CHANGZHOU TRINA SOLAR ENERGY CO | TSM-185D | 235 | 10 | 88 | 24 |  | Solar | FIXED | Roof
SRP02668 | CHANGZHOU TRINA SOLAR ENERGY CO | TSM-185D | 235 | 26 | 178 | 24 |  | Solar | FIXED | Roof
SRP02668 | CHANGZHOU TRINA SOLAR ENERGY CO | TSM-185D | 235 | 6 | 268 | 24 |  | Solar | FIXED | Roof
SRP02670 | SANYO ELECTRIC | HIP-205BA5 | 220 | 32 | 184 | 34 |  | Solar | FIXED | Roof
SRP02671 | SANYO ELECTRIC | HIP-205BA5 | 220 | 32 | 98 | 34 |  | Solar | FIXED | Roof
SRP02672 | SHARP | ND-224UC1 | 224 | 26 | 120 | 12 |  | Solar | FIXED | Roof
SRP02672 | SHARP | ND-224UC1 | 224 | 6 | 210 | 14 |  | Solar | FIXED | Roof
SRP02674 | SHARP | ND-224UC1 | 235 | 38 | 237 | 26 |  | Solar | FIXED | Roof
SRP02675 | SUNTECH POWER | STP210S-18/UB-1 | 275 | 462 | 164 | 1 |  | Solar | FIXED | Roof
SRP02678 | SUNTECH POWER | STP180-24/AB-1 | 185 | 56 | 180 | 18 |  | Solar | FIXED | Roof
SRP02679 | SUNPOWER | SPR-230-WHT-U | 230 | 11 | 150 | 39 |  | Solar | FIXED | Roof
SRP02679 | SUNPOWER | SPR-230-WHT-U | 230 | 20 | 240 | 34 |  | Solar | FIXED | Roof
SRP02680 | SUNTECH POWER | STP190-18/UB-1 | 190 | 4 | 190 | 26 |  | Solar | FIXED | Roof
SRP02680 | SUNTECH POWER | STP190-18/UB-1 | 190 | 14 | 190 | 42 |  | Solar | FIXED | Roof
SRP02681 | SUNTECH POWER | STP190-18/UB-1 | 185 | 3 | 133 | 30 |  | Solar | FIXED | Roof
SRP02681 | SUNTECH POWER | STP190S-18/UB-1 | 185 | 27 | 223 | 23 |  | Solar | FIXED | Roof
SRP02681 | SUNTECH POWER | STP180-24/AB-1 | 185 | 2 | 313 | 30 |  | Solar | FIXED | Roof
SRP02682 | CHANGZHOU TRINA SOLAR ENERGY CO | TSM-185D | 240 | 36 | 169 | 33 |  | Solar | FIXED | Roof
SRP02682 | CHANGZHOU TRINA SOLAR ENERGY CO | TSM-185D | 240 | 12 | 259 | 45 |  | Solar | FIXED | Roof
SRP02683 | CHANGZHOU TRINA SOLAR ENERGY CO | TSM-185D | 235 | 28 | 144.4 | 19 |  | Solar | FIXED | Roof
SRP02684 | CHANGZHOU TRINA SOLAR ENERGY CO | TSM-185D | 235 | 55 | 180 | 30 |  | Solar | FIXED | Roof
SRP02685 | MATRIX SOLAR/PHOTOWATT | PW1250-115 | 235 | 11 | 180 | 10 |  | Solar | FIXED | Roof
SRP02685 | MATRIX SOLAR/PHOTOWATT | PW1250-115 | 235 | 24 | 180 | 10 |  | Solar | FIXED | Roof
SRP02685 | MATRIX SOLAR/PHOTOWATT | PW1250-115 | 235 | 7 | 180 | 70 |  | Solar | FIXED | Roof
SRP02687 | CHANGZHOU TRINA SOLAR ENERGY CO | TSM-185D | 235 | 27 | 127 | 15 |  | Solar | FIXED | Roof
SRP02688 | SUNPOWER | SPR-225-BLK-U | 225 | 168 | 155 | 39 |  | Solar | FIXED | Roof
SRP02689 | MATRIX SOLAR/PHOTOWATT | PW1250-115 | 240 | 234 | 122 | 4.5 |  | Solar | FIXED | Roof
SRP02689 | MATRIX SOLAR/PHOTOWATT | PW1250-115 | 240 | 182 | 213 | 10 |  | Solar | FIXED | Roof
SRP02689 | MATRIX SOLAR/PHOTOWATT | PW1250-115 | 240 | 195 | 302 | 4.5 |  | Solar | FIXED | Roof
SRP02690 | SOLARTECH POWER | SPM230P | 250 | 494 | 204 | 10 |  | Solar | FIXED | Roof
SRP02691 | CHANGZHOU TRINA SOLAR ENERGY CO | TSM-185D | 235 | 18 | 208 | 32 |  | Solar | FIXED | Roof
SRP02692 | SUNTECH POWER | STP200-18/UB-1 | 205 | 6 | 120.8 | 25 |  | Solar | FIXED | Roof
SRP02692 | SUNTECH POWER | STP200-18/UB-1 | 205 | 18 | 210.8 | 25 |  | Solar | FIXED | Roof
SRP02693 | CHANGZHOU TRINA SOLAR ENERGY CO | TSM-185D | 235 | 22 | 194.9 | 35 |  | Solar | FIXED | Roof
SRP02694 | SUNTECH POWER | STP200-18/UB-1 | 205 | 32 | 178 | 31 |  | Solar | FIXED | Roof
SRP02695 | SUNTECH POWER | STP180-24/AB-1 | 185 | 54 | 225.9 | 25 |  | Solar | FIXED | Roof
SRP02696 | CHANGZHOU TRINA SOLAR ENERGY CO | TSM-185D | 235 | 33 | 146 | 19 |  | Solar | FIXED | Roof
SRP02697 | SUNPOWER | SPR-230-WHT-U | 240 | 18 | 115 | 19 |  | Solar | FIXED | Roof
SRP02697 | SUNPOWER | SPR-230-WHT-U | 240 | 18 | 205 | 19 |  | Solar | FIXED | Roof
SRP02699 | SOLARWORLD | SW185MONO | 240 | 174 | 192 | 10.3 |  | Solar | FIXED | Roof
SRP02701 | SCHUCO USA |  | 180 | 16 | 168 | 23 |  | Solar | FIXED | Roof
SRP02701 | SCHUCO USA |  | 180 | 16 | 258 | 31 |  | Solar | FIXED | Roof
SRP02702 | SHARP | ND-224UC1 | 235 | 22 | 214 | 28 |  | Solar | FIXED | Roof
SRP02702 | SHARP | ND-224UC1 | 235 | 31 | 214 | 40 |  | Solar | FIXED | Roof
SRP02703 | SCHUCO USA |  | 230 | 36 | 125 | 34 |  | Solar | FIXED | Roof
SRP02704 | SUNTECH POWER | STP21018 | 245 | 19 | 158 | 26 |  | Solar | FIXED | Roof
SRP02707 | CANADIAN SOLAR | CS6P-230 | 230 | 90 | 180 | 33 |  | Solar | FIXED | Roof
SRP02709 | SUNPOWER | SPR-225-BLK-U | 225 | 27 | 186 | 28 |  | Solar | FIXED | Roof
SRP02710 | UNKNOWN | UNKNOWN | 235 | 9996 | 180 | 25 |  | Solar | FIXED | Ground
SRP02710 | UNKNOWN | UNKNOWN | 250 | 18816 | 180 | 25 |  | Solar | FIXED | Ground
SRP02711 | UNKNOWN | UNKNOWN | 235 | 10024 | 180 | 25 |  | Solar | FIXED | Ground
SRP02711 | UNKNOWN | UNKNOWN | 250 | 18816 | 180 | 25 |  | Solar | FIXED | Ground
SRP02712 | CHANGZHOU TRINA SOLAR ENERGY CO | TSM-185D | 225 | 481 | 184 | 5 |  | Solar | FIXED | Roof
SRP02713 | CHANGZHOU TRINA SOLAR ENERGY CO | TSM-185D | 240 | 11 | 147 | 20 |  | Solar | FIXED | Roof
SRP02713 | CHANGZHOU TRINA SOLAR ENERGY CO | TSM-185D | 240 | 30 | 147 | 30 |  | Solar | FIXED | Roof
SRP02714 | CHANGZHOU TRINA SOLAR ENERGY CO | TSM-185D | 235 | 28 | 169 | 18 |  | Solar | FIXED | Roof
SRP02715 | CHANGZHOU TRINA SOLAR ENERGY CO | TSM-185D | 235 | 35 | 102.3 | 30 |  | Solar | FIXED | Roof
SRP02716 | CHANGZHOU TRINA SOLAR ENERGY CO | TSM-185D | 235 | 36 | 176 | 25 |  | Solar | FIXED | Roof
SRP02717 | CHANGZHOU TRINA SOLAR ENERGY CO | TSM-185D | 235 | 18 | 186 | 30 |  | Solar | FIXED | Roof
SRP02718 | CHANGZHOU TRINA SOLAR ENERGY CO | TSM-185D | 235 | 40 | 165.9 | 28 |  | Solar | FIXED | Roof
SRP02719 | CHANGZHOU TRINA SOLAR ENERGY CO | TSM-185D | 235 | 55 | 256.4 | 5 |  | Solar | FIXED | Roof
SRP02721 | SANYO ELECTRIC | HIP-205BA3 | 220 | 14 | 98 | 40 |  | Solar | FIXED | Roof
SRP02721 | SANYO ELECTRIC | HIP-205BA19 | 220 | 7 | 188 | 42 |  | Solar | FIXED | Roof
SRP02722 | CHANGZHOU TRINA SOLAR ENERGY CO | TSM-185D | 235 | 24 | 158.6 | 28 |  | Solar | FIXED | Roof
SRP02724 | MATRIX SOLAR/PHOTOWATT | PW1650-175 | 235 | 143 | 212 | 10 |  | Solar | FIXED | Roof
SRP02725 | ET SOLAR INDUSTRY | ET-P654185 | 185 | 561 | 277 | 12 |  | Solar | FIXED | Roof
SRP02726 | SUZHOU SHENGLONG PV-TECH | SLSM-230P | 230 | 288 | 125 | 20 |  | Solar | FIXED | Roof
SRP02728 | SUNPOWER | SPR-230-WHT-U | 240 | 27 | 132 | 15 |  | Solar | FIXED | Roof
SRP02728 | SUNPOWER | SPR-230-WHT-U | 240 | 8 | 230 | 15 |  | Solar | FIXED | Roof
SRP02728 | SUNPOWER | SPR-230-WHT-U | 240 | 7 | 230 | 18 |  | Solar | FIXED | Roof
SRP02729 | SUNPOWER | SPR-230-WHT-U | 238 | 35 | 183 | 15 |  | Solar | FIXED | Roof
SRP02729 | SUNPOWER | SPR-230-WHT-U | 238 | 6 | 183 | 20 |  | Solar | FIXED | Roof
SRP02730 | SUNPOWER | SPR-230-WHT-U | 240 | 54 | 168 | 18 |  | Solar | FIXED | Roof
SRP02731 | SUNTECH POWER | STP180S-24/AB-1 | 185 | 16 | 158 | 38 |  | Solar | FIXED | Roof
SRP02731 | SUNTECH POWER | STP180S-24/AB-1 | 185 | 33 | 226 | 38 |  | Solar | FIXED | Roof
SRP02732 | SUNPOWER | SPR-225-BLK-U | 225 | 16 | 172 | 35 |  | Solar | FIXED | Roof
SRP02733 | SUNPOWER | SPR-225-BLK-U | 225 | 20 | 77 | 10 |  | Solar | FIXED | Roof
SRP02733 | SUNPOWER | SPR-225-BLK-U | 225 | 14 | 77 | 35 |  | Solar | FIXED | Roof
SRP02733 | SUNPOWER | SPR-225-BLK-U | 225 | 20 | 257 | 10 |  | Solar | FIXED | Roof
SRP02733 | SUNPOWER | SPR-225-BLK-U | 225 | 14 | 257 | 35 |  | Solar | FIXED | Roof
SRP02734 | SANYO ELECTRIC | HIP-205BA5 | 225 | 18 | 112 | 47 |  | Solar | FIXED | Roof
SRP02735 | CHANGZHOU TRINA SOLAR ENERGY CO | TSM-185D | 235 | 30 | 183 | 26 |  | Solar | FIXED | Roof
SRP02736 | SUNTECH POWER | STP210-18/UB-1 | 245 | 23 | 213 | 31 |  | Solar | FIXED | Roof
SRP02737 | SOLARWORLD | SW185MONO | 240 | 1218 | 200 | 10 |  | Solar | FIXED | Roof
SRP02738 | CHANGZHOU TRINA SOLAR ENERGY CO | TSM-185D | 230 | 1500 | 184 | 30 |  | Solar | FIXED | Ground
SRP02740 | MC SOLAR | BP970B | 230 | 20 | 151 | 39 |  | Solar | FIXED | Roof
SRP02741 | SUNPOWER | SPR-305-WHT-U | 305 | 84 | 184 | 5 |  | Solar | FIXED | Roof
SRP02742 | SUNPOWER | SPR-305-WHT-U | 305 | 77 | 184 | 5 |  | Solar | FIXED | Roof
SRP02743 | CHANGZHOU TRINA SOLAR ENERGY CO | TSM-185D | 235 | 156 | 180 | 30 |  | Solar | FIXED | Roof
SRP02744 | BP SOLAR | BP3170N | 215 | 24 | 133 | 26 |  | Solar | FIXED | Roof
SRP02745 | SHARP | ND-224UC1 | 240 | 1040 | 187 | 10 |  | Solar | FIXED | Roof
SRP02745 | SHARP | ND-V230A1 | 235 | 540 | 187 | 10 |  | Solar | FIXED | Roof
SRP02746 | ET SOLAR INDUSTRY | ET-P654220 | 230 | 154 | 209 | 10 |  | Solar | FIXED | Roof
SRP02747 | ET SOLAR INDUSTRY | ET-P654220 | 230 | 154 | 209 | 10 |  | Solar | FIXED | Roof
SRP02748 | CANADIAN SOLAR | CS5P-230 | 230 | 36 | 180 | 18 |  | Solar | FIXED | Roof
SRP02750 | SUNTECH POWER | STP210S-18/UB-1 | 270 | 2178 | 226 | 10 |  | Solar | FIXED | Roof
SRP02752 | SUNPOWER |  | 230 | 54 | 187 | 23 |  | Solar | FIXED | Roof
SRP02757 | SANYO ELECTRIC |  | 225 | 26 | 165 | 22 |  | Solar | FIXED | Roof
SRP02758 | SUNPOWER | SPR-230-WHT-U | 230 | 40 | 158 | 33 |  | Solar | FIXED | Roof
SRP02759 | BP SOLAR | BP3125S | 215 | 20 | 195 | 23 |  | Solar | FIXED | Roof
SRP02760 | SUNPOWER | SPR-225-BLK-U | 225 | 16 | 164 | 34 |  | Solar | FIXED | Roof
SRP02761 | SUNPOWER | SPR-225-BLK-U | 225 | 27 | 185 | 18 |  | Solar | FIXED | Roof
SRP02761 | SUNPOWER | SPR-225-BLK-U | 225 | 9 | 185 | 27 |  | Solar | FIXED | Roof
SRP02763 | MATRIX SOLAR/PHOTOWATT | PW1000-100 | 220 | 22 | 191.7 | 26.3 |  | Solar | FIXED | Roof
SRP02764 | CANADIAN SOLAR | CS6P-230 | 230 | 30 | 120 | 33 |  | Solar | FIXED | Roof
SRP02765 | SUNTECH POWER | STP180-24/AB-1 | 185 | 44 | 180 | 30 |  | Solar | FIXED | Roof
SRP02766 | SUNPOWER | SPR-315E-WHT-U | 320 | 18 | 213 | 25 |  | Solar | FIXED | Roof
SRP02767 | UNITED SOLAR OVONIC | ASR-120 | 225 | 416 | 97 | 12 |  | Solar | FIXED | Roof
SRP02767 | UNITED SOLAR OVONIC | ASR-120 | 225 | 468 | 187 | 10 |  | Solar | FIXED | Roof
SRP02768 | MAGWIND | MW1100 | 230 | 39 | 226 | 35 |  | Solar | FIXED | Roof
SRP02769 | MAGNATEK | 3000 | 230 | 117 | 226 | 15 |  | Solar | FIXED | Roof
SRP02770 | MATRIX SOLAR/PHOTOWATT | PW1650-175 | 230 | 108 | 200 | 20 |  | Solar | FIXED | Roof
SRP02770 | MATRIX SOLAR/PHOTOWATT | PW1650-175 | 230 | 108 | 226 | 15 |  | Solar | FIXED | Roof
SRP02773 | CHANGZHOU TRINA SOLAR ENERGY CO | TSM-185D | 230 | 33 | 118 | 35 |  | Solar | FIXED | Roof
SRP02774 | CHANGZHOU TRINA SOLAR ENERGY CO | TSM-185D | 230 | 36 | 234 | 20 |  | Solar | FIXED | Roof
SRP02775 | CHANGZHOU TRINA SOLAR ENERGY CO | TSM-185D | 230 | 26 | 243 | 19 |  | Solar | FIXED | Roof
SRP02776 | CHANGZHOU TRINA SOLAR ENERGY CO | TSM-185D | 230 | 26 | 192 | 29 |  | Solar | FIXED | Roof
SRP02777 | CHANGZHOU TRINA SOLAR ENERGY CO | TSM-185D | 230 | 42 | 212 | 33 |  | Solar | FIXED | Roof
SRP02778 | CHANGZHOU TRINA SOLAR ENERGY CO | TSM-185D | 230 | 22 | 185 | 15 |  | Solar | FIXED | Roof
SRP02779 | MAGNATEK | 3000 | 230 | 66 | 226 | 35 |  | Solar | FIXED | Roof
SRP02783 | SUNPOWER |  | 225 | 27 | 270 | 42 |  | Solar | FIXED | Roof
SRP02784 | CHANGZHOU TRINA SOLAR ENERGY CO | TSM-185D | 230 | 28 | 197 | 24 |  | Solar | FIXED | Roof
SRP02785 | CANADIAN SOLAR | CS6P-230 | 230 | 42 | 195 | 35 |  | Solar | FIXED | Roof
SRP02786 | CHANGZHOU TRINA SOLAR ENERGY CO | TSM-185D | 230 | 45 | 174 | 24 |  | Solar | FIXED | Roof
SRP02788 | CHANGZHOU TRINA SOLAR ENERGY CO | TSM-185D | 230 | 36 | 125 | 21 |  | Solar | FIXED | Roof
SRP02789 | CHANGZHOU TRINA SOLAR ENERGY CO | TSM-185D | 230 | 14 | 169 | 33 |  | Solar | FIXED | Roof
SRP02789 | CHANGZHOU TRINA SOLAR ENERGY CO | TSM-185D | 230 | 20 | 259 | 33 |  | Solar | FIXED | Roof
SRP02790 | CHANGZHOU TRINA SOLAR ENERGY CO | TSM-185D | 230 | 9 | 167 | 32 |  | Solar | FIXED | Roof
SRP02790 | CHANGZHOU TRINA SOLAR ENERGY CO | TSM-185D | 230 | 20 | 167 | 34 |  | Solar | FIXED | Roof
SRP02790 | CHANGZHOU TRINA SOLAR ENERGY CO | TSM-185D | 230 | 13 | 167 | 43 |  | Solar | FIXED | Roof
SRP02792 | CHANGZHOU TRINA SOLAR ENERGY CO | TSM-185D | 230 | 20 | 134 | 37 |  | Solar | FIXED | Roof
SRP02793 | CHANGZHOU TRINA SOLAR ENERGY CO | TSM-185D | 230 | 26 | 177 | 21 |  | Solar | FIXED | Roof
SRP02794 | CHANGZHOU TRINA SOLAR ENERGY CO | TSM-185D | 230 | 26 | 188 | 32 |  | Solar | FIXED | Roof
SRP02794 | CHANGZHOU TRINA SOLAR ENERGY CO | TSM-185D | 230 | 22 | 279 | 25 |  | Solar | FIXED | Roof
SRP02795 | CHANGZHOU TRINA SOLAR ENERGY CO | TSM-185D | 230 | 28 | 94 | 18 |  | Solar | FIXED | Roof
SRP02796 | SANYO ELECTRIC | HIP-200DA3 | 225 | 30 | 192 | 52 |  | Solar | FIXED | Roof
SRP02797 | CHANGZHOU TRINA SOLAR ENERGY CO | TSM-185D | 230 | 14 | 212.4 | 24 |  | Solar | FIXED | Roof
SRP02798 | CHANGZHOU TRINA SOLAR ENERGY CO | TSM-185D | 230 | 39 | 103 | 22 |  | Solar | FIXED | Roof
SRP02798 | CHANGZHOU TRINA SOLAR ENERGY CO | TSM-185D | 230 | 22 | 193 | 22 |  | Solar | FIXED | Roof
SRP02799 | CHANGZHOU TRINA SOLAR ENERGY CO | TSM-185D | 230 | 26 | 237.5 | 18 |  | Solar | FIXED | Roof
SRP02800 | CHANGZHOU TRINA SOLAR ENERGY CO | TSM-185D | 230 | 26 | 133 | 18 |  | Solar | FIXED | Roof
SRP02801 | CHANGZHOU TRINA SOLAR ENERGY CO | TSM-185D | 230 | 24 | 174.6 | 22 |  | Solar | FIXED | Roof
SRP02802 | CHANGZHOU TRINA SOLAR ENERGY CO | TSM-185D | 230 | 26 | 172.4 | 22 |  | Solar | FIXED | Roof
SRP02803 | CHANGZHOU TRINA SOLAR ENERGY CO | TSM-185D | 230 | 20 | 127.4 | 23 |  | Solar | FIXED | Roof
SRP02803 | CHANGZHOU TRINA SOLAR ENERGY CO | TSM-185D | 230 | 20 | 127.4 | 45 |  | Solar | FIXED | Roof
SRP02803 | CHANGZHOU TRINA SOLAR ENERGY CO | TSM-185D | 230 | 18 | 219.3 | 35 |  | Solar | FIXED | Roof
SRP02805 | CHANGZHOU TRINA SOLAR ENERGY CO | TSM-185D | 230 | 38 | 178.9 | 19 |  | Solar | FIXED | Roof
SRP02806 | TERRA SOLAR | TS 40 | 230 | 30 | 118 | 36 |  | Solar | FIXED | Roof
SRP02808 | CHANGZHOU TRINA SOLAR ENERGY CO | TSM-160D | 230 | 28 | 93.1 | 18 |  | Solar | FIXED | Roof
SRP02809 | CHANGZHOU TRINA SOLAR ENERGY CO | TSM-185D | 230 | 22 | 216.4 | 20 |  | Solar | FIXED | Roof
SRP02810 | MAGNATEK | 3000 | 230 | 66 | 226 | 15 |  | Solar | FIXED | Roof
SRP02811 | CHANGZHOU TRINA SOLAR ENERGY CO | TSM-185D | 230 | 28 | 223 | 26 |  | Solar | FIXED | Roof
SRP02812 | CHANGZHOU TRINA SOLAR ENERGY CO | TSM-185D | 230 | 26 | 204 | 40 |  | Solar | FIXED | Roof
SRP02813 | CHANGZHOU TRINA SOLAR ENERGY CO | TSM-185D | 230 | 36 | 187 | 30 |  | Solar | FIXED | Roof
SRP02815 | KYOCERA SOLAR | KC200GT | 240 | 10 | 88 | 16 |  | Solar | FIXED | Roof
SRP02815 | KYOCERA SOLAR | KC200GT | 240 | 6 | 179 | 18 |  | Solar | FIXED | Roof
SRP02815 | KYOCERA SOLAR | KC200GT | 240 | 16 | 179 | 26 |  | Solar | FIXED | Roof
SRP02815 | KYOCERA SOLAR | KC200GT | 240 | 13 | 270 | 16 |  | Solar | FIXED | Roof
SRP02817 | CHANGZHOU TRINA SOLAR ENERGY CO | TSM-185D | 235 | 36 | 197.1 | 16 |  | Solar | FIXED | Roof
SRP02818 | CHANGZHOU TRINA SOLAR ENERGY CO | TSM-185D | 235 | 6 | 156 | 10 |  | Solar | FIXED | Roof
SRP02818 | CHANGZHOU TRINA SOLAR ENERGY CO | TSM-185D | 235 | 18 | 156 | 15 |  | Solar | FIXED | Roof
SRP02819 | SUNTECH POWER | STP200S-18/UB-1 | 205 | 15 | 120 | 38 |  | Solar | FIXED | Roof
SRP02819 | SUNTECH POWER | STP200S-18/UB-1 | 205 | 12 | 212 | 38 |  | Solar | FIXED | Roof
SRP02820 | CHANGZHOU TRINA SOLAR ENERGY CO | TSM-185D | 235 | 27 | 126.8 | 25 |  | Solar | FIXED | Roof
SRP02821 | CHANGZHOU TRINA SOLAR ENERGY CO | TSM-185D | 235 | 36 | 274.4 | 30 |  | Solar | FIXED | Roof
SRP02822 | SUNTECH POWER | STP180S-24/AB-1 | 185 | 49 | 104 | 32 |  | Solar | FIXED | Roof
SRP02823 | CHANGZHOU TRINA SOLAR ENERGY CO | TSM-185D | 235 | 88 | 180 | 30 |  | Solar | FIXED | Ground
SRP02824 | CHANGZHOU TRINA SOLAR ENERGY CO | TSM-185D | 235 | 26 | 122.6 | 15 |  | Solar | FIXED | Roof
SRP02826 | CHANGZHOU TRINA SOLAR ENERGY CO | TSM-185D | 235 | 36 | 255.1 | 20 |  | Solar | FIXED | Roof
SRP02828 | CHANGZHOU TRINA SOLAR ENERGY CO | TSM-185D | 235 | 24 | 99.5 | 20 |  | Solar | FIXED | Roof
SRP02829 | CHANGZHOU TRINA SOLAR ENERGY CO | TSM-185D | 235 | 98 | 173 | 25 |  | Solar | FIXED | Roof
SRP02830 | CHANGZHOU TRINA SOLAR ENERGY CO | TSM-185D | 240 | 30 | 227.8 | 37 |  | Solar | FIXED | Roof
SRP02832 | CHANGZHOU TRINA SOLAR ENERGY CO | TSM-185D | 240 | 12 | 97.9 | 25 |  | Solar | FIXED | Roof
SRP02832 | CHANGZHOU TRINA SOLAR ENERGY CO | TSM-185D | 240 | 16 | 177.9 | 25 |  | Solar | 2AXIS | Roof
SRP02833 | CHANGZHOU TRINA SOLAR ENERGY CO | TSM-185D | 235 | 756 | 210 | 10 |  | Solar | FIXED | Roof
SRP02836 | CHANGZHOU TRINA SOLAR ENERGY CO | TSM-185D | 230 | 20 | 105 | 33 |  | Solar | FIXED | Roof
SRP02837 | CHANGZHOU TRINA SOLAR ENERGY CO | TSM-185D | 235 | 26 | 190.5 | 32 |  | Solar | FIXED | Roof
SRP02838 | CHANGZHOU TRINA SOLAR ENERGY CO | TSM-185D | 235 | 39 | 152 | 20 |  | Solar | FIXED | Roof
SRP02840 | CHANGZHOU TRINA SOLAR ENERGY CO | TSM-185D | 235 | 34 | 153.2 | 30 |  | Solar | FIXED | Roof
SRP02843 | CHANGZHOU TRINA SOLAR ENERGY CO | TSM-185D | 235 | 22 | 186 | 30 |  | Solar | FIXED | Roof
SRP02844 | CHANGZHOU TRINA SOLAR ENERGY CO | TSM-185D | 235 | 22 | 181.2 | 30 |  | Solar | FIXED | Roof
SRP02846 | BP SOLAR | SX3200W | 215 | 13 | 169 | 16 |  | Solar | FIXED | Roof
SRP02846 | BP SOLAR | BP3170N | 215 | 13 | 169 | 30 |  | Solar | FIXED | Roof
SRP02847 | SUNTECH POWER | STP200-18/UB-1 | 205 | 38 | 199.5 | 25 |  | Solar | FIXED | Roof
SRP02848 | CHANGZHOU TRINA SOLAR ENERGY CO | TSM-185D | 235 | 18 | 124 | 26 |  | Solar | FIXED | Roof
SRP02849 | BP SOLAR | BP3170N | 215 | 32 | 170 | 23 |  | Solar | FIXED | Roof
SRP02850 | CHANGZHOU TRINA SOLAR ENERGY CO | TSM-185D | 230 | 11 | 131 | 29 |  | Solar | FIXED | Roof
SRP02851 | CHANGZHOU TRINA SOLAR ENERGY CO | TSM-185D | 230 | 39 | 107 | 20 |  | Solar | FIXED | Roof
SRP02852 | CHANGZHOU TRINA SOLAR ENERGY CO | TSM-185D | 230 | 12 | 183 | 24 |  | Solar | FIXED | Roof
SRP02852 | CHANGZHOU TRINA SOLAR ENERGY CO | TSM-185D | 230 | 12 | 183 | 28 |  | Solar | FIXED | Roof
SRP02853 | CHANGZHOU TRINA SOLAR ENERGY CO | TSM-185D | 230 | 14 | 180 | 15 |  | Solar | FIXED | Roof
SRP02853 | CHANGZHOU TRINA SOLAR ENERGY CO | TSM-185D | 230 | 12 | 180 | 40 |  | Solar | FIXED | Roof
SRP02854 | CHANGZHOU TRINA SOLAR ENERGY CO | TSM-185D | 230 | 28 | 248 | 20 |  | Solar | FIXED | Roof
SRP02855 | CHANGZHOU TRINA SOLAR ENERGY CO | TSM-185D | 230 | 10 | 120 | 15 |  | Solar | FIXED | Roof
SRP02855 | CHANGZHOU TRINA SOLAR ENERGY CO | TSM-185D | 230 | 18 | 198 | 25 |  | Solar | FIXED | Roof
SRP02857 | CHANGZHOU TRINA SOLAR ENERGY CO | TSM-185D | 235 | 126 | 197.1 | 16 |  | Solar | FIXED | Roof
SRP02858 | SUNTECH POWER | STP180S-24/AB-1 | 185 | 54 | 225.7 | 27 |  | Solar | FIXED | Roof
SRP02859 | CHANGZHOU TRINA SOLAR ENERGY CO | TSM-185D | 235 | 18 | 150.6 | 34 |  | Solar | FIXED | Roof
SRP02860 | CHANGZHOU TRINA SOLAR ENERGY CO | TSM-185D | 235 | 40 | 104.4 | 30 |  | Solar | FIXED | Roof
SRP02862 | SUNTECH POWER | STP190-18/UB-1 | 185 | 22 | 184 | 35 |  | Solar | FIXED | Roof
SRP02863 | BAODING YINGLI NEW ENERGY RESOURCES CO | YL175(156) | 235 | 468 | 160 | 10 |  | Solar | FIXED | Roof
SRP02866 | SUNPOWER | SPR-225-BLK-U | 228 | 12 | 115 | 22 |  | Solar | FIXED | Roof
SRP02866 | SUNPOWER | SPR-220-BLK-U | 228 | 13 | 205 | 22 |  | Solar | FIXED | Roof
SRP02867 | SUNTECH POWER | STP180-24/AB-1 | 185 | 36 | 126.7 | 25 |  | Solar | FIXED | Roof
SRP02868 | SUNTECH POWER | STP180-24/AB-1 | 185 | 24 | 178.4 | 25 |  | Solar | FIXED | Roof
SRP02869 | SUNTECH POWER | STP180S-24/AB-1 | 185 | 40 | 263 | 23 |  | Solar | FIXED | Roof
SRP02870 | CHANGZHOU TRINA SOLAR ENERGY CO | TSM-185D | 235 | 48 | 159.4 | 39 |  | Solar | FIXED | Roof
SRP02871 | SUNPOWER | SPR-225-BLK-U | 225 | 36 | 199 | 20 |  | Solar | FIXED | Roof
SRP02873 | SUNPOWER | SPR-305-WHT-U | 308 | 16 | 130 | 20 |  | Solar | FIXED | Roof
SRP02873 | SUNPOWER | SPR-305-WHT-U | 308 | 14 | 220 | 38 |  | Solar | FIXED | Roof
SRP02876 | SOLARWORLD | SW185MONO | 240 | 84 | 183 | 10 |  | Solar | FIXED | Roof
SRP02877 | GE ENERGY | B4001 | 280 | 30 | 185 | 10 |  | Solar | FIXED | Roof
SRP02878 | SUNTECH POWER | STP210S-18/UB-1 | 275 | 24 | 185 | 10 |  | Solar | FIXED | Roof
SRP02879 | SUNTECH POWER | STP210S-18/UB-1 | 275 | 64 | 185 | 10 |  | Solar | FIXED | Roof
SRP02880 | SUNTECH POWER | STP210S-18/UB-1 | 275 | 64 | 185 | 10 |  | Solar | FIXED | Roof
SRP02881 | ET SOLAR INDUSTRY | ET-P672275 | 275 | 40 | 185 | 10 |  | Solar | FIXED | Roof
SRP02882 | ET SOLAR INDUSTRY | ET-P672275 | 275 | 40 | 185 | 10 |  | Solar | FIXED | Roof
SRP02883 | ET SOLAR INDUSTRY | ET-P672275 | 275 | 40 | 185 | 10 |  | Solar | FIXED | Roof
SRP02884 | SUNTECH POWER | STP275-24/VD | 275 | 64 | 185 | 10 |  | Solar | FIXED | Roof
SRP02885 | SUNTECH POWER | STP210S-18/UB-1 | 275 | 112 | 185 | 10 |  | Solar | FIXED | Roof
SRP02886 | GE ENERGY | GEPV-173-MCB | 275 | 44 | 185 | 10 |  | Solar | FIXED | Roof
SRP02886 | GE ENERGY | GEPVP-185-M | 280 | 44 | 185 | 10 |  | Solar | FIXED | Roof
SRP02887 | SOLARTECH POWER | SPM220P | 225 | 2268 | 180 | 10 |  | Solar | FIXED | Roof
SRP02889 | TRINA SOLAR | TSM-240DA05 | 240 | 1350 | 165 | 8 |  | Solar | FIXED | PARKLT
SRP02889 | YINGLI ENERGY (CHINA) | YL240P-29B | 240 | 1212 | 166 | 8 |  | Solar | FIXED | PARKLT
SRP02891 | TRINA SOLAR | TSM-240PA05 | 240 | 456 | 182 | 8 |  | Solar | FIXED | Ground
SRP02891 | TRINA SOLAR | TSM-240PA05 | 240 | 480 | 182 | 8 |  | Solar | FIXED | Ground
SRP02893 | CHANGZHOU TRINA SOLAR ENERGY CO | TSM-185D | 240 | 4648 | 180 | 20 |  | Solar | FIXED | Roof
SRP02895 | SANYO ELECTRIC | HIP-205BA5 | 220 | 36 | 113 | 33 |  | Solar | FIXED | Roof
SRP02896 | BAODING YINGLI NEW ENERGY RESOURCES CO | YL175(156) | 235 | 13 | 254 | 15 |  | Solar | FIXED | Roof
SRP02896 | BAODING YINGLI NEW ENERGY RESOURCES CO | YL175(156) | 235 | 13 | 254 | 29 |  | Solar | FIXED | Roof
SRP02897 | SCHUCO USA |  | 235 | 2561 | 161.5 | 0 |  | Solar | FIXED | Roof
SRP02899 | SUNPOWER | SPR-225-BLK-U | 225 | 27 | 231 | 34 |  | Solar | FIXED | Roof
SRP02902 | CHANGZHOU TRINA SOLAR ENERGY CO | TSM-185D | 235 | 24 | 151 | 20 |  | Solar | FIXED | Roof
SRP02903 | CHANGZHOU TRINA SOLAR ENERGY CO | TSM-185D | 235 | 22 | 163.7 | 5 |  | Solar | FIXED | Roof
SRP02903 | CHANGZHOU TRINA SOLAR ENERGY CO | TSM-185D | 235 | 12 | 163.7 | 40 |  | Solar | FIXED | Roof
SRP02904 | CHANGZHOU TRINA SOLAR ENERGY CO | TSM-185D | 235 | 23 | 150.4 | 30 |  | Solar | FIXED | Roof
SRP02906 | SUNTECH POWER | STP180S-24/AB-1 | 185 | 12 | 175.6 | 24 |  | Solar | FIXED | Roof
SRP02906 | SUNTECH POWER | STP180S-24/AB-1 | 185 | 25 | 265.6 | 24 |  | Solar | FIXED | Roof
SRP02907 | CHANGZHOU TRINA SOLAR ENERGY CO | TSM-185D | 235 | 38 | 201.9 | 28 |  | Solar | FIXED | Roof
SRP02908 | CHANGZHOU TRINA SOLAR ENERGY CO | TSM-185D | 235 | 20 | 108.2 | 40 |  | Solar | FIXED | Roof
SRP02908 | CHANGZHOU TRINA SOLAR ENERGY CO | TSM-185D | 235 | 22 | 198.2 | 35 |  | Solar | FIXED | Roof
SRP02909 | CHANGZHOU TRINA SOLAR ENERGY CO | TSM-185D | 235 | 34 | 197 | 25 |  | Solar | FIXED | Roof
SRP02911 | CHANGZHOU TRINA SOLAR ENERGY CO | TSM-185D | 235 | 48 | 107.3 | 23 |  | Solar | FIXED | Roof
SRP02912 | SUNTECH POWER | STP200-18/UB-1 | 205 | 44 | 219 | 35 |  | Solar | FIXED | Roof
SRP02913 | CHANGZHOU TRINA SOLAR ENERGY CO | TSM-180D | 235 | 28 | 242 | 22 |  | Solar | FIXED | Roof
SRP02914 | MATRIX SOLAR/PHOTOWATT | PW1650-175 | 235 | 10 | 120 | 10 |  | Solar | FIXED | Roof
SRP02914 | MATRIX SOLAR/PHOTOWATT | PW1650-175 | 235 | 2 | 210 | 10 |  | Solar | FIXED | Roof
SRP02914 | MATRIX SOLAR/PHOTOWATT | PW1650-175 | 235 | 9 | 300 | 10 |  | Solar | FIXED | Roof
SRP02915 | SUNTECH POWER | STP180S-24/AB-1 | 185 | 38 | 216.3 | 25 |  | Solar | FIXED | Roof
SRP02916 | CHANGZHOU TRINA SOLAR ENERGY CO | TSM-185D | 235 | 52 | 205.9 | 30 |  | Solar | FIXED | Roof
SRP02917 | CHANGZHOU TRINA SOLAR ENERGY CO | TSM-185D | 235 | 1918 | 175 | 11 |  | Solar | FIXED | Roof
SRP02918 | CHANGZHOU TRINA SOLAR ENERGY CO | TSM-185D | 235 | 40 | 167.2 | 27 |  | Solar | FIXED | Roof
SRP02919 | TRINA SOLAR | TSM-235PA05 | 235 | 26 | 190 | 18 |  | Solar | FIXED | Roof
SRP02920 | CHANGZHOU TRINA SOLAR ENERGY CO | TSM-185D | 235 | 26 | 260 | 20 |  | Solar | FIXED | Roof
SRP02921 | CHANGZHOU TRINA SOLAR ENERGY CO | TSM-185D | 235 | 38 | 238 | 17 |  | Solar | FIXED | Roof
SRP02923 | CHANGZHOU TRINA SOLAR ENERGY CO | TSM-185D | 235 | 30 | 121.2 | 28 |  | Solar | FIXED | Roof
SRP02923 | CHANGZHOU TRINA SOLAR ENERGY CO | TSM-185D | 235 | 12 | 211.2 | 28 |  | Solar | FIXED | Roof
SRP02925 | CANADIAN SOLAR | CS5P-235 | 235 | 176 | 180 | 30 |  | Solar | FIXED | Ground
SRP02926 | BP SOLAR | BP3140S | 215 | 34 | 162 | 25 |  | Solar | FIXED | Roof
SRP02927 | BP SOLAR | BP3170N | 215 | 31 | 201 | 18 |  | Solar | FIXED | Roof
SRP02928 | SOLARWORLD | SW185MONO | 245 | 99 | 163 | 18.4 |  | Solar | FIXED | Roof
SRP02929 | CHANGZHOU TRINA SOLAR ENERGY CO | TSM-185D | 235 | 43 | 200 | 14 |  | Solar | FIXED | Roof
SRP02930 | CHANGZHOU TRINA SOLAR ENERGY CO | TSM-185D | 235 | 28 | 180 | 25 |  | Solar | FIXED | Roof
SRP02931 | CHANGZHOU TRINA SOLAR ENERGY CO | TSM-185D | 240 | 14 | 186 | 5 |  | Solar | FIXED | Roof
SRP02933 | SUNTECH POWER | STP180S-24/AB-1 | 185 | 38 | 169 | 36 |  | Solar | FIXED | Roof
SRP02934 | SUNTECH POWER | STP190-18/UB-1 | 190 | 54 | 162 | 31 |  | Solar | FIXED | Roof
SRP02935 | TRINA SOLAR | TSM-235PA05 | 235 | 20 | 170 | 19 |  | Solar | FIXED | Roof
SRP02936 | CHANGZHOU TRINA SOLAR ENERGY CO | TSM-185D | 235 | 30 | 233.6 | 40 |  | Solar | FIXED | Roof
SRP02937 | CHANGZHOU TRINA SOLAR ENERGY CO | TSM-185D | 235 | 10 | 200.3 | 19 |  | Solar | FIXED | Roof
SRP02937 | CHANGZHOU TRINA SOLAR ENERGY CO | TSM-185D | 235 | 14 | 200.3 | 35 |  | Solar | FIXED | Roof
SRP02938 | CHANGZHOU TRINA SOLAR ENERGY CO | TSM-185D | 235 | 52 | 142.9 | 22 |  | Solar | FIXED | Roof
SRP02939 | SUNTECH POWER | STP190S-18/UB-1 | 185 | 48 | 193 | 30 |  | Solar | FIXED | Roof
SRP02940 | CHANGZHOU TRINA SOLAR ENERGY CO | TSM-185D | 235 | 46 | 146.6 | 20 |  | Solar | FIXED | Roof
SRP02941 | CHANGZHOU TRINA SOLAR ENERGY CO | TSM-185D | 235 | 14 | 209.4 | 11 |  | Solar | FIXED | Roof
SRP02941 | CHANGZHOU TRINA SOLAR ENERGY CO | TSM-185D | 235 | 18 | 209.4 | 19 |  | Solar | FIXED | Roof
SRP02942 | CHANGZHOU TRINA SOLAR ENERGY CO | TSM-185D | 235 | 28 | 219.8 | 16 |  | Solar | FIXED | Roof
SRP02943 | CHANGZHOU TRINA SOLAR ENERGY CO | TSM-185D | 235 | 28 | 255 | 24 |  | Solar | FIXED | Roof
SRP02944 | SUNTECH POWER | STP180-24/AB-1 | 185 | 54 | 257 | 35 |  | Solar | FIXED | Roof
SRP02945 | CHANGZHOU TRINA SOLAR ENERGY CO | TSM-185D | 235 | 20 | 200 | 27 |  | Solar | FIXED | Roof
SRP02946 | REC SCANMODULE | SCM230 | 230 | 22 | 151 | 45 |  | Solar | FIXED | Roof
SRP02946 | REC SCANMODULE | SCM230 | 230 | 36 | 153 | 32 |  | Solar | FIXED | Roof
SRP02947 | SANYO ELECTRIC | HIP-205BA5 | 220 | 60 | 203 | 25 |  | Solar | FIXED | Roof
SRP02949 | CHANGZHOU TRINA SOLAR ENERGY CO | TSM-185D | 235 | 1664 | 180 | 30 |  | Solar | FIXED | Roof
SRP02950 | CHANGZHOU TRINA SOLAR ENERGY CO | TSM-185D | 235 | 3224 | 180 | 30 |  | Solar | FIXED | Ground
SRP02951 | CHANGZHOU TRINA SOLAR ENERGY CO | TSM-185D | 235 | 2184 | 180 | 10 |  | Solar | FIXED | Roof
SRP02952 | SOLARWORLD | SW185MONO | 235 | 324 | 180 | 10 |  | Solar | FIXED | Roof
SRP02953 | CANADIAN SOLAR | CS6P-230 | 230 | 25 | 123 | 24 |  | Solar | FIXED | Roof
SRP02953 | CANADIAN SOLAR | CS6P-230 | 230 | 12 | 136 | 9 |  | Solar | FIXED | Roof
SRP02953 | CANADIAN SOLAR | CS6P-230 | 230 | 7 | 216 | 23 |  | Solar | FIXED | Roof
SRP02954 | BP SOLAR | BP3170N | 215 | 24 | 218 | 27 |  | Solar | FIXED | Roof
SRP02955 | BP SOLAR | BP3170N | 215 | 26 | 118 | 25 |  | Solar | FIXED | Roof
SRP02956 | CHANGZHOU TRINA SOLAR ENERGY CO | TSM-185D | 230 | 93 | 171 | 10 |  | Solar | FIXED | Roof
SRP02957 | BAODING YINGLI NEW ENERGY RESOURCES CO | YL175(156) | 230 | 84 | 186 | 30 |  | Solar | FIXED | Ground
SRP02958 | SOLARWORLD | SW185MONO | 235 | 52 | 140 | 20 |  | Solar | FIXED | Roof
SRP02959 | SUNPOWER | SPR-230-WHT-U | 230 | 52 | 180 | 30 |  | Solar | FIXED | Ground
SRP02960 | SUNPOWER | SPR-225-BLK-U | 225 | 24 | 186 | 28 |  | Solar | FIXED | Roof
SRP02961 | BP SOLAR | BP3170N | 215 | 21 | 106 | 30 |  | Solar | FIXED | Roof
SRP02961 | BP SOLAR | BP3170N | 215 | 11 | 196 | 45 |  | Solar | FIXED | Roof
SRP02962 | CANADIAN SOLAR | CS6P-230 | 230 | 6 | 137 | 10 |  | Solar | FIXED | Roof
SRP02962 | CANADIAN SOLAR | CS6P-230 | 230 | 8 | 137 | 26 |  | Solar | FIXED | Roof
SRP02962 | CANADIAN SOLAR | CS6P-230 | 230 | 8 | 227 | 26 |  | Solar | FIXED | Roof
SRP02963 | SOLARWORLD | SW185MONO | 245 | 72 | 180 | 30 |  | Solar | FIXED | Ground
SRP02964 | CANADIAN SOLAR | CS6P-230 | 235 | 44 | 210 | 37 |  | Solar | FIXED | Roof
SRP02965 | CANADIAN SOLAR | CS5P-240 | 250 | 52 | 150 | 32 |  | Solar | FIXED | Roof
SRP02966 | SOLON AG FUER SOLARTECHNIK | P220/6+/01 235WP | 235 | 6 | 116 | 19 |  | Solar | FIXED | Roof
SRP02966 | SOLON AG FUER SOLARTECHNIK | P220/6+/01 235WP | 235 | 8 | 206 | 18 |  | Solar | FIXED | Roof
SRP02966 | SOLON AG FUER SOLARTECHNIK | P220/6+/01 230WP | 235 | 28 | 206 | 20 |  | Solar | FIXED | Roof
SRP02968 | CHANGZHOU TRINA SOLAR ENERGY CO | TSM-185D | 230 | 9 | 123 | 9 |  | Solar | FIXED | Roof
SRP02968 | CHANGZHOU TRINA SOLAR ENERGY CO | TSM-185D | 230 | 14 | 123 | 9 |  | Solar | FIXED | Roof
SRP02968 | CHANGZHOU TRINA SOLAR ENERGY CO | TSM-185D | 230 | 12 | 123 | 23 |  | Solar | FIXED | Roof
SRP02969 | KYOCERA SOLAR | KD210GX-LP | 210 | 18 | 180 | 6 |  | Solar | FIXED | Ground
SRP02970 | CHANGZHOU TRINA SOLAR ENERGY CO | TSM-185D | 230 | 8 | 89 | 19 |  | Solar | FIXED | Roof
SRP02970 | CHANGZHOU TRINA SOLAR ENERGY CO | TSM-185D | 230 | 14 | 179 | 14 |  | Solar | FIXED | Roof
SRP02970 | CHANGZHOU TRINA SOLAR ENERGY CO | TSM-185D | 230 | 2 | 179 | 23 |  | Solar | FIXED | Roof
SRP02970 | CHANGZHOU TRINA SOLAR ENERGY CO | TSM-185D | 230 | 26 | 179 | 27 |  | Solar | FIXED | Roof
SRP02970 | CHANGZHOU TRINA SOLAR ENERGY CO | TSM-185D | 230 | 9 | 269 | 19 |  | Solar | FIXED | Roof
SRP02971 | SUNPOWER | SPR-230-WHT-U | 240 | 42 | 129 | 19 |  | Solar | FIXED | Roof
SRP02972 | CHANGZHOU TRINA SOLAR ENERGY CO | TSM-185D | 235 | 403 | 180 | 30 |  | Solar | FIXED | Ground
SRP02973 | CHANGZHOU TRINA SOLAR ENERGY CO | TSM-185D | 235 | 208 | 180 | 30 |  | Solar | FIXED | Ground
SRP02974 | SUNPOWER | SPR-220-WHT-U | 225 | 24 | 153 | 34 |  | Solar | FIXED | Roof
SRP02975 | SUNPOWER | SPR-230-WHT-U | 230 | 81 | 200 | 25 |  | Solar | FIXED | Ground
SRP02976 | SOLARWORLD | SW185MONO | 245 | 138 | 151 | 10 |  | Solar | FIXED | Roof
SRP02977 | SANYO ELECTRIC | HIP-205BA5 | 220 | 30 | 148 | 25 |  | Solar | FIXED | Roof
SRP02978 | SHARP | NT-S5E1U | 240 | 26 | 115 | 23 |  | Solar | FIXED | Roof
SRP02978 | SHARP | NT-S5E1U | 240 | 10 | 205 | 23 |  | Solar | FIXED | Roof
SRP02979 | SUNPOWER | SPR-220-WHT-U | 225 | 30 | 167 | 34 |  | Solar | FIXED | Roof
SRP02981 | SUNPOWER | SPR-225-BLK-U | 225 | 40 | 172 | 24 |  | Solar | FIXED | Roof
SRP02982 | SUNPOWER | SPR-225-BLK-U | 238 | 38 | 107 | 31 |  | Solar | FIXED | Roof
SRP02983 | CANADIAN SOLAR | CS6P-230 | 230 | 26 | 130 | 41 |  | Solar | FIXED | Roof
SRP02984 | MATRIX SOLAR/PHOTOWATT | PW1000-100 | 230 | 42 | 187 | 23 |  | Solar | FIXED | Roof
SRP02985 | CANADIAN SOLAR | CS6P-230 | 235 | 24 | 185 | 35 |  | Solar | FIXED | Roof
SRP02986 | CANADIAN SOLAR | CS6P-230 | 235 | 24 | 188 | 30 |  | Solar | FIXED | Roof
SRP02987 | SHARP | NT-188U1 | 235 | 33 | 230 | 24 |  | Solar | FIXED | Roof
SRP02988 | CANADIAN SOLAR | CS6P-230 | 250 | 26 | 175 | 32 |  | Solar | FIXED | Roof
SRP02989 | KYOCERA SOLAR | KD180GX-LP | 185 | 40 | 203 | 30 |  | Solar | FIXED | Roof
SRP02990 | CANADIAN SOLAR | CS6P-230 | 255 | 576 | 169 | 25 |  | Solar | FIXED | Ground
SRP02991 | CHANGZHOU TRINA SOLAR ENERGY CO | TSM-185D | 235 | 2548 | 224 | 15 |  | Solar | FIXED | Roof
SRP02992 | CANADIAN SOLAR | CS6P-240M | 240 | 1232 | 180 | 15 |  | Solar | FIXED | Ground
SRP02994 | MATRIX SOLAR/PHOTOWATT | PW1000-100 | 235 | 135 | 128 | 22 |  | Solar | FIXED | Roof
SRP02995 | SILIKEN MANUFACTURING USA | SLK60P6L 233 WP | 235 | 64 | 180 | 30 |  | Solar | FIXED | Ground
SRP02996 | SCHUCO USA |  | 240 | 156 | 135 | 5 |  | Solar | FIXED | Roof
SRP02998 | SCHUCO USA |  | 240 | 252 | 312 | 5 |  | Solar | FIXED | Roof
SRP02999 | MATRIX SOLAR/PHOTOWATT | PW1650-175 | 235 | 210 | 171 | 20 |  | Solar | FIXED | Roof
SRP03000 | SUNTECH POWER | STP210S-18/UB-1 | 225 | 20 | 152 | 35 |  | Solar | FIXED | Roof
SRP03000 | SUNTECH POWER | STP210S-18/UB-1 | 225 | 30 | 242 | 35 |  | Solar | FIXED | Roof
SRP03001 | ET SOLAR INDUSTRY | ET-P654185 | 185 | 40 | 20 |  |  | Solar | FIXED | Roof
SRP03001 | ET SOLAR INDUSTRY | ET-P654185 | 185 | 20 | 105 | 20 |  | Solar | FIXED | Roof
SRP03002 | ET SOLAR INDUSTRY | ET-P654185 | 185 | 60 | 180 | 20 |  | Solar | FIXED | Roof
SRP03008 | SUNTECH POWER | STP200UB | 225 | 120 | 147 | 10 |  | Solar | FIXED | Roof
SRP03009 | ISOFOTON | I-100/12 | 230 | 1152 | 139 | 20 |  | Solar | FIXED | Roof
SRP03012 | SOLARWORLD | SW185MONO | 235 | 2964 | 180 | 25 |  | Solar | FIXED | Ground
SRP03013 | CHANGZHOU TRINA SOLAR ENERGY CO | TSM-185D | 240 | 23 | 179 | 30 |  | Solar | FIXED | Roof
SRP03018 | UNKNOWN | UNKNOWN | 225 | 1372 | 118 | 7 |  | Solar | FIXED | Roof
SRP03022 | UNKNOWN | UNKNOWN | 230 | 325 | 218 | 10 |  | Solar | FIXED | Roof
SRP03025 | MATRIX SOLAR/PHOTOWATT | PW1650-175 | 240 | 39 | 137 | 18.4 |  | Solar | FIXED | Roof
SRP03025 | MATRIX SOLAR/PHOTOWATT | PW1650-175 | 240 | 78 | 227 | 18.4 |  | Solar | FIXED | Roof
SRP03028 | BAODING YINGLI NEW ENERGY RESOURCES CO | YL175(156) | 290 | 814 | 180 | 10 |  | Solar | FIXED | Roof
SRP03028 | EPV SOLAR | EPV-50 | 280 | 165 | 180 | 10 |  | Solar | FIXED | Roof
SRP03031 | BAODING YINGLI NEW ENERGY RESOURCES CO | YL175(156) | 290 | 1034 | 180 | 10 |  | Solar | FIXED | Roof
SRP03031 | EPV SOLAR | EPV-50 | 280 | 209 | 180 | 10 |  | Solar | FIXED | Roof
SRP03032 | UNKNOWN | UNKNOWN | 230 | 68 | 153 | 10 |  | Solar | FIXED | Roof
SRP03034 | UNKNOWN | UNKNOWN | 255 | 1170 | 216 | 10 |  | Solar | FIXED | Roof
SRP03036 | BAODING YINGLI NEW ENERGY RESOURCES CO | YL175(156) | 290 | 1034 | 180 | 10 |  | Solar | FIXED | Roof
SRP03036 | EPV SOLAR | EPV-50 | 280 | 209 | 180 | 10 |  | Solar | FIXED | Roof
SRP03038 | KYOCERA SOLAR | KD210GX-LP | 240 | 19 | 90 | 18 |  | Solar | FIXED | Roof
SRP03038 | KYOCERA SOLAR | KD210GX-L | 240 | 15 | 180 | 18 |  | Solar | FIXED | Roof
SRP03038 | KYOCERA SOLAR | KD210GX-L | 240 | 11 | 270 | 18 |  | Solar | FIXED | Roof
SRP03041 | CANADIAN SOLAR | CS6P-230 | 235 | 104 | 180 | 30 |  | Solar | FIXED | Ground
SRP03043 | CANADIAN SOLAR | CS6P-230 | 235 | 78 | 180 | 30 |  | Solar | FIXED | Ground
SRP03050 | CANADIAN SOLAR | CS6P-230 | 235 | 192 | 180 | 30 |  | Solar | FIXED | Ground
SRP03053 | SHARP | ND-224UC1 | 230 | 1456 | 171 | 10 |  | Solar | FIXED | Ground
SRP03053 | SOLARWORLD | SW185MONO | 255 | 4718 | 171 | 10 |  | Solar | FIXED | Ground
SRP03059 | UNKNOWN | UNKNOWN | 235 | 165 | 193 | 14 |  | Solar | FIXED | Roof
SRP03061 | MITSUBISHI ELECTRIC | PV-UE135MF5N | 235 | 204 | 168 | 18 |  | Solar | FIXED | Roof
SRP03071 | SANYO ELECTRIC | HIP-205BA5 | 220 | 36 | 186 | 30 |  | Solar | FIXED | Roof
SRP03072 | SILIKEN MANUFACTURING USA | SLK60P6L 230 WP | 245 | 18 | 130 | 11 |  | Solar | FIXED | Roof
SRP03072 | SILIKEN MANUFACTURING USA | SLK60P6L 230 WP | 245 | 14 | 130 | 40 |  | Solar | FIXED | Roof
SRP03072 | SILIKEN MANUFACTURING USA | SLK60P6L 230 WP | 245 | 8 | 220 | 40 |  | Solar | FIXED | Roof
SRP03077 | SUNTECH POWER | STP180-24/AB-1 | 185 | 26 | 192 | 45 |  | Solar | FIXED | Roof
SRP03077 | SUNTECH POWER | STP180-24/AB-1 | 185 | 14 | 193 | 35 |  | Solar | FIXED | Roof
SRP03082 | SUNTECH POWER | STP210S-18/UB-1 | 240 | 364 | 180 | 20 |  | Solar | FIXED | Roof
SRP03085 | SUNTECH POWER | STP210-18/UB-1 | 240 | 158 | 132 | 38 |  | Solar | FIXED | Roof
SRP03085 | SUNTECH POWER | STP210S-18/UB-1 | 240 | 104 | 180 | 20 |  | Solar | FIXED | Roof
SRP03085 | SUNTECH POWER | STP210S-18/UB-1 | 240 | 50 | 222 | 38 |  | Solar | FIXED | Roof
SRP03086 | REC SCANMODULE | SCM230 | 240 | 13 | 212 | 30 |  | Solar | FIXED | Roof
SRP03087 | PACIFIC SOLAR PTY LIMITED | PP-USA-213-S5 | 240 | 64 | 42 | 4 |  | Solar | FIXED | Roof
SRP03087 | PACIFIC SOLAR PTY LIMITED | PP-USA-213-S5 | 240 | 156 | 222 | 4 |  | Solar | FIXED | Roof
SRP03088 | UNITED SOLAR OVONIC | ASR-136 | 280 | 400 | 111 | 4 |  | Solar | FIXED | Roof
SRP03088 | UNITED SOLAR OVONIC | ASR-136 | 280 | 200 | 201 | 4 |  | Solar | FIXED | Roof
SRP03094 | SILIKEN MANUFACTURING USA | SLK60P6L 233 WP | 255 | 1064 | 195 | 5 |  | Solar | FIXED | Roof
SRP03111 | SANYO ELECTRIC |  | 220 | 41 | 96 | 33 |  | Solar | FIXED | Roof
SRP03114 | SUNTECH POWER | STP210S-18/UB-1 | 275 | 220 | 185 | 10 |  | Solar | FIXED | Roof
SRP03115 | SUNTECH POWER | STP210S-18/UB-1 | 275 | 232 | 185 | 10 |  | Solar | FIXED | Roof
SRP03118 | SHARP | NT-175UC1 | 235 | 27 | 144 | 8 |  | Solar | FIXED | Roof
SRP03118 | SHARP | ND-224UC1 | 235 | 10 | 256 | 22 |  | Solar | FIXED | Roof
SRP03119 | SUNPOWER | SPR-315E-WHT-U | 327 | 3328 | 186 | 5 |  | Solar | FIXED | Roof
SRP03121 | SUNWIZE TECHNOLOGIES |  | 255 | 1316 | 190 | 5 |  | Solar | FIXED | Roof
SRP03123 | SOLARWORLD | SW185MONO | 235 | 476 | 94 | 7.4 |  | Solar | FIXED | Roof
SRP03123 | SOLARWORLD | SW185MONO | 235 | 140 | 139 | 7.4 |  | Solar | FIXED | Roof
SRP03123 | SOLARWORLD | SW185MONO | 235 | 156 | 183 | 7.4 |  | Solar | FIXED | Roof
SRP03124 | SOLARWORLD | SW185MONO | 235 | 448 | 120 | 7.4 |  | Solar | FIXED | Pole
SRP03124 | SOLARWORLD | SW185MONO | 235 | 1330 | 120 | 7.4 |  | Solar | FIXED | Pole
SRP03124 | SOLARWORLD | SW185MONO | 235 | 196 | 185 | 7.4 |  | Solar | FIXED | Pole
SRP03124 | SOLARWORLD | SW185MONO | 235 | 280 | 190 | 7.4 |  | Solar | FIXED | Roof
SRP03124 | SOLARWORLD | SW185MONO | 235 | 336 | 203 | 7.4 |  | Solar | FIXED | Roof
SRP03124 | SOLARWORLD | SW185MONO | 235 | 490 | 208 | 7.4 |  | Solar | FIXED | Pole
SRP03125 | MATRIX SOLAR/PHOTOWATT | PW1650-175 | 255 | 560 | 222 | 11 |  | Solar | FIXED | Roof
SRP03128 | SOLAR POWER (SPI) | SP200FP12 | 245 | 1903 | 169 | 10 |  | Solar | FIXED | Roof
SRP03130 | UNKNOWN | UNKNOWN | 240 | 273 | 164 | 22.5 |  | Solar | FIXED | Roof
SRP03130 | UNKNOWN | UNKNOWN | 240 | 507 | 254 | 22.5 |  | Solar | FIXED | Roof
SRP03131 | LG ELECTRONICS SOLAR CELL DIVISION | LG250S1C-G2 | 250 | 455 | 162 | 10 |  | Solar | FIXED | Roof
SRP03133 | MATRIX SOLAR/PHOTOWATT | PW1250-115 | 250 | 741 | 190 | 10 |  | Solar | FIXED | Roof
SRP03138 | MATRIX SOLAR/PHOTOWATT | PW1000-100 | 255 | 300 | 165 | 10 |  | Solar | FIXED | Roof
SRP03138 | MATRIX SOLAR/PHOTOWATT | PW1250-115 | 250 | 100 | 165 | 10 |  | Solar | FIXED | Roof
SRP03140 | SUNTECH POWER | STP200UB | 190 | 48 | 89.9 | 33 |  | Solar | FIXED | Roof
SRP03141 | CHANGZHOU TRINA SOLAR ENERGY CO | TSM-185D | 235 | 36 | 227 | 21 |  | Solar | FIXED | Roof
SRP03142 | SUNTECH POWER | STP200UB | 205 | 26 | 163.3 | 23 |  | Solar | FIXED | Roof
SRP03142 | SUNTECH POWER | STP200S-18/UB-1 | 205 | 36 | 212.5 | 23 |  | Solar | FIXED | Roof
SRP03143 | CHANGZHOU TRINA SOLAR ENERGY CO | TSM-185D | 235 | 10 | 96.7 | 45 |  | Solar | FIXED | Roof
SRP03143 | CHANGZHOU TRINA SOLAR ENERGY CO | TSM-185D | 235 | 30 | 186.7 | 32 |  | Solar | FIXED | Roof
SRP03143 | CHANGZHOU TRINA SOLAR ENERGY CO | TSM-185D | 235 | 30 | 276.7 | 45 |  | Solar | FIXED | Roof
SRP03145 | CHANGZHOU TRINA SOLAR ENERGY CO | TSM-185D | 235 | 10 | 133 | 25 |  | Solar | FIXED | Roof
SRP03145 | CHANGZHOU TRINA SOLAR ENERGY CO | TSM-185D | 235 | 30 | 223 | 25 |  | Solar | FIXED | Roof
SRP03146 | CHANGZHOU TRINA SOLAR ENERGY CO | TSM-185D | 230 | 15 | 172 | 23 |  | Solar | FIXED | Roof
SRP03147 | CHANGZHOU TRINA SOLAR ENERGY CO | TSM-185D | 235 | 16 | 98.8 | 30 |  | Solar | FIXED | Roof
SRP03147 | CHANGZHOU TRINA SOLAR ENERGY CO | TSM-185D | 235 | 18 | 278.8 | 30 |  | Solar | FIXED | Roof
SRP03148 | CHANGZHOU TRINA SOLAR ENERGY CO | TSM-185D | 230 | 6 | 110 | 20 |  | Solar | FIXED | Roof
SRP03148 | CHANGZHOU TRINA SOLAR ENERGY CO | TSM-185D | 230 | 15 | 200 | 20 |  | Solar | FIXED | Roof
SRP03149 | CHANGZHOU TRINA SOLAR ENERGY CO | TSM-185D | 235 | 30 | 98.8 | 25 |  | Solar | FIXED | Roof
SRP03150 | CHANGZHOU TRINA SOLAR ENERGY CO | TSM-185D | 235 | 30 | 194.6 | 25 |  | Solar | FIXED | Roof
SRP03152 | CHANGZHOU TRINA SOLAR ENERGY CO | TSM-185D | 235 | 28 | 178.5 | 36 |  | Solar | FIXED | Roof
SRP03153 | CHANGZHOU TRINA SOLAR ENERGY CO | TSM-185D | 230 | 21 | 154 | 17 |  | Solar | FIXED | Roof
SRP03154 | CHANGZHOU TRINA SOLAR ENERGY CO | TSM-185D | 235 | 26 | 164 | 18 |  | Solar | FIXED | Roof
SRP03154 | CHANGZHOU TRINA SOLAR ENERGY CO | TSM-185D | 235 | 20 | 169 | 26 |  | Solar | FIXED | Roof
SRP03155 | CHANGZHOU TRINA SOLAR ENERGY CO | TSM-185D | 235 | 16 | 114 | 34 |  | Solar | FIXED | Roof
SRP03157 | CHANGZHOU TRINA SOLAR ENERGY CO | TSM-185D | 235 | 20 | 111.8 | 30 |  | Solar | FIXED | Roof
SRP03158 | CHANGZHOU TRINA SOLAR ENERGY CO | TSM-185D | 230 | 24 | 261 | 25 |  | Solar | FIXED | Roof
SRP03159 | SUNPOWER |  | 225 | 27 | 169 | 40 |  | Solar | FIXED | Roof
SRP03161 | SUNPOWER | SPR-225-BLK-U | 225 | 44 | 156 | 26 |  | Solar | FIXED | Roof
SRP03162 | SUNPOWER | SPR-225-BLK-U | 225 | 9 | 172 | 38 |  | Solar | FIXED | Roof
SRP03162 | SUNPOWER | SPR-225-BLK-U | 225 | 18 | 262 | 38 |  | Solar | FIXED | Roof
SRP03163 | CHANGZHOU TRINA SOLAR ENERGY CO | TSM-185D | 240 | 44 | 158 | 40 |  | Solar | FIXED | Ground
SRP03164 | CHANGZHOU TRINA SOLAR ENERGY CO | TSM-185D | 235 | 33 | 157.3 | 17 |  | Solar | FIXED | Roof
SRP03166 | CHANGZHOU TRINA SOLAR ENERGY CO | TSM-185D | 235 | 48 | 180 | 20 |  | Solar | FIXED | Roof
SRP03167 | SUNTECH POWER | STP190-18/UB-1 | 190 | 16 | 195.5 | 18 |  | Solar | FIXED | Roof
SRP03167 | SUNTECH POWER | STP190-18/UB-1 | 190 | 40 | 195.5 | 25 |  | Solar | FIXED | Roof
SRP03168 | CHANGZHOU TRINA SOLAR ENERGY CO | TSM-185D | 235 | 66 | 168.2 | 20 |  | Solar | FIXED | Roof
SRP03169 | CHANGZHOU TRINA SOLAR ENERGY CO | TSM-185D | 235 | 36 | 186 | 20 |  | Solar | FIXED | Roof
SRP03170 | SUNTECH POWER | STP180S-24/AB-1 | 185 | 69 | 110.7 | 31 |  | Solar | FIXED | Roof
SRP03171 | CHANGZHOU TRINA SOLAR ENERGY CO | TSM-185D | 235 | 33 | 234.7 | 26 |  | Solar | FIXED | Roof
SRP03172 | CHANGZHOU TRINA SOLAR ENERGY CO | TSM-185D | 235 | 30 | 249.4 | 35 |  | Solar | FIXED | Roof
SRP03174 | CHANGZHOU TRINA SOLAR ENERGY CO | TSM-185D | 235 | 24 | 254.9 | 20 |  | Solar | FIXED | Roof
SRP03188 | UNITED SOLAR OVONIC | ASR-120 | 144 | 260 | 132 | 5 |  | Solar | FIXED | Roof
SRP03188 | PACIFIC SOLAR PTY LIMITED | PP-USA-213-S5 | 240 | 975 | 222 | 5 |  | Solar | FIXED | Roof
SRP03190 | SUNTECH POWER | STP210S-18/UB-1 | 240 | 897 | 186 | 5 |  | Solar | FIXED | Roof
SRP03191 | SUNTECH POWER | STP200UB | 240 | 1716 | 156 | 5 |  | Solar | FIXED | Roof
SRP03192 | SUNTECH POWER | STP210S-18/UB-1 | 240 | 1066 | 128 | 5 |  | Solar | FIXED | Roof
SRP03193 | SUNTECH POWER | STP21018 | 240 | 234 | 127 | 5 |  | Solar | FIXED | Roof
SRP03193 | SUNTECH POWER | STP21018 | 240 | 97 | 145 | 5 |  | Solar | FIXED | Roof
SRP03193 | SUNTECH POWER | STP21018 | 240 | 161 | 145 | 5 |  | Solar | FIXED | Roof
SRP03193 | SUNTECH POWER | STP21018 | 240 | 85 | 189 | 5 |  | Solar | FIXED | Roof
SRP03193 | SUNTECH POWER | STP21018 | 240 | 138 | 189 | 5 |  | Solar | FIXED | Roof
SRP03194 | SUNTECH POWER | STP200UB | 240 | 871 | 156 | 5 |  | Solar | FIXED | Roof
SRP03195 | SUNTECH POWER | STP21018 | 240 | 273 | 136 | 5 |  | Solar | FIXED | Roof
SRP03196 | SUNTECH POWER | STP160-24/AB-1 | 240 | 1339 | 128 | 5 |  | Solar | FIXED | Roof
SRP03197 | SUNTECH POWER | STP210S-18/UB-1 | 240 | 1781 | 156 | 5 |  | Solar | FIXED | Roof
SRP03201 | SUNTECH POWER | STP210S-18/UB-1 | 240 | 2210 | 222 | 5 |  | Solar | FIXED | Roof
SRP03202 | SUNTECH POWER | STP210S-18/UB-1 | 240 | 1196 | 216 | 5 |  | Solar | FIXED | Roof
SRP03204 | SCHUCO USA |  | 180 | 80 | 258 | 12 |  | Solar | FIXED | Roof
SRP03205 | SHARP | ND-224U1F | 240 | 1274 | 184 | 7.4 |  | Solar | FIXED | Ground
SRP03206 | NINGBO SOLAR ELECTRIC POWER | TDB125X125-72-P 175W | 230 | 30 | 240 | 33 |  | Solar | FIXED | Roof
SRP03207 | SUNTECH POWER | STP180S-24/AB-1 | 185 | 44 | 191.4 | 20 |  | Solar | FIXED | Roof
SRP03208 | SUNPOWER | SPR-225-BLK-U | 228 | 3328 | 201 | 9.5 |  | Solar | FIXED | Roof
SRP03209 | SUNTECH POWER | STP210S-18/UB-1 | 280 | 12815 | 180 | 20 |  | Solar | FIXED | Ground
SRP03210 | CEEG (SHANGHAI) SOLAR SCIENCE AND TECHNOLOGY CO | SST 185-72M | 275 | 352 | 213 | 4 |  | Solar | FIXED | Roof
SRP03211 | MATRIX SOLAR/PHOTOWATT | PW1650-175 | 230 | 896 | 185 | 30 |  | Solar | FIXED | Ground
SRP03212 | WEBEL SL ENERGY SYSTEMS | W1600-165 | 185 | 14 | 174 | 23 |  | Solar | FIXED | Roof
SRP03212 | WEBEL SL ENERGY SYSTEMS | W1600-165 | 185 | 6 | 175 | 28 |  | Solar | FIXED | Roof
SRP03214 | SOLARWORLD | SW185MONO | 235 | 14 | 125 | 25 |  | Solar | FIXED | Ground
SRP03215 | BP SOLAR | SX3200W | 225 | 38 | 168 | 30 |  | Solar | FIXED | Roof
SRP03215 | BP SOLAR | SX3200W | 225 | 9 | 169 | 3 |  | Solar | FIXED | Roof
SRP03216 | SHARP | ND-224UC1 | 240 | 221 | 201 | 10 |  | Solar | FIXED | Roof
SRP03218 | BP SOLAR | SX3200W | 215 | 10 | 184 | 15 |  | Solar | FIXED | Roof
SRP03221 | SUNPOWER | SPR-230-WHT-U | 230 | 40 | 159 | 14 |  | Solar | FIXED | Roof
SRP03226 | BP SOLAR | BP3170N | 215 | 24 | 150 | 30 |  | Solar | FIXED | Roof
SRP03227 | CANADIAN SOLAR | CS6P-230 | 230 | 20 | 264 | 40 |  | Solar | FIXED | Roof
SRP03230 | SCHUCO USA |  | 185 | 40 | 167 | 33 |  | Solar | FIXED | Roof
SRP03231 | SHARP | ND-224UC1 | 240 | 10 | 180 | 18 |  | Solar | FIXED | Roof
SRP03232 | CHANGZHOU TRINA SOLAR ENERGY CO | TSM-185D | 230 | 30 | 161 | 20 |  | Solar | FIXED | Roof
SRP03234 | SUNPOWER | SPR-230-WHT-U | 320 | 72 | 180 | 35 |  | Solar | FIXED | Ground
SRP03235 | CANADIAN SOLAR | CS5P-230 | 230 | 44 | 193 | 34 |  | Solar | FIXED | Ground
SRP03236 | SOLARWORLD | SW185MONO | 245 | 273 | 177 | 10 |  | Solar | FIXED | Roof
SRP03236 | SOLARWORLD | SW185MONO | 245 | 455 | 228 | 10 |  | Solar | FIXED | Roof
SRP03237 | SUNTECH POWER | STP210S-18/UB-1 | 280 | 2827 | 226 | 10 |  | Solar | FIXED | Roof
SRP03238 | SUNTECH POWER | STP180-24/AB-1 | 185 | 10 | 94 | 36 |  | Solar | FIXED | Roof
SRP03238 | SUNTECH POWER | STP180S-24/AB-1 | 185 | 30 | 273 | 36 |  | Solar | FIXED | Roof
SRP03239 | KYOCERA SOLAR | KD210GX-LP | 235 | 5 | 87 | 40 |  | Solar | FIXED | Roof
SRP03239 | KYOCERA SOLAR | KD210GX-LP | 235 | 10 | 177 | 19 |  | Solar | FIXED | Roof
SRP03239 | KYOCERA SOLAR | KD210GX-LP | 235 | 15 | 177 | 32 |  | Solar | FIXED | Roof
SRP03240 | CHANGZHOU TRINA SOLAR ENERGY CO | TSM-185D | 230 | 14 | 220.6 | 20 |  | Solar | FIXED | Roof
SRP03241 | SANYO ELECTRIC | HIP-200DA3 | 220 | 36 | 156 | 27 |  | Solar | FIXED | Roof
SRP03242 | CHANGZHOU TRINA SOLAR ENERGY CO | TSM-185D | 230 | 42 | 204 | 40 |  | Solar | FIXED | Roof
SRP03243 | REC SCANMODULE | SCM230 | 240 | 23 | 150 | 23 |  | Solar | FIXED | Roof
SRP03243 | REC SCANMODULE | SCM230 | 240 | 10 | 150 | 27 |  | Solar | FIXED | Roof
SRP03243 | REC SCANMODULE | SCM230 | 240 | 3 | 240 | 34 |  | Solar | FIXED | Roof
SRP03244 | UNKNOWN | UNKNOWN | 235 | 22 | 193 | 19 |  | Solar | FIXED | Roof
SRP03245 | UNKNOWN | UNKNOWN | 230 | 72 | 182 | 25 |  | Solar | FIXED | Ground
SRP03247 | SANYO ELECTRIC | HIP-205BA5 | 220 | 11 | 68 | 27 |  | Solar | FIXED | Roof
SRP03247 | SANYO ELECTRIC | HIP-205BA5 | 220 | 9 | 158 | 24 |  | Solar | FIXED | Roof
SRP03247 | SANYO ELECTRIC | HIP-205BA5 | 220 | 18 | 158 | 27 |  | Solar | FIXED | Roof
SRP03248 | UNKNOWN | UNKNOWN | 230 | 327 | 181 | 25 |  | Solar | FIXED | Ground
SRP03249 | CHANGZHOU TRINA SOLAR ENERGY CO | TSM-185D | 230 | 36 | 126 | 23 |  | Solar | FIXED | Roof
SRP03250 | KYOCERA SOLAR | KD210GX-LP | 235 | 30 | 237 | 32 |  | Solar | FIXED | Roof
SRP03251 | CHANGZHOU TRINA SOLAR ENERGY CO | TSM-185D | 230 | 46 | 183 | 25 |  | Solar | FIXED | Roof
SRP03253 | SANYO ELECTRIC | HIP-205BA5 | 220 | 32 | 136 | 32 |  | Solar | FIXED | Roof
SRP03254 | CHANGZHOU TRINA SOLAR ENERGY CO | TSM-185D | 230 | 50 | 204 | 25 |  | Solar | FIXED | Roof
SRP03255 | ET SOLAR INDUSTRY | ET-P654185 | 185 | 6 | 86 | 34 |  | Solar | FIXED | Roof
SRP03255 | SHANGHAI SOLAR ENERGY S&T | S-180C | 180 | 16 | 86 | 34 |  | Solar | FIXED | Roof
SRP03256 | CHANGZHOU TRINA SOLAR ENERGY CO | TSM-185D | 230 | 22 | 140 | 19 |  | Solar | FIXED | Roof
SRP03257 | CHANGZHOU TRINA SOLAR ENERGY CO | TSM-185D | 230 | 28 | 160 | 26 |  | Solar | FIXED | Roof
SRP03259 | SOLARTECH POWER | SPM230P | 250 | 104 | 137.5 | 10 |  | Solar | FIXED | Roof
SRP03260 | CHANGZHOU TRINA SOLAR ENERGY CO | TSM-185D | 230 | 12 | 245 | 21 |  | Solar | FIXED | Roof
SRP03261 | SANYO ELECTRIC | HIP-205BA5 | 220 | 30 | 194 | 22 |  | Solar | FIXED | Roof
SRP03262 | CHANGZHOU TRINA SOLAR ENERGY CO | TSM-185D | 230 | 30 | 174 | 20 |  | Solar | FIXED | Roof
SRP03263 | CHANGZHOU TRINA SOLAR ENERGY CO | TSM-185D | 230 | 36 | 220 | 17 |  | Solar | FIXED | Roof
SRP03265 | CHANGZHOU TRINA SOLAR ENERGY CO | TSM-185D | 230 | 31 | 176 | 22 |  | Solar | FIXED | Roof
SRP03266 | ASTROPOWER | LAPX-300 | 280 | 1848 | 175 | 5 |  | Solar | FIXED | Roof
SRP03266 | ASTROPOWER | LAPX-300 | 280 | 385 | 190 | 5 |  | Solar | FIXED | Roof
SRP03267 | ASTROPOWER | LAPX-300 | 280 | 2530 | 151 | 5 |  | Solar | FIXED | Roof
SRP03268 | ASTROPOWER | LAP-425 | 280 | 286 | 156 | 5 |  | Solar | FIXED | Roof
SRP03268 | ASTROPOWER | LAP-425 | 280 | 1034 | 209 | 5 |  | Solar | FIXED | Roof
SRP03269 | ASTROPOWER | APX-140-MNB | 280 | 1155 | 186 | 5 |  | Solar | FIXED | Roof
SRP03270 | ASTROPOWER | LAP-425 | 285 | 990 | 221 | 5 |  | Solar | FIXED | Roof
SRP03271 | ASTROPOWER | APX-140-MNB | 280 | 1969 | 176 | 5 |  | Solar | FIXED | Roof
SRP03273 | MITSUBISHI ELECTRIC | PV-UD195MF5 | 255 | 38 | 235 | 18 |  | Solar | FIXED | Roof
SRP03274 | SHARP | ND-224UC1 | 224 | 42 | 245 | 15 |  | Solar | FIXED | Roof
SRP03275 | WEBEL SL ENERGY SYSTEMS | W1600-165 | 175 | 10 | 192 | 35 |  | Solar | FIXED | Roof
SRP03278 | SHARP | ND-220U1F | 230 | 42 | 170 | 80 |  | Solar | FIXED | Ground
SRP03279 | SHARP | NE-Q5E2U | 235 | 28 | 198 | 38 |  | Solar | FIXED | Roof
SRP03280 | SCHUCO USA |  | 230 | 33 | 194 | 20 |  | Solar | FIXED | Roof
SRP03281 | SCHUCO USA |  | 230 | 20 | 136 | 20 |  | Solar | FIXED | Roof
SRP03284 | CONERGY AG | S 175MU | 235 | 88 | 180 | 30 |  | Solar | FIXED | Ground
SRP03285 | CONERGY AG | S 175MU | 235 | 108 | 180 | 30 |  | Solar | FIXED | Ground
SRP03288 | SHARP | ND-224U1F | 235 | 40 | 176 | 30 |  | Solar | FIXED | Roof
SRP03292 | ISOFOTON | I-150 S/24 | 230 | 42 | 186 | 26 |  | Solar | FIXED | Roof
SRP03293 | SUNTECH POWER | STP180S-24/AB-1 | 185 | 69 | 176.5 | 35 |  | Solar | FIXED | Roof
SRP03294 | CHANGZHOU TRINA SOLAR ENERGY CO | TSM-185D | 235 | 30 | 105.3 | 15 |  | Solar | FIXED | Roof
SRP03295 | CANADIAN SOLAR | CS6P-230 | 250 | 492 | 180 | 25 |  | Solar | FIXED | Ground
SRP03295 | CANADIAN SOLAR | CS6P-230 | 250 | 309 | 225 | 1 |  | Solar | FIXED | Roof
SRP03295 | CANADIAN SOLAR | CS6P-230 | 250 | 2648 | 225 | 10 |  | Solar | FIXED | Roof
SRP03295 | CANADIAN SOLAR | CS6P-230 | 250 | 309 | 225 | 12 |  | Solar | FIXED | Ground
SRP03296 | CHANGZHOU TRINA SOLAR ENERGY CO | TSM-185D | 235 | 11 | 159 | 15 |  | Solar | FIXED | Roof
SRP03296 | CHANGZHOU TRINA SOLAR ENERGY CO | TSM-185D | 235 | 24 | 159 | 18 |  | Solar | FIXED | Roof
SRP03297 | MATRIX SOLAR/PHOTOWATT | PW1250-135 | 235 | 22 | 75 | 1 |  | Solar | FIXED | Roof
SRP03297 | MATRIX SOLAR/PHOTOWATT | PW1250-135 | 235 | 44 | 75 | 10 |  | Solar | FIXED | Roof
SRP03297 | MATRIX SOLAR/PHOTOWATT | PW1250-115 | 235 | 22 | 255 | 1 |  | Solar | FIXED | Roof
SRP03297 | MATRIX SOLAR/PHOTOWATT | PW1250-135 | 235 | 44 | 255 | 10 |  | Solar | FIXED | Roof
SRP03298 | CHANGZHOU TRINA SOLAR ENERGY CO | TSM-185D | 235 | 29 | 191.3 | 27 |  | Solar | FIXED | Roof
SRP03299 | SHARP | ND-224UC1 | 224 | 43 | 125 | 18 |  | Solar | FIXED | Roof
SRP03300 | BP SOLAR | SX3200B | 215 | 44 | 180 | 32 |  | Solar | FIXED | Ground
SRP03301 | CHANGZHOU TRINA SOLAR ENERGY CO | TSM-185D | 235 | 30 | 154.8 | 26 |  | Solar | FIXED | Roof
SRP03302 | CHANGZHOU TRINA SOLAR ENERGY CO | TSM-185D | 235 | 24 | 120.3 | 35 |  | Solar | FIXED | Roof
SRP03303 | CHANGZHOU TRINA SOLAR ENERGY CO | TSM-185D | 235 | 12 | 233.7 | 25 |  | Solar | FIXED | Roof
SRP03304 | UNKNOWN | UNKNOWN | 235 | 325 | 205 | 10 |  | Solar | FIXED | Roof
SRP03305 | GLORIA SOLAR | GSM6-230D-UO1 | 235 | 3122 | 218 | 5 |  | Solar | FIXED | Roof
SRP03306 | CANADIAN SOLAR | CS6P-230 | 250 | 295 | 130 | 1 |  | Solar | FIXED | Roof
SRP03306 | CANADIAN SOLAR | CS6P-230 | 250 | 295 | 130 | 12 |  | Solar | FIXED | Ground
SRP03306 | CANADIAN SOLAR | CS6P-230 | 250 | 2548 | 180 | 25 |  | Solar | FIXED | Ground
SRP03306 | CANADIAN SOLAR | CS6P-230 | 250 | 1488 | 218 | 10 |  | Solar | FIXED | Ground
SRP03308 | SUNTECH POWER | STP180S-24/AB-1 | 185 | 38 | 206 | 30 |  | Solar | FIXED | Roof
SRP03309 | CHANGZHOU TRINA SOLAR ENERGY CO | TSM-185D | 235 | 63 | 196 | 30 |  | Solar | FIXED | Roof
SRP03310 | CHANGZHOU TRINA SOLAR ENERGY CO | TSM-185D | 235 | 22 | 199.9 | 35 |  | Solar | FIXED | Roof
SRP03311 | SUNTECH POWER | STP180S-24/AB-1 | 185 | 28 | 85.6 | 35 |  | Solar | FIXED | Roof
SRP03311 | SUNTECH POWER | STP180S-24/AB-1 | 185 | 32 | 185.6 | 40 |  | Solar | FIXED | Roof
SRP03312 | CHANGZHOU TRINA SOLAR ENERGY CO | TSM-185D | 235 | 26 | 132.1 | 20 |  | Solar | FIXED | Roof
SRP03313 | CHANGZHOU TRINA SOLAR ENERGY CO | TSM-185D | 235 | 30 | 208 | 20 |  | Solar | FIXED | Roof
SRP03314 | CHANGZHOU TRINA SOLAR ENERGY CO | TSM-185D | 235 | 6 | 148.7 | 40 |  | Solar | FIXED | Roof
SRP03314 | CHANGZHOU TRINA SOLAR ENERGY CO | TSM-185D | 235 | 6 | 240.9 | 30 |  | Solar | FIXED | Roof
SRP03315 | CHANGZHOU TRINA SOLAR ENERGY CO | TSM-185D | 235 | 33 | 187 | 27 |  | Solar | FIXED | Roof
SRP03316 | CHANGZHOU TRINA SOLAR ENERGY CO | TSM-185D | 235 | 30 | 94.9 | 20 |  | Solar | FIXED | Roof
SRP03317 | CHANGZHOU TRINA SOLAR ENERGY CO | TSM-185D | 235 | 24 | 167.3 | 25 |  | Solar | FIXED | Roof
SRP03318 | CHANGZHOU TRINA SOLAR ENERGY CO | TSM-185D | 235 | 30 | 214.5 | 24 |  | Solar | FIXED | Roof
SRP03319 | CHANGZHOU TRINA SOLAR ENERGY CO | TSM-185D | 235 | 20 | 354 | 18 |  | Solar | FIXED | Roof
SRP03320 | CHANGZHOU TRINA SOLAR ENERGY CO | TSM-185D | 235 | 36 | 141.2 | 28 |  | Solar | FIXED | Roof
SRP03320 | CHANGZHOU TRINA SOLAR ENERGY CO | TSM-185D | 235 | 20 | 231.2 | 38 |  | Solar | FIXED | Roof
SRP03321 | CHANGZHOU TRINA SOLAR ENERGY CO | TSM-185D | 235 | 20 | 174.5 | 18 |  | Solar | FIXED | Roof
SRP03322 | CHANGZHOU TRINA SOLAR ENERGY CO | TSM-185D | 235 | 36 | 138 | 26 |  | Solar | FIXED | Roof
SRP03323 | CHANGZHOU TRINA SOLAR ENERGY CO | TSM-185D | 235 | 43 | 126.2 | 18 |  | Solar | FIXED | Roof
SRP03324 | SUNTECH POWER | STP210S-18/UB-1 | 225 | 26 | 197 | 38 |  | Solar | FIXED | Ground
SRP03324 | SUNTECH POWER | STP210-18/UB-1 | 225 | 36 | 199 | 38 |  | Solar | FIXED | Ground
SRP03325 | CHANGZHOU TRINA SOLAR ENERGY CO | TSM-185D | 235 | 92 | 162 | 5 |  | Solar | FIXED | Roof
SRP03327 | CHANGZHOU TRINA SOLAR ENERGY CO | TSM-185D | 235 | 30 | 200.2 | 45 |  | Solar | FIXED | Roof
SRP03328 | CHANGZHOU TRINA SOLAR ENERGY CO | TSM-185D | 230 | 26 | 181 | 35 |  | Solar | FIXED | Roof
SRP03329 | CHANGZHOU TRINA SOLAR ENERGY CO | TSM-185D | 235 | 36 | 231.5 | 18 |  | Solar | FIXED | Roof
SRP03330 | CHANGZHOU TRINA SOLAR ENERGY CO | TSM-185D | 230 | 13 | 123 | 14 |  | Solar | FIXED | Roof
SRP03330 | CHANGZHOU TRINA SOLAR ENERGY CO | TSM-185D | 230 | 13 | 213 | 14 |  | Solar | FIXED | Roof
SRP03331 | CHANGZHOU TRINA SOLAR ENERGY CO | TSM-185D | 235 | 16 | 112.4 | 35 |  | Solar | FIXED | Roof
SRP03332 | SOLARWORLD | SW185MONO | 230 | 20 | 181.5 | 25 |  | Solar | FIXED | Ground
SRP03334 | CHANGZHOU TRINA SOLAR ENERGY CO | TSM-185D | 235 | 33 | 211.5 | 15 |  | Solar | FIXED | Roof
SRP03336 | SUNPOWER | SPR-225-BLK-U | 225 | 4 | 184 | 20 |  | Solar | FIXED | Roof
SRP03337 | CHANGZHOU TRINA SOLAR ENERGY CO | TSM-185D | 230 | 22 | 160 | 29 |  | Solar | FIXED | Roof
SRP03338 | CHANGZHOU TRINA SOLAR ENERGY CO | TSM-185D | 230 | 28 | 256 | 17 |  | Solar | FIXED | Roof
SRP03339 | CHANGZHOU TRINA SOLAR ENERGY CO | TSM-185D | 230 | 26 | 174 | 30 |  | Solar | FIXED | Roof
SRP03340 | CHANGZHOU TRINA SOLAR ENERGY CO | TSM-185D | 230 | 14 | 203 | 28 |  | Solar | FIXED | Roof
SRP03341 | KYOCERA SOLAR | KD180GX-LP | 185 | 36 | 162 | 13 |  | Solar | FIXED | Roof
SRP03342 | CHANGZHOU TRINA SOLAR ENERGY CO | TSM-185D | 230 | 36 | 213 | 31 |  | Solar | FIXED | Roof
SRP03343 | CHANGZHOU TRINA SOLAR ENERGY CO | TSM-185D | 230 | 39 | 110 | 25 |  | Solar | FIXED | Roof
SRP03344 | SUNPOWER | SPR-225-BLK-U | 225 | 36 | 163 | 18 |  | Solar | FIXED | Roof
SRP03345 | CHANGZHOU TRINA SOLAR ENERGY CO | TSM-185D | 230 | 16 | 178 | 14 |  | Solar | FIXED | Roof
SRP03345 | CHANGZHOU TRINA SOLAR ENERGY CO | TSM-185D | 230 | 18 | 178 | 28 |  | Solar | FIXED | Roof
SRP03346 | CHANGZHOU TRINA SOLAR ENERGY CO | TSM-185D | 235 | 56 | 184 | 33 |  | Solar | FIXED | Roof
SRP03347 | CHANGZHOU TRINA SOLAR ENERGY CO | TSM-185D | 230 | 28 | 161 | 36 |  | Solar | FIXED | Roof
SRP03348 | CHANGZHOU TRINA SOLAR ENERGY CO | TSM-185D | 230 | 29 | 140 | 31 |  | Solar | FIXED | Roof
SRP03349 | SANYO ELECTRIC | HIP-205BA5 | 220 | 21 | 176 | 22 |  | Solar | FIXED | Roof
SRP03349 | SANYO ELECTRIC | HIP-205BA3 | 220 | 24 | 266 | 22 |  | Solar | FIXED | Roof
SRP03350 | SUNTECH POWER | STP180S-24/AB-1 | 185 | 10 | 176 | 26 |  | Solar | FIXED | Roof
SRP03350 | SUNTECH POWER | STP180S-24/AB-1 | 185 | 28 | 266 | 40 |  | Solar | FIXED | Roof
SRP03351 | SUNPOWER | SPR-230-WHT-U | 235 | 42 | 176 | 9 |  | Solar | FIXED | Roof
SRP03352 | REC SCANMODULE | SCM230 | 240 | 20 | 154 | 11 |  | Solar | FIXED | Roof
SRP03353 | CHANGZHOU TRINA SOLAR ENERGY CO | TSM-185D | 230 | 30 | 167 | 32 |  | Solar | FIXED | Roof
SRP03354 | CHANGZHOU TRINA SOLAR ENERGY CO | TSM-185D | 230 | 44 | 183 | 32 |  | Solar | FIXED | Roof
SRP03356 | CHANGZHOU TRINA SOLAR ENERGY CO | TSM-185D | 235 | 54 | 268.3 | 54 |  | Solar | FIXED | Roof
SRP03357 | CHANGZHOU TRINA SOLAR ENERGY CO | TSM-185D | 230 | 24 | 189 | 20 |  | Solar | FIXED | Roof
SRP03357 | CHANGZHOU TRINA SOLAR ENERGY CO | TSM-185D | 230 | 18 | 189 | 22 |  | Solar | FIXED | Roof
SRP03358 | CHANGZHOU TRINA SOLAR ENERGY CO | TSM-185D | 235 | 26 | 243.7 | 30 |  | Solar | FIXED | Roof
SRP03359 | SUNTECH POWER | STP180-24/AB-1 | 185 | 28 | 244.3 | 32 |  | Solar | FIXED | Roof
SRP03360 | REC SCANMODULE | SCM230 | 240 | 5 | 180 | 25 |  | Solar | FIXED | Roof
SRP03360 | SUNTECH POWER | STP200UB | 210 | 11 | 180 | 25 |  | Solar | FIXED | Roof
SRP03361 | CHANGZHOU TRINA SOLAR ENERGY CO | TSM-185D | 235 | 20 | 173.5 | 6 |  | Solar | FIXED | Roof
SRP03361 | CHANGZHOU TRINA SOLAR ENERGY CO | TSM-185D | 235 | 5 | 173.5 | 30 |  | Solar | FIXED | Roof
SRP03362 | SUNPOWER | SPR-230-WHT-U | 245 | 63 | 180 | 34 |  | Solar | FIXED | Ground
SRP03363 | CANADIAN SOLAR | CS6P-230 | 235 | 28 | 170 | 30 |  | Solar | FIXED | Roof
SRP03363 | CANADIAN SOLAR | CS6P-230 | 235 | 2 | 260 | 30 |  | Solar | FIXED | Roof
SRP03364 | SUNPOWER | SPR-230-WHT-U | 230 | 43 | 180 | 34 |  | Solar | FIXED | Ground
SRP03365 | SUNPOWER | SPR-210-BLK-U | 210 | 24 | 149 | 37 |  | Solar | FIXED | Roof
SRP03367 | BP SOLAR | BP3170N | 215 | 8 | 158 | 10 |  | Solar | FIXED | Roof
SRP03367 | BP SOLAR | BP3170N | 215 | 33 | 248 | 33 |  | Solar | FIXED | Roof
SRP03369 | BP SOLAR | BP3170N | 215 | 16 | 205 | 33 |  | Solar | FIXED | Roof
SRP03370 | ALPS TECHNOLOGY | ATI 1000-110 | 142 | 777 | 180 | 15 |  | Solar | FIXED | Ground
SRP03370 | ALPS TECHNOLOGY | ATI 1000-110 | 145 | 6114 | 180 | 15 |  | Solar | FIXED | Ground
SRP03370 | ALPS TECHNOLOGY | ATI-130 | 139 | 360 | 180 | 15 |  | Solar | FIXED | Ground
SRP03370 | BAODING YINGLI NEW ENERGY RESOURCES CO | YL175(156) | 235 | 1079 | 180 | 15 |  | Solar | FIXED | Ground
SRP03371 | BP SOLAR | BP3170N | 215 | 24 | 112 | 23 |  | Solar | FIXED | Roof
SRP03372 | CHANGZHOU TRINA SOLAR ENERGY CO | TSM-185D | 235 | 21 | 106 | 33 |  | Solar | FIXED | Roof
SRP03372 | CHANGZHOU TRINA SOLAR ENERGY CO | TSM-185D | 235 | 29 | 197 | 41 |  | Solar | FIXED | Roof
SRP03374 | UNKNOWN | UNKNOWN | 235 | 34 | 190 | 30 |  | Solar | FIXED | Roof
SRP03376 | SUNTECH POWER | STP180S-24/AB-1 | 185 | 5 | 148 | 33 |  | Solar | FIXED | Roof
SRP03376 | SUNTECH POWER | STP180S-24/AB-1 | 185 | 49 | 238 | 28 |  | Solar | FIXED | Roof
SRP03378 | SUNTECH POWER | STP180-24/AB-1 | 185 | 39 | 243 | 34 |  | Solar | FIXED | Roof
SRP03378 | SUNTECH POWER | STP180S-24/AB-1 | 185 | 24 | 243 | 45 |  | Solar | FIXED | Roof
SRP03380 | MATRIX SOLAR/PHOTOWATT | PW1650-175 | 235 | 42 | 180 | 34 |  | Solar | FIXED | Roof
SRP03381 | CHANGZHOU TRINA SOLAR ENERGY CO | TSM-185D | 235 | 28 | 94.2 | 20 |  | Solar | FIXED | Roof
SRP03382 | SUNPOWER | SPR-210-BLK-U | 210 | 6 | 217 | 25 |  | Solar | FIXED | Roof
SRP03383 | CHANGZHOU TRINA SOLAR ENERGY CO | TSM-185D | 235 | 24 | 211.7 | 42 |  | Solar | FIXED | Roof
SRP03384 | SHARP | ND-224UC1 | 235 | 12 | 128 | 45 |  | Solar | FIXED | Roof
SRP03384 | SHARP | NT-185U1 | 235 | 21 | 218 | 30 |  | Solar | FIXED | Roof
SRP03385 | CHANGZHOU TRINA SOLAR ENERGY CO | TSM-185D | 235 | 45 | 238.3 | 24 |  | Solar | FIXED | Roof
SRP03387 | SUNPOWER | SPR-225-BLK-U | 225 | 51 | 183 | 20 |  | Solar | FIXED | Roof
SRP03390 | CHANGZHOU TRINA SOLAR ENERGY CO | TSM-185D | 235 | 34 | 103.8 | 25 |  | Solar | FIXED | Roof
SRP03391 | SUNPOWER | SPR-230-WHT-U | 235 | 55 | 217 | 30 |  | Solar | FIXED | Roof
SRP03392 | SUNTECH POWER | STP200UB | 205 | 20 | 105.8 | 25 |  | Solar | FIXED | Roof
SRP03392 | SUNTECH POWER | STP200UB | 205 | 20 | 195.8 | 25 |  | Solar | FIXED | Roof
SRP03393 | CHANGZHOU TRINA SOLAR ENERGY CO | TSM-185D | 235 | 14 | 223.3 | 35 |  | Solar | FIXED | Roof
SRP03394 | CHANGZHOU TRINA SOLAR ENERGY CO | TSM-185D | 235 | 28 | 156 | 21 |  | Solar | FIXED | Roof
SRP03395 | CHANGZHOU TRINA SOLAR ENERGY CO | TSM-185D | 235 | 38 | 162.2 | 30 |  | Solar | FIXED | Roof
SRP03396 | CHANGZHOU TRINA SOLAR ENERGY CO | TSM-185D | 235 | 20 | 202 | 30 |  | Solar | FIXED | Roof
SRP03397 | CHANGZHOU TRINA SOLAR ENERGY CO | TSM-185D | 235 | 20 | 189.3 | 20 |  | Solar | FIXED | Roof
SRP03398 | CHANGZHOU TRINA SOLAR ENERGY CO | TSM-185D | 235 | 8 | 143.5 | 7 |  | Solar | FIXED | Roof
SRP03398 | CHANGZHOU TRINA SOLAR ENERGY CO | TSM-185D | 235 | 28 | 143.5 | 27 |  | Solar | FIXED | Roof
SRP03399 | SUNTECH POWER | STP180-24/AB-1 | 185 | 8 | 247.4 | 28 |  | Solar | FIXED | Roof
SRP03400 | CHANGZHOU TRINA SOLAR ENERGY CO | TSM-185D | 235 | 12 | 111 | 33 |  | Solar | FIXED | Roof
SRP03400 | CHANGZHOU TRINA SOLAR ENERGY CO | TSM-185D | 235 | 10 | 201 | 33 |  | Solar | FIXED | Roof
SRP03401 | SUNTECH POWER | STP180S-24/AB-1 | 185 | 51 | 116.2 | 25 |  | Solar | FIXED | Roof
SRP03402 | REC SCANMODULE | SCM230 | 230 | 33 | 195 | 36 |  | Solar | FIXED | Roof
SRP03404 | SUNPOWER | SPR-210-BLK-U | 228 | 120 | 177 | 30 |  | Solar | FIXED | Ground
SRP03405 | CHANGZHOU TRINA SOLAR ENERGY CO | TSM-185D | 230 | 14 | 124 | 30 |  | Solar | FIXED | Roof
SRP03405 | CHANGZHOU TRINA SOLAR ENERGY CO | TSM-185D | 230 | 20 | 211 | 25 |  | Solar | FIXED | Roof
SRP03407 | SANYO ELECTRIC | HIP-205BA5 | 225 | 40 | 105 | 40 |  | Solar | FIXED | Roof
SRP03409 | CHANGZHOU TRINA SOLAR ENERGY CO | TSM-185D | 230 | 48 | 153 | 20 |  | Solar | FIXED | Roof
SRP03411 | CHANGZHOU TRINA SOLAR ENERGY CO | TSM-185D | 235 | 18 | 195 | 33 |  | Solar | FIXED | Roof
SRP03413 | SHARP | ND-224U1F | 224 | 30 | 90 | 29 |  | Solar | FIXED | Roof
SRP03413 | SHARP | ND-224U1F | 224 | 18 | 270 | 29 |  | Solar | FIXED | Roof
SRP03414 | SUNTECH POWER | STP190S-18/UB-1 | 190 | 40 | 144 | 25 |  | Solar | FIXED | Roof
SRP03415 | CHANGZHOU TRINA SOLAR ENERGY CO | TSM-185D | 235 | 30 | 183 | 28 |  | Solar | FIXED | Roof
SRP03416 | SUNTECH POWER | STP190S-18/UB-1 | 190 | 40 | 185 | 30 |  | Solar | FIXED | Roof
SRP03418 | PACIFIC SOLAR PTY LIMITED | PP-USA-213-S5 | 250 | 28 | 208 | 35 |  | Solar | FIXED | Roof
SRP03419 | SUNTECH POWER | STP200-18/UB-1 | 205 | 28 | 95 | 27 |  | Solar | FIXED | Roof
SRP03419 | SUNTECH POWER | STP200-18/UB-1 | 205 | 8 | 185 | 41 |  | Solar | FIXED | Roof
SRP03420 | CHANGZHOU TRINA SOLAR ENERGY CO | TSM-185D | 235 | 33 | 164.3 | 27 |  | Solar | FIXED | Roof
SRP03422 | CHANGZHOU TRINA SOLAR ENERGY CO | TSM-185D | 235 | 20 | 268.1 | 26 |  | Solar | FIXED | Roof
SRP03423 | SUNPOWER | SPR-230-WHT-U | 240 | 20 | 178 | 25 |  | Solar | FIXED | Roof
SRP03424 | CHANGZHOU TRINA SOLAR ENERGY CO | TSM-185D | 235 | 30 | 103.6 | 24 |  | Solar | FIXED | Roof
SRP03426 | CHANGZHOU TRINA SOLAR ENERGY CO | TSM-185D | 235 | 42 | 180 | 32 |  | Solar | FIXED | Roof
SRP03427 | CHANGZHOU TRINA SOLAR ENERGY CO | TSM-185D | 235 | 32 | 127.3 | 20 |  | Solar | FIXED | Roof
SRP03428 | BAODING YINGLI NEW ENERGY RESOURCES CO | YL175(156) | 235 | 80 | 176.9 | 15 |  | Solar | FIXED | Roof
SRP03429 | CHANGZHOU TRINA SOLAR ENERGY CO | TSM-185D | 235 | 162 | 245.3 | 17.5 |  | Solar | FIXED | Roof
SRP03430 | SCHUCO USA |  | 185 | 300 | 212 | 10 |  | Solar | FIXED | Roof
SRP03431 | MATRIX SOLAR/PHOTOWATT | PW1250-125 | 235 | 30 | 220 | 30 |  | Solar | FIXED | Roof
SRP03432 | CANADIAN SOLAR | CS6P-230 | 235 | 18 | 149 | 34 |  | Solar | FIXED | Roof
SRP03434 | BP SOLAR | BP3170N | 215 | 54 | 180 | 32 |  | Solar | FIXED | Ground
SRP03435 | BP SOLAR | BP3170N | 215 | 44 | 165 | 28 |  | Solar | FIXED | Roof
SRP03438 | CANADIAN SOLAR | CS6P-230 | 230 | 2054 | 37 | 3 |  | Solar | FIXED | Roof
SRP03438 | CANADIAN SOLAR | CS6P-230 | 230 | 1612 | 217 | 3 |  | Solar | FIXED | Roof
SRP03439 | MATRIX SOLAR/PHOTOWATT | PW1650-175 | 210 | 15 | 180 | 30 |  | Solar | FIXED | Pole
SRP03440 | BP SOLAR | BP3170N | 215 | 36 | 196 | 28 |  | Solar | FIXED | Roof
SRP03442 | CHANGZHOU TRINA SOLAR ENERGY CO | TSM-185D | 240 | 44 | 132.4 | 18 |  | Solar | FIXED | Roof
SRP03443 | CANADIAN SOLAR | CS6P-230 | 230 | 20 | 183 | 38 |  | Solar | FIXED | Roof
SRP03443 | CANADIAN SOLAR | CS6P-230 | 230 | 22 | 273 | 38 |  | Solar | FIXED | Roof
SRP03444 | CHANGZHOU TRINA SOLAR ENERGY CO | TSM-185D | 235 | 24 | 198.7 | 25 |  | Solar | FIXED | Roof
SRP03445 | CANADIAN SOLAR | CS6P-230 | 230 | 24 | 124 | 18 |  | Solar | FIXED | Roof
SRP03446 | CHANGZHOU TRINA SOLAR ENERGY CO | TSM-185D | 235 | 13 | 212.9 | 30 |  | Solar | FIXED | Roof
SRP03447 | SUNTECH POWER | STP180-24/AB-1 | 185 | 28 | 113 | 32 |  | Solar | FIXED | Roof
SRP03447 | SUNTECH POWER | STP180-24/AB-1 | 185 | 28 | 197 | 32 |  | Solar | FIXED | Roof
SRP03448 | CHANGZHOU TRINA SOLAR ENERGY CO | TSM-185D | 235 | 18 | 139.4 | 39 |  | Solar | FIXED | Roof
SRP03448 | CHANGZHOU TRINA SOLAR ENERGY CO | TSM-185D | 235 | 24 | 229.4 | 28 |  | Solar | FIXED | Roof
SRP03449 | SUNPOWER | SPR-225-BLK-U | 225 | 24 | 70 | 34 |  | Solar | FIXED | Roof
SRP03449 | SUNPOWER | SPR-225-BLK-U | 225 | 24 | 250 | 34 |  | Solar | FIXED | Roof
SRP03450 | CHANGZHOU TRINA SOLAR ENERGY CO | TSM-185D | 230 | 26 | 92 | 23 |  | Solar | FIXED | Roof
SRP03451 | CHANGZHOU TRINA SOLAR ENERGY CO | TSM-185D | 235 | 18 | 187.2 | 20 |  | Solar | FIXED | Roof
SRP03452 | CHANGZHOU TRINA SOLAR ENERGY CO | TSM-185D | 230 | 24 | 156 | 40 |  | Solar | FIXED | Roof
SRP03453 | CHANGZHOU TRINA SOLAR ENERGY CO | TSM-185D | 230 | 33 | 158 | 29 |  | Solar | FIXED | Roof
SRP03454 | CHANGZHOU TRINA SOLAR ENERGY CO | TSM-185D | 235 | 53 | 154 | 18 |  | Solar | FIXED | Roof
SRP03455 | CHANGZHOU TRINA SOLAR ENERGY CO | TSM-185D | 230 | 22 | 160 | 30 |  | Solar | FIXED | Roof
SRP03456 | CHANGZHOU TRINA SOLAR ENERGY CO | TSM-185D | 230 | 14 | 202 | 30 |  | Solar | FIXED | Roof
SRP03458 | SUNPOWER | SPR-225-BLK-U | 225 | 27 | 153 | 24 |  | Solar | FIXED | Roof
SRP03461 | SUNPOWER | SPR-315E-WHT-U | 320 | 40 | 189 | 45 |  | Solar | FIXED | Roof
SRP03462 | CHANGZHOU TRINA SOLAR ENERGY CO | TSM-185D | 230 | 33 | 238 | 36 |  | Solar | FIXED | Roof
SRP03463 | CHANGZHOU TRINA SOLAR ENERGY CO | TSM-185D | 230 | 36 | 155 | 22 |  | Solar | FIXED | Roof
SRP03464 | CHANGZHOU TRINA SOLAR ENERGY CO | TSM-185D | 230 | 39 | 133 | 30 |  | Solar | FIXED | Roof
SRP03465 | CHANGZHOU TRINA SOLAR ENERGY CO | TSM-185D | 230 | 22 | 159 | 28 |  | Solar | FIXED | Roof
SRP03466 | CHANGZHOU TRINA SOLAR ENERGY CO | TSM-185D | 230 | 30 | 228 | 22 |  | Solar | FIXED | Roof
SRP03467 | SUNTECH POWER | STP210S-18/UB-1 | 245 | 8 | 128 | 20 |  | Solar | FIXED | Roof
SRP03467 | SUNTECH POWER | STP210S-18/UB-1 | 245 | 25 | 218 | 20 |  | Solar | FIXED | Roof
SRP03468 | CHANGZHOU TRINA SOLAR ENERGY CO | TSM-185D | 230 | 26 | 217 | 37 |  | Solar | FIXED | Roof
SRP03469 | CHANGZHOU TRINA SOLAR ENERGY CO | TSM-185D | 230 | 44 | 179 | 36 |  | Solar | FIXED | Roof
SRP03470 | CHANGZHOU TRINA SOLAR ENERGY CO | TSM-185D | 235 | 30 | 170 | 34 |  | Solar | FIXED | Roof
SRP03471 | SUNPOWER | SPR-315E-WHT-U | 320 | 232 | 147 | 35 |  | Solar | FIXED | Roof
SRP03473 | CHANGZHOU TRINA SOLAR ENERGY CO | TSM-185D | 235 | 22 | 185 | 31 |  | Solar | FIXED | Roof
SRP03474 | SUNPOWER | SPR-230-WHT-U | 240 | 77 | 192 | 2 |  | Solar | FIXED | Roof
SRP03475 | ET SOLAR INDUSTRY | ET-P672280 | 185 | 80 | 115 | 15 |  | Solar | FIXED | Roof
SRP03476 | SOLON AG FUER SOLARTECHNIK | P220/6+/01 200WP | 260 | 84 | 154 | 26.6 |  | Solar | FIXED | Roof
SRP03477 | CHANGZHOU TRINA SOLAR ENERGY CO | TSM-185D | 235 | 3948 | 188 | 11.8 |  | Solar | FIXED | Roof
SRP03478 | CHANGZHOU TRINA SOLAR ENERGY CO | TSM-185D | 235 | 26 | 185 | 22 |  | Solar | FIXED | Roof
SRP03479 | CHANGZHOU TRINA SOLAR ENERGY CO | TSM-185D | 235 | 33 | 221 | 25 |  | Solar | FIXED | Roof
SRP03480 | CHANGZHOU TRINA SOLAR ENERGY CO | TSM-185D | 235 | 30 | 200 | 14 |  | Solar | FIXED | Roof
SRP03481 | REC SCANMODULE | SCM230 | 230 | 20 | 173 | 20 |  | Solar | FIXED | Roof
SRP03482 | CHANGZHOU TRINA SOLAR ENERGY CO | TSM-185D | 230 | 28 | 175 | 33 |  | Solar | FIXED | Roof
SRP03483 | REC SCANMODULE | SCM230 | 240 | 27 | 216 | 38 |  | Solar | FIXED | Roof
SRP03484 | CHANGZHOU TRINA SOLAR ENERGY CO | TSM-185D | 230 | 39 | 109 | 32 |  | Solar | FIXED | Roof
SRP03485 | SHARP | ND-224UC1 | 240 | 5 | 154 | 20 |  | Solar | FIXED | Roof
SRP03485 | SHARP | ND-224U1F | 240 | 5 | 154 | 25 |  | Solar | FIXED | Roof
SRP03485 | SHARP | ND-224U1F | 240 | 17 | 154 | 30 |  | Solar | FIXED | Roof
SRP03486 | CHANGZHOU TRINA SOLAR ENERGY CO | TSM-185D | 230 | 28 | 124 | 22 |  | Solar | FIXED | Roof
SRP03487 | CHANGZHOU TRINA SOLAR ENERGY CO | TSM-185D | 235 | 33 | 177.8 | 16 |  | Solar | FIXED | Roof
SRP03488 | SHARP | ND-224U1F | 224 | 48 | 210 | 14 |  | Solar | FIXED | Roof
SRP03489 | CHANGZHOU TRINA SOLAR ENERGY CO | TSM-185D | 230 | 28 | 166 | 34 |  | Solar | FIXED | Roof
SRP03490 | CANADIAN SOLAR | CS6P-230 | 235 | 24 | 147 | 25 |  | Solar | FIXED | Roof
SRP03490 | CANADIAN SOLAR | CS6P-230 | 230 | 30 | 247 | 25 |  | Solar | FIXED | Roof
SRP03491 | CHANGZHOU TRINA SOLAR ENERGY CO | TSM-185D | 230 | 26 | 201 | 18 |  | Solar | FIXED | Roof
SRP03492 | CHANGZHOU TRINA SOLAR ENERGY CO | TSM-185D | 230 | 24 | 173 | 33 |  | Solar | FIXED | Roof
SRP03493 | SOLON AG FUER SOLARTECHNIK | P220/6+/01 215WP | 235 | 28 | 100 | 25 |  | Solar | FIXED | Roof
SRP03494 | CHANGZHOU TRINA SOLAR ENERGY CO | TSM-185D | 230 | 24 | 258 | 26 |  | Solar | FIXED | Roof
SRP03495 | CHANGZHOU TRINA SOLAR ENERGY CO | TSM-185D | 235 | 39 | 243.9 | 25 |  | Solar | FIXED | Roof
SRP03497 | CHANGZHOU TRINA SOLAR ENERGY CO | TSM-185D | 235 | 14 | 183 | 35 |  | Solar | FIXED | Roof
SRP03498 | CHANGZHOU TRINA SOLAR ENERGY CO | TSM-185D | 230 | 39 | 175 | 9 |  | Solar | FIXED | Roof
SRP03500 | MC SOLAR | TF-90B | 240 | 84 | 188 | 25 |  | Solar | FIXED | Ground
SRP03501 | MC SOLAR | TF-90B | 240 | 96 | 120 | 20 |  | Solar | FIXED | Roof
SRP03502 | MC SOLAR | TF-90B | 240 | 84 | 184 | 25 |  | Solar | FIXED | Ground
SRP03504 | MATRIX SOLAR/PHOTOWATT | PW1650-175 | 235 | 85 | 180 | 20 |  | Solar | FIXED | Ground
SRP03506 | ASTROPOWER | LAPX-300 | 285 | 3828 | 217 | 8.5 |  | Solar | FIXED | Roof
SRP03507 | BP SOLAR | SX3200B | 215 | 23 | 237 | 20 |  | Solar | FIXED | Roof
SRP03508 | SANYO ELECTRIC | HIP-200BA3 | 220 | 20 | 201 | 34 |  | Solar | FIXED | Roof
SRP03509 | BP SOLAR | SX3200B | 215 | 14 | 130 | 30 |  | Solar | FIXED | Roof
SRP03509 | BP SOLAR | BP3125S | 215 | 11 | 220 | 30 |  | Solar | FIXED | Roof
SRP03510 | REC SCANMODULE | SCM230 | 230 | 56 | 179 | 23 |  | Solar | FIXED | Roof
SRP03511 | ET SOLAR INDUSTRY | ET-P672280 | 185 | 55 | 204 | 20 |  | Solar | FIXED | Roof
SRP03513 | CHANGZHOU TRINA SOLAR ENERGY CO | TSM-185D | 235 | 24 | 252.7 | 20 |  | Solar | FIXED | Roof
SRP03515 | CHANGZHOU TRINA SOLAR ENERGY CO | TSM-185D | 235 | 9 | 126.4 | 10 |  | Solar | FIXED | Roof
SRP03515 | CHANGZHOU TRINA SOLAR ENERGY CO | TSM-185D | 235 | 18 | 126.4 | 35 |  | Solar | FIXED | Roof
SRP03516 | SUNTECH POWER | STP180-24/AB-1 | 185 | 24 | 174.3 | 19 |  | Solar | FIXED | Roof
SRP03517 | CHANGZHOU TRINA SOLAR ENERGY CO | TSM-185D | 185 | 8 | 114.8 | 25 |  | Solar | FIXED | Roof
SRP03517 | CHANGZHOU TRINA SOLAR ENERGY CO | TSM-185D | 185 | 34 | 204.8 | 25 |  | Solar | FIXED | Roof
SRP03518 | BAODING YINGLI NEW ENERGY RESOURCES CO | YL175(156) | 230 | 221 | 162.1 | 10 |  | Solar | FIXED | Roof
SRP03519 | SUNTECH POWER | STP200UB | 210 | 14 | 180 | 25 |  | Solar | FIXED | Roof
SRP03520 | SUNPOWER | SPR-230-WHT-U | 238 | 9 | 215 | 21 |  | Solar | FIXED | Roof
SRP03522 | SUNPOWER | SPR-230-WHT-U | 240 | 18 | 182 | 18 |  | Solar | FIXED | Roof
SRP03522 | SUNPOWER | SPR-225-BLK-U | 225 | 33 | 272 | 23 |  | Solar | FIXED | Roof
SRP03523 | CHANGZHOU TRINA SOLAR ENERGY CO | TSM-185D | 235 | 24 | 119.5 | 25 |  | Solar | FIXED | Roof
SRP03524 | CHANGZHOU TRINA SOLAR ENERGY CO | TSM-185D | 235 | 32 | 222 | 40 |  | Solar | FIXED | Roof
SRP03525 | CHANGZHOU TRINA SOLAR ENERGY CO | TSM-185D | 235 | 30 | 244.9 | 30 |  | Solar | FIXED | Roof
SRP03526 | CHANGZHOU TRINA SOLAR ENERGY CO | TSM-185D | 235 | 10 | 205.4 | 20 |  | Solar | FIXED | Roof
SRP03527 | SUNTECH POWER | STP180-24/AB-1 | 185 | 12 | 118.3 | 10 |  | Solar | FIXED | Roof
SRP03527 | SUNTECH POWER | STP180S-24/AB-1 | 185 | 12 | 118.3 | 20 |  | Solar | FIXED | Roof
SRP03528 | CHANGZHOU TRINA SOLAR ENERGY CO | TSM-185D | 235 | 61 | 112 | 35 |  | Solar | FIXED | Roof
SRP03528 | CHANGZHOU TRINA SOLAR ENERGY CO | TSM-185D | 235 | 12 | 202 | 45 |  | Solar | FIXED | Roof
SRP03529 | CHANGZHOU TRINA SOLAR ENERGY CO | TSM-185D | 235 | 28 | 142.3 | 24 |  | Solar | FIXED | Roof
SRP03530 | CHANGZHOU TRINA SOLAR ENERGY CO | TSM-185D | 230 | 20 | 172.2 | 35 |  | Solar | FIXED | Roof
SRP03530 | CHANGZHOU TRINA SOLAR ENERGY CO | TSM-185D | 230 | 12 | 264.4 | 35 |  | Solar | FIXED | Roof
SRP03531 | CHANGZHOU TRINA SOLAR ENERGY CO | TSM-185D | 235 | 39 | 106.2 | 20 |  | Solar | FIXED | Roof
SRP03532 | CHANGZHOU TRINA SOLAR ENERGY CO | TSM-185D | 235 | 24 | 193.2 | 25 |  | Solar | FIXED | Roof
SRP03533 | CHANGZHOU TRINA SOLAR ENERGY CO | TSM-185D | 235 | 32 | 175 | 37 |  | Solar | FIXED | Roof
SRP03534 | SUNPOWER | SPR-200-BLK-U | 185 | 36 | 96.8 | 30 |  | Solar | FIXED | Roof
SRP03534 | SUNTECH POWER | STP190S-18/UB-1 | 185 | 12 | 186.8 | 30 |  | Solar | FIXED | Roof
SRP03535 | CHANGZHOU TRINA SOLAR ENERGY CO | TSM-185D | 235 | 32 | 182.5 | 10 |  | Solar | FIXED | Roof
SRP03535 | CHANGZHOU TRINA SOLAR ENERGY CO | TSM-185D | 235 | 16 | 182.5 | 15 |  | Solar | FIXED | Roof
SRP03536 | SUNTECH POWER | STP180-24/AB-1 | 185 | 21 | 190.9 | 18 |  | Solar | FIXED | Roof
SRP03537 | MATRIX SOLAR/PHOTOWATT | PW1650-175 | 235 | 12 | 204 | 10 |  | Solar | FIXED | Roof
SRP03537 | MATRIX SOLAR/PHOTOWATT | PW750-90 | 235 | 36 | 204 | 21 |  | Solar | FIXED | Roof
SRP03538 | CHANGZHOU TRINA SOLAR ENERGY CO | TSM-185D | 235 | 29 | 225 | 30 |  | Solar | FIXED | Roof
SRP03539 | SUNPOWER | SPR-225-BLK-U | 225 | 58 | 181 | 20 |  | Solar | FIXED | Roof
SRP03540 | CHANGZHOU TRINA SOLAR ENERGY CO | TSM-185D | 230 | 30 | 211 | 32 |  | Solar | FIXED | Roof
SRP03542 | SUNPOWER | SPR-225-BLK-U | 225 | 8 | 207 | 30 |  | Solar | FIXED | Roof
SRP03543 | SUNPOWER | SPR-225-BLK-U | 225 | 10 | 245 | 10 |  | Solar | FIXED | Roof
SRP03543 | SUNPOWER | SPR-225-BLK-U | 225 | 30 | 245 | 27 |  | Solar | FIXED | Roof
SRP03544 | CHANGZHOU TRINA SOLAR ENERGY CO | TSM-185D | 230 | 36 | 212 | 30 |  | Solar | FIXED | Roof
SRP03545 | CHANGZHOU TRINA SOLAR ENERGY CO | TSM-185D | 230 | 17 | 131 | 23 |  | Solar | FIXED | Roof
SRP03546 | SUNTECH POWER | STP180-24/AB-1 | 185 | 54 | 192.8 | 25 |  | Solar | FIXED | Roof
SRP03547 | CHANGZHOU TRINA SOLAR ENERGY CO | TSM-185D | 235 | 1573 | 207 | 3 |  | Solar | FIXED | Roof
SRP03548 | SUNTECH POWER | STP180S-24/AB-1 | 185 | 50 | 130.4 | 15 |  | Solar | FIXED | Roof
SRP03549 | PACIFIC SOLAR PTY LIMITED | PP-USA-213-S5 | 250 | 36 | 175 | 25 |  | Solar | FIXED | Roof
SRP03550 | SUNTECH POWER | STP180S-24/AB-1 | 185 | 27 | 248.9 | 25 |  | Solar | FIXED | Roof
SRP03551 | KYOCERA SOLAR | KD210GX-L | 210 | 60 | 225 | 15 |  | Solar | FIXED | Roof
SRP03552 | CHANGZHOU TRINA SOLAR ENERGY CO | TSM-185D | 235 | 38 | 180 | 30 |  | Solar | FIXED | Ground
SRP03555 | SUNTECH POWER | STP190-18/UB-1 | 190 | 177 | 193 | 10 |  | Solar | FIXED | Roof
SRP03556 | SCHOTT SOLAR | ASE-250DGF/50-230 | 230 | 14 | 195 | 40 |  | Solar | FIXED | Roof
SRP03557 | MATRIX SOLAR/PHOTOWATT | PW1650-175 | 225 | 11 | 161 | 30 |  | Solar | FIXED | Roof
SRP03557 | MATRIX SOLAR/PHOTOWATT | PW1650-175 | 225 | 12 | 251 | 30 |  | Solar | FIXED | Roof
SRP03558 | ISOFOTON | I-94/24 | 225 | 23 | 218 | 25 |  | Solar | FIXED | Roof
SRP03559 | SUNPOWER | SPR-230-WHT-U | 240 | 36 | 180 | 39.8 |  | Solar | FIXED | Roof
SRP03560 | SOLARWORLD | SW185MONO | 240 | 1170 | 184 | 10 |  | Solar | FIXED | Roof
SRP03561 | CANADIAN SOLAR | CS6P-230 | 230 | 16 | 253 | 14 |  | Solar | FIXED | Roof
SRP03561 | CANADIAN SOLAR | CS6P-230 | 230 | 36 | 253 | 30 |  | Solar | FIXED | Roof
SRP03562 | SUNTECH POWER | STP180-24/AB-1 | 185 | 16 | 216 | 21 |  | Solar | FIXED | Roof
SRP03562 | SUNTECH POWER | STP180-24/AB-1 | 185 | 18 | 216 | 25 |  | Solar | FIXED | Roof
SRP03563 | CHANGZHOU TRINA SOLAR ENERGY CO | TSM-185D | 235 | 30 | 165 | 24 |  | Solar | FIXED | Roof
SRP03564 | CHANGZHOU TRINA SOLAR ENERGY CO | TSM-185D | 235 | 6 | 153 | 33 |  | Solar | FIXED | Roof
SRP03564 | CHANGZHOU TRINA SOLAR ENERGY CO | TSM-185D | 235 | 24 | 243 | 33 |  | Solar | FIXED | Roof
SRP03565 | SUNTECH POWER | STP180-24/AB-1 | 185 | 76 | 171 | 22 |  | Solar | FIXED | Roof
SRP03566 | CEEG (SHANGHAI) SOLAR SCIENCE AND TECHNOLOGY CO | SST 190-72M | 235 | 8 | 178 | 17 |  | Solar | FIXED | Roof
SRP03566 | CEEG (SHANGHAI) SOLAR SCIENCE AND TECHNOLOGY CO | SST 190-72M | 235 | 25 | 178 | 17 |  | Solar | FIXED | Roof
SRP03567 | SUNPOWER | SPR-225-BLK-U | 225 | 35 | 194 | 30 |  | Solar | FIXED | Roof
SRP03568 | SUNTECH POWER | STP200-18/UB-1 | 205 | 44 | 256.5 | 25 |  | Solar | FIXED | Roof
SRP03569 | SUNTECH POWER | STP180-24/AB-1 | 185 | 64 | 120 | 20 |  | Solar | FIXED | Roof
SRP03570 | SUNPOWER | SPR-230-WHT-U | 238 | 20 | 154 | 45 |  | Solar | FIXED | Roof
SRP03571 | CHANGZHOU TRINA SOLAR ENERGY CO | TSM-185D | 235 | 16 | 209.3 | 22 |  | Solar | FIXED | Roof
SRP03571 | CHANGZHOU TRINA SOLAR ENERGY CO | TSM-185D | 235 | 28 | 209.3 | 31 |  | Solar | FIXED | Roof
SRP03572 | CANADIAN SOLAR | CS6P-230 | 255 | 128 | 236 | 10 |  | Solar | FIXED | Roof
SRP03573 | SUNTECH POWER | STP180-24/AB-1 | 235 | 20 | 213 | 30 |  | Solar | FIXED | Roof
SRP03575 | CHANGZHOU TRINA SOLAR ENERGY CO | TSM-185D | 235 | 23 | 191 | 30 |  | Solar | FIXED | Roof
SRP03576 | CANADIAN SOLAR | CS6P-230 | 255 | 128 | 169 | 25 |  | Solar | FIXED | Ground
SRP03578 | CHANGZHOU TRINA SOLAR ENERGY CO | TSM-185D | 235 | 34 | 252 | 18 |  | Solar | FIXED | Roof
SRP03579 | CHANGZHOU TRINA SOLAR ENERGY CO | TSM-185D | 235 | 9 | 164.9 | 21 |  | Solar | FIXED | Roof
SRP03580 | CONERGY AG | S 175MU | 235 | 14 | 220 | 20 |  | Solar | FIXED | Roof
SRP03581 | SUNPOWER | SPR-225-BLK-U | 225 | 36 | 121 | 30 |  | Solar | FIXED | Roof
SRP03581 | SUNPOWER | SPR-225-BLK-U | 225 | 14 | 211 | 37 |  | Solar | FIXED | Roof
SRP03583 | SUNPOWER | SPR-225-BLK-U | 225 | 12 | 215 | 20 |  | Solar | FIXED | Roof
SRP03584 | CHANGZHOU TRINA SOLAR ENERGY CO | TSM-185D | 235 | 30 | 203.2 | 27 |  | Solar | FIXED | Roof
SRP03585 | MATRIX SOLAR/PHOTOWATT | PW1250-115 | 235 | 39 | 154 | 19 |  | Solar | FIXED | Roof
SRP03586 | SUNPOWER | SPR-230-WHT-U | 238 | 8 | 210 | 17 |  | Solar | FIXED | Roof
SRP03587 | CHANGZHOU TRINA SOLAR ENERGY CO | TSM-185D | 220 | 1 | 141 | 34 |  | Solar | FIXED | Roof
SRP03587 | CHANGZHOU TRINA SOLAR ENERGY CO | TSM-185D | 220 | 1 | 234 | 34 |  | Solar | FIXED | Roof
SRP03587 | CHANGZHOU TRINA SOLAR ENERGY CO | TSM-185D | 220 | 1 | 323 | 34 |  | Solar | FIXED | Roof
SRP03588 | MATRIX SOLAR/PHOTOWATT | PW1000-100 | 235 | 42 | 178 | 23 |  | Solar | FIXED | Roof
SRP03590 | BP SOLAR | BP3170N | 215 | 32 | 208 | 20 |  | Solar | FIXED | Roof
SRP03591 | CHANGZHOU TRINA SOLAR ENERGY CO | TSM-185D | 235 | 850 | 174 | 30 |  | Solar | FIXED | Ground
SRP03594 | BP SOLAR | BP3170N | 215 | 12 | 172 | 19 |  | Solar | FIXED | Roof
SRP03595 | BP SOLAR | BP3170N | 215 | 22 | 173 | 10 |  | Solar | FIXED | Roof
SRP03596 | BP SOLAR | BP3170N | 195 | 33 | 204 | 32 |  | Solar | FIXED | Roof
SRP03599 | SUNTECH POWER | STP180S-24/AB-1 | 185 | 45 | 169 | 30 |  | Solar | FIXED | Roof
SRP03600 | CHANGZHOU TRINA SOLAR ENERGY CO | TSM-185D | 235 | 34 | 175.1 | 27 |  | Solar | FIXED | Roof
SRP03601 | CHANGZHOU TRINA SOLAR ENERGY CO | TSM-185D | 235 | 26 | 140.3 | 20 |  | Solar | FIXED | Roof
SRP03602 | CHANGZHOU TRINA SOLAR ENERGY CO | TSM-185D | 235 | 18 | 118 | 30 |  | Solar | FIXED | Roof
SRP03602 | CHANGZHOU TRINA SOLAR ENERGY CO | TSM-185D | 235 | 36 | 208 | 35 |  | Solar | FIXED | Roof
SRP03603 | CHANGZHOU TRINA SOLAR ENERGY CO | TSM-185D | 235 | 16 | 180.5 | 45 |  | Solar | FIXED | Roof
SRP03604 | CANADIAN SOLAR | CS6P-230 | 235 | 37 | 249 | 28 |  | Solar | FIXED | Roof
SRP03605 | CHANGZHOU TRINA SOLAR ENERGY CO | TSM-185D | 235 | 9 | 93.7 | 23 |  | Solar | FIXED | Roof
SRP03605 | CHANGZHOU TRINA SOLAR ENERGY CO | TSM-185D | 235 | 44 | 93.7 | 30 |  | Solar | FIXED | Roof
SRP03605 | CHANGZHOU TRINA SOLAR ENERGY CO | TSM-185D | 235 | 8 | 273.7 | 23 |  | Solar | FIXED | Roof
SRP03606 | CHANGZHOU TRINA SOLAR ENERGY CO | TSM-185D | 235 | 6 | 116 | 21 |  | Solar | FIXED | Roof
SRP03606 | CHANGZHOU TRINA SOLAR ENERGY CO | TSM-185D | 235 | 30 | 206 | 25 |  | Solar | FIXED | Roof
SRP03608 | CHANGZHOU TRINA SOLAR ENERGY CO | TSM-185D | 235 | 30 | 209 | 20 |  | Solar | FIXED | Roof
SRP03609 | SUNTECH POWER | STP180-24/AB-1 | 185 | 17 | 219.2 | 22 |  | Solar | FIXED | Roof
SRP03609 | SUNTECH POWER | STP180S-24/AB-1 | 185 | 20 | 219.2 | 31 |  | Solar | FIXED | Roof
SRP03610 | SUNTECH POWER | STP180S-24/AB-1 | 185 | 40 | 225 | 27 |  | Solar | FIXED | Roof
SRP03611 | SUNTECH POWER | STP180-24/AB-1 | 185 | 63 | 93 | 10 |  | Solar | FIXED | Roof
SRP03612 | CHANGZHOU TRINA SOLAR ENERGY CO | TSM-185D | 235 | 84 | 97.6 | 30 |  | Solar | FIXED | Roof
SRP03612 | CHANGZHOU TRINA SOLAR ENERGY CO | TSM-185D | 235 | 8 | 187.6 | 30 |  | Solar | FIXED | Roof
SRP03612 | CHANGZHOU TRINA SOLAR ENERGY CO | TSM-185D | 235 | 72 | 277.6 | 30 |  | Solar | FIXED | Roof
SRP03613 | CHANGZHOU TRINA SOLAR ENERGY CO | TSM-185D | 235 | 26 | 248 | 38 |  | Solar | FIXED | Roof
SRP03614 | CANADIAN SOLAR | CS6P-230 | 230 | 66 | 180 | 30 |  | Solar | FIXED | Ground
SRP03615 | SUNPOWER | SPR-230-WHT-U | 240 | 45 | 142 | 30 |  | Solar | FIXED | Roof
SRP03615 | SUNPOWER | SPR-230-WHT-U | 240 | 10 | 232 | 45 |  | Solar | FIXED | Roof
SRP03616 | SUNPOWER | SPR-315E-WHT-U | 320 | 12 | 123 | 40 |  | Solar | FIXED | Roof
SRP03616 | SUNPOWER | SPR-315E-WHT-U | 320 | 24 | 213 | 26 |  | Solar | FIXED | Roof
SRP03616 | SUNPOWER | SPR-300E-WHT-U | 320 | 12 | 213 | 40 |  | Solar | FIXED | Roof
SRP03619 | CANADIAN SOLAR | CS6P-230 | 295 | 27 | 97.4 | 30 |  | Solar | FIXED | Roof
SRP03621 | SOLARWORLD | SW185MONO | 240 | 28 | 164 | 21 |  | Solar | FIXED | Roof
SRP03621 | SOLARWORLD | SW185MONO | 240 | 22 | 254 | 21 |  | Solar | FIXED | Roof
SRP03622 | NINGBO SOLAR ELECTRIC POWER | TDB125X125-72-P 175W | 280 | 352 | 151 | 20 |  | Solar | FIXED | Roof
SRP03623 | CHANGZHOU TRINA SOLAR ENERGY CO | TSM-185D | 230 | 22 | 151.2 | 18 |  | Solar | FIXED | Roof
SRP03624 | CHANGZHOU TRINA SOLAR ENERGY CO | TSM-185D | 230 | 22 | 201.8 | 20 |  | Solar | FIXED | Roof
SRP03625 | CHANGZHOU TRINA SOLAR ENERGY CO | TSM-185D | 235 | 12 | 110.3 | 30 |  | Solar | FIXED | Roof
SRP03625 | CHANGZHOU TRINA SOLAR ENERGY CO | TSM-185D | 235 | 24 | 200.3 | 31 |  | Solar | FIXED | Roof
SRP03627 | CHANGZHOU TRINA SOLAR ENERGY CO | TSM-185D | 235 | 34 | 174.6 | 20 |  | Solar | FIXED | Roof
SRP03628 | CHANGZHOU TRINA SOLAR ENERGY CO | TSM-185D | 230 | 10 | 172 | 19 |  | Solar | FIXED | Roof
SRP03628 | CHANGZHOU TRINA SOLAR ENERGY CO | TSM-185D | 230 | 20 | 257 | 19 |  | Solar | FIXED | Roof
SRP03629 | BP SOLAR | SX3200B | 215 | 22 | 173 | 40 |  | Solar | FIXED | Roof
SRP03630 | CHANGZHOU TRINA SOLAR ENERGY CO | TSM-185D | 235 | 20 | 192.9 | 18 |  | Solar | FIXED | Roof
SRP03631 | BP SOLAR | SX3200W | 215 | 26 | 200 | 30 |  | Solar | FIXED | Roof
SRP03632 | SUNPOWER | SPR-230-WHT-U | 230 | 33 | 177 | 18 |  | Solar | FIXED | Roof
SRP03633 | SOLARWORLD | SW185MONO | 240 | 16 | 217 | 7.1 |  | Solar | FIXED | Roof
SRP03635 | SOLARWORLD | SW185MONO | 240 | 22 | 226 | 27 |  | Solar | FIXED | Roof
SRP03636 | CHANGZHOU TRINA SOLAR ENERGY CO | TSM-185D | 230 | 30 | 170.8 | 29 |  | Solar | FIXED | Roof
SRP03637 | CHANGZHOU TRINA SOLAR ENERGY CO | TSM-185D | 230 | 22 | 186.5 | 28 |  | Solar | FIXED | Roof
SRP03638 | CHANGZHOU TRINA SOLAR ENERGY CO | TSM-185D | 240 | 23 | 196 | 20 |  | Solar | FIXED | Roof
SRP03639 | CHANGZHOU TRINA SOLAR ENERGY CO | TSM-185D | 235 | 34 | 175 | 30 |  | Solar | FIXED | Roof
SRP03640 | MATRIX SOLAR/PHOTOWATT | PW1250-115 | 230 | 27 | 210 | 40 |  | Solar | FIXED | Roof
SRP03641 | SUNWIZE TECHNOLOGIES |  | 235 | 2639 | 203 | 13 |  | Solar | FIXED | Roof
SRP03641 | SUNWIZE TECHNOLOGIES |  | 235 | 2665 | 207 | 5 |  | Solar | FIXED | Roof
SRP03642 | CHANGZHOU TRINA SOLAR ENERGY CO | TSM-185D | 235 | 33 | 209.3 | 15 |  | Solar | FIXED | Roof
SRP03643 | SUNTECH POWER | STP180S-24/AB-1 | 185 | 60 | 200.5 | 20 |  | Solar | FIXED | Roof
SRP03647 | CHANGZHOU TRINA SOLAR ENERGY CO | TSM-185D | 235 | 32 | 248 | 33 |  | Solar | FIXED | Roof
SRP03648 | SUNTECH POWER | STP180-24/AB-1 | 185 | 34 | 229.7 | 15 |  | Solar | FIXED | Roof
SRP03651 | SUNTECH POWER | STP180S-24/AB-1 | 185 | 56 | 208.6 | 21 |  | Solar | FIXED | Roof
SRP03652 | SUNTECH POWER | STP200UB | 205 | 39 | 234.8 | 25 |  | Solar | FIXED | Roof
SRP03655 | SANYO ELECTRIC | HIP-205BA5 | 220 | 40 | 118 | 20 |  | Solar | FIXED | Roof
SRP03656 | CHANGZHOU TRINA SOLAR ENERGY CO | TSM-185D | 235 | 42 | 148.1 | 24 |  | Solar | FIXED | Roof
SRP03657 | SHARP | ND-224UC1 | 235 | 39 | 195 | 30 |  | Solar | FIXED | Roof
SRP03658 | SUNPOWER | SPR-230-WHT-U | 240 | 34 | 218 | 25 |  | Solar | FIXED | Roof
SRP03659 | CHANGZHOU TRINA SOLAR ENERGY CO | TSM-185D | 235 | 16 | 111.9 | 13 |  | Solar | FIXED | Roof
SRP03659 | CHANGZHOU TRINA SOLAR ENERGY CO | TSM-185D | 235 | 12 | 111.9 | 17 |  | Solar | FIXED | Roof
SRP03659 | CHANGZHOU TRINA SOLAR ENERGY CO | TSM-185D | 235 | 16 | 201.9 | 10 |  | Solar | FIXED | Roof
SRP03660 | SCHUCO USA |  | 230 | 121 | 180 | 10 |  | Solar | FIXED | Roof
SRP03661 | SUNPOWER | SPR-205-BLK-U | 205 | 30 | 99.8 | 33 |  | Solar | FIXED | Roof
SRP03662 | SUNTECH POWER | STP200UB | 205 | 24 | 91.7 | 28 |  | Solar | FIXED | Roof
SRP03663 | CHANGZHOU TRINA SOLAR ENERGY CO | TSM-185D | 235 | 24 | 110.9 | 30 |  | Solar | FIXED | Roof
SRP03664 | CHANGZHOU TRINA SOLAR ENERGY CO | TSM-185D | 240 | 36 | 57.9 | 10 |  | Solar | FIXED | Roof
SRP03665 | CHANGZHOU TRINA SOLAR ENERGY CO | TSM-185D | 235 | 78 | 186 | 10 |  | Solar | FIXED | Roof
SRP03666 | CHANGZHOU TRINA SOLAR ENERGY CO | TSM-185D | 235 | 126 | 186 | 10 |  | Solar | FIXED | Roof
SRP03667 | SUNPOWER | SPR-315E-WHT-U | 320 | 496 | 225 | 18 |  | Solar | FIXED | Roof
SRP03668 | REC SCANMODULE | SCM230 | 235 | 156 | 180 | 10 |  | Solar | FIXED | Ground
SRP03669 | SUNPOWER | SPR-230-WHT-U | 240 | 30 | 162 | 36 |  | Solar | FIXED | Roof
SRP03670 | CHANGZHOU TRINA SOLAR ENERGY CO | TSM-185D | 225 | 80 | 205 | 5 |  | Solar | FIXED | Roof
SRP03671 | REC SCANMODULE | SCM230 | 235 | 95 | 188 | 10 |  | Solar | FIXED | Roof
SRP03672 | BAODING YINGLI NEW ENERGY RESOURCES CO | YL175(156) | 235 | 637 | 213 | 3 |  | Solar | FIXED | Roof
SRP03673 | BP SOLAR | SX3200B | 215 | 9 | 109 | 23 |  | Solar | FIXED | Roof
SRP03673 | BP SOLAR | SX3200B | 215 | 10 | 198 | 40 |  | Solar | FIXED | Roof
SRP03674 | CHANGZHOU TRINA SOLAR ENERGY CO | TSM-185D | 235 | 34 | 149.3 | 30 |  | Solar | FIXED | Roof
SRP03675 | CHANGZHOU TRINA SOLAR ENERGY CO | TSM-185D | 235 | 13 | 100.2 | 32 |  | Solar | FIXED | Roof
SRP03676 | CHANGZHOU TRINA SOLAR ENERGY CO | TSM-185D | 235 | 24 | 225.5 | 20 |  | Solar | FIXED | Roof
SRP03677 | CHANGZHOU TRINA SOLAR ENERGY CO | TSM-185D | 235 | 30 | 193.3 | 16 |  | Solar | FIXED | Roof
SRP03678 | CHANGZHOU TRINA SOLAR ENERGY CO | TSM-185D | 235 | 40 | 166.2 | 32 |  | Solar | FIXED | Roof
SRP03679 | CHANGZHOU TRINA SOLAR ENERGY CO | TSM-185D | 235 | 22 | 211.6 | 14 |  | Solar | FIXED | Roof
SRP03680 | SUNTECH POWER | STP200S-18/UB-1 | 205 | 40 | 177.5 | 34 |  | Solar | FIXED | Roof
SRP03681 | CHANGZHOU TRINA SOLAR ENERGY CO | TSM-185D | 235 | 28 | 248.4 | 34 |  | Solar | FIXED | Roof
SRP03682 | SUNTECH POWER | STP21018 | 225 | 6 | 125 | 31 |  | Solar | FIXED | Roof
SRP03682 | SUNTECH POWER | STP21018 | 225 | 23 | 215 | 38 |  | Solar | FIXED | Roof
SRP03685 | SUNTECH POWER | STP200-18/UB-1 | 205 | 42 | 164.3 | 30 |  | Solar | FIXED | Roof
SRP03686 | CHANGZHOU TRINA SOLAR ENERGY CO | TSM-185D | 230 | 9576 | 180 | 0 |  | Solar | FIXED | Ground
SRP03687 | CHANGZHOU TRINA SOLAR ENERGY CO | TSM-185D | 235 | 12 | 175.2 | 38 |  | Solar | FIXED | Roof
SRP03687 | CHANGZHOU TRINA SOLAR ENERGY CO | TSM-185D | 235 | 12 | 175.2 | 40 |  | Solar | FIXED | Roof
SRP03688 | CHANGZHOU TRINA SOLAR ENERGY CO | TSM-185D | 235 | 28 | 195.9 | 30 |  | Solar | FIXED | Roof
SRP03689 | SUNTECH POWER | STP200-18/UB-1 | 205 | 30 | 183.9 | 25 |  | Solar | FIXED | Roof
SRP03690 | UNITED SOLAR OVONIC | PVL-144 | 144 | 2013 | 152 | 2.5 |  | Solar | FIXED | Roof
SRP03690 | UNITED SOLAR OVONIC | PVL-144 | 144 | 3905 | 152 | 2.5 |  | Solar | FIXED | Roof
SRP03690 | UNITED SOLAR OVONIC | PVL-144 | 144 | 4059 | 152 | 2.5 |  | Solar | FIXED | Roof
SRP03690 | UNITED SOLAR OVONIC | PVL-144 | 144 | 4026 | 242 | 2.5 |  | Solar | FIXED | Roof
SRP03691 | SUNTECH POWER | STP200-18/UB-1 | 205 | 56 | 233.5 | 30 |  | Solar | FIXED | Roof
SRP03693 | SUNTECH POWER | STP180-24/AB-1 | 185 | 66 | 270.5 | 20 |  | Solar | FIXED | Roof
SRP03694 | CHANGZHOU TRINA SOLAR ENERGY CO | TSM-185D | 230 | 32 | 233 | 22 |  | Solar | FIXED | Roof
SRP03695 | CHANGZHOU TRINA SOLAR ENERGY CO | TSM-185D | 235 | 36 | 105.3 | 18 |  | Solar | FIXED | Roof
SRP03696 | UNITED SOLAR OVONIC | PVL-93 | 144 | 22 | 177 | 16 |  | Solar | FIXED | Roof
SRP03697 | CHANGZHOU TRINA SOLAR ENERGY CO | TSM-185D | 235 | 116 | 180 | 30 |  | Solar | FIXED | Ground
SRP03698 | CHANGZHOU TRINA SOLAR ENERGY CO | TSM-185D | 230 | 24 | 177 | 30 |  | Solar | FIXED | Roof
SRP03698 | CHANGZHOU TRINA SOLAR ENERGY CO | TSM-185D | 230 | 14 | 267 | 26 |  | Solar | FIXED | Roof
SRP03699 | SUNTECH POWER | STP210-18/UB-1 | 235 | 103 | 140 | 5 |  | Solar | FIXED | Roof
SRP03700 | CHANGZHOU TRINA SOLAR ENERGY CO | TSM-185D | 235 | 26 | 247 | 30 |  | Solar | FIXED | Roof
SRP03702 | CHANGZHOU TRINA SOLAR ENERGY CO | TSM-185D | 235 | 16 | 170.4 | 30 |  | Solar | FIXED | Roof
SRP03703 | CHANGZHOU TRINA SOLAR ENERGY CO | TSM-185D | 230 | 26 | 211 | 34 |  | Solar | FIXED | Roof
SRP03704 | CHANGZHOU TRINA SOLAR ENERGY CO | TSM-185D | 230 | 36 | 181 | 32 |  | Solar | FIXED | Roof
SRP03705 | CHANGZHOU TRINA SOLAR ENERGY CO | TSM-185D | 235 | 46 | 104.2 | 30 |  | Solar | FIXED | Roof
SRP03706 | SUNTECH POWER | STP180-24/AB-1 | 185 | 32 | 165 | 35 |  | Solar | FIXED | Roof
SRP03708 | CHANGZHOU TRINA SOLAR ENERGY CO | TSM-185D | 235 | 46 | 220.1 | 35 |  | Solar | FIXED | Roof
SRP03709 | BP SOLAR | SX3200B | 215 | 12 | 218 | 40 |  | Solar | FIXED | Roof
SRP03710 | CHANGZHOU TRINA SOLAR ENERGY CO | TSM-185D | 235 | 24 | 186.2 | 10 |  | Solar | FIXED | Roof
SRP03711 | SUNPOWER | SPR-230-WHT-U | 230 | 24 | 192 | 30 |  | Solar | FIXED | Roof
SRP03712 | CHANGZHOU TRINA SOLAR ENERGY CO | TSM-185D | 235 | 11 | 160 | 41 |  | Solar | FIXED | Roof
SRP03713 | SHARP | ND-224U1F | 235 | 30 | 163.2 | 19 |  | Solar | FIXED | Roof
SRP03714 | CANADIAN SOLAR | CS6P-230 | 230 | 10 | 154 | 28 |  | Solar | FIXED | Roof
SRP03714 | CANADIAN SOLAR | CS6P-230 | 230 | 8 | 244 | 28 |  | Solar | FIXED | Roof
SRP03715 | MATRIX SOLAR/PHOTOWATT | PW1000-100 | 185 | 6 | 160 | 40 |  | Solar | FIXED | Roof
SRP03715 | MATRIX SOLAR/PHOTOWATT | PW1000-100 | 185 | 45 | 165 | 35 |  | Solar | FIXED | Ground
SRP03715 | MATRIX SOLAR/PHOTOWATT | PW1000-100 | 185 | 14 | 250 | 40 |  | Solar | FIXED | Roof
SRP03716 | SUNPOWER | SPR-225-BLK-U | 225 | 39 | 240 | 18 |  | Solar | FIXED | Roof
SRP03716 | SUNPOWER | SPR-225-BLK-U | 225 | 12 | 240 | 26 |  | Solar | FIXED | Roof
SRP03717 | SUNPOWER | SPR-225-BLK-U | 225 | 20 | 138 | 25 |  | Solar | FIXED | Roof
SRP03717 | SUNPOWER | SPR-225-BLK-U | 225 | 7 | 228 | 38 |  | Solar | FIXED | Roof
SRP03718 | SHARP | ND-224UC1 | 224 | 40 | 243 | 30 |  | Solar | FIXED | Roof
SRP03719 | SUNPOWER | SPR-230-WHT-U | 240 | 36 | 168 | 37 |  | Solar | FIXED | Roof
SRP03721 | SUNPOWER | SPR-230-WHT-U | 230 | 33 | 133 | 18 |  | Solar | FIXED | Roof
SRP03722 | CANADIAN SOLAR | CS6P-230 | 235 | 28 | 108 | 18 |  | Solar | FIXED | Roof
SRP03723 | UNITED SOLAR OVONIC | PVL-144 | 144 | 44 | 135 | 10 |  | Solar | FIXED | Roof
SRP03723 | UNITED SOLAR OVONIC | ASR-68 | 68 | 38 | 225 | 27 |  | Solar | FIXED | Roof
SRP03724 | CHANGZHOU TRINA SOLAR ENERGY CO | TSM-185D | 230 | 36 | 100 | 22 |  | Solar | FIXED | Roof
SRP03725 | TRINA SOLAR | TSM-230PA05 | 230 | 22 | 230 | 20 |  | Solar | FIXED | Roof
SRP03726 | SCHUCO USA |  | 230 | 121 | 180 | 10 |  | Solar | FIXED | Roof
SRP03727 | SANYO ELECTRIC | HIP-205BA5 | 220 | 27 | 121 | 19 |  | Solar | FIXED | Roof
SRP03729 | BAODING YINGLI NEW ENERGY RESOURCES CO | YL175(156) | 230 | 30 | 180 | 30 |  | Solar | FIXED | Ground
SRP03731 | REC SCANMODULE | SCM230 | 235 | 54 | 217 | 18 |  | Solar | FIXED | Roof
SRP03732 | REC SCANMODULE | SCM230 | 235 | 39 | 217 | 15 |  | Solar | FIXED | Roof
SRP03733 | BAODING YINGLI NEW ENERGY RESOURCES CO | YL175(156) | 225 | 35 | 180 | 25 |  | Solar | FIXED | Ground
SRP03735 | BP SOLAR | SX3200N_Q | 230 | 36 | 175 | 23 |  | Solar | FIXED | Roof
SRP03736 | SUNTECH POWER | STP180-24/AB-1 | 185 | 45 | 210 | 37 |  | Solar | FIXED | Roof
SRP03736 | SUNTECH POWER | STP180S-24/AB-1 | 185 | 9 | 300 | 37 |  | Solar | FIXED | Roof
SRP03737 | SUNTECH POWER | STP200-18/UB-1 | 205 | 28 | 160.4 | 15 |  | Solar | FIXED | Roof
SRP03738 | REC SCANMODULE | SCM230 | 240 | 48 | 180 | 30 |  | Solar | FIXED | Ground
SRP03739 | CHANGZHOU TRINA SOLAR ENERGY CO | TSM-185D | 235 | 39 | 171 | 20 |  | Solar | FIXED | Roof
SRP03740 | SOLARWORLD | SW185MONO | 240 | 30 | 135 | 20 |  | Solar | FIXED | Roof
SRP03740 | SOLARWORLD | SW185MONO | 240 | 30 | 135 | 30 |  | Solar | FIXED | Roof
SRP03741 | SUNPOWER | SPR-230-WHT-U | 230 | 28 | 177 | 20 |  | Solar | FIXED | Roof
SRP03742 | SUNPOWER | SPR-225-BLK-U | 225 | 54 | 188 | 39.5 |  | Solar | FIXED | Ground
SRP03743 | CHANGZHOU TRINA SOLAR ENERGY CO | TSM-185D | 235 | 33 | 113.6 | 32 |  | Solar | FIXED | Roof
SRP03744 | SUNTECH POWER | STP210-18/UB-1 | 225 | 40 | 116 | 10 |  | Solar | FIXED | Roof
SRP03744 | SUNTECH POWER | STP200-18/UB-1 | 225 | 8 | 116 | 12 |  | Solar | FIXED | Roof
SRP03744 | SUNTECH POWER | STP210-18/UB-1 | 225 | 15 | 206 | 25 |  | Solar | FIXED | Roof
SRP03744 | SUNTECH POWER | STP210-18/UB-1 | 225 | 16 | 206 | 44 |  | Solar | FIXED | Roof
SRP03745 | CHANGZHOU TRINA SOLAR ENERGY CO | TSM-185D | 235 | 20 | 242.1 | 20 |  | Solar | FIXED | Roof
SRP03746 | SUNTECH POWER | STP200UB | 205 | 42 | 193.3 | 15 |  | Solar | FIXED | Roof
SRP03747 | SUNTECH POWER | STP200UB | 205 | 26 | 106.1 | 22 |  | Solar | FIXED | Roof
SRP03748 | CHANGZHOU TRINA SOLAR ENERGY CO | TSM-185D | 235 | 33 | 172 | 30 |  | Solar | FIXED | Roof
SRP03749 | CHANGZHOU TRINA SOLAR ENERGY CO | TSM-185D | 230 | 12 | 116 | 18 |  | Solar | FIXED | Roof
SRP03749 | CHANGZHOU TRINA SOLAR ENERGY CO | TSM-185D | 230 | 12 | 206 | 18 |  | Solar | FIXED | Roof
SRP03750 | KYOCERA SOLAR | KD210GX-LP | 235 | 503 | 180 | 0 |  | Solar | FIXED | Roof
SRP03750 | KYOCERA SOLAR | KD210GX-LP | 240 | 113 | 180 | 0 |  | Solar | FIXED | Roof
SRP03751 | KYOCERA SOLAR | KD210GX-LP | 235 | 3310 | 180 | 0 |  | Solar | FIXED | Roof
SRP03751 | KYOCERA SOLAR | KD210GX-LP | 240 | 610 | 180 | 0 |  | Solar | FIXED | Roof
SRP03752 | CHANGZHOU TRINA SOLAR ENERGY CO | TSM-185D | 235 | 12 | 130.1 | 20 |  | Solar | FIXED | Roof
SRP03752 | CHANGZHOU TRINA SOLAR ENERGY CO | TSM-185D | 235 | 6 | 220.1 | 20 |  | Solar | FIXED | Roof
SRP03753 | CHANGZHOU TRINA SOLAR ENERGY CO | TSM-185D | 235 | 54 | 90.8 | 30 |  | Solar | FIXED | Roof
SRP03754 | SUNTECH POWER | STP180S-24/AB-1 | 185 | 40 | 101 | 28 |  | Solar | FIXED | Roof
SRP03755 | CHANGZHOU TRINA SOLAR ENERGY CO | TSM-185D | 235 | 22 | 159.8 | 35 |  | Solar | FIXED | Roof
SRP03756 | SCHUCO USA |  | 215 | 60 | 165.8 | 10 |  | Solar | FIXED | Roof
SRP03756 | SCHUCO USA |  | 210 | 60 | 165.8 | 25 |  | Solar | FIXED | Roof
SRP03756 | SCHUCO USA |  | 215 | 30 | 165.8 | 25 |  | Solar | FIXED | Roof
SRP03757 | CHANGZHOU TRINA SOLAR ENERGY CO | TSM-185D | 235 | 33 | 120.6 | 33 |  | Solar | FIXED | Roof
SRP03758 | SUNTECH POWER | STP180-24/AB-1 | 185 | 38 | 151 | 25 |  | Solar | FIXED | Roof
SRP03759 | SOLON AG FUER SOLARTECHNIK | P220/6+/01 235WP | 235 | 27 | 175 | 28 |  | Solar | FIXED | Roof
SRP03760 | SUNTECH POWER | STP180-24/AB-1 | 185 | 30 | 114.7 | 32 |  | Solar | FIXED | Roof
SRP03762 | BP SOLAR | SX3200B | 215 | 31 | 146 | 20 |  | Solar | FIXED | Roof
SRP03762 | BP SOLAR | SX3200B | 215 | 5 | 230 | 20 |  | Solar | FIXED | Roof
SRP03765 | SUNTECH POWER | STP180-24/AB-1 | 185 | 60 | 187 | 32 |  | Solar | FIXED | Roof
SRP03766 | SOLON AG FUER SOLARTECHNIK | P220/6+/01 235WP | 235 | 24 | 250 | 18.5 |  | Solar | FIXED | Roof
SRP03766 | SOLON AG FUER SOLARTECHNIK | P220/6+/01 235WP | 235 | 12 | 250 | 34 |  | Solar | FIXED | Ground
SRP03767 | BP SOLAR | BP3170N | 215 | 12 | 180 | 30 |  | Solar | FIXED | Roof
SRP03767 | BP SOLAR | BP3170N | 215 | 12 | 270 | 30 |  | Solar | FIXED | Roof
SRP03769 | SUNTECH POWER | STP200-18/UB-1 | 205 | 20 | 231.3 | 35 |  | Solar | FIXED | Roof
SRP03770 | MATRIX SOLAR/PHOTOWATT | PW1650-175 | 190 | 53 | 168 | 40 |  | Solar | FIXED | Roof
SRP03771 | SUNPOWER | SPR-230-WHT-U | 240 | 36 | 240 | 32 |  | Solar | FIXED | Roof
SRP03773 | SHARP | ND-224U2 | 235 | 33 | 180 | 30 |  | Solar | FIXED | Ground
SRP03774 | CHANGZHOU TRINA SOLAR ENERGY CO | TSM-185D | 230 | 26 | 211 | 19 |  | Solar | FIXED | Roof
SRP03779 | BP SOLAR | SX3200B | 215 | 6 | 208 | 14 |  | Solar | FIXED | Roof
SRP03779 | BP SOLAR | BP3170N | 215 | 22 | 208 | 20 |  | Solar | FIXED | Roof
SRP03780 | SUNPOWER | SPR-230-WHT-U | 230 | 55 | 210 | 22 |  | Solar | FIXED | Roof
SRP03781 | CHANGZHOU TRINA SOLAR ENERGY CO | TSM-185D | 235 | 33 | 175 | 20 |  | Solar | FIXED | Roof
SRP03782 | CHANGZHOU TRINA SOLAR ENERGY CO | TSM-185D | 230 | 14 | 152 | 37 |  | Solar | FIXED | Roof
SRP03782 | CHANGZHOU TRINA SOLAR ENERGY CO | TSM-185D | 230 | 30 | 241 | 25 |  | Solar | FIXED | Roof
SRP03785 | SHARP | NT-175UC1 | 175 | 36 | 130 | 35 |  | Solar | FIXED | Roof
SRP03786 | CHANGZHOU TRINA SOLAR ENERGY CO | TSM-185D | 230 | 10 | 120 | 23 |  | Solar | FIXED | Roof
SRP03786 | CHANGZHOU TRINA SOLAR ENERGY CO | TSM-185D | 230 | 20 | 210 | 23 |  | Solar | FIXED | Roof
SRP03787 | CHANGZHOU TRINA SOLAR ENERGY CO | TSM-185D | 230 | 4 | 148 | 30 |  | Solar | FIXED | Roof
SRP03787 | CHANGZHOU TRINA SOLAR ENERGY CO | TSM-185D | 230 | 14 | 148 | 37 |  | Solar | FIXED | Roof
SRP03787 | CHANGZHOU TRINA SOLAR ENERGY CO | TSM-185D | 230 | 10 | 237 | 23 |  | Solar | FIXED | Roof
SRP03788 | ET SOLAR INDUSTRY | ET-P672275 | 275 | 18 | 121 | 20 |  | Solar | FIXED | Roof
SRP03788 | ET SOLAR INDUSTRY | ET-P672275 | 275 | 9 | 211 | 35 |  | Solar | FIXED | Roof
SRP03789 | SUNPOWER | SPR-225-BLK-U | 225 | 42 | 160 | 45 |  | Solar | FIXED | Roof
SRP03790 | CHANGZHOU TRINA SOLAR ENERGY CO | TSM-185D | 230 | 13 | 155 | 10 |  | Solar | FIXED | Roof
SRP03790 | CHANGZHOU TRINA SOLAR ENERGY CO | TSM-185D | 230 | 13 | 155 | 35 |  | Solar | FIXED | Roof
SRP03791 | CHANGZHOU TRINA SOLAR ENERGY CO | TSM-185D | 230 | 7 | 1 | 1 |  | Solar | FIXED | Roof
SRP03791 | CHANGZHOU TRINA SOLAR ENERGY CO | TSM-185D | 230 | 6 | 105 | 34 |  | Solar | FIXED | Roof
SRP03791 | CHANGZHOU TRINA SOLAR ENERGY CO | TSM-185D | 230 | 4 | 195 | 34 |  | Solar | FIXED | Roof
SRP03792 | WEBEL SL ENERGY SYSTEMS | W1600-165 | 175 | 13 | 228 | 30 |  | Solar | FIXED | Roof
SRP03792 | WEBEL SL ENERGY SYSTEMS | W1600-165 | 185 | 32 | 228 | 30 |  | Solar | FIXED | Roof
SRP03793 | SHARP | ND-224U2 | 235 | 40 | 186 | 25 |  | Solar | FIXED | Roof
SRP03794 | CHANGZHOU TRINA SOLAR ENERGY CO | TSM-185D | 230 | 39 | 150 | 37 |  | Solar | FIXED | Roof
SRP03795 | MATRIX SOLAR/PHOTOWATT | PW1650-175 | 255 | 48 | 167 | 35 |  | Solar | FIXED | Ground
SRP03796 | CHANGZHOU TRINA SOLAR ENERGY CO | TSM-185D | 230 | 26 | 175 | 30 |  | Solar | FIXED | Roof
SRP03797 | SUNPOWER | SPR-230-WHT-U | 240 | 200 | 206 | 5 |  | Solar | FIXED | Roof
SRP03798 | CHANGZHOU TRINA SOLAR ENERGY CO | TSM-185D | 230 | 30 | 211 | 34 |  | Solar | FIXED | Roof
SRP03799 | SUNPOWER | SPR-225-BLK-U | 228 | 26 | 187 | 33 |  | Solar | FIXED | Roof
SRP03800 | REC SCANMODULE | SCM230 | 240 | 10 | 119 | 18 |  | Solar | FIXED | Roof
SRP03800 | REC SCANMODULE | SCM230 | 240 | 12 | 119 | 18 |  | Solar | FIXED | Roof
SRP03800 | REC SCANMODULE | SCM230 | 240 | 7 | 119 | 75 |  | Solar | FIXED | Roof
SRP03800 | REC SCANMODULE | SCM230 | 240 | 24 | 209 | 18 |  | Solar | FIXED | Roof
SRP03801 | CHANGZHOU TRINA SOLAR ENERGY CO | TSM-185D | 225 | 46 | 165 | 26 |  | Solar | FIXED | Roof
SRP03802 | SUNPOWER | SPR-230-WHT-U | 240 | 33 | 132 | 30 |  | Solar | FIXED | Roof
SRP03802 | SUNPOWER | SPR-230-WHT-U | 240 | 15 | 222 | 30 |  | Solar | FIXED | Roof
SRP03803 | SUNPOWER | SPR-230-WHT-U | 238 | 22 | 175 | 34 |  | Solar | FIXED | Roof
SRP03806 | CHANGZHOU TRINA SOLAR ENERGY CO | TSM-185D | 235 | 30 | 180 | 30 |  | Solar | FIXED | Ground
SRP03807 | CONERGY AG | S 175MU | 230 | 24 | 172 | 12 |  | Solar | FIXED | Roof
SRP03808 | SUNPOWER | SPR-230-WHT-U | 230 | 23 | 120 | 9 |  | Solar | FIXED | Roof
SRP03809 | BAODING YINGLI NEW ENERGY RESOURCES CO | YL175(156) | 235 | 1118 | 218 | 5 |  | Solar | FIXED | Roof
SRP03810 | BP SOLAR | SX3200W | 230 | 16 | 135 | 34 |  | Solar | FIXED | Roof
SRP03810 | BP SOLAR | SX3200W | 230 | 14 | 225 | 34 |  | Solar | FIXED | Roof
SRP03812 | CANADIAN SOLAR | CS5P-240 | 250 | 28 | 180 | 35 |  | Solar | FIXED | Ground
SRP03814 | CHANGZHOU TRINA SOLAR ENERGY CO | TSM-185D | 235 | 14 | 161 | 19 |  | Solar | FIXED | Roof
SRP03815 | BP SOLAR | BP3170N | 215 | 8 | 178 | 45 |  | Solar | FIXED | Roof
SRP03815 | BP SOLAR | SX3200B | 215 | 22 | 179 | 18 |  | Solar | FIXED | Roof
SRP03816 | BP SOLAR | BP3160S | 215 | 14 | 181 | 23 |  | Solar | FIXED | Roof
SRP03817 | CHANGZHOU TRINA SOLAR ENERGY CO | TSM-185D | 230 | 28 | 217 | 19 |  | Solar | FIXED | Roof
SRP03819 | CHANGZHOU TRINA SOLAR ENERGY CO | TSM-185D | 230 | 40 | 164 | 30 |  | Solar | FIXED | Roof
SRP03820 | CHANGZHOU TRINA SOLAR ENERGY CO | TSM-185D | 230 | 33 | 208 | 32 |  | Solar | FIXED | Roof
SRP03822 | CHANGZHOU TRINA SOLAR ENERGY CO | TSM-185D | 235 | 20 | 170 | 34 |  | Solar | FIXED | Roof
SRP03823 | CHANGZHOU TRINA SOLAR ENERGY CO | TSM-185D | 230 | 36 | 129 | 26 |  | Solar | FIXED | Roof
SRP03824 | CHANGZHOU TRINA SOLAR ENERGY CO | TSM-185D | 230 | 36 | 246 | 30 |  | Solar | FIXED | Roof
SRP03827 | CHANGZHOU TRINA SOLAR ENERGY CO | TSM-185D | 235 | 15 | 156 | 19 |  | Solar | FIXED | Roof
SRP03827 | CHANGZHOU TRINA SOLAR ENERGY CO | TSM-185D | 235 | 27 | 245 | 19 |  | Solar | FIXED | Roof
SRP03828 | CHANGZHOU TRINA SOLAR ENERGY CO | TSM-185D | 235 | 24 | 200 | 15 |  | Solar | FIXED | Roof
SRP03829 | CHANGZHOU TRINA SOLAR ENERGY CO | TSM-185D | 230 | 14 | 230 | 20 |  | Solar | FIXED | Roof
SRP03830 | CHANGZHOU TRINA SOLAR ENERGY CO | TSM-185D | 235 | 39 | 195 | 24 |  | Solar | FIXED | Roof
SRP03832 | CHANGZHOU TRINA SOLAR ENERGY CO | TSM-185D | 235 | 22 | 200 | 11 |  | Solar | FIXED | Roof
SRP03834 | SUNTECH POWER | STP200-18/UB-1 | 205 | 34 | 132.6 | 35 |  | Solar | FIXED | Roof
SRP03835 | SUNTECH POWER | STP200-18/UB-1 | 205 | 39 | 271.1 | 27 |  | Solar | FIXED | Roof
SRP03836 | SUNTECH POWER | STP180-24/AB-1 | 185 | 36 | 185 | 30 |  | Solar | FIXED | Roof
SRP03837 | CHANGZHOU TRINA SOLAR ENERGY CO | TSM-185D | 235 | 33 | 186 | 17 |  | Solar | FIXED | Roof
SRP03839 | TRINA SOLAR | TSM-230PA05 | 230 | 36 | 97 | 20 |  | Solar | FIXED | Roof
SRP03839 | TRINA SOLAR | TSM-230PA05 | 230 | 12 | 203 | 40 |  | Solar | FIXED | Roof
SRP03840 | SUNTECH POWER | STP200-18/UB-1 | 205 | 22 | 125.9 | 15 |  | Solar | FIXED | Roof
SRP03840 | SUNTECH POWER | STP200UB | 205 | 6 | 215.9 | 22 |  | Solar | FIXED | Roof
SRP03841 | SOLARWORLD | SW185MONO | 240 | 182 | 194 | 10 |  | Solar | FIXED | Roof
SRP03842 | SUNPOWER | SPR-230-WHT-U | 230 | 20 | 158 | 21 |  | Solar | FIXED | Roof
SRP03843 | SUNPOWER | SPR-230-WHT-U | 230 | 40 | 117 | 39 |  | Solar | FIXED | Roof
SRP03844 | SUNTECH POWER | STP180-24/AB-1 | 185 | 33 | 97.5 | 25 |  | Solar | FIXED | Roof
SRP03844 | SUNTECH POWER | STP180-24/AB-1 | 185 | 18 | 277.5 | 45 |  | Solar | FIXED | Roof
SRP03845 | CHANGZHOU TRINA SOLAR ENERGY CO | TSM-185D | 230 | 22 | 205 | 30 |  | Solar | FIXED | Roof
SRP03846 | SUNTECH POWER | STP180-24/AB-1 | 185 | 28 | 186.6 | 22 |  | Solar | FIXED | Roof
SRP03848 | CHANGZHOU TRINA SOLAR ENERGY CO | TSM-185D | 235 | 36 | 169.9 | 30 |  | Solar | FIXED | Roof
SRP03850 | CHANGZHOU TRINA SOLAR ENERGY CO | TSM-185D | 235 | 22 | 219.5 | 44 |  | Solar | FIXED | Roof
SRP03851 | SUNTECH POWER | STP180-24/AB-1 | 185 | 40 | 164 | 30 |  | Solar | FIXED | Roof
SRP03855 | UNKNOWN | UNKNOWN | 235 | 4 | 87 | 45 |  | Solar | FIXED | Roof
SRP03855 | UNKNOWN | UNKNOWN | 235 | 13 | 177 | 30 |  | Solar | FIXED | Roof
SRP03855 | UNKNOWN | UNKNOWN | 235 | 16 | 267 | 45 |  | Solar | FIXED | Roof
SRP03858 | BP SOLAR | BP3170N | 215 | 36 | 265 | 19 |  | Solar | FIXED | Roof
SRP03859 | SUNTECH POWER | STP180S-24/AB-1 | 185 | 28 | 170 | 26 |  | Solar | FIXED | Roof
SRP03859 | SUNTECH POWER | STP180-24/AB-1 | 185 | 28 | 260 | 36 |  | Solar | FIXED | Roof
SRP03860 | BP SOLAR | BP3170N | 215 | 20 | 220 | 23 |  | Solar | FIXED | Roof
SRP03861 | SUNTECH POWER | STP180-24/AB-1 | 185 | 24 | 172 | 16 |  | Solar | FIXED | Roof
SRP03861 | SUNTECH POWER | STP180S-24/AB-1 | 185 | 40 | 246 | 32 |  | Solar | FIXED | Roof
SRP03864 | CHANGZHOU TRINA SOLAR ENERGY CO | TSM-185D | 230 | 14 | 126.5 | 32 |  | Solar | FIXED | Roof
SRP03864 | CHANGZHOU TRINA SOLAR ENERGY CO | TSM-185D | 230 | 20 | 126.5 | 32 |  | Solar | FIXED | Roof
SRP03865 | CHANGZHOU TRINA SOLAR ENERGY CO | TSM-185D | 230 | 44 | 204 | 20 |  | Solar | FIXED | Roof
SRP03866 | CHANGZHOU TRINA SOLAR ENERGY CO | TSM-185D | 230 | 33 | 133.3 | 22 |  | Solar | FIXED | Roof
SRP03867 | MATRIX SOLAR/PHOTOWATT | PW750-90 | 240 | 364 | 175 | 10 |  | Solar | FIXED | Roof
SRP03868 | CHANGZHOU TRINA SOLAR ENERGY CO | TSM-185D | 230 | 33 | 212.4 | 26 |  | Solar | FIXED | Roof
SRP03869 | MATRIX SOLAR/PHOTOWATT | PW1650-175 | 230 | 534 | 222 | 10 |  | Solar | FIXED | Roof
SRP03870 | CHANGZHOU TRINA SOLAR ENERGY CO | TSM-185D | 230 | 33 | 162.3 | 18 |  | Solar | FIXED | Roof
SRP03871 | MATRIX SOLAR/PHOTOWATT | PW750-90 | 240 | 1248 | 163 | 10 |  | Solar | FIXED | Roof
SRP03872 | CHANGZHOU TRINA SOLAR ENERGY CO | TSM-185D | 230 | 26 | 208.3 | 18 |  | Solar | FIXED | Roof
SRP03873 | REC SCANMODULE | SCM230 | 240 | 13 | 180 | 32 |  | Solar | FIXED | Roof
SRP03873 | REC SCANMODULE | SCM230 | 240 | 22 | 270 | 34 |  | Solar | FIXED | Roof
SRP03874 | SUNPOWER | SPR-315E-WHT-U | 320 | 15 | 154 | 25 |  | Solar | FIXED | Roof
SRP03875 | SUNTECH POWER | STP210-18/UB-1 | 280 | 700 | 189 | 15 |  | Solar | FIXED | Roof
SRP03876 | BAODING YINGLI NEW ENERGY RESOURCES CO | YL175(156) | 235 | 3416 | 139 | 10 |  | Solar | FIXED | Roof
SRP03877 | SUNTECH POWER | STP21018 | 280 | 5850 | 189 | 15 |  | Solar | FIXED | Roof
SRP03878 | CHANGZHOU TRINA SOLAR ENERGY CO | TSM-185D | 230 | 40 | 171 | 20 |  | Solar | FIXED | Roof
SRP03879 | SOLARWORLD | SW185MONO | 235 | 52 | 219.4 | 5 |  | Solar | FIXED | Roof
SRP03880 | ET SOLAR INDUSTRY | ET-P672280 | 280 | 18 | 107 | 28 |  | Solar | FIXED | Roof
SRP03880 | ET SOLAR INDUSTRY | ET-P672280 | 280 | 19 | 107 | 28 |  | Solar | FIXED | Roof
SRP03880 | ET SOLAR INDUSTRY | ET-P672280 | 280 | 7 | 179 | 12 |  | Solar | FIXED | Roof
SRP03880 | ET SOLAR INDUSTRY | ET-P672280 | 280 | 12 | 179 | 26 |  | Solar | FIXED | Roof
SRP03881 | SOLARWORLD | SW185MONO | 235 | 832 | 220 | 5 |  | Solar | FIXED | Roof
SRP03882 | KYOCERA SOLAR | KD210GX-LP | 240 | 10 | 180 | 40 |  | Solar | FIXED | Roof
SRP03882 | KYOCERA SOLAR | KD210GX-LP | 240 | 56 | 270 | 33 |  | Solar | FIXED | Roof
SRP03883 | KYOCERA SOLAR | KD210GX-LP | 240 | 33 | 158 | 30 |  | Solar | FIXED | Roof
SRP03883 | KYOCERA SOLAR | KD210GX-LP | 240 | 9 | 158 | 36 |  | Solar | FIXED | Roof
SRP03883 | KYOCERA SOLAR | KD210GX-LP | 240 | 10 | 248 | 36 |  | Solar | FIXED | Roof
SRP03883 | KYOCERA SOLAR | KD210GX-LP | 240 | 8 | 248 | 38 |  | Solar | FIXED | Roof
SRP03883 | KYOCERA SOLAR | KD210GX-LP | 240 | 6 | 248 | 48 |  | Solar | FIXED | Roof
SRP03884 | CONERGY AG | S 175MU | 235 | 46 | 204 | 28 |  | Solar | FIXED | Ground
SRP03885 | SANYO ELECTRIC | HIP-205BA5 | 220 | 44 | 168 | 27 |  | Solar | FIXED | Roof
SRP03885 | SANYO ELECTRIC | HIP-205BA5 | 220 | 9 | 258 | 27 |  | Solar | FIXED | Roof
SRP03886 | CANADIAN SOLAR | CS5P-240 | 250 | 42 | 183 | 33 |  | Solar | FIXED | Roof
SRP03887 | CANADIAN SOLAR | CS5P-240 | 250 | 32 | 180 | 30 |  | Solar | FIXED | Roof
SRP03888 | SUNTECH POWER | STP200-18/UB-1 | 205 | 24 | 244 | 25 |  | Solar | FIXED | Roof
SRP03889 | CHANGZHOU TRINA SOLAR ENERGY CO | TSM-185D | 235 | 24 | 230.9 | 40 |  | Solar | FIXED | Roof
SRP03890 | CHANGZHOU TRINA SOLAR ENERGY CO | TSM-185D | 235 | 50 | 262 | 40 |  | Solar | FIXED | Roof
SRP03891 | SUNPOWER | SPR-225-BLK-U | 225 | 30 | 257.2 | 44 |  | Solar | FIXED | Roof
SRP03892 | SUNTECH POWER | STP180S-24/AB-1 | 190 | 32 | 102 | 30 |  | Solar | FIXED | Roof
SRP03893 | SOLARWORLD | SW185MONO | 235 | 14 | 132 | 26 |  | Solar | FIXED | Roof
SRP03893 | SOLARWORLD | SW185MONO | 235 | 19 | 220 | 26 |  | Solar | FIXED | Roof
SRP03894 | CHANGZHOU TRINA SOLAR ENERGY CO | TSM-185D | 235 | 20 | 238 | 31 |  | Solar | FIXED | Roof
SRP03894 | CHANGZHOU TRINA SOLAR ENERGY CO | TSM-185D | 235 | 20 | 238 | 34 |  | Solar | FIXED | Roof
SRP03895 | CHANGZHOU TRINA SOLAR ENERGY CO | TSM-185D | 225 | 19 | 155 | 26 |  | Solar | 1AXIS | Roof
SRP03895 | CHANGZHOU TRINA SOLAR ENERGY CO | TSM-185D | 230 | 7 | 155 | 26 |  | Solar | 1AXIS | Roof
SRP03895 | SHARP | ND-167UC1 | 170 | 1 | 155 | 26 |  | Solar | 1AXIS | Roof
SRP03895 | SHARP | ND-216U1F | 216 | 1 | 155 | 26 |  | Solar | 1AXIS | Roof
SRP03896 | SUNTECH POWER | STP180-24/AB-1 | 185 | 7 | 147.5 | 20 |  | Solar | FIXED | Roof
SRP03896 | SUNTECH POWER | STP190S-18/UB-1 | 185 | 41 | 237.5 | 22 |  | Solar | FIXED | Roof
SRP03897 | SUNTECH POWER | STP190-18/UB-1 | 190 | 18 | 171 | 25 |  | Solar | FIXED | Roof
SRP03897 | SUNTECH POWER | STP190S-18/UB-1 | 190 | 22 | 171 | 43 |  | Solar | FIXED | Roof
SRP03898 | SCHUCO USA |  | 185 | 36 | 157 | 30 |  | Solar | FIXED | Roof
SRP03898 | SCHUCO USA |  | 185 | 12 | 247 | 45 |  | Solar | FIXED | Roof
SRP03899 | SUNTECH POWER | STP200-18/UB-1 | 205 | 34 | 183.6 | 20 |  | Solar | FIXED | Roof
SRP03900 | CANADIAN SOLAR | CS6P-230 | 230 | 16 | 90 | 22 |  | Solar | FIXED | Roof
SRP03900 | CANADIAN SOLAR | CS6P-225 | 230 | 29 | 270 | 22 |  | Solar | FIXED | Roof
SRP03901 | SOLARWORLD | SW185MONO | 320 | 1379 | 212 | 10 |  | Solar | FIXED | Roof
SRP03902 | SCHUCO USA |  | 185 | 48 | 235 | 23 |  | Solar | FIXED | Roof
SRP03903 | CHANGZHOU TRINA SOLAR ENERGY CO | TSM-185D | 235 | 30 | 264.8 | 20 |  | Solar | FIXED | Roof
SRP03904 | CHANGZHOU TRINA SOLAR ENERGY CO | TSM-185D | 235 | 18 | 180 | 30 |  | Solar | FIXED | Ground
SRP03905 | SUNTECH POWER | STP180S-24/AB-1 | 185 | 3 | 158 | 17 |  | Solar | FIXED | Roof
SRP03905 | SUNTECH POWER | STP180-24/AB-1 | 185 | 31 | 248 | 17 |  | Solar | FIXED | Roof
SRP03906 | SOLARWORLD | SW185MONO | 245 | 7 | 189 | 12 |  | Solar | FIXED | Roof
SRP03906 | SOLARWORLD | SW185MONO | 245 | 8 | 189 | 45 |  | Solar | FIXED | Roof
SRP03907 | SUNTECH POWER | STP190S-18/UB-1 | 190 | 19 | 135 | 17 |  | Solar | FIXED | Roof
SRP03907 | SUNTECH POWER | STP190-18/UB-1 | 190 | 23 | 225 | 17 |  | Solar | FIXED | Roof
SRP03908 | CANADIAN SOLAR | CS5P-240 | 250 | 41 | 170 | 40 |  | Solar | FIXED | Roof
SRP03909 | SUNPOWER | SPR-305-WHT-U | 308 | 928 | 157 | 5 |  | Solar | FIXED | Roof
SRP03910 | CANADIAN SOLAR | CS5P-240 | 250 | 28 | 139 | 30 |  | Solar | FIXED | Roof
SRP03910 | CANADIAN SOLAR | CS6P-230 | 250 | 10 | 229 | 30 |  | Solar | FIXED | Roof
SRP03911 | SANYO ELECTRIC | HIP-205BA5 | 220 | 10 | 205 | 17 |  | Solar | FIXED | Roof
SRP03911 | SANYO ELECTRIC | HIP-205BA5 | 220 | 54 | 205 | 33 |  | Solar | FIXED | Roof
SRP03912 | MATRIX SOLAR/PHOTOWATT | PW1000-100 | 190 | 7 | 110.8 | 20 |  | Solar | FIXED | Roof
SRP03912 | MATRIX SOLAR/PHOTOWATT | PW1650-175 | 190 | 39 | 200.8 | 20 |  | Solar | FIXED | Roof
SRP03913 | SANYO ELECTRIC | HIP-205BA19 | 220 | 63 | 113 | 35 |  | Solar | FIXED | Roof
SRP03914 | BP SOLAR | BP3170N | 230 | 48 | 170 | 12 |  | Solar | FIXED | Roof
SRP03914 | BP SOLAR | BP3170N | 230 | 75 | 170 | 20 |  | Solar | FIXED | Roof
SRP03915 | SUNPOWER | SPR-305-WHT-U | 308 | 1024 | 157 | 5 |  | Solar | FIXED | Roof
SRP03916 | SUNTECH POWER | STP180-24/AB-1 | 185 | 49 | 163 | 27 |  | Solar | FIXED | Roof
SRP03918 | SUNTECH POWER | STP180S-24/AB-1 | 185 | 11 | 118 | 23 |  | Solar | FIXED | Roof
SRP03918 | SUNTECH POWER | STP190S-18/UB-1 | 185 | 34 | 208 | 23 |  | Solar | FIXED | Roof
SRP03919 | SUNTECH POWER | STP180-24/AB-1 | 185 | 14 | 190 | 33 |  | Solar | FIXED | Roof
SRP03920 | SUNTECH POWER | STP190-18/UB-1 | 190 | 47 | 194 | 23 |  | Solar | FIXED | Roof
SRP03920 | SUNTECH POWER | STP190-18/UB-1 | 190 | 4 | 284 | 40 |  | Solar | FIXED | Roof
SRP03922 | UNKNOWN | UNKNOWN | 230 | 41 | 117 | 27 |  | Solar | FIXED | Roof
SRP03925 | ET SOLAR INDUSTRY | ET-P672280 | 280 | 462 | 145 | 10 |  | Solar | FIXED | Roof
SRP03926 | SUNTECH POWER | STP200UB | 225 | 16 | 186 | 21 |  | Solar | FIXED | Roof
SRP03927 | CHANGZHOU TRINA SOLAR ENERGY CO | TSM-185D | 235 | 28 | 209.3 | 25 |  | Solar | FIXED | Roof
SRP03928 | CHANGZHOU TRINA SOLAR ENERGY CO | TSM-185D | 235 | 27 | 193.2 | 34 |  | Solar | FIXED | Roof
SRP03930 | CHANGZHOU TRINA SOLAR ENERGY CO | TSM-185D | 240 | 20 | 195 | 25 |  | Solar | FIXED | Roof
SRP03931 | SUNTECH POWER | STP200S-18/UB-1 | 205 | 28 | 165.1 | 25 |  | Solar | FIXED | Roof
SRP03932 | SUNTECH POWER | STP200-18/UB-1 | 205 | 36 | 195 | 20 |  | Solar | FIXED | Roof
SRP03933 | SUNTECH POWER | STP200-18/UB-1 | 205 | 48 | 208 | 35 |  | Solar | FIXED | Roof
SRP03934 | SUNTECH POWER | STP200UB | 205 | 10 | 109 | 26 |  | Solar | FIXED | Roof
SRP03934 | SUNTECH POWER | STP200-18/UB-1 | 205 | 18 | 199 | 24 |  | Solar | FIXED | Roof
SRP03935 | SUNTECH POWER | STP180-24/AB-1 | 185 | 44 | 105.4 | 35 |  | Solar | FIXED | Roof
SRP03936 | CHANGZHOU TRINA SOLAR ENERGY CO | TSM-185D | 235 | 38 | 227.5 | 20 |  | Solar | FIXED | Roof
SRP03937 | SUNTECH POWER | STP180-24/AB-1 | 185 | 30 | 146.1 | 22 |  | Solar | FIXED | Roof
SRP03938 | CHANGZHOU TRINA SOLAR ENERGY CO | TSM-185D | 235 | 26 | 100.3 | 30 |  | Solar | FIXED | Roof
SRP03939 | CHANGZHOU TRINA SOLAR ENERGY CO | TSM-185D | 235 | 30 | 126.7 | 20 |  | Solar | FIXED | Roof
SRP03940 | CHANGZHOU TRINA SOLAR ENERGY CO | TSM-185D | 235 | 15 | 127 | 20 |  | Solar | FIXED | Roof
SRP03940 | CHANGZHOU TRINA SOLAR ENERGY CO | TSM-185D | 235 | 51 | 217 | 20 |  | Solar | FIXED | Roof
SRP03941 | SUNTECH POWER | STP180S-24/AB-1 | 185 | 34 | 221.9 | 30 |  | Solar | FIXED | Roof
SRP03942 | SUNTECH POWER | STP180S-24/AB-1 | 185 | 54 | 101.3 | 36 |  | Solar | FIXED | Roof
SRP03944 | SUNTECH POWER | STP200UB | 205 | 12 | 212.6 | 22 |  | Solar | FIXED | Roof
SRP03944 | SUNTECH POWER | STP200-18/UB-1 | 205 | 36 | 260.4 | 22 |  | Solar | FIXED | Roof
SRP03945 | CHANGZHOU TRINA SOLAR ENERGY CO | TSM-185D | 235 | 647 | 162 | 5 |  | Solar | FIXED | Roof
SRP03945 | CHANGZHOU TRINA SOLAR ENERGY CO | TSM-185D | 235 | 637 | 169 | 5 |  | Solar | FIXED | Roof
SRP03946 | CHANGZHOU TRINA SOLAR ENERGY CO | TSM-185D | 235 | 30 | 85.5 | 30 |  | Solar | FIXED | Roof
SRP03946 | CHANGZHOU TRINA SOLAR ENERGY CO | TSM-185D | 235 | 20 | 85.5 | 45 |  | Solar | FIXED | Roof
SRP03947 | SOLYNDRA | SL-002-182U | 245 | 165 | 205 | 0 |  | Solar | FIXED | Roof
SRP03947 | SOLYNDRA | SL-002-182U | 245 | 30 | 205 | 62 |  | Solar | FIXED | Roof
SRP03948 | CHANGZHOU TRINA SOLAR ENERGY CO | TSM-185D | 240 | 12 | 187.8 | 13 |  | Solar | FIXED | Roof
SRP03948 | CHANGZHOU TRINA SOLAR ENERGY CO | TSM-185D | 240 | 32 | 187.8 | 20 |  | Solar | FIXED | Roof
SRP03949 | CHANGZHOU TRINA SOLAR ENERGY CO | TSM-185D | 235 | 24 | 126 | 28 |  | Solar | FIXED | Roof
SRP03950 | BAODING YINGLI NEW ENERGY RESOURCES CO | YL175(156) | 230 | 20 | 153 | 37 |  | Solar | FIXED | Roof
SRP03951 | SUNTECH POWER | STP200S-18/UB-1 | 205 | 30 | 206 | 30 |  | Solar | FIXED | Roof
SRP03953 | SUNTECH POWER | STP210S-18/UB-1 | 245 | 21 | 221 | 38 |  | Solar | FIXED | Roof
SRP03954 | CHANGZHOU TRINA SOLAR ENERGY CO | TSM-185D | 230 | 7560 | 188 | 11.8 |  | Solar | FIXED | Roof
SRP03954 | CHANGZHOU TRINA SOLAR ENERGY CO | TSM-185D | 235 | 2548 | 188 | 11.8 |  | Solar | FIXED | Roof
SRP03955 | BP SOLAR | BP3170N | 215 | 24 | 119 | 20 |  | Solar | FIXED | Roof
SRP03955 | BP SOLAR | SX3200B | 215 | 24 | 173 | 13 |  | Solar | FIXED | Roof
SRP03959 | CHANGZHOU TRINA SOLAR ENERGY CO | TSM-185D | 230 | 20 | 165 | 30 |  | Solar | FIXED | Roof
SRP03960 | SUNPOWER | SPR-225-BLK-U | 225 | 36 | 157 | 26 |  | Solar | FIXED | Roof
SRP03961 | SUNTECH POWER | STP21018 | 275 | 904 | 175 | 5 |  | Solar | FIXED | Roof
SRP03961 | SUNTECH POWER | STP210S-18/UB-1 | 275 | 713 | 355 | 5 |  | Solar | FIXED | Roof
SRP03962 | CHANGZHOU TRINA SOLAR ENERGY CO | TSM-185D | 235 | 18 | 128 | 10 |  | Solar | FIXED | Roof
SRP03962 | CHANGZHOU TRINA SOLAR ENERGY CO | TSM-185D | 235 | 24 | 128 | 18 |  | Solar | FIXED | Roof
SRP03963 | WEBEL SL ENERGY SYSTEMS | W1600-165 | 185 | 8 | 168 | 19 |  | Solar | FIXED | Roof
SRP03963 | WEBEL SL ENERGY SYSTEMS | W1600-165 | 185 | 24 | 258 | 19 |  | Solar | FIXED | Roof
SRP03966 | CHANGZHOU TRINA SOLAR ENERGY CO | TSM-185D | 230 | 20 | 201 | 38 |  | Solar | FIXED | Roof
SRP03967 | CHANGZHOU TRINA SOLAR ENERGY CO | TSM-185D | 235 | 26 | 190 | 16 |  | Solar | FIXED | Roof
SRP03968 | SUNTECH POWER | STP180-24/AB-1 | 185 | 26 | 180 | 30 |  | Solar | FIXED | Ground
SRP03969 | CHANGZHOU TRINA SOLAR ENERGY CO | TSM-185D | 230 | 22 | 106 | 25 |  | Solar | FIXED | Roof
SRP03970 | MATRIX SOLAR/PHOTOWATT | PW1650-175 | 230 | 24 | 90 | 26 |  | Solar | FIXED | Roof
SRP03970 | MATRIX SOLAR/PHOTOWATT | PW1250-115 | 230 | 14 | 180 | 11 |  | Solar | FIXED | Roof
SRP03971 | CHANGZHOU TRINA SOLAR ENERGY CO | TSM-185D | 240 | 10 | 217 | 20 |  | Solar | FIXED | Roof
SRP03975 | EVERGREEN SOLAR | EC-110 | 110 | 68 | 204 | 25 |  | Solar | FIXED | Roof
SRP03976 | BP SOLAR | BP3170N | 215 | 39 | 187 | 23 |  | Solar | FIXED | Roof
SRP03977 | BP SOLAR | BP3170N | 215 | 28 | 162 | 21 |  | Solar | FIXED | Roof
SRP03978 | BP SOLAR | BP3165N | 215 | 16 | 195 | 27 |  | Solar | FIXED | Roof
SRP03979 | BP SOLAR | BP3140B | 215 | 20 | 215 | 30 |  | Solar | FIXED | Roof
SRP03980 | SUNTECH POWER | STP200-18/UB-1 | 205 | 406 | 266.3 | 2 |  | Solar | FIXED | Roof
SRP03984 | CHANGZHOU TRINA SOLAR ENERGY CO | TSM-185D | 235 | 1989 | 217 | 15 |  | Solar | FIXED | Roof
SRP03985 | SUNTECH POWER | STP210S-18/UB-1 | 280 | 2904 | 202 | 5 |  | Solar | FIXED | Roof
SRP03986 | SUNTECH POWER | STP180S-24/AB-1 | 185 | 36 | 205.1 | 30 |  | Solar | FIXED | Roof
SRP03988 | CHANGZHOU TRINA SOLAR ENERGY CO | TSM-185D | 230 | 26 | 218 | 28 |  | Solar | FIXED | Roof
SRP03989 | ET SOLAR INDUSTRY | ET-P672280 | 185 | 154 | 177 | 9 |  | Solar | FIXED | Roof
SRP03990 | SUNTECH POWER | STP210S-18/UB-1 | 245 | 1588 | 180 | 25 |  | Solar | FIXED | Ground
SRP03991 | SUNPOWER | SPR-230-WHT-U | 240 | 30 | 253 | 10 |  | Solar | FIXED | Roof
SRP03992 | SUNPOWER | SPR-230-WHT-U | 228 | 30 | 218 | 5 |  | Solar | FIXED | Roof
SRP03993 | SUNPOWER | SPR-230-WHT-U | 230 | 32 | 218 | 25 |  | Solar | FIXED | Roof
SRP03994 | BP SOLAR | SX3200B_Q | 215 | 24 | 211 | 15 |  | Solar | FIXED | Roof
SRP03994 | BP SOLAR | BP3170N | 215 | 40 | 211 | 40 |  | Solar | FIXED | Roof
SRP03995 | BP SOLAR | BP3170N | 215 | 28 | 113 | 24 |  | Solar | FIXED | Roof
SRP03997 | SOLARWORLD | SW185MONO | 230 | 78 | 230 | 35 |  | Solar | FIXED | Roof
SRP03998 | UNKNOWN | UNKNOWN | 235 | 1 | 133.4 | 40 |  | Solar | FIXED | Roof
SRP03998 | UNKNOWN | UNKNOWN | 235 | 24 | 223.4 | 30 |  | Solar | FIXED | Roof
SRP04001 | SOLARWORLD | SW185MONO | 230 | 33 | 188 | 25 |  | Solar | FIXED | Roof
SRP04003 | CONERGY AG | S 175MU | 235 | 276 | 180 | 32 |  | Solar | FIXED | Roof
SRP04003 | CONERGY AG | S 175MU | 235 | 240 | 224 | 18 |  | Solar | FIXED | Roof
SRP04004 | SUNTECH POWER | STP180-24/AB-1 | 180 | 23 | 116 | 18 |  | Solar | FIXED | Roof
SRP04004 | SUNTECH POWER | STP180-24/AB-1 | 180 | 13 | 206 | 15 |  | Solar | FIXED | Roof
SRP04004 | SUNTECH POWER | STP180-24/AB-1 | 180 | 14 | 206 | 18 |  | Solar | FIXED | Roof
SRP04004 | SUNTECH POWER | STP180-24/AB-1 | 180 | 16 | 206 | 33 |  | Solar | FIXED | Roof
SRP04005 | SUNPOWER | SPR-225-BLK-U | 225 | 17 | 174 | 23 |  | Solar | FIXED | Roof
SRP04005 | SUNPOWER | SPR-225-BLK-U | 225 | 12 | 264 | 23 |  | Solar | FIXED | Roof
SRP04006 | BP SOLAR | BP4175B | 175 | 56 | 189 | 25 |  | Solar | FIXED | Roof
SRP04007 | GCL-POLY (SUZHOU) ENERGY | GCL-P6-60-235 | 235 | 1359 | 174 | 10 |  | Solar | FIXED | Roof
SRP04007 | GCL-POLY (SUZHOU) ENERGY | GCL-P6-60-240 | 240 | 6 | 174 | 10 |  | Solar | FIXED | Roof
SRP04008 | SANYO ELECTRIC | HIP-205BA3 | 225 | 88 | 191 | 40 |  | Solar | FIXED | Roof
SRP04009 | REC SCANMODULE | SCM230 | 235 | 494 | 163 | 10 |  | Solar | FIXED | Roof
SRP04011 | CHANGZHOU TRINA SOLAR ENERGY CO | TSM-185D | 235 | 10 | 259.7 | 28 |  | Solar | FIXED | Roof
SRP04012 | CHANGZHOU TRINA SOLAR ENERGY CO | TSM-185D | 235 | 30 | 173 | 22 |  | Solar | FIXED | Roof
SRP04013 | SUNTECH POWER | STP180-24/AB-1 | 185 | 40 | 192 | 30 |  | Solar | FIXED | Roof
SRP04014 | SUNTECH POWER | STP180-24/AB-1 | 185 | 132 | 180 | 18 |  | Solar | FIXED | Roof
SRP04015 | KYOCERA SOLAR | KD210GX-LP | 230 | 20 | 210 | 28 |  | Solar | FIXED | Roof
SRP04016 | SUNTECH POWER | STP200-18/UB-1 | 205 | 7 | 97 | 30 |  | Solar | FIXED | Roof
SRP04016 | SUNTECH POWER | STP200-18/UB-1 | 205 | 18 | 187 | 30 |  | Solar | FIXED | Roof
SRP04017 | MATRIX SOLAR/PHOTOWATT | PW1000-100 | 230 | 156 | 180 | 35 |  | Solar | FIXED | Ground
SRP04018 | SUNPOWER | SPR-230-WHT-U | 240 | 42 | 113 | 31 |  | Solar | FIXED | Roof
SRP04019 | SUNTECH POWER | STP210S-18/UB-1 | 245 | 286 | 210 | 30 |  | Solar | FIXED | Ground
SRP04020 | SHARP | NT-S5E1U | 235 | 11 | 144 | 24 |  | Solar | FIXED | Roof
SRP04021 | SHARP | NT-S5E1U | 235 | 42 | 144 | 24 |  | Solar | FIXED | Roof
SRP04024 | SUNTECH POWER | STP180-24/AB-1 | 185 | 34 | 262.2 | 25 |  | Solar | FIXED | Roof
SRP04025 | SCHOTT SOLAR | ASE-250DGF/50-230 | 230 | 31 | 180 | 30 |  | Solar | FIXED | Ground
SRP04026 | SUNTECH POWER | STP180-24/AB-1 | 185 | 40 | 218 | 25 |  | Solar | FIXED | Roof
SRP04029 | TRINA SOLAR | TSM-235PA05 | 235 | 18 | 170 | 22 |  | Solar | FIXED | Roof
SRP04029 | TRINA SOLAR | TSM-235PA05 | 235 | 12 | 251 | 22 |  | Solar | FIXED | Roof
SRP04031 | SHARP | ND-224UC1 | 240 | 28 | 149 | 20 |  | Solar | FIXED | Roof
SRP04032 | SUNTECH POWER | STP180S-24/AB-1 | 185 | 14 | 171 | 34 |  | Solar | FIXED | Roof
SRP04032 | SUNTECH POWER | STP180-24/AB-1 | 185 | 21 | 180 | 30 |  | Solar | FIXED | Ground
SRP04033 | SHARP | ND-224UC1 | 240 | 39 | 149 | 22 |  | Solar | FIXED | Roof
SRP04036 | UNKNOWN | UNKNOWN | 235 | 10 | 85.9 | 30 |  | Solar | FIXED | Roof
SRP04036 | UNKNOWN | UNKNOWN | 235 | 11 | 175.9 | 40 |  | Solar | FIXED | Roof
SRP04036 | UNKNOWN | UNKNOWN | 235 | 21 | 265.9 | 30 |  | Solar | FIXED | Roof
SRP04037 | SUNPOWER | SPR-225-BLK-U | 225 | 39 | 195 | 41 |  | Solar | FIXED | Roof
SRP04039 | SOLARWORLD | SW185MONO | 235 | 4 | 136 | 18 |  | Solar | FIXED | Roof
SRP04039 | SOLARWORLD | SW185MONO | 235 | 4 | 136 | 27 |  | Solar | FIXED | Roof
SRP04039 | SOLARWORLD | SW185MONO | 235 | 15 | 224 | 27 |  | Solar | FIXED | Roof
SRP04041 | CONERGY AG | S 175MU | 225 | 48 | 187 | 32 |  | Solar | FIXED | Ground
SRP04042 | SUNTECH POWER | STP200UB | 205 | 44 | 90.5 | 25 |  | Solar | FIXED | Roof
SRP04044 | SUNTECH POWER | STP180-24/AB-1 | 185 | 30 | 187 | 34 |  | Solar | FIXED | Roof
SRP04045 | CHANGZHOU TRINA SOLAR ENERGY CO | TSM-185D | 235 | 14 | 127.6 | 21 |  | Solar | FIXED | Roof
SRP04045 | CHANGZHOU TRINA SOLAR ENERGY CO | TSM-185D | 235 | 6 | 127.6 | 40 |  | Solar | FIXED | Roof
SRP04045 | CHANGZHOU TRINA SOLAR ENERGY CO | TSM-185D | 235 | 24 | 217.6 | 35 |  | Solar | FIXED | Roof
SRP04046 | SUNTECH POWER | STP180S-24/AB-1 | 185 | 21 | 152.9 | 20 |  | Solar | FIXED | Roof
SRP04046 | SUNTECH POWER | STP180S-24/AB-1 | 185 | 18 | 242.9 | 20 |  | Solar | FIXED | Roof
SRP04047 | SUNTECH POWER | STP180-24/AB-1 | 185 | 36 | 143 | 25 |  | Solar | FIXED | Roof
SRP04048 | SUNTECH POWER | STP180S-24/AB-1 | 185 | 40 | 233.5 | 30 |  | Solar | FIXED | Roof
SRP04049 | CHANGZHOU TRINA SOLAR ENERGY CO | TSM-185D | 235 | 6 | 90 | 12 |  | Solar | FIXED | Roof
SRP04049 | CHANGZHOU TRINA SOLAR ENERGY CO | TSM-185D | 235 | 16 | 180 | 12 |  | Solar | FIXED | Roof
SRP04049 | CHANGZHOU TRINA SOLAR ENERGY CO | TSM-185D | 235 | 6 | 270 | 12 |  | Solar | FIXED | Roof
SRP04050 | SUNTECH POWER | STP210S-18/UB-1 | 185 | 18 | 145.3 | 20 |  | Solar | FIXED | Roof
SRP04050 | SUNTECH POWER | STP180-24/AB-1 | 185 | 18 | 235.3 | 15 |  | Solar | FIXED | Roof
SRP04051 | SUNTECH POWER | STP180-24/AB-1 | 185 | 30 | 143.9 | 40 |  | Solar | FIXED | Roof
SRP04051 | SUNTECH POWER | STP180-24/AB-1 | 185 | 18 | 233.9 | 25 |  | Solar | FIXED | Roof
SRP04052 | SUNTECH POWER | STP200S-18/UB-1 | 205 | 18 | 178.4 | 22 |  | Solar | FIXED | Roof
SRP04052 | SUNTECH POWER | STP200UB | 205 | 12 | 268.4 | 22 |  | Solar | FIXED | Roof
SRP04054 | CHANGZHOU TRINA SOLAR ENERGY CO | TSM-185D | 235 | 28 | 166.9 | 34 |  | Solar | FIXED | Roof
SRP04055 | SUNTECH POWER | STP180-24/AB-1 | 185 | 16 | 118.3 | 40 |  | Solar | FIXED | Roof
SRP04055 | SUNTECH POWER | STP180-24/AB-1 | 185 | 35 | 118.3 | 45 |  | Solar | FIXED | Roof
SRP04055 | SUNTECH POWER | STP180-24/AB-1 | 185 | 42 | 208.3 | 30 |  | Solar | FIXED | Roof
SRP04056 | CHANGZHOU TRINA SOLAR ENERGY CO | TSM-185D | 240 | 30 | 182.8 | 25 |  | Solar | FIXED | Roof
SRP04057 | CHANGZHOU TRINA SOLAR ENERGY CO | TSM-185D | 230 | 18 | 195.6 | 45 |  | Solar | FIXED | Roof
SRP04058 | SUNTECH POWER | STP200-18/UB-1 | 205 | 26 | 223.2 | 25 |  | Solar | FIXED | Roof
SRP04059 | BP SOLAR | BP4175B | 175 | 16 | 208 | 20 |  | Solar | FIXED | Roof
SRP04060 | BP SOLAR | BP4175B | 175 | 10 | 207 | 26 |  | Solar | FIXED | Roof
SRP04060 | BP SOLAR | BP4175B | 175 | 16 | 207 | 26 |  | Solar | FIXED | Roof
SRP04062 | BP SOLAR | BP4175B | 175 | 30 | 173 | 40 |  | Solar | FIXED | Roof
SRP04063 | SCHUCO USA |  | 180 | 50 | 206 | 34 |  | Solar | FIXED | Roof
SRP04066 | SUNPOWER | SPR-225-BLK-U | 225 | 36 | 189 | 40 |  | Solar | FIXED | Roof
SRP04069 | SOLARWORLD | SW185MONO | 240 | 48 | 188 | 33 |  | Solar | FIXED | Ground
SRP04070 | CHANGZHOU TRINA SOLAR ENERGY CO | TSM-185D | 230 | 3 | 150 | 45 |  | Solar | FIXED | Roof
SRP04070 | CHANGZHOU TRINA SOLAR ENERGY CO | TSM-185D | 230 | 6 | 180 | 0 |  | Solar | FIXED | Roof
SRP04070 | CHANGZHOU TRINA SOLAR ENERGY CO | TSM-185D | 230 | 6 | 240 | 45 |  | Solar | FIXED | Roof
SRP04071 | BP SOLAR | BP3170N | 215 | 20 | 175 | 25 |  | Solar | FIXED | Roof
SRP04072 | CHANGZHOU TRINA SOLAR ENERGY CO | TSM-185D | 230 | 17 | 111 | 23 |  | Solar | FIXED | Roof
SRP04072 | CHANGZHOU TRINA SOLAR ENERGY CO | TSM-185D | 230 | 18 | 201 | 23 |  | Solar | FIXED | Roof
SRP04073 | MATRIX SOLAR/PHOTOWATT | PW1250-115 | 235 | 39 | 205 | 30 |  | Solar | FIXED | Ground
SRP04074 | ET SOLAR INDUSTRY | ET-P654185 | 185 | 22 | 91 | 35 |  | Solar | FIXED | Roof
SRP04074 | ET SOLAR INDUSTRY | ET-P654185 | 185 | 11 | 181 | 40 |  | Solar | FIXED | Roof
SRP04074 | ET SOLAR INDUSTRY | ET-P654185 | 185 | 44 | 271 | 35 |  | Solar | FIXED | Roof
SRP04075 | CANADIAN SOLAR | CS6P-230 | 230 | 9 | 165 | 33 |  | Solar | FIXED | Roof
SRP04075 | CANADIAN SOLAR | CS6P-230 | 230 | 18 | 165 | 41.3 |  | Solar | FIXED | Roof
SRP04075 | CANADIAN SOLAR | CS6P-230 | 230 | 10 | 255 | 37 |  | Solar | FIXED | Roof
SRP04077 | CHANGZHOU TRINA SOLAR ENERGY CO | TSM-185D | 235 | 5 | 115 | 20 |  | Solar | FIXED | Roof
SRP04077 | CHANGZHOU TRINA SOLAR ENERGY CO | TSM-185D | 235 | 14 | 115 | 40 |  | Solar | FIXED | Roof
SRP04077 | CHANGZHOU TRINA SOLAR ENERGY CO | TSM-185D | 235 | 7 | 205 | 25 |  | Solar | FIXED | Roof
SRP04078 | CHANGZHOU TRINA SOLAR ENERGY CO | TSM-185D | 230 | 14 | 145.9 | 30 |  | Solar | FIXED | Roof
SRP04078 | CHANGZHOU TRINA SOLAR ENERGY CO | TSM-185D | 230 | 22 | 145.9 | 45 |  | Solar | FIXED | Roof
SRP04079 | BP SOLAR | SX3200B | 215 | 32 | 224 | 19 |  | Solar | FIXED | Roof
SRP04080 | SUNTECH POWER | STP200-18/UB-1 | 205 | 39 | 206.5 | 31 |  | Solar | FIXED | Roof
SRP04081 | SUNPOWER | SPR-205-BLK-U | 205 | 42 | 137.9 | 30 |  | Solar | FIXED | Roof
SRP04082 | SUNPOWER | SPR-225-BLK-U | 228 | 26 | 187 | 30 |  | Solar | FIXED | Ground
SRP04083 | SUNTECH POWER | STP200-18/UB-1 | 190 | 24 | 206 | 25 |  | Solar | FIXED | Roof
SRP04084 | ET SOLAR INDUSTRY | ET-P672280 | 280 | 462 | 220 | 10 |  | Solar | FIXED | Roof
SRP04085 | SUNTECH POWER | STP180-24/AB-1 | 185 | 26 | 134.3 | 20 |  | Solar | FIXED | Roof
SRP04085 | SUNTECH POWER | STP180S-24/AB-1 | 185 | 8 | 224.3 | 20 |  | Solar | FIXED | Roof
SRP04086 | CHANGZHOU TRINA SOLAR ENERGY CO | TSM-185D | 235 | 39 | 138.3 | 25 |  | Solar | FIXED | Roof
SRP04087 | CHANGZHOU TRINA SOLAR ENERGY CO | TSM-185D | 235 | 39 | 102.5 | 25 |  | Solar | FIXED | Roof
SRP04088 | SCHUCO USA |  | 230 | 72 | 192 | 7.5 |  | Solar | FIXED | Roof
SRP04089 | SUNPOWER | SPR-230-WHT-U | 230 | 45 | 180 | 40 |  | Solar | FIXED | Ground
SRP04090 | CHANGZHOU TRINA SOLAR ENERGY CO | TSM-185D | 230 | 39 | 185.5 | 40 |  | Solar | FIXED | Roof
SRP04091 | SUNPOWER | SPR-315E-WHT-U | 320 | 48 | 180 | 40 |  | Solar | FIXED | Ground
SRP04093 | SUNTECH POWER | STP180-24/AB-1 | 185 | 26 | 177 | 45 |  | Solar | FIXED | Roof
SRP04093 | SUNTECH POWER | STP180-24/AB-1 | 185 | 7 | 267 | 25 |  | Solar | FIXED | Roof
SRP04093 | SUNTECH POWER | STP180-24/AB-1 | 185 | 14 | 267 | 34 |  | Solar | FIXED | Roof
SRP04094 | SUNTECH POWER | STP180-24/AB-1 | 190 | 45 | 177 | 7 |  | Solar | FIXED | Roof
SRP04095 | MC SOLAR | BP970B | 240 | 24 | 239 | 26.6 |  | Solar | FIXED | Roof
SRP04096 | SHARP | ND-224UC1 | 240 | 962 | 174.8 | 10 |  | Solar | FIXED | Roof
SRP04097 | SHARP | ND-224UC1 | 240 | 1534 | 196.3 | 10 |  | Solar | FIXED | Roof
SRP04098 | SOLARWORLD | SW185MONO | 245 | 4172 | 201 | 10 |  | Solar | FIXED | Roof
SRP04101 | KYOCERA SOLAR | KD210GX-LP | 210 | 285 | 213.3 | 10 |  | Solar | FIXED | Roof
SRP04102 | SUNTECH POWER | STP200UB | 205 | 34 | 89 | 20 |  | Solar | FIXED | Roof
SRP04102 | SUNTECH POWER | STP200UB | 205 | 44 | 269 | 20 |  | Solar | FIXED | Roof
SRP04104 | CHANGZHOU TRINA SOLAR ENERGY CO | TSM-185D | 235 | 34 | 167.6 | 32 |  | Solar | FIXED | Roof
SRP04105 | CHANGZHOU TRINA SOLAR ENERGY CO | TSM-185D | 235 | 16 | 155.3 | 23 |  | Solar | FIXED | Roof
SRP04105 | CHANGZHOU TRINA SOLAR ENERGY CO | TSM-185D | 235 | 9 | 245.3 | 23 |  | Solar | FIXED | Roof
SRP04106 | CHANGZHOU TRINA SOLAR ENERGY CO | TSM-185D | 230 | 14 | 262 | 5 |  | Solar | FIXED | Roof
SRP04107 | CHANGZHOU TRINA SOLAR ENERGY CO | TSM-185D | 230 | 18 | 254.7 | 17 |  | Solar | FIXED | Roof
SRP04108 | CHANGZHOU TRINA SOLAR ENERGY CO | TSM-185D | 235 | 20 | 95 | 23 |  | Solar | FIXED | Roof
SRP04108 | CHANGZHOU TRINA SOLAR ENERGY CO | TSM-185D | 235 | 33 | 185 | 23 |  | Solar | FIXED | Roof
SRP04109 | SUNTECH POWER | STP200S-18/UB-1 | 205 | 26 | 191.8 | 23 |  | Solar | FIXED | Roof
SRP04110 | CHANGZHOU TRINA SOLAR ENERGY CO | TSM-185D | 235 | 26 | 130 | 25 |  | Solar | FIXED | Roof
SRP04111 | SUNTECH POWER | STP200S-18/UB-1 | 205 | 14 | 103.6 | 20 |  | Solar | FIXED | Roof
SRP04113 | CHANGZHOU TRINA SOLAR ENERGY CO | TSM-185D | 235 | 39 | 120.1 | 20 |  | Solar | FIXED | Roof
SRP04114 | SUNPOWER | SPR-230-WHT-U | 240 | 55 | 160 | 22 |  | Solar | FIXED | Roof
SRP04115 | SUNPOWER | SPR-230-WHT-U | 230 | 42 | 200 | 34 |  | Solar | FIXED | Roof
SRP04116 | CANADIAN SOLAR | CS6P-230 | 230 | 10 | 143 | 32 |  | Solar | FIXED | Roof
SRP04116 | CANADIAN SOLAR | CS6P-230 | 230 | 18 | 233 | 37 |  | Solar | FIXED | Roof
SRP04118 | CANADIAN SOLAR | CS6P-230 | 230 | 35 | 164 | 29 |  | Solar | FIXED | Roof
SRP04119 | CHANGZHOU TRINA SOLAR ENERGY CO | TSM-185D | 230 | 20 | 227 | 28 |  | Solar | FIXED | Roof
SRP04120 | ASTROPOWER | LAPX-300 | 230 | 576 | 158 | 10 |  | Solar | FIXED | Roof
SRP04123 | SHARP | ND-224UC1 | 235 | 57 | 180 | 30 |  | Solar | FIXED | Ground
SRP04123 | SHARP | ND-224UC1 | 235 | 36 | 220 | 28.5 |  | Solar | FIXED | Roof
SRP04124 | BP SOLAR | SX3195B | 215 | 27 | 201 | 20 |  | Solar | FIXED | Roof
SRP04125 | SCHUCO USA |  | 185 | 72 | 88 | 30 |  | Solar | FIXED | Roof
SRP04126 | CANADIAN SOLAR | CS6P-230 | 250 | 36 | 175 | 35 |  | Solar | FIXED | Roof
SRP04128 | CHANGZHOU TRINA SOLAR ENERGY CO | TSM-185D | 230 | 18 | 154 | 24 |  | Solar | FIXED | Roof
SRP04130 | CHANGZHOU TRINA SOLAR ENERGY CO | TSM-185D | 235 | 24 | 220.3 | 19 |  | Solar | FIXED | Roof
SRP04131 | SUNTECH POWER | STP200-18/UB-1 | 205 | 24 | 209 | 22 |  | Solar | FIXED | Roof
SRP04132 | CHANGZHOU TRINA SOLAR ENERGY CO | TSM-185D | 230 | 22 | 240 | 26 |  | Solar | FIXED | Roof
SRP04133 | CHANGZHOU TRINA SOLAR ENERGY CO | TSM-185D | 240 | 21 | 263.2 | 17 |  | Solar | FIXED | Roof
SRP04134 | SUNTECH POWER | STP180-24/AB-1 | 190 | 58 | 106.2 | 32 |  | Solar | FIXED | Roof
SRP04135 | SUNTECH POWER | STP180S-24/AB-1 | 185 | 14 | 150 | 29 |  | Solar | FIXED | Roof
SRP04135 | SCHUCO USA |  | 185 | 30 | 240 | 29 |  | Solar | FIXED | Roof
SRP04136 | CHANGZHOU TRINA SOLAR ENERGY CO | TSM-185D | 240 | 52 | 170.7 | 18 |  | Solar | FIXED | Roof
SRP04136 | CHANGZHOU TRINA SOLAR ENERGY CO | TSM-185D | 240 | 26 | 180 | 30 |  | Solar | FIXED | Roof
SRP04137 | SUNTECH POWER | STP180-24/AB-1 | 190 | 54 | 204.1 | 30 |  | Solar | FIXED | Roof
SRP04138 | SCHUCO USA |  | 185 | 33 | 152 | 30 |  | Solar | FIXED | Roof
SRP04139 | CHANGZHOU TRINA SOLAR ENERGY CO | TSM-185D | 235 | 42 | 252.1 | 25 |  | Solar | FIXED | Roof
SRP04140 | SUNTECH POWER | STP200-18/UB-1 | 205 | 51 | 143.3 | 25 |  | Solar | FIXED | Roof
SRP04141 | SCHUCO USA |  | 185 | 36 | 152 | 24 |  | Solar | FIXED | Roof
SRP04142 | SUNTECH POWER | STP180-24/AB-1 | 185 | 40 | 131.4 | 35 |  | Solar | FIXED | Roof
SRP04143 | SUNTECH POWER | STP180-24/AB-1 | 185 | 30 | 196.6 | 26 |  | Solar | FIXED | Roof
SRP04144 | CHANGZHOU TRINA SOLAR ENERGY CO | TSM-185D | 235 | 44 | 141 | 24 |  | Solar | FIXED | Roof
SRP04145 | SUNTECH POWER | STP180-24/AB-1 | 185 | 48 | 230.6 | 22 |  | Solar | FIXED | Roof
SRP04147 | SUNPOWER | SPR-230-WHT-U | 240 | 30 | 218 | 25 |  | Solar | FIXED | Roof
SRP04148 | SUNPOWER | SPR-230-WHT-U | 230 | 8 | 113 | 34 |  | Solar | FIXED | Roof
SRP04148 | SUNPOWER | SPR-230-WHT-U | 230 | 8 | 205 | 34 |  | Solar | FIXED | Roof
SRP04150 | SUNPOWER | SPR-230-WHT-U | 230 | 20 | 205 | 5 |  | Solar | FIXED | Roof
SRP04151 | UNKNOWN | UNKNOWN | 230 | 18 | 167 | 32 |  | Solar | FIXED | Roof
SRP04151 | UNKNOWN | UNKNOWN | 230 | 6 | 257 | 32 |  | Solar | FIXED | Roof
SRP04152 | CHANGZHOU TRINA SOLAR ENERGY CO | TSM-185D | 230 | 16 | 120 | 37 |  | Solar | FIXED | Roof
SRP04152 | CHANGZHOU TRINA SOLAR ENERGY CO | TSM-185D | 230 | 15 | 210 | 23 |  | Solar | FIXED | Roof
SRP04153 | SHARP | ND-224UC1 | 224 | 17 | 197.9 | 18.4 |  | Solar | FIXED | Roof
SRP04154 | CHANGZHOU TRINA SOLAR ENERGY CO | TSM-185D | 230 | 45 | 230 | 27 |  | Solar | FIXED | Roof
SRP04155 | SHARP | ND-216U2 | 216 | 96 | 180 | 20 |  | Solar | FIXED | Ground
SRP04156 | CHANGZHOU TRINA SOLAR ENERGY CO | TSM-185D | 230 | 35 | 209 | 23 |  | Solar | FIXED | Roof
SRP04157 | SHARP | ND-216UC1 | 216 | 30 | 183.5 | 33.7 |  | Solar | FIXED | Roof
SRP04158 | SHARP | ND-216U1F | 216 | 96 | 205 | 26 |  | Solar | FIXED | Ground
SRP04159 | SHARP | ND-V230A1 | 235 | 8 | 92 | 18 |  | Solar | FIXED | Roof
SRP04159 | SHARP | ND-V230A1 | 235 | 8 | 182 | 10 |  | Solar | FIXED | Roof
SRP04159 | SHARP | ND-V230A1 | 235 | 19 | 182 | 18 |  | Solar | FIXED | Roof
SRP04159 | SHARP | ND-V230A1 | 235 | 4 | 272 | 18 |  | Solar | FIXED | Roof
SRP04160 | CHANGZHOU TRINA SOLAR ENERGY CO | TSM-185D | 235 | 39 | 138 | 30 |  | Solar | FIXED | Roof
SRP04162 | CHANGZHOU TRINA SOLAR ENERGY CO | TSM-185D | 230 | 30 | 176 | 30 |  | Solar | FIXED | Roof
SRP04163 | CHANGZHOU TRINA SOLAR ENERGY CO | TSM-185D | 230 | 31 | 209 | 27 |  | Solar | FIXED | Roof
SRP04165 | CHANGZHOU TRINA SOLAR ENERGY CO | TSM-185D | 230 | 36 | 119 | 27 |  | Solar | FIXED | Roof
SRP04166 | SUNPOWER | SPR-230-WHT-U | 240 | 35 | 174 | 27 |  | Solar | FIXED | Roof
SRP04168 | SUNPOWER | SPR-230-WHT-U | 230 | 5 | 128 | 15 |  | Solar | FIXED | Roof
SRP04168 | SUNPOWER | SPR-230-WHT-U | 230 | 18 | 128 | 30 |  | Solar | FIXED | Roof
SRP04168 | SUNPOWER | SPR-230-WHT-U | 230 | 12 | 218 | 28 |  | Solar | FIXED | Roof
SRP04171 | SUNPOWER | SPR-230-WHT-U | 230 | 96 | 210 | 30 |  | Solar | FIXED | Roof
SRP04172 | CANADIAN SOLAR | CS6P-230 | 245 | 20 | 208 | 16 |  | Solar | FIXED | Roof
SRP04172 | CANADIAN SOLAR | CS6P-230 | 245 | 21 | 208 | 18 |  | Solar | FIXED | Roof
SRP04174 | SHARP | ND-224UC1 | 224 | 20 | 174 | 35 |  | Solar | FIXED | Roof
SRP04176 | CHANGZHOU TRINA SOLAR ENERGY CO | TSM-185D | 235 | 770 | 150 | 5 |  | Solar | FIXED | Roof
SRP04177 | CHANGZHOU TRINA SOLAR ENERGY CO | TSM-185D | 235 | 52 | 150 | 25 |  | Solar | FIXED | Roof
SRP04178 | CHANGZHOU TRINA SOLAR ENERGY CO | TSM-185D | 235 | 30 | 194.4 | 30 |  | Solar | FIXED | Roof
SRP04181 | CANADIAN SOLAR | CS6P-230 | 230 | 20 | 213 | 22 |  | Solar | FIXED | Roof
SRP04182 | CHANGZHOU TRINA SOLAR ENERGY CO | TSM-185D | 230 | 42 | 209 | 25 |  | Solar | FIXED | Roof
SRP04183 | SOLARWORLD | SW185MONO | 250 | 10 | 197 | 34 |  | Solar | FIXED | Roof
SRP04184 | SCHUCO USA |  | 185 | 20 | 113 | 10 |  | Solar | FIXED | Roof
SRP04184 | SCHUCO USA |  | 185 | 14 | 250 | 15 |  | Solar | FIXED | Roof
SRP04185 | CANADIAN SOLAR | CS6P-230 | 230 | 52 | 180 | 32 |  | Solar | FIXED | Roof
SRP04186 | KYOCERA SOLAR | KD210GX-LP | 210 | 42 | 157 | 23 |  | Solar | FIXED | Roof
SRP04187 | REC SCANMODULE | SCM230 | 235 | 10 | 197 | 22.6 |  | Solar | FIXED | Roof
SRP04187 | REC SCANMODULE | SCM230 | 235 | 28 | 197 | 33.7 |  | Solar | FIXED | Roof
SRP04188 | SCHUCO USA |  | 230 | 20 | 218 | 25 |  | Solar | FIXED | Roof
SRP04189 | CANADIAN SOLAR | CS6P-230 | 230 | 18 | 227 | 25 |  | Solar | FIXED | Roof
SRP04190 | CHANGZHOU TRINA SOLAR ENERGY CO | TSM-185D | 230 | 21 | 153 | 32 |  | Solar | FIXED | Roof
SRP04191 | BP SOLAR | BP175 B | 215 | 18 | 187 | 38 |  | Solar | FIXED | Roof
SRP04192 | BP SOLAR | SX3200B | 215 | 18 | 217 | 34 |  | Solar | FIXED | Roof
SRP04193 | BP SOLAR | BP3170N | 215 | 32 | 133 | 22 |  | Solar | FIXED | Roof
SRP04194 | BP SOLAR | BP3165N | 215 | 13 | 169 | 14 |  | Solar | FIXED | Roof
SRP04195 | BP SOLAR | BP3170N | 215 | 30 | 240 | 25 |  | Solar | FIXED | Roof
SRP04196 | SOLYNDRA | SL-002-150U | 182 | 13504 | 195 | 0 |  | Solar | FIXED | Roof
SRP04197 | SUNTECH POWER | STP180-24/AB-1 | 185 | 44 | 157.5 | 25 |  | Solar | FIXED | Roof
SRP04199 | SHARP | ND-224U2 | 224 | 10 | 128 | 25 |  | Solar | FIXED | Roof
SRP04199 | SHARP | ND-224U2 | 224 | 28 | 218 | 14 |  | Solar | FIXED | Roof
SRP04200 | JIANGSU AIDE SOLAR ENERGY TECHNOLOGY | XZST-100W/12V | 230 | 288 | 195 | 5 |  | Solar | FIXED | Roof
SRP04201 | UNKNOWN | UNKNOWN | 225 | 198 | 205 | 5 |  | Solar | FIXED | Roof
SRP04202 | CANADIAN SOLAR | CS6P-230 | 235 | 99 | 136 | 25 |  | Solar | FIXED | Ground
SRP04203 | UNKNOWN | UNKNOWN | 225 | 480 | 191 | 5 |  | Solar | FIXED | Roof
SRP04204 | CANADIAN SOLAR | CS6P-230 | 235 | 468 | 136 | 25 |  | Solar | FIXED | Ground
SRP04205 | CANADIAN SOLAR | CS6P-230 | 245 | 54 | 178 | 23 |  | Solar | FIXED | Roof
SRP04205 | CANADIAN SOLAR | CS6P-230 | 245 | 106 | 178 | 25 |  | Solar | FIXED | Ground
SRP04206 | JIANGSU AIDE SOLAR ENERGY TECHNOLOGY | XZST-95W/12V | 230 | 198 | 185 | 10 |  | Solar | FIXED | Roof
SRP04207 | CANADIAN SOLAR | CS6P-230 | 235 | 132 | 136 | 25 |  | Solar | FIXED | Ground
SRP04208 | JIANGSU AIDE SOLAR ENERGY TECHNOLOGY | XZST-95W/12V | 230 | 132 | 205 | 5 |  | Solar | FIXED | Roof
SRP04209 | SUNTECH POWER | STP210S-18/UB-1 | 280 | 2409 | 186.5 | 10 |  | Solar | FIXED | Roof
SRP04211 | CHANGZHOU TRINA SOLAR ENERGY CO | TSM-185D | 240 | 26 | 95 | 25 |  | Solar | FIXED | Roof
SRP04212 | CHANGZHOU TRINA SOLAR ENERGY CO | TSM-185D | 235 | 39 | 218.7 | 35 |  | Solar | FIXED | Roof
SRP04213 | SUNTECH POWER | STP200-18/UB-1 | 205 | 14 | 111.2 | 30 |  | Solar | FIXED | Roof
SRP04213 | SUNTECH POWER | STP200S-18/UB-1 | 205 | 22 | 111.2 | 42 |  | Solar | FIXED | Roof
SRP04216 | CHANGZHOU TRINA SOLAR ENERGY CO | TSM-185D | 235 | 18 | 182.6 | 12 |  | Solar | FIXED | Roof
SRP04217 | SUNTECH POWER | STP180S-24/AB-1 | 190 | 39 | 203.5 | 40 |  | Solar | FIXED | Roof
SRP04218 | CHANGZHOU TRINA SOLAR ENERGY CO | TSM-185D | 230 | 39 | 115.6 | 18 |  | Solar | FIXED | Roof
SRP04219 | CHANGZHOU TRINA SOLAR ENERGY CO | TSM-185D | 235 | 36 | 93.5 | 27 |  | Solar | FIXED | Roof
SRP04219 | CHANGZHOU TRINA SOLAR ENERGY CO | TSM-185D | 235 | 6 | 273.5 | 27 |  | Solar | FIXED | Roof
SRP04220 | SUNTECH POWER | STP190-18/UB-1 | 190 | 36 | 156.7 | 31 |  | Solar | FIXED | Roof
SRP04221 | CHANGZHOU TRINA SOLAR ENERGY CO | TSM-185D | 235 | 30 | 101.9 | 30 |  | Solar | FIXED | Roof
SRP04222 | SUNTECH POWER | STP200S-18/UB-1 | 205 | 44 | 178.6 | 30 |  | Solar | FIXED | Roof
SRP04223 | CHANGZHOU TRINA SOLAR ENERGY CO | TSM-185D | 235 | 7 | 222.5 | 22 |  | Solar | FIXED | Roof
SRP04223 | CHANGZHOU TRINA SOLAR ENERGY CO | TSM-185D | 235 | 41 | 222.5 | 33 |  | Solar | FIXED | Roof
SRP04224 | SUNTECH POWER | STP200S-18/UB-1 | 205 | 39 | 265.2 | 23 |  | Solar | FIXED | Roof
SRP04225 | SUNTECH POWER | STP180S-24/AB-1 | 185 | 27 | 247.7 | 26 |  | Solar | FIXED | Roof
SRP04226 | SUNTECH POWER | STP180-24/AB-1 | 185 | 16 | 95.2 | 28 |  | Solar | FIXED | Roof
SRP04226 | SUNTECH POWER | STP180-24/AB-1 | 185 | 24 | 185.2 | 30 |  | Solar | FIXED | Roof
SRP04227 | CHANGZHOU TRINA SOLAR ENERGY CO | TSM-185D | 235 | 26 | 181.3 | 18 |  | Solar | FIXED | Roof
SRP04230 | SUNPOWER | SPR-315E-WHT-U | 320 | 96 | 180 | 40 |  | Solar | FIXED | Ground
SRP04231 | SUNTECH POWER | STP190-18/UB-1 | 190 | 47 | 170 | 35 |  | Solar | FIXED | Roof
SRP04232 | SOLARWORLD | SW185MONO | 245 | 52 | 180 | 30 |  | Solar | FIXED | Ground
SRP04236 | BAODING YINGLI NEW ENERGY RESOURCES CO | YL175(156) | 255 | 468 | 201 | 5 |  | Solar | FIXED | Roof
SRP04237 | SCHUCO USA |  | 90 | 165 | 70 | 10 |  | Solar | FIXED | Roof
SRP04237 | SCHUCO USA |  | 90 | 165 | 250 | 10 |  | Solar | FIXED | Roof
SRP04238 | SOLYNDRA | SL-001-182U | 182 | 705 | 188 | 0 |  | Solar | FIXED | Roof
SRP04239 | SUNPOWER | SPR-315E-WHT-U | 318 | 12 | 240 | 37 |  | Solar | FIXED | Roof
SRP04240 | BAODING YINGLI NEW ENERGY RESOURCES CO | YL175(156) | 260 | 1066 | 193 | 5 |  | Solar | FIXED | Roof
SRP04240 | BAODING YINGLI NEW ENERGY RESOURCES CO | YL175(156) | 260 | 403 | 201 | 5 |  | Solar | FIXED | Roof
SRP04241 | CHANGZHOU TRINA SOLAR ENERGY CO | TSM-185D | 230 | 26 | 148 | 32 |  | Solar | FIXED | Roof
SRP04242 | WEBEL SL ENERGY SYSTEMS | W1600-165 | 175 | 2 | 158 | 37 |  | Solar | FIXED | Roof
SRP04242 | WEBEL SL ENERGY SYSTEMS | W1600-165 | 185 | 34 | 158 | 37 |  | Solar | FIXED | Roof
SRP04243 | CHANGZHOU TRINA SOLAR ENERGY CO | TSM-185D | 230 | 36 | 207 | 28 |  | Solar | FIXED | Roof
SRP04247 | TRINA SOLAR | TSM-235PA05 | 235 | 16 | 134 | 26 |  | Solar | FIXED | Roof
SRP04247 | TRINA SOLAR | TSM-235PA05 | 235 | 8 | 204 | 10 |  | Solar | FIXED | Roof
SRP04248 | CHANGZHOU TRINA SOLAR ENERGY CO | TSM-185D | 230 | 26 | 17 | 10 |  | Solar | FIXED | Roof
SRP04248 | CHANGZHOU TRINA SOLAR ENERGY CO | TSM-185D | 230 | 20 | 197 | 10 |  | Solar | FIXED | Roof
SRP04249 | CHANGZHOU TRINA SOLAR ENERGY CO | TSM-185D | 235 | 23 | 190 | 9 |  | Solar | FIXED | Roof
SRP04250 | BAODING YINGLI NEW ENERGY RESOURCES CO | YL175(156) | 235 | 30 | 188 | 22 |  | Solar | FIXED | Roof
SRP04252 | TRINA SOLAR | TSM-230PA05 | 230 | 14 | 123 | 13 |  | Solar | FIXED | Roof
SRP04252 | TRINA SOLAR | TSM-230PA05 | 230 | 33 | 213 | 13 |  | Solar | FIXED | Roof
SRP04254 | CHANGZHOU TRINA SOLAR ENERGY CO | TSM-185D | 230 | 39 | 107 | 17.5 |  | Solar | FIXED | Roof
SRP04254 | CHANGZHOU TRINA SOLAR ENERGY CO | TSM-185D | 230 | 30 | 287 | 20 |  | Solar | FIXED | Roof
SRP04255 | CHANGZHOU TRINA SOLAR ENERGY CO | TSM-185D | 235 | 36 | 165 | 30 |  | Solar | FIXED | Roof
SRP04256 | OPEN ENERGY | SP225-PC | 250 | 8 | 107 | 33 |  | Solar | FIXED | Roof
SRP04256 | OPEN ENERGY | SP225-PC | 250 | 24 | 197 | 33 |  | Solar | FIXED | Roof
SRP04257 | SUNPOWER | SPR-230-WHT-U | 230 | 32 | 172 | 21 |  | Solar | FIXED | Roof
SRP04258 | TRINA SOLAR | TSM-235PA05 | 235 | 39 | 200 | 34 |  | Solar | FIXED | Roof
SRP04259 | SUNTECH POWER | STP190S-18/UB-1 | 185 | 37 | 108 | 21 |  | Solar | FIXED | Roof
SRP04259 | SUNTECH POWER | STP180S-24/AB-1 | 185 | 54 | 288 | 21 |  | Solar | FIXED | Roof
SRP04260 | CHANGZHOU TRINA SOLAR ENERGY CO | TSM-185D | 235 | 18 | 195 | 25 |  | Solar | FIXED | Roof
SRP04261 | CHANGZHOU TRINA SOLAR ENERGY CO | TSM-185D | 230 | 14 | 66 | 15 |  | Solar | FIXED | Roof
SRP04261 | CHANGZHOU TRINA SOLAR ENERGY CO | TSM-185D | 230 | 26 | 242 | 15 |  | Solar | FIXED | Roof
SRP04263 | SUNPOWER | SPR-230-WHT-U | 240 | 48 | 162 | 27 |  | Solar | FIXED | Roof
SRP04264 | UNKNOWN | UNKNOWN | 230 | 66 | 175 | 20 |  | Solar | FIXED | Ground
SRP04265 | MATRIX SOLAR/PHOTOWATT | PW1650-175 | 240 | 338 | 213 | 10 |  | Solar | FIXED | PARKLT
SRP04266 | SHARP | ND-224UC1 | 240 | 8 | 185 | 15 |  | Solar | FIXED | Roof
SRP04266 | SHARP | ND-224UC1 | 240 | 11 | 185 | 32 |  | Solar | FIXED | Roof
SRP04267 | SUNTECH POWER | STP210S-18/UB-1 | 280 | 935 | 210 | 10 |  | Solar | FIXED | Roof
SRP04268 | SUNTECH POWER | STP210S-18/UB-1 | 280 | 539 | 218 | 10 |  | Solar | FIXED | Roof
SRP04269 | SUNTECH POWER | STP210S-18/UB-1 | 280 | 814 | 176 | 10 |  | Solar | FIXED | Roof
SRP04270 | SANYO ELECTRIC | HIP-205BA5 | 220 | 42 | 174 | 22 |  | Solar | FIXED | Roof
SRP04271 | BP SOLAR | BP175 I | 225 | 7 | 199 | 20 |  | Solar | FIXED | Roof
SRP04271 | BP SOLAR | BP175 I | 225 | 2 | 199 | 45 |  | Solar | FIXED | Roof
SRP04272 | BP SOLAR | BP175 I | 215 | 48 | 227 | 10 |  | Solar | FIXED | Roof
SRP04273 | UNKNOWN | UNKNOWN | 235 | 216 | 180 | 35 |  | Solar | FIXED | Ground
SRP04274 | MATRIX SOLAR/PHOTOWATT | PW1650-175 | 240 | 40 | 180 | 20 |  | Solar | FIXED | Ground
SRP04275 | SUNPOWER | SPR-230-WHT-U | 230 | 24 | 189 | 40 |  | Solar | FIXED | Roof
SRP04277 | KYOCERA SOLAR | KD210GX-LP | 240 | 63 | 178 | 12 |  | Solar | FIXED | Roof
SRP04278 | CANADIAN SOLAR | CS6P-230 | 240 | 70 | 180 | 25 |  | Solar | FIXED | Ground
SRP04279 | SUNPOWER | SPR-225-BLK-U | 225 | 30 | 166 | 18 |  | Solar | FIXED | Ground
SRP04279 | CHANGZHOU TRINA SOLAR ENERGY CO | TSM-185D | 235 | 30 | 180 | 30 |  | Solar | FIXED | Ground
SRP04280 | SUNTECH POWER | STP180-24/AB-1 | 185 | 48 | 127 | 26 |  | Solar | FIXED | Roof
SRP04281 | SHARP | ND-220U2 | 240 | 390 | 215 | 10 |  | Solar | FIXED | Ground
SRP04282 | CHANGZHOU TRINA SOLAR ENERGY CO | TSM-185D | 235 | 754 | 32 | 2.5 |  | Solar | FIXED | Roof
SRP04283 | CHANGZHOU TRINA SOLAR ENERGY CO | TSM-185D | 235 | 468 | 32 | 2.5 |  | Solar | FIXED | Roof
SRP04283 | CHANGZHOU TRINA SOLAR ENERGY CO | TSM-185D | 235 | 1380 | 212 | 2.5 |  | Solar | FIXED | Roof
SRP04284 | SUNPOWER | SPR-230-WHT-U | 238 | 11 | 130 | 34 |  | Solar | FIXED | Roof
SRP04284 | SUNPOWER | SPR-230-WHT-U | 238 | 8 | 218 | 34 |  | Solar | FIXED | Roof
SRP04285 | SUNTECH POWER | STP190S-18/UB-1 | 190 | 21 | 259.7 | 33 |  | Solar | FIXED | Roof
SRP04286 | CHANGZHOU TRINA SOLAR ENERGY CO | TSM-185D | 230 | 20 | 108 | 15 |  | Solar | FIXED | Roof
SRP04286 | CHANGZHOU TRINA SOLAR ENERGY CO | TSM-185D | 230 | 12 | 287 | 15 |  | Solar | FIXED | Roof
SRP04287 | SHARP | ND-224UC1 | 240 | 60 | 178.5 | 29.3 |  | Solar | FIXED | Ground
SRP04288 | DAY4 ENERGY | DAY4 48MC 190 | 225 | 30 | 140 | 35 |  | Solar | FIXED | Roof
SRP04289 | REC SCANMODULE | SCM230 | 240 | 182 | 182 | 37 |  | Solar | FIXED | Ground
SRP04290 | SUNPOWER | SPR-225-BLK-U | 225 | 48 | 126 | 35 |  | Solar | FIXED | Roof
SRP04291 | BP SOLAR | SX170N | 230 | 30 | 121 | 26 |  | Solar | FIXED | Roof
SRP04291 | BP SOLAR | SX170B | 230 | 6 | 210 | 26 |  | Solar | FIXED | Roof
SRP04293 | BAODING YINGLI NEW ENERGY RESOURCES CO | YL175(156) | 235 | 42 | 210 | 30 |  | Solar | FIXED | Roof
SRP04295 | CHANGZHOU TRINA SOLAR ENERGY CO | TSM-185D | 235 | 39 | 105.7 | 22 |  | Solar | FIXED | Roof
SRP04296 | SUNTECH POWER | STP200S-18/UB-1 | 205 | 12 | 197.7 | 45 |  | Solar | FIXED | Roof
SRP04297 | CHANGZHOU TRINA SOLAR ENERGY CO | TSM-185D | 235 | 14 | 180 | 27 |  | Solar | FIXED | Roof
SRP04298 | CHANGZHOU TRINA SOLAR ENERGY CO | TSM-185D | 235 | 30 | 263.7 | 35 |  | Solar | FIXED | Roof
SRP04300 | CHANGZHOU TRINA SOLAR ENERGY CO | TSM-185D | 230 | 10 | 139 | 35 |  | Solar | FIXED | Roof
SRP04300 | CHANGZHOU TRINA SOLAR ENERGY CO | TSM-185D | 230 | 22 | 139 | 38 |  | Solar | FIXED | Roof
SRP04301 | TRINA SOLAR | TSM-235PA05.10 | 235 | 24 | 180 | 18 |  | Solar | FIXED | Roof
SRP04302 | CANADIAN SOLAR | CS6P-230 | 230 | 12 | 130 | 16 |  | Solar | FIXED | Roof
SRP04302 | CANADIAN SOLAR | CS6P-230 | 230 | 29 | 130 | 26 |  | Solar | FIXED | Roof
SRP04303 | CANADIAN SOLAR | CS6P-230 | 235 | 138 | 177.3 | 0 |  | Solar | FIXED | Roof
SRP04304 | KYOCERA SOLAR | KD210GX-LP | 240 | 26 | 243.8 | 30.3 |  | Solar | FIXED | Roof
SRP04307 | MATRIX SOLAR/PHOTOWATT | PW1000-100 | 235 | 123 | 139 | 18 |  | Solar | FIXED | Roof
SRP04308 | CANADIAN SOLAR | CS6P-230 | 230 | 20 | 86 | 18.4 |  | Solar | FIXED | Roof
SRP04308 | CANADIAN SOLAR | CS6P-230 | 230 | 24 | 266 | 18.4 |  | Solar | FIXED | Roof
SRP04309 | ET SOLAR INDUSTRY | ET-P654205 | 205 | 45 | 6 | 3 |  | Solar | FIXED | Roof
SRP04310 | ET SOLAR INDUSTRY | ET-P654205 | 205 | 90 | 6 | 3 |  | Solar | FIXED | Roof
SRP04311 | ET SOLAR INDUSTRY | ET-P654205 | 205 | 75 | 6 | 3 |  | Solar | FIXED | Roof
SRP04312 | ET SOLAR INDUSTRY | ET-P654205 | 205 | 45 | 6 | 3 |  | Solar | FIXED | Roof
SRP04313 | ET SOLAR INDUSTRY | ET-P654205 | 205 | 60 | 6 | 3 |  | Solar | FIXED | Roof
SRP04314 | ET SOLAR INDUSTRY | ET-P672230 | 230 | 52 | 134 | 7 |  | Solar | FIXED | Roof
SRP04314 | ET SOLAR INDUSTRY | ET-P672230 | 230 | 26 | 134 | 10 |  | Solar | FIXED | Roof
SRP04315 | SUNTECH POWER | STP180S-24/AB-1 | 185 | 52 | 225.9 | 35 |  | Solar | FIXED | Roof
SRP04316 | CHANGZHOU TRINA SOLAR ENERGY CO | TSM-185D | 235 | 24 | 129.3 | 20 |  | Solar | FIXED | Roof
SRP04316 | CHANGZHOU TRINA SOLAR ENERGY CO | TSM-185D | 235 | 9 | 219.3 | 20 |  | Solar | FIXED | Roof
SRP04317 | SUNTECH POWER | STP200UB | 205 | 30 | 138 | 30 |  | Solar | FIXED | Roof
SRP04317 | SUNTECH POWER | STP200UB | 205 | 30 | 172.3 | 40 |  | Solar | FIXED | Roof
SRP04318 | CHANGZHOU TRINA SOLAR ENERGY CO | TSM-185D | 235 | 18 | 154.1 | 11 |  | Solar | FIXED | Roof
SRP04319 | CHANGZHOU TRINA SOLAR ENERGY CO | TSM-185D | 230 | 33 | 213 | 25 |  | Solar | FIXED | Roof
SRP04321 | CANADIAN SOLAR | CS6P-230 | 235 | 68 | 180 | 30 |  | Solar | FIXED | Ground
SRP04322 | SUNTECH POWER | STP180-24/AB-1 | 185 | 36 | 180 | 30 |  | Solar | FIXED | Ground
SRP04324 | BP SOLAR | BP3170N | 215 | 27 | 115 | 30 |  | Solar | FIXED | Roof
SRP04324 | BP SOLAR | BP3170N | 215 | 3 | 115 | 40 |  | Solar | FIXED | Roof
SRP04324 | BP SOLAR | BP3170N | 215 | 2 | 115 | 48 |  | Solar | FIXED | Roof
SRP04324 | BP SOLAR | BP3170N | 215 | 3 | 205 | 38 |  | Solar | FIXED | Roof
SRP04324 | BP SOLAR | BP3170N | 215 | 4 | 205 | 40 |  | Solar | FIXED | Roof
SRP04324 | BP SOLAR | BP3170N | 215 | 3 | 205 | 48 |  | Solar | FIXED | Roof
SRP04325 | SCHUCO USA |  | 235 | 156 | 27 | 3 |  | Solar | FIXED | Roof
SRP04325 | SCHUCO USA |  | 235 | 494 | 34 | 3 |  | Solar | FIXED | Roof
SRP04325 | SCHUCO USA |  | 235 | 169 | 207 | 3 |  | Solar | FIXED | Roof
SRP04325 | SCHUCO USA |  | 235 | 468 | 214 | 3 |  | Solar | FIXED | Roof
SRP04326 | BAODING YINGLI NEW ENERGY RESOURCES CO | YL175(156) | 230 | 75 | 148.1 | 39 |  | Solar | FIXED | Ground
SRP04328 | SUNPOWER | SPR-230-WHT-U | 230 | 34 | 181 | 23 |  | Solar | FIXED | Roof
SRP04329 | SUNPOWER | SPR-305-WHT-U | 308 | 776 | 185 | 5 |  | Solar | FIXED | Roof
SRP04330 | SUNPOWER | SPR-315E-WHT-U | 320 | 28 | 300 | 30 |  | Solar | FIXED | Roof
SRP04331 | CHANGZHOU TRINA SOLAR ENERGY CO | TSM-185D | 230 | 24 | 166.4 | 22 |  | Solar | FIXED | Roof
SRP04332 | CEEG (SHANGHAI) SOLAR SCIENCE AND TECHNOLOGY CO | SST 190-72M | 235 | 434 | 206.7 | 5 |  | Solar | FIXED | Roof
SRP04333 | KYOCERA SOLAR | KD210GX-LP | 210 | 27 | 216 | 18 |  | Solar | FIXED | Roof
SRP04333 | KYOCERA SOLAR | KD210GX-LP | 210 | 12 | 216 | 40 |  | Solar | FIXED | Roof
SRP04334 | REC SCANMODULE | SCM230 | 230 | 29 | 113 | 42 |  | Solar | FIXED | Roof
SRP04334 | REC SCANMODULE | SCM230 | 230 | 21 | 203 | 27 |  | Solar | FIXED | Roof
SRP04335 | REC SCANMODULE | SCM230 | 240 | 6 | 122 | 40 |  | Solar | FIXED | Roof
SRP04335 | REC SCANMODULE | SCM230 | 240 | 24 | 212 | 34 |  | Solar | FIXED | Roof
SRP04337 | REC SCANMODULE | SCM230 | 240 | 33 | 109 | 26 |  | Solar | FIXED | Roof
SRP04338 | REC SCANMODULE | SCM230 | 240 | 69 | 155 | 17 |  | Solar | FIXED | Roof
SRP04339 | SCHUCO USA | MPE 230 PS 04 | 230 | 260 | 210 | 22 |  | Solar | FIXED | Roof
SRP04341 | BAODING YINGLI NEW ENERGY RESOURCES CO | YL175(156) | 260 | 26 | 187 | 40 |  | Solar | FIXED | Roof
SRP04342 | SUNPOWER | SPR-230-WHT-U | 230 | 99 | 180 | 34 |  | Solar | FIXED | Roof
SRP04344 | CHANGZHOU TRINA SOLAR ENERGY CO | TSM-185D | 230 | 44 | 128 | 34 |  | Solar | FIXED | Roof
SRP04345 | CHANGZHOU TRINA SOLAR ENERGY CO | TSM-185D | 230 | 20 | 236 | 34 |  | Solar | FIXED | Roof
SRP04346 | SUNPOWER | SPR-230-WHT-U | 230 | 8 | 56 | 34 |  | Solar | FIXED | Roof
SRP04346 | SUNPOWER | SPR-230-WHT-U | 230 | 16 | 146 | 37 |  | Solar | FIXED | Roof
SRP04346 | SUNPOWER | SPR-230-WHT-U | 230 | 16 | 236 | 34 |  | Solar | FIXED | Roof
SRP04347 | BP SOLAR | SX3200B | 215 | 7 | 177 | 24 |  | Solar | FIXED | Roof
SRP04347 | BP SOLAR | SX3200B | 215 | 42 | 267 | 23 |  | Solar | FIXED | Roof
SRP04348 | BP SOLAR | SX6175N | 215 | 7 | 221 | 25 |  | Solar | FIXED | Roof
SRP04348 | BP SOLAR | BP3170N | 215 | 16 | 221 | 30 |  | Solar | FIXED | Roof
SRP04349 | BP SOLAR | BP3170N | 215 | 28 | 180 | 30 |  | Solar | FIXED | Roof
SRP04350 | BP SOLAR | BP3170N | 215 | 9 | 177 | 20 |  | Solar | FIXED | Roof
SRP04350 | BP SOLAR | SX3200W | 215 | 42 | 267 | 23 |  | Solar | FIXED | Roof
SRP04351 | SUNPOWER | SPR-225-BLK-U | 225 | 18 | 90 | 30 |  | Solar | FIXED | Roof
SRP04351 | SUNPOWER | SPR-225-BLK-U | 225 | 18 | 180 | 30 |  | Solar | FIXED | Roof
SRP04352 | MATRIX SOLAR/PHOTOWATT | PW750-70 | 235 | 126 | 185 | 23 |  | Solar | FIXED | Roof
SRP04354 | SUNPOWER | SPR-225-BLK-U | 225 | 25 | 104 | 40 |  | Solar | FIXED | Roof
SRP04357 | SUNPOWER | SPR-230-WHT-U | 245 | 79 | 180 | 29 |  | Solar | FIXED | Ground
SRP04358 | SUNTECH POWER | STP180S-24/AB-1 | 185 | 55 | 180 | 20 |  | Solar | FIXED | Roof
SRP04359 | SUNTECH POWER | STP180-24/AB-1 | 185 | 16 | 115.9 | 20 |  | Solar | FIXED | Roof
SRP04359 | SUNTECH POWER | STP180S-24/AB-1 | 185 | 30 | 205.9 | 20 |  | Solar | FIXED | Roof
SRP04360 | SUNTECH POWER | STP200-18/UB-1 | 205 | 28 | 251 | 17 |  | Solar | FIXED | Roof
SRP04361 | CHANGZHOU TRINA SOLAR ENERGY CO | TSM-185D | 230 | 26 | 104.1 | 19 |  | Solar | FIXED | Roof
SRP04362 | SUNTECH POWER | STP200-18/UB-1 | 205 | 38 | 211.8 | 33 |  | Solar | FIXED | Roof
SRP04363 | CHANGZHOU TRINA SOLAR ENERGY CO | TSM-185D | 235 | 40 | 263 | 20 |  | Solar | FIXED | Roof
SRP04364 | SUNTECH POWER | STP180S-24/AB-1 | 185 | 44 | 178 | 35 |  | Solar | FIXED | Roof
SRP04367 | SUNTECH POWER | STP200-18/UB-1 | 205 | 14 | 103 | 18 |  | Solar | FIXED | Roof
SRP04367 | SUNTECH POWER | STP200UB | 205 | 20 | 103 | 25 |  | Solar | FIXED | Roof
SRP04369 | CHANGZHOU TRINA SOLAR ENERGY CO | TSM-185D | 230 | 36 | 201 | 10 |  | Solar | FIXED | Roof
SRP04369 | CHANGZHOU TRINA SOLAR ENERGY CO | TSM-185D | 230 | 22 | 201 | 34 |  | Solar | FIXED | Roof
SRP04373 | CHANGZHOU TRINA SOLAR ENERGY CO | TSM-185D | 230 | 18 | 213 | 32 |  | Solar | FIXED | Roof
SRP04375 | SOLARWORLD | SW185MONO | 245 | 48 | 244 | 28 |  | Solar | FIXED | Roof
SRP04379 | SANYO ELECTRIC | HIP-205BA5 | 225 | 36 | 208 | 20 |  | Solar | FIXED | Roof
SRP04380 | SUNPOWER | SPR-215-WHT-U | 215 | 27 | 233 | 47 |  | Solar | FIXED | Roof
SRP04382 | MATRIX SOLAR/PHOTOWATT | PW1650-175 | 185 | 58 | 224 | 34 |  | Solar | FIXED | Roof
SRP04383 | CANADIAN SOLAR | CS6P-230 | 250 | 80 | 180 | 35 |  | Solar | FIXED | Ground
SRP04384 | CANADIAN SOLAR | CS6P-230 | 230 | 20 | 140 | 20 |  | Solar | FIXED | Roof
SRP04385 | SANYO ELECTRIC | HIP-205BA3 | 225 | 22 | 275 | 21 |  | Solar | FIXED | Roof
SRP04386 | REC SCANMODULE | SCM230 | 230 | 15 | 95 | 24 |  | Solar | FIXED | Roof
SRP04386 | REC SCANMODULE | SCM230 | 230 | 27 | 95 | 24 |  | Solar | FIXED | Roof
SRP04387 | REC SCANMODULE | SCM230 | 240 | 120 | 180 | 30 |  | Solar | FIXED | Ground
SRP04389 | BP SOLAR | BP3170N | 215 | 7 | 116 | 15 |  | Solar | FIXED | Roof
SRP04389 | BP SOLAR | BP3125S | 215 | 17 | 206 | 15 |  | Solar | FIXED | Roof
SRP04390 | CHANGZHOU TRINA SOLAR ENERGY CO | TSM-185D | 230 | 18 | 145.2 | 20 |  | Solar | FIXED | Roof
SRP04394 | UNKNOWN | UNKNOWN | 255 | 20 | 178 | 33 |  | Solar | FIXED | Roof
SRP04395 | SHARP | ND-224UC1 | 240 | 280 | 187 | 10 |  | Solar | FIXED | Roof
SRP04396 | SUNTECH POWER | STP180S-24/AB-1 | 185 | 20 | 160.1 | 20 |  | Solar | FIXED | Roof
SRP04396 | SUNTECH POWER | STP180S-24/AB-1 | 185 | 12 | 250.1 | 20 |  | Solar | FIXED | Roof
SRP04397 | SHARP | ND-224U1F | 240 | 308 | 199 | 10 |  | Solar | FIXED | Roof
SRP04398 | SUNTECH POWER | STP180S-24/AB-1 | 185 | 16 | 132.5 | 28 |  | Solar | FIXED | Roof
SRP04398 | SUNTECH POWER | STP180-24/AB-1 | 185 | 36 | 222.5 | 45 |  | Solar | FIXED | Roof
SRP04399 | SOLAR POWER (SPI) | SP200FP12 | 230 | 21252 | 154 | 16 |  | Solar | FIXED | Roof
SRP04400 | SCHUCO USA |  | 185 | 11 | 167 | 40 |  | Solar | FIXED | Roof
SRP04400 | SCHUCO USA |  | 185 | 33 | 252 | 40 |  | Solar | FIXED | Roof
SRP04401 | CHANGZHOU TRINA SOLAR ENERGY CO | TSM-185D | 235 | 10 | 162.7 | 30 |  | Solar | FIXED | Roof
SRP04401 | CHANGZHOU TRINA SOLAR ENERGY CO | TSM-185D | 235 | 24 | 162.7 | 38 |  | Solar | FIXED | Roof
SRP04403 | CHANGZHOU TRINA SOLAR ENERGY CO | TSM-185D | 235 | 38 | 186.9 | 40 |  | Solar | FIXED | Roof
SRP04404 | SUNTECH POWER | STP190-18/UB-1 | 190 | 24 | 143.1 | 15 |  | Solar | FIXED | Roof
SRP04405 | BP SOLAR | BP3170N | 195 | 39 | 118 | 18 |  | Solar | FIXED | Roof
SRP04405 | BP SOLAR | SX3200B | 195 | 14 | 208 | 18 |  | Solar | FIXED | Roof
SRP04405 | BP SOLAR | SX3200W | 215 | 4 | 208 | 18 |  | Solar | FIXED | Roof
SRP04406 | CHANGZHOU TRINA SOLAR ENERGY CO | TSM-185D | 235 | 18 | 143.5 | 28 |  | Solar | FIXED | Roof
SRP04408 | SUNTECH POWER | STP200-18/UB-1 | 205 | 18 | 129.4 | 45 |  | Solar | FIXED | Roof
SRP04409 | SANYO ELECTRIC | HIP-205BA5 | 225 | 20 | 125 | 34 |  | Solar | FIXED | Roof
SRP04409 | SANYO ELECTRIC | HIP-205BA5 | 225 | 13 | 215 | 34 |  | Solar | FIXED | Roof
SRP04410 | CHANGZHOU TRINA SOLAR ENERGY CO | TSM-185D | 230 | 20 | 137.2 | 25 |  | Solar | FIXED | Roof
SRP04411 | CHANGZHOU TRINA SOLAR ENERGY CO | TSM-185D | 235 | 24 | 194.1 | 30 |  | Solar | FIXED | Roof
SRP04412 | SUNPOWER | SPR-230-WHT-U | 240 | 27 | 149 | 28 |  | Solar | FIXED | Roof
SRP04412 | SUNPOWER | SPR-230-WHT-U | 240 | 9 | 239 | 28 |  | Solar | FIXED | Roof
SRP04413 | CHANGZHOU TRINA SOLAR ENERGY CO | TSM-185D | 235 | 100 | 182 | 14 |  | Solar | FIXED | Roof
SRP04413 | CHANGZHOU TRINA SOLAR ENERGY CO | TSM-185D | 235 | 150 | 182 | 20 |  | Solar | FIXED | Roof
SRP04414 | CHANGZHOU TRINA SOLAR ENERGY CO | TSM-185D | 230 | 30 | 114 | 30 |  | Solar | FIXED | Roof
SRP04415 | BP SOLAR | SX3200W | 230 | 30 | 207 | 12 |  | Solar | FIXED | Roof
SRP04416 | SANYO ELECTRIC | HIP-205BA5 | 215 | 22 | 116 | 20 |  | Solar | FIXED | Roof
SRP04418 | CHANGZHOU TRINA SOLAR ENERGY CO | TSM-185D | 230 | 33 | 223 | 32 |  | Solar | FIXED | Roof
SRP04419 | CHANGZHOU TRINA SOLAR ENERGY CO | TSM-185D | 230 | 20 | 164 | 42 |  | Solar | FIXED | Roof
SRP04422 | CHANGZHOU TRINA SOLAR ENERGY CO | TSM-185D | 230 | 36 | 192 | 30 |  | Solar | FIXED | Roof
SRP04426 | SUNPOWER | SPR-230-WHT-U | 240 | 42 | 132 | 32 |  | Solar | FIXED | Roof
SRP04427 | CHANGZHOU TRINA SOLAR ENERGY CO | TSM-185D | 230 | 20 | 185 | 25 |  | Solar | FIXED | Roof
SRP04428 | WEBEL SL ENERGY SYSTEMS | W1600-165 | 235 | 20 | 195 | 30 |  | Solar | FIXED | Roof
SRP04429 | CHANGZHOU TRINA SOLAR ENERGY CO | TSM-185D | 230 | 53 | 204.2 | 21 |  | Solar | FIXED | Roof
SRP04434 | SUNTECH POWER | STP200-18/UB-1 | 205 | 24 | 219.2 | 20 |  | Solar | FIXED | Roof
SRP04436 | SUNPOWER | SPR-230-WHT-U | 240 | 8 | 135 | 36 |  | Solar | FIXED | Roof
SRP04436 | SUNPOWER | SPR-230-WHT-U | 240 | 8 | 225 | 18 |  | Solar | FIXED | Roof
SRP04436 | SUNPOWER | SPR-230-WHT-U | 240 | 8 | 225 | 40 |  | Solar | FIXED | Roof
SRP04438 | SUNPOWER | SPR-230-WHT-U | 230 | 24 | 150 | 26 |  | Solar | FIXED | Roof
SRP04438 | SUNPOWER | SPR-230-WHT-U | 230 | 36 | 150 | 30 |  | Solar | FIXED | Roof
SRP04439 | CHANGZHOU TRINA SOLAR ENERGY CO | TSM-185D | 230 | 26 | 192.7 | 24 |  | Solar | FIXED | Roof
SRP04441 | CHANGZHOU TRINA SOLAR ENERGY CO | TSM-185D | 230 | 52 | 145 | 23 |  | Solar | FIXED | Roof
SRP04443 | CHANGZHOU TRINA SOLAR ENERGY CO | TSM-185D | 230 | 46 | 203.7 | 30 |  | Solar | FIXED | Roof
SRP04444 | CHANGZHOU TRINA SOLAR ENERGY CO | TSM-185D | 230 | 48 | 124 | 19 |  | Solar | FIXED | Roof
SRP04445 | SUNPOWER | SPR-230-WHT-U | 240 | 30 | 238 | 20 |  | Solar | FIXED | Roof
SRP04448 | SUNPOWER | SPR-230-WHT-U | 230 | 38 | 126 | 26 |  | Solar | FIXED | Roof
SRP04451 | SOLARWORLD | SW185MONO | 235 | 168 | 210 | 10 |  | Solar | FIXED | Roof
SRP04452 | CHANGZHOU TRINA SOLAR ENERGY CO | TSM-185D | 230 | 30 | 225 | 26 |  | Solar | FIXED | Roof
SRP04453 | CANADIAN SOLAR | CS6P-230 | 230 | 14 | 172 | 30 |  | Solar | FIXED | Roof
SRP04454 | CHANGZHOU TRINA SOLAR ENERGY CO | TSM-185D | 230 | 24 | 169 | 37 |  | Solar | FIXED | Roof
SRP04455 | SUNTECH POWER | STP180-24/AB-1 | 185 | 50 | 165 | 22 |  | Solar | FIXED | Roof
SRP04456 | CHANGZHOU TRINA SOLAR ENERGY CO | TSM-185D | 230 | 13 | 118 | 20 |  | Solar | FIXED | Roof
SRP04456 | CHANGZHOU TRINA SOLAR ENERGY CO | TSM-185D | 230 | 11 | 208 | 20 |  | Solar | FIXED | Roof
SRP04457 | SUNPOWER | SPR-230-WHT-U | 240 | 42 | 109 | 23 |  | Solar | FIXED | Roof
SRP04458 | KYOCERA SOLAR | KC200GT | 235 | 120 | 190 | 15 |  | Solar | FIXED | Roof
SRP04459 | KYOCERA SOLAR | KC200GT | 235 | 54 | 188 | 30 |  | Solar | FIXED | Ground
SRP04460 | MATRIX SOLAR/PHOTOWATT | PW1650-175 | 240 | 40 | 135 | 2 |  | Solar | FIXED | Roof
SRP04460 | MATRIX SOLAR/PHOTOWATT | PW1650-175 | 240 | 96 | 135 | 10 |  | Solar | FIXED | Roof
SRP04460 | MATRIX SOLAR/PHOTOWATT | PW1650-175 | 240 | 26 | 315 | 2 |  | Solar | FIXED | Roof
SRP04461 | SUNPOWER | SPR-225-BLK-U | 225 | 20 | 179 | 28 |  | Solar | FIXED | Roof
SRP04461 | SUNPOWER | SPR-225-BLK-U | 225 | 30 | 179 | 38 |  | Solar | FIXED | Roof
SRP04462 | GLORIA SOLAR | GSM6-200D-UO1 | 210 | 34 | 117 | 15 |  | Solar | FIXED | Roof
SRP04463 | SOLARWORLD | SW185MONO | 235 | 117 | 210 | 10 |  | Solar | FIXED | Roof
SRP04464 | SUNPOWER | SPR-230-WHT-U | 240 | 5 | 180 | 14 |  | Solar | FIXED | Roof
SRP04464 | SUNPOWER | SPR-230-WHT-U | 240 | 31 | 180 | 18 |  | Solar | FIXED | Roof
SRP04465 | SOLARWORLD | SW185MONO | 240 | 182 | 203 | 10 |  | Solar | FIXED | Roof
SRP04466 | UNKNOWN | UNKNOWN | 255 | 30 | 100 | 23 |  | Solar | FIXED | Roof
SRP04467 | CHANGZHOU TRINA SOLAR ENERGY CO | TSM-185D | 230 | 30 | 249 | 25 |  | Solar | FIXED | Roof
SRP04468 | UNKNOWN | UNKNOWN | 255 | 8 | 133 | 30 |  | Solar | FIXED | Roof
SRP04468 | UNKNOWN | UNKNOWN | 255 | 12 | 223 | 28 |  | Solar | FIXED | Roof
SRP04471 | MATRIX SOLAR/PHOTOWATT | PW1650-175 | 250 | 21210 | 190 | 10 |  | Solar | FIXED | Roof
SRP04471 | SHARP | ND-224U1F | 240 | 11804 | 190 | 10 |  | Solar | FIXED | Roof
SRP04473 | BP SOLAR | SX3200B | 215 | 2 | 151 | 15 |  | Solar | FIXED | Roof
SRP04473 | BP SOLAR | BP3170N | 215 | 26 | 151 | 23 |  | Solar | FIXED | Roof
SRP04474 | CHANGZHOU TRINA SOLAR ENERGY CO | TSM-185D | 230 | 8 | 196.3 | 30 |  | Solar | FIXED | Roof
SRP04475 | SUNTECH POWER | STP200-18/UB-1 | 205 | 48 | 180.5 | 23 |  | Solar | FIXED | Roof
SRP04476 | SUNTECH POWER | STP180-24/AB-1 | 185 | 56 | 118 | 17 |  | Solar | FIXED | Roof
SRP04478 | SUNTECH POWER | STP200S-18/UB-1 | 205 | 30 | 186.2 | 30 |  | Solar | FIXED | Roof
SRP04479 | SUNTECH POWER | STP190-18/UB-1 | 190 | 14 | 152 | 35 |  | Solar | FIXED | Roof
SRP04479 | SUNTECH POWER | STP190-18/UB-1 | 190 | 30 | 242 | 35 |  | Solar | FIXED | Roof
SRP04480 | SUNTECH POWER | STP180S-24/AB-1 | 185 | 21 | 146 | 38 |  | Solar | FIXED | Roof
SRP04480 | SUNTECH POWER | STP180S-24/AB-1 | 185 | 20 | 236 | 34 |  | Solar | FIXED | Roof
SRP04481 | SUNTECH POWER | STP180-24/AB-1 | 185 | 19 | 151.6 | 20 |  | Solar | FIXED | Roof
SRP04481 | SUNTECH POWER | STP180-24/AB-1 | 185 | 35 | 241.6 | 20 |  | Solar | FIXED | Roof
SRP04482 | CHANGZHOU TRINA SOLAR ENERGY CO | TSM-185D | 235 | 20 | 140.9 | 20 |  | Solar | FIXED | Roof
SRP04483 | SUNTECH POWER | STP180S-24/AB-1 | 185 | 41 | 86 | 28 |  | Solar | FIXED | Roof
SRP04483 | SUNTECH POWER | STP180S-24/AB-1 | 185 | 31 | 176 | 35 |  | Solar | FIXED | Roof
SRP04485 | SUNTECH POWER | STP180S-24/AB-1 | 185 | 44 | 161 | 34 |  | Solar | FIXED | Roof
SRP04486 | SUNTECH POWER | STP200-18/UB-1 | 205 | 9 | 104.4 | 30 |  | Solar | FIXED | Roof
SRP04486 | SUNTECH POWER | STP200UB | 205 | 29 | 194.4 | 25 |  | Solar | FIXED | Roof
SRP04487 | SOLARWORLD | SW185 MONO/T | 245 | 2086 | 190 | 10 |  | Solar | FIXED | Ground
SRP04487 | SOLARWORLD | SW185 MONO/T | 245 | 2002 | 235 | 10 |  | Solar | FIXED | Ground
SRP04488 | MATRIX SOLAR/PHOTOWATT | PW750-70 | 235 | 36 | 195 | 20 |  | Solar | FIXED | Roof
SRP04488 | MATRIX SOLAR/PHOTOWATT | PW750-70 | 235 | 36 | 195 | 32 |  | Solar | FIXED | Ground
SRP04489 | SUNPOWER | SPR-230-WHT-U | 230 | 60 | 209 | 23 |  | Solar | FIXED | Roof
SRP04490 | SUNPOWER | SPR-230-WHT-U | 230 | 32 | 136 | 40 |  | Solar | FIXED | Roof
SRP04492 | ET SOLAR INDUSTRY | ET-P672280 | 185 | 22 | 140 | 34 |  | Solar | FIXED | Roof
SRP04492 | ET SOLAR INDUSTRY | ET-P654180 | 185 | 11 | 230 | 37 |  | Solar | FIXED | Roof
SRP04493 | CANADIAN SOLAR | CS6P-230 | 235 | 13 | 218 | 8 |  | Solar | FIXED | Roof
SRP04493 | CANADIAN SOLAR | CS6P-230 | 235 | 8 | 218 | 11 |  | Solar | FIXED | Roof
SRP04493 | CANADIAN SOLAR | CS6P-230 | 235 | 5 | 218 | 33 |  | Solar | FIXED | Roof
SRP04494 | CANADIAN SOLAR | CS6P-230 | 235 | 18 | 220 | 12 |  | Solar | FIXED | Roof
SRP04494 | CANADIAN SOLAR | CS6P-230 | 235 | 4 | 220 | 15 |  | Solar | FIXED | Roof
SRP04494 | CANADIAN SOLAR | CS6P-230 | 235 | 14 | 220 | 32 |  | Solar | FIXED | Roof
SRP04495 | CANADIAN SOLAR | CS6P-230 | 235 | 15 | 217 | 32 |  | Solar | FIXED | Roof
SRP04496 | CANADIAN SOLAR | CS6P-230 | 235 | 9 | 124 | 31 |  | Solar | FIXED | Roof
SRP04496 | CANADIAN SOLAR | CS6P-230 | 235 | 12 | 214 | 31 |  | Solar | FIXED | Roof
SRP04497 | CANADIAN SOLAR | CS6P-230 | 235 | 15 | 217 | 36 |  | Solar | FIXED | Roof
SRP04498 | CANADIAN SOLAR | CS6P-230 | 235 | 12 | 215 | 30 |  | Solar | FIXED | Roof
SRP04500 | CANADIAN SOLAR | CS6P-230 | 235 | 20 | 223 | 22 |  | Solar | FIXED | Roof
SRP04501 | CANADIAN SOLAR | CS6P-230 | 235 | 14 | 220 | 40 |  | Solar | FIXED | Roof
SRP04505 | TRINA SOLAR | TSM-235PA05.10 | 235 | 33 | 130 | 18 |  | Solar | FIXED | Roof
SRP04505 | TRINA SOLAR | TSM-235PD05.10 | 235 | 27 | 220 | 25 |  | Solar | FIXED | Roof
SRP04506 | CHANGZHOU TRINA SOLAR ENERGY CO | TSM-185D | 235 | 252 | 196 | 10 |  | Solar | FIXED | Roof
SRP04507 | CHANGZHOU TRINA SOLAR ENERGY CO | TSM-185D | 235 | 8 | 170 | 22 |  | Solar | FIXED | Roof
SRP04507 | CHANGZHOU TRINA SOLAR ENERGY CO | TSM-185D | 235 | 29 | 220 | 24 |  | Solar | FIXED | Roof
SRP04508 | CHANGZHOU TRINA SOLAR ENERGY CO | TSM-185D | 235 | 17 | 170 | 30 |  | Solar | FIXED | Roof
SRP04509 | CHANGZHOU TRINA SOLAR ENERGY CO | TSM-185D | 235 | 23 | 180 | 18 |  | Solar | FIXED | Roof
SRP04510 | SANYO ELECTRIC | HIP-205BA3 | 220 | 27 | 164 | 21 |  | Solar | FIXED | Roof
SRP04510 | SANYO ELECTRIC | HIP-205BA5 | 220 | 18 | 239 | 40 |  | Solar | FIXED | Roof
SRP04511 | CHANGZHOU TRINA SOLAR ENERGY CO | TSM-185D | 235 | 39 | 245 | 28 |  | Solar | FIXED | Roof
SRP04512 | CHANGZHOU TRINA SOLAR ENERGY CO | TSM-185D | 235 | 22 | 230 | 26 |  | Solar | FIXED | Roof
SRP04515 | TRINA SOLAR | TSM-235PA05 | 235 | 28 | 205 | 37 |  | Solar | FIXED | Roof
SRP04516 | CHANGZHOU TRINA SOLAR ENERGY CO | TSM-185D | 230 | 52 | 203 | 27 |  | Solar | FIXED | Roof
SRP04517 | CHANGZHOU TRINA SOLAR ENERGY CO | TSM-185D | 230 | 27 | 181 | 27 |  | Solar | FIXED | Roof
SRP04518 | CHANGZHOU TRINA SOLAR ENERGY CO | TSM-185D | 230 | 15 | 149 | 34 |  | Solar | FIXED | Roof
SRP04520 | SANYO ELECTRIC | HIP-205BA5 | 220 | 50 | 142 | 18 |  | Solar | FIXED | Roof
SRP04522 | MITSUBISHI ELECTRIC | PV-UE125MF5N | 235 | 52 | 116 | 2 |  | Solar | FIXED | Roof
SRP04522 | MITSUBISHI ELECTRIC | PV-UE125MF5N | 235 | 96 | 116 | 10 |  | Solar | FIXED | Roof
SRP04522 | MITSUBISHI ELECTRIC | PV-UE125MF5N | 235 | 143 | 154 | 10 |  | Solar | FIXED | Roof
SRP04522 | MITSUBISHI ELECTRIC | PV-UE125MF5N | 235 | 52 | 224 | 2 |  | Solar | FIXED | Roof
SRP04522 | MITSUBISHI ELECTRIC | PV-UE125MF5N | 235 | 96 | 224 | 10 |  | Solar | FIXED | Roof
SRP04523 | MITSUBISHI ELECTRIC | PV-UE135MF5N | 235 | 429 | 176 | 10 |  | Solar | FIXED | Roof
SRP04524 | CHANGZHOU TRINA SOLAR ENERGY CO | TSM-185D | 230 | 9 | 122 | 18 |  | Solar | FIXED | Roof
SRP04524 | CHANGZHOU TRINA SOLAR ENERGY CO | TSM-185D | 230 | 16 | 201 | 18 |  | Solar | FIXED | Roof
SRP04525 | MITSUBISHI ELECTRIC | PV-UE135MF5N | 235 | 806 | 216 | 5 |  | Solar | FIXED | Roof
SRP04526 | MITSUBISHI ELECTRIC | PV-UE135MF5N | 235 | 507 | 172 | 5 |  | Solar | FIXED | Roof
SRP04527 | MITSUBISHI ELECTRIC | PV-UE135MF5N | 235 | 156 | 172 | 5 |  | Solar | FIXED | Roof
SRP04528 | SUNTECH POWER | STP210S-18/UB-1 | 390 | 41 | 187 | 15 |  | Solar | FIXED | Ground
SRP04529 | UNITED SOLAR OVONIC | SSR-136 | 390 | 19 | 176 | 30 |  | Solar | FIXED | Roof
SRP04531 | BP SOLAR | BP3170N | 215 | 14 | 141 | 33 |  | Solar | FIXED | Roof
SRP04532 | SCHUCO USA |  | 185 | 40 | 185 | 26.6 |  | Solar | FIXED | Roof
SRP04533 | SHARP | ND-176U1Y | 175 | 231 | 165 | 10 |  | Solar | FIXED | Roof
SRP04534 | SUNTECH POWER | STP180-24/AB-1 | 185 | 36 | 225.5 | 34 |  | Solar | FIXED | Roof
SRP04535 | CHANGZHOU TRINA SOLAR ENERGY CO | TSM-185D | 230 | 33 | 204 | 23 |  | Solar | FIXED | Roof
SRP04536 | SUNTECH POWER | STP190-18/UB-1 | 190 | 36 | 247.9 | 20 |  | Solar | FIXED | Roof
SRP04537 | CHANGZHOU TRINA SOLAR ENERGY CO | TSM-185D | 235 | 18 | 170.6 | 20 |  | Solar | FIXED | Roof
SRP04538 | SUNTECH POWER | STP190-18/UB-1 | 185 | 55 | 273.5 | 24 |  | Solar | FIXED | Roof
SRP04539 | SUNTECH POWER | STP200UB | 205 | 20 | 156.9 | 27 |  | Solar | FIXED | Roof
SRP04540 | SUNTECH POWER | STP180S-24/AB-1 | 185 | 34 | 194.4 | 35 |  | Solar | FIXED | Roof
SRP04541 | CHANGZHOU TRINA SOLAR ENERGY CO | TSM-185D | 235 | 26 | 129.4 | 30 |  | Solar | FIXED | Roof
SRP04542 | SUNTECH POWER | STP180S-24/AB-1 | 185 | 44 | 128 | 25 |  | Solar | FIXED | Roof
SRP04543 | SUNTECH POWER | STP200UB | 205 | 52 | 178 | 19 |  | Solar | FIXED | Roof
SRP04544 | SUNTECH POWER | STP190-18/UB-1 | 185 | 33 | 236.1 | 20 |  | Solar | FIXED | Roof
SRP04545 | CHANGZHOU TRINA SOLAR ENERGY CO | TSM-185D | 235 | 30 | 199.1 | 25 |  | Solar | FIXED | Roof
SRP04546 | SUNTECH POWER | STP190-18/UB-1 | 190 | 48 | 223.1 | 20 |  | Solar | FIXED | Roof
SRP04547 | SUNTECH POWER | STP200UB | 205 | 36 | 220.3 | 34 |  | Solar | FIXED | Roof
SRP04548 | CHANGZHOU TRINA SOLAR ENERGY CO | TSM-185D | 235 | 10 | 246.9 | 23 |  | Solar | FIXED | Roof
SRP04548 | CHANGZHOU TRINA SOLAR ENERGY CO | TSM-185D | 235 | 16 | 246.9 | 40 |  | Solar | FIXED | Roof
SRP04549 | SUNTECH POWER | STP190-18/UB-1 | 185 | 33 | 176 | 33 |  | Solar | FIXED | Roof
SRP04549 | SUNTECH POWER | STP190-18/UB-1 | 185 | 36 | 266 | 26 |  | Solar | FIXED | Roof
SRP04550 | SUNTECH POWER | STP180S-24/AB-1 | 185 | 50 | 128 | 30 |  | Solar | FIXED | Roof
SRP04551 | REC SCANMODULE | SCM230 | 240 | 26 | 137 | 18 |  | Solar | FIXED | Roof
SRP04552 | UNKNOWN | UNKNOWN | 250 | 5 | 154 | 15 |  | Solar | FIXED | Roof
SRP04552 | UNKNOWN | UNKNOWN | 250 | 21 | 154 | 20 |  | Solar | FIXED | Roof
SRP04554 | REC SCANMODULE | SCM230 | 240 | 12 | 98 | 36 |  | Solar | FIXED | Roof
SRP04554 | REC SCANMODULE | SCM230 | 240 | 28 | 188 | 38 |  | Solar | FIXED | Roof
SRP04555 | CHANGZHOU TRINA SOLAR ENERGY CO | TSM-185D | 235 | 40 | 176.8 | 30 |  | Solar | FIXED | Roof
SRP04556 | CANADIAN SOLAR | CS6P-230 | 230 | 24 | 157 | 18 |  | Solar | FIXED | Roof
SRP04557 | BP SOLAR | BP4170N | 215 | 22 | 160 | 28 |  | Solar | FIXED | Roof
SRP04558 | SOLYNDRA | SL-002-182U | 245 | 39 | 180 | 32 |  | Solar | FIXED | Ground
SRP04559 | SANYO ELECTRIC | HIP-205BA19 | 220 | 27 | 196 | 23 |  | Solar | FIXED | Roof
SRP04560 | CANADIAN SOLAR | CS6P-230 | 235 | 6 | 125 | 31 |  | Solar | FIXED | Roof
SRP04560 | CANADIAN SOLAR | CS6P-230 | 235 | 6 | 216 | 31 |  | Solar | FIXED | Roof
SRP04561 | SOLYNDRA | SL-002-182U | 210 | 624 | 161 | 0 |  | Solar | FIXED | Roof
SRP04562 | CHANGZHOU TRINA SOLAR ENERGY CO | TSM-185D | 230 | 33 | 220 | 18 |  | Solar | FIXED | Roof
SRP04563 | SUNPOWER | SPR-230-WHT-U | 240 | 24 | 194 | 31 |  | Solar | FIXED | Roof
SRP04564 | CHANGZHOU TRINA SOLAR ENERGY CO | TSM-185D | 230 | 9 | 95 | 25 |  | Solar | FIXED | Roof
SRP04564 | CHANGZHOU TRINA SOLAR ENERGY CO | TSM-185D | 230 | 9 | 183 | 25 |  | Solar | FIXED | Roof
SRP04565 | CHANGZHOU TRINA SOLAR ENERGY CO | TSM-185D | 230 | 66 | 114 | 6 |  | Solar | FIXED | Roof
SRP04566 | SUNPOWER | PL-SUNP-SPR-220 | 230 | 27 | 173 | 34 |  | Solar | FIXED | Roof
SRP04567 | CHANGZHOU TRINA SOLAR ENERGY CO | TSM-185D | 230 | 36 | 209 | 22 |  | Solar | FIXED | Roof
SRP04568 | CHANGZHOU TRINA SOLAR ENERGY CO | TSM-185D | 230 | 12 | 123 | 3 |  | Solar | FIXED | Roof
SRP04568 | CHANGZHOU TRINA SOLAR ENERGY CO | TSM-185D | 230 | 12 | 303 | 3 |  | Solar | FIXED | Roof
SRP04570 | SUNPOWER | SPR-230-WHT-U | 230 | 33 | 142 | 40 |  | Solar | FIXED | Roof
SRP04571 | SUNPOWER | SPR-225-BLK-U | 225 | 40 | 231 | 36 |  | Solar | FIXED | Roof
SRP04572 | SUNTECH POWER | STP210S-18/UB-1 | 245 | 10 | 207 | 22 |  | Solar | FIXED | Roof
SRP04572 | SUNTECH POWER | STP210S-18/UB-1 | 245 | 24 | 207 | 25 |  | Solar | FIXED | Roof
SRP04575 | CHANGZHOU TRINA SOLAR ENERGY CO | TSM-185D | 235 | 1680 | 160 | 5 |  | Solar | FIXED | Roof
SRP04576 | SUNTECH POWER | STP170S-24/AB-1 | 190 | 27 | 215 | 26 |  | Solar | FIXED | Roof
SRP04578 | CHANGZHOU TRINA SOLAR ENERGY CO | TSM-185D | 220 | 702 | 184 | 18 |  | Solar | FIXED | Roof
SRP04579 | CHANGZHOU TRINA SOLAR ENERGY CO | TSM-185D | 235 | 70 | 164.4 | 5 |  | Solar | FIXED | Roof
SRP04580 | SUNTECH POWER | STP190-18/UB-1 | 190 | 36 | 101 | 23 |  | Solar | FIXED | Roof
SRP04581 | SUNTECH POWER | STP180-24/AB-1 | 185 | 48 | 186 | 31 |  | Solar | FIXED | Roof
SRP04582 | SUNTECH POWER | STP190S-18/UB-1 | 190 | 32 | 140 | 30 |  | Solar | FIXED | Roof
SRP04583 | SUNTECH POWER | STP180-24/AB-1 | 185 | 43 | 147.5 | 20 |  | Solar | FIXED | Roof
SRP04584 | SUNTECH POWER | STP190-18/UB-1 | 190 | 34 | 196.5 | 10 |  | Solar | FIXED | Roof
SRP04585 | CHANGZHOU TRINA SOLAR ENERGY CO | TSM-185D | 230 | 30 | 271 | 30 |  | Solar | FIXED | Roof
SRP04586 | SUNTECH POWER | STP200-18/UB-1 | 205 | 10 | 198 | 10 |  | Solar | FIXED | Roof
SRP04586 | SUNTECH POWER | STP200-18/UB-1 | 205 | 12 | 198 | 11 |  | Solar | FIXED | Roof
SRP04586 | SUNTECH POWER | STP21018 | 205 | 6 | 198 | 19 |  | Solar | FIXED | Roof
SRP04587 | CHANGZHOU TRINA SOLAR ENERGY CO | TSM-185D | 235 | 32 | 173.3 | 15 |  | Solar | FIXED | Roof
SRP04588 | SHARP | ND-224UC1 | 235 | 30 | 142 | 30 |  | Solar | FIXED | Roof
SRP04589 | SUNTECH POWER | STP210S-18/UB-1 | 245 | 6 | 185 | 21 |  | Solar | FIXED | Roof
SRP04589 | SUNTECH POWER | STP21018 | 245 | 12 | 185 | 35 |  | Solar | FIXED | Roof
SRP04590 | SUNPOWER | SPR-225-BLK-U | 225 | 4 | 217 | 14 |  | Solar | FIXED | Roof
SRP04590 | SUNPOWER | SPR-225-BLK-U | 225 | 15 | 217 | 18 |  | Solar | FIXED | Roof
SRP04590 | SUNPOWER | SPR-225-BLK-U | 225 | 24 | 217 | 45 |  | Solar | FIXED | Roof
SRP04591 | CHANGZHOU TRINA SOLAR ENERGY CO | TSM-185D | 235 | 896 | 174 | 5 |  | Solar | FIXED | Roof
SRP04592 | ISOFOTON | I-100/12 | 250 | 30 | 110 | 23 |  | Solar | FIXED | Roof
SRP04593 | SCHUCO USA |  | 180 | 16 | 95 | 41 |  | Solar | FIXED | Roof
SRP04593 | SCHUCO USA |  | 180 | 7 | 185 | 41 |  | Solar | FIXED | Roof
SRP04593 | SCHUCO USA |  | 180 | 14 | 275 | 41 |  | Solar | FIXED | Roof
SRP04594 | CHANGZHOU TRINA SOLAR ENERGY CO | TSM-185D | 230 | 40 | 252 | 25 |  | Solar | FIXED | Roof
SRP04598 | SUNTECH POWER | STP180-24/AB-1 | 185 | 40 | 110 | 18 |  | Solar | FIXED | Roof
SRP04601 | CONERGY AG | S 175MU | 235 | 44 | 163 | 32 |  | Solar | FIXED | Ground
SRP04602 | BAODING YINGLI NEW ENERGY RESOURCES CO | YL175(156) | 235 | 45 | 132 | 19 |  | Solar | FIXED | Roof
SRP04604 | CANADIAN SOLAR | CS6P-230 | 235 | 54 | 216 | 20 |  | Solar | FIXED | Roof
SRP04605 | BAODING YINGLI NEW ENERGY RESOURCES CO | YL175(156) | 230 | 26 | 240 | 24 |  | Solar | FIXED | Roof
SRP04607 | CANADIAN SOLAR | CS6P-230 | 230 | 28 | 140 | 21 |  | Solar | FIXED | Roof
SRP04608 | SUNTECH POWER | STP210S-18/UB-1 | 275 | 198 | 180 | 20 |  | Solar | FIXED | Ground
SRP04609 | PACIFIC SOLAR PTY LIMITED | PP-USA-213-S5 | 250 | 34 | 217 | 30 |  | Solar | FIXED | Roof
SRP04610 | CHANGZHOU TRINA SOLAR ENERGY CO | TSM-185D | 235 | 13 | 135 | 45 |  | Solar | FIXED | Roof
SRP04610 | CHANGZHOU TRINA SOLAR ENERGY CO | TSM-185D | 235 | 24 | 225 | 26.6 |  | Solar | FIXED | Roof
SRP04611 | PACIFIC SOLAR PTY LIMITED | PP-USA-213-S5 | 245 | 22 | 180 | 29 |  | Solar | FIXED | Roof
SRP04612 | ISOFOTON | I-100/12 | 230 | 1152 | 139 | 20 |  | Solar | FIXED | Roof
SRP04614 | SUNTECH POWER | STP200-18/UB-1 | 205 | 20 | 138 | 23 |  | Solar | FIXED | Roof
SRP04615 | CHANGZHOU TRINA SOLAR ENERGY CO | TSM-185D | 235 | 39 | 180 | 15 |  | Solar | FIXED | Roof
SRP04616 | SUNTECH POWER | STP180S-24/AB-1 | 185 | 28 | 91 | 22 |  | Solar | FIXED | Roof
SRP04616 | SUNTECH POWER | STP180-24/AB-1 | 185 | 38 | 181 | 22 |  | Solar | FIXED | Roof
SRP04617 | UNITED SOLAR OVONIC | ASR-136 | 185 | 24 | 182 | 38 |  | Solar | FIXED | Roof
SRP04618 | CHANGZHOU TRINA SOLAR ENERGY CO | TSM-185D | 235 | 18 | 88.3 | 16 |  | Solar | FIXED | Roof
SRP04619 | SUNTECH POWER | STP200-18/UB-1 | 205 | 28 | 188.3 | 26 |  | Solar | FIXED | Roof
SRP04621 | SUNTECH POWER | STP180-24/AB-1 | 185 | 56 | 208.1 | 30 |  | Solar | FIXED | Roof
SRP04622 | SUNTECH POWER | STP200-18/UB-1 | 205 | 28 | 223 | 30 |  | Solar | FIXED | Roof
SRP04623 | CHANGZHOU TRINA SOLAR ENERGY CO | TSM-185D | 230 | 30 | 257.7 | 36 |  | Solar | FIXED | Roof
SRP04624 | SUNTECH POWER | STP200-18/UB-1 | 205 | 30 | 232.7 | 25 |  | Solar | FIXED | Roof
SRP04626 | SUNTECH POWER | STP180S-24/AB-1 | 185 | 32 | 119 | 31 |  | Solar | FIXED | Roof
SRP04626 | SUNTECH POWER | STP180S-24/AB-1 | 185 | 32 | 209 | 31 |  | Solar | FIXED | Roof
SRP04628 | SUNTECH POWER | STP190-18/UB-1 | 190 | 35 | 175.9 | 25 |  | Solar | FIXED | Roof
SRP04629 | CHANGZHOU TRINA SOLAR ENERGY CO | TSM-185D | 235 | 24 | 186 | 35 |  | Solar | FIXED | Roof
SRP04630 | CHANGZHOU TRINA SOLAR ENERGY CO | TSM-185D | 235 | 44 | 175.1 | 19 |  | Solar | FIXED | Roof
SRP04631 | CHANGZHOU TRINA SOLAR ENERGY CO | TSM-185D | 235 | 26 | 106 | 30 |  | Solar | FIXED | Roof
SRP04632 | SUNTECH POWER | STP200-18/UB-1 | 205 | 52 | 220.9 | 24 |  | Solar | FIXED | Roof
SRP04634 | SUNTECH POWER | STP180-24/AB-1 | 185 | 25 | 151.7 | 31 |  | Solar | FIXED | Roof
SRP04634 | SUNTECH POWER | STP180-24/AB-1 | 185 | 7 | 151.7 | 36 |  | Solar | FIXED | Roof
SRP04635 | CHANGZHOU TRINA SOLAR ENERGY CO | TSM-185D | 235 | 14 | 142.1 | 25 |  | Solar | FIXED | Roof
SRP04635 | CHANGZHOU TRINA SOLAR ENERGY CO | TSM-185D | 235 | 10 | 229.6 | 25 |  | Solar | FIXED | Roof
SRP04636 | SUNTECH POWER | STP180-24/AB-1 | 185 | 20 | 71 | 20 |  | Solar | FIXED | Roof
SRP04636 | SUNTECH POWER | STP180-24/AB-1 | 185 | 16 | 71 | 30 |  | Solar | FIXED | Roof
SRP04636 | SUNTECH POWER | STP180-24/AB-1 | 185 | 30 | 161 | 20 |  | Solar | FIXED | Roof
SRP04636 | SUNTECH POWER | STP180-24/AB-1 | 185 | 12 | 251 | 20 |  | Solar | FIXED | Roof
SRP04636 | SUNTECH POWER | STP180-24/AB-1 | 185 | 16 | 251 | 30 |  | Solar | FIXED | Roof
SRP04637 | SUNTECH POWER | STP200-18/UB-1 | 205 | 38 | 120.3 | 25 |  | Solar | FIXED | Roof
SRP04638 | SUNTECH POWER | STP180-24/AB-1 | 185 | 38 | 93.4 | 25 |  | Solar | FIXED | Roof
SRP04639 | SUNTECH POWER | STP200-18/UB-1 | 205 | 52 | 97 | 26 |  | Solar | FIXED | Roof
SRP04641 | BP SOLAR | BP3170N | 215 | 20 | 185 | 23 |  | Solar | FIXED | Roof
SRP04645 | CANADIAN SOLAR | CS6P-230 | 250 | 48 | 262 | 34 |  | Solar | FIXED | Roof
SRP04646 | MC SOLAR | BP970B | 220 | 40 | 220 | 45 |  | Solar | FIXED | Roof
SRP04648 | PACIFIC SOLAR PTY LIMITED | PP-USA-213-S5 | 245 | 313 | 147.9 | 15 |  | Solar | FIXED | Roof
SRP04649 | PACIFIC SOLAR PTY LIMITED | PP-USA-213-S5 | 245 | 12 | 139.9 | 29 |  | Solar | FIXED | Roof
SRP04649 | PACIFIC SOLAR PTY LIMITED | PP-USA-213-S5 | 245 | 81 | 147.9 | 15 |  | Solar | FIXED | Roof
SRP04649 | PACIFIC SOLAR PTY LIMITED | PP-USA-213-S5 | 245 | 24 | 233.9 | 20 |  | Solar | FIXED | Roof
SRP04650 | PACIFIC SOLAR PTY LIMITED | PP-USA-213-S5 | 245 | 72 | 143.9 | 22 |  | Solar | FIXED | Roof
SRP04650 | PACIFIC SOLAR PTY LIMITED | PP-USA-213-S5 | 245 | 84 | 233.9 | 20 |  | Solar | FIXED | Roof
SRP04651 | CHANGZHOU TRINA SOLAR ENERGY CO | TSM-185D | 230 | 16 | 230 | 26 |  | Solar | FIXED | Roof
SRP04652 | CHANGZHOU TRINA SOLAR ENERGY CO | TSM-185D | 235 | 18 | 160.1 | 30 |  | Solar | FIXED | Roof
SRP04653 | SUNTECH POWER | STP190-18/UB-1 | 190 | 20 | 200 | 45 |  | Solar | FIXED | Roof
SRP04655 | CHANGZHOU TRINA SOLAR ENERGY CO | TSM-185D | 235 | 30 | 236.1 | 28 |  | Solar | FIXED | Roof
SRP04656 | SUNTECH POWER | STP190-18/UB-1 | 190 | 24 | 180 | 22 |  | Solar | FIXED | Roof
SRP04656 | SUNTECH POWER | STP190-18/UB-1 | 190 | 27 | 180 | 37 |  | Solar | FIXED | Roof
SRP04656 | SUNTECH POWER | STP190-18/UB-1 | 190 | 16 | 270 | 25 |  | Solar | FIXED | Roof
SRP04656 | SUNTECH POWER | STP180-24/AB-1 | 190 | 28 | 270 | 37 |  | Solar | FIXED | Roof
SRP04657 | CANADIAN SOLAR | CS6P-230 | 235 | 21 | 217 | 37 |  | Solar | FIXED | Roof
SRP04658 | CHANGZHOU TRINA SOLAR ENERGY CO | TSM-185D | 230 | 18 | 264 | 20 |  | Solar | FIXED | Roof
SRP04659 | CHANGZHOU TRINA SOLAR ENERGY CO | TSM-185D | 230 | 18 | 121.7 | 25 |  | Solar | FIXED | Roof
SRP04660 | CANADIAN SOLAR | CS6P-230 | 235 | 18 | 220 | 28 |  | Solar | FIXED | Roof
SRP04661 | CHANGZHOU TRINA SOLAR ENERGY CO | TSM-185D | 235 | 14 | 107.8 | 10 |  | Solar | FIXED | Roof
SRP04662 | CANADIAN SOLAR | CS6P-230 | 235 | 16 | 215 | 23 |  | Solar | FIXED | Roof
SRP04664 | SUNTECH POWER | STP200-18/UB-1 | 205 | 28 | 154.6 | 5 |  | Solar | FIXED | Roof
SRP04664 | SUNTECH POWER | STP200UB | 205 | 42 | 154.6 | 23 |  | Solar | FIXED | Roof
SRP04665 | CHANGZHOU TRINA SOLAR ENERGY CO | TSM-185D | 235 | 36 | 185 | 18 |  | Solar | FIXED | Roof
SRP04667 | CANADIAN SOLAR | CS6P-230 | 235 | 21 | 126 | 39 |  | Solar | FIXED | Roof
SRP04668 | CHANGZHOU TRINA SOLAR ENERGY CO | TSM-185D | 235 | 18 | 160.2 | 30 |  | Solar | FIXED | Roof
SRP04669 | SUNTECH POWER | STP200UB | 205 | 12 | 171 | 41 |  | Solar | FIXED | Roof
SRP04669 | SUNTECH POWER | STP200-18/UB-1 | 205 | 22 | 261 | 30 |  | Solar | FIXED | Roof
SRP04670 | CHANGZHOU TRINA SOLAR ENERGY CO | TSM-185D | 230 | 16 | 153.2 | 12 |  | Solar | FIXED | Roof
SRP04671 | CHANGZHOU TRINA SOLAR ENERGY CO | TSM-185D | 235 | 30 | 118.1 | 37 |  | Solar | FIXED | Roof
SRP04672 | CHANGZHOU TRINA SOLAR ENERGY CO | TSM-185D | 235 | 18 | 138.9 | 40 |  | Solar | FIXED | Roof
SRP04672 | CHANGZHOU TRINA SOLAR ENERGY CO | TSM-185D | 235 | 14 | 228.9 | 30 |  | Solar | FIXED | Roof
SRP04673 | CANADIAN SOLAR | CS6P-230 | 235 | 25 | 218 | 38 |  | Solar | FIXED | Roof
SRP04675 | CANADIAN SOLAR | CS6P-230 | 235 | 15 | 220 | 36 |  | Solar | FIXED | Roof
SRP04676 | TRINA SOLAR | TSM-235PA05 | 235 | 24 | 204 | 38 |  | Solar | FIXED | Roof
SRP04677 | CANADIAN SOLAR | CS6P-230 | 235 | 15 | 216 | 41 |  | Solar | FIXED | Roof
SRP04678 | CANADIAN SOLAR | CS6P-230 | 235 | 24 | 113 | 22 |  | Solar | FIXED | Roof
SRP04680 | SUNTECH POWER | STP190-18/UB-1 | 185 | 46 | 198.4 | 34 |  | Solar | FIXED | Roof
SRP04681 | CHANGZHOU TRINA SOLAR ENERGY CO | TSM-185D | 230 | 20 | 184.7 | 25 |  | Solar | FIXED | Roof
SRP04682 | SOLARWORLD | SW185MONO | 235 | 260 | 180 | 30 |  | Solar | FIXED | Ground
SRP04683 | SOLARWORLD | SW185MONO | 235 | 168 | 180 | 30 |  | Solar | FIXED | Ground
SRP04685 | BP SOLAR | BP3170N | 215 | 20 | 187 | 21 |  | Solar | FIXED | Roof
SRP04686 | REC SCANMODULE | SCM230 | 240 | 1456 | 180 | 30 |  | Solar | FIXED | Ground
SRP04687 | CONERGY AG | S 175MU | 235 | 36 | 107 | 26 |  | Solar | FIXED | Roof
SRP04689 | CANADIAN SOLAR | CS6P-230 | 235 | 15 | 205 | 44 |  | Solar | FIXED | Roof
SRP04690 | SUNPOWER | SPR-290-WHT-U | 260 | 21 | 170 | 34 |  | Solar | FIXED | Roof
SRP04690 | SUNPOWER | SPR-290-WHT-U | 260 | 14 | 260 | 34 |  | Solar | FIXED | Roof
SRP04694 | EVERGREEN SOLAR |  | 215 | 43 | 188 | 34 |  | Solar | FIXED | Roof
SRP04695 | EVERGREEN SOLAR |  | 215 | 16 | 95 | 25 |  | Solar | FIXED | Roof
SRP04695 | EVERGREEN SOLAR |  | 215 | 24 | 95 | 34 |  | Solar | FIXED | Roof
SRP04699 | EVERGREEN SOLAR |  | 215 | 15 | 95 | 25 |  | Solar | FIXED | Roof
SRP04699 | EVERGREEN SOLAR |  | 215 | 14 | 95 | 34 |  | Solar | FIXED | Roof
SRP04700 | CHANGZHOU TRINA SOLAR ENERGY CO | TSM-185D | 230 | 9 | 105.6 | 20 |  | Solar | FIXED | Roof
SRP04700 | CHANGZHOU TRINA SOLAR ENERGY CO | TSM-185D | 230 | 22 | 195.6 | 20 |  | Solar | FIXED | Roof
SRP04702 | SUNTECH POWER | STP180S-24/AB-1 | 185 | 18 | 114.4 | 28 |  | Solar | FIXED | Roof
SRP04702 | SUNTECH POWER | STP180S-24/AB-1 | 185 | 14 | 204.4 | 30 |  | Solar | FIXED | Roof
SRP04702 | SUNTECH POWER | STP190-18/UB-1 | 185 | 16 | 204.4 | 38 |  | Solar | FIXED | Roof
SRP04703 | CHANGZHOU TRINA SOLAR ENERGY CO | TSM-185D | 235 | 20 | 150 | 22 |  | Solar | FIXED | Roof
SRP04704 | SUNTECH POWER | STP190-18/UB-1 | 185 | 18 | 160 | 20 |  | Solar | FIXED | Roof
SRP04705 | SUNTECH POWER | STP190-18/UB-1 | 190 | 28 | 145.3 | 30 |  | Solar | FIXED | Roof
SRP04706 | CHANGZHOU TRINA SOLAR ENERGY CO | TSM-185D | 230 | 26 | 135.9 | 35 |  | Solar | FIXED | Roof
SRP04707 | SUNTECH POWER | STP210-18/UB-1 | 205 | 18 | 192 | 18 |  | Solar | FIXED | Roof
SRP04708 | CHANGZHOU TRINA SOLAR ENERGY CO | TSM-185D | 230 | 12 | 106.9 | 15 |  | Solar | FIXED | Roof
SRP04708 | CHANGZHOU TRINA SOLAR ENERGY CO | TSM-185D | 230 | 26 | 106.9 | 25 |  | Solar | FIXED | Roof
SRP04709 | CHANGZHOU TRINA SOLAR ENERGY CO | TSM-185D | 235 | 10 | 188 | 30 |  | Solar | FIXED | Roof
SRP04710 | CHANGZHOU TRINA SOLAR ENERGY CO | TSM-185D | 235 | 16 | 257 | 18 |  | Solar | FIXED | Roof
SRP04711 | CHANGZHOU TRINA SOLAR ENERGY CO | TSM-185D | 235 | 18 | 216 | 9 |  | Solar | FIXED | Roof
SRP04712 | CHANGZHOU TRINA SOLAR ENERGY CO | TSM-185D | 235 | 40 | 147 | 28 |  | Solar | FIXED | Roof
SRP04713 | CHANGZHOU TRINA SOLAR ENERGY CO | TSM-185D | 235 | 6 | 126.4 | 15 |  | Solar | FIXED | Roof
SRP04713 | CHANGZHOU TRINA SOLAR ENERGY CO | TSM-185D | 235 | 21 | 216.4 | 10 |  | Solar | FIXED | Roof
SRP04714 | CHANGZHOU TRINA SOLAR ENERGY CO | TSM-185D | 235 | 24 | 123 | 18 |  | Solar | FIXED | Roof
SRP04714 | CHANGZHOU TRINA SOLAR ENERGY CO | TSM-185D | 235 | 16 | 213 | 32 |  | Solar | FIXED | Roof
SRP04715 | SOLARWORLD | SW185MONO | 235 | 252 | 176 | 20 |  | Solar | FIXED | Roof
SRP04716 | SHARP | NT-188U1 | 240 | 1209 | 136 | 10 |  | Solar | FIXED | Roof
SRP04717 | SOLARWORLD | SW185MONO | 235 | 252 | 176 | 20 |  | Solar | FIXED | Roof
SRP04718 | CHANGZHOU TRINA SOLAR ENERGY CO | TSM-185D | 230 | 28 | 184 | 16 |  | Solar | FIXED | Roof
SRP04719 | SUNPOWER | SPR-230-WHT-U | 235 | 252 | 176 | 20 |  | Solar | FIXED | Roof
SRP04720 | CHANGZHOU TRINA SOLAR ENERGY CO | TSM-185D | 230 | 39 | 173.1 | 19 |  | Solar | FIXED | Roof
SRP04721 | SUNPOWER | SPR-230-WHT-U | 235 | 378 | 176 | 20 |  | Solar | FIXED | Roof
SRP04722 | CHANGZHOU TRINA SOLAR ENERGY CO | TSM-185D | 230 | 24 | 173.8 | 19 |  | Solar | FIXED | Roof
SRP04723 | SUNPOWER | SPR-225-BLK-U | 225 | 220 | 150 | 30 |  | Solar | FIXED | Roof
SRP04723 | SUNPOWER | SPR-225-BLK-U | 320 | 424 | 176 | 10 |  | Solar | FIXED | Roof
SRP04724 | REC SCANMODULE | SCM230 | 240 | 9 | 127 | 22 |  | Solar | FIXED | Roof
SRP04724 | REC SCANMODULE | SCM230 | 240 | 13 | 127 | 42 |  | Solar | FIXED | Roof
SRP04725 | REC SCANMODULE | SCM230 | 240 | 26 | 163 | 18 |  | Solar | FIXED | Roof
SRP04726 | REC SCANMODULE | SCM230 | 240 | 26 | 196 | 34 |  | Solar | FIXED | Roof
SRP04727 | REC SCANMODULE | SCM230 | 240 | 39 | 192 | 28 |  | Solar | FIXED | Roof
SRP04728 | MATRIX SOLAR/PHOTOWATT | PW1650-175 | 235 | 728 | 121 | 12 |  | Solar | FIXED | Roof
SRP04728 | MATRIX SOLAR/PHOTOWATT | PW1650-175 | 235 | 1027 | 211 | 10 |  | Solar | FIXED | Roof
SRP04728 | MATRIX SOLAR/PHOTOWATT | PW1650-175 | 235 | 624 | 301 | 12 |  | Solar | FIXED | Roof
SRP04730 | MATRIX SOLAR/PHOTOWATT | PW1650-175 | 235 | 1703 | 121 | 10 |  | Solar | FIXED | Ground
SRP04731 | CHANGZHOU TRINA SOLAR ENERGY CO | TSM-185D | 230 | 11 | 158 | 18 |  | Solar | FIXED | Roof
SRP04731 | CHANGZHOU TRINA SOLAR ENERGY CO | TSM-185D | 230 | 20 | 248 | 18 |  | Solar | FIXED | Roof
SRP04732 | SOLARWORLD | SW185MONO | 240 | 24 | 180 | 36 |  | Solar | FIXED | Roof
SRP04732 | SOLARWORLD | SW185MONO | 245 | 56 | 180 | 45 |  | Solar | FIXED | Roof
SRP04733 | MATRIX SOLAR/PHOTOWATT | PW1650-175 | 235 | 195 | 102 | 10 |  | Solar | FIXED | Roof
SRP04733 | MATRIX SOLAR/PHOTOWATT | PW1650-175 | 235 | 325 | 121 | 10 |  | Solar | FIXED | Roof
SRP04733 | MATRIX SOLAR/PHOTOWATT | PW1650-175 | 235 | 1222 | 211 | 10 |  | Solar | FIXED | Roof
SRP04733 | MATRIX SOLAR/PHOTOWATT | PW1650-175 | 235 | 130 | 256 | 10 |  | Solar | FIXED | Roof
SRP04734 | SOLARWORLD | SW185MONO | 245 | 22 | 235 | 30 |  | Solar | FIXED | Roof
SRP04735 | TRINA SOLAR | TSM-235PA05 | 235 | 26 | 193 | 20 |  | Solar | FIXED | Roof
SRP04736 | MATRIX SOLAR/PHOTOWATT | PW1650-175 | 235 | 247 | 121 | 33 |  | Solar | FIXED | Roof
SRP04736 | MATRIX SOLAR/PHOTOWATT | PW1650-175 | 235 | 793 | 211 | 10 |  | Solar | FIXED | Roof
SRP04736 | MATRIX SOLAR/PHOTOWATT | PW1650-175 | 235 | 377 | 211 | 33 |  | Solar | FIXED | Roof
SRP04738 | MATRIX SOLAR/PHOTOWATT | PW1650-175 | 235 | 60 | 171 | 10 |  | Solar | FIXED | Roof
SRP04739 | CHANGZHOU TRINA SOLAR ENERGY CO | TSM-185D | 235 | 12 | 194 | 15 |  | Solar | FIXED | Roof
SRP04739 | CHANGZHOU TRINA SOLAR ENERGY CO | TSM-185D | 235 | 9 | 194 | 18 |  | Solar | FIXED | Roof
SRP04741 | CHANGZHOU TRINA SOLAR ENERGY CO | TSM-185D | 235 | 50 | 180 | 26 |  | Solar | FIXED | Roof
SRP04742 | BP SOLAR | SX3200B | 215 | 7 | 137 | 30 |  | Solar | FIXED | Roof
SRP04742 | BP SOLAR | BP3170N | 215 | 8 | 227 | 30 |  | Solar | FIXED | Roof
SRP04743 | BP SOLAR | BP175 B | 225 | 33 | 146 | 22 |  | Solar | FIXED | Roof
SRP04744 | BP SOLAR | BP3170N | 195 | 12 | 156 | 33 |  | Solar | 1AXIS | Roof
SRP04744 | BP SOLAR | SX3200W | 195 | 8 | 156 | 39 |  | Solar | FIXED | Roof
SRP04745 | TRINA SOLAR | TSM-235PD05 | 235 | 16 | 132 | 30 |  | Solar | FIXED | Roof
SRP04745 | TRINA SOLAR | TSM-235PA05 | 235 | 16 | 229 | 30 |  | Solar | FIXED | Roof
SRP04747 | CHANGZHOU TRINA SOLAR ENERGY CO | TSM-185D | 235 | 16 | 184 | 22 |  | Solar | FIXED | Roof
SRP04748 | CHANGZHOU TRINA SOLAR ENERGY CO | TSM-185D | 235 | 66 | 180 | 40 |  | Solar | 1AXIS | Ground
SRP04749 | CHANGZHOU TRINA SOLAR ENERGY CO | TSM-185D | 235 | 22 | 204 | 23 |  | Solar | FIXED | Roof
SRP04750 | CHANGZHOU TRINA SOLAR ENERGY CO | TSM-185D | 235 | 12 | 132 | 18 |  | Solar | FIXED | Roof
SRP04750 | CHANGZHOU TRINA SOLAR ENERGY CO | TSM-185D | 235 | 12 | 132 | 24 |  | Solar | FIXED | Roof
SRP04750 | CHANGZHOU TRINA SOLAR ENERGY CO | TSM-185D | 235 | 12 | 219 | 22 |  | Solar | FIXED | Roof
SRP04751 | CHANGZHOU TRINA SOLAR ENERGY CO | TSM-185D | 235 | 18 | 151 | 16 |  | Solar | FIXED | Roof
SRP04752 | CHANGZHOU TRINA SOLAR ENERGY CO | TSM-185D | 235 | 15 | 228 | 30 |  | Solar | FIXED | Roof
SRP04753 | SANYO ELECTRIC | HIP-205BA5 | 225 | 15 | 139 | 26 |  | Solar | FIXED | Roof
SRP04753 | SANYO ELECTRIC | HIP-205BA5 | 220 | 1 | 229 | 20 |  | Solar | FIXED | Roof
SRP04753 | SANYO ELECTRIC | HIP-205BA5 | 225 | 23 | 229 | 20 |  | Solar | FIXED | Roof
SRP04754 | CHANGZHOU TRINA SOLAR ENERGY CO | TSM-185D | 235 | 28 | 169 | 22 |  | Solar | FIXED | Roof
SRP04755 | CHANGZHOU TRINA SOLAR ENERGY CO | TSM-185D | 235 | 16 | 130 | 22 |  | Solar | FIXED | Roof
SRP04755 | CHANGZHOU TRINA SOLAR ENERGY CO | TSM-185D | 235 | 29 | 168 | 30 |  | Solar | FIXED | Roof
SRP04756 | CHANGZHOU TRINA SOLAR ENERGY CO | TSM-185D | 230 | 42 | 190 | 28 |  | Solar | FIXED | Roof
SRP04757 | GE ENERGY | I-210+ | 240 | 2366 | 133 | 5 |  | Solar | FIXED | Ground
SRP04757 | GE ENERGY | I-210+ | 240 | 420 | 225 | 5 |  | Solar | FIXED | Ground
SRP04757 | GE ENERGY | I-210+ | 240 | 364 | 260 | 5 |  | Solar | FIXED | Ground
SRP04760 | REC SCANMODULE | SCM230 | 235 | 13 | 192 | 27 |  | Solar | FIXED | Roof
SRP04764 | SUNPOWER | SPR-230-WHT-U | 228 | 39 | 165 | 30 |  | Solar | FIXED | Ground
SRP04765 | SANYO ELECTRIC | HIT-N210A01 | 210 | 35 | 89 | 15 |  | Solar | FIXED | Roof
SRP04765 | SANYO ELECTRIC | HIT-N210A01 | 210 | 175 | 270 | 15 |  | Solar | FIXED | Roof
SRP04766 | UNKNOWN | UNKNOWN | 240 | 41 | 123.5 | 30 |  | Solar | FIXED | Roof
SRP04766 | UNKNOWN | UNKNOWN | 240 | 5 | 123.5 | 35 |  | Solar | FIXED | Roof
SRP04766 | UNKNOWN | UNKNOWN | 240 | 7 | 213.5 | 35 |  | Solar | FIXED | Roof
SRP04767 | SUNTECH POWER | STP200-18/UB-1 | 205 | 44 | 118 | 24 |  | Solar | FIXED | Roof
SRP04768 | CHANGZHOU TRINA SOLAR ENERGY CO | TSM-185D | 235 | 40 | 205.6 | 25 |  | Solar | FIXED | Roof
SRP04769 | CHANGZHOU TRINA SOLAR ENERGY CO | TSM-185D | 235 | 14 | 259.2 | 29 |  | Solar | FIXED | Roof
SRP04770 | SUNTECH POWER | STP180-24/AB-1 | 185 | 44 | 258 | 35 |  | Solar | FIXED | Roof
SRP04772 | CHANGZHOU TRINA SOLAR ENERGY CO | TSM-185D | 235 | 24 | 156.8 | 40 |  | Solar | FIXED | Roof
SRP04773 | CHANGZHOU TRINA SOLAR ENERGY CO | TSM-185D | 230 | 38 | 213.3 | 35 |  | Solar | FIXED | Roof
SRP04774 | SUNTECH POWER | STP180-24/AB-1 | 185 | 48 | 198 | 35 |  | Solar | FIXED | Roof
SRP04775 | CHANGZHOU TRINA SOLAR ENERGY CO | TSM-185D | 235 | 40 | 167.4 | 30 |  | Solar | FIXED | Roof
SRP04777 | SUNTECH POWER | STP180S-24/AB-1 | 185 | 54 | 261.4 | 27 |  | Solar | FIXED | Roof
SRP04778 | SUNTECH POWER | STP200-18/UB-1 | 205 | 24 | 120.5 | 22 |  | Solar | FIXED | Roof
SRP04779 | SUNPOWER | SPR-230-WHT-U | 230 | 34 | 92 | 36 |  | Solar | FIXED | Roof
SRP04780 | SUNTECH POWER | STP190-18/UB-1 | 190 | 22 | 233.5 | 22 |  | Solar | FIXED | Roof
SRP04781 | SUNTECH POWER | STP180S-24/AB-1 | 185 | 22 | 133.4 | 35 |  | Solar | FIXED | Roof
SRP04781 | SUNTECH POWER | STP180-24/AB-1 | 185 | 20 | 223.4 | 26 |  | Solar | FIXED | Roof
SRP04782 | REC SCANMODULE | SCM230 | 240 | 18 | 93 | 10 |  | Solar | FIXED | Roof
SRP04782 | REC SCANMODULE | SCM230 | 240 | 8 | 273 | 30 |  | Solar | FIXED | Roof
SRP04783 | SUNPOWER | SPR-230-WHT-U | 240 | 36 | 149 | 24 |  | Solar | FIXED | Roof
SRP04783 | SUNPOWER | SPR-230-WHT-U | 240 | 30 | 180 | 35 |  | Solar | FIXED | Roof
SRP04784 | SUNTECH POWER | STP180-24/AB-1 | 190 | 44 | 179 | 13 |  | Solar | FIXED | Roof
SRP04785 | BAODING YINGLI NEW ENERGY RESOURCES CO | YL175(156) | 240 | 1344 | 160 | 10 |  | Solar | FIXED | Roof
SRP04787 | SUNTECH POWER | STP180-24/AB-1 | 190 | 20 | 140 | 18 |  | Solar | FIXED | Roof
SRP04788 | SUNTECH POWER | STP200-18/UB-1 | 205 | 28 | 175.1 | 32 |  | Solar | FIXED | Roof
SRP04789 | UNKNOWN | UNKNOWN | 225 | 24 | 165 | 19 |  | Solar | FIXED | Roof
SRP04790 | UNKNOWN | UNKNOWN | 225 | 33 | 188 | 25 |  | Solar | FIXED | Roof
SRP04793 | BAODING YINGLI NEW ENERGY RESOURCES CO | YL175(156) | 235 | 52 | 180 | 9 |  | Solar | FIXED | Roof
SRP04793 | BAODING YINGLI NEW ENERGY RESOURCES CO | YL175(156) | 235 | 78 | 180 | 18 |  | Solar | FIXED | Roof
SRP04793 | BAODING YINGLI NEW ENERGY RESOURCES CO | YL175(156) | 235 | 39 | 180 | 24 |  | Solar | FIXED | Roof
SRP04794 | BP SOLAR | BP3170N | 225 | 25 | 111 | 40 |  | Solar | FIXED | Roof
SRP04796 | CHANGZHOU TRINA SOLAR ENERGY CO | TSM-185D | 230 | 16 | 158 | 26 |  | Solar | FIXED | Roof
SRP04799 | CHANGZHOU TRINA SOLAR ENERGY CO | TSM-185D | 230 | 26 | 189 | 33 |  | Solar | FIXED | Roof
SRP04800 | CANADIAN SOLAR | CS5P-230 | 230 | 186 | 247 | 10 |  | Solar | FIXED | Roof
SRP04801 | BP SOLAR | BP3170N | 230 | 12 | 213 | 34 |  | Solar | FIXED | Roof
SRP04802 | SHARP | ND-220U2 | 240 | 8 | 143 | 18 |  | Solar | FIXED | Roof
SRP04802 | SHARP | ND-220U2 | 240 | 20 | 231 | 18 |  | Solar | FIXED | Roof
SRP04803 | SUNPOWER | SPR-230-WHT-U | 230 | 34 | 235 | 36 |  | Solar | FIXED | Roof
SRP04806 | CANADIAN SOLAR | CS6P-230 | 230 | 545 | 110 | 30.3 |  | Solar | FIXED | Roof
SRP04806 | CANADIAN SOLAR | CS5P-230 | 230 | 82 | 200 | 30.3 |  | Solar | FIXED | Roof
SRP04808 | CANADIAN SOLAR | CS5P-230 | 230 | 182 | 144 | 30.3 |  | Solar | FIXED | Roof
SRP04808 | CANADIAN SOLAR | CS6P-230 | 230 | 196 | 234 | 30.3 |  | Solar | FIXED | Roof
SRP04810 | SUNTECH POWER | STP21018 | 280 | 16104 | 180 | 22 |  | Solar | FIXED | Ground
SRP04811 | SUNTECH POWER | STP210S-18/UB-1 | 280 | 14091 | 180 | 22 |  | Solar | FIXED | Ground
SRP04812 | MATRIX SOLAR/PHOTOWATT | PW1650-175 | 240 | 4 | 96 | 4 |  | Solar | FIXED | Roof
SRP04812 | MATRIX SOLAR/PHOTOWATT | PW1650-175 | 240 | 15 | 186 | 18 |  | Solar | FIXED | Roof
SRP04812 | MATRIX SOLAR/PHOTOWATT | PW1650-175 | 240 | 4 | 276 | 4 |  | Solar | FIXED | Roof
SRP04813 | SUNPOWER | SPR-230-WHT-U | 240 | 48 | 168 | 20 |  | Solar | FIXED | Roof
SRP04814 | SUNPOWER | SPR-230-WHT-U | 240 | 32 | 198 | 35 |  | Solar | FIXED | Roof
SRP04815 | CHANGZHOU TRINA SOLAR ENERGY CO | TSM-185D | 235 | 26 | 233 | 23 |  | Solar | FIXED | Roof
SRP04815 | CHANGZHOU TRINA SOLAR ENERGY CO | TSM-185D | 235 | 39 | 233 | 23 |  | Solar | FIXED | Roof
SRP04816 | UNKNOWN | UNKNOWN | 230 | 34 | 200 | 30 |  | Solar | FIXED | Roof
SRP04817 | REC SCANMODULE | SCM230 | 240 | 120 | 113.7 | 18.4 |  | Solar | FIXED | Roof
SRP04817 | REC SCANMODULE | SCM230 | 240 | 48 | 203.7 | 10 |  | Solar | FIXED | Roof
SRP04818 | CHANGZHOU TRINA SOLAR ENERGY CO | TSM-185D | 230 | 51 | 115 | 18 |  | Solar | FIXED | Roof
SRP04819 | SUNPOWER | SPR-230-WHT-U | 240 | 4 | 243 | 19 |  | Solar | FIXED | Roof
SRP04819 | SUNPOWER | SPR-230-WHT-U | 240 | 36 | 243 | 23 |  | Solar | FIXED | Roof
SRP04820 | SUNPOWER | SPR-225-BLK-U | 225 | 27 | 165 | 45 |  | Solar | FIXED | Roof
SRP04821 | CHANGZHOU TRINA SOLAR ENERGY CO | TSM-185D | 235 | 34 | 211.9 | 33 |  | Solar | FIXED | Roof
SRP04822 | CHANGZHOU TRINA SOLAR ENERGY CO | TSM-185D | 235 | 42 | 155 | 30 |  | Solar | FIXED | Roof
SRP04823 | CHANGZHOU TRINA SOLAR ENERGY CO | TSM-185D | 235 | 33 | 200.2 | 40 |  | Solar | FIXED | Roof
SRP04824 | CHANGZHOU TRINA SOLAR ENERGY CO | TSM-185D | 235 | 16 | 111 | 30 |  | Solar | FIXED | Roof
SRP04826 | SUNTECH POWER | STP180S-24/AB-1 | 185 | 32 | 133.9 | 36 |  | Solar | FIXED | Roof
SRP04827 | CHANGZHOU TRINA SOLAR ENERGY CO | TSM-185D | 230 | 24 | 210 | 32 |  | Solar | FIXED | Roof
SRP04829 | CHANGZHOU TRINA SOLAR ENERGY CO | TSM-185D | 230 | 36 | 167 | 26 |  | Solar | FIXED | Roof
SRP04830 | SUNTECH POWER | STP180S-24/AB-1 | 185 | 32 | 126.3 | 27 |  | Solar | FIXED | Roof
SRP04831 | SUNTECH POWER | STP200-18/UB-1 | 205 | 42 | 245.3 | 16 |  | Solar | FIXED | Roof
SRP04832 | NINGBO SOLAR ELECTRIC POWER | TDB125X125-72-P 175W | 280 | 275 | 195 | 5 |  | Solar | FIXED | Roof
SRP04833 | REC SCANMODULE | SCM230 | 240 | 30 | 162 | 34 |  | Solar | FIXED | Roof
SRP04834 | SUNTECH POWER | STP190S-18/UB-1 | 190 | 30 | 250 | 20 |  | Solar | FIXED | Roof
SRP04835 | CHANGZHOU TRINA SOLAR ENERGY CO | TSM-185D | 235 | 29 | 260 | 25 |  | Solar | FIXED | Roof
SRP04836 | SUNTECH POWER | STP190-18/UB-1 | 185 | 28 | 167 | 30 |  | Solar | FIXED | Roof
SRP04836 | SUNTECH POWER | STP190-18/UB-1 | 185 | 10 | 257 | 30 |  | Solar | FIXED | Roof
SRP04837 | SUNPOWER | SPR-230-WHT-U | 235 | 252 | 176 | 20 |  | Solar | FIXED | Roof
SRP04839 | SUNPOWER | SPR-230-WHT-U | 240 | 30 | 164 | 26 |  | Solar | FIXED | Roof
SRP04840 | CHANGZHOU TRINA SOLAR ENERGY CO | TSM-185D | 230 | 13 | 183 | 17 |  | Solar | FIXED | Roof
SRP04840 | CHANGZHOU TRINA SOLAR ENERGY CO | TSM-185D | 230 | 13 | 183 | 22 |  | Solar | FIXED | Roof
SRP04841 | BP SOLAR | BP3170N | 215 | 31 | 178 | 20 |  | Solar | FIXED | Roof
SRP04842 | SUNTECH POWER | STP180-24/AB-1 | 185 | 23 | 181 | 42 |  | Solar | FIXED | Roof
SRP04842 | SUNTECH POWER | STP180-24/AB-1 | 185 | 24 | 271 | 42 |  | Solar | FIXED | Roof
SRP04843 | SUNPOWER | SPR-230-WHT-U | 240 | 36 | 163 | 24 |  | Solar | FIXED | Roof
SRP04844 | SUNPOWER | SPR-230-WHT-U | 230 | 38 | 210 | 45 |  | Solar | FIXED | Roof
SRP04845 | SUNPOWER | SPR-225-BLK-U | 235 | 52 | 180 | 30 |  | Solar | FIXED | Ground
SRP04846 | SOLARWORLD | SW185MONO | 245 | 17 | 131 | 35 |  | Solar | FIXED | Roof
SRP04846 | SOLARWORLD | SW185MONO | 245 | 23 | 221 | 35 |  | Solar | FIXED | Roof
SRP04847 | SOLARWORLD | SW185MONO | 245 | 10 | 131 | 35 |  | Solar | FIXED | Roof
SRP04847 | SOLARWORLD | SW185MONO | 245 | 27 | 221 | 35 |  | Solar | FIXED | Roof
SRP04849 | SUNPOWER | SPR-230-WHT-U | 240 | 34 | 240 | 15 |  | Solar | FIXED | Roof
SRP04850 | BP SOLAR | BP3170N | 215 | 5 | 90 | 20 |  | Solar | FIXED | Roof
SRP04851 | SUNPOWER | SPR-230-WHT-U | 240 | 14 | 148 | 40 |  | Solar | FIXED | Roof
SRP04851 | SUNPOWER | SPR-230-WHT-U | 240 | 6 | 238 | 20 |  | Solar | FIXED | Roof
SRP04851 | SUNPOWER | SPR-230-WHT-U | 240 | 30 | 238 | 23 |  | Solar | FIXED | Roof
SRP04852 | SUNPOWER | SPR-230-WHT-U | 230 | 43 | 171 | 30 |  | Solar | FIXED | Ground
SRP04853 | SUNPOWER | SPR-230-WHT-U | 240 | 10 | 138 | 31 |  | Solar | FIXED | Roof
SRP04853 | SUNPOWER | SPR-230-WHT-U | 240 | 41 | 228 | 31 |  | Solar | FIXED | Roof
SRP04853 | SUNPOWER | SPR-230-WHT-U | 240 | 10 | 318 | 31 |  | Solar | FIXED | Roof
SRP04857 | BP SOLAR | BP3170N | 215 | 10 | 133 | 30 |  | Solar | FIXED | Roof
SRP04857 | BP SOLAR | BP3170N | 215 | 30 | 133 | 36 |  | Solar | FIXED | Roof
SRP04857 | BP SOLAR | BP3170N | 215 | 9 | 223 | 35 |  | Solar | FIXED | Roof
SRP04859 | SOLAR INTEGRATED TECHNOLOGIES | SI1488G1 | 80 | 6246 | 180 | 32 |  | Solar | FIXED | Ground
SRP04863 | SUNTECH POWER | STP200S-18/UB-1 | 205 | 28 | 167 | 12 |  | Solar | FIXED | Roof
SRP04863 | SUNTECH POWER | STP200S-18/UB-1 | 205 | 20 | 167 | 25 |  | Solar | FIXED | Roof
SRP04866 | CHANGZHOU TRINA SOLAR ENERGY CO | TSM-185D | 230 | 32 | 145 | 38 |  | Solar | FIXED | Roof
SRP04866 | CHANGZHOU TRINA SOLAR ENERGY CO | TSM-185D | 230 | 26 | 239 | 33 |  | Solar | FIXED | Roof
SRP04867 | BAODING YINGLI NEW ENERGY RESOURCES CO | YL175(156) | 230 | 9 | 175 | 25 |  | Solar | FIXED | Roof
SRP04867 | BAODING YINGLI NEW ENERGY RESOURCES CO | YL175(156) | 230 | 18 | 175 | 32 |  | Solar | FIXED | Roof
SRP04868 | CANADIAN SOLAR | CS6P-230 | 240 | 117 | 198 | 10 |  | Solar | FIXED | Roof
SRP04874 | ET SOLAR INDUSTRY | ET-P672230 | 230 | 33 | 180 | 30 |  | Solar | FIXED | Ground
SRP04876 | CANADIAN SOLAR | CS6P-220 | 230 | 488 | 180 | 32 |  | Solar | FIXED | Ground
SRP04883 | MATRIX SOLAR/PHOTOWATT | PW1650-175 | 240 | 72 | 176 | 20 |  | Solar | FIXED | Ground
SRP04890 | CHANGZHOU TRINA SOLAR ENERGY CO | TSM-185D | 240 | 221 | 87 | 20 |  | Solar | FIXED | Roof
SRP04890 | CHANGZHOU TRINA SOLAR ENERGY CO | TSM-185D | 240 | 377 | 180 | 20 |  | Solar | FIXED | Roof
SRP04890 | CHANGZHOU TRINA SOLAR ENERGY CO | TSM-185D | 240 | 182 | 266 | 20 |  | Solar | FIXED | Roof
SRP04893 | CHANGZHOU TRINA SOLAR ENERGY CO | TSM-185D | 240 | 195 | 178 | 10 |  | Solar | FIXED | Roof
SRP04893 | CHANGZHOU TRINA SOLAR ENERGY CO | TSM-185D | 240 | 40 | 178 | 20 |  | Solar | FIXED | Roof
SRP04908 | TRINA SOLAR | TSM-240PA05 | 240 | 442 | 214 | 10 |  | Solar | FIXED | Roof
SRP04909 | TRINA SOLAR | TSM-240PA05 | 240 | 416 | 202 | 10 |  | Solar | FIXED | Roof
SRP04909 | TRINA SOLAR | TSM-240PA05 | 240 | 520 | 225 | 10 |  | Solar | FIXED | Roof
SRP04910 | TRINA SOLAR | TSM-240PA05 | 240 | 616 | 124 | 15 |  | Solar | FIXED | Roof
SRP04910 | TRINA SOLAR | TSM-240PA05 | 240 | 2639 | 214 | 10 |  | Solar | FIXED | Roof
SRP04913 | SUNPOWER | SPR-230-WHT-U | 240 | 52 | 156 | 34 |  | Solar | FIXED | Roof
SRP04921 | CANADIAN SOLAR | CS6P-230 | 235 | 24 | 247 | 32 |  | Solar | FIXED | Roof
SRP04931 | SUNPOWER | SPR-225-BLK-U | 230 | 34 | 233 | 30 |  | Solar | FIXED | Roof
SRP04932 | SUNPOWER | SPR-225-BLK-U | 230 | 32 | 147 | 30 |  | Solar | FIXED | Roof
SRP04933 | SUNPOWER | SPR-225-BLK-U | 230 | 24 | 233 | 30 |  | Solar | FIXED | Roof
SRP04934 | SUNPOWER | SPR-225-BLK-U | 230 | 34 | 147 | 30 |  | Solar | FIXED | Roof
SRP04935 | SUNPOWER | SPR-225-BLK-U | 230 | 30 | 233 | 37 |  | Solar | FIXED | Roof
SRP04936 | SUNPOWER | SPR-225-BLK-U | 230 | 44 | 147 | 37 |  | Solar | FIXED | Roof
SRP04937 | SUNPOWER | SPR-225-BLK-U | 230 | 32 | 147 | 37 |  | Solar | FIXED | Roof
SRP04938 | SUNPOWER | SPR-225-BLK-U | 230 | 24 | 233 | 37 |  | Solar | FIXED | Roof
SRP04939 | SUNPOWER | SPR-225-BLK-U | 230 | 30 | 147 | 30 |  | Solar | FIXED | Roof
SRP04940 | SUNPOWER | SPR-225-BLK-U | 230 | 38 | 147 | 45 |  | Solar | FIXED | Roof
SRP04941 | SUNPOWER | SPR-225-BLK-U | 230 | 54 | 147 | 37 |  | Solar | FIXED | Roof
SRP04942 | SUNPOWER | SPR-225-BLK-U | 230 | 18 | 147 | 30 |  | Solar | FIXED | Roof
SRP04943 | SUNPOWER | SPR-225-BLK-U | 230 | 34 | 147 | 30 |  | Solar | FIXED | Roof
SRP04945 | SUNPOWER | SPR-225-BLK-U | 230 | 36 | 147 | 37 |  | Solar | FIXED | Roof
SRP04948 | SUNPOWER | SPR-225-BLK-U | 230 | 51 | 147 | 37 |  | Solar | FIXED | Roof
SRP04952 | SUNPOWER | SPR-225-BLK-U | 230 | 27 | 147 | 30 |  | Solar | FIXED | Roof
SRP04955 | SUNPOWER | SPR-315E-WHT-U | 327 | 824 | 205 | 10 |  | Solar | FIXED | Roof
SRP04956 | SUNPOWER | SPR-315E-WHT-U | 327 | 472 | 180 | 5 |  | Solar | FIXED | Roof
SRP04958 | MX SOLAR USA | MX60-235 | 235 | 4472 | 180 | 20 |  | Solar | FIXED | Ground
SRP04960 | SUNPOWER | SPR-225-BLK-U | 230 | 36 | 147 | 37 |  | Solar | FIXED | Roof
SRP04962 | SUNTECH POWER | STP210S-18/UB-1 | 275 | 2618 | 180 | 20 |  | Solar | FIXED | Ground
SRP04964 | SUNPOWER | SPR-225-BLK-U | 230 | 34 | 147 | 30 |  | Solar | FIXED | Roof
SRP04965 | SOLAR POWER (SPI) | SP170FM22 | 130 | 5250 | 186 | 22 |  | Solar | FIXED | Ground
SRP04965 | SOLAR POWER (SPI) | SP170FM22 | 130 | 17010 | 191 | 22 |  | Solar | FIXED | Ground
SRP04965 | SOLAR POWER (SPI) | SP170FM22 | 130 | 7140 | 196 | 22 |  | Solar | FIXED | Ground
SRP04969 | SUNPOWER | SPR-225-BLK-U | 230 | 20 | 147 | 30 |  | Solar | FIXED | Roof
SRP04970 | SUNTECH POWER | STP210S-18/UB-1 | 275 | 3526 | 180 | 25 |  | Solar | FIXED | Ground
SRP04970 | SUNTECH POWER | STP210S-18/UB-1 | 280 | 29980 | 180 | 25 |  | Solar | FIXED | Ground
SRP04971 | CANADIAN SOLAR | CS6X-290P | 290 | 99 | 180 | 10 |  | Solar | FIXED | Roof
SRP04971 | CANADIAN SOLAR | CS6X-290P | 290 | 220 | 196.5 | 10 |  | Solar | FIXED | Roof
SRP04972 | SUNPOWER | SPR-225-BLK-U | 230 | 20 | 147 | 30 |  | Solar | FIXED | Roof
SRP04973 | CANADIAN SOLAR | CS6X-290M | 290 | 154 | 155 | 5 |  | Solar | FIXED | Roof
SRP04974 | SUNPOWER | SPR-225-BLK-U | 230 | 45 | 147 | 30 |  | Solar | FIXED | Roof
SRP04975 | SUNTECH POWER | STP210S-18/UB-1 | 275 | 1 | 180 | 25 |  | Solar | FIXED | Ground
SRP04975 | SUNTECH POWER | STP210S-18/UB-1 | 280 | 12407 | 180 | 25 |  | Solar | FIXED | Ground
SRP04976 | SUNPOWER | SPR-225-BLK-U | 228 | 1755 | 167 | 10 |  | Solar | FIXED | Roof
SRP04977 | CANADIAN SOLAR | CS6X-290M | 290 | 330 | 179 | 10 |  | Solar | FIXED | Ground
SRP04978 | SUNTECH POWER | STP210-18/UB-1 | 280 | 12366 | 180 | 25 |  | Solar | FIXED | Ground
SRP04978 | SUNTECH POWER | STP210S-18/UB-1 | 275 | 42 | 180 | 25 |  | Solar | FIXED | Ground
SRP04979 | CANADIAN SOLAR | CS6X-290M | 290 | 110 | 185 | 10 |  | Solar | FIXED | Roof
SRP04980 | CHANGZHOU TRINA SOLAR ENERGY CO | TSM-185D | 235 | 26 | 192 | 33.7 |  | Solar | FIXED | Roof
SRP04981 | SUNTECH POWER | STP210S-18/UB-1 | 280 | 8272 | 182 | 25 |  | Solar | FIXED | Ground
SRP04983 | SUNPOWER | SPR-230-WHT-U | 230 | 36 | 180 | 34 |  | Solar | FIXED | Ground
SRP04994 | SHARP | ND-224U2 | 235 | 42 | 227 | 40 |  | Solar | FIXED | Roof
SRP04997 | TRINA SOLAR | TSM-245PA05.10 | 245 | 112 | 171 | 10 |  | Solar | FIXED | Roof
SRP04997 | TRINA SOLAR | TSM-245PA05.10 | 245 | 1946 | 180 | 0 |  | Solar | FIXED | Roof
SRP05001 | SUNPOWER | SPR-315E-WHT-U | 327 | 960 | 169 | 5 |  | Solar | FIXED | Roof
SRP05003 | CHANGZHOU TRINA SOLAR ENERGY CO | TSM-185D | 235 | 7 | 166 | 45 |  | Solar | FIXED | Roof
SRP05003 | CHANGZHOU TRINA SOLAR ENERGY CO | TSM-185D | 235 | 31 | 256 | 34 |  | Solar | FIXED | Roof
SRP05004 | SUNTECH POWER | STP180S-24/AB-1 | 185 | 30 | 175 | 18 |  | Solar | FIXED | Roof
SRP05005 | SCHUCO USA |  | 215 | 132 | 174 | 14 |  | Solar | FIXED | Roof
SRP05006 | CANADIAN SOLAR | CS6X-290M | 290 | 88 | 139.1 | 5 |  | Solar | FIXED | Roof
SRP05006 | CANADIAN SOLAR | CS6X-290M | 290 | 363 | 139.1 | 10 |  | Solar | FIXED | Roof
SRP05008 | SUNPOWER | SPR-225-BLK-U | 230 | 46 | 147 | 30 |  | Solar | FIXED | Roof
SRP05009 | SUNTECH POWER | STP210S-18/UB-1 | 235 | 476 | 215 | 5 |  | Solar | FIXED | Roof
SRP05016 | CANADIAN SOLAR | CS6P-230 | 290 | 143 | 156.5 | 10 |  | Solar | FIXED | Roof
SRP05021 | CHANGZHOU TRINA SOLAR ENERGY CO | TSM-185D | 240 | 4420 | 187 | 20 |  | Solar | FIXED | Roof
SRP05022 | TRINA SOLAR | TSM-240PA05 | 240 | 1032 | 153 | 10 |  | Solar | FIXED | Roof
SRP05024 | SHARP | ND-U230C1 | 240 | 19 | 110 | 30 |  | Solar | FIXED | Roof
SRP05025 | SUNTECH POWER | STP200UB | 205 | 28 | 263.1 | 10 |  | Solar | FIXED | Roof
SRP05026 | SUNTECH POWER | STP200-18/UB-1 | 205 | 36 | 197.1 | 20 |  | Solar | FIXED | Roof
SRP05028 | CHANGZHOU TRINA SOLAR ENERGY CO | TSM-185D | 230 | 18 | 144.7 | 35 |  | Solar | FIXED | Roof
SRP05029 | SHANGHAI SOLAR ENERGY S&T | S-180C | 230 | 938 | 180 | 10 |  | Solar | FIXED | Roof
SRP05030 | SUNTECH POWER | STP200S-18/UB-1 | 205 | 26 | 189 | 5 |  | Solar | FIXED | Roof
SRP05031 | SHANGHAI SOLAR ENERGY S&T | S-180C | 230 | 602 | 180 | 10 |  | Solar | FIXED | Roof
SRP05032 | CHANGZHOU TRINA SOLAR ENERGY CO | TSM-185D | 235 | 8 | 110.6 | 40 |  | Solar | FIXED | Roof
SRP05032 | CHANGZHOU TRINA SOLAR ENERGY CO | TSM-185D | 235 | 30 | 200.6 | 40 |  | Solar | FIXED | Roof
SRP05033 | REC SCANMODULE | SCM225 | 235 | 6 | 141 | 42 |  | Solar | FIXED | Roof
SRP05033 | REC SCANMODULE | SCM225 | 235 | 24 | 141 | 45 |  | Solar | FIXED | Roof
SRP05033 | REC SCANMODULE | SCM225 | 235 | 22 | 231 | 35 |  | Solar | FIXED | Roof
SRP05034 | SUNTECH POWER | STP210S-18/UB-1 | 280 | 55 | 195 | 35 |  | Solar | FIXED | Ground
SRP05035 | UNKNOWN | UNKNOWN | 235 | 40 | 168 | 30.5 |  | Solar | FIXED | Roof
SRP05036 | BP SOLAR | BP7170S | 225 | 34 | 145 | 40 |  | Solar | FIXED | Roof
SRP05036 | BP SOLAR | BP3170N | 225 | 9 | 235 | 30 |  | Solar | FIXED | Roof
SRP05037 | SUNPOWER | SPR-225-BLK-U | 225 | 21 | 21 | 1 |  | Solar | FIXED | Roof
SRP05037 | SUNPOWER | SPR-225-BLK-U | 225 | 37 | 154 | 37 |  | Solar | FIXED | Roof
SRP05039 | SUNTECH POWER | STP21018 | 280 | 1221 | 140 | 10 |  | Solar | FIXED | Roof
SRP05041 | CHANGZHOU TRINA SOLAR ENERGY CO | TSM-185D | 240 | 1053 | 129 | 5 |  | Solar | FIXED | Roof
SRP05042 | CANADIAN SOLAR | CS6P-230 | 235 | 28 | 215 | 20 |  | Solar | FIXED | Roof
SRP05043 | SOLARWORLD | SW185MONO | 240 | 14 | 92 | 35 |  | Solar | FIXED | Roof
SRP05043 | SOLARWORLD | SW185MONO | 240 | 36 | 177 | 35 |  | Solar | FIXED | Roof
SRP05044 | CANADIAN SOLAR | CS6P-230 | 235 | 4 | 177 | 25 |  | Solar | FIXED | Roof
SRP05044 | CANADIAN SOLAR | CS6P-230 | 235 | 6 | 201 | 40 |  | Solar | FIXED | Roof
SRP05045 | CANADIAN SOLAR | CS6P-230 | 235 | 13 | 206 | 45 |  | Solar | FIXED | Roof
SRP05049 | CANADIAN SOLAR | CS6P-230 | 235 | 20 | 195 | 33 |  | Solar | FIXED | Roof
SRP05051 | CANADIAN SOLAR | CS6P-230 | 235 | 24 | 209 | 22 |  | Solar | FIXED | Roof
SRP05053 | CANADIAN SOLAR | CS6P-230 | 235 | 10 | 200 | 20 |  | Solar | FIXED | Roof
SRP05053 | CANADIAN SOLAR | CS6P-230 | 235 | 20 | 290 | 20 |  | Solar | FIXED | Roof
SRP05054 | CANADIAN SOLAR | CS6P-230 | 235 | 18 | 178 | 40 |  | Solar | FIXED | Roof
SRP05055 | BAODING YINGLI NEW ENERGY RESOURCES CO | YL175(156) | 260 | 44 | 195 | 12 |  | Solar | FIXED | Roof
SRP05056 | SUNTECH POWER | STP210S-18/UB-1 | 245 | 14 | 89 | 20 |  | Solar | FIXED | Roof
SRP05056 | SUNTECH POWER | STP210S-18/UB-1 | 245 | 14 | 269 | 20 |  | Solar | FIXED | Roof
SRP05059 | UNKNOWN | UNKNOWN | 300 | 7 | 148 | 20 |  | Solar | FIXED | Roof
SRP05059 | UNKNOWN | UNKNOWN | 300 | 25 | 238 | 18 |  | Solar | FIXED | Roof
SRP05062 | SUNPOWER | SPR-225-BLK-U | 225 | 54 | 157 | 35 |  | Solar | FIXED | Roof
SRP05063 | SUNPOWER | SPR-225-BLK-U | 225 | 30 | 198 | 27 |  | Solar | FIXED | Roof
SRP05063 | SUNPOWER | SPR-225-BLK-U | 225 | 14 | 228 | 30 |  | Solar | FIXED | Roof
SRP05065 | BP SOLAR | SX170N | 215 | 39 | 198 | 24 |  | Solar | FIXED | Roof
SRP05066 | BAODING YINGLI NEW ENERGY RESOURCES CO | YL175(156) | 230 | 18 | 160 | 18 |  | Solar | FIXED | Roof
SRP05067 | BP SOLAR | SX170N | 225 | 120 | 180 | 32 |  | Solar | FIXED | Ground
SRP05068 | CHANGZHOU TRINA SOLAR ENERGY CO | TSM-185D | 235 | 26 | 199.1 | 20 |  | Solar | FIXED | Roof
SRP05069 | CHANGZHOU TRINA SOLAR ENERGY CO | TSM-185D | 235 | 6 | 178 | 4 |  | Solar | FIXED | Roof
SRP05069 | CHANGZHOU TRINA SOLAR ENERGY CO | TSM-185D | 235 | 18 | 178 | 38 |  | Solar | FIXED | Roof
SRP05070 | CHANGZHOU TRINA SOLAR ENERGY CO | TSM-185D | 235 | 7 | 90.5 | 35 |  | Solar | FIXED | Roof
SRP05070 | CHANGZHOU TRINA SOLAR ENERGY CO | TSM-185D | 235 | 6 | 180.5 | 30 |  | Solar | FIXED | Roof
SRP05070 | CHANGZHOU TRINA SOLAR ENERGY CO | TSM-185D | 235 | 7 | 180.5 | 35 |  | Solar | FIXED | Roof
SRP05070 | CHANGZHOU TRINA SOLAR ENERGY CO | TSM-185D | 235 | 6 | 267.9 | 35 |  | Solar | FIXED | Roof
SRP05071 | SUNPOWER | SPR-230-WHT-U | 235 | 13 | 236 | 17 |  | Solar | FIXED | Roof
SRP05071 | SUNPOWER | SPR-230-WHT-U | 235 | 39 | 236 | 27 |  | Solar | FIXED | Roof
SRP05072 | SUNPOWER | SPR-230-WHT-U | 230 | 10 | 70 | 45 |  | Solar | FIXED | Roof
SRP05072 | SUNPOWER | SPR-230-WHT-U | 230 | 20 | 250 | 45 |  | Solar | FIXED | Roof
SRP05073 | SUNTECH POWER | STP180-24/AB-1 | 185 | 12 | 142.2 | 25 |  | Solar | FIXED | Roof
SRP05073 | SUNTECH POWER | STP180-24/AB-1 | 185 | 38 | 232.2 | 25 |  | Solar | FIXED | Roof
SRP05074 | SUNTECH POWER | STP200UB | 205 | 12 | 109.1 | 10 |  | Solar | FIXED | Roof
SRP05074 | SUNTECH POWER | STP200UB | 205 | 16 | 289.1 | 10 |  | Solar | FIXED | Roof
SRP05075 | BAODING YINGLI NEW ENERGY RESOURCES CO | YL175(156) | 235 | 98 | 153 | 10 |  | Solar | FIXED | Roof
SRP05076 | CHANGZHOU TRINA SOLAR ENERGY CO | TSM-185D | 235 | 6 | 135.5 | 15 |  | Solar | FIXED | Roof
SRP05076 | CHANGZHOU TRINA SOLAR ENERGY CO | TSM-185D | 235 | 12 | 135.6 | 3 |  | Solar | FIXED | Roof
SRP05077 | CHANGZHOU TRINA SOLAR ENERGY CO | TSM-185D | 235 | 30 | 204.2 | 6 |  | Solar | FIXED | Roof
SRP05078 | CHANGZHOU TRINA SOLAR ENERGY CO | TSM-185D | 230 | 30 | 262.5 | 27 |  | Solar | FIXED | Roof
SRP05079 | BAODING YINGLI NEW ENERGY RESOURCES CO | YL175(156) | 235 | 252 | 184 | 10 |  | Solar | FIXED | Roof
SRP05080 | CHANGZHOU TRINA SOLAR ENERGY CO | TSM-185D | 235 | 58 | 257.7 | 35 |  | Solar | FIXED | Roof
SRP05082 | BAODING YINGLI NEW ENERGY RESOURCES CO | YL175(156) | 235 | 140 | 184 | 10 |  | Solar | FIXED | Roof
SRP05083 | SUNPOWER | SPR-315E-WHT-U | 327 | 3472 | 180 | 0 |  | Solar | FIXED | Ground
SRP05084 | CHANGZHOU TRINA SOLAR ENERGY CO | TSM-185D | 235 | 34 | 172.2 | 32 |  | Solar | FIXED | Roof
SRP05085 | CHANGZHOU TRINA SOLAR ENERGY CO | TSM-185D | 235 | 12 | 149.3 | 40 |  | Solar | FIXED | Roof
SRP05085 | CHANGZHOU TRINA SOLAR ENERGY CO | TSM-185D | 235 | 18 | 239.3 | 30 |  | Solar | FIXED | Roof
SRP05086 | UNKNOWN | UNKNOWN | 225 | 77 | 180 | 35 |  | Solar | FIXED | Ground
SRP05087 | BAODING YINGLI NEW ENERGY RESOURCES CO | YL150(156) | 235 | 20 | 180 | 36 |  | Solar | FIXED | Roof
SRP05089 | SUNTECH POWER | STP190-18/UB-1 | 185 | 21 | 165 | 25 |  | Solar | FIXED | Roof
SRP05089 | SUNTECH POWER | STP200S-18/UB-1 | 185 | 33 | 255 | 25 |  | Solar | FIXED | Roof
SRP05090 | SUNTECH POWER | STP200-18/UB-1 | 205 | 25 | 138.3 | 32 |  | Solar | FIXED | Roof
SRP05091 | CHANGZHOU TRINA SOLAR ENERGY CO | TSM-185D | 235 | 33 | 200 | 30 |  | Solar | FIXED | Roof
SRP05092 | SUNTECH POWER | STP200UB | 205 | 36 | 111.4 | 20 |  | Solar | FIXED | Roof
SRP05093 | SUNTECH POWER | STP180S-24/AB-1 | 185 | 38 | 194.7 | 25 |  | Solar | FIXED | Roof
SRP05094 | KYOCERA SOLAR | KD210GX-LP | 235 | 87 | 169 | 10 |  | Solar | FIXED | Roof
SRP05095 | SUNTECH POWER | STP200UB | 205 | 6 | 125 | 18 |  | Solar | FIXED | Roof
SRP05095 | SUNTECH POWER | STP200-18/UB-1 | 205 | 22 | 125 | 31 |  | Solar | FIXED | Roof
SRP05096 | CHANGZHOU TRINA SOLAR ENERGY CO | TSM-185D | 230 | 31 | 209 | 25 |  | Solar | FIXED | Roof
SRP05097 | CHANGZHOU TRINA SOLAR ENERGY CO | TSM-185D | 230 | 16 | 176 | 23 |  | Solar | FIXED | Roof
SRP05097 | CHANGZHOU TRINA SOLAR ENERGY CO | TSM-185D | 230 | 37 | 266 | 23 |  | Solar | FIXED | Roof
SRP05098 | CHANGZHOU TRINA SOLAR ENERGY CO | TSM-185D | 245 | 78 | 180 | 30 |  | Solar | FIXED | Ground
SRP05099 | CHANGZHOU TRINA SOLAR ENERGY CO | TSM-185D | 230 | 17 | 151 | 27 |  | Solar | FIXED | Roof
SRP05099 | CHANGZHOU TRINA SOLAR ENERGY CO | TSM-185D | 230 | 31 | 241 | 37 |  | Solar | FIXED | Roof
SRP05101 | CANADIAN SOLAR | CS6P-230 | 235 | 38 | 180 | 30 |  | Solar | FIXED | Ground
SRP05102 | CHANGZHOU TRINA SOLAR ENERGY CO | TSM-185D | 230 | 9 | 130 | 20 |  | Solar | FIXED | Roof
SRP05102 | CHANGZHOU TRINA SOLAR ENERGY CO | TSM-185D | 230 | 24 | 220 | 20 |  | Solar | FIXED | Roof
SRP05103 | CANADIAN SOLAR | CS6P-230 | 255 | 12 | 180 | 27 |  | Solar | FIXED | Roof
SRP05103 | CANADIAN SOLAR | CS6P-230 | 255 | 16 | 180 | 37 |  | Solar | FIXED | Roof
SRP05105 | CHANGZHOU TRINA SOLAR ENERGY CO | TSM-185D | 240 | 949 | 215 | 15 |  | Solar | FIXED | Roof
SRP05106 | BP SOLAR | SX3200B | 230 | 4 | 226 | 18 |  | Solar | FIXED | Roof
SRP05106 | BP SOLAR | SX3200B | 230 | 26 | 226 | 25 |  | Solar | FIXED | Roof
SRP05107 | CHANGZHOU TRINA SOLAR ENERGY CO | TSM-185D | 235 | 36 | 140 | 32 |  | Solar | FIXED | Roof
SRP05108 | CHANGZHOU TRINA SOLAR ENERGY CO | TSM-185D | 230 | 33 | 238 | 31 |  | Solar | FIXED | Roof
SRP05109 | SUNPOWER | SPR-230-WHT-U | 238 | 13 | 172 | 25 |  | Solar | FIXED | Roof
SRP05109 | SUNPOWER | SPR-230-WHT-U | 238 | 22 | 172 | 45 |  | Solar | FIXED | Roof
SRP05110 | SUNTECH POWER | STP180-24/AB-1 | 185 | 12 | 222.3 | 30 |  | Solar | FIXED | Roof
SRP05111 | CHANGZHOU TRINA SOLAR ENERGY CO | TSM-185D | 230 | 34 | 114 | 23 |  | Solar | FIXED | Roof
SRP05111 | CHANGZHOU TRINA SOLAR ENERGY CO | TSM-185D | 230 | 16 | 204 | 19 |  | Solar | FIXED | Roof
SRP05112 | CANADIAN SOLAR | CS6P-230 | 250 | 36 | 178 | 20 |  | Solar | FIXED | Roof
SRP05113 | REC SCANMODULE | SCM230 | 230 | 36 | 180 | 20 |  | Solar | FIXED | Ground
SRP05114 | BAODING YINGLI NEW ENERGY RESOURCES CO | YL175(156) | 285 | 1034 | 218 | 5 |  | Solar | FIXED | Roof
SRP05116 | CHANGZHOU TRINA SOLAR ENERGY CO | TSM-185D | 230 | 50 | 233 | 23 |  | Solar | FIXED | Roof
SRP05118 | SUNPOWER | SPR-230-WHT-U | 240 | 14 | 103 | 45 |  | Solar | FIXED | Roof
SRP05118 | SUNPOWER | SPR-230-WHT-U | 240 | 27 | 285 | 15 |  | Solar | FIXED | Roof
SRP05119 | SOLARWORLD | SW185MONO | 250 | 24 | 142 | 23 |  | Solar | FIXED | Roof
SRP05119 | SOLARWORLD | SW185MONO | 250 | 12 | 232 | 25 |  | Solar | FIXED | Roof
SRP05120 | SUNTECH POWER | STP180S-24/AB-1 | 185 | 8 | 104 | 32 |  | Solar | FIXED | Roof
SRP05122 | MATRIX SOLAR/PHOTOWATT | PW1250-115 | 240 | 192 | 180 | 32 |  | Solar | FIXED | Ground
SRP05123 | BAODING YINGLI NEW ENERGY RESOURCES CO | YL175(156) | 230 | 4 | 86 | 15 |  | Solar | FIXED | Roof
SRP05123 | BAODING YINGLI NEW ENERGY RESOURCES CO | YL175(156) | 230 | 7 | 176 | 15 |  | Solar | FIXED | Roof
SRP05123 | BAODING YINGLI NEW ENERGY RESOURCES CO | YL175(156) | 230 | 10 | 176 | 25 |  | Solar | FIXED | Roof
SRP05123 | BAODING YINGLI NEW ENERGY RESOURCES CO | YL175(156) | 230 | 7 | 266 | 15 |  | Solar | FIXED | Roof
SRP05125 | SUNPOWER | SPR-230-WHT-U | 240 | 44 | 128 | 18 |  | Solar | FIXED | Roof
SRP05126 | REC SCANMODULE | SCM230 | 230 | 24 | 206 | 30 |  | Solar | FIXED | Roof
SRP05126 | REC SCANMODULE | SCM230 | 230 | 12 | 299 | 30 |  | Solar | FIXED | Roof
SRP05127 | SHARP | ND-224UC1 | 240 | 31 | 157 | 30 |  | Solar | FIXED | Roof
SRP05127 | SHARP | ND-224UC1 | 240 | 2 | 247 | 30 |  | Solar | FIXED | Roof
SRP05128 | SUNTECH POWER | STP200-18/UB-1 | 205 | 24 | 214.3 | 19 |  | Solar | FIXED | Roof
SRP05129 | CHANGZHOU TRINA SOLAR ENERGY CO | TSM-185D | 235 | 32 | 124.7 | 20 |  | Solar | FIXED | Roof
SRP05129 | CHANGZHOU TRINA SOLAR ENERGY CO | TSM-185D | 235 | 9 | 214.7 | 20 |  | Solar | FIXED | Roof
SRP05130 | SUNTECH POWER | STP200-18/UB-1 | 205 | 39 | 96.1 | 22 |  | Solar | FIXED | Roof
SRP05131 | SUNTECH POWER | STP180-24/AB-1 | 185 | 42 | 274.4 | 15 |  | Solar | FIXED | Roof
SRP05132 | SUNTECH POWER | STP180-24/AB-1 | 185 | 36 | 175.4 | 33 |  | Solar | FIXED | Roof
SRP05133 | MATRIX SOLAR/PHOTOWATT | PW1250-115 | 185 | 40 | 148 | 58 |  | Solar | FIXED | Roof
SRP05134 | SUNTECH POWER | STP180-24/AB-1 | 185 | 39 | 127.6 | 31 |  | Solar | FIXED | Roof
SRP05135 | SUNTECH POWER | STP200S-18/UB-1 | 205 | 32 | 251.9 | 20 |  | Solar | FIXED | Roof
SRP05136 | SUNTECH POWER | STP200-18/UB-1 | 205 | 32 | 251 | 20 |  | Solar | FIXED | Roof
SRP05137 | SUNTECH POWER | STP190S-18/UB-1 | 190 | 26 | 105.7 | 24 |  | Solar | FIXED | Roof
SRP05137 | SUNTECH POWER | STP180S-24/AB-1 | 190 | 14 | 105.7 | 36 |  | Solar | FIXED | Roof
SRP05138 | CHANGZHOU TRINA SOLAR ENERGY CO | TSM-185D | 230 | 28 | 175 | 25 |  | Solar | FIXED | Roof
SRP05139 | SUNTECH POWER | STP190-18/UB-1 | 190 | 15 | 110 | 34 |  | Solar | FIXED | Roof
SRP05139 | SUNTECH POWER | STP190-18/UB-1 | 190 | 7 | 110 | 40 |  | Solar | FIXED | Roof
SRP05139 | SUNTECH POWER | STP190-18/UB-1 | 190 | 24 | 200 | 34 |  | Solar | FIXED | Roof
SRP05139 | SUNTECH POWER | STP190-18/UB-1 | 190 | 12 | 200 | 40 |  | Solar | FIXED | Roof
SRP05140 | CHANGZHOU TRINA SOLAR ENERGY CO | TSM-185D | 230 | 31 | 117 | 33 |  | Solar | FIXED | Roof
SRP05140 | CHANGZHOU TRINA SOLAR ENERGY CO | TSM-180D | 230 | 12 | 196 | 32 |  | Solar | FIXED | Roof
SRP05141 | SUNTECH POWER | STP180-24/AB-1 | 185 | 49 | 135.5 | 15 |  | Solar | FIXED | Roof
SRP05142 | CHANGZHOU TRINA SOLAR ENERGY CO | TSM-185D | 230 | 14 | 160 | 27 |  | Solar | FIXED | Roof
SRP05142 | CHANGZHOU TRINA SOLAR ENERGY CO | TSM-185D | 230 | 28 | 240 | 27 |  | Solar | FIXED | Roof
SRP05143 | UNKNOWN | UNKNOWN | 235 | 48 | 81 | 68 |  | Solar | FIXED | Roof
SRP05143 | UNKNOWN | UNKNOWN | 235 | 30 | 212 | 8 |  | Solar | FIXED | Roof
SRP05143 | UNKNOWN | UNKNOWN | 235 | 90 | 230 | 8 |  | Solar | FIXED | Roof
SRP05144 | CHANGZHOU TRINA SOLAR ENERGY CO | TSM-185D | 230 | 33 | 156.4 | 20 |  | Solar | FIXED | Roof
SRP05145 | CHANGZHOU TRINA SOLAR ENERGY CO | TSM-185D | 230 | 44 | 137 | 33 |  | Solar | FIXED | Roof
SRP05146 | CHANGZHOU TRINA SOLAR ENERGY CO | TSM-185D | 235 | 20 | 83.5 | 34 |  | Solar | FIXED | Roof
SRP05146 | CHANGZHOU TRINA SOLAR ENERGY CO | TSM-185D | 235 | 22 | 173.5 | 28 |  | Solar | FIXED | Roof
SRP05147 | CHANGZHOU TRINA SOLAR ENERGY CO | TSM-185D | 235 | 26 | 156.7 | 28 |  | Solar | FIXED | Roof
SRP05148 | CHANGZHOU TRINA SOLAR ENERGY CO | TSM-185D | 235 | 37 | 86.6 | 25 |  | Solar | FIXED | Roof
SRP05148 | CHANGZHOU TRINA SOLAR ENERGY CO | TSM-185D | 235 | 7 | 266.6 | 25 |  | Solar | FIXED | Roof
SRP05150 | CHANGZHOU TRINA SOLAR ENERGY CO | TSM-185D | 230 | 30 | 205 | 32 |  | Solar | FIXED | Roof
SRP05152 | CHANGZHOU TRINA SOLAR ENERGY CO | TSM-185D | 230 | 31 | 149 | 33 |  | Solar | FIXED | Roof
SRP05153 | SUNTECH POWER | STP190-18/UB-1 | 190 | 12 | 145.6 | 20 |  | Solar | FIXED | Roof
SRP05153 | SUNTECH POWER | STP190S-18/UB-1 | 190 | 24 | 145.6 | 35 |  | Solar | FIXED | Roof
SRP05154 | SUNTECH POWER | STP200S-18/UB-1 | 205 | 32 | 172 | 35 |  | Solar | FIXED | Roof
SRP05155 | CHANGZHOU TRINA SOLAR ENERGY CO | TSM-185D | 230 | 28 | 150.4 | 20 |  | Solar | FIXED | Roof
SRP05156 | SUNTECH POWER | STP180-24/AB-1 | 185 | 18 | 122 | 21 |  | Solar | FIXED | Roof
SRP05159 | SUNTECH POWER | STP190-18/UB-1 | 190 | 9 | 128 | 23 |  | Solar | FIXED | Roof
SRP05159 | SUNTECH POWER | STP190-18/UB-1 | 190 | 36 | 218 | 23 |  | Solar | FIXED | Roof
SRP05160 | SUNTECH POWER | STP180-24/AB-1 | 185 | 33 | 245.5 | 33 |  | Solar | FIXED | Roof
SRP05161 | SUNTECH POWER | STP180-24/AB-1 | 185 | 45 | 125 | 20 |  | Solar | FIXED | Roof
SRP05164 | CHANGZHOU TRINA SOLAR ENERGY CO | TSM-185D | 235 | 22 | 234.2 | 40 |  | Solar | FIXED | Roof
SRP05165 | SOLARWORLD | SW185MONO | 230 | 56 | 127 | 27 |  | Solar | FIXED | Roof
SRP05166 | CHANGZHOU TRINA SOLAR ENERGY CO | TSM-185D | 235 | 26 | 178 | 20 |  | Solar | FIXED | Roof
SRP05166 | CHANGZHOU TRINA SOLAR ENERGY CO | TSM-185D | 235 | 18 | 268 | 20 |  | Solar | FIXED | Roof
SRP05167 | SOLARWORLD | SW185MONO | 230 | 76 | 183 | 20 |  | Solar | FIXED | Ground
SRP05168 | SUNTECH POWER | STP180S-24/AB-1 | 185 | 8 | 145.8 | 25 |  | Solar | FIXED | Roof
SRP05168 | SUNTECH POWER | STP180S-24/AB-1 | 185 | 47 | 235.8 | 25 |  | Solar | FIXED | Roof
SRP05169 | SUNTECH POWER | STP200-18/UB-1 | 205 | 51 | 116.5 | 18 |  | Solar | FIXED | Roof
SRP05171 | SUNTECH POWER | STP180-24/AB-1 | 185 | 7 | 68.1 | 10 |  | Solar | FIXED | Roof
SRP05171 | SUNTECH POWER | STP180-24/AB-1 | 185 | 41 | 68.1 | 30 |  | Solar | FIXED | Roof
SRP05172 | CANADIAN SOLAR | CS6P-230 | 230 | 52 | 183 | 30 |  | Solar | FIXED | Ground
SRP05175 | SUNTECH POWER | STP180S-24/AB-1 | 185 | 51 | 103.3 | 30 |  | Solar | FIXED | Roof
SRP05176 | SUNTECH POWER | STP180S-24/AB-1 | 185 | 32 | 115.3 | 18 |  | Solar | FIXED | Roof
SRP05177 | SUNTECH POWER | STP200S-18/UB-1 | 205 | 20 | 126.7 | 33 |  | Solar | FIXED | Roof
SRP05178 | SHARP | ND-224UC1 | 235 | 126 | 180 | 20 |  | Solar | FIXED | Ground
SRP05179 | SUNPOWER | SPR-230-WHT-U | 240 | 24 | 120 | 23 |  | Solar | FIXED | Roof
SRP05180 | SOLARWORLD | SW185MONO | 235 | 30 | 160 | 30 |  | Solar | FIXED | Roof
SRP05181 | CHANGZHOU TRINA SOLAR ENERGY CO | TSM-185D | 230 | 39 | 116 | 20 |  | Solar | FIXED | Roof
SRP05184 | SUNTECH POWER | STP180S-24/AB-1 | 185 | 60 | 180 | 0 |  | Solar | FIXED | Roof
SRP05186 | BAODING YINGLI NEW ENERGY RESOURCES CO | YL175(156) | 230 | 24 | 212 | 29 |  | Solar | FIXED | Roof
SRP05187 | CHANGZHOU TRINA SOLAR ENERGY CO | TSM-185D | 230 | 24 | 103.3 | 30 |  | Solar | FIXED | Roof
SRP05190 | SUNTECH POWER | STP210-18/UB-1 | 210 | 48 | 133 | 22 |  | Solar | FIXED | Roof
SRP05191 | SCHOTT SOLAR | ASE-250DGF/17 | 230 | 10 | 165 | 18 |  | Solar | FIXED | Roof
SRP05191 | SCHOTT SOLAR | ASE-250DGF/17 | 230 | 8 | 165 | 47 |  | Solar | FIXED | Roof
SRP05192 | BP SOLAR | BP3170N | 215 | 24 | 210 | 25 |  | Solar | FIXED | Roof
SRP05194 | CANADIAN SOLAR | CS6P-230 | 230 | 39 | 95 | 34 |  | Solar | FIXED | Roof
SRP05195 | BAODING YINGLI NEW ENERGY RESOURCES CO | YL175(156) | 235 | 18 | 160 | 15 |  | Solar | FIXED | Roof
SRP05195 | BAODING YINGLI NEW ENERGY RESOURCES CO | YL175(156) | 235 | 18 | 160 | 30 |  | Solar | FIXED | Roof
SRP05196 | BP SOLAR | BP3125S | 215 | 24 | 205 | 18 |  | Solar | FIXED | Roof
SRP05197 | MATRIX SOLAR/PHOTOWATT | PW1650-175 | 240 | 5 | 122 | 38 |  | Solar | FIXED | Roof
SRP05197 | MATRIX SOLAR/PHOTOWATT | PW1650-175 | 240 | 22 | 212 | 38 |  | Solar | FIXED | Roof
SRP05198 | SOLARWORLD | SW185MONO | 240 | 16 | 217 | 23 |  | Solar | FIXED | Roof
SRP05198 | SOLARWORLD | SW185MONO | 240 | 16 | 217 | 31 |  | Solar | FIXED | Roof
SRP05199 | UNKNOWN | UNKNOWN | 60 | 100 | 159 | 30.3 |  | Solar | FIXED | Roof
SRP05199 | CHANGZHOU TRINA SOLAR ENERGY CO | TSM-185D | 235 | 24 | 162 | 9 |  | Solar | FIXED | Ground
SRP05200 | CHANGZHOU TRINA SOLAR ENERGY CO | TSM-185D | 230 | 33 | 236.4 | 30 |  | Solar | FIXED | Roof
SRP05201 | CHANGZHOU TRINA SOLAR ENERGY CO | TSM-185D | 240 | 44 | 180 | 30 |  | Solar | FIXED | Ground
SRP05202 | SUNPOWER | SPR-225-BLK-U | 228 | 22 | 157 | 45 |  | Solar | FIXED | Roof
SRP05205 | ET SOLAR INDUSTRY | ET-P654185 | 185 | 27 | 137 | 30 |  | Solar | FIXED | Roof
SRP05205 | ET SOLAR INDUSTRY | ET-P654185 | 185 | 30 | 226 | 30 |  | Solar | FIXED | Roof
SRP05207 | SUNPOWER | SPR-230-WHT-U | 240 | 24 | 269 | 18 |  | Solar | FIXED | Roof
SRP05208 | PACIFIC SOLAR PTY LIMITED | PP-USA-213-S5 | 250 | 10 | 113 | 25 |  | Solar | FIXED | Roof
SRP05208 | PACIFIC SOLAR PTY LIMITED | PP-USA-213-S5 | 250 | 28 | 203 | 21 |  | Solar | FIXED | Roof
SRP05209 | SUNPOWER | SPR-230-WHT-U | 240 | 16 | 275 | 20 |  | Solar | FIXED | Roof
SRP05210 | CHANGZHOU TRINA SOLAR ENERGY CO | TSM-185D | 230 | 26 | 194 | 22 |  | Solar | FIXED | Roof
SRP05212 | UNKNOWN | UNKNOWN | 230 | 54 | 180 | 20 |  | Solar | FIXED | Ground
SRP05213 | CHANGZHOU TRINA SOLAR ENERGY CO | TSM-185D | 230 | 32 | 102 | 22 |  | Solar | FIXED | Roof
SRP05214 | CHANGZHOU TRINA SOLAR ENERGY CO | TSM-185D | 230 | 54 | 102 | 22 |  | Solar | FIXED | Roof
SRP05214 | CHANGZHOU TRINA SOLAR ENERGY CO | TSM-185D | 230 | 24 | 192 | 22 |  | Solar | FIXED | Roof
SRP05216 | CANADIAN SOLAR | CS6P-230 | 235 | 28 | 197 | 32 |  | Solar | FIXED | Roof
SRP05218 | SUNPOWER | SPR-230-WHT-U | 230 | 27 | 113 | 30 |  | Solar | FIXED | Roof
SRP05218 | SUNPOWER | SPR-230-WHT-U | 230 | 27 | 293 | 35 |  | Solar | FIXED | Roof
SRP05219 | SUNPOWER | SPR-225-BLK-U | 225 | 16 | 150 | 30 |  | Solar | FIXED | Roof
SRP05219 | SUNPOWER | SPR-225-BLK-U | 225 | 8 | 150 | 40 |  | Solar | FIXED | Roof
SRP05220 | SUNTECH POWER | STP210S-18/UB-1 | 280 | 1510 | 189 | 15 |  | Solar | FIXED | Roof
SRP05222 | CHANGZHOU TRINA SOLAR ENERGY CO | TSM-185D | 235 | 18 | 147 | 19 |  | Solar | FIXED | Roof
SRP05222 | CHANGZHOU TRINA SOLAR ENERGY CO | TSM-185D | 235 | 16 | 230 | 19 |  | Solar | FIXED | Roof
SRP05223 | SUNTECH POWER | STP180S-24/AB-1 | 185 | 20 | 124.7 | 30 |  | Solar | FIXED | Roof
SRP05223 | SUNTECH POWER | STP180S-24/AB-1 | 185 | 22 | 214.7 | 27 |  | Solar | FIXED | Roof
SRP05224 | SUNPOWER | SPR-225-BLK-U | 225 | 40 | 181 | 33.7 |  | Solar | FIXED | Roof
SRP05225 | KYOCERA SOLAR | KD210GX-L | 215 | 41 | 190 | 20 |  | Solar | FIXED | Roof
SRP05226 | SUNTECH POWER | STP180-24/AB-1 | 190 | 40 | 230 | 27 |  | Solar | FIXED | Roof
SRP05228 | SUNTECH POWER | STP210S-18/UB-1 | 205 | 16 | 214.7 | 5 |  | Solar | FIXED | Roof
SRP05228 | SUNTECH POWER | STP200-18/UB-1 | 205 | 36 | 214.7 | 32 |  | Solar | FIXED | Roof
SRP05229 | CHANGZHOU TRINA SOLAR ENERGY CO | TSM-185D | 235 | 14 | 185.8 | 40 |  | Solar | FIXED | Roof
SRP05231 | SUNTECH POWER | STP200-18/UB-1 | 205 | 52 | 104.4 | 25 |  | Solar | FIXED | Roof
SRP05232 | SOLARWORLD | SW185MONO | 245 | 611 | 176 | 15 |  | Solar | FIXED | Roof
SRP05233 | CHANGZHOU TRINA SOLAR ENERGY CO | TSM-185D | 235 | 32 | 135.3 | 16 |  | Solar | FIXED | Roof
SRP05233 | CHANGZHOU TRINA SOLAR ENERGY CO | TSM-185D | 235 | 5 | 225.3 | 23 |  | Solar | FIXED | Roof
SRP05234 | CHANGZHOU TRINA SOLAR ENERGY CO | TSM-185D | 230 | 30 | 133.3 | 20 |  | Solar | FIXED | Roof
SRP05235 | SUNTECH POWER | STP200-18/UB-1 | 205 | 51 | 244.7 | 20 |  | Solar | FIXED | Roof
SRP05236 | SUNTECH POWER | STP190-18/UB-1 | 190 | 66 | 202 | 15 |  | Solar | FIXED | Roof
SRP05236 | SUNTECH POWER | STP190-18/UB-1 | 190 | 24 | 202 | 21 |  | Solar | FIXED | Roof
SRP05238 | CHANGZHOU TRINA SOLAR ENERGY CO | TSM-185D | 235 | 27 | 141 | 23 |  | Solar | FIXED | Roof
SRP05241 | CHANGZHOU TRINA SOLAR ENERGY CO | TSM-185D | 235 | 14 | 164.6 | 12 |  | Solar | FIXED | Roof
SRP05241 | CHANGZHOU TRINA SOLAR ENERGY CO | TSM-185D | 235 | 38 | 164.6 | 17 |  | Solar | FIXED | Roof
SRP05242 | SOLON AG FUER SOLARTECHNIK | P220/6+/01 235WP | 235 | 66 | 140 | 20 |  | Solar | FIXED | Roof
SRP05243 | CHANGZHOU TRINA SOLAR ENERGY CO | TSM-185D | 235 | 10 | 135.9 | 15 |  | Solar | FIXED | Roof
SRP05244 | SOLARWORLD | SW185MONO | 245 | 60 | 180.9 | 30 |  | Solar | FIXED | Ground
SRP05245 | SUNPOWER | SPR-305-WHT-U | 305 | 84 | 170 | 3 |  | Solar | FIXED | Roof
SRP05245 | SUNPOWER | SPR-305-WHT-U | 225 | 9 | 170 | 25 |  | Solar | FIXED | Roof
SRP05245 | SUNPOWER | SPR-225-BLK-U | 225 | 9 | 170 | 45 |  | Solar | FIXED | Roof
SRP05249 | SUNTECH POWER | STP180-24/AB-1 | 185 | 38 | 125 | 22 |  | Solar | FIXED | Roof
SRP05250 | SUNTECH POWER | STP200UB | 205 | 14 | 123.8 | 30 |  | Solar | FIXED | Roof
SRP05250 | SUNTECH POWER | STP200-18/UB-1 | 205 | 10 | 213.8 | 15 |  | Solar | FIXED | Roof
SRP05252 | CHANGZHOU TRINA SOLAR ENERGY CO | TSM-185D | 235 | 10 | 261.4 | 25 |  | Solar | FIXED | Roof
SRP05253 | CHANGZHOU TRINA SOLAR ENERGY CO | TSM-185D | 235 | 12 | 119.1 | 20 |  | Solar | FIXED | Roof
SRP05253 | CHANGZHOU TRINA SOLAR ENERGY CO | TSM-185D | 235 | 20 | 119.1 | 34 |  | Solar | FIXED | Roof
SRP05253 | CHANGZHOU TRINA SOLAR ENERGY CO | TSM-185D | 235 | 17 | 209.1 | 34 |  | Solar | FIXED | Roof
SRP05256 | SUNPOWER | SPR-230-WHT-U | 240 | 22 | 150 | 18 |  | Solar | FIXED | Roof
SRP05256 | SUNPOWER | SPR-230-WHT-U | 240 | 8 | 150 | 24 |  | Solar | FIXED | Roof
SRP05256 | SUNPOWER | SPR-230-WHT-U | 240 | 16 | 240 | 24 |  | Solar | FIXED | Roof
SRP05257 | CHANGZHOU TRINA SOLAR ENERGY CO | TSM-185D | 235 | 30 | 175.8 | 15 |  | Solar | FIXED | Roof
SRP05258 | SOLYNDRA | SL-002-182U | 182 | 2808 | 223 | 0 |  | Solar | FIXED | Roof
SRP05259 | CHANGZHOU TRINA SOLAR ENERGY CO | TSM-185D | 235 | 8 | 104 | 10 |  | Solar | FIXED | Roof
SRP05259 | CHANGZHOU TRINA SOLAR ENERGY CO | TSM-185D | 235 | 12 | 104 | 20 |  | Solar | FIXED | Roof
SRP05260 | SUNTECH POWER | STP200-18/UB-1 | 205 | 22 | 180 | 20 |  | Solar | FIXED | Roof
SRP05262 | CANADIAN SOLAR | CS5P-230 | 230 | 22 | 119 | 34 |  | Solar | FIXED | Roof
SRP05262 | CANADIAN SOLAR | CS6P-230 | 230 | 30 | 209 | 27 |  | Solar | FIXED | Roof
SRP05264 | SUNPOWER | SPR-230-WHT-U | 225 | 38 | 167 | 21 |  | Solar | FIXED | Roof
SRP05265 | CHANGZHOU TRINA SOLAR ENERGY CO | TSM-185D | 230 | 48 | 262 | 34 |  | Solar | FIXED | Roof
SRP05266 | CHANGZHOU TRINA SOLAR ENERGY CO | TSM-185D | 230 | 20 | 158 | 25 |  | Solar | FIXED | Roof
SRP05267 | SUNPOWER | SPR-230-WHT-U | 230 | 66 | 200 | 18 |  | Solar | FIXED | Ground
SRP05268 | SUNPOWER | SPR-230-WHT-U | 230 | 48 | 137 | 24 |  | Solar | FIXED | Roof
SRP05269 | CHANGZHOU TRINA SOLAR ENERGY CO | TSM-185D | 230 | 44 | 127 | 28 |  | Solar | FIXED | Roof
SRP05271 | SUNPOWER | SPR-230-WHT-U | 240 | 30 | 158 | 35 |  | Solar | FIXED | Roof
SRP05272 | REC SCANMODULE | SCM230 | 240 | 27 | 175 | 27 |  | Solar | FIXED | Roof
SRP05273 | BP SOLAR | BP3170N | 225 | 4 | 170 | 33 |  | Solar | FIXED | Roof
SRP05273 | BP SOLAR | BP3170N | 225 | 14 | 260 | 26 |  | Solar | FIXED | Roof
SRP05275 | BP SOLAR | BP3170N | 215 | 11 | 205 | 14 |  | Solar | FIXED | Roof
SRP05275 | BP SOLAR | BP3170N | 215 | 16 | 205 | 33 |  | Solar | FIXED | Roof
SRP05277 | SHARP | ND-224UC1 | 235 | 182 | 115 | 15 |  | Solar | FIXED | Roof
SRP05277 | SHARP | NE-170UC1 | 235 | 364 | 204 | 15 |  | Solar | FIXED | Roof
SRP05277 | SHARP | ND-224U2 | 235 | 156 | 290 | 15 |  | Solar | FIXED | Roof
SRP05278 | SHARP | NT-188U1 | 235 | 78 | 180 | 20 |  | Solar | FIXED | Ground
SRP05279 | CHANGZHOU TRINA SOLAR ENERGY CO | TSM-185D | 240 | 34 | 251.7 | 20 |  | Solar | FIXED | Roof
SRP05280 | SUNTECH POWER | STP180-24/AB-1 | 185 | 20 | 113.4 | 20 |  | Solar | FIXED | Roof
SRP05280 | SUNTECH POWER | STP180S-24/AB-1 | 185 | 18 | 203.4 | 20 |  | Solar | FIXED | Roof
SRP05281 | MATRIX SOLAR/PHOTOWATT | PW1000-100 | 235 | 36 | 130 | 30 |  | Solar | FIXED | Roof
SRP05282 | SUNTECH POWER | STP200-18/UB-1 | 205 | 36 | 127.8 | 30 |  | Solar | FIXED | Roof
SRP05283 | CHANGZHOU TRINA SOLAR ENERGY CO | TSM-185D | 230 | 30 | 183.1 | 20 |  | Solar | FIXED | Roof
SRP05284 | MATRIX SOLAR/PHOTOWATT | PW1650-175 | 240 | 66 | 180 | 20 |  | Solar | FIXED | Ground
SRP05285 | SCHOTT SOLAR | ASE-300-DGF/42-240 | 240 | 72 | 163 | 30 |  | Solar | FIXED | Ground
SRP05286 | SCHOTT SOLAR | ASE-250DGF/50-230 | 240 | 52 | 163 | 30 |  | Solar | FIXED | Ground
SRP05287 | SHARP | ND-220U1F | 224 | 364 | 209 | 10 |  | Solar | FIXED | Roof
SRP05289 | CHANGZHOU TRINA SOLAR ENERGY CO | TSM-185D | 235 | 40 | 207.3 | 20 |  | Solar | FIXED | Roof
SRP05290 | SUNTECH POWER | STP180-24/AB-1 | 185 | 46 | 219 | 38 |  | Solar | FIXED | Roof
SRP05292 | SANYO ELECTRIC | HIP-205BA5 | 220 | 580 | 90 | 10 |  | Solar | FIXED | Roof
SRP05292 | SANYO ELECTRIC | HIP-205BA5 | 220 | 730 | 270 | 10 |  | Solar | FIXED | Roof
SRP05293 | BAODING YINGLI NEW ENERGY RESOURCES CO | YL175(156) | 235 | 20160 | 169 | 0 |  | Solar | 1AXIS | Ground
SRP05295 | SUNPOWER |  | 240 | 48 | 193 | 43 |  | Solar | FIXED | Roof
SRP05296 | CHANGZHOU TRINA SOLAR ENERGY CO | TSM-185D | 240 | 24 | 197.7 | 52 |  | Solar | FIXED | Roof
SRP05296 | CHANGZHOU TRINA SOLAR ENERGY CO | TSM-185D | 240 | 12 | 197.7 | 65 |  | Solar | FIXED | Roof
SRP05298 | CHANGZHOU TRINA SOLAR ENERGY CO | TSM-185D | 235 | 24 | 116.3 | 25 |  | Solar | FIXED | Roof
SRP05299 | SUNTECH POWER | STP21018 | 280 | 10736 | 180 | 25 |  | Solar | FIXED | Ground
SRP05300 | SUNTECH POWER | STP180-24/AB-1 | 185 | 40 | 191.9 | 40 |  | Solar | FIXED | Roof
SRP05301 | SUNTECH POWER | STP21018 | 280 | 17160 | 180 | 25 |  | Solar | FIXED | Ground
SRP05303 | BAODING YINGLI NEW ENERGY RESOURCES CO | YL155(156) | 235 | 2744 | 156 | 10 |  | Solar | FIXED | Roof
SRP05304 | BAODING YINGLI NEW ENERGY RESOURCES CO | YL175(156) | 260 | 1365 | 188 | 10 |  | Solar | FIXED | Roof
SRP05305 | BAODING YINGLI NEW ENERGY RESOURCES CO | YL170(156) | 260 | 1300 | 188 | 10 |  | Solar | FIXED | Roof
SRP05306 | SUNTECH POWER | STP180-24/AB-1 | 185 | 44 | 190 | 40 |  | Solar | FIXED | Roof
SRP05307 | CHANGZHOU TRINA SOLAR ENERGY CO | TSM-185D | 235 | 39 | 166.2 | 25 |  | Solar | FIXED | Roof
SRP05308 | SUNTECH POWER | STP180-24/AB-1 | 185 | 22 | 105 | 38 |  | Solar | FIXED | Roof
SRP05308 | SUNTECH POWER | STP180-24/AB-1 | 185 | 44 | 285 | 38 |  | Solar | FIXED | Roof
SRP05309 | SUNTECH POWER | STP200-18/UB-1 | 205 | 30 | 172.9 | 20 |  | Solar | FIXED | Roof
SRP05310 | SUNTECH POWER | STP200UB | 205 | 22 | 175 | 21 |  | Solar | FIXED | Roof
SRP05311 | CHANGZHOU TRINA SOLAR ENERGY CO | TSM-185D | 205 | 42 | 177.3 | 15 |  | Solar | FIXED | Roof
SRP05312 | BAODING YINGLI NEW ENERGY RESOURCES CO | YL175(156) | 235 | 84 | 180 | 25 |  | Solar | FIXED | Ground
SRP05313 | BAODING YINGLI NEW ENERGY RESOURCES CO | YL175(156) | 235 | 264 | 180 | 15 |  | Solar | FIXED | Ground
SRP05314 | CHANGZHOU TRINA SOLAR ENERGY CO | TSM-185D | 235 | 18 | 194.6 | 25 |  | Solar | FIXED | Roof
SRP05315 | MATRIX SOLAR/PHOTOWATT | PW750-80 | 230 | 660 | 187 | 10 |  | Solar | FIXED | Roof
SRP05316 | CHANGZHOU TRINA SOLAR ENERGY CO | TSM-185D | 230 | 15 | 178.5 | 38 |  | Solar | FIXED | Roof
SRP05316 | CHANGZHOU TRINA SOLAR ENERGY CO | TSM-185D | 230 | 12 | 268.5 | 38 |  | Solar | FIXED | Roof
SRP05317 | SHARP | ND-224UC1 | 240 | 32 | 90 | 32 |  | Solar | FIXED | Roof
SRP05317 | SHARP | ND-224UC1 | 240 | 6 | 271 | 32 |  | Solar | FIXED | Roof
SRP05318 | CHANGZHOU TRINA SOLAR ENERGY CO | TSM-185D | 230 | 36 | 194.3 | 15 |  | Solar | FIXED | Roof
SRP05320 | SANYO ELECTRIC | HIP-205BA5 | 220 | 17 | 202 | 27 |  | Solar | FIXED | Roof
SRP05321 | REC SCANMODULE | SCM230 | 240 | 30 | 196 | 24 |  | Solar | FIXED | Roof
SRP05322 | SUNTECH POWER | STP190-18/UB-1 | 185 | 9 | 157.1 | 8 |  | Solar | FIXED | Roof
SRP05322 | SUNTECH POWER | STP180-24/AB-1 | 185 | 16 | 157.1 | 22 |  | Solar | FIXED | Roof
SRP05322 | SUNTECH POWER | STP190-18/UB-1 | 185 | 7 | 247.1 | 27 |  | Solar | FIXED | Roof
SRP05323 | REC SCANMODULE | SCM230 | 245 | 10 | 149 | 32 |  | Solar | FIXED | Roof
SRP05323 | REC SCANMODULE | SCM230 | 245 | 20 | 239 | 42 |  | Solar | FIXED | Roof
SRP05324 | REC SCANMODULE | SCM230 | 240 | 15 | 82 | 23 |  | Solar | FIXED | Roof
SRP05324 | REC SCANMODULE | SCM230 | 240 | 18 | 172 | 23 |  | Solar | FIXED | Roof
SRP05324 | REC SCANMODULE | SCM230 | 240 | 14 | 262 | 23 |  | Solar | FIXED | Roof
SRP05325 | SUNTECH POWER | STP180S-24/AB-1 | 185 | 46 | 124 | 25 |  | Solar | FIXED | Roof
SRP05326 | REC SCANMODULE | SCM230 | 240 | 40 | 137 | 31 |  | Solar | FIXED | Roof
SRP05327 | CHANGZHOU TRINA SOLAR ENERGY CO | TSM-185D | 235 | 18 | 164.4 | 45 |  | Solar | FIXED | Roof
SRP05328 | SUNTECH POWER | STP150-24/AB-1 | 205 | 28 | 176.2 | 23 |  | Solar | FIXED | Roof
SRP05329 | SUNTECH POWER | STP190-18/UB-1 | 190 | 49 | 148.6 | 32 |  | Solar | FIXED | Roof
SRP05331 | CHANGZHOU TRINA SOLAR ENERGY CO | TSM-185D | 230 | 16 | 231.1 | 20 |  | Solar | FIXED | Roof
SRP05332 | SUNTECH POWER | STP180-24/AB-1 | 185 | 54 | 218.6 | 28 |  | Solar | FIXED | Roof
SRP05333 | SUNTECH POWER | STP190-18/UB-1 | 190 | 36 | 264 | 30 |  | Solar | FIXED | Roof
SRP05335 | CHANGZHOU TRINA SOLAR ENERGY CO | TSM-185D | 235 | 22 | 204.4 | 25 |  | Solar | FIXED | Roof
SRP05336 | CHANGZHOU TRINA SOLAR ENERGY CO | TSM-185D | 235 | 26 | 153 | 20 |  | Solar | FIXED | Roof
SRP05337 | CHANGZHOU TRINA SOLAR ENERGY CO | TSM-185D | 230 | 33 | 209.9 | 25 |  | Solar | FIXED | Roof
SRP05338 | SUNTECH POWER | STP200-18/UB-1 | 205 | 42 | 211.1 | 23 |  | Solar | FIXED | Roof
SRP05339 | SUNTECH POWER | STP180-24/AB-1 | 185 | 36 | 174.2 | 18 |  | Solar | FIXED | Roof
SRP05340 | CHANGZHOU TRINA SOLAR ENERGY CO | TSM-185D | 235 | 150 | 180 | 5 |  | Solar | FIXED | Roof
SRP05341 | SUNTECH POWER | STP180-24/AB-1 | 185 | 36 | 176.7 | 28 |  | Solar | FIXED | Roof
SRP05341 | SUNTECH POWER | STP180-24/AB-1 | 185 | 16 | 266.7 | 16 |  | Solar | FIXED | Roof
SRP05342 | SUNTECH POWER | STP180-24/AB-1 | 185 | 33 | 121.2 | 15 |  | Solar | FIXED | Roof
SRP05343 | CHANGZHOU TRINA SOLAR ENERGY CO | TSM-185D | 235 | 364 | 170 | 5 |  | Solar | FIXED | Roof
SRP05344 | SUNTECH POWER | STP180-24/AB-1 | 185 | 18 | 160 | 24 |  | Solar | FIXED | Roof
SRP05345 | BP SOLAR | BP3170N | 215 | 39 | 223 | 27 |  | Solar | FIXED | Roof
SRP05346 | TRINA SOLAR | TSM-235PA05 | 235 | 72 | 131 | 32 |  | Solar | FIXED | Roof
SRP05347 | SUNPOWER | SPR-225-BLK-U | 225 | 32 | 204 | 28 |  | Solar | FIXED | Roof
SRP05347 | SUNPOWER | SPR-225-BLK-U | 225 | 20 | 204 | 32 |  | Solar | FIXED | Roof
SRP05350 | REC SCANMODULE | SCM230 | 240 | 30 | 180 | 25 |  | Solar | FIXED | Ground
SRP05351 | SUNTECH POWER | STP210S-18/UB-1 | 280 | 33 | 180 | 34 |  | Solar | FIXED | Ground
SRP05352 | SUNTECH POWER | STP210S-18/UB-1 | 275 | 378 | 173 | 5 |  | Solar | FIXED | Roof
SRP05352 | SUNTECH POWER | STP210-18/UB-1 | 275 | 420 | 353 | 5 |  | Solar | FIXED | Roof
SRP05353 | SUNTECH POWER | STP210-18/UB-1 | 205 | 12 | 113.4 | 35 |  | Solar | FIXED | Roof
SRP05354 | SUNTECH POWER | STP210-18/UB-1 | 205 | 36 | 112 | 20 |  | Solar | FIXED | Roof
SRP05354 | SUNTECH POWER | STP200S-18/UB-1 | 205 | 14 | 292 | 20 |  | Solar | FIXED | Roof
SRP05355 | CHANGZHOU TRINA SOLAR ENERGY CO | TSM-185D | 235 | 135 | 223 | 5 |  | Solar | FIXED | Roof
SRP05357 | CANADIAN SOLAR | CS6P-230 | 235 | 20 | 205 | 21 |  | Solar | FIXED | Roof
SRP05360 | CANADIAN SOLAR | CS6P-230 | 235 | 21 | 217 | 38 |  | Solar | FIXED | Roof
SRP05363 | CANADIAN SOLAR | CS6P-230 | 235 | 15 | 205 | 39 |  | Solar | FIXED | Roof
SRP05366 | CANADIAN SOLAR | CS6P-230 | 235 | 19 | 210 | 26 |  | Solar | FIXED | Roof
SRP05367 | CANADIAN SOLAR | CS6P-230 | 235 | 15 | 238 | 45 |  | Solar | FIXED | Roof
SRP05369 | CANADIAN SOLAR | CS6P-230 | 235 | 15 | 207 | 45 |  | Solar | FIXED | Roof
SRP05370 | CANADIAN SOLAR | CS6P-230 | 235 | 3 | 121 | 40 |  | Solar | FIXED | Roof
SRP05370 | CANADIAN SOLAR | CS6P-230 | 235 | 10 | 121 |  |  | Solar | FIXED | Roof
SRP05370 | CANADIAN SOLAR | CS6P-230 | 235 | 14 | 218 | 37 |  | Solar | FIXED | Roof
SRP05371 | CANADIAN SOLAR | CS6P-230 | 250 | 28 | 244 | 22 |  | Solar | FIXED | Roof
SRP05372 | SANYO ELECTRIC | HIP-205BA5 | 225 | 48 | 191 | 18 |  | Solar | FIXED | Roof
SRP05373 | BP SOLAR | SX3200B | 215 | 30 | 94 | 30 |  | Solar | FIXED | Roof
SRP05374 | SUNPOWER | SPR-230-WHT-U | 240 | 38 | 199 | 19 |  | Solar | FIXED | Roof
SRP05375 | BP SOLAR | BP3165N | 215 | 18 | 230 | 27 |  | Solar | FIXED | Roof
SRP05375 | BP SOLAR | SX3200B | 215 | 10 | 231 | 24 |  | Solar | FIXED | Roof
SRP05376 | CANADIAN SOLAR | CS6P-230 | 235 | 50 | 145 | 20 |  | Solar | FIXED | Roof
SRP05377 | CHANGZHOU TRINA SOLAR ENERGY CO | TSM-185D | 235 | 36 | 246.8 | 30 |  | Solar | FIXED | Roof
SRP05378 | SUNTECH POWER | STP200S-18/UB-1 | 205 | 12 | 122.6 | 28 |  | Solar | FIXED | Roof
SRP05379 | TRINA SOLAR | TSM-230PD05 | 230 | 30 | 70 | 10 |  | Solar | FIXED | Roof
SRP05379 | TRINA SOLAR | TSM-230PA05 | 230 | 33 | 252 | 10 |  | Solar | FIXED | Roof
SRP05380 | SUNTECH POWER | STP190-18/UB-1 | 190 | 20 | 143.1 | 25 |  | Solar | FIXED | Roof
SRP05380 | SUNTECH POWER | STP180-24/AB-1 | 190 | 24 | 143.1 | 32 |  | Solar | FIXED | Roof
SRP05380 | SUNTECH POWER | STP190S-18/UB-1 | 190 | 18 | 233.1 | 26 |  | Solar | FIXED | Roof
SRP05381 | CHANGZHOU TRINA SOLAR ENERGY CO | TSM-185D | 235 | 31 | 207.9 | 4 |  | Solar | FIXED | Roof
SRP05382 | TRINA SOLAR | TSM-230PA05 | 230 | 40 | 265 | 25 |  | Solar | FIXED | Roof
SRP05383 | SUNTECH POWER | STP180S-24/AB-1 | 185 | 66 | 211.1 | 31 |  | Solar | FIXED | Roof
SRP05384 | SUNTECH POWER | STP200S-18/UB-1 | 235 | 9 | 133 | 10 |  | Solar | FIXED | Roof
SRP05384 | SUNTECH POWER | STP210S-18/UB-1 | 235 | 12 | 133 | 10 |  | Solar | FIXED | Roof
SRP05385 | TRINA SOLAR | TSM-230PA05 | 230 | 21 | 119.1 | 15 |  | Solar | FIXED | Roof
SRP05385 | TRINA SOLAR | TSM-230PA05 | 230 | 10 | 209 | 15 |  | Solar | FIXED | Roof
SRP05386 | TRINA SOLAR | TSM-230PA05 | 230 | 39 | 231 | 20 |  | Solar | FIXED | Roof
SRP05387 | BP SOLAR | BP3160B | 215 | 46 | 213 | 45 |  | Solar | FIXED | Roof
SRP05388 | SUNPOWER | SPR-230-WHT-U | 240 | 260 | 213 | 15 |  | Solar | FIXED | Ground
SRP05389 | CHANGZHOU TRINA SOLAR ENERGY CO | TSM-185D | 240 | 92 | 174 | 10 |  | Solar | FIXED | Roof
SRP05390 | BP SOLAR | BP3170N | 195 | 20 | 218 | 22 |  | Solar | FIXED | Roof
SRP05391 | CHANGZHOU TRINA SOLAR ENERGY CO | TSM-185D | 235 | 16 | 127 | 35 |  | Solar | FIXED | Roof
SRP05392 | CHANGZHOU TRINA SOLAR ENERGY CO | TSM-185D | 230 | 30 | 127 | 27 |  | Solar | FIXED | Roof
SRP05392 | CHANGZHOU TRINA SOLAR ENERGY CO | TSM-185D | 230 | 30 | 217 | 27 |  | Solar | FIXED | Roof
SRP05393 | CHANGZHOU TRINA SOLAR ENERGY CO | TSM-185D | 230 | 46 | 196 | 27 |  | Solar | FIXED | Roof
SRP05394 | SANYO ELECTRIC | HIP-205BA19 | 225 | 36 | 90 | 28 |  | Solar | FIXED | Roof
SRP05394 | SANYO ELECTRIC | HIP-205BA5 | 225 | 27 | 90 | 38 |  | Solar | FIXED | Roof
SRP05394 | SANYO ELECTRIC | HIP-205BA3 | 225 | 45 | 270 | 28 |  | Solar | FIXED | Roof
SRP05396 | CHANGZHOU TRINA SOLAR ENERGY CO | TSM-185D | 240 | 209 | 203 | 5 |  | Solar | FIXED | Roof
SRP05397 | SANYO ELECTRIC | HIP-205BA5 | 220 | 24 | 191 | 40 |  | Solar | FIXED | Roof
SRP05399 | REC SCANMODULE | SCM230 | 235 | 33 | 153 | 10 |  | Solar | FIXED | Roof
SRP05399 | REC SCANMODULE | SCM230 | 235 | 44 | 180 | 0 |  | Solar | FIXED | Roof
SRP05401 | SHARP | ND-224UC1 | 240 | 12 | 190 | 27 |  | Solar | FIXED | Roof
SRP05401 | SHARP | ND-224UC1 | 240 | 28 | 280 | 27 |  | Solar | FIXED | Roof
SRP05402 | SHARP | ND-224U1F | 240 | 4 | 120 | 43 |  | Solar | FIXED | Roof
SRP05402 | SHARP | ND-224UC1 | 240 | 28 | 210 | 17 |  | Solar | FIXED | Roof
SRP05402 | SHARP | ND-224U2 | 240 | 2 | 210 | 45 |  | Solar | FIXED | Roof
SRP05403 | SOLARWORLD | SW185MONO | 230 | 27 | 179 | 32 |  | Solar | FIXED | Roof
SRP05404 | REC SCANMODULE | SCM230 | 240 | 26 | 199 | 25 |  | Solar | FIXED | Roof
SRP05405 | CHANGZHOU TRINA SOLAR ENERGY CO | TSM-185D | 230 | 30 | 239 | 32 |  | Solar | FIXED | Roof
SRP05406 | REC SCANMODULE | SCM230 | 245 | 13 | 194 | 20 |  | Solar | FIXED | Roof
SRP05407 | CHANGZHOU TRINA SOLAR ENERGY CO | TSM-185D | 230 | 36 | 208 | 19 |  | Solar | FIXED | Roof
SRP05409 | CHANGZHOU TRINA SOLAR ENERGY CO | TSM-185D | 230 | 35 | 150 | 27 |  | Solar | FIXED | Roof
SRP05410 | CHANGZHOU TRINA SOLAR ENERGY CO | TSM-185D | 230 | 18 | 123 | 33 |  | Solar | FIXED | Roof
SRP05411 | CHANGZHOU TRINA SOLAR ENERGY CO | TSM-185D | 240 | 16 | 180 | 40 |  | Solar | FIXED | Roof
SRP05412 | CHANGZHOU TRINA SOLAR ENERGY CO | TSM-185D | 230 | 22 | 137 | 36 |  | Solar | FIXED | Roof
SRP05412 | CHANGZHOU TRINA SOLAR ENERGY CO | TSM-185D | 230 | 20 | 137 | 38 |  | Solar | FIXED | Roof
SRP05412 | CHANGZHOU TRINA SOLAR ENERGY CO | TSM-185D | 230 | 7 | 227 | 36 |  | Solar | FIXED | Roof
SRP05412 | CHANGZHOU TRINA SOLAR ENERGY CO | TSM-185D | 230 | 6 | 227 | 38 |  | Solar | FIXED | Roof
SRP05413 | CHANGZHOU TRINA SOLAR ENERGY CO | TSM-185D | 230 | 12 | 157 | 15 |  | Solar | FIXED | Roof
SRP05413 | CHANGZHOU TRINA SOLAR ENERGY CO | TSM-185D | 230 | 39 | 157 | 30 |  | Solar | FIXED | Roof
SRP05414 | SUNPOWER | SPR-225-BLK-U | 225 | 28 | 189 | 32 |  | Solar | FIXED | Roof
SRP05415 | SANYO ELECTRIC | HIP-205BA5 | 244 | 18 | 85 | 45 |  | Solar | FIXED | Roof
SRP05415 | SANYO ELECTRIC | HIP-205BA5 | 244 | 28 | 175 | 45 |  | Solar | FIXED | Roof
SRP05416 | CANADIAN SOLAR | CS6P-230 | 235 | 12 | 212 | 38 |  | Solar | FIXED | Roof
SRP05417 | SUNPOWER | SPR-225-BLK-U | 225 | 20 | 189 | 32 |  | Solar | FIXED | Roof
SRP05418 | UNKNOWN | UNKNOWN | 235 | 49 | 233.5 | 40 |  | Solar | FIXED | Roof
SRP05419 | CANADIAN SOLAR | CS6P-230 | 235 | 28 | 129 | 27 |  | Solar | FIXED | Roof
SRP05420 | CANADIAN SOLAR | CS6P-230 | 235 | 18 | 111 | 26 |  | Solar | FIXED | Roof
SRP05422 | CHANGZHOU TRINA SOLAR ENERGY CO | TSM-185D | 235 | 12 | 157.1 | 15 |  | Solar | FIXED | Roof
SRP05422 | CHANGZHOU TRINA SOLAR ENERGY CO | TSM-185D | 235 | 24 | 157.1 | 27 |  | Solar | FIXED | Roof
SRP05423 | CHANGZHOU TRINA SOLAR ENERGY CO | TSM-185D | 230 | 36 | 177.1 | 20 |  | Solar | FIXED | Roof
SRP05424 | CHANGZHOU TRINA SOLAR ENERGY CO | TSM-185D | 235 | 5 | 114.9 | 23 |  | Solar | FIXED | Roof
SRP05424 | CHANGZHOU TRINA SOLAR ENERGY CO | TSM-185D | 235 | 31 | 204.9 | 23 |  | Solar | FIXED | Roof
SRP05425 | CHANGZHOU TRINA SOLAR ENERGY CO | TSM-185D | 230 | 42 | 171 | 24 |  | Solar | FIXED | Roof
SRP05426 | SUNTECH POWER | STP180-24/AB-1 | 185 | 9 | 107.7 | 25 |  | Solar | FIXED | Roof
SRP05426 | SUNTECH POWER | STP180S-24/AB-1 | 185 | 23 | 197.7 | 25 |  | Solar | FIXED | Roof
SRP05427 | CHANGZHOU TRINA SOLAR ENERGY CO | TSM-185D | 225 | 48 | 180 | 30 |  | Solar | FIXED | Ground
SRP05429 | CHANGZHOU TRINA SOLAR ENERGY CO | TSM-185D | 235 | 180 | 146 | 5 |  | Solar | FIXED | Roof
SRP05430 | CHANGZHOU TRINA SOLAR ENERGY CO | TSM-185D | 235 | 72 | 223 | 5 |  | Solar | FIXED | Roof
SRP05431 | SUNPOWER | SPR-230-WHT-U | 240 | 34 | 227 | 27 |  | Solar | FIXED | Roof
SRP05432 | SUNPOWER | SPR-230-WHT-U | 230 | 40 | 180 | 25 |  | Solar | FIXED | Ground
SRP05433 | SANYO ELECTRIC | HIP-205BA5 | 220 | 20 | 255 | 15 |  | Solar | FIXED | Roof
SRP05434 | CHANGZHOU TRINA SOLAR ENERGY CO | TSM-185D | 240 | 36 | 139 | 27 |  | Solar | FIXED | Roof
SRP05434 | CHANGZHOU TRINA SOLAR ENERGY CO | TSM-185D | 240 | 66 | 139 | 33 |  | Solar | FIXED | Roof
SRP05434 | CHANGZHOU TRINA SOLAR ENERGY CO | TSM-185D | 240 | 36 | 229 | 22 |  | Solar | FIXED | Roof
SRP05435 | CHANGZHOU TRINA SOLAR ENERGY CO | TSM-185D | 240 | 345 | 127 | 5 |  | Solar | FIXED | Roof
SRP05436 | SUNTECH POWER | STP210S-18/UB-1 | 280 | 550 | 151 | 10 |  | Solar | FIXED | Roof
SRP05437 | BAODING YINGLI NEW ENERGY RESOURCES CO | YL175(156) | 235 | 60 | 218 | 10 |  | Solar | FIXED | Roof
SRP05438 | SUNPOWER | SPR-225-BLK-U | 225 | 18 | 143 | 31 |  | Solar | FIXED | Ground
SRP05440 | CHANGZHOU TRINA SOLAR ENERGY CO | TSM-185D | 235 | 8 | 159.1 | 35 |  | Solar | FIXED | Roof
SRP05440 | CHANGZHOU TRINA SOLAR ENERGY CO | TSM-185D | 235 | 18 | 249.1 | 25 |  | Solar | FIXED | Roof
SRP05441 | BP SOLAR | SX6175N | 215 | 70 | 157 | 4 |  | Solar | FIXED | Roof
SRP05441 | BP SOLAR | SX6175N | 215 | 54 | 157 | 8 |  | Solar | FIXED | Roof
SRP05441 | BP SOLAR | SX6175N | 215 | 54 | 157 | 16 |  | Solar | FIXED | Roof
SRP05441 | BP SOLAR | SX6175N | 215 | 54 | 157 | 20 |  | Solar | FIXED | Roof
SRP05442 | SUNTECH POWER | STP200-18/UB-1 | 205 | 40 | 116.3 | 34 |  | Solar | FIXED | Roof
SRP05443 | CHANGZHOU TRINA SOLAR ENERGY CO | TSM-185D | 235 | 18 | 176.2 | 18 |  | Solar | FIXED | Roof
SRP05443 | CHANGZHOU TRINA SOLAR ENERGY CO | TSM-185D | 235 | 12 | 266.2 | 18 |  | Solar | FIXED | Roof
SRP05444 | SUNTECH POWER | STP180-24/AB-1 | 185 | 52 | 191 | 33 |  | Solar | FIXED | Roof
SRP05445 | SUNTECH POWER | STP200-18/UB-1 | 205 | 36 | 203 | 40 |  | Solar | FIXED | Roof
SRP05446 | SUNPOWER | SPR-230-WHT-U | 230 | 32 | 181 | 19 |  | Solar | FIXED | Roof
SRP05447 | SUNTECH POWER | STP180-24/AB-1 | 185 | 10 | 29.1 | 15 |  | Solar | FIXED | Roof
SRP05447 | SUNTECH POWER | STP180-24/AB-1 | 185 | 28 | 29.1 | 25 |  | Solar | FIXED | Roof
SRP05448 | SHARP | ND-224UC1 | 240 | 34 | 198 | 34 |  | Solar | FIXED | Roof
SRP05449 | CHANGZHOU TRINA SOLAR ENERGY CO | TSM-185D | 230 | 45 | 195.9 | 25 |  | Solar | FIXED | Roof
SRP05451 | CHANGZHOU TRINA SOLAR ENERGY CO | TSM-185D | 235 | 26 | 162.5 | 22 |  | Solar | FIXED | Roof
SRP05452 | CHANGZHOU TRINA SOLAR ENERGY CO | TSM-185D | 235 | 5 | 194.8 | 33 |  | Solar | FIXED | Roof
SRP05452 | CHANGZHOU TRINA SOLAR ENERGY CO | TSM-185D | 235 | 19 | 195 | 30 |  | Solar | FIXED | Roof
SRP05453 | ET SOLAR INDUSTRY | ET-P672275 | 275 | 36 | 126 | 35 |  | Solar | FIXED | Roof
SRP05454 | SUNTECH POWER | STP180-24/AB-1 | 185 | 11 | 143 | 35 |  | Solar | FIXED | Roof
SRP05454 | SUNTECH POWER | STP180S-24/AB-1 | 185 | 35 | 233 | 35 |  | Solar | FIXED | Roof
SRP05455 | CHANGZHOU TRINA SOLAR ENERGY CO | TSM-185D | 230 | 14 | 138 | 20 |  | Solar | FIXED | Roof
SRP05455 | CHANGZHOU TRINA SOLAR ENERGY CO | TSM-185D | 230 | 9 | 138 | 38 |  | Solar | FIXED | Roof
SRP05455 | CHANGZHOU TRINA SOLAR ENERGY CO | TSM-185D | 230 | 7 | 228 | 40 |  | Solar | FIXED | Roof
SRP05456 | CHANGZHOU TRINA SOLAR ENERGY CO | TSM-185D | 240 | 276 | 111 | 20 |  | Solar | FIXED | Roof
SRP05456 | CHANGZHOU TRINA SOLAR ENERGY CO | TSM-185D | 240 | 156 | 291 | 20 |  | Solar | FIXED | Roof
SRP05458 | CHANGZHOU TRINA SOLAR ENERGY CO | TSM-185D | 235 | 135 | 222 | 30 |  | Solar | FIXED | Ground
SRP05459 | CHANGZHOU TRINA SOLAR ENERGY CO | TSM-185D | 235 | 1014 | 223 | 5 |  | Solar | FIXED | Roof
SRP05460 | CHANGZHOU TRINA SOLAR ENERGY CO | TSM-185D | 235 | 1105 | 223 | 5 |  | Solar | FIXED | Roof
SRP05461 | MATRIX SOLAR/PHOTOWATT | PW1000-100 | 235 | 66 | 160 | 22 |  | Solar | FIXED | Roof
SRP05462 | CHANGZHOU TRINA SOLAR ENERGY CO | TSM-185D | 235 | 168 | 157 | 5 |  | Solar | FIXED | Roof
SRP05463 | CHANGZHOU TRINA SOLAR ENERGY CO | TSM-185D | 235 | 31 | 108.9 | 20 |  | Solar | FIXED | Roof
SRP05463 | CHANGZHOU TRINA SOLAR ENERGY CO | TSM-185D | 235 | 6 | 198.9 | 20 |  | Solar | FIXED | Roof
SRP05464 | MATRIX SOLAR/PHOTOWATT | PW1650-175 | 235 | 36 | 131 | 32 |  | Solar | FIXED | Roof
SRP05464 | MATRIX SOLAR/PHOTOWATT | PW1650-175 | 235 | 16 | 221 | 42 |  | Solar | FIXED | Roof
SRP05465 | CHANGZHOU TRINA SOLAR ENERGY CO | TSM-185D | 235 | 20 | 204 | 18 |  | Solar | FIXED | Roof
SRP05466 | SUNTECH POWER | STP200-18/UB-1 | 205 | 28 | 154 | 25 |  | Solar | FIXED | Roof
SRP05468 | CHANGZHOU TRINA SOLAR ENERGY CO | TSM-185D | 235 | 46 | 183 | 34 |  | Solar | FIXED | Roof
SRP05469 | MATRIX SOLAR/PHOTOWATT | PW1650-175 | 240 | 3318 | 152 | 15 |  | Solar | FIXED | Roof
SRP05470 | CHANGZHOU TRINA SOLAR ENERGY CO | TSM-185D | 235 | 26 | 263.4 | 30 |  | Solar | FIXED | Roof
SRP05471 | UNKNOWN | UNKNOWN | 235 | 33 | 99.3 | 35 |  | Solar | FIXED | Roof
SRP05471 | UNKNOWN | UNKNOWN | 235 | 21 | 189.3 | 45 |  | Solar | FIXED | Roof
SRP05472 | CANADIAN SOLAR | CS6P-230 | 235 | 22 | 180 | 30 |  | Solar | FIXED | Ground
SRP05473 | SUNTECH POWER | STP200-18/UB-1 | 205 | 20 | 250 | 25 |  | Solar | FIXED | Roof
SRP05475 | CHANGZHOU TRINA SOLAR ENERGY CO | TSM-185D | 230 | 16 | 110.7 | 37 |  | Solar | FIXED | Roof
SRP05477 | CHANGZHOU TRINA SOLAR ENERGY CO | TSM-185D | 235 | 26 | 168 | 25 |  | Solar | FIXED | Roof
SRP05479 | SOLYNDRA | SL-002-182U | 200 | 376 | 137 | 0 |  | Solar | FIXED | Roof
SRP05479 | SOLYNDRA | SL-002-182U | 220 | 556 | 137 | 0 |  | Solar | FIXED | Roof
SRP05480 | CHANGZHOU TRINA SOLAR ENERGY CO | TSM-185D | 255 | 70 | 220 | 19 |  | Solar | FIXED | Roof
SRP05482 | SUNTECH POWER | STP180S-24/AB-1 | 240 | 45 | 146 | 37 |  | Solar | FIXED | Roof
SRP05482 | REC SCANMODULE | SCM230 | 240 | 15 | 146 | 45 |  | Solar | FIXED | Roof
SRP05483 | CHANGZHOU TRINA SOLAR ENERGY CO | TSM-185D | 235 | 15 | 120 | 15 |  | Solar | FIXED | Roof
SRP05483 | CHANGZHOU TRINA SOLAR ENERGY CO | TSM-185D | 235 | 13 | 210 | 15 |  | Solar | FIXED | Roof
SRP05484 | CHANGZHOU TRINA SOLAR ENERGY CO | TSM-185D | 235 | 22 | 101 | 25 |  | Solar | FIXED | Roof
SRP05485 | CEEG (SHANGHAI) SOLAR SCIENCE AND TECHNOLOGY CO | SST 190-72M | 235 | 48 | 245 | 21 |  | Solar | FIXED | Roof
SRP05486 | CHANGZHOU TRINA SOLAR ENERGY CO | TSM-185D | 235 | 20 | 124 | 32 |  | Solar | FIXED | Roof
SRP05487 | CHANGZHOU TRINA SOLAR ENERGY CO | TSM-185D | 235 | 22 | 233.7 | 22 |  | Solar | FIXED | Roof
SRP05488 | CHANGZHOU TRINA SOLAR ENERGY CO | TSM-185D | 235 | 26 | 146.2 | 20 |  | Solar | FIXED | Roof
SRP05491 | SOLYNDRA | SL-002-182U | 182 | 156 | 223 | 0 |  | Solar | FIXED | Roof
SRP05492 | SOLYNDRA | SL-002-182U | 182 | 404 | 223 | 0 |  | Solar | FIXED | Roof
SRP05493 | SOLARWORLD | SW185MONO | 240 | 72 | 152 | 31 |  | Solar | FIXED | Ground
SRP05493 | SOLARWORLD | SW185MONO | 240 | 24 | 172 | 12 |  | Solar | FIXED | Roof
SRP05494 | CHANGZHOU TRINA SOLAR ENERGY CO | TSM-185D | 230 | 36 | 219 | 23 |  | Solar | FIXED | Roof
SRP05495 | SUNPOWER | SPR-230-WHT-U | 230 | 28 | 128 | 35 |  | Solar | FIXED | Roof
SRP05496 | REC SCANMODULE | SCM230 | 240 | 9 | 232 | 9 |  | Solar | FIXED | Roof
SRP05496 | REC SCANMODULE | SCM230 | 240 | 11 | 232 | 23 |  | Solar | FIXED | Roof
SRP05496 | REC SCANMODULE | SCM230 | 240 | 23 | 232 | 25 |  | Solar | FIXED | Roof
SRP05497 | SOLARWORLD | SW175 POLY/T | 235 | 168 | 62 | 5 |  | Solar | FIXED | Roof
SRP05497 | SOLARWORLD | SW185MONO | 235 | 182 | 242 | 5 |  | Solar | FIXED | Roof
SRP05498 | SOLARWORLD | SW175 POLY/T | 235 | 238 | 175 | 2 |  | Solar | FIXED | Roof
SRP05499 | SUNPOWER | SPR-225-BLK-U | 225 | 47 | 230 | 20 |  | Solar | FIXED | Roof
SRP05500 | SUNPOWER | SPR-315E-WHT-U | 327 | 488 | 0 | 1 |  | Solar | FIXED | Ground
SRP05500 | SUNPOWER | SPR-315E-WHT-U | 327 | 1476 | 90 | 2 |  | Solar | FIXED | Ground
SRP05500 | SUNPOWER | SPR-315E-WHT-U | 327 | 488 | 180 | 12 |  | Solar | FIXED | Ground
SRP05500 | SUNPOWER | SPR-315E-WHT-U | 327 | 1476 | 270 | 2 |  | Solar | FIXED | Ground
SRP05501 | SUNPOWER | SPR-315E-WHT-U | 327 | 224 | 112 | 12 |  | Solar | FIXED | Ground
SRP05501 | SUNPOWER | SPR-315E-WHT-U | 327 | 224 | 292 | 1 |  | Solar | FIXED | Ground
SRP05502 | SOLARWORLD | SW175 POLY/T | 235 | 448 | 175 | 2 |  | Solar | FIXED | Roof
SRP05502 | SOLARWORLD | SW175 POLY/T | 235 | 686 | 355 | 2 |  | Solar | FIXED | Roof
SRP05503 | SUNPOWER | SPR-315E-WHT-U | 327 | 672 | 172 | 12 |  | Solar | FIXED | Ground
SRP05503 | SUNPOWER | SPR-315E-WHT-U | 327 | 672 | 352 | 1 |  | Solar | FIXED | Ground
SRP05504 | SUNPOWER | SPR-230-WHT-U | 230 | 20 | 148 | 40 |  | Solar | FIXED | Roof
SRP05505 | CANADIAN SOLAR | CS6P-230 | 255 | 32 | 133 | 20 |  | Solar | FIXED | Roof
SRP05505 | CANADIAN SOLAR | CS6P-230 | 255 | 14 | 221 | 20 |  | Solar | FIXED | Roof
SRP05506 | SANYO ELECTRIC | HIP-H552BA1 | 220 | 24 | 85 | 28 |  | Solar | FIXED | Roof
SRP05506 | SANYO ELECTRIC | HIP-205BA5 | 220 | 25 | 265 | 28 |  | Solar | FIXED | Roof
SRP05507 | UNKNOWN | UNKNOWN | 225 | 28 | 115 | 30 |  | Solar | FIXED | Roof
SRP05509 | SANYO ELECTRIC | HIP-205BA5 | 220 | 32 | 220 | 40 |  | Solar | FIXED | Roof
SRP05510 | SUNPOWER | SPR-230-WHT-U | 230 | 36 | 148 | 20 |  | Solar | FIXED | Roof
SRP05511 | SUNTECH POWER | STP190S-18/UB-1 | 185 | 38 | 76 | 23 |  | Solar | FIXED | Roof
SRP05512 | UNKNOWN | UNKNOWN | 235 | 56 | 155 | 50 |  | Solar | FIXED | Roof
SRP05514 | SUNPOWER | SPR-230-WHT-U | 240 | 84 | 206 | 24 |  | Solar | FIXED | Ground
SRP05515 | SUNTECH POWER | STP190S-18/UB-1 | 190 | 38 | 135 | 12 |  | Solar | FIXED | Roof
SRP05515 | SUNTECH POWER | STP190S-18/UB-1 | 190 | 16 | 135 | 45 |  | Solar | FIXED | Roof
SRP05516 | SUNPOWER | SPR-230-WHT-U | 230 | 32 | 153.4 | 35 |  | Solar | FIXED | Roof
SRP05517 | MATRIX SOLAR/PHOTOWATT | PW1650-175 | 240 | 30 | 207 | 18 |  | Solar | FIXED | Roof
SRP05518 | CHANGZHOU TRINA SOLAR ENERGY CO | TSM-185D | 230 | 33 | 188 | 25 |  | Solar | FIXED | Roof
SRP05519 | SOLAR POWER (SPI) | SP205FP12 | 225 | 22 | 218 | 17 |  | Solar | FIXED | Roof
SRP05520 | BAODING YINGLI NEW ENERGY RESOURCES CO | YL175(156) | 240 | 1638 | 221 | 10 |  | Solar | FIXED | Roof
SRP05521 | UNKNOWN | UNKNOWN | 235 | 28 | 258 | 21 |  | Solar | FIXED | Roof
SRP05523 | SUNTECH POWER | STP210S-18/UB-1 | 225 | 78 | 226 | 15 |  | Solar | FIXED | Roof
SRP05524 | CHANGZHOU TRINA SOLAR ENERGY CO | TSM-185D | 235 | 33 | 132.5 | 43 |  | Solar | FIXED | Roof
SRP05524 | CHANGZHOU TRINA SOLAR ENERGY CO | TSM-185D | 235 | 33 | 222.9 | 33 |  | Solar | FIXED | Roof
SRP05526 | CHANGZHOU TRINA SOLAR ENERGY CO | TSM-185D | 230 | 35 | 120 | 34 |  | Solar | FIXED | Roof
SRP05527 | SUNTECH POWER | STP190S-18/UB-1 | 190 | 16 | 152.6 | 40 |  | Solar | FIXED | Roof
SRP05527 | SUNTECH POWER | STP190S-18/UB-1 | 190 | 24 | 242.6 | 37 |  | Solar | FIXED | Roof
SRP05528 | CHANGZHOU TRINA SOLAR ENERGY CO | TSM-185D | 230 | 33 | 165 | 27 |  | Solar | FIXED | Roof
SRP05529 | CHANGZHOU TRINA SOLAR ENERGY CO | TSM-185D | 230 | 24 | 243 | 27 |  | Solar | FIXED | Roof
SRP05530 | SUNTECH POWER | STP200S-18/UB-1 | 205 | 34 | 156.9 | 25 |  | Solar | FIXED | Roof
SRP05534 | SUNTECH POWER | STP190-18/UB-1 | 190 | 18 | 112.7 | 19 |  | Solar | FIXED | Roof
SRP05534 | SUNTECH POWER | STP190S-18/UB-1 | 190 | 15 | 202.7 | 19 |  | Solar | FIXED | Roof
SRP05534 | SUNTECH POWER | STP190S-18/UB-1 | 190 | 15 | 292.7 | 19 |  | Solar | FIXED | Roof
SRP05535 | SUNPOWER | SPR-230-WHT-U | 230 | 35 | 133 | 33 |  | Solar | FIXED | Roof
SRP05536 | SOLARWORLD | SW175 POLY/T | 235 | 30 | 180 | 29 |  | Solar | FIXED | Roof
SRP05536 | SOLARWORLD | SW185MONO | 235 | 30 | 189 | 28 |  | Solar | FIXED | Ground
SRP05537 | SUNTECH POWER | STP180S-24/AB-1 | 190 | 34 | 106.3 | 23 |  | Solar | FIXED | Roof
SRP05538 | SUNTECH POWER | STP180S-24/AB-1 | 185 | 26 | 154 | 25 |  | Solar | FIXED | Roof
SRP05538 | SUNTECH POWER | STP180S-24/AB-1 | 185 | 33 | 154 | 45 |  | Solar | FIXED | Roof
SRP05539 | SUNTECH POWER | STP200-18/UB-1 | 205 | 20 | 214 | 33 |  | Solar | FIXED | Roof
SRP05540 | CANADIAN SOLAR | CS6P-230 | 235 | 12 | 190 | 35 |  | Solar | FIXED | Roof
SRP05540 | CANADIAN SOLAR | CS6P-230 | 235 | 30 | 190 | 45 |  | Solar | FIXED | Roof
SRP05541 | MATRIX SOLAR/PHOTOWATT | PW750-70 | 235 | 37 | 164 | 25 |  | Solar | FIXED | Roof
SRP05541 | MATRIX SOLAR/PHOTOWATT | PW1650-175 | 235 | 40 | 181 | 25 |  | Solar | FIXED | Roof
SRP05542 | SUNTECH POWER | STP180-24/AB-1 | 185 | 32 | 200.1 | 34 |  | Solar | FIXED | Roof
SRP05544 | SUNTECH POWER | STP180-24/AB-1 | 185 | 36 | 144.9 | 30 |  | Solar | FIXED | Roof
SRP05545 | SUNTECH POWER | STP180-24/AB-1 | 185 | 21 | 202 | 31 |  | Solar | FIXED | Roof
SRP05546 | SUNTECH POWER | STP210S-18/UB-1 | 225 | 36 | 226 | 15 |  | Solar | FIXED | Roof
SRP05547 | SUNTECH POWER | STP180-24/AB-1 | 185 | 33 | 212 | 35 |  | Solar | FIXED | Roof
SRP05548 | CHANGZHOU TRINA SOLAR ENERGY CO | TSM-185D | 230 | 22 | 234.1 | 22 |  | Solar | FIXED | Roof
SRP05549 | CHANGZHOU TRINA SOLAR ENERGY CO | TSM-185D | 230 | 39 | 179 | 38 |  | Solar | FIXED | Roof
SRP05551 | CHANGZHOU TRINA SOLAR ENERGY CO | TSM-185D | 230 | 33 | 181.2 | 19 |  | Solar | FIXED | Roof
SRP05551 | CHANGZHOU TRINA SOLAR ENERGY CO | TSM-185D | 230 | 10 | 265.4 | 19 |  | Solar | FIXED | Roof
SRP05553 | MATRIX SOLAR/PHOTOWATT | PW1650-175 | 235 | 33 | 138 | 33 |  | Solar | FIXED | Roof
SRP05574 | SUNTECH POWER | STP200-18/UB-1 | 205 | 30 | 223 | 18 |  | Solar | FIXED | Roof
SRP05575 | SUNTECH POWER | STP180-24/AB-1 | 190 | 43 | 127.6 | 18 |  | Solar | FIXED | Roof
SRP05576 | SUNTECH POWER | STP180-24/AB-1 | 190 | 36 | 259 | 25 |  | Solar | FIXED | Roof
SRP05577 | SUNTECH POWER | STP180-24/AB-1 | 185 | 40 | 136 | 33 |  | Solar | FIXED | Roof
SRP05579 | ASTROPOWER | LAP-480 | 230 | 585 | 194 | 10 |  | Solar | FIXED | Roof
SRP05580 | SUNTECH POWER | STP180-24/AB-1 | 185 | 40 | 145 | 22 |  | Solar | FIXED | Roof
SRP05582 | CHANGZHOU TRINA SOLAR ENERGY CO | TSM-185D | 240 | 39 | 111 | 25 |  | Solar | FIXED | Roof
SRP05582 | CHANGZHOU TRINA SOLAR ENERGY CO | TSM-185D | 240 | 18 | 201 | 25 |  | Solar | FIXED | Roof
SRP05583 | CHANGZHOU TRINA SOLAR ENERGY CO | TSM-185D | 230 | 12 | 133 | 25 |  | Solar | FIXED | Roof
SRP05583 | CHANGZHOU TRINA SOLAR ENERGY CO | TSM-185D | 230 | 9 | 223 | 25 |  | Solar | FIXED | Roof
SRP05584 | CHANGZHOU TRINA SOLAR ENERGY CO | TSM-185D | 235 | 45 | 185 | 30 |  | Solar | FIXED | Roof
SRP05585 | CHANGZHOU TRINA SOLAR ENERGY CO | TSM-185D | 240 | 56 | 91 | 37 |  | Solar | FIXED | Roof
SRP05586 | SOLARWORLD | SW185MONO | 245 | 650 | 180 | 35 |  | Solar | FIXED | Ground
SRP05587 | SOLARWORLD | SW185MONO | 245 | 572 | 180 | 35 |  | Solar | FIXED | Ground
SRP05588 | SOLARWORLD | SW185MONO | 245 | 520 | 180 | 35 |  | Solar | FIXED | Ground
SRP05589 | SOLARWORLD | SW185MONO | 245 | 65 | 180 | 35 |  | Solar | FIXED | Ground
SRP05590 | SOLARWORLD | SW185MONO | 245 | 1443 | 180 | 35 |  | Solar | FIXED | Ground
SRP05592 | CANADIAN SOLAR | CS6P-230 | 255 | 42 | 122 | 25 |  | Solar | FIXED | Roof
SRP05594 | KYOCERA SOLAR | KD210GX-LP | 235 | 10 | 114 | 36 |  | Solar | FIXED | Roof
SRP05594 | KYOCERA SOLAR | KD210GX-LP | 235 | 20 | 204 | 30 |  | Solar | FIXED | Roof
SRP05595 | ET SOLAR INDUSTRY | ET-P672275 | 275 | 20 | 85 | 35 |  | Solar | FIXED | Roof
SRP05595 | ET SOLAR INDUSTRY | ET-P672275 | 275 | 30 | 265 | 35 |  | Solar | FIXED | Roof
SRP05596 | ET SOLAR INDUSTRY | ET-P672275 | 275 | 30 | 248 | 43 |  | Solar | FIXED | Roof
SRP05598 | SOLARWORLD | SW165 POLY/T | 235 | 1162 | 144 | 5 |  | Solar | FIXED | Roof
SRP05599 | SUNTECH POWER | STP180-24/AB-1 | 185 | 28 | 215 | 33 |  | Solar | FIXED | Roof
SRP05600 | SUNTECH POWER | STP200S-18/UB-1 | 205 | 16 | 180 | 25 |  | Solar | FIXED | Roof
SRP05600 | SUNTECH POWER | STP200-18/UB-1 | 205 | 21 | 180 | 32 |  | Solar | FIXED | Roof
SRP05601 | CHANGZHOU TRINA SOLAR ENERGY CO | TSM-185D | 230 | 39 | 218 | 33 |  | Solar | FIXED | Roof
SRP05602 | CHANGZHOU TRINA SOLAR ENERGY CO | TSM-185D | 235 | 26 | 221.3 | 25 |  | Solar | FIXED | Roof
SRP05603 | BP SOLAR | SX4170N | 175 | 40 | 81 | 24 |  | Solar | FIXED | Roof
SRP05603 | BP SOLAR | SX6175N | 175 | 16 | 261 | 24 |  | Solar | FIXED | Roof
SRP05604 | SUNTECH POWER | STP180S-24/AB-1 | 185 | 30 | 203 | 27 |  | Solar | FIXED | Roof
SRP05605 | SUNTECH POWER | STP180S-24/AB-1 | 185 | 25 | 137 | 26 |  | Solar | FIXED | Roof
SRP05608 | KYOCERA SOLAR | KD210GX-LP | 240 | 60 | 208 | 10 |  | Solar | FIXED | Roof
SRP05609 | SUNTECH POWER | STP200UB | 205 | 32 | 164.7 | 32 |  | Solar | FIXED | Roof
SRP05610 | MATRIX SOLAR/PHOTOWATT | PW1650-175 | 240 | 45 | 83 | 18.5 |  | Solar | FIXED | Roof
SRP05610 | MATRIX SOLAR/PHOTOWATT | PW1650-175 | 240 | 44 | 263 | 18.5 |  | Solar | FIXED | Roof
SRP05611 | SOLON AG FUER SOLARTECHNIK | P220/6+/01 235WP | 235 | 21 | 100 | 22.5 |  | Solar | FIXED | Roof
SRP05612 | SANYO ELECTRIC | HIP-205BA5 | 220 | 65 | 144 | 20 |  | Solar | FIXED | Roof
SRP05613 | SUNTECH POWER | STP180S-24/AB-1 | 185 | 28 | 130 | 31 |  | Solar | FIXED | Roof
SRP05613 | SUNTECH POWER | STP190S-18/UB-1 | 185 | 16 | 220 | 41 |  | Solar | FIXED | Roof
SRP05614 | SUNPOWER | SPR-225-BLK-U | 225 | 14 | 253 | 27 |  | Solar | FIXED | Roof
SRP05617 | ET SOLAR INDUSTRY | ET-P672270 | 275 | 30 | 129 | 25 |  | Solar | FIXED | Roof
SRP05617 | ET SOLAR INDUSTRY | ET-P672275 | 275 | 6 | 220 | 43 |  | Solar | FIXED | Roof
SRP05618 | BP SOLAR | BP3170N | 215 | 21 | 116 | 18 |  | Solar | FIXED | Roof
SRP05620 | ET SOLAR INDUSTRY | ET-P672230 | 230 | 32 | 135.8 | 29 |  | Solar | FIXED | Roof
SRP05621 | CANADIAN SOLAR | CS6P-230 | 235 | 12 | 116 | 46 |  | Solar | FIXED | Roof
SRP05623 | CANADIAN SOLAR | CS6P-230 | 235 | 22 | 212 | 9 |  | Solar | FIXED | Roof
SRP05624 | SUNPOWER | SPR-225-BLK-U | 225 | 48 | 198 | 19 |  | Solar | FIXED | Roof
SRP05625 | CHANGZHOU TRINA SOLAR ENERGY CO | TSM-185D | 235 | 26 | 143.8 | 20 |  | Solar | FIXED | Roof
SRP05626 | CHANGZHOU TRINA SOLAR ENERGY CO | TSM-185D | 235 | 24 | 147.3 | 20 |  | Solar | FIXED | Roof
SRP05627 | CHANGZHOU TRINA SOLAR ENERGY CO | TSM-185D | 230 | 26 | 139.8 | 26 |  | Solar | FIXED | Roof
SRP05628 | CHANGZHOU TRINA SOLAR ENERGY CO | TSM-185D | 230 | 30 | 201 | 30 |  | Solar | FIXED | Roof
SRP05630 | CHANGZHOU TRINA SOLAR ENERGY CO | TSM-185D | 230 | 9 | 151.8 | 16 |  | Solar | FIXED | Roof
SRP05630 | CHANGZHOU TRINA SOLAR ENERGY CO | TSM-185D | 230 | 7 | 241.8 | 16 |  | Solar | FIXED | Roof
SRP05631 | SUNTECH POWER | STP210-18/UB-1 | 240 | 60 | 191 | 35 |  | Solar | FIXED | Roof
SRP05632 | CHANGZHOU TRINA SOLAR ENERGY CO | TSM-185D | 230 | 39 | 110.1 | 28 |  | Solar | FIXED | Roof
SRP05633 | CHANGZHOU TRINA SOLAR ENERGY CO | TSM-185D | 230 | 10 | 111 | 18 |  | Solar | FIXED | Roof
SRP05634 | SUNPOWER | SPR-225-BLK-U | 230 | 70 | 180 | 25 |  | Solar | FIXED | Roof
SRP05635 | SOLARWORLD | SW185MONO | 235 | 33 | 181 | 30 |  | Solar | FIXED | Ground
SRP05636 | BP SOLAR | SX3195B | 195 | 30 | 256 | 19 |  | Solar | FIXED | Roof
SRP05637 | SOLYNDRA | SL-002-182U | 182 | 732 | 175 | 0 |  | Solar | FIXED | Roof
SRP05638 | SOLYNDRA | SL-002-182U | 182 | 116 | 175 | 0 |  | Solar | FIXED | Roof
SRP05639 | BAODING YINGLI NEW ENERGY RESOURCES CO | YL175(156) | 230 | 33 | 180 | 30 |  | Solar | FIXED | Roof
SRP05640 | SUNPOWER | SPR-230-WHT-U | 230 | 40 | 180 | 25 |  | Solar | FIXED | Roof
SRP05641 | ET SOLAR INDUSTRY | ET-P654180 | 275 | 18 | 228 | 26 |  | Solar | FIXED | Roof
SRP05642 | ET SOLAR INDUSTRY | ET-P672275 | 275 | 36 | 173 | 35 |  | Solar | FIXED | Roof
SRP05643 | SUNPOWER | SPR-230-WHT-U | 240 | 12 | 255 | 24 |  | Solar | FIXED | Roof
SRP05643 | SUNPOWER | SPR-230-WHT-U | 240 | 10 | 255 | 45 |  | Solar | FIXED | Roof
SRP05644 | CANADIAN SOLAR | CS6P-230 | 235 | 15 | 212 | 45 |  | Solar | FIXED | Roof
SRP05645 | CANADIAN SOLAR | CS6P-230 | 235 | 12 | 130 | 6 |  | Solar | FIXED | Roof
SRP05647 | CANADIAN SOLAR | CS6P-230 | 235 | 16 | 235 | 41 |  | Solar | FIXED | Roof
SRP05648 | SANYO ELECTRIC | HIP-205BA5 | 225 | 35 | 149 | 19 |  | Solar | FIXED | Roof
SRP05648 | SANYO ELECTRIC | HIP-205BA5 | 225 | 2 | 239 | 27 |  | Solar | FIXED | Roof
SRP05650 | CANADIAN SOLAR | CS6P-230 | 230 | 108 | 94 | 33 |  | Solar | FIXED | Roof
SRP05653 | CANADIAN SOLAR | CS6P-230 | 230 | 96 | 274 | 18 |  | Solar | FIXED | Roof
SRP05654 | CANADIAN SOLAR | CS6P-230 | 235 | 22 | 203 | 36 |  | Solar | FIXED | Roof
SRP05655 | CANADIAN SOLAR | CS6P-230 | 230 | 47 | 185 | 5 |  | Solar | FIXED | Roof
SRP05655 | CANADIAN SOLAR | CS6P-230 | 230 | 16 | 185 | 15 |  | Solar | FIXED | Roof
SRP05656 | CANADIAN SOLAR | CS6P-230 | 235 | 14 | 212 | 32 |  | Solar | FIXED | Roof
SRP05659 | SUNPOWER | SPR-230-WHT-U | 240 | 12 | 149 | 36.9 |  | Solar | FIXED | Roof
SRP05659 | SUNPOWER | SPR-230-WHT-U | 240 | 27 | 239 | 36.9 |  | Solar | FIXED | Roof
SRP05662 | CANADIAN SOLAR | CS6P-230 | 235 | 15 | 215 | 36 |  | Solar | FIXED | Roof
SRP05664 | ET SOLAR INDUSTRY | ET-P672235 | 230 | 18 | 161 | 29 |  | Solar | FIXED | Roof
SRP05665 | ET SOLAR INDUSTRY | ET-P672235 | 230 | 128 | 161 | 29 |  | Solar | FIXED | Roof
SRP05666 | CANADIAN SOLAR | CS6P-230 | 235 | 14 | 208 | 44 |  | Solar | FIXED | Roof
SRP05666 | CANADIAN SOLAR | CS6P-230 | 235 | 11 | 208 | 48 |  | Solar | FIXED | Roof
SRP05667 | SHARP | ND-224UC1 | 240 | 468 | 220 | 10 |  | Solar | FIXED | Roof
SRP05669 | SUNTECH POWER | STP180-24/AB-1 | 185 | 50 | 210 | 32 |  | Solar | FIXED | Roof
SRP05670 | SUNTECH POWER | STP175-24/AB-1 | 175 | 49 | 132 | 36 |  | Solar | FIXED | Roof
SRP05672 | SUNTECH POWER | STP180S-24/AB-1 | 185 | 9 | 140.8 | 11 |  | Solar | FIXED | Roof
SRP05673 | CANADIAN SOLAR | CS6P-230 | 235 | 15 | 221 | 26 |  | Solar | FIXED | Roof
SRP05675 | ET SOLAR INDUSTRY | ET-P672275 | 275 | 33 | 247 | 32 |  | Solar | FIXED | Roof
SRP05677 | CHANGZHOU TRINA SOLAR ENERGY CO | TSM-185D | 235 | 30 | 92 | 30 |  | Solar | FIXED | Roof
SRP05678 | CHANGZHOU TRINA SOLAR ENERGY CO | TSM-185D | 230 | 28 | 220.1 | 28 |  | Solar | FIXED | Roof
SRP05680 | CHANGZHOU TRINA SOLAR ENERGY CO | TSM-185D | 235 | 29 | 214.1 | 26 |  | Solar | FIXED | Roof
SRP05681 | CANADIAN SOLAR | CS6P-230 | 240 | 1521 | 207 | 6 |  | Solar | FIXED | Ground
SRP05681 | CANADIAN SOLAR | CS6P-230 | 240 | 2808 | 207 | 6 |  | Solar | FIXED | Ground
SRP05682 | CHANGZHOU TRINA SOLAR ENERGY CO | TSM-185D | 235 | 39 | 135.5 | 29 |  | Solar | FIXED | Roof
SRP05684 | CANADIAN SOLAR | CS6P-230 | 240 | 312 | 207 | 11 |  | Solar | FIXED | Roof
SRP05687 | CANADIAN SOLAR | CS6P-230 | 240 | 728 | 218 | 10 |  | Solar | FIXED | Roof
SRP05687 | CANADIAN SOLAR | CS6P-230 | 240 | 2288 | 219 | 6 |  | Solar | FIXED | Ground
SRP05688 | CONERGY AG | S 175MU | 235 | 22 | 180 | 32 |  | Solar | FIXED | Ground
SRP05689 | CANADIAN SOLAR | CS6P-230 | 240 | 1209 | 218 | 7 |  | Solar | FIXED | Roof
SRP05690 | SOLARWORLD | SW185 MONO/T | 225 | 23 | 244 | 22 |  | Solar | FIXED | Roof
SRP05692 | SCHUCO USA |  | 180 | 42 | 130 | 30 |  | Solar | FIXED | Roof
SRP05692 | SCHOTT SOLAR | SAPC-175 | 180 | 30 | 220 | 30 |  | Solar | FIXED | Roof
SRP05701 | SUNTECH POWER | STP200-18/UB-1 | 200 | 41 | 204 | 34 |  | Solar | FIXED | Roof
SRP05702 | SUNTECH POWER | STP180S-24/AB-1 | 185 | 34 | 185 | 25 |  | Solar | FIXED | Roof
SRP05704 | SHARP | ND-U230C1 | 235 | 33 | 253 | 26 |  | Solar | FIXED | Roof
SRP05704 | SHARP | ND-220U2 | 235 | 7 | 253 | 28 |  | Solar | FIXED | Roof
SRP05705 | BP SOLAR | SX3200B | 215 | 18 | 173 | 23 |  | Solar | FIXED | Roof
SRP05706 | SUNTECH POWER | STP175S-24/AB-1 | 175 | 31 | 159 | 30 |  | Solar | FIXED | Roof
SRP05707 | SUNPOWER | SPR-230-WHT-U | 240 | 39 | 180 | 25 |  | Solar | FIXED | Roof
SRP05709 | CHANGZHOU TRINA SOLAR ENERGY CO | TSM-185D | 230 | 30 | 112 | 23 |  | Solar | FIXED | Roof
SRP05709 | CHANGZHOU TRINA SOLAR ENERGY CO | TSM-185D | 230 | 30 | 202 | 23 |  | Solar | FIXED | Roof
SRP05710 | SUNTECH POWER | STP180-24/AB-1 | 185 | 12 | 112 | 26 |  | Solar | FIXED | Roof
SRP05710 | SUNTECH POWER | STP180S-24/AB-1 | 185 | 40 | 202 | 28 |  | Solar | FIXED | Roof
SRP05712 | CANADIAN SOLAR | CS6P-230 | 230 | 26 | 220 | 22 |  | Solar | FIXED | Roof
SRP05713 | SANYO ELECTRIC | HIP-205BA5 | 220 | 24 | 220 | 15 |  | Solar | FIXED | Roof
SRP05716 | ET SOLAR INDUSTRY | ET-P654185 | 185 | 270 | 180 | 20 |  | Solar | FIXED | Ground
SRP05721 | ET SOLAR INDUSTRY | ET-P654185 | 185 | 55 | 224 | 15 |  | Solar | FIXED | Roof
SRP05721 | ET SOLAR INDUSTRY | ET-P654185 | 185 | 33 | 224 | 20 |  | Solar | FIXED | Roof
SRP05722 | CHANGZHOU TRINA SOLAR ENERGY CO | TSM-185D | 235 | 44 | 180 | 33 |  | Solar | FIXED | Ground
SRP05723 | BP SOLAR | SX3200B | 225 | 40 | 188 | 37 |  | Solar | FIXED | Ground
SRP05724 | SUNTECH POWER | STP210S-18/UB-1 | 240 | 78 | 180 | 35 |  | Solar | FIXED | Ground
SRP05725 | UNKNOWN | UNKNOWN | 235 | 53 | 179 | 7 |  | Solar | FIXED | Roof
SRP05725 | UNKNOWN | UNKNOWN | 235 | 35 | 179 | 30 |  | Solar | FIXED | Roof
SRP05725 | UNKNOWN | UNKNOWN | 235 | 316 | 180 | 30 |  | Solar | FIXED | Roof
SRP05725 | UNKNOWN | UNKNOWN | 235 | 25 | 196 | 45 |  | Solar | FIXED | Roof
SRP05725 | UNKNOWN | UNKNOWN | 235 | 12 | 198 | 30 |  | Solar | FIXED | Roof
SRP05726 | SUNPOWER | SPR-230-WHT-U | 230 | 35 | 205 | 40 |  | Solar | FIXED | Roof
SRP05727 | SUNTECH POWER | STP210S-18/UB-1 | 240 | 19 | 225 | 25 |  | Solar | FIXED | Roof
SRP05728 | SOLARWORLD | SW185MONO | 235 | 1176 | 180 | 10 |  | Solar | FIXED | Ground
SRP05729 | SUNTECH POWER | STP210S-18/UB-1 | 270 | 24 | 151 | 30 |  | Solar | FIXED | Roof
SRP05730 | REC SCANMODULE | SCM230 | 240 | 22 | 188 | 25 |  | Solar | FIXED | Roof
SRP05731 | MC SOLAR | BP970B | 240 | 26 | 210 | 18 |  | Solar | FIXED | Roof
SRP05732 | NINGBO SOLAR ELECTRIC POWER | TDB125X125-72-P 150W | 280 | 20 | 93 | 5 |  | Solar | FIXED | Roof
SRP05732 | NINGBO SOLAR ELECTRIC POWER | TDB125X125-72-P 150W | 280 | 60 | 273 | 5 |  | Solar | FIXED | Roof
SRP05734 | UNKNOWN | UNKNOWN | 240 | 24 | 243 | 26 |  | Solar | FIXED | Roof
SRP05735 | SHARP | ND-200UC1 | 240 | 616 | 160 | 10 |  | Solar | FIXED | Roof
SRP05736 | SHARP | ND-224U1F | 240 | 490 | 232 | 10 |  | Solar | FIXED | Roof
SRP05737 | UNKNOWN | UNKNOWN | 240 | 1001 | 171 | 10 |  | Solar | FIXED | Roof
SRP05738 | SHARP | ND-220U1F | 240 | 504 | 199 | 10 |  | Solar | FIXED | Roof
SRP05740 | CANADIAN SOLAR | CS6P-230 | 230 | 14 | 117 | 37 |  | Solar | FIXED | Roof
SRP05740 | CANADIAN SOLAR | CS6P-230 | 230 | 12 | 207 | 37 |  | Solar | FIXED | Roof
SRP05741 | CHANGZHOU TRINA SOLAR ENERGY CO | TSM-185D | 250 | 204 | 145 | 10 |  | Solar | FIXED | Roof
SRP05742 | SUNPOWER | SPR-230-WHT-U | 240 | 240 | 180 | 0 |  | Solar | FIXED | Roof
SRP05743 | PACIFIC SOLAR PTY LIMITED | PP-USA-213-S5 | 250 | 5 | 160 | 25 |  | Solar | FIXED | Roof
SRP05743 | PACIFIC SOLAR PTY LIMITED | PP-USA-213-S5 | 250 | 39 | 250 | 25 |  | Solar | FIXED | Roof
SRP05744 | MITSUBISHI ELECTRIC | PV-UE135MF5N | 255 | 22 | 174 | 27 |  | Solar | FIXED | Roof
SRP05744 | MITSUBISHI ELECTRIC | PV-UE135MF5N | 255 | 23 | 174 | 33 |  | Solar | FIXED | Roof
SRP05744 | MITSUBISHI ELECTRIC | PV-UE135MF5N | 255 | 5 | 264 | 27 |  | Solar | FIXED | Roof
SRP05745 | SHELL SOLAR INDUSTRIES | SHELL POWERMAX ULTRA 175-PC | 235 | 24 | 190 | 18 |  | Solar | FIXED | Roof
SRP05746 | CANADIAN SOLAR | CS6P-230 | 250 | 204 | 157 | 10 |  | Solar | FIXED | Roof
SRP05747 | UNKNOWN | UNKNOWN | 240 | 1032 | 161 | 10 |  | Solar | FIXED | Roof
SRP05747 | UNKNOWN | UNKNOWN | 240 | 1035 | 183 | 10 |  | Solar | FIXED | Roof
SRP05748 | CROWN RENEWABLE ENERGY LLC | CR160XP | 250 | 204 | 157 | 9 |  | Solar | FIXED | Roof
SRP05751 | CANADIAN SOLAR | CS6P-230 | 250 | 8 | 191 | 17 |  | Solar | FIXED | Roof
SRP05751 | CANADIAN SOLAR | CS6P-230 | 250 | 8 | 191 | 35 |  | Solar | FIXED | Roof
SRP05751 | CANADIAN SOLAR | CS6P-230 | 250 | 24 | 193 | 25 |  | Solar | FIXED | Roof
SRP05752 | BP SOLAR | BP3170N | 230 | 26 | 148 | 28 |  | Solar | FIXED | Roof
SRP05753 | CROWN RENEWABLE ENERGY LLC | CR160XP | 250 | 204 | 157 | 10 |  | Solar | FIXED | Roof
SRP05754 | CROWN RENEWABLE ENERGY LLC | CR160XP | 250 | 204 | 222 | 9 |  | Solar | FIXED | Roof
SRP05755 | SHARP | ND-224U2 | 224 | 16 | 137 | 25 |  | Solar | FIXED | Roof
SRP05756 | CROWN RENEWABLE ENERGY LLC | CR160XP | 250 | 204 | 215 | 10 |  | Solar | FIXED | Roof
SRP05758 | CROWN RENEWABLE ENERGY LLC | CR160XP | 250 | 204 | 218 | 10 |  | Solar | FIXED | Roof
SRP05759 | CONNECT RENEWABLE ENERGY | CE 4000 | 250 | 204 | 168 | 10 |  | Solar | FIXED | Roof
SRP05760 | BAODING YINGLI NEW ENERGY RESOURCES CO | YL175(156) | 235 | 20 | 220 | 25 |  | Solar | FIXED | Roof
SRP05761 | CROWN RENEWABLE ENERGY LLC | CR160XP | 250 | 204 | 145 | 10 |  | Solar | FIXED | Roof
SRP05762 | CROWN RENEWABLE ENERGY LLC | CR160XP | 250 | 204 | 170 | 10 |  | Solar | FIXED | Roof
SRP05763 | SANYO ELECTRIC | HIP-205BA3 | 225 | 36 | 240 | 30 |  | Solar | FIXED | Roof
SRP05764 | SUNPOWER | SPR-230-WHT-U | 240 | 36 | 195 | 35 |  | Solar | FIXED | Roof
SRP05765 | SUNTECH POWER | STP210-18/UB-1 | 240 | 48 | 238 | 30.3 |  | Solar | FIXED | Roof
SRP05766 | SOLARWORLD | SW185MONO | 240 | 9 | 149 | 37 |  | Solar | FIXED | Roof
SRP05766 | SOLARWORLD | SW185MONO | 240 | 20 | 239 | 37 |  | Solar | FIXED | Roof
SRP05767 | SUNPOWER | SPR-230-WHT-U | 240 | 36 | 168 | 35 |  | Solar | FIXED | Roof
SRP05769 | SUNPOWER | SPR-230-WHT-U | 230 | 20 | 99 | 30 |  | Solar | FIXED | Roof
SRP05769 | SUNPOWER | SPR-230-WHT-U | 230 | 14 | 188 | 30 |  | Solar | FIXED | Roof
SRP05770 | SUNTECH POWER | STP180-24/AB-1 | 185 | 36 | 196 | 38 |  | Solar | FIXED | Roof
SRP05771 | SUNPOWER | SPR-225-BLK-U | 225 | 60 | 136 | 34 |  | Solar | FIXED | Roof
SRP05772 | REC SOLAR | REC225PE | 225 | 50 | 180 | 45 |  | Solar | FIXED | Roof
SRP05773 | CHANGZHOU TRINA SOLAR ENERGY CO | TSM-185D | 235 | 22 | 185 | 26 |  | Solar | FIXED | Roof
SRP05774 | SUNPOWER | SPR-315E-WHT-U | 320 | 24 | 149 | 34 |  | Solar | FIXED | Roof
SRP05775 | CHANGZHOU TRINA SOLAR ENERGY CO | TSM-185D | 235 | 24 | 244 | 22 |  | Solar | FIXED | Roof
SRP05776 | SUNPOWER | SPR-225-BLK-U | 225 | 4 | 199 | 40 |  | Solar | FIXED | Roof
SRP05776 | SUNPOWER | SPR-225-BLK-U | 225 | 28 | 199 | 42 |  | Solar | FIXED | Roof
SRP05777 | SUNPOWER | SPR-230-WHT-U | 240 | 24 | 137 | 26 |  | Solar | FIXED | Roof
SRP05778 | SANYO ELECTRIC | HIP-205BA5 | 220 | 48 | 185 | 35 |  | Solar | FIXED | Roof
SRP05781 | CHANGZHOU TRINA SOLAR ENERGY CO | TSM-185D | 235 | 24 | 207.7 | 19 |  | Solar | FIXED | Roof
SRP05782 | SUNPOWER | SPR-305-WHT-U | 305 | 57 | 215 | 10 |  | Solar | FIXED | Roof
SRP05783 | CHANGZHOU TRINA SOLAR ENERGY CO | TSM-185D | 235 | 33 | 91.4 | 25 |  | Solar | FIXED | Roof
SRP05784 | CANADIAN SOLAR | CS6P-230 | 230 | 33 | 185 | 15 |  | Solar | FIXED | Roof
SRP05784 | CANADIAN SOLAR | CS6P-230 | 230 | 20 | 185 | 22 |  | Solar | FIXED | Roof
SRP05784 | CANADIAN SOLAR | CS6P-230 | 230 | 118 | 270 | 15 |  | Solar | FIXED | Roof
SRP05785 | CHANGZHOU TRINA SOLAR ENERGY CO | TSM-180D | 230 | 26 | 180 | 56 |  | Solar | FIXED | Roof
SRP05786 | CHANGZHOU TRINA SOLAR ENERGY CO | TSM-185D | 230 | 18 | 185 | 19 |  | Solar | FIXED | Roof
SRP05787 | SCHOTT SOLAR | ASE-250DGF/50-230 | 235 | 44 | 180 | 0 |  | Solar | FIXED | Roof
SRP05788 | SOLARWORLD | SW185MONO | 235 | 750 | 148 | 12.5 |  | Solar | FIXED | Roof
SRP05789 | CEEG (SHANGHAI) SOLAR SCIENCE AND TECHNOLOGY CO | SST 190-72M | 275 | 36 | 132 | 36 |  | Solar | FIXED | Roof
SRP05790 | MATRIX SOLAR/PHOTOWATT | PW1250-115 | 240 | 256 | 198 | 7.5 |  | Solar | FIXED | Roof
SRP05791 | SCHOTT SOLAR | ASE-100-ATF/17-34 | 220 | 4 | 180 | 33 |  | Solar | FIXED | Ground
SRP05791 | SCHOTT SOLAR | SAPC-175 | 225 | 24 | 180 | 33 |  | Solar | FIXED | Ground
SRP05792 | CHANGZHOU TRINA SOLAR ENERGY CO | TSM-185D | 230 | 28 | 152.2 | 26 |  | Solar | FIXED | Roof
SRP05793 | SUNTECH POWER | STP180S-24/AB-1 | 185 | 40 | 223 | 34 |  | Solar | FIXED | Roof
SRP05794 | SUNTECH POWER | STP180-24/AB-1 | 185 | 28 | 250 | 35 |  | Solar | FIXED | Roof
SRP05795 | CHANGZHOU TRINA SOLAR ENERGY CO | TSM-185D | 230 | 38 | 63.4 | 18 |  | Solar | FIXED | Roof
SRP05795 | CHANGZHOU TRINA SOLAR ENERGY CO | TSM-185D | 230 | 38 | 243.4 | 18 |  | Solar | FIXED | Roof
SRP05796 | CHANGZHOU TRINA SOLAR ENERGY CO | TSM-185D | 230 | 26 | 243 | 17 |  | Solar | FIXED | Roof
SRP05798 | CHANGZHOU TRINA SOLAR ENERGY CO | TSM-185D | 235 | 33 | 249.9 | 25 |  | Solar | FIXED | Roof
SRP05799 | CANADIAN SOLAR | CS6P-230 | 235 | 20 | 210 | 5 |  | Solar | FIXED | Roof
SRP05801 | SHARP | ND-224UC1 | 240 | 658 | 192 | 10 |  | Solar | FIXED | Roof
SRP05802 | SHARP | ND-220U1F | 240 | 448 | 189 | 10 |  | Solar | FIXED | Roof
SRP05803 | SHARP | ND-220U1F | 240 | 1596 | 209 | 10 |  | Solar | FIXED | Roof
SRP05804 | SHARP | NT-188U1 | 240 | 350 | 164 | 10 |  | Solar | FIXED | Roof
SRP05804 | SHARP | NT-188U1 | 240 | 392 | 189 | 10 |  | Solar | FIXED | Roof
SRP05804 | SHARP | NT-188U1 | 240 | 336 | 220 | 10 |  | Solar | FIXED | Roof
SRP05805 | SHARP | ND-224UC1 | 240 | 252 | 132 | 10 |  | Solar | FIXED | Roof
SRP05806 | CHANGZHOU TRINA SOLAR ENERGY CO | TSM-185D | 230 | 30 | 204.4 | 25 |  | Solar | FIXED | Roof
SRP05807 | SUNTECH POWER | STP180-24/AB-1 | 185 | 48 | 155 | 30 |  | Solar | FIXED | Roof
SRP05808 | SHARP | ND-224UC1 | 240 | 1400 | 175 | 10 |  | Solar | FIXED | Roof
SRP05809 | CHANGZHOU TRINA SOLAR ENERGY CO | TSM-185D | 235 | 26 | 198.6 | 32 |  | Solar | FIXED | Roof
SRP05810 | CHANGZHOU TRINA SOLAR ENERGY CO | TSM-185D | 235 | 14 | 122 | 18 |  | Solar | FIXED | Roof
SRP05810 | CHANGZHOU TRINA SOLAR ENERGY CO | TSM-185D | 235 | 20 | 212 | 15 |  | Solar | FIXED | Roof
SRP05811 | UNITED SOLAR OVONIC | PVL-144 | 144 | 200 | 166 | 0 |  | Solar | FIXED | Roof
SRP05812 | SUNTECH POWER | STP180-24/AB-1 | 185 | 33 | 185.8 | 27 |  | Solar | FIXED | Roof
SRP05813 | CHANGZHOU TRINA SOLAR ENERGY CO | TSM-185D | 235 | 30 | 215.6 | 15 |  | Solar | FIXED | Roof
SRP05814 | SHARP | ND-224U2 | 240 | 1526 | 174 | 10 |  | Solar | FIXED | Roof
SRP05815 | SUNTECH POWER | STP180S-24/AB-1 | 185 | 50 | 99.8 | 20 |  | Solar | FIXED | Roof
SRP05815 | SUNTECH POWER | STP180-24/AB-1 | 185 | 12 | 189.8 | 20 |  | Solar | FIXED | Roof
SRP05816 | WESTINGHOUSE SOLAR | WLW-235-1-AC1-A-B | 235 | 12 | 264 | 6 |  | Solar | FIXED | Roof
SRP05816 | NANJING DAQO NEW ENERGY | DQ230PSCB | 230 | 18 | 264 | 27 |  | Solar | FIXED | Roof
SRP05817 | CONERGY AG | S 175MU | 230 | 216 | 168 | 30 |  | Solar | FIXED | Ground
SRP05818 | SUNTECH POWER | STP180-24/AB-1 | 185 | 36 | 249.3 | 22 |  | Solar | FIXED | Roof
SRP05818 | SUNTECH POWER | STP180-24/AB-1 | 185 | 6 | 249.3 | 27 |  | Solar | FIXED | Roof
SRP05819 | CHANGZHOU TRINA SOLAR ENERGY CO | TSM-185D | 235 | 42 | 232.3 | 27 |  | Solar | FIXED | Roof
SRP05820 | SUNTECH POWER | STP200-18/UB-1 | 205 | 28 | 228.3 | 30 |  | Solar | FIXED | Roof
SRP05821 | SUNTECH POWER | STP180-24/AB-1 | 185 | 30 | 133.5 | 30 |  | Solar | FIXED | Roof
SRP05822 | SUNTECH POWER | STP190-18/UB-1 | 190 | 22 | 147 | 30 |  | Solar | FIXED | Roof
SRP05822 | SUNTECH POWER | STP180-24/AB-1 | 190 | 25 | 237 | 25 |  | Solar | FIXED | Roof
SRP05825 | CHANGZHOU TRINA SOLAR ENERGY CO | TSM-185D | 235 | 24 | 105.5 | 20 |  | Solar | FIXED | Roof
SRP05826 | CHANGZHOU TRINA SOLAR ENERGY CO | TSM-185D | 235 | 36 | 267.7 | 16 |  | Solar | FIXED | Roof
SRP05827 | CHANGZHOU TRINA SOLAR ENERGY CO | TSM-185D | 240 | 18 | 119 | 20 |  | Solar | FIXED | Roof
SRP05827 | CHANGZHOU TRINA SOLAR ENERGY CO | TSM-185D | 240 | 12 | 209 | 20 |  | Solar | FIXED | Roof
SRP05828 | SOLARWORLD | SW185MONO | 250 | 48 | 180 | 25 |  | Solar | FIXED | Ground
SRP05831 | SOLARWORLD | SW185MONO | 245 | 14 | 100 | 31 |  | Solar | FIXED | Roof
SRP05831 | SOLARWORLD | SW185MONO | 245 | 11 | 190 | 31 |  | Solar | FIXED | Roof
SRP05832 | ET SOLAR INDUSTRY | ET-P672230 | 230 | 504 | 124 | 2 |  | Solar | FIXED | Roof
SRP05832 | ET SOLAR INDUSTRY | ET-P672230 | 230 | 322 | 215 | 15 |  | Solar | FIXED | Ground
SRP05832 | ET SOLAR INDUSTRY | ET-P672230 | 230 | 210 | 304 | 2 |  | Solar | FIXED | Roof
SRP05833 | SANYO ELECTRIC | HIP-205BA5 | 220 | 150 | 215 | 5 |  | Solar | FIXED | Roof
SRP05835 | MC SOLAR | BP970B | 235 | 44 | 166 | 32 |  | Solar | FIXED | Ground
SRP05837 | MATRIX SOLAR/PHOTOWATT | PW1650-175 | 240 | 154 | 90 | 22 |  | Solar | FIXED | Roof
SRP05837 | MATRIX SOLAR/PHOTOWATT | PW1650-175 | 240 | 156 | 270 | 18.4 |  | Solar | FIXED | Roof
SRP05838 | CHANGZHOU TRINA SOLAR ENERGY CO | TSM-185D | 230 | 7 | 141 | 13 |  | Solar | FIXED | Roof
SRP05838 | CHANGZHOU TRINA SOLAR ENERGY CO | TSM-185D | 230 | 30 | 228 | 20 |  | Solar | FIXED | Roof
SRP05839 | BP SOLAR | BP3170N | 215 | 18 | 117 | 26 |  | Solar | FIXED | Roof
SRP05841 | CANADIAN SOLAR | CS6P-230 | 250 | 24 | 147 | 33 |  | Solar | FIXED | Roof
SRP05842 | SUNPOWER | SPR-230-WHT-U | 240 | 14 | 116 | 22 |  | Solar | FIXED | Roof
SRP05842 | SUNPOWER | SPR-230-WHT-U | 240 | 28 | 198 | 23 |  | Solar | FIXED | Roof
SRP05843 | ASTROPOWER | LAPX-300 | 240 | 90 | 128 | 3 |  | Solar | FIXED | Roof
SRP05843 | ASTROPOWER | LAPX-300 | 240 | 44 | 193 | 13 |  | Solar | FIXED | Roof
SRP05843 | ASTROPOWER | LAPX-300 | 240 | 33 | 193 | 15 |  | Solar | FIXED | Roof
SRP05843 | ASTROPOWER | LAPX-300 | 240 | 44 | 193 | 17 |  | Solar | FIXED | Roof
SRP05843 | ASTROPOWER | LAPX-300 | 240 | 351 | 308 | 3 |  | Solar | FIXED | Roof
SRP05844 | CHANGZHOU TRINA SOLAR ENERGY CO | TSM-185D | 235 | 6 | 120 | 10 |  | Solar | FIXED | Roof
SRP05847 | CHANGZHOU TRINA SOLAR ENERGY CO | TSM-185D | 230 | 6 | 90 | 17 |  | Solar | FIXED | Roof
SRP05847 | CEEG (SHANGHAI) SOLAR SCIENCE AND TECHNOLOGY CO | SST 190-72M | 230 | 18 | 180 | 17 |  | Solar | FIXED | Roof
SRP05849 | CHANGZHOU TRINA SOLAR ENERGY CO | TSM-185D | 230 | 26 | 168 | 20 |  | Solar | FIXED | Roof
SRP05850 | CHANGZHOU TRINA SOLAR ENERGY CO | TSM-185D | 235 | 26 | 116 | 16 |  | Solar | FIXED | Roof
SRP05851 | CHANGZHOU TRINA SOLAR ENERGY CO | TSM-185D | 230 | 12 | 97 | 33 |  | Solar | FIXED | Roof
SRP05851 | CHANGZHOU TRINA SOLAR ENERGY CO | TSM-185D | 230 | 22 | 197 | 33 |  | Solar | FIXED | Roof
SRP05852 | CHANGZHOU TRINA SOLAR ENERGY CO | TSM-185D | 230 | 24 | 218 | 20 |  | Solar | FIXED | Roof
SRP05853 | CHANGZHOU TRINA SOLAR ENERGY CO | TSM-185D | 230 | 16 | 220 | 28 |  | Solar | FIXED | Roof
SRP05854 | CHANGZHOU TRINA SOLAR ENERGY CO | TSM-185D | 235 | 20 | 187 | 25 |  | Solar | FIXED | Roof
SRP05855 | CHANGZHOU TRINA SOLAR ENERGY CO | TSM-185D | 230 | 44 | 177 | 20 |  | Solar | FIXED | Roof
SRP05856 | CHANGZHOU TRINA SOLAR ENERGY CO | TSM-185D | 230 | 20 | 220 | 27 |  | Solar | FIXED | Roof
SRP05857 | CHANGZHOU TRINA SOLAR ENERGY CO | TSM-185D | 230 | 13 | 148 | 20 |  | Solar | FIXED | Roof
SRP05857 | CHANGZHOU TRINA SOLAR ENERGY CO | TSM-185D | 230 | 9 | 238 | 20 |  | Solar | FIXED | Roof
SRP05858 | CHANGZHOU TRINA SOLAR ENERGY CO | TSM-185D | 230 | 24 | 114 | 23 |  | Solar | FIXED | Roof
SRP05859 | CHANGZHOU TRINA SOLAR ENERGY CO | TSM-185D | 230 | 33 | 192 | 22 |  | Solar | FIXED | Roof
SRP05860 | CROWN RENEWABLE ENERGY LLC | CR180XM | 250 | 204 | 165 | 10 |  | Solar | FIXED | Roof
SRP05862 | CHANGZHOU TRINA SOLAR ENERGY CO | TSM-185D | 230 | 42 | 163 | 30 |  | Solar | FIXED | Roof
SRP05863 | CROWN RENEWABLE ENERGY LLC | CR180XM | 250 | 204 | 205 | 10 |  | Solar | FIXED | Roof
SRP05864 | CHANGZHOU TRINA SOLAR ENERGY CO | TSM-185D | 230 | 20 | 127 | 34 |  | Solar | FIXED | Roof
SRP05865 | CHANGZHOU TRINA SOLAR ENERGY CO | TSM-185D | 230 | 16 | 119 | 9 |  | Solar | FIXED | Roof
SRP05865 | CHANGZHOU TRINA SOLAR ENERGY CO | TSM-185D | 230 | 8 | 119 | 16 |  | Solar | FIXED | Roof
SRP05866 | BP SOLAR | BP4170N | 225 | 30 | 210 | 12 |  | Solar | FIXED | Roof
SRP05867 | CHANGZHOU TRINA SOLAR ENERGY CO | TSM-185D | 240 | 44 | 155 | 25 |  | Solar | FIXED | Roof
SRP05868 | SUNPOWER | SPR-225-BLK-U | 225 | 12 | 135 | 32 |  | Solar | FIXED | Roof
SRP05868 | SUNPOWER | SPR-225-BLK-U | 225 | 17 | 135 | 38 |  | Solar | FIXED | Roof
SRP05868 | SUNPOWER | SPR-225-BLK-U | 225 | 9 | 224 | 32 |  | Solar | FIXED | Roof
SRP05869 | BAODING YINGLI NEW ENERGY RESOURCES CO | 110(17)P1447X663 | 235 | 11 | 108 | 18 |  | Solar | FIXED | Roof
SRP05869 | BAODING YINGLI NEW ENERGY RESOURCES CO | YL175(156) | 235 | 22 | 288 | 18 |  | Solar | FIXED | Roof
SRP05870 | SANYO ELECTRIC | HIP-205BA5 | 220 | 18 | 82 | 18 |  | Solar | FIXED | Roof
SRP05870 | SANYO ELECTRIC | HIP-205BA5 | 220 | 16 | 172 | 18 |  | Solar | FIXED | Roof
SRP05870 | SANYO ELECTRIC | HIP-205BA5 | 220 | 14 | 262 | 18 |  | Solar | FIXED | Roof
SRP05871 | CHANGZHOU TRINA SOLAR ENERGY CO | TSM-185D | 230 | 22 | 174 | 23 |  | Solar | FIXED | Roof
SRP05872 | CHANGZHOU TRINA SOLAR ENERGY CO | TSM-185D | 230 | 28 | 199 | 19 |  | Solar | FIXED | Roof
SRP05873 | CHANGZHOU TRINA SOLAR ENERGY CO | TSM-185D | 230 | 10 | 96 | 20 |  | Solar | FIXED | Roof
SRP05873 | CHANGZHOU TRINA SOLAR ENERGY CO | TSM-185D | 230 | 27 | 186 | 20 |  | Solar | FIXED | Roof
SRP05874 | CHANGZHOU TRINA SOLAR ENERGY CO | TSM-185D | 230 | 24 | 175 | 18 |  | Solar | FIXED | Roof
SRP05875 | CANADIAN SOLAR | CS6P-230 | 250 | 204 | 175 | 10 |  | Solar | FIXED | Roof
SRP05877 | CHANGZHOU TRINA SOLAR ENERGY CO | TSM-185D | 230 | 31 | 198 | 18 |  | Solar | FIXED | Roof
SRP05878 | SUNTECH POWER | STP200-18/UB-1 | 205 | 44 | 247.9 | 35 |  | Solar | FIXED | Roof
SRP05880 | SUNTECH POWER | STP180-24/AB-1 | 185 | 51 | 90.9 | 30 |  | Solar | FIXED | Roof
SRP05881 | SUNPOWER | SPR-305-WHT-U | 320 | 1328 | 163 | 8 |  | Solar | FIXED | Ground
SRP05883 | SUNTECH POWER | STP210-18/UB-1 | 280 | 1045 | 151 | 10 |  | Solar | FIXED | Roof
SRP05884 | CANADIAN SOLAR | CS6P-230 | 240 | 100 | 180 | 25 |  | Solar | FIXED | Ground
SRP05885 | BP SOLAR | BP3170N | 215 | 42 | 145 | 35 |  | Solar | FIXED | Ground
SRP05887 | CANADIAN SOLAR | CS6P-230 | 235 | 10 | 147 | 30 |  | Solar | FIXED | Roof
SRP05887 | CANADIAN SOLAR | CS6P-230 | 235 | 7 | 147 | 40 |  | Solar | FIXED | Roof
SRP05888 | SHARP | NT-188U1 | 235 | 44 | 145 | 25 |  | Solar | FIXED | Roof
SRP05889 | SUNTECH POWER | STP180-24/AB-1 | 185 | 36 | 187.3 | 22 |  | Solar | FIXED | Roof
SRP05890 | CHANGZHOU TRINA SOLAR ENERGY CO | TSM-185D | 235 | 30 | 147 | 22 |  | Solar | FIXED | Roof
SRP05890 | CHANGZHOU TRINA SOLAR ENERGY CO | TSM-185D | 235 | 30 | 237 | 22 |  | Solar | FIXED | Roof
SRP05891 | CHANGZHOU TRINA SOLAR ENERGY CO | TSM-185D | 235 | 36 | 155.4 | 33 |  | Solar | FIXED | Roof
SRP05892 | SANYO ELECTRIC | HIP-205BA5 | 220 | 33 | 212.2 | 35 |  | Solar | FIXED | Roof
SRP05893 | CROWN RENEWABLE ENERGY LLC | CR180XM | 250 | 204 | 130 | 10 |  | Solar | FIXED | Roof
SRP05894 | CHANGZHOU TRINA SOLAR ENERGY CO | TSM-185D | 235 | 30 | 212.1 | 25 |  | Solar | FIXED | Roof
SRP05896 | CANADIAN SOLAR | CS6P-230 | 230 | 42 | 229 | 20 |  | Solar | FIXED | Roof
SRP05897 | BP SOLAR | BP3170N | 230 | 18 | 195 | 30 |  | Solar | FIXED | Roof
SRP05898 | SCHUCO USA |  | 255 | 265 | 192 | 24 |  | Solar | FIXED | Roof
SRP05900 | SUNPOWER | SPR-230-WHT-U | 240 | 50 | 145 | 35 |  | Solar | FIXED | Roof
SRP05901 | SUNTECH POWER | STP200UB | 200 | 18 | 154 | 7 |  | Solar | FIXED | Roof
SRP05904 | BP SOLAR | BP3170N | 215 | 18 | 128 | 34 |  | Solar | FIXED | Roof
SRP05905 | BP SOLAR | BP3170N | 215 | 14 | 240 | 40 |  | Solar | FIXED | Roof
SRP05906 | BP SOLAR | SX3200W | 215 | 7 | 154 | 23 |  | Solar | FIXED | Roof
SRP05906 | BP SOLAR | SX3200W | 215 | 18 | 244 | 23 |  | Solar | FIXED | Roof
SRP05908 | ET SOLAR INDUSTRY | ET-P654185 | 185 | 36 | 148 | 29 |  | Solar | FIXED | Roof
SRP05909 | SUNPOWER | SPR-225-BLK-U | 225 | 9 | 60 | 26 |  | Solar | FIXED | Roof
SRP05909 | SUNPOWER | SPR-225-BLK-U | 225 | 12 | 60 | 40 |  | Solar | FIXED | Roof
SRP05909 | SUNPOWER | SPR-225-BLK-U | 225 | 9 | 240 | 26 |  | Solar | FIXED | Roof
SRP05910 | SUNTECH POWER | STP175S-24/AB-1 | 175 | 24 | 270 | 12 |  | Solar | FIXED | Roof
SRP05910 | SUNTECH POWER | STP175-24/AB-1 | 175 | 33 | 270 | 40 |  | Solar | FIXED | Roof
SRP05911 | SUNTECH POWER | STP190-18/UB-1 | 185 | 18 | 217 | 10 |  | Solar | FIXED | Roof
SRP05911 | SUNTECH POWER | STP190S-18/UB-1 | 185 | 18 | 217 | 24 |  | Solar | FIXED | Roof
SRP05912 | SOLARWORLD | SW185MONO | 230 | 22 | 222 | 22 |  | Solar | FIXED | Roof
SRP05913 | BP SOLAR | BP3170N | 215 | 26 | 171 | 26 |  | Solar | FIXED | Roof
SRP05914 | BP SOLAR | BP3170N | 215 | 20 | 215 | 34 |  | Solar | FIXED | Roof
SRP05915 | NINGBO SOLAR ELECTRIC POWER | TDB125X125-72-P 150W | 245 | 39 | 136 | 26 |  | Solar | FIXED | Roof
SRP05915 | NINGBO SOLAR ELECTRIC POWER | TDB125X125-72-P 175W | 245 | 8 | 226 | 36 |  | Solar | FIXED | Roof
SRP05916 | SUNTECH POWER | STP210-18/UB-1 | 245 | 32 | 160 | 29 |  | Solar | FIXED | Ground
SRP05917 | SOLARWORLD | SW185 MONO/T | 230 | 28 | 185 | 40 |  | Solar | FIXED | Roof
SRP05918 | CANADIAN SOLAR | CS6P-230 | 250 | 40 | 4 | 10 |  | Solar | FIXED | Roof
SRP05918 | CANADIAN SOLAR | CS6P-230 | 250 | 44 | 210 | 10 |  | Solar | FIXED | Roof
SRP05918 | CANADIAN SOLAR | CS6P-230 | 250 | 40 | 218 | 10 |  | Solar | FIXED | Roof
SRP05918 | CANADIAN SOLAR | CS6P-230 | 250 | 40 | 218 | 10 |  | Solar | FIXED | Roof
SRP05918 | CANADIAN SOLAR | CS6P-230 | 250 | 40 | 218 | 10 |  | Solar | FIXED | Roof
SRP05919 | SHARP | ND-220U2 | 240 | 26 | 92 | 23 |  | Solar | FIXED | Roof
SRP05921 | SUNTECH POWER | STP180-24/AB-1 | 185 | 42 | 132 | 25 |  | Solar | FIXED | Roof
SRP05922 | CHANGZHOU TRINA SOLAR ENERGY CO | TSM-185D | 235 | 20 | 180 | 24 |  | Solar | FIXED | Roof
SRP05923 | CHANGZHOU TRINA SOLAR ENERGY CO | TSM-185D | 235 | 26 | 138.4 | 35 |  | Solar | FIXED | Roof
SRP05925 | BAODING YINGLI NEW ENERGY RESOURCES CO | 110(17)P1447X663 | 235 | 234 | 169 | 5 |  | Solar | FIXED | Roof
SRP05930 | CANADIAN SOLAR | CS6P-230 | 225 | 30 | 90 | 22 |  | Solar | FIXED | Roof
SRP05931 | SANYO ELECTRIC | HIP-205BA5 | 225 | 36 | 110 | 30 |  | Solar | FIXED | Roof
SRP05934 | CHANGZHOU TRINA SOLAR ENERGY CO | TSM-185D | 240 | 342 | 180 | 8 |  | Solar | FIXED | Roof
SRP05935 | BP SOLAR |  | 215 | 14 | 217 | 30 |  | Solar | FIXED | Roof
SRP05936 | CANADIAN SOLAR | CS6P-230 | 255 | 21 | 170 | 33 |  | Solar | FIXED | Roof
SRP05937 | CHANGZHOU TRINA SOLAR ENERGY CO | TSM-185D | 230 | 10 | 138.3 | 46 |  | Solar | FIXED | Roof
SRP05937 | CHANGZHOU TRINA SOLAR ENERGY CO | TSM-185D | 230 | 50 | 228.3 | 30 |  | Solar | FIXED | Roof
SRP05940 | ET SOLAR INDUSTRY | ET-P672275 | 275 | 36 | 113 | 23 |  | Solar | FIXED | Roof
SRP05941 | SUNPOWER | SPR-230-WHT-U | 240 | 42 | 259 | 34 |  | Solar | FIXED | Roof
SRP05942 | CHANGZHOU TRINA SOLAR ENERGY CO | TSM-185D | 230 | 20 | 136 | 5 |  | Solar | FIXED | Roof
SRP05942 | CHANGZHOU TRINA SOLAR ENERGY CO | TSM-185D | 230 | 24 | 136 | 22 |  | Solar | FIXED | Roof
SRP05943 | BAODING YINGLI NEW ENERGY RESOURCES CO | 110(17)P1447X663 | 235 | 33 | 213 | 20 |  | Solar | FIXED | Roof
SRP05945 | MATRIX SOLAR/PHOTOWATT | PW1650-175 | 230 | 7 | 105 | 37 |  | Solar | FIXED | Roof
SRP05945 | MATRIX SOLAR/PHOTOWATT | PW1650-175 | 230 | 18 | 195 | 30 |  | Solar | FIXED | Roof
SRP05945 | MATRIX SOLAR/PHOTOWATT | PW1650-175 | 230 | 14 | 195 | 37 |  | Solar | FIXED | Roof
SRP05949 | CHANGZHOU TRINA SOLAR ENERGY CO | TSM-185D | 235 | 33 | 264.4 | 30 |  | Solar | FIXED | Roof
SRP05950 | REC SCANMODULE | SCM230 | 240 | 24 | 176 | 30 |  | Solar | FIXED | Roof
SRP05950 | REC SCANMODULE | SCM230 | 240 | 6 | 266 | 30 |  | Solar | FIXED | Roof
SRP05951 | CHANGZHOU TRINA SOLAR ENERGY CO | TSM-160D | 235 | 20 | 211.2 | 31 |  | Solar | FIXED | Roof
SRP05952 | REC SCANMODULE | SCM230 | 240 | 24 | 110 | 30 |  | Solar | FIXED | Roof
SRP05952 | REC SCANMODULE | SCM230 | 240 | 46 | 200 | 30 |  | Solar | FIXED | Roof
SRP05953 | CHANGZHOU TRINA SOLAR ENERGY CO | TSM-160D | 235 | 30 | 170.6 | 25 |  | Solar | FIXED | Roof
SRP05955 | SUNPOWER | SPR-230-WHT-U | 240 | 18 | 176 | 25 |  | Solar | FIXED | Roof
SRP05956 | CHANGZHOU TRINA SOLAR ENERGY CO | TSM-185D | 235 | 20 | 163.6 | 15 |  | Solar | FIXED | Roof
SRP05956 | CHANGZHOU TRINA SOLAR ENERGY CO | TSM-160D | 235 | 14 | 253.6 | 15 |  | Solar | FIXED | Roof
SRP05957 | CHANGZHOU TRINA SOLAR ENERGY CO | TSM-185D | 240 | 36 | 184 | 20 |  | Solar | FIXED | Roof
SRP05958 | SUNTECH POWER | STP190-18/UB-1 | 185 | 37 | 184 | 30 |  | Solar | FIXED | Roof
SRP05959 | BAODING YINGLI NEW ENERGY RESOURCES CO | 110(17)P1447X663 | 230 | 40 | 218 | 34 |  | Solar | FIXED | Roof
SRP05963 | MATRIX SOLAR/PHOTOWATT | PW1650-175 | 240 | 104 | 180 | 25 |  | Solar | FIXED | Ground
SRP05964 | ET SOLAR INDUSTRY | ET-P672280 | 280 | 12 | 201 | 22 |  | Solar | FIXED | Roof
SRP05965 | UNKNOWN | UNKNOWN | 225 | 12 | 129 | 20 |  | Solar | FIXED | Roof
SRP05965 | UNKNOWN | UNKNOWN | 225 | 18 | 129 | 27 |  | Solar | FIXED | Roof
SRP05965 | UNKNOWN | UNKNOWN | 225 | 12 | 129 | 34 |  | Solar | FIXED | Roof
SRP05967 | SUNTECH POWER | STP190-18/UB-1 | 185 | 8 | 111.1 | 35 |  | Solar | FIXED | Roof
SRP05967 | SUNTECH POWER | STP180-24/AB-1 | 185 | 23 | 201.1 | 30 |  | Solar | FIXED | Roof
SRP05968 | CHANGZHOU TRINA SOLAR ENERGY CO | TSM-185D | 235 | 20 | 168 | 30 |  | Solar | FIXED | Roof
SRP05969 | CHANGZHOU TRINA SOLAR ENERGY CO | TSM-185D | 240 | 20 | 128.5 | 30 |  | Solar | FIXED | Roof
SRP05969 | CHANGZHOU TRINA SOLAR ENERGY CO | TSM-185D | 240 | 9 | 218.5 | 30 |  | Solar | FIXED | Roof
SRP05970 | ALPS TECHNOLOGY | ATI 1000-110 | 230 | 480 | 305.6 | 5 |  | Solar | FIXED | Roof
SRP05971 | CHANGZHOU TRINA SOLAR ENERGY CO | TSM-185D | 230 | 1800 | 128 | 5 |  | Solar | FIXED | Roof
SRP05972 | SUNTECH POWER | STP210S-18/UB-1 | 225 | 780 | 217 | 5 |  | Solar | FIXED | Roof
SRP05973 | SUNTECH POWER | STP210S-18/UB-1 | 225 | 1963 | 209 | 5 |  | Solar | FIXED | Roof
SRP05973 | SUNTECH POWER | STP210S-18/UB-1 | 225 | 1521 | 214 | 5 |  | Solar | FIXED | Roof
SRP05973 | SUNTECH POWER | STP210S-18/UB-1 | 225 | 91 | 217 | 5 |  | Solar | FIXED | Roof
SRP05974 | CANADIAN SOLAR | CS6P-230 | 250 | 36 | 126 | 21 |  | Solar | FIXED | Roof
SRP05976 | SUNPOWER | SPR-230-WHT-U | 240 | 14 | 165 | 30 |  | Solar | FIXED | Roof
SRP05977 | ISOFOTON | I-100/12 | 225 | 7 | 104 | 21 |  | Solar | FIXED | Roof
SRP05977 | ISOFOTON | I-100/12 | 225 | 43 | 194 | 21 |  | Solar | FIXED | Roof
SRP05981 | SUNPOWER | SPR-225-BLK-U | 225 | 43 | 148 | 40 |  | Solar | FIXED | Roof
SRP05982 | BAODING YINGLI NEW ENERGY RESOURCES CO | YL175(156) | 235 | 42 | 167 | 28 |  | Solar | FIXED | Roof
SRP05983 | CANADIAN SOLAR | CS6P-230 | 230 | 14 | 202 | 35 |  | Solar | FIXED | Roof
SRP05984 | ISOFOTON | I-100/12 | 225 | 44 | 132 | 15 |  | Solar | FIXED | Roof
SRP05984 | ISOFOTON | I-100/12 | 225 | 6 | 220 | 20 |  | Solar | FIXED | Roof
SRP05984 | ISOFOTON | I-100/12 | 225 | 9 | 222 | 15 |  | Solar | FIXED | Roof
SRP05985 | BP SOLAR | SX3195B | 195 | 3 | 234 | 30 |  | Solar | FIXED | Roof
SRP05986 | SILIKEN MANUFACTURING USA | SLK60P6L 233 WP | 245 | 26 | 228 | 15 |  | Solar | FIXED | Roof
SRP05989 | SANYO ELECTRIC | HIP-205BA5 | 220 | 68 | 172 | 36 |  | Solar | FIXED | Roof
SRP05989 | SANYO ELECTRIC | HIP-205BA5 | 220 | 12 | 172 | 66 |  | Solar | FIXED | Roof
SRP05990 | UNITED SOLAR OVONIC | PVL-144 | 144 | 7942 | 152 | 2.5 |  | Solar | FIXED | Roof
SRP05990 | UNITED SOLAR OVONIC | PVL-144 | 144 | 11363 | 332 | 2.5 |  | Solar | FIXED | Roof
SRP05991 | UNITED SOLAR OVONIC | PVL-144 | 144 | 979 | 242 | 2.5 |  | Solar | FIXED | Roof
SRP05991 | UNITED SOLAR OVONIC | PVL-144 | 144 | 3102 | 332 | 2.5 |  | Solar | FIXED | Roof
SRP05992 | SUNPOWER | SPR-230-WHT-U | 240 | 26 | 137.2 | 20 |  | Solar | FIXED | Roof
SRP05993 | UNKNOWN | UNKNOWN | 235 | 611 | 145 | 10 |  | Solar | FIXED | Roof
SRP05993 | UNKNOWN | UNKNOWN | 235 | 1118 | 145 | 10 |  | Solar | FIXED | Roof
SRP05993 | UNKNOWN | UNKNOWN | 235 | 1859 | 145 | 10 |  | Solar | FIXED | Roof
SRP05993 | UNKNOWN | UNKNOWN | 235 | 481 | 146 | 10 |  | Solar | FIXED | Roof
SRP05993 | UNKNOWN | UNKNOWN | 235 | 611 | 146 | 10 |  | Solar | FIXED | Roof
SRP05994 | MATRIX SOLAR/PHOTOWATT | PW1650-165 | 230 | 18 | 207 | 23 |  | Solar | FIXED | Roof
SRP05995 | BAODING YINGLI NEW ENERGY RESOURCES CO | YL175(156) | 235 | 1022 | 141 | 5 |  | Solar | FIXED | Roof
SRP05997 | GE ENERGY | GEPV-173-MCB | 230 | 22 | 263 | 18 |  | Solar | FIXED | Roof
SRP05998 | SUNPOWER | SPR-230-WHT-U | 240 | 31 | 128 | 30 |  | Solar | FIXED | Roof
SRP05999 | MATRIX SOLAR/PHOTOWATT | PW1650-175 | 240 | 22 | 154 | 26 |  | Solar | FIXED | Roof
SRP06000 | MATRIX SOLAR/PHOTOWATT | PW1650-175 | 240 | 36 | 118 | 23 |  | Solar | FIXED | Roof
SRP06001 | SUNPOWER | SPR-230-WHT-U | 230 | 60 | 120 | 25 |  | Solar | FIXED | Roof
SRP06002 | SUNPOWER | SPR-230-WHT-U | 230 | 30 | 250 | 20 |  | Solar | FIXED | Roof
SRP06003 | MATRIX SOLAR/PHOTOWATT | PW1650-175 | 240 | 9 | 151 | 26 |  | Solar | FIXED | Roof
SRP06003 | MATRIX SOLAR/PHOTOWATT | PW1650-175 | 240 | 40 | 241 | 26 |  | Solar | FIXED | Roof
SRP06004 | MATRIX SOLAR/PHOTOWATT | PW1650-175 | 240 | 100 | 161.8 | 10 |  | Solar | FIXED | Roof
SRP06006 | SUNTECH POWER | STP210-18/UB-1 | 280 | 20496 | 180 | 20 |  | Solar | FIXED | Roof
SRP06007 | SOLARWORLD | SW185MONO | 245 | 25 | 111 | 20 |  | Solar | FIXED | Roof
SRP06007 | SOLARWORLD | SW185MONO | 245 | 4 | 201 | 8 |  | Solar | FIXED | Roof
SRP06007 | SOLARWORLD | SW185MONO | 245 | 12 | 201 | 26 |  | Solar | FIXED | Roof
SRP06008 | CHANGZHOU TRINA SOLAR ENERGY CO | TSM-185D | 235 | 60 | 155.6 | 8 |  | Solar | FIXED | Roof
SRP06009 | CHANGZHOU TRINA SOLAR ENERGY CO | TSM-185D | 230 | 36 | 104 | 25 |  | Solar | FIXED | Roof
SRP06010 | BP SOLAR | BP3170N | 215 | 92 | 182 | 32 |  | Solar | FIXED | Ground
SRP06011 | CANADIAN SOLAR | CS5P-230 | 230 | 377 | 204 | 5 |  | Solar | FIXED | Roof
SRP06012 | SUNTECH POWER | STP180S-24/AB-1 | 185 | 36 | 160 | 27 |  | Solar | FIXED | Roof
SRP06016 | SUNPOWER | SPR-230-WHT-U | 240 | 12 | 150 | 45 |  | Solar | FIXED | Roof
SRP06017 | SUNPOWER | SPR-230-WHT-U | 240 | 36 | 210 | 40 |  | Solar | FIXED | Roof
SRP06018 | SCHOTT SOLAR | ASE-250DGF/50-230 | 235 | 36 | 160 | 20 |  | Solar | FIXED | Ground
SRP06019 | SHARP | ND-224UC1 | 235 | 5 | 91 | 19 |  | Solar | FIXED | Roof
SRP06019 | SHARP | ND-224UC1 | 235 | 4 | 91 | 34 |  | Solar | FIXED | Roof
SRP06019 | SHARP | ND-224UC1 | 235 | 10 | 181 | 13 |  | Solar | FIXED | Roof
SRP06019 | SHARP | ND-224UC1 | 235 | 5 | 181 | 19 |  | Solar | FIXED | Roof
SRP06019 | SHARP | ND-224UC1 | 235 | 16 | 181 | 19 |  | Solar | FIXED | Roof
SRP06020 | SUNPOWER | SPR-225-BLK-U | 225 | 12 | 153 | 34 |  | Solar | FIXED | Roof
SRP06021 | SUNPOWER | SPR-230-WHT-U | 240 | 12 | 55 | 25 |  | Solar | FIXED | Roof
SRP06021 | SUNPOWER | SPR-230-WHT-U | 240 | 40 | 145 | 25 |  | Solar | FIXED | Roof
SRP06022 | CHANGZHOU TRINA SOLAR ENERGY CO | TSM-185D | 230 | 18 | 185 | 15 |  | Solar | FIXED | Roof
SRP06022 | CHANGZHOU TRINA SOLAR ENERGY CO | TSM-185D | 230 | 12 | 185 | 25 |  | Solar | FIXED | Roof
SRP06024 | CHANGZHOU TRINA SOLAR ENERGY CO | TSM-185D | 230 | 22 | 191 | 10 |  | Solar | FIXED | Roof
SRP06026 | ET SOLAR INDUSTRY | ET-P672275 | 275 | 36 | 214 | 20 |  | Solar | FIXED | Roof
SRP06027 | CHANGZHOU TRINA SOLAR ENERGY CO | TSM-185D | 235 | 7 | 110 | 14 |  | Solar | FIXED | Roof
SRP06027 | CHANGZHOU TRINA SOLAR ENERGY CO | TSM-185D | 235 | 8 | 200 | 14 |  | Solar | FIXED | Roof
SRP06027 | CHANGZHOU TRINA SOLAR ENERGY CO | TSM-185D | 235 | 10 | 290 | 19 |  | Solar | FIXED | Roof
SRP06028 | CHANGZHOU TRINA SOLAR ENERGY CO | TSM-185D | 230 | 36 | 238 | 25 |  | Solar | FIXED | Roof
SRP06029 | CHANGZHOU TRINA SOLAR ENERGY CO | TSM-185D | 230 | 24 | 215 | 25 |  | Solar | FIXED | Roof
SRP06030 | CHANGZHOU TRINA SOLAR ENERGY CO | TSM-185D | 235 | 55 | 238 | 27 |  | Solar | FIXED | Roof
SRP06032 | CHANGZHOU TRINA SOLAR ENERGY CO | TSM-185D | 230 | 16 | 148 | 34 |  | Solar | FIXED | Roof
SRP06033 | CHANGZHOU TRINA SOLAR ENERGY CO | TSM-185D | 240 | 748 | 199 | 15 |  | Solar | FIXED | Roof
SRP06034 | CHANGZHOU TRINA SOLAR ENERGY CO | TSM-185D | 240 | 444 | 270 | 1 |  | Solar | FIXED | Roof
SRP06035 | SHARP | ND-224UC1 | 235 | 24 | 184 | 22.5 |  | Solar | FIXED | Roof
SRP06036 | CHANGZHOU TRINA SOLAR ENERGY CO | TSM-185D | 240 | 72 | 176 | 5 |  | Solar | FIXED | Roof
SRP06037 | GLORIA SOLAR | GSM6-230D-UO1 | 280 | 130 | 182 | 10 |  | Solar | FIXED | Roof
SRP06038 | CHANGZHOU TRINA SOLAR ENERGY CO | TSM-185D | 235 | 20 | 185.3 | 15 |  | Solar | FIXED | Roof
SRP06039 | SUNTECH POWER | STP210-18/UB-1 | 275 | 52 | 180 | 30 |  | Solar | FIXED | Ground
SRP06040 | SUNTECH POWER | STP190S-18/UB-1 | 190 | 46 | 197 | 22 |  | Solar | FIXED | Roof
SRP06041 | SCHOTT SOLAR | ASE-250DGF/50-230 | 230 | 10 | 276 | 30 |  | Solar | FIXED | Roof
SRP06042 | CHANGZHOU TRINA SOLAR ENERGY CO | TSM-185D | 235 | 20 | 134 | 35 |  | Solar | FIXED | Roof
SRP06042 | CHANGZHOU TRINA SOLAR ENERGY CO | TSM-185D | 235 | 14 | 224 | 25 |  | Solar | FIXED | Roof
SRP06044 | CHANGZHOU TRINA SOLAR ENERGY CO | TSM-185D | 235 | 36 | 238.7 | 36 |  | Solar | FIXED | Roof
SRP06045 | SUNTECH POWER | STP180S-24/AB-1 | 185 | 12 | 128.3 | 27 |  | Solar | FIXED | Roof
SRP06045 | SUNTECH POWER | STP180S-24/AB-1 | 185 | 28 | 218.3 | 25 |  | Solar | FIXED | Roof
SRP06046 | SUNTECH POWER | STP180-24/AB-1 | 185 | 53 | 90.3 | 30 |  | Solar | FIXED | Roof
SRP06047 | BP SOLAR | BP4175B | 175 | 56 | 262 | 20 |  | Solar | FIXED | Roof
SRP06048 | KYOCERA SOLAR | KD210GX-LP | 240 | 434 | 212 | 5 |  | Solar | FIXED | Roof
SRP06049 | SUNTECH POWER | STP200-18/UB-1 | 205 | 24 | 156 | 40 |  | Solar | FIXED | Roof
SRP06051 | SUNPOWER | SPR-225-BLK-U | 225 | 16 | 142 | 38 |  | Solar | FIXED | Roof
SRP06051 | SUNPOWER | SPR-225-BLK-U | 225 | 26 | 142 | 38 |  | Solar | FIXED | Roof
SRP06051 | SUNPOWER | SPR-225-BLK-U | 225 | 27 | 231 | 38 |  | Solar | FIXED | Roof
SRP06052 | UNKNOWN | UNKNOWN | 250 | 1248 | 229 | 3 |  | Solar | FIXED | Roof
SRP06053 | SUNTECH POWER | STP180-24/AB-1 | 185 | 36 | 108.9 | 15 |  | Solar | FIXED | Roof
SRP06054 | SUNTECH POWER | STP21018 | 275 | 40 | 180 | 30 |  | Solar | FIXED | Ground
SRP06055 | CANADIAN SOLAR | CS6P-230 | 235 | 12 | 213 | 8 |  | Solar | FIXED | Roof
SRP06055 | CANADIAN SOLAR | CS6P-230 | 235 | 7 | 213 | 28 |  | Solar | FIXED | Roof
SRP06056 | CANADIAN SOLAR | CS6P-230 | 235 | 14 | 186 | 31 |  | Solar | FIXED | Roof
SRP06057 | SCHOTT SOLAR | ASE-300-DGF/17-285 | 290 | 862 | 192 | 0 |  | Solar | FIXED | Roof
SRP06057 | SCHOTT SOLAR | ASE-300-DGF/17-285 | 300 | 272 | 192 | 10 |  | Solar | FIXED | Roof
SRP06058 | CANADIAN SOLAR | CS6P-230 | 235 | 13 | 215 | 35 |  | Solar | FIXED | Roof
SRP06061 | CANADIAN SOLAR | CS6P-230 | 235 | 8 | 125 | 23 |  | Solar | FIXED | Roof
SRP06061 | CANADIAN SOLAR | CS6P-230 | 235 | 4 | 207 | 21 |  | Solar | FIXED | Roof
SRP06062 | SUNTECH POWER | STP190S-18/UB-1 | 185 | 40 | 151.1 | 25 |  | Solar | FIXED | Roof
SRP06064 | CANADIAN SOLAR | CS6P-230 | 235 | 26 | 122 | 29 |  | Solar | FIXED | Roof
SRP06065 | CANADIAN SOLAR | CS6P-230 | 235 | 26 | 218 | 26 |  | Solar | FIXED | Roof
SRP06066 | CANADIAN SOLAR | CS6P-230 | 235 | 24 | 202 | 27 |  | Solar | FIXED | Roof
SRP06068 | BAODING YINGLI NEW ENERGY RESOURCES CO | YL150(156) | 230 | 36 | 238 | 30 |  | Solar | FIXED | Roof
SRP06069 | CANADIAN SOLAR | CS6P-230 | 235 | 18 | 268 | 20 |  | Solar | FIXED | Roof
SRP06071 | CANADIAN SOLAR | CS6P-230 | 235 | 15 | 123 | 14 |  | Solar | FIXED | Roof
SRP06072 | CANADIAN SOLAR | CS6P-230 | 235 | 17 | 216 | 23 |  | Solar | FIXED | Roof
SRP06073 | CANADIAN SOLAR | CS6P-230 | 235 | 17 | 125 | 16 |  | Solar | FIXED | Roof
SRP06074 | CANADIAN SOLAR | CS6P-230 | 235 | 2 | 125 | 37 |  | Solar | FIXED | Roof
SRP06074 | CANADIAN SOLAR | CS6P-230 | 235 | 7 | 215 | 37 |  | Solar | FIXED | Roof
SRP06080 | CHANGZHOU TRINA SOLAR ENERGY CO | TSM-185D | 235 | 11 | 166.1 | 18 |  | Solar | FIXED | Roof
SRP06080 | CHANGZHOU TRINA SOLAR ENERGY CO | TSM-185D | 235 | 11 | 166.1 | 23 |  | Solar | FIXED | Roof
SRP06080 | CHANGZHOU TRINA SOLAR ENERGY CO | TSM-185D | 235 | 5 | 256.1 | 22 |  | Solar | FIXED | Roof
SRP06082 | SUNTECH POWER | STP180-24/AB-1 | 185 | 11 | 157.1 | 32 |  | Solar | FIXED | Roof
SRP06082 | SUNTECH POWER | STP180S-24/AB-1 | 185 | 21 | 247.1 | 32 |  | Solar | FIXED | Roof
SRP06083 | CANADIAN SOLAR | CS6P-230 | 235 | 14 | 127 | 22 |  | Solar | FIXED | Roof
SRP06084 | SUNTECH POWER | STP180-24/AB-1 | 190 | 20 | 162 | 34 |  | Solar | FIXED | Roof
SRP06084 | SUNTECH POWER | STP190-18/UB-1 | 190 | 16 | 252 | 28 |  | Solar | FIXED | Roof
SRP06085 | SUNTECH POWER | STP190S-18/UB-1 | 190 | 62 | 156.1 | 35 |  | Solar | FIXED | Roof
SRP06086 | SUNTECH POWER | STP210S-18/UB-1 | 240 | 37 | 163 | 25 |  | Solar | FIXED | Roof
SRP06087 | SUNTECH POWER | STP210S-18/UB-1 | 245 | 18 | 204 | 18 |  | Solar | FIXED | Roof
SRP06087 | SUNTECH POWER | STP210S-18/UB-1 | 245 | 25 | 204 | 34 |  | Solar | FIXED | Roof
SRP06088 | SUNTECH POWER | STP210S-18/UB-1 | 280 | 1859 | 169 | 10 |  | Solar | FIXED | Roof
SRP06089 | MATRIX SOLAR/PHOTOWATT | PW1000-100 | 255 | 120 | 180 | 30 |  | Solar | FIXED | Roof
SRP06091 | BP SOLAR | SX3200B | 215 | 74 | 179 | 19 |  | Solar | FIXED | Roof
SRP06092 | SCHUCO USA |  | 230 | 663 | 164 | 10 |  | Solar | FIXED | Roof
SRP06093 | ISOFOTON | I-100/12 | 225 | 32 | 176 | 41 |  | Solar | FIXED | Roof
SRP06095 | CHANGZHOU TRINA SOLAR ENERGY CO | TSM-185D | 230 | 22 | 218.2 | 19 |  | Solar | FIXED | Roof
SRP06096 | CHANGZHOU TRINA SOLAR ENERGY CO | TSM-185D | 230 | 33 | 123.6 | 18 |  | Solar | FIXED | Roof
SRP06097 | CHANGZHOU TRINA SOLAR ENERGY CO | TSM-185D | 230 | 30 | 240.8 | 24 |  | Solar | FIXED | Roof
SRP06098 | SUNTECH POWER | STP210-18/UB-1 | 280 | 3597 | 195 | 10 |  | Solar | FIXED | Roof
SRP06099 | MATRIX SOLAR/PHOTOWATT | PW1650-175 | 230 | 40 | 213 | 23 |  | Solar | FIXED | Roof
SRP06102 | MATRIX SOLAR/PHOTOWATT | PW1650-175 | 240 | 30 | 206 | 8.5 |  | Solar | FIXED | Roof
SRP06102 | MATRIX SOLAR/PHOTOWATT | PW1650-175 | 240 | 24 | 206 | 20.5 |  | Solar | FIXED | Roof
SRP06102 | MATRIX SOLAR/PHOTOWATT | PW1650-175 | 240 | 44 | 206 | 22 |  | Solar | FIXED | Roof
SRP06103 | MATRIX SOLAR/PHOTOWATT | PW1650-175 | 235 | 312 | 219 | 10 |  | Solar | FIXED | Ground
SRP06103 | MATRIX SOLAR/PHOTOWATT | PW1650-175 | 240 | 28 | 229.5 | 10 |  | Solar | FIXED | Ground
SRP06104 | SOLARWORLD | SW185MONO | 255 | 36 | 116 | 19 |  | Solar | FIXED | Roof
SRP06105 | SCHUCO USA |  | 185 | 16 | 197 | 34 |  | Solar | FIXED | Roof
SRP06107 | SUNTECH POWER | STP21018 | 280 | 660 | 195 | 10 |  | Solar | FIXED | Roof
SRP06107 | SUNTECH POWER | STP210S-18/UB-1 | 275 | 1144 | 195 | 10 |  | Solar | FIXED | Roof
SRP06108 | MC SOLAR | TF-90B | 240 | 55 | 176 | 27 |  | Solar | FIXED | Roof
SRP06109 | SUNTECH POWER | STP190S-18/UB-1 | 190 | 27 | 146 | 16 |  | Solar | FIXED | Roof
SRP06111 | SUNTECH POWER | STP210S-18/UB-1 | 275 | 2398 | 227 | 10 |  | Solar | FIXED | Roof
SRP06112 | BAODING YINGLI NEW ENERGY RESOURCES CO | YL175(156) | 235 | 30 | 93 | 22 |  | Solar | FIXED | Roof
SRP06113 | CANADIAN SOLAR | CS6P-230 | 240 | 12 | 176 | 36 |  | Solar | FIXED | Roof
SRP06113 | CANADIAN SOLAR | CS6P-230 | 240 | 13 | 266 | 44 |  | Solar | FIXED | Roof
SRP06114 | PACIFIC SOLAR PTY LIMITED | PP-USA-213-S5 | 250 | 5 | 122 | 39 |  | Solar | FIXED | Roof
SRP06114 | PACIFIC SOLAR PTY LIMITED | PP-USA-213-S5 | 250 | 18 | 212 | 34 |  | Solar | FIXED | Roof
SRP06114 | PACIFIC SOLAR PTY LIMITED | PP-USA-213-S5 | 250 | 5 | 302 | 39 |  | Solar | FIXED | Roof
SRP06117 | CHANGZHOU TRINA SOLAR ENERGY CO | TSM-185D | 230 | 19 | 148 | 34 |  | Solar | FIXED | Roof
SRP06120 | SANYO ELECTRIC | HIP-205BA5 | 215 | 2000 | 180 | 5 |  | Solar | FIXED | Roof
SRP06121 | REC SCANMODULE | SCM230 | 240 | 36 | 160 | 30 |  | Solar | FIXED | Ground
SRP06122 | SUNPOWER | SPR-230-WHT-U | 240 | 16 | 180 | 25 |  | Solar | FIXED | Ground
SRP06123 | CHANGZHOU TRINA SOLAR ENERGY CO | TSM-185D | 230 | 22 | 196 | 30 |  | Solar | FIXED | Roof
SRP06124 | MATRIX SOLAR/PHOTOWATT | PW1650-175 | 255 | 33 | 142 | 33 |  | Solar | FIXED | Roof
SRP06124 | MATRIX SOLAR/PHOTOWATT | PW1650-175 | 255 | 3 | 232 | 37 |  | Solar | FIXED | Roof
SRP06125 | SUNPOWER | SPR-230-WHT-U | 240 | 34 | 170 | 33 |  | Solar | FIXED | Roof
SRP06126 | SUNPOWER | SPR-230-WHT-U | 235 | 153 | 144 | 18 |  | Solar | FIXED | Roof
SRP06127 | SHARP | ND-224UC1 | 235 | 24 | 230 | 10 |  | Solar | FIXED | Roof
SRP06128 | BP SOLAR | SX3200W | 215 | 18 | 138 | 25 |  | Solar | FIXED | Roof
SRP06128 | BP SOLAR | SX3200W | 215 | 6 | 208 | 40 |  | Solar | FIXED | Roof
SRP06129 | BP SOLAR | SX3200W | 215 | 22 | 158 | 22 |  | Solar | FIXED | Roof
SRP06130 | BP SOLAR | SX3200W | 215 | 10 | 110 | 30 |  | Solar | FIXED | Roof
SRP06132 | BP SOLAR | SX3200W | 215 | 20 | 183 | 20 |  | Solar | FIXED | Roof
SRP06133 | SUNTECH POWER | STP180S-24/AB-1 | 190 | 40 | 186 | 28 |  | Solar | FIXED | Roof
SRP06134 | SUNTECH POWER | STP180S-24/AB-1 | 190 | 18 | 187 | 20 |  | Solar | FIXED | Roof
SRP06135 | SUNTECH POWER | STP190S-18/UB-1 | 190 | 16 | 65.2 | 25 |  | Solar | FIXED | Roof
SRP06135 | SUNTECH POWER | STP190-18/UB-1 | 190 | 10 | 155.2 | 26 |  | Solar | FIXED | Roof
SRP06135 | SUNTECH POWER | STP190S-18/UB-1 | 190 | 10 | 245.4 | 21 |  | Solar | FIXED | Roof
SRP06137 | CHANGZHOU TRINA SOLAR ENERGY CO | TSM-185D | 240 | 49 | 235.2 | 25 |  | Solar | FIXED | Roof
SRP06138 | SUNTECH POWER | STP180-24/AB-1 | 185 | 36 | 205.8 | 32 |  | Solar | FIXED | Roof
SRP06139 | SUNTECH POWER | STP190-18/UB-1 | 190 | 40 | 190.9 | 30 |  | Solar | FIXED | Roof
SRP06141 | ISOFOTON | I-100/12 | 240 | 48 | 180 | 30 |  | Solar | FIXED | Ground
SRP06144 | SUNTECH POWER | STP200-18/UB-1 | 205 | 36 | 154.6 | 33 |  | Solar | FIXED | Roof
SRP06145 | MATRIX SOLAR/PHOTOWATT | PW1650-175 | 255 | 32 | 171 | 27 |  | Solar | FIXED | Roof
SRP06146 | MATRIX SOLAR/PHOTOWATT | PW1650-175 | 255 | 30 | 228 | 35 |  | Solar | FIXED | Roof
SRP06147 | CHANGZHOU TRINA SOLAR ENERGY CO | TSM-185D | 230 | 4 | 109 | 40 |  | Solar | FIXED | Roof
SRP06147 | CHANGZHOU TRINA SOLAR ENERGY CO | TSM-185D | 230 | 44 | 199 | 30 |  | Solar | FIXED | Roof
SRP06147 | CHANGZHOU TRINA SOLAR ENERGY CO | TSM-185D | 230 | 4 | 289 | 40 |  | Solar | FIXED | Roof
SRP06148 | CHANGZHOU TRINA SOLAR ENERGY CO | TSM-185D | 235 | 16 | 70.3 | 38 |  | Solar | FIXED | Roof
SRP06148 | CHANGZHOU TRINA SOLAR ENERGY CO | TSM-185D | 235 | 18 | 160.3 | 40 |  | Solar | FIXED | Roof
SRP06149 | CHANGZHOU TRINA SOLAR ENERGY CO | TSM-185D | 235 | 23 | 120 | 25 |  | Solar | FIXED | Roof
SRP06149 | CHANGZHOU TRINA SOLAR ENERGY CO | TSM-185D | 235 | 16 | 210 | 33 |  | Solar | FIXED | Roof
SRP06150 | BAODING YINGLI NEW ENERGY RESOURCES CO | YL175(156) | 235 | 33 | 107 | 34 |  | Solar | FIXED | Roof
SRP06151 | SUNTECH POWER | STP190-18/UB-1 | 190 | 60 | 139.8 | 26 |  | Solar | FIXED | Roof
SRP06152 | YINGLI ENERGY (CHINA) | YL230P-29B | 230 | 28 | 179 | 22 |  | Solar | FIXED | Roof
SRP06153 | SUNTECH POWER | STP190-18/UB-1 | 190 | 44 | 201.1 | 45 |  | Solar | FIXED | Roof
SRP06155 | SUNTECH POWER | STP190-18/UB-1 | 190 | 46 | 215.5 | 30 |  | Solar | FIXED | Roof
SRP06156 | CHANGZHOU TRINA SOLAR ENERGY CO | TSM-185D | 235 | 12 | 75.2 | 30 |  | Solar | FIXED | Roof
SRP06156 | CHANGZHOU TRINA SOLAR ENERGY CO | TSM-185D | 235 | 10 | 165.2 | 34 |  | Solar | FIXED | Roof
SRP06156 | CHANGZHOU TRINA SOLAR ENERGY CO | TSM-185D | 235 | 19 | 255.2 | 30 |  | Solar | FIXED | Roof
SRP06157 | CHANGZHOU TRINA SOLAR ENERGY CO | TSM-185D | 240 | 34 | 157.1 | 14 |  | Solar | FIXED | Roof
SRP06158 | SUNTECH POWER | STP190-18/UB-1 | 190 | 32 | 160 | 34 |  | Solar | FIXED | Roof
SRP06159 | CHANGZHOU TRINA SOLAR ENERGY CO | TSM-185D | 235 | 40 | 185 | 27 |  | Solar | FIXED | Roof
SRP06160 | KYOCERA SOLAR | KD210GX-L | 215 | 24 | 137 | 37 |  | Solar | FIXED | Roof
SRP06161 | SUNTECH POWER | STP190-18/UB-1 | 190 | 28 | 165.2 | 33 |  | Solar | FIXED | Roof
SRP06163 | BAODING YINGLI NEW ENERGY RESOURCES CO | YL175(156) | 235 | 168 | 169 | 10 |  | Solar | FIXED | Roof
SRP06164 | ZHEJIANG WANXIANG SOLAR | WXS185S | 240 | 154 | 217 | 10 |  | Solar | FIXED | Roof
SRP06165 | SHARP | ND-224UC1 | 240 | 44 | 180 | 24 |  | Solar | FIXED | Ground
SRP06167 | REC SCANMODULE | SCM230 | 240 | 2 | 178 | 40 |  | Solar | FIXED | Roof
SRP06167 | REC SCANMODULE | SCM230 | 240 | 22 | 268 | 32 |  | Solar | FIXED | Roof
SRP06168 | SUNTECH POWER | STP180-24/AB-1 | 180 | 10 | 70.8 | 20 |  | Solar | FIXED | Roof
SRP06168 | SUNTECH POWER | STP180-24/AB-1 | 185 | 24 | 160.8 | 17 |  | Solar | FIXED | Roof
SRP06170 | CEEG (SHANGHAI) SOLAR SCIENCE AND TECHNOLOGY CO | SST 155-72M | 235 | 8 | 189 | 25 |  | Solar | FIXED | Roof
SRP06170 | CEEG (SHANGHAI) SOLAR SCIENCE AND TECHNOLOGY CO | SST 155-72M | 235 | 18 | 189 | 25 |  | Solar | FIXED | Roof
SRP06171 | CHANGZHOU TRINA SOLAR ENERGY CO | TSM-185D | 230 | 20 | 179 | 42 |  | Solar | FIXED | Roof
SRP06172 | SCHOTT SOLAR | ASE-250DGF/17 | 230 | 507 | 157 | 10 |  | Solar | FIXED | Roof
SRP06173 | ISOFOTON | I-100/12 | 230 | 20 | 87 | 27 |  | Solar | FIXED | Roof
SRP06173 | ISOFOTON | I-100/12 | 230 | 43 | 267 | 27 |  | Solar | FIXED | Roof
SRP06174 | SUNPOWER | SPR-230-WHT-U | 240 | 52 | 218 | 35 |  | Solar | FIXED | Roof
SRP06175 | SOLAR POWER (SPI) | SP170FM22 | 230 | 28 | 136.9 | 33.7 |  | Solar | FIXED | Roof
SRP06177 | CANADIAN SOLAR | CS6P-230 | 230 | 403 | 180 | 10 |  | Solar | FIXED | Roof
SRP06178 | SANYO ELECTRIC |  | 220 | 1520 | 180 | 5 |  | Solar | FIXED | Roof
SRP06179 | CHANGZHOU TRINA SOLAR ENERGY CO | TSM-185D | 235 | 41 | 165 | 34 |  | Solar | FIXED | Roof
SRP06180 | CHANGZHOU TRINA SOLAR ENERGY CO | TSM-185D | 230 | 20 | 119 | 20 |  | Solar | FIXED | Roof
SRP06180 | CHANGZHOU TRINA SOLAR ENERGY CO | TSM-185D | 230 | 36 | 119 | 20 |  | Solar | FIXED | Roof
SRP06181 | MATRIX SOLAR/PHOTOWATT | PW1650-175 | 240 | 14 | 126 | 40 |  | Solar | FIXED | Roof
SRP06181 | MATRIX SOLAR/PHOTOWATT | PW1650-175 | 240 | 11 | 217 | 30 |  | Solar | FIXED | Roof
SRP06181 | MATRIX SOLAR/PHOTOWATT | PW1650-175 | 240 | 14 | 217 | 40 |  | Solar | FIXED | Roof
SRP06182 | BAODING YINGLI NEW ENERGY RESOURCES CO | YL175(156) | 235 | 208 | 213 | 6 |  | Solar | FIXED | Roof
SRP06183 | ALEO SOLAR |  | 235 | 286 | 148 | 15 |  | Solar | FIXED | Roof
SRP06184 | CHANGZHOU TRINA SOLAR ENERGY CO | TSM-185D | 240 | 143 | 106 | 20 |  | Solar | FIXED | Roof
SRP06184 | CHANGZHOU TRINA SOLAR ENERGY CO | TSM-185D | 240 | 468 | 194 | 10 |  | Solar | FIXED | Roof
SRP06184 | CHANGZHOU TRINA SOLAR ENERGY CO | TSM-185D | 240 | 143 | 285 | 20 |  | Solar | FIXED | Roof
SRP06187 | SCHUCO USA |  | 185 | 44 | 159 | 18 |  | Solar | FIXED | Roof
SRP06188 | SHARP | NT-188U1 | 240 | 27 | 190 | 18 |  | Solar | FIXED | Roof
SRP06189 | UNKNOWN | UNKNOWN | 240 | 312 | 158 | 10 |  | Solar | FIXED | Roof
SRP06190 | SHARP | ND-224UC1 | 240 | 29 | 207 | 15 |  | Solar | FIXED | Roof
SRP06191 | UNKNOWN | UNKNOWN | 240 | 403 | 205 | 10 |  | Solar | FIXED | Roof
SRP06192 | SOLARWORLD | SW185 MONO/T | 240 | 1204 | 197 | 10 |  | Solar | FIXED | Roof
SRP06193 | SANYO ELECTRIC | HIP-205BA5 | 220 | 16 | 141 | 27 |  | Solar | FIXED | Roof
SRP06195 | MATRIX SOLAR/PHOTOWATT | PW1650-175 | 230 | 36 | 207 | 40 |  | Solar | FIXED | Roof
SRP06197 | SOLARWORLD | SW185MONO | 245 | 16 | 97 | 25 |  | Solar | FIXED | Roof
SRP06197 | SOLARWORLD | SW185MONO | 245 | 16 | 187 | 18 |  | Solar | FIXED | Roof
SRP06197 | SOLARWORLD | SW185MONO | 245 | 16 | 277 | 25 |  | Solar | FIXED | Roof
SRP06198 | SUNPOWER | SPR-315E-WHT-U | 327 | 30 | 186 | 32 |  | Solar | FIXED | Roof
SRP06199 | ET SOLAR INDUSTRY | ET-P672275 | 275 | 30 | 128 | 33 |  | Solar | FIXED | Roof
SRP06200 | CHANGZHOU TRINA SOLAR ENERGY CO | TSM-185D | 230 | 11 | 120 | 24 |  | Solar | FIXED | Roof
SRP06200 | CHANGZHOU TRINA SOLAR ENERGY CO | TSM-185D | 230 | 14 | 220 | 34 |  | Solar | FIXED | Roof
SRP06201 | CHANGZHOU TRINA SOLAR ENERGY CO | TSM-185D | 230 | 33 | 253.8 | 33 |  | Solar | FIXED | Roof
SRP06202 | CHANGZHOU TRINA SOLAR ENERGY CO | TSM-185D | 230 | 33 | 168.9 | 18 |  | Solar | FIXED | Roof
SRP06203 | CHANGZHOU TRINA SOLAR ENERGY CO | TSM-185D | 230 | 10 | 130 | 22 |  | Solar | FIXED | Roof
SRP06203 | CHANGZHOU TRINA SOLAR ENERGY CO | TSM-185D | 230 | 12 | 221 | 22 |  | Solar | FIXED | Roof
SRP06204 | BAODING YINGLI NEW ENERGY RESOURCES CO | YL175(156) | 235 | 742 | 189 | 5 |  | Solar | FIXED | Roof
SRP06205 | MC SOLAR | BP970B | 240 | 44 | 180 | 30 |  | Solar | FIXED | Ground
SRP06206 | SUNPOWER | SPR-315E-WHT-U | 320 | 2772 | 180 | 20 |  | Solar | FIXED | Ground
SRP06207 | SUNTECH POWER | STP190-18/UB-1 | 190 | 12 | 104.3 | 30 |  | Solar | FIXED | Roof
SRP06207 | SUNTECH POWER | STP190S-18/UB-1 | 190 | 32 | 194.3 | 25 |  | Solar | FIXED | Roof
SRP06208 | SANYO ELECTRIC | HIP-205BA5 | 215 | 27 | 170 | 18 |  | Solar | FIXED | Roof
SRP06209 | MATRIX SOLAR/PHOTOWATT | PW1650-175 | 235 | 114 | 129 | 23 |  | Solar | FIXED | Roof
SRP06209 | MATRIX SOLAR/PHOTOWATT | PW1650-175 | 235 | 64 | 219 | 23 |  | Solar | FIXED | Roof
SRP06210 | CHANGZHOU TRINA SOLAR ENERGY CO | TSM-185D | 235 | 16 | 119.2 | 13 |  | Solar | FIXED | Roof
SRP06211 | SCHUCO USA | MPE 235 PS 09 | 235 | 42 | 155 | 8 |  | Solar | FIXED | Roof
SRP06211 | SCHUCO USA | MPE 235 PS 09 | 235 | 41 | 220 | 25 |  | Solar | FIXED | Roof
SRP06212 | SUNTECH POWER | STP190-18/UB-1 | 190 | 34 | 238.2 | 30 |  | Solar | FIXED | Roof
SRP06213 | MATRIX SOLAR/PHOTOWATT | PW1650-175 | 240 | 77 | 240 | 14 |  | Solar | FIXED | Roof
SRP06214 | CHANGZHOU TRINA SOLAR ENERGY CO | TSM-185D | 235 | 20 | 211.6 | 40 |  | Solar | FIXED | Roof
SRP06215 | CHANGZHOU TRINA SOLAR ENERGY CO | TSM-185D | 235 | 18 | 201.6 | 28 |  | Solar | FIXED | Roof
SRP06216 | CHANGZHOU TRINA SOLAR ENERGY CO | TSM-185D | 230 | 33 | 236 | 22 |  | Solar | FIXED | Roof
SRP06217 | KYOCERA SOLAR | KD210GX-L | 215 | 24 | 216 | 22 |  | Solar | FIXED | Roof
SRP06218 | CHANGZHOU TRINA SOLAR ENERGY CO | TSM-185D | 230 | 36 | 178 | 30 |  | Solar | FIXED | Roof
SRP06219 | BAODING YINGLI NEW ENERGY RESOURCES CO | YL175(156) | 235 | 15 | 128 | 14 |  | Solar | FIXED | Roof
SRP06219 | BAODING YINGLI NEW ENERGY RESOURCES CO | YL175(156) | 235 | 15 | 308 | 14 |  | Solar | FIXED | Roof
SRP06220 | CHANGZHOU TRINA SOLAR ENERGY CO | TSM-185D | 230 | 28 | 117 | 26 |  | Solar | FIXED | Roof
SRP06220 | CHANGZHOU TRINA SOLAR ENERGY CO | TSM-185D | 230 | 12 | 208 | 22 |  | Solar | FIXED | Roof
SRP06222 | KYOCERA SOLAR | KD210GX-L | 215 | 21 | 143 | 40 |  | Solar | FIXED | Roof
SRP06223 | MATRIX SOLAR/PHOTOWATT | PW1650-175 | 185 | 27 | 170 | 18.5 |  | Solar | FIXED | Roof
SRP06224 | MATRIX SOLAR/PHOTOWATT | PW1650-175 | 185 | 24 | 170 | 18.5 |  | Solar | FIXED | Roof
SRP06225 | BAODING YINGLI NEW ENERGY RESOURCES CO | 110(17)P1447X663 | 235 | 39 | 175 | 22 |  | Solar | FIXED | Roof
SRP06225 | BAODING YINGLI NEW ENERGY RESOURCES CO | 110(17)P1447X663 | 235 | 39 | 210 | 22 |  | Solar | FIXED | Roof
SRP06225 | BAODING YINGLI NEW ENERGY RESOURCES CO | 110(17)P1447X663 | 235 | 65 | 213 | 18 |  | Solar | FIXED | Roof
SRP06225 | BAODING YINGLI NEW ENERGY RESOURCES CO | 110(17)P1447X663 | 235 | 39 | 213 | 22 |  | Solar | FIXED | Roof
SRP06225 | BAODING YINGLI NEW ENERGY RESOURCES CO | 110(17)P1447X663 | 235 | 39 | 255 | 22 |  | Solar | FIXED | Roof
SRP06226 | KYOCERA SOLAR | KD210GX-LP | 235 | 100 | 135 | 38 |  | Solar | FIXED | Roof
SRP06226 | KYOCERA SOLAR | KD210GX-LP | 235 | 65 | 294 | 23 |  | Solar | FIXED | Roof
SRP06227 | CHANGZHOU TRINA SOLAR ENERGY CO | TSM-185D | 240 | 507 | 194 | 10 |  | Solar | FIXED | Roof
SRP06228 | SOLYNDRA | SL-001-150U | 245 | 9 | 217.8 | 21 |  | Solar | FIXED | Roof
SRP06228 | SOLYNDRA | SL-002-182U | 245 | 23 | 217.8 | 24 |  | Solar | FIXED | Roof
SRP06228 | SOLYNDRA | SL-002-182U | 245 | 4 | 217.8 | 30 |  | Solar | FIXED | Roof
SRP06229 | SHARP | NT-188U1 | 240 | 14 | 168 | 27 |  | Solar | FIXED | Roof
SRP06230 | SANYO ELECTRIC | HIP-200BA3 | 225 | 21 | 176 | 23 |  | Solar | FIXED | Roof
SRP06231 | CHANGZHOU TRINA SOLAR ENERGY CO | TSM-185D | 235 | 24 | 172.6 | 28 |  | Solar | FIXED | Roof
SRP06232 | CHANGZHOU TRINA SOLAR ENERGY CO | TSM-185D | 235 | 39 | 170.3 | 30 |  | Solar | FIXED | Roof
SRP06233 | SUNTECH POWER | STP180-24/AB-1 | 185 | 26 | 224.4 | 35 |  | Solar | FIXED | Roof
SRP06234 | SHARP | NT-188U1 | 235 | 30 | 231.3 | 31 |  | Solar | FIXED | Roof
SRP06237 | SUNPOWER | SPR-230-WHT-U | 240 | 50 | 200 | 31 |  | Solar | FIXED | Roof
SRP06238 | SOLARWORLD | SW185MONO | 255 | 216 | 197 | 10 |  | Solar | FIXED | Roof
SRP06240 | SUNPOWER | SPR-230-WHT-U | 235 | 22 | 178 | 21 |  | Solar | FIXED | Ground
SRP06242 | ET SOLAR INDUSTRY | ET-P654185 | 185 | 18 | 146 | 30 |  | Solar | FIXED | Roof
SRP06242 | ET SOLAR INDUSTRY | ET-P654185 | 185 | 12 | 146 | 45 |  | Solar | FIXED | Roof
SRP06242 | ET SOLAR INDUSTRY | ET-P654185 | 185 | 20 | 236 | 34 |  | Solar | FIXED | Roof
SRP06243 | MATRIX SOLAR/PHOTOWATT | PW1650-175 | 240 | 122 | 206 | 17.5 |  | Solar | FIXED | Roof
SRP06245 | SUNPOWER | SPR-225-BLK-U | 225 | 48 | 152 | 34 |  | Solar | FIXED | Roof
SRP06246 | SUNPOWER | SPR-230-WHT-U | 230 | 25 | 53 | 14 |  | Solar | FIXED | Roof
SRP06246 | SUNPOWER | SPR-230-WHT-U | 230 | 10 | 143 | 27 |  | Solar | FIXED | Roof
SRP06246 | SUNPOWER | SPR-230-WHT-U | 230 | 4 | 143 | 28 |  | Solar | FIXED | Roof
SRP06246 | SUNPOWER | SPR-230-WHT-U | 230 | 9 | 143 | 29 |  | Solar | FIXED | Roof
SRP06247 | CHANGZHOU TRINA SOLAR ENERGY CO | TSM-185D | 235 | 30 | 135.3 | 30 |  | Solar | FIXED | Roof
SRP06247 | CHANGZHOU TRINA SOLAR ENERGY CO | TSM-185D | 235 | 8 | 225.3 | 30 |  | Solar | FIXED | Roof
SRP06250 | CONERGY AG | S 175MU | 235 | 6 | 70 | 32.6 |  | Solar | FIXED | Roof
SRP06250 | CONERGY AG | S 175MU | 235 | 16 | 160.3 | 24.7 |  | Solar | FIXED | Roof
SRP06252 | ET SOLAR INDUSTRY | ET-P654220 | 235 | 33 | 192 | 30 |  | Solar | FIXED | Roof
SRP06252 | ET SOLAR INDUSTRY | ET-P654220 | 235 | 10 | 192 | 37 |  | Solar | FIXED | Roof
SRP06253 | KYOCERA SOLAR | KD210GX-LP | 210 | 6 | 155 | 26 |  | Solar | FIXED | Roof
SRP06253 | KYOCERA SOLAR | KD210GX-LP | 210 | 20 | 155 | 28 |  | Solar | FIXED | Roof
SRP06254 | CHANGZHOU TRINA SOLAR ENERGY CO | TSM-185D | 235 | 48 | 110 | 30 |  | Solar | FIXED | Roof
SRP06255 | SUNTECH POWER | STP210-18/UB-1 | 240 | 118 | 199 | 10 |  | Solar | FIXED | Roof
SRP06256 | SOLON AG FUER SOLARTECHNIK | P250/6+/01 250WP | 245 | 62 | 179.8 | 30 |  | Solar | FIXED | Ground
SRP06257 | CHANGZHOU TRINA SOLAR ENERGY CO | TSM-185D | 235 | 22 | 203.1 | 25 |  | Solar | FIXED | Roof
SRP06258 | BAODING YINGLI NEW ENERGY RESOURCES CO | 110(17)P1447X663 | 235 | 742 | 185 | 10 |  | Solar | FIXED | Roof
SRP06259 | BAODING YINGLI NEW ENERGY RESOURCES CO | 110(17)P1447X663 | 235 | 143 | 214 | 10 |  | Solar | FIXED | Roof
SRP06260 | SUNTECH POWER | STP180S-24/AB-1 | 185 | 50 | 178.6 | 25 |  | Solar | FIXED | Roof
SRP06261 | SUNPOWER | SPR-230-WHT-U | 240 | 60 | 150 | 10 |  | Solar | FIXED | Ground
SRP06262 | SUNTECH POWER | STP190S-18/UB-1 | 190 | 39 | 232 | 26 |  | Solar | FIXED | Roof
SRP06263 | CHANGZHOU TRINA SOLAR ENERGY CO | TSM-185D | 240 | 56 | 172 | 19 |  | Solar | FIXED | Roof
SRP06264 | CEEG (SHANGHAI) SOLAR SCIENCE AND TECHNOLOGY CO | SST 190-72M | 250 | 30 | 185 | 35 |  | Solar | FIXED | Roof
SRP06265 | BP SOLAR | BP3170N | 215 | 11 | 220 | 24 |  | Solar | FIXED | Roof
SRP06265 | BP SOLAR | BP3150B | 215 | 11 | 220 | 40 |  | Solar | FIXED | Roof
SRP06266 | SANYO ELECTRIC | HIP-205BA5 | 220 | 32 | 198 | 10 |  | Solar | FIXED | Roof
SRP06268 | SANYO ELECTRIC | HIP-205BA5 | 220 | 5 | 90 | 25 |  | Solar | FIXED | Roof
SRP06268 | SANYO ELECTRIC | HIP-200BA19 | 220 | 7 | 90 | 33 |  | Solar | FIXED | Roof
SRP06268 | SANYO ELECTRIC | HIP-200BA19 | 220 | 28 | 180 | 25 |  | Solar | FIXED | Roof
SRP06269 | SOLARWORLD | SW185MONO | 240 | 288 | 127 | 25 |  | Solar | FIXED | Roof
SRP06269 | SOLARWORLD | SW185MONO | 240 | 190 | 217 | 25 |  | Solar | FIXED | Roof
SRP06270 | KYOCERA SOLAR | KD210GX-LP | 240 | 4284 | 180 | 27 |  | Solar | FIXED | Ground
SRP06271 | HANWHA SOLARONE (QIDONG) | SF220-30-P235 | 235 | 845 | 204 | 10 |  | Solar | FIXED | Roof
SRP06272 | SOLARWORLD | SW185MONO | 240 | 435 | 117 | 25 |  | Solar | FIXED | Roof
SRP06273 | SOLAR POWER (SPI) | SP205FP12 | 235 | 312 | 195 | 5 |  | Solar | FIXED | Roof
SRP06275 | SCHUCO USA |  | 255 | 11 | 153 | 20 |  | Solar | FIXED | Roof
SRP06275 | SCHUCO USA |  | 255 | 80 | 153 | 48 |  | Solar | FIXED | Roof
SRP06275 | SCHUCO USA |  | 255 | 10 | 243 | 20 |  | Solar | FIXED | Roof
SRP06276 | SUNPOWER | SPR-230-WHT-U | 240 | 144 | 150 | 30 |  | Solar | FIXED | Ground
SRP06277 | SCHUCO USA |  | 255 | 14 | 153 | 20 |  | Solar | FIXED | Roof
SRP06279 | AXITEC | AC-230M/156-60S | 230 | 1617 | 138 | 20 |  | Solar | FIXED | Roof
SRP06281 | SUNTECH POWER | STP180S-24/AB-1 | 185 | 48 | 240 | 40 |  | Solar | FIXED | Roof
SRP06282 | SUNTECH POWER | STP180S-24/AB-1 | 185 | 22 | 123 | 33 |  | Solar | FIXED | Roof
SRP06283 | SHARP | NT-188U1 | 235 | 24 | 215 | 27 |  | Solar | FIXED | Roof
SRP06285 | UNKNOWN | UNKNOWN | 230 | 130 | 180 | 10 |  | Solar | FIXED | Roof
SRP06287 | UNKNOWN | UNKNOWN | 230 | 338 | 133 | 8 |  | Solar | FIXED | Roof
SRP06288 | UNKNOWN | UNKNOWN | 230 | 168 | 201 | 9 |  | Solar | FIXED | Roof
SRP06289 | UNKNOWN | UNKNOWN | 230 | 130 | 147 | 10 |  | Solar | FIXED | Roof
SRP06290 | SPIRE SOLAR | SSC85 | 120 | 91 | 146 | 30 |  | Solar | FIXED | Roof
SRP06292 | UNKNOWN | UNKNOWN | 230 | 130 | 214 | 10 |  | Solar | FIXED | Roof
SRP06295 | UNKNOWN | UNKNOWN | 230 | 78 | 150 | 10 |  | Solar | FIXED | Roof
SRP06295 | UNKNOWN | UNKNOWN | 230 | 104 | 208 | 10 |  | Solar | FIXED | Roof
SRP06296 | UNKNOWN | UNKNOWN | 230 | 104 | 172 | 10 |  | Solar | FIXED | Roof
SRP06297 | UNKNOWN | UNKNOWN | 230 | 221 | 134 | 9 |  | Solar | FIXED | Roof
SRP06298 | UNKNOWN | UNKNOWN | 230 | 72 | 218 | 10 |  | Solar | FIXED | Roof
SRP06299 | SANYO ELECTRIC | HIP-205BA5 | 225 | 90 | 172 | 5 |  | Solar | FIXED | Roof
SRP06300 | UNKNOWN | UNKNOWN | 230 | 66 | 193 | 10 |  | Solar | FIXED | Roof
SRP06301 | MATRIX SOLAR/PHOTOWATT | PW1650-175 | 230 | 117 | 197 | 11 |  | Solar | FIXED | Roof
SRP06302 | UNKNOWN | UNKNOWN | 230 | 140 | 195 | 10 |  | Solar | FIXED | Roof
SRP06303 | MATRIX SOLAR/PHOTOWATT | PW1650-175 | 230 | 208 | 183 | 10 |  | Solar | FIXED | Roof
SRP06304 | UNKNOWN | UNKNOWN | 230 | 156 | 225 | 19 |  | Solar | FIXED | Roof
SRP06305 | UNKNOWN | UNKNOWN | 230 | 130 | 158 | 10 |  | Solar | FIXED | Roof
SRP06306 | BAODING YINGLI NEW ENERGY RESOURCES CO | YL175(156) | 235 | 4 | 125 | 40 |  | Solar | FIXED | Roof
SRP06306 | BAODING YINGLI NEW ENERGY RESOURCES CO | YL175(156) | 235 | 13 | 215 | 30 |  | Solar | FIXED | Roof
SRP06307 | UNKNOWN | UNKNOWN | 230 | 90 | 170 | 10 |  | Solar | FIXED | Roof
SRP06308 | BAODING YINGLI NEW ENERGY RESOURCES CO | YL175(156) | 235 | 21 | 240 | 30 |  | Solar | FIXED | Roof
SRP06309 | BAODING YINGLI NEW ENERGY RESOURCES CO | YL175(156) | 235 | 10 | 125 | 35 |  | Solar | FIXED | Roof
SRP06309 | BAODING YINGLI NEW ENERGY RESOURCES CO | YL175(156) | 235 | 8 | 215 | 35 |  | Solar | FIXED | Roof
SRP06310 | BAODING YINGLI NEW ENERGY RESOURCES CO | YL175(156) | 235 | 14 | 215 | 20 |  | Solar | FIXED | Roof
SRP06311 | SUNTECH POWER | STP21018 | 245 | 11 | 128 | 23 |  | Solar | FIXED | Roof
SRP06311 | SUNTECH POWER | STP21018 | 245 | 25 | 218 | 23 |  | Solar | FIXED | Roof
SRP06312 | CHANGZHOU TRINA SOLAR ENERGY CO | TSM-185D | 230 | 33 | 204 | 23 |  | Solar | FIXED | Roof
SRP06313 | SUNPOWER | SPR-225-BLK-U | 225 | 32 | 194 | 40 |  | Solar | FIXED | Roof
SRP06314 | CANADIAN SOLAR | CS6P-230 | 295 | 1628 | 208 | 5 |  | Solar | FIXED | Roof
SRP06315 | REC SCANMODULE | SCM230 | 185 | 32 | 187 | 17 |  | Solar | FIXED | Roof
SRP06317 | SUNPOWER | SPR-230-WHT-U | 238 | 35 | 125 | 27 |  | Solar | FIXED | Roof
SRP06318 | CHANGZHOU TRINA SOLAR ENERGY CO | TSM-185D | 230 | 30 | 163 | 34 |  | Solar | FIXED | Roof
SRP06319 | CANADIAN SOLAR | CS6P-230 | 235 | 11 | 80 | 30 |  | Solar | FIXED | Roof
SRP06319 | CANADIAN SOLAR | CS6P-230 | 235 | 8 | 170 | 27 |  | Solar | FIXED | Roof
SRP06319 | CANADIAN SOLAR | CS6P-230 | 235 | 11 | 260 | 30 |  | Solar | FIXED | Roof
SRP06321 | ISOFOTON | I-100/12 | 225 | 18 | 164 | 20 |  | Solar | FIXED | Roof
SRP06321 | ISOFOTON | I-100/12 | 225 | 9 | 254 | 45 |  | Solar | FIXED | Roof
SRP06323 | SUNPOWER | SPR-225-BLK-U | 225 | 56 | 132 | 30 |  | Solar | FIXED | Roof
SRP06323 | SUNPOWER | SPR-225-BLK-U | 225 | 23 | 222 | 45 |  | Solar | FIXED | Roof
SRP06324 | NINGBO SOLAR ELECTRIC POWER | TDB125X125-72-P 175W | 280 | 88 | 114 | 30 |  | Solar | FIXED | Roof
SRP06324 | NINGBO SOLAR ELECTRIC POWER | TDB125X125-72-P 175W | 280 | 66 | 204 | 30 |  | Solar | FIXED | Roof
SRP06325 | ISOFOTON | I-100/12 | 225 | 49 | 146 | 17 |  | Solar | FIXED | Roof
SRP06326 | SUNTECH POWER | STP280-24/VD | 280 | 400 | 184 | 20 |  | Solar | FIXED | Ground
SRP06327 | CONERGY AG | S 175MU | 235 | 42 | 106 | 27 |  | Solar | FIXED | Roof
SRP06329 | SOLARWORLD | SW185MONO | 235 | 812 | 157.8 | 10 |  | Solar | FIXED | Roof
SRP06330 | BAODING YINGLI NEW ENERGY RESOURCES CO | YL175(156) | 230 | 9 | 119 | 33 |  | Solar | FIXED | Roof
SRP06330 | BAODING YINGLI NEW ENERGY RESOURCES CO | YL175(156) | 230 | 3 | 119 | 38 |  | Solar | FIXED | Roof
SRP06330 | BAODING YINGLI NEW ENERGY RESOURCES CO | YL175(156) | 230 | 36 | 209 | 33 |  | Solar | FIXED | Roof
SRP06330 | BAODING YINGLI NEW ENERGY RESOURCES CO | YL175(156) | 230 | 3 | 209 | 38 |  | Solar | FIXED | Roof
SRP06331 | SUNTECH POWER | STP180S-24/AB-1 | 185 | 21 | 205 | 5 |  | Solar | FIXED | Roof
SRP06331 | SUNTECH POWER | STP190S-18/UB-1 | 185 | 14 | 205 | 25 |  | Solar | FIXED | Roof
SRP06331 | SUNTECH POWER | STP180S-24/AB-1 | 185 | 6 | 205 | 35 |  | Solar | FIXED | Roof
SRP06332 | CHANGZHOU TRINA SOLAR ENERGY CO | TSM-185D | 230 | 20 | 189 | 26 |  | Solar | FIXED | Roof
SRP06334 | SUNPOWER | SPR-315E-WHT-U | 327 | 6696 | 146 | 5 |  | Solar | FIXED | Roof
SRP06335 | CHANGZHOU TRINA SOLAR ENERGY CO | TSM-185D | 240 | 737 | 220 | 10 |  | Solar | FIXED | Roof
SRP06336 | SUNPOWER | SPR-315E-WHT-U | 327 | 13064 | 180 | 0 |  | Solar | FIXED | Ground
SRP06336 | SUNPOWER | SPR-315E-WHT-U | 327 | 3464 | 180 | 25 |  | Solar | FIXED | Ground
SRP06338 | CANADIAN SOLAR | CS6P-230 | 230 | 299 | 205 | 10 |  | Solar | FIXED | Roof
SRP06339 | CANADIAN SOLAR | CS6P-230 | 230 | 65 | 180 | 10 |  | Solar | FIXED | Roof
SRP06340 | SUNPOWER | SPR-300E-WHT-U | 308 | 256 | 193 | 5 |  | Solar | FIXED | Roof
SRP06341 | SUNPOWER | SPR-305-WHT-U | 308 | 256 | 195 | 5 |  | Solar | FIXED | Roof
SRP06343 | SILIKEN MANUFACTURING USA | SLK60P6L 233 WP | 235 | 120 | 180 | 32 |  | Solar | FIXED | Roof
SRP06344 | SCHUCO USA |  | 185 | 29 | 220 | 5 |  | Solar | FIXED | Roof
SRP06345 | BAODING YINGLI NEW ENERGY RESOURCES CO | YL175(156) | 280 | 13266 | 175 | 0 |  | Solar | FIXED | Ground
SRP06346 | CHANGZHOU TRINA SOLAR ENERGY CO | TSM-185D | 235 | 16 | 200 | 18 |  | Solar | FIXED | Roof
SRP06347 | SOLARWORLD | SW185MONO | 255 | 26 | 197 | 30 |  | Solar | FIXED | Roof
SRP06348 | SOLAR POWER (SPI) | SP205FP12 | 230 | 57 | 123 | 18.4 |  | Solar | FIXED | Roof
SRP06349 | SOLARWORLD | SW185MONO | 250 | 35 | 231 | 30 |  | Solar | FIXED | Roof
SRP06350 | SANYO ELECTRIC | HIP-205BA5 | 225 | 7 | 171 | 27 |  | Solar | FIXED | Roof
SRP06350 | SANYO ELECTRIC | HIP-205BA5 | 225 | 28 | 261 | 39 |  | Solar | FIXED | Roof
SRP06351 | SUNPOWER | SPR-225-BLK-U | 225 | 9 | 178 | 35 |  | Solar | FIXED | Roof
SRP06351 | SUNPOWER | SPR-225-BLK-U | 225 | 20 | 178 | 35 |  | Solar | FIXED | Roof
SRP06352 | SCHUCO USA |  | 185 | 40 | 154 | 30 |  | Solar | FIXED | Roof
SRP06353 | CHANGZHOU TRINA SOLAR ENERGY CO | TSM-185D | 235 | 15 | 205 | 23 |  | Solar | FIXED | Roof
SRP06354 | SANYO ELECTRIC | HIP-205BA5 | 220 | 48 | 113 | 20 |  | Solar | FIXED | Roof
SRP06354 | SANYO ELECTRIC | HIP-205BA5 | 220 | 152 | 203 | 20 |  | Solar | FIXED | Roof
SRP06355 | SUNPOWER | SPR-230-WHT-U | 240 | 44 | 250 | 30 |  | Solar | FIXED | Roof
SRP06356 | SCHUCO USA |  | 230 | 54 | 180 | 35 |  | Solar | FIXED | Pole
SRP06357 | SUNPOWER | SPR-225-BLK-U | 225 | 36 | 152 | 33 |  | Solar | FIXED | Roof
SRP06358 | CHANGZHOU TRINA SOLAR ENERGY CO | TSM-185D | 235 | 10 | 202 | 26 |  | Solar | FIXED | Roof
SRP06359 | BAODING YINGLI NEW ENERGY RESOURCES CO | YL175(156) | 230 | 30 | 177 | 26 |  | Solar | FIXED | Roof
SRP06360 | CHANGZHOU TRINA SOLAR ENERGY CO | TSM-185D | 235 | 50 | 219 | 30 |  | Solar | FIXED | Roof
SRP06361 | CHANGZHOU TRINA SOLAR ENERGY CO | TSM-185D | 235 | 2128 | 212 | 10 |  | Solar | FIXED | Roof
SRP06361 | SOLARWORLD | SW185MONO | 240 | 2086 | 212 | 10 |  | Solar | FIXED | Roof
SRP06362 | CHANGZHOU TRINA SOLAR ENERGY CO | TSM-185D | 235 | 39 | 174 | 26 |  | Solar | FIXED | Roof
SRP06363 | CANADIAN SOLAR | CS4C-100 | 235 | 28 | 151 | 28 |  | Solar | FIXED | Roof
SRP06365 | SUNTECH POWER | STP210S-18/UB-1 | 245 | 180 | 200 | 30 |  | Solar | FIXED | Roof
SRP06366 | CHANGZHOU TRINA SOLAR ENERGY CO | TSM-185D | 235 | 26 | 185 | 26 |  | Solar | FIXED | Roof
SRP06367 | SANYO ELECTRIC | HIP-205BA5 | 220 | 40 | 201 | 30 |  | Solar | FIXED | Roof
SRP06368 | CHANGZHOU TRINA SOLAR ENERGY CO | TSM-185D | 235 | 39 | 180 | 26 |  | Solar | FIXED | Roof
SRP06369 | BP SOLAR | BP175 I | 215 | 18 | 203 | 20 |  | Solar | FIXED | Roof
SRP06370 | TRINA SOLAR | TSM-235PA05 | 235 | 24 | 180 | 7 |  | Solar | FIXED | Roof
SRP06370 | TRINA SOLAR | TSM-235PA05 | 235 | 17 | 180 | 23 |  | Solar | FIXED | Roof
SRP06371 | SUNTECH POWER | STP190S-18/UB-1 | 190 | 33 | 151.7 | 30 |  | Solar | FIXED | Roof
SRP06372 | BAODING YINGLI NEW ENERGY RESOURCES CO | YL175(156) | 235 | 280 | 170 | 4 |  | Solar | FIXED | Roof
SRP06374 | CHANGZHOU TRINA SOLAR ENERGY CO | TSM-185D | 235 | 20 | 184 | 41 |  | Solar | FIXED | Roof
SRP06375 | BAODING YINGLI NEW ENERGY RESOURCES CO | YL175(156) | 235 | 224 | 170 | 4 |  | Solar | FIXED | Roof
SRP06377 | SUNTECH POWER | STP180S-24/AB-1 | 185 | 35 | 135.5 | 32 |  | Solar | FIXED | Roof
SRP06377 | SUNTECH POWER | STP180S-24/AB-1 | 185 | 15 | 225.5 | 32 |  | Solar | FIXED | Roof
SRP06379 | BP SOLAR |  | 215 | 22 | 205 | 45 |  | Solar | FIXED | Roof
SRP06381 | BP SOLAR |  | 215 | 32 | 216 | 27 |  | Solar | FIXED | Roof
SRP06382 | SUNPOWER | PL-AP-65 | 320 | 28 | 180 | 35 |  | Solar | FIXED | Ground
SRP06383 | MATRIX SOLAR/PHOTOWATT | PW1650-175 | 240 | 468 | 180 | 15 |  | Solar | FIXED | Ground
SRP06384 | MATRIX SOLAR/PHOTOWATT | PW1650-175 | 240 | 48 | 180 | 25 |  | Solar | FIXED | Ground
SRP06385 | SUNTECH POWER | STP190S-18/UB-1 | 190 | 54 | 214.1 | 30 |  | Solar | FIXED | Roof
SRP06386 | CHANGZHOU TRINA SOLAR ENERGY CO | TSM-185D | 235 | 9 | 174.2 | 27 |  | Solar | FIXED | Roof
SRP06386 | CHANGZHOU TRINA SOLAR ENERGY CO | TSM-185D | 235 | 25 | 264.2 | 27 |  | Solar | FIXED | Roof
SRP06387 | CHANGZHOU TRINA SOLAR ENERGY CO | TSM-185D | 240 | 39 | 252 | 30 |  | Solar | FIXED | Roof
SRP06388 | CHANGZHOU TRINA SOLAR ENERGY CO | TSM-185D | 235 | 42 | 165.2 | 30 |  | Solar | FIXED | Roof
SRP06389 | SUNTECH POWER | STP190-18/UB-1 | 190 | 34 | 183.3 | 25 |  | Solar | FIXED | Roof
SRP06390 | CHANGZHOU TRINA SOLAR ENERGY CO | TSM-185D | 235 | 36 | 133 | 22 |  | Solar | FIXED | Roof
SRP06391 | SUNTECH POWER | STP190-18/UB-1 | 190 | 46 | 157.4 | 35 |  | Solar | FIXED | Roof
SRP06392 | CHANGZHOU TRINA SOLAR ENERGY CO | TSM-185D | 240 | 42 | 145 | 25 |  | Solar | FIXED | Roof
SRP06393 | SUNTECH POWER | STP200-18/UB-1 | 205 | 24 | 168.9 | 32 |  | Solar | FIXED | Roof
SRP06394 | SUNTECH POWER | STP190-18/UB-1 | 190 | 32 | 158.7 | 19 |  | Solar | FIXED | Roof
SRP06395 | CHANGZHOU TRINA SOLAR ENERGY CO | TSM-185D | 230 | 20 | 235.5 | 40 |  | Solar | FIXED | Roof
SRP06396 | SHARP | ND-62RU1 | 240 | 41 | 151 | 20 |  | Solar | FIXED | Roof
SRP06399 | BP SOLAR | BP175 B | 215 | 20 | 188 | 20 |  | Solar | FIXED | Roof
SRP06400 | BP SOLAR | BP175 B | 215 | 10 | 188 | 20 |  | Solar | FIXED | Roof
SRP06401 | SCHUCO USA |  | 180 | 60 | 130 | 29 |  | Solar | FIXED | Roof
SRP06402 | BAODING YINGLI NEW ENERGY RESOURCES CO | YL175(156) | 235 | 20 | 191 | 22 |  | Solar | FIXED | Roof
SRP06404 | KYOCERA SOLAR | KD210GX-LP | 215 | 4 | 172 | 14 |  | Solar | FIXED | Roof
SRP06404 | KYOCERA SOLAR | KD210GX-LP | 215 | 24 | 172 | 20 |  | Solar | FIXED | Roof
SRP06405 | SUNTECH POWER | STP200-18/UB-1 | 200 | 22 | 111 | 26 |  | Solar | FIXED | Roof
SRP06406 | SUNTECH POWER | STP180-24/AB-1 | 190 | 56 | 180 | 34 |  | Solar | FIXED | Roof
SRP06408 | SUNTECH POWER | STP180-24/AB-1 | 175 | 39 | 137 | 35 |  | Solar | FIXED | Roof
SRP06412 | ISOFOTON | I-100/12 | 225 | 45 | 180 | 35 |  | Solar | FIXED | Ground
SRP06414 | ISOFOTON | I-100/12 | 225 | 36 | 196 | 20 |  | Solar | FIXED | Roof
SRP06416 | SOLARWORLD | SW185MONO | 235 | 504 | 202 | 10 |  | Solar | FIXED | Roof
SRP06417 | SOLAR POWER (SPI) | SP205FP12 | 235 | 863 | 188 | 10 |  | Solar | FIXED | Roof
SRP06417 | SOLAR POWER (SPI) | SP205FP12 | 240 | 1057 | 188 | 10 |  | Solar | FIXED | Roof
SRP06423 | SOLARWORLD | SW185 MONO/T | 245 | 18 | 156 | 33 |  | Solar | FIXED | Roof
SRP06423 | SOLARWORLD | SW185 MONO/T | 245 | 18 | 156 | 40 |  | Solar | FIXED | Roof
SRP06424 | MATRIX SOLAR/PHOTOWATT | PW750-70 | 240 | 19 | 151 | 23 |  | Solar | FIXED | Roof
SRP06426 | UNKNOWN | UNKNOWN | 230 | 325 | 196 | 10 |  | Solar | FIXED | Roof
SRP06427 | REC SCANMODULE | SCM230 | 230 | 108 | 180 | 30 |  | Solar | FIXED | Ground
SRP06428 | ISOFOTON | I-140 R /24 | 225 | 40 | 222 | 35 |  | Solar | FIXED | Roof
SRP06429 | SUNPOWER | SPR-230-WHT-U | 240 | 88 | 180 | 30 |  | Solar | FIXED | Ground
SRP06431 | CHANGZHOU TRINA SOLAR ENERGY CO | TSM-185D | 235 | 39 | 128 | 34 |  | Solar | FIXED | Roof
SRP06432 | SUNTECH POWER | STP190-18/UB-1 | 190 | 12 | 87.6 | 35 |  | Solar | FIXED | Roof
SRP06432 | SUNTECH POWER | STP190-18/UB-1 | 190 | 28 | 177.6 | 15 |  | Solar | FIXED | Roof
SRP06432 | SUNTECH POWER | STP190-18/UB-1 | 190 | 36 | 177.6 | 35 |  | Solar | FIXED | Roof
SRP06433 | CHANGZHOU TRINA SOLAR ENERGY CO | TSM-185D | 235 | 14 | 218.9 | 8 |  | Solar | FIXED | Roof
SRP06433 | CHANGZHOU TRINA SOLAR ENERGY CO | TSM-185D | 235 | 28 | 218.9 | 25 |  | Solar | FIXED | Roof
SRP06434 | SUNPOWER |  | 240 | 59 | 180 | 37 |  | Solar | FIXED | Roof
SRP06435 | SHARP | ND-224U2 | 240 | 936 | 199 | 10 |  | Solar | FIXED | Roof
SRP06436 | SHARP | NE-170UC1 | 224 | 120 | 178 | 18 |  | Solar | FIXED | Roof
SRP06437 | SCHUCO USA |  | 185 | 22 | 95 | 32 |  | Solar | FIXED | Roof
SRP06437 | SCHUCO USA |  | 185 | 32 | 275 | 33 |  | Solar | FIXED | Roof
SRP06438 | MATRIX SOLAR/PHOTOWATT | PW1650-175 | 235 | 1976 | 180 | 25 |  | Solar | FIXED | Ground
SRP06439 | KYOCERA SOLAR | KD210GX-LP | 235 | 26 | 165 | 21 |  | Solar | FIXED | Roof
SRP06440 | CHANGZHOU TRINA SOLAR ENERGY CO | TSM-185D | 230 | 35 | 217 | 30 |  | Solar | FIXED | Roof
SRP06441 | CHANGZHOU TRINA SOLAR ENERGY CO | TSM-185D | 230 | 24 | 115 | 22 |  | Solar | FIXED | Roof
SRP06441 | CHANGZHOU TRINA SOLAR ENERGY CO | TSM-185D | 230 | 16 | 205 | 40 |  | Solar | FIXED | Roof
SRP06442 | CHANGZHOU TRINA SOLAR ENERGY CO | TSM-185D | 230 | 26 | 136 | 34 |  | Solar | FIXED | Roof
SRP06443 | CANADIAN SOLAR | CS6P-230 | 230 | 312 | 127 | 5 |  | Solar | FIXED | Roof
SRP06443 | CANADIAN SOLAR | CS6P-230 | 235 | 144 | 127 | 5 |  | Solar | FIXED | Roof
SRP06444 | ET SOLAR INDUSTRY | ET-P672230 | 230 | 8 | 180 | 33 |  | Solar | FIXED | Roof
SRP06444 | ET SOLAR INDUSTRY | ET-P672230 | 230 | 16 | 270 | 28 |  | Solar | FIXED | Roof
SRP06445 | SUNPOWER | SPR-315E-WHT-U | 327 | 30 | 162 | 18 |  | Solar | FIXED | Roof
SRP06446 | MATRIX SOLAR/PHOTOWATT | PW1250-135 | 240 | 8 | 239 | 23 |  | Solar | FIXED | Roof
SRP06446 | MATRIX SOLAR/PHOTOWATT | PW1650-175 | 240 | 14 | 239 | 24 |  | Solar | FIXED | Roof
SRP06447 | CHANGZHOU TRINA SOLAR ENERGY CO | TSM-185D | 240 | 36 | 186 | 5 |  | Solar | FIXED | Roof
SRP06449 | MATRIX SOLAR/PHOTOWATT | PW1650-175 | 240 | 72 | 177 | 25 |  | Solar | FIXED | Ground
SRP06450 | BAODING YINGLI NEW ENERGY RESOURCES CO | YL175(156) | 230 | 26 | 218 | 30 |  | Solar | FIXED | Roof
SRP06451 | REC SCANMODULE | SCM230 | 240 | 13 | 110 | 30 |  | Solar | FIXED | Roof
SRP06451 | REC SCANMODULE | SCM230 | 240 | 13 | 200 | 30 |  | Solar | FIXED | Roof
SRP06452 | REC SCANMODULE | SCM230 | 240 | 12 | 210 | 32 |  | Solar | FIXED | Roof
SRP06452 | REC SCANMODULE | SCM230 | 240 | 24 | 210 | 35 |  | Solar | FIXED | Roof
SRP06453 | BP SOLAR | SX3200W | 215 | 18 | 167 | 27 |  | Solar | FIXED | Roof
SRP06454 | GE ENERGY | GEPVP-200-M | 225 | 7 | 195 | 25 |  | Solar | FIXED | Roof
SRP06454 | GE ENERGY | GEPVP-200-M | 225 | 23 | 195 | 25 |  | Solar | FIXED | Roof
SRP06455 | CHANGZHOU TRINA SOLAR ENERGY CO | TSM-185D | 230 | 26 | 122 | 21 |  | Solar | FIXED | Roof
SRP06456 | CHANGZHOU TRINA SOLAR ENERGY CO | TSM-185D | 230 | 24 | 114 | 23 |  | Solar | FIXED | Roof
SRP06458 | SUNTECH POWER | STP190S-18/UB-1 | 190 | 62 | 118.2 | 26 |  | Solar | FIXED | Roof
SRP06458 | SUNTECH POWER | STP190S-18/UB-1 | 190 | 10 | 208.2 | 43 |  | Solar | FIXED | Roof
SRP06459 | CHANGZHOU TRINA SOLAR ENERGY CO | TSM-185D | 230 | 28 | 175 | 22 |  | Solar | FIXED | Roof
SRP06460 | TRINA SOLAR | TSM-240PA05 | 240 | 36 | 102 | 23 |  | Solar | FIXED | Roof
SRP06461 | CHANGZHOU TRINA SOLAR ENERGY CO | TSM-185D | 230 | 25 | 178 | 20 |  | Solar | FIXED | Roof
SRP06462 | CHANGZHOU TRINA SOLAR ENERGY CO | TSM-185D | 230 | 7 | 106 | 38 |  | Solar | FIXED | Roof
SRP06462 | CHANGZHOU TRINA SOLAR ENERGY CO | TSM-185D | 230 | 13 | 109 | 14 |  | Solar | FIXED | Roof
SRP06462 | CHANGZHOU TRINA SOLAR ENERGY CO | TSM-185D | 230 | 7 | 220 | 18 |  | Solar | FIXED | Roof
SRP06463 | CONERGY AG | S 175MU | 235 | 36 | 171.8 | 17.6 |  | Solar | FIXED | Roof
SRP06464 | TRINA SOLAR | TSM-240PA05 | 240 | 14 | 99 | 23 |  | Solar | FIXED | Roof
SRP06464 | TRINA SOLAR | TSM-240PA05 | 240 | 3 | 184 | 30 |  | Solar | FIXED | Roof
SRP06465 | TRINA SOLAR | TSM-240PA05 | 240 | 14 | 99 | 23 |  | Solar | FIXED | Roof
SRP06465 | TRINA SOLAR | TSM-240PA05 | 240 | 17 | 261 | 23 |  | Solar | FIXED | Roof
SRP06466 | SUNPOWER | SPR-225-BLK-U | 225 | 2 | 189 | 27 |  | Solar | FIXED | Roof
SRP06467 | SCHUCO USA |  | 190 | 45 | 166 | 14 |  | Solar | FIXED | Roof
SRP06468 | TRINA SOLAR | TSM-240PA05 | 240 | 9 | 102 | 23 |  | Solar | FIXED | Roof
SRP06468 | TRINA SOLAR | TSM-240PA05 | 240 | 52 | 180 | 23 |  | Solar | FIXED | Roof
SRP06468 | TRINA SOLAR | TSM-240PA05 | 240 | 5 | 261 | 23 |  | Solar | FIXED | Roof
SRP06469 | BAODING YINGLI NEW ENERGY RESOURCES CO | YL175(156) | 235 | 28 | 167 | 33 |  | Solar | FIXED | Roof
SRP06470 | TRINA SOLAR | TSM-240PA05 | 240 | 34 | 185 | 24 |  | Solar | FIXED | Roof
SRP06471 | SCHOTT SOLAR | ASE-250DGF/50-230 | 230 | 50 | 180 | 35 |  | Solar | FIXED | Ground
SRP06472 | KYOCERA SOLAR | KD210GX-LP | 215 | 36 | 217 | 30 |  | Solar | FIXED | Roof
SRP06473 | BAODING YINGLI NEW ENERGY RESOURCES CO | 110(17)P1447X663 | 235 | 938 | 170 | 10 |  | Solar | FIXED | Roof
SRP06474 | CANADIAN SOLAR | CS6P-230 | 235 | 273 | 127 | 5 |  | Solar | FIXED | Roof
SRP06474 | CANADIAN SOLAR | CS6P-230 | 235 | 60 | 307 | 5 |  | Solar | FIXED | Roof
SRP06475 | CHANGZHOU TRINA SOLAR ENERGY CO | TSM-185D | 240 | 414 | 218 | 5 |  | Solar | FIXED | Roof
SRP06476 | CHANGZHOU TRINA SOLAR ENERGY CO | TSM-185D | 240 | 50 | 218 | 5 |  | Solar | FIXED | Roof
SRP06477 | CHANGZHOU TRINA SOLAR ENERGY CO | TSM-185D | 240 | 161 | 221 | 2.4 |  | Solar | FIXED | Roof
SRP06479 | CANADIAN SOLAR | CS6P-230 | 230 | 80 | 180 | 34 |  | Solar | FIXED | Ground
SRP06482 | CHANGZHOU TRINA SOLAR ENERGY CO | TSM-185D | 235 | 33 | 234 | 25 |  | Solar | FIXED | Roof
SRP06484 | SUNTECH POWER | STP190S-18/UB-1 | 190 | 36 | 175.9 | 34 |  | Solar | FIXED | Roof
SRP06486 | SUNTECH POWER | STP180S-24/AB-1 | 185 | 30 | 180 | 27 |  | Solar | FIXED | Roof
SRP06486 | SUNTECH POWER | STP180-24/AB-1 | 185 | 64 | 180 | 30 |  | Solar | FIXED | Ground
SRP06487 | SUNTECH POWER | STP190S-18/UB-1 | 190 | 28 | 115.6 | 35 |  | Solar | FIXED | Roof
SRP06487 | SUNTECH POWER | STP190S-18/UB-1 | 190 | 26 | 205.6 | 40 |  | Solar | FIXED | Roof
SRP06489 | BP SOLAR | BP3170N | 215 | 31 | 225 | 19 |  | Solar | FIXED | Roof
SRP06490 | CHANGZHOU TRINA SOLAR ENERGY CO | TSM-185D | 240 | 38 | 220.8 | 30 |  | Solar | FIXED | Roof
SRP06491 | ISOFOTON | I-94/24 | 227 | 2604 | 143 | 12.5 |  | Solar | FIXED | Roof
SRP06491 | ISOFOTON | I-94/24 | 230 | 7098 | 143 | 12.5 |  | Solar | FIXED | Roof
SRP06492 | SUNTECH POWER | STP190-18/UB-1 | 190 | 36 | 127.1 | 33 |  | Solar | FIXED | Roof
SRP06493 | SUNTECH POWER | STP190-18/UB-1 | 190 | 33 | 192 | 33 |  | Solar | FIXED | Roof
SRP06494 | CHANGZHOU TRINA SOLAR ENERGY CO | TSM-185D | 240 | 52 | 119 | 31 |  | Solar | FIXED | Roof
SRP06494 | CHANGZHOU TRINA SOLAR ENERGY CO | TSM-185D | 240 | 312 | 209 | 9 |  | Solar | FIXED | Roof
SRP06494 | CHANGZHOU TRINA SOLAR ENERGY CO | TSM-185D | 240 | 53 | 209 | 25 |  | Solar | FIXED | Roof
SRP06495 | MATRIX SOLAR/PHOTOWATT | PW1650-175 | 240 | 30 | 226 | 14 |  | Solar | FIXED | Roof
SRP06495 | MATRIX SOLAR/PHOTOWATT | PW1650-175 | 240 | 18 | 226 | 23 |  | Solar | FIXED | Roof
SRP06495 | MATRIX SOLAR/PHOTOWATT | PW1650-175 | 240 | 13 | 226 | 30 |  | Solar | FIXED | Roof
SRP06496 | NINGBO SOLAR ELECTRIC POWER | TDB125X125-72-P 175W | 280 | 66 | 155 | 20 |  | Solar | FIXED | Ground
SRP06496 | NINGBO SOLAR ELECTRIC POWER | TDB125X125-72-P 175W | 285 | 99 | 155 | 20 |  | Solar | FIXED | Ground
SRP06497 | SUNPOWER | SPR-230-WHT-U | 240 | 59 | 201 | 34 |  | Solar | FIXED | Roof
SRP06499 | ET SOLAR INDUSTRY | ET-P672240 | 245 | 9 | 150 | 40 |  | Solar | FIXED | Roof
SRP06499 | ET SOLAR INDUSTRY | ET-P672280 | 245 | 33 | 240 | 40 |  | Solar | FIXED | Roof
SRP06503 | SUNPOWER | SPR-230-WHT-U | 240 | 28 | 136 | 16 |  | Solar | FIXED | Roof
SRP06505 | CHANGZHOU TRINA SOLAR ENERGY CO | TSM-185D | 235 | 221 | 180 | 1 |  | Solar | FIXED | Roof
SRP06506 | MATRIX SOLAR/PHOTOWATT | PW1000-100 | 230 | 2545 | 209 | 10 |  | Solar | FIXED | Roof
SRP06507 | CHANGZHOU TRINA SOLAR ENERGY CO | TSM-185D | 230 | 14 | 107 | 26 |  | Solar | FIXED | Roof
SRP06507 | CHANGZHOU TRINA SOLAR ENERGY CO | TSM-185D | 230 | 26 | 197 | 26 |  | Solar | FIXED | Roof
SRP06508 | CHANGZHOU TRINA SOLAR ENERGY CO | TSM-185D | 230 | 26 | 192 | 25 |  | Solar | FIXED | Roof
SRP06509 | CHANGZHOU TRINA SOLAR ENERGY CO | TSM-185D | 230 | 33 | 202 | 29 |  | Solar | FIXED | Roof
SRP06510 | CHANGZHOU TRINA SOLAR ENERGY CO | TSM-185D | 230 | 28 | 245 | 22 |  | Solar | FIXED | Roof
SRP06511 | MATRIX SOLAR/PHOTOWATT | PW1650-175 | 230 | 533 | 209 | 10 |  | Solar | FIXED | Roof
SRP06512 | CHANGZHOU TRINA SOLAR ENERGY CO | TSM-185D | 230 | 22 | 125 | 27 |  | Solar | FIXED | Roof
SRP06512 | CHANGZHOU TRINA SOLAR ENERGY CO | TSM-185D | 230 | 14 | 215 | 27 |  | Solar | FIXED | Roof
SRP06513 | SUNTECH POWER | STP180S-24/AB-1 | 185 | 46 | 231.4 | 26 |  | Solar | FIXED | Roof
SRP06514 | SUNPOWER | SPR-225-BLK-U | 225 | 16 | 139 | 17 |  | Solar | FIXED | Roof
SRP06514 | SUNPOWER | SPR-225-BLK-U | 225 | 20 | 229 | 20 |  | Solar | FIXED | Roof
SRP06515 | CHANGZHOU TRINA SOLAR ENERGY CO | TSM-185D | 230 | 46 | 120 | 26 |  | Solar | FIXED | Roof
SRP06516 | TRINA SOLAR | TSM-230PA05 | 230 | 28 | 103 | 34 |  | Solar | FIXED | Roof
SRP06519 | CHANGZHOU TRINA SOLAR ENERGY CO | TSM-185D | 230 | 62 | 160 | 18 |  | Solar | FIXED | Roof
SRP06520 | CHANGZHOU TRINA SOLAR ENERGY CO | TSM-185D | 230 | 26 | 165 | 30 |  | Solar | FIXED | Roof
SRP06521 | UNKNOWN | UNKNOWN | 255 | 26 | 202 | 23 |  | Solar | FIXED | Roof
SRP06522 | SOLARWORLD | SW185MONO | 245 | 988 | 142.9 | 10 |  | Solar | FIXED | Roof
SRP06523 | MATRIX SOLAR/PHOTOWATT | PW1650-175 | 240 | 720 | 212 | 10 |  | Solar | FIXED | Roof
SRP06524 | SHARP | NT-188U1 | 235 | 41 | 171 | 40 |  | Solar | FIXED | Roof
SRP06525 | SHARP | NT-S5E1U | 235 | 11 | 205 | 21 |  | Solar | FIXED | Roof
SRP06525 | SHARP | NT-S5E1U | 235 | 33 | 205 | 38 |  | Solar | FIXED | Roof
SRP06526 | CHANGZHOU TRINA SOLAR ENERGY CO | TSM-185D | 230 | 26 | 220 | 26 |  | Solar | FIXED | Roof
SRP06527 | SANYO ELECTRIC | HIP-205BA5 | 220 | 45 | 227 | 26 |  | Solar | FIXED | Roof
SRP06528 | SUNTECH POWER | STP180S-24/AB-1 | 185 | 44 | 149 | 26 |  | Solar | FIXED | Roof
SRP06529 | SUNTECH POWER | STP190-18/UB-1 | 260 | 38 | 178 | 20 |  | Solar | FIXED | Roof
SRP06530 | CHANGZHOU TRINA SOLAR ENERGY CO | TSM-185D | 230 | 44 | 189.8 | 24 |  | Solar | FIXED | Roof
SRP06531 | SUNTECH POWER | STP190-18/UB-1 | 190 | 33 | 104.1 | 33 |  | Solar | FIXED | Roof
SRP06532 | CHANGZHOU TRINA SOLAR ENERGY CO | TSM-185D | 235 | 30 | 175 | 35 |  | Solar | FIXED | Roof
SRP06533 | SUNTECH POWER | STP190-18/UB-1 | 190 | 53 | 183 | 30 |  | Solar | FIXED | Roof
SRP06534 | SUNTECH POWER | STP190-18/UB-1 | 190 | 33 | 139.8 | 25 |  | Solar | FIXED | Roof
SRP06535 | SUNTECH POWER | STP210S-18/UB-1 | 275 | 220 | 198 | 10 |  | Solar | FIXED | Roof
SRP06536 | SUNTECH POWER | STP210S-18/UB-1 | 275 | 176 | 198 | 10 |  | Solar | FIXED | Roof
SRP06537 | CEEG (SHANGHAI) SOLAR SCIENCE AND TECHNOLOGY CO | SST 190-72M | 235 | 44 | 217 | 27 |  | Solar | FIXED | Roof
SRP06540 | CHANGZHOU TRINA SOLAR ENERGY CO | TSM-185D | 235 | 26 | 228 | 32 |  | Solar | FIXED | Roof
SRP06541 | BP SOLAR | SX3200B | 215 | 33 | 144 | 22 |  | Solar | FIXED | Roof
SRP06543 | CHANGZHOU TRINA SOLAR ENERGY CO | TSM-185D | 240 | 36 | 175 | 21 |  | Solar | FIXED | Roof
SRP06545 | SUNTECH POWER | STP190-18/UB-1 | 190 | 66 | 202 | 23 |  | Solar | FIXED | Roof
SRP06546 | CHANGZHOU TRINA SOLAR ENERGY CO | TSM-185D | 235 | 24 | 185.7 | 20 |  | Solar | FIXED | Roof
SRP06546 | CHANGZHOU TRINA SOLAR ENERGY CO | TSM-185D | 235 | 30 | 275.7 | 20 |  | Solar | FIXED | Roof
SRP06547 | SOLARWORLD | SW185MONO | 230 | 40 | 175 | 33 |  | Solar | FIXED | Roof
SRP06547 | SOLARWORLD | SW185MONO | 230 | 11 | 265 | 37 |  | Solar | FIXED | Roof
SRP06548 | CHANGZHOU TRINA SOLAR ENERGY CO | TSM-185D | 235 | 33 | 268.1 | 20 |  | Solar | FIXED | Roof
SRP06551 | GLORIA SOLAR | GSM6-220D-UO1 | 225 | 50 | 213 | 30 |  | Solar | FIXED | Roof
SRP06552 | CHANGZHOU TRINA SOLAR ENERGY CO | TSM-185D | 230 | 27 | 142 | 28 |  | Solar | FIXED | Roof
SRP06553 | SUNTECH POWER | STP180S-24/AB-1 | 190 | 27 | 175 | 28 |  | Solar | FIXED | Roof
SRP06555 | TRINA SOLAR | TSM-240PA05 | 240 | 17 | 272 | 12 |  | Solar | FIXED | Roof
SRP06555 | TRINA SOLAR | TSM-240PA05 | 240 | 34 | 272 | 24 |  | Solar | FIXED | Roof
SRP06558 | TRINA SOLAR | TSM-240PA05 | 240 | 42 | 179 | 23 |  | Solar | FIXED | Roof
SRP06559 | PHONO SOLAR TECHNOLOGY | PS240P-20/U | 240 | 21 | 170 | 35 |  | Solar | FIXED | Roof
SRP06559 | PHONO SOLAR TECHNOLOGY | PS240P-20/U | 240 | 9 | 260 | 35 |  | Solar | FIXED | Roof
SRP06560 | CANADIAN SOLAR | CS6P-240P | 240 | 9 | 171 | 22.5 |  | Solar | FIXED | Roof
SRP06560 | CANADIAN SOLAR | CS6P-240P | 240 | 9 | 261 | 22.5 |  | Solar | FIXED | Roof
SRP06563 | PHONO SOLAR TECHNOLOGY | PS240P-20/U | 240 | 4 | 96 | 37 |  | Solar | FIXED | Roof
SRP06563 | PHONO SOLAR TECHNOLOGY | PS240P-20/U | 240 | 24 | 186 | 37 |  | Solar | FIXED | Roof
SRP06563 | PHONO SOLAR TECHNOLOGY | PS240P-20/U | 240 | 4 | 276 | 37 |  | Solar | FIXED | Roof
SRP06564 | CANADIAN SOLAR | CS6P-240P | 240 | 9 | 135 | 22 |  | Solar | FIXED | Roof
SRP06564 | CANADIAN SOLAR | CS6P-240P | 240 | 19 | 225 | 22 |  | Solar | FIXED | Roof
SRP06565 | SUNTECH POWER | STP210S-18/UB-1 | 245 | 16 | 127 | 36 |  | Solar | FIXED | Roof
SRP06566 | PHONO SOLAR TECHNOLOGY | PS240M-20/U | 240 | 16 | 199 | 35 |  | Solar | FIXED | Roof
SRP06566 | PHONO SOLAR TECHNOLOGY | PS240M-20/U | 240 | 18 | 298 | 35 |  | Solar | FIXED | Roof
SRP06567 | SHARP | ND-224UC1 | 224 | 308 | 210 | 10 |  | Solar | FIXED | Roof
SRP06568 | SUNPOWER | SPR-305-WHT-U | 308 | 496 | 213 | 10 |  | Solar | FIXED | Roof
SRP06570 | KYOCERA SOLAR | KD210GX-LP | 215 | 45 | 213 | 34 |  | Solar | FIXED | Roof
SRP06571 | CANADIAN SOLAR | CS6P-230 | 235 | 4 | 73 | 11 |  | Solar | FIXED | Roof
SRP06571 | CANADIAN SOLAR | CS6P-230 | 235 | 20 | 253 | 11 |  | Solar | FIXED | Roof
SRP06572 | SHARP | ND-224UC1 | 224 | 72 | 83 | 5 |  | Solar | FIXED | Roof
SRP06572 | SHARP | ND-224UC1 | 224 | 276 | 160 | 5 |  | Solar | FIXED | Roof
SRP06572 | SHARP | ND-224UC1 | 224 | 192 | 172 | 10 |  | Solar | FIXED | Roof
SRP06572 | SHARP | ND-224UC1 | 224 | 192 | 185 | 5 |  | Solar | FIXED | Roof
SRP06572 | SHARP | ND-224UC1 | 224 | 48 | 263 | 5 |  | Solar | FIXED | Roof
SRP06573 | SHARP | ND-224UC1 | 224 | 36 | 83 | 5 |  | Solar | FIXED | Roof
SRP06573 | SHARP | ND-224UC1 | 224 | 72 | 263 | 5 |  | Solar | FIXED | Roof
SRP06577 | SOLARWORLD | SW185MONO | 235 | 27 | 176 | 24 |  | Solar | FIXED | Roof
SRP06578 | CANADIAN SOLAR | CS6P-230 | 235 | 19 | 98 | 12 |  | Solar | FIXED | Roof
SRP06580 | BP SOLAR | BP3170N | 215 | 22 | 259 | 28 |  | Solar | FIXED | Roof
SRP06582 | SUNTECH POWER | STP210S-18/UB-1 | 280 | 363 | 202 | 5 |  | Solar | FIXED | Roof
SRP06583 | SUNTECH POWER | STP210S-18/UB-1 | 240 | 40 | 194 | 24 |  | Solar | FIXED | Roof
SRP06585 | SUNTECH POWER | STP180-24/AB-1 | 190 | 31 | 135 | 22 |  | Solar | FIXED | Roof
SRP06585 | SUNTECH POWER | STP190S-18/UB-1 | 190 | 9 | 225 | 22 |  | Solar | FIXED | Roof
SRP06587 | CANADIAN SOLAR | CS6P-230 | 235 | 9 | 155 | 45 |  | Solar | FIXED | Roof
SRP06587 | CANADIAN SOLAR | CS6P-230 | 235 | 9 | 165 | 10 |  | Solar | FIXED | Roof
SRP06590 | CANADIAN SOLAR | CS6P-230 | 235 | 34 | 128 | 22 |  | Solar | FIXED | Roof
SRP06591 | CANADIAN SOLAR | CS6P-230 | 235 | 12 | 217 | 27 |  | Solar | FIXED | Roof
SRP06592 | CANADIAN SOLAR | CS6P-230 | 235 | 14 | 215 | 15 |  | Solar | FIXED | Roof
SRP06593 | MATRIX SOLAR/PHOTOWATT | PW1650-175 | 240 | 24 | 211 | 23 |  | Solar | FIXED | Roof
SRP06593 | MATRIX SOLAR/PHOTOWATT | PW1650-175 | 240 | 5 | 211 | 27 |  | Solar | FIXED | Roof
SRP06594 | SUNTECH POWER | STP190S-18/UB-1 | 190 | 34 | 148.1 | 33 |  | Solar | FIXED | Roof
SRP06594 | SUNTECH POWER | STP190S-18/UB-1 | 190 | 8 | 238.1 | 40 |  | Solar | FIXED | Roof
SRP06595 | PACIFIC SOLAR PTY LIMITED | PP-USA-213-B5 | 240 | 1885 | 200 | 10 |  | Solar | FIXED | Roof
SRP06597 | CROWN RENEWABLE ENERGY LLC | CR180XM | 250 | 18 | 173 | 23 |  | Solar | FIXED | Roof
SRP06597 | CROWN RENEWABLE ENERGY LLC | CR160XP | 250 | 16 | 263 | 23 |  | Solar | FIXED | Roof
SRP06598 | SUNTECH POWER | STP190S-18/UB-1 | 190 | 20 | 143 | 9 |  | Solar | FIXED | Roof
SRP06598 | SUNTECH POWER | STP190S-18/UB-1 | 190 | 48 | 143 | 23 |  | Solar | FIXED | Roof
SRP06599 | CHANGZHOU TRINA SOLAR ENERGY CO | TSM-185D | 230 | 28 | 210 | 30 |  | Solar | FIXED | Roof
SRP06600 | CHANGZHOU TRINA SOLAR ENERGY CO | TSM-185D | 230 | 8 | 211 | 14 |  | Solar | FIXED | Roof
SRP06600 | CHANGZHOU TRINA SOLAR ENERGY CO | TSM-185D | 230 | 20 | 211 | 16 |  | Solar | FIXED | Roof
SRP06600 | CHANGZHOU TRINA SOLAR ENERGY CO | TSM-185D | 230 | 14 | 211 | 43 |  | Solar | FIXED | Roof
SRP06601 | CHANGZHOU TRINA SOLAR ENERGY CO | TSM-185D | 240 | 72 | 180 | 22.6 |  | Solar | FIXED | Roof
SRP06602 | ISOFOTON | I-100/12 | 225 | 18 | 154 | 12 |  | Solar | FIXED | Roof
SRP06603 | SUNTECH POWER | STP210S-18/UB-1 | 245 | 50 | 180 | 25 |  | Solar | FIXED | Ground
SRP06604 | SUNPOWER | SPR-230-WHT-U | 240 | 24 | 302 | 15 |  | Solar | FIXED | Roof
SRP06605 | SUNTECH POWER | STP210S-18/UB-1 | 240 | 46 | 180 | 30 |  | Solar | FIXED | Ground
SRP06606 | ET SOLAR INDUSTRY | ET-P654180 | 185 | 90 | 180 | 20 |  | Solar | FIXED | Ground
SRP06607 | BP SOLAR |  | 215 | 27 | 206 | 40 |  | Solar | FIXED | Roof
SRP06608 | SUNPOWER | SPR-230-WHT-U | 240 | 14 | 172 | 24 |  | Solar | FIXED | Roof
SRP06608 | SUNPOWER | SPR-230-WHT-U | 240 | 24 | 263 | 24 |  | Solar | FIXED | Roof
SRP06609 | SUNPOWER | SPR-230-WHT-U | 230 | 64 | 190 | 30 |  | Solar | FIXED | Ground
SRP06610 | SUNPOWER | SPR-230-WHT-U | 240 | 20 | 110 | 38 |  | Solar | FIXED | Roof
SRP06610 | SUNPOWER | SPR-230-WHT-U | 240 | 16 | 200 | 34 |  | Solar | FIXED | Roof
SRP06610 | SUNPOWER | SPR-230-WHT-U | 240 | 30 | 200 | 45 |  | Solar | FIXED | Roof
SRP06611 | ISOFOTON | I-130/12 | 235 | 10 | 171 | 16 |  | Solar | FIXED | Roof
SRP06611 | ISOFOTON | I-130/12 | 235 | 24 | 171 | 21 |  | Solar | FIXED | Roof
SRP06612 | CHANGZHOU TRINA SOLAR ENERGY CO | TSM-185D | 230 | 14 | 140 | 27 |  | Solar | FIXED | Roof
SRP06612 | CHANGZHOU TRINA SOLAR ENERGY CO | TSM-185D | 230 | 22 | 230 | 27 |  | Solar | FIXED | Roof
SRP06613 | TAISEI TECHNO CO | TTK-10KW | 230 | 28 | 106 | 32 |  | Solar | FIXED | Roof
SRP06614 | SUNPOWER | SPR-230-WHT-U | 240 | 88 | 180 | 41 |  | Solar | FIXED | Ground
SRP06615 | SUNPOWER | SPR-230-WHT-U | 230 | 28 | 186 | 14 |  | Solar | FIXED | Roof
SRP06615 | SUNPOWER | SPR-230-WHT-U | 230 | 12 | 186 | 76 |  | Solar | FIXED | Roof
SRP06616 | MATRIX SOLAR/PHOTOWATT | PW1650-175 | 240 | 20 | 182 | 32 |  | Solar | FIXED | Roof
SRP06617 | BP SOLAR | SX3200W | 225 | 39 | 178 | 20 |  | Solar | FIXED | Roof
SRP06618 | BP SOLAR | SX3200W | 215 | 7 | 138 | 25 |  | Solar | FIXED | Roof
SRP06618 | BP SOLAR | SX3200W | 215 | 8 | 228 | 10 |  | Solar | FIXED | Roof
SRP06619 | SUNTECH POWER | STP210S-18/UB-1 | 275 | 187 | 171 | 6 |  | Solar | FIXED | Roof
SRP06620 | SUNPOWER | SPR-225-BLK-U | 225 | 24 | 217 | 34 |  | Solar | FIXED | Roof
SRP06621 | CANADIAN SOLAR | CS6P-230 | 230 | 104 | 167 | 31 |  | Solar | FIXED | Ground
SRP06622 | BAODING YINGLI NEW ENERGY RESOURCES CO | YL175(156) | 240 | 448 | 206 | 5 |  | Solar | FIXED | Roof
SRP06623 | BP SOLAR | SX3200W | 215 | 16 | 163 | 23 |  | Solar | FIXED | Roof
SRP06624 | CHANGZHOU TRINA SOLAR ENERGY CO | TSM-185D | 235 | 14 | 171.3 | 5 |  | Solar | FIXED | Roof
SRP06624 | CHANGZHOU TRINA SOLAR ENERGY CO | TSM-185D | 235 | 8 | 171.3 | 15 |  | Solar | FIXED | Roof
SRP06625 | CHANGZHOU TRINA SOLAR ENERGY CO | TSM-185D | 235 | 36 | 168.6 | 30 |  | Solar | FIXED | Roof
SRP06626 | SUNTECH POWER | STP190S-18/UB-1 | 190 | 27 | 222.6 | 30 |  | Solar | FIXED | Roof
SRP06627 | CHANGZHOU TRINA SOLAR ENERGY CO | TSM-185D | 235 | 42 | 218.3 | 31 |  | Solar | FIXED | Roof
SRP06628 | CHANGZHOU TRINA SOLAR ENERGY CO | TSM-185D | 240 | 16 | 88.3 | 33 |  | Solar | FIXED | Roof
SRP06628 | CHANGZHOU TRINA SOLAR ENERGY CO | TSM-185D | 240 | 14 | 178.3 | 35 |  | Solar | FIXED | Roof
SRP06629 | SUNTECH POWER | STP190S-18/UB-1 | 190 | 24 | 161.3 | 25 |  | Solar | FIXED | Roof
SRP06629 | SUNTECH POWER | STP190S-18/UB-1 | 190 | 18 | 251.3 | 40 |  | Solar | FIXED | Roof
SRP06630 | CHANGZHOU TRINA SOLAR ENERGY CO | TSM-160D | 230 | 64 | 130 | 35 |  | Solar | FIXED | Roof
SRP06631 | SUNTECH POWER | STP190-18/UB-1 | 190 | 10 | 112 | 15 |  | Solar | FIXED | Roof
SRP06631 | SUNTECH POWER | STP190S-18/UB-1 | 190 | 14 | 202 | 15 |  | Solar | FIXED | Roof
SRP06631 | SUNTECH POWER | STP190-18/UB-1 | 190 | 21 | 292 | 15 |  | Solar | FIXED | Roof
SRP06632 | MATRIX SOLAR/PHOTOWATT | PW1650-175 | 240 | 24 | 173 | 30 |  | Solar | FIXED | Roof
SRP06633 | SUNTECH POWER | STP180S-24/AB-1 | 185 | 44 | 150.7 | 23 |  | Solar | FIXED | Roof
SRP06634 | CHANGZHOU TRINA SOLAR ENERGY CO | TSM-185D | 235 | 24 | 89.2 | 20 |  | Solar | FIXED | Roof
SRP06635 | CHANGZHOU TRINA SOLAR ENERGY CO | TSM-185D | 235 | 36 | 109 | 30 |  | Solar | FIXED | Roof
SRP06635 | CHANGZHOU TRINA SOLAR ENERGY CO | TSM-185D | 235 | 7 | 199 | 33 |  | Solar | FIXED | Roof
SRP06636 | SUNTECH POWER | STP190S-18/UB-1 | 190 | 21 | 264.3 | 25 |  | Solar | FIXED | Roof
SRP06637 | CHANGZHOU TRINA SOLAR ENERGY CO | TSM-185D | 240 | 18 | 21.2 | 20 |  | Solar | FIXED | Roof
SRP06637 | CHANGZHOU TRINA SOLAR ENERGY CO | TSM-185D | 240 | 24 | 201.2 | 20 |  | Solar | FIXED | Roof
SRP06638 | CHANGZHOU TRINA SOLAR ENERGY CO | TSM-185D | 235 | 28 | 144 | 20 |  | Solar | FIXED | Roof
SRP06639 | CHANGZHOU TRINA SOLAR ENERGY CO | TSM-185D | 240 | 30 | 263.2 | 22 |  | Solar | FIXED | Roof
SRP06640 | BAODING YINGLI NEW ENERGY RESOURCES CO | YL175(156) | 235 | 280 | 184 | 10 |  | Solar | FIXED | Roof
SRP06641 | SUNPOWER | SPR-315E-WHT-U | 320 | 20 | 167 | 28 |  | Solar | FIXED | Roof
SRP06642 | MATRIX SOLAR/PHOTOWATT | PW1650-175 | 240 | 78 | 188 | 20 |  | Solar | FIXED | Ground
SRP06643 | MATRIX SOLAR/PHOTOWATT | PW1250-115 | 240 | 42 | 183 | 30 |  | Solar | FIXED | Roof
SRP06645 | SUNTECH POWER | STP210S-18/UB-1 | 225 | 16 | 62 | 40 |  | Solar | FIXED | Roof
SRP06645 | SUNTECH POWER | STP210S-18/UB-1 | 225 | 28 | 153 | 20 |  | Solar | FIXED | Roof
SRP06646 | SUNPOWER | SPR-230-WHT-U | 240 | 9 | 110 | 37 |  | Solar | FIXED | Roof
SRP06646 | SUNPOWER | SPR-230-WHT-U | 240 | 20 | 198 | 8 |  | Solar | FIXED | Roof
SRP06646 | SUNPOWER | SPR-230-WHT-U | 240 | 24 | 198 | 37 |  | Solar | FIXED | Roof
SRP06648 | SUNPOWER | SPR-230-WHT-U | 240 | 68 | 178 | 35 |  | Solar | FIXED | Roof
SRP06649 | KYOCERA SOLAR | KD210GX-L | 215 | 8 | 132 | 35 |  | Solar | FIXED | Roof
SRP06649 | KYOCERA SOLAR | KD210GX-LP | 215 | 36 | 222 | 35 |  | Solar | FIXED | Roof
SRP06650 | REC SCANMODULE | SCM230 | 240 | 10 | 109 | 41 |  | Solar | FIXED | Roof
SRP06650 | REC SCANMODULE | SCM230 | 240 | 20 | 198 | 28 |  | Solar | FIXED | Roof
SRP06652 | PACIFIC SOLAR PTY LIMITED | PP-USA-213-S5 | 250 | 59 | 126 | 22 |  | Solar | FIXED | Roof
SRP06652 | PACIFIC SOLAR PTY LIMITED | PP-USA-213-S5 | 245 | 72 | 306 | 22 |  | Solar | FIXED | Roof
SRP06653 | SCHUCO USA |  | 185 | 14 | 206 | 23 |  | Solar | FIXED | Roof
SRP06655 | SUNPOWER | SPR-230-WHT-U | 230 | 24 | 202 | 5 |  | Solar | FIXED | Roof
SRP06656 | ISOFOTON | I-100/12 | 225 | 28 | 164 | 28 |  | Solar | FIXED | Roof
SRP06657 | CANADIAN SOLAR | CS6P-230 | 230 | 70 | 220 | 0 |  | Solar | FIXED | Roof
SRP06659 | CHANGZHOU TRINA SOLAR ENERGY CO | TSM-185D | 230 | 31 | 162 | 20 |  | Solar | FIXED | Roof
SRP06660 | CHANGZHOU TRINA SOLAR ENERGY CO | TSM-185D | 235 | 17 | 97 | 24 |  | Solar | FIXED | Roof
SRP06660 | CHANGZHOU TRINA SOLAR ENERGY CO | TSM-185D | 235 | 39 | 181 | 43 |  | Solar | FIXED | Roof
SRP06661 | CHANGZHOU TRINA SOLAR ENERGY CO | TSM-185D | 230 | 10 | 102 | 35 |  | Solar | FIXED | Roof
SRP06661 | CHANGZHOU TRINA SOLAR ENERGY CO | TSM-185D | 230 | 7 | 192 | 14 |  | Solar | FIXED | Roof
SRP06662 | SUNTECH POWER | STP190-18/UB-1 | 190 | 57 | 218.9 | 20 |  | Solar | FIXED | Roof
SRP06663 | CHANGZHOU TRINA SOLAR ENERGY CO | TSM-185D | 230 | 24 | 160 | 40 |  | Solar | FIXED | Roof
SRP06664 | SUNTECH POWER | STP180-24/AB-1 | 185 | 15 | 67.3 | 22 |  | Solar | FIXED | Roof
SRP06664 | SUNTECH POWER | STP180S-24/AB-1 | 185 | 18 | 157.3 | 22 |  | Solar | FIXED | Roof
SRP06665 | SUNTECH POWER | STP190-18/UB-1 | 190 | 28 | 187.1 | 31 |  | Solar | FIXED | Roof
SRP06666 | CANADIAN SOLAR | CS6P-230 | 230 | 55 | 161.5 | 15 |  | Solar | FIXED | Roof
SRP06667 | CHANGZHOU TRINA SOLAR ENERGY CO | TSM-185D | 230 | 34 | 182 | 34 |  | Solar | FIXED | Roof
SRP06668 | CHANGZHOU TRINA SOLAR ENERGY CO | TSM-185D | 230 | 18 | 120 | 36 |  | Solar | FIXED | Roof
SRP06669 | SHARP | ND-224U1F | 240 | 38 | 203 | 20 |  | Solar | FIXED | Roof
SRP06670 | CHANGZHOU TRINA SOLAR ENERGY CO | TSM-185D | 235 | 270 | 207 | 10 |  | Solar | FIXED | Roof
SRP06672 | SANYO ELECTRIC | HIP-205BA5 | 220 | 9 | 220 | 33 |  | Solar | FIXED | Roof
SRP06672 | SANYO ELECTRIC | HIP-205BA5 | 220 | 30 | 220 | 39 |  | Solar | FIXED | Roof
SRP06673 | ET SOLAR INDUSTRY | ET-P672275 | 275 | 36 | 181 | 29 |  | Solar | FIXED | Ground
SRP06674 | CHANGZHOU TRINA SOLAR ENERGY CO | TSM-185D | 230 | 52 | 258 | 34 |  | Solar | FIXED | Roof
SRP06675 | SUNTECH POWER | STP175-24/AB-1 | 175 | 18 | 207 | 20 |  | Solar | FIXED | Roof
SRP06676 | CHANGZHOU TRINA SOLAR ENERGY CO | TSM-185D | 230 | 28 | 267 | 26 |  | Solar | FIXED | Roof
SRP06677 | WEBEL SL ENERGY SYSTEMS | W1600-165 | 175 | 18 | 200 | 29 |  | Solar | FIXED | Roof
SRP06678 | CHANGZHOU TRINA SOLAR ENERGY CO | TSM-185D | 230 | 42 | 129 | 24 |  | Solar | FIXED | Roof
SRP06680 | BAODING YINGLI NEW ENERGY RESOURCES CO | 110(17)P1447X663 | 230 | 36 | 191 | 22 |  | Solar | FIXED | Roof
SRP06682 | CHANGZHOU TRINA SOLAR ENERGY CO | TSM-185D | 230 | 30 | 172 | 34 |  | Solar | FIXED | Roof
SRP06683 | CANADIAN SOLAR | CS6P-230 | 250 | 15 | 132 | 28 |  | Solar | FIXED | Roof
SRP06684 | SUNTECH POWER | STP200UB | 205 | 60 | 129.5 | 30 |  | Solar | FIXED | Roof
SRP06686 | SUNTECH POWER | STP190S-18/UB-1 | 190 | 16 | 109 | 13 |  | Solar | FIXED | Roof
SRP06687 | SUNTECH POWER | STP190-18/UB-1 | 190 | 18 | 94 | 32 |  | Solar | FIXED | Roof
SRP06687 | SUNTECH POWER | STP190-18/UB-1 | 190 | 14 | 184 | 32 |  | Solar | FIXED | Roof
SRP06688 | SUNTECH POWER | STP190S-18/UB-1 | 190 | 27 | 111 | 35 |  | Solar | FIXED | Roof
SRP06688 | SUNTECH POWER | STP190S-18/UB-1 | 190 | 15 | 201 | 28 |  | Solar | FIXED | Roof
SRP06689 | CHANGZHOU TRINA SOLAR ENERGY CO | TSM-185D | 235 | 20 | 178 | 12 |  | Solar | FIXED | Roof
SRP06691 | CHANGZHOU TRINA SOLAR ENERGY CO | TSM-185D | 230 | 54 | 140.6 | 26 |  | Solar | FIXED | Roof
SRP06692 | CHANGZHOU TRINA SOLAR ENERGY CO | TSM-185D | 240 | 12 | 175.3 | 20 |  | Solar | FIXED | Roof
SRP06692 | CHANGZHOU TRINA SOLAR ENERGY CO | TSM-185D | 240 | 21 | 175.3 | 30 |  | Solar | FIXED | Roof
SRP06693 | CHANGZHOU TRINA SOLAR ENERGY CO | TSM-185D | 235 | 22 | 127 | 30 |  | Solar | FIXED | Roof
SRP06693 | CHANGZHOU TRINA SOLAR ENERGY CO | TSM-185D | 235 | 22 | 217 | 30 |  | Solar | FIXED | Roof
SRP06696 | SUNTECH POWER | STP180-24/AB-1 | 185 | 31 | 140 | 30 |  | Solar | FIXED | Roof
SRP06696 | SUNTECH POWER | STP180-24/AB-1 | 185 | 48 | 140 | 34 |  | Solar | FIXED | Roof
SRP06698 | CHANGZHOU TRINA SOLAR ENERGY CO | TSM-185D | 235 | 40 | 250 | 24 |  | Solar | FIXED | Roof
SRP06699 | MITSUBISHI ELECTRIC | PV-MF185UD4 | 185 | 96 | 86 | 18.4 |  | Solar | FIXED | Roof
SRP06699 | MATRIX SOLAR/PHOTOWATT | PW1650-175 | 185 | 128 | 176 | 10 |  | Solar | FIXED | Roof
SRP06700 | CHANGZHOU TRINA SOLAR ENERGY CO | TSM-185D | 240 | 9 | 115.1 | 37 |  | Solar | FIXED | Roof
SRP06700 | CHANGZHOU TRINA SOLAR ENERGY CO | TSM-185D | 240 | 40 | 205.1 | 30 |  | Solar | FIXED | Roof
SRP06701 | SUNTECH POWER | STP190-18/UB-1 | 190 | 36 | 167.6 | 27 |  | Solar | FIXED | Roof
SRP06702 | CHANGZHOU TRINA SOLAR ENERGY CO | TSM-185D | 235 | 18 | 190 | 23 |  | Solar | FIXED | Roof
SRP06703 | KYOCERA SOLAR | KD210GX-LP | 215 | 16 | 170 | 26 |  | Solar | FIXED | Roof
SRP06703 | KYOCERA SOLAR | KD210GX-L | 215 | 26 | 260 | 25 |  | Solar | FIXED | Roof
SRP06704 | KYOCERA SOLAR | KD210GX-LP | 215 | 44 | 128 | 22 |  | Solar | FIXED | Roof
SRP06705 | KYOCERA SOLAR | KD210GX-LP | 215 | 39 | 250 | 37 |  | Solar | FIXED | Roof
SRP06706 | BP SOLAR | SX3200W | 215 | 22 | 153 | 25 |  | Solar | FIXED | Roof
SRP06707 | BP SOLAR | BP3140B | 215 | 8 | 170 | 15 |  | Solar | FIXED | Roof
SRP06707 | BP SOLAR | SX3200B | 215 | 16 | 170 | 33 |  | Solar | FIXED | Roof
SRP06708 | BAODING YINGLI NEW ENERGY RESOURCES CO | YL175(156) | 235 | 30 | 131 | 28 |  | Solar | FIXED | Roof
SRP06708 | BAODING YINGLI NEW ENERGY RESOURCES CO | YL175(156) | 235 | 12 | 221 | 28 |  | Solar | FIXED | Roof
SRP06709 | KYOCERA SOLAR | KD210GX-LP | 235 | 29 | 135 | 40 |  | Solar | FIXED | Roof
SRP06709 | KYOCERA SOLAR | KD210GX-LP | 235 | 20 | 225 | 32 |  | Solar | FIXED | Roof
SRP06710 | CANADIAN SOLAR | CS6P-230 | 240 | 36 | 150 | 32 |  | Solar | FIXED | Roof
SRP06711 | CANADIAN SOLAR | CS6P-230 | 240 | 15 | 150 | 32 |  | Solar | FIXED | Roof
SRP06712 | SANYO ELECTRIC | HIP-205BA5 | 225 | 18 | 178 | 33 |  | Solar | FIXED | Roof
SRP06714 | CHANGZHOU TRINA SOLAR ENERGY CO | TSM-185D | 230 | 24 | 120 | 34 |  | Solar | FIXED | Roof
SRP06715 | SUNPOWER | SPR-225-BLK-U | 225 | 21 | 192 | 38 |  | Solar | FIXED | Roof
SRP06716 | SANYO ELECTRIC | HIP-205BA5 | 220 | 1290 | 200 | 5 |  | Solar | FIXED | Roof
SRP06718 | SHARP | NT-188U1 | 240 | 13 | 135 | 26 |  | Solar | FIXED | Roof
SRP06720 | SUNTECH POWER | STP210S-18/UB-1 | 240 | 45 | 223 | 33.7 |  | Solar | FIXED | Roof
SRP06723 | SUNTECH POWER | STP180S-24/AB-1 | 185 | 90 | 175 | 40 |  | Solar | FIXED | Roof
SRP06724 | CHANGZHOU TRINA SOLAR ENERGY CO | TSM-185D | 230 | 12 | 191 | 5 |  | Solar | FIXED | Roof
SRP06724 | CHANGZHOU TRINA SOLAR ENERGY CO | TSM-185D | 230 | 30 | 191 | 24 |  | Solar | FIXED | Roof
SRP06725 | SUNTECH POWER | STP200UB | 205 | 26 | 182.9 | 20 |  | Solar | FIXED | Roof
SRP06726 | ET SOLAR INDUSTRY | ET-P672275 | 275 | 30 | 265 | 16 |  | Solar | FIXED | Roof
SRP06727 | SUNPOWER | SPR-315E-WHT-U | 320 | 18 | 124 | 25 |  | Solar | FIXED | Roof
SRP06728 | SILIKEN MANUFACTURING USA | SLK60P6L 233 WP | 250 | 35 | 130 | 10 |  | Solar | FIXED | Roof
SRP06728 | SILIKEN MANUFACTURING USA | SLK60P6L 233 WP | 250 | 7 | 130 | 39 |  | Solar | FIXED | Roof
SRP06729 | CHANGZHOU TRINA SOLAR ENERGY CO | TSM-185D | 235 | 20 | 105.1 | 28 |  | Solar | FIXED | Roof
SRP06729 | CHANGZHOU TRINA SOLAR ENERGY CO | TSM-185D | 235 | 12 | 195.1 | 20 |  | Solar | FIXED | Roof
SRP06731 | SHARP | ND-224UC1 | 235 | 30 | 175 | 27 |  | Solar | FIXED | Roof
SRP06732 | BP SOLAR | SX3200W | 215 | 30 | 210 | 26 |  | Solar | FIXED | Roof
SRP06733 | CHANGZHOU TRINA SOLAR ENERGY CO | TSM-185D | 230 | 24 | 194.1 | 22 |  | Solar | FIXED | Roof
SRP06734 | ET SOLAR INDUSTRY | ET-P672230 | 230 | 182 | 265 | 3 |  | Solar | FIXED | Ground
SRP06735 | BP SOLAR | SX3200W | 215 | 16 | 195 | 12 |  | Solar | FIXED | Roof
SRP06736 | CHANGZHOU TRINA SOLAR ENERGY CO | TSM-185D | 240 | 532 | 223 | 5 |  | Solar | FIXED | Roof
SRP06737 | CHANGZHOU TRINA SOLAR ENERGY CO | TSM-185D | 235 | 39 | 217 | 26 |  | Solar | FIXED | Roof
SRP06738 | CHANGZHOU TRINA SOLAR ENERGY CO | TSM-185D | 235 | 33 | 173 | 18 |  | Solar | FIXED | Roof
SRP06739 | CHANGZHOU TRINA SOLAR ENERGY CO | TSM-185D | 235 | 22 | 158 | 18 |  | Solar | FIXED | Roof
SRP06740 | ALEO SOLAR |  | 280 | 1810 | 189 | 15 |  | Solar | FIXED | Roof
SRP06741 | CHANGZHOU TRINA SOLAR ENERGY CO | TSM-185D | 240 | 11 | 132 | 0 |  | Solar | FIXED | Roof
SRP06741 | CHANGZHOU TRINA SOLAR ENERGY CO | TSM-185D | 240 | 39 | 132 | 20 |  | Solar | FIXED | Roof
SRP06742 | SUNTECH POWER | STP190-18/UB-1 | 190 | 38 | 263.1 | 32 |  | Solar | FIXED | Roof
SRP06743 | CHANGZHOU TRINA SOLAR ENERGY CO | TSM-185D | 235 | 24 | 232 | 22 |  | Solar | FIXED | Roof
SRP06744 | CHANGZHOU TRINA SOLAR ENERGY CO | TSM-185D | 235 | 42 | 270.6 | 21 |  | Solar | FIXED | Roof
SRP06745 | CHANGZHOU TRINA SOLAR ENERGY CO | TSM-185D | 240 | 26 | 202 | 25 |  | Solar | FIXED | Roof
SRP06747 | SUNTECH POWER | STP190S-18/UB-1 | 190 | 42 | 127.9 | 20 |  | Solar | FIXED | Roof
SRP06748 | CHANGZHOU TRINA SOLAR ENERGY CO | TSM-185D | 235 | 10 | 104 | 35 |  | Solar | FIXED | Roof
SRP06748 | CHANGZHOU TRINA SOLAR ENERGY CO | TSM-185D | 235 | 24 | 194 | 30 |  | Solar | FIXED | Roof
SRP06749 | SUNTECH POWER | STP190-18/UB-1 | 190 | 35 | 222 | 25 |  | Solar | FIXED | Roof
SRP06750 | SUNTECH POWER | STP190-18/UB-1 | 190 | 52 | 125.1 | 20 |  | Solar | FIXED | Roof
SRP06751 | SUNTECH POWER | STP190-18/UB-1 | 190 | 52 | 179 | 30 |  | Solar | FIXED | Roof
SRP06752 | CHANGZHOU TRINA SOLAR ENERGY CO | TSM-185D | 240 | 20 | 213.3 | 25 |  | Solar | FIXED | Roof
SRP06753 | BAODING YINGLI NEW ENERGY RESOURCES CO | YL175(156) | 235 | 13 | 155 | 37 |  | Solar | FIXED | Roof
SRP06753 | BAODING YINGLI NEW ENERGY RESOURCES CO | YL175(156) | 235 | 13 | 245 | 32 |  | Solar | FIXED | Roof
SRP06754 | SUNTECH POWER | STP180S-24/AB-1 | 185 | 40 | 175.2 | 28 |  | Solar | FIXED | Roof
SRP06754 | SUNTECH POWER | STP180S-24/AB-1 | 185 | 10 | 265.2 | 26 |  | Solar | FIXED | Roof
SRP06755 | CHANGZHOU TRINA SOLAR ENERGY CO | TSM-185D | 230 | 28 | 98 | 30 |  | Solar | FIXED | Roof
SRP06756 | UNITED SOLAR OVONIC | PVL-68 | 68 | 51 | 170 | 9 |  | Solar | FIXED | Roof
SRP06757 | CHANGZHOU TRINA SOLAR ENERGY CO | TSM-185D | 240 | 30 | 163 | 10 |  | Solar | FIXED | Roof
SRP06757 | CHANGZHOU TRINA SOLAR ENERGY CO | TSM-185D | 240 | 24 | 163 | 20 |  | Solar | FIXED | Roof
SRP06757 | CHANGZHOU TRINA SOLAR ENERGY CO | TSM-185D | 240 | 36 | 163 | 25 |  | Solar | FIXED | Roof
SRP06758 | CHANGZHOU TRINA SOLAR ENERGY CO | TSM-185D | 240 | 14 | 163 | 20 |  | Solar | FIXED | Roof
SRP06759 | CHANGZHOU TRINA SOLAR ENERGY CO | TSM-185D | 240 | 24 | 163 | 20 |  | Solar | FIXED | Roof
SRP06760 | CHANGZHOU TRINA SOLAR ENERGY CO | TSM-185D | 240 | 13 | 216.4 | 18 |  | Solar | FIXED | Roof
SRP06761 | UNKNOWN | UNKNOWN | 250 | 44 | 180 | 30 |  | Solar | FIXED | Roof
SRP06762 | SUNTECH POWER | STP190-18/UB-1 | 190 | 30 | 146.4 | 35 |  | Solar | FIXED | Roof
SRP06763 | CHANGZHOU TRINA SOLAR ENERGY CO | TSM-185D | 235 | 46 | 164 | 20 |  | Solar | FIXED | Roof
SRP06765 | SUNTECH POWER | STP190-18/UB-1 | 190 | 28 | 111 | 25 |  | Solar | FIXED | Roof
SRP06765 | SUNTECH POWER | STP190-18/UB-1 | 190 | 10 | 201 | 15 |  | Solar | FIXED | Roof
SRP06766 | CHANGZHOU TRINA SOLAR ENERGY CO | TSM-185D | 235 | 25 | 238 | 34 |  | Solar | FIXED | Roof
SRP06767 | BP SOLAR | BP3170N | 215 | 22 | 146 | 20 |  | Solar | FIXED | Roof
SRP06771 | SOLARWORLD | SW185MONO | 235 | 1022 | 181 | 20 |  | Solar | FIXED | Roof
SRP06772 | SUNTECH POWER | STP210S-18/UB-1 | 245 | 9 | 149 | 42 |  | Solar | FIXED | Roof
SRP06772 | SUNTECH POWER | STP210S-18/UB-1 | 245 | 31 | 239 | 36 |  | Solar | FIXED | Roof
SRP06773 | SANYO ELECTRIC | HIP-205BA19 | 225 | 35 | 180 | 28 |  | Solar | FIXED | Roof
SRP06774 | SOLARWORLD | SW185MONO | 255 | 21 | 160 | 15 |  | Solar | FIXED | Roof
SRP06774 | SUNPOWER | SPR-315E-WHT-U | 320 | 30 | 160 | 15 |  | Solar | FIXED | Roof
SRP06774 | SOLARWORLD | SW185MONO | 255 | 2 | 243 | 15 |  | Solar | FIXED | Roof
SRP06774 | SOLARWORLD | SW185MONO | 255 | 2 | 250 | 15 |  | Solar | FIXED | Roof
SRP06774 | SOLARWORLD | SW185MONO | 255 | 2 | 250 | 40 |  | Solar | FIXED | Roof
SRP06776 | CANADIAN SOLAR | CS6P-230 | 235 | 168 | 165 | 8 |  | Solar | FIXED | Roof
SRP06777 | UNKNOWN | UNKNOWN | 255 | 43 | 197 | 23 |  | Solar | FIXED | Roof
SRP06778 | PACIFIC SOLAR PTY LIMITED | PP-USA-213-B5 | 250 | 24 | 190 | 23 |  | Solar | FIXED | Roof
SRP06779 | SHARP | NT-188U1 | 240 | 689 | 184 | 5 |  | Solar | FIXED | Roof
SRP06780 | SOLYNDRA | SL-002-182U | 200 | 2530 | 209 | 0 |  | Solar | FIXED | Roof
SRP06781 | NINGBO SOLAR ELECTRIC POWER | TDB125X125-72-P 150W | 280 | 444 | 209 | 10 |  | Solar | FIXED | Roof
SRP06783 | EPV SOLAR | EPV-50 | 480 | 2643 | 105 | 9 |  | Solar | FIXED | Ground
SRP06783 | EPV SOLAR | EPV-50 | 500 | 1872 | 120 | 9 |  | Solar | FIXED | Ground
SRP06783 | EPV SOLAR | EPV-50 | 480 | 2316 | 125 | 9 |  | Solar | FIXED | Ground
SRP06783 | EPV SOLAR | EPV-50 | 480 | 1332 | 140 | 9 |  | Solar | FIXED | Ground
SRP06783 | EPV SOLAR | EPV-50 | 460 | 756 | 160 | 18 |  | Solar | FIXED | Ground
SRP06785 | ET SOLAR INDUSTRY | ET-P672230 | 230 | 9 | 170 | 35 |  | Solar | FIXED | Roof
SRP06786 | CHANGZHOU TRINA SOLAR ENERGY CO | TSM-185D | 235 | 44 | 208 | 10 |  | Solar | FIXED | Roof
SRP06787 | SUNTECH POWER | STP190-18/UB-1 | 190 | 30 | 180 | 35 |  | Solar | FIXED | Ground
SRP06788 | BP SOLAR | BP3170N | 215 | 27 | 153 | 45 |  | Solar | FIXED | Roof
SRP06789 | SUNPOWER | SPR-225-BLK-U | 225 | 10 | 103 | 31 |  | Solar | FIXED | Roof
SRP06789 | SUNPOWER | SPR-225-BLK-U | 225 | 14 | 193 | 47 |  | Solar | FIXED | Roof
SRP06790 | SUNPOWER | SPR-230-WHT-U | 240 | 19 | 144 | 12 |  | Solar | FIXED | Roof
SRP06790 | SUNPOWER | SPR-230-WHT-U | 240 | 5 | 144 | 15 |  | Solar | FIXED | Roof
SRP06791 | SUNPOWER | SPR-225-BLK-U | 225 | 14 | 174 | 38 |  | Solar | FIXED | Roof
SRP06792 | SANYO ELECTRIC | HIP-190DA3 | 190 | 35 | 181 | 34 |  | Solar | FIXED | Roof
SRP06793 | SUNTECH POWER | STP190S-18/UB-1 | 190 | 28 | 155 | 24 |  | Solar | FIXED | Roof
SRP06794 | UNKNOWN | UNKNOWN | 250 | 910 | 217 | 5 |  | Solar | FIXED | Roof
SRP06795 | SUNTECH POWER | STP210S-18/UB-1 | 245 | 12 | 133 | 22 |  | Solar | FIXED | Roof
SRP06795 | SUNTECH POWER | STP210S-18/UB-1 | 245 | 9 | 223 | 22 |  | Solar | FIXED | Roof
SRP06798 | ET SOLAR INDUSTRY | ET-P672280 | 275 | 8 | 186 | 25 |  | Solar | FIXED | Roof
SRP06798 | ET SOLAR INDUSTRY | ET-P672275 | 275 | 8 | 186 | 32 |  | Solar | FIXED | Roof
SRP06799 | SUNPOWER | SPR-230-WHT-U | 230 | 32 | 200 | 25 |  | Solar | FIXED | Roof
SRP06800 | BAODING YINGLI NEW ENERGY RESOURCES CO | YL175(156) | 235 | 14 | 220 | 40 |  | Solar | FIXED | Roof
SRP06801 | SOLARWORLD | SW185MONO | 245 | 41 | 230 | 22.6 |  | Solar | FIXED | Roof
SRP06802 | CHANGZHOU TRINA SOLAR ENERGY CO | TSM-185D | 230 | 39 | 250 | 28 |  | Solar | FIXED | Roof
SRP06803 | KYOCERA SOLAR | KD210GX-LP | 245 | 6 | 72 | 32 |  | Solar | FIXED | Roof
SRP06803 | KYOCERA SOLAR | KD210GX-L | 245 | 4 | 162 | 40 |  | Solar | FIXED | Roof
SRP06803 | KYOCERA SOLAR | KD210GX-LP | 245 | 6 | 252 | 32 |  | Solar | FIXED | Roof
SRP06805 | BAODING YINGLI NEW ENERGY RESOURCES CO | YL175(156) | 235 | 16 | 127 | 35 |  | Solar | FIXED | Roof
SRP06805 | BAODING YINGLI NEW ENERGY RESOURCES CO | YL175(156) | 235 | 14 | 217 | 28 |  | Solar | FIXED | Roof
SRP06806 | REC SCANMODULE | SCM230 | 235 | 88 | 177 | 30 |  | Solar | FIXED | Ground
SRP06811 | CANADIAN SOLAR | CS5P-230 | 230 | 68 | 133 | 10 |  | Solar | FIXED | Roof
SRP06812 | CHANGZHOU TRINA SOLAR ENERGY CO | TSM-185D | 235 | 26 | 254.4 | 20 |  | Solar | FIXED | Roof
SRP06813 | CHANGZHOU TRINA SOLAR ENERGY CO | TSM-185D | 235 | 24 | 167 | 30 |  | Solar | FIXED | Roof
SRP06814 | SUNPOWER | SPR-225-BLK-U | 225 | 36 | 183 | 34 |  | Solar | FIXED | Roof
SRP06815 | SUNTECH POWER | STP190S-18/UB-1 | 190 | 30 | 168 | 20 |  | Solar | FIXED | Roof
SRP06816 | SUNTECH POWER | STP190S-18/UB-1 | 190 | 26 | 218 | 39 |  | Solar | FIXED | Roof
SRP06817 | CHANGZHOU TRINA SOLAR ENERGY CO | TSM-185D | 235 | 42 | 200 | 17 |  | Solar | FIXED | Roof
SRP06818 | CHANGZHOU TRINA SOLAR ENERGY CO | TSM-185D | 235 | 14 | 204 | 35 |  | Solar | FIXED | Roof
SRP06819 | SUNTECH POWER | STP190-18/UB-1 | 190 | 30 | 157.2 | 15 |  | Solar | FIXED | Roof
SRP06820 | CHANGZHOU TRINA SOLAR ENERGY CO | TSM-185D | 240 | 28 | 173 | 27 |  | Solar | FIXED | Roof
SRP06821 | CHANGZHOU TRINA SOLAR ENERGY CO | TSM-185D | 235 | 20 | 102.3 | 30 |  | Solar | FIXED | Roof
SRP06822 | CHANGZHOU TRINA SOLAR ENERGY CO | TSM-185D | 235 | 22 | 117 | 45 |  | Solar | FIXED | Roof
SRP06823 | CHANGZHOU TRINA SOLAR ENERGY CO | TSM-185D | 235 | 14 | 168 | 35 |  | Solar | FIXED | Roof
SRP06824 | CHANGZHOU TRINA SOLAR ENERGY CO | TSM-185D | 240 | 18 | 162.8 | 25 |  | Solar | FIXED | Roof
SRP06825 | CHANGZHOU TRINA SOLAR ENERGY CO | TSM-185D | 240 | 8 | 135 | 38 |  | Solar | FIXED | Roof
SRP06825 | CHANGZHOU TRINA SOLAR ENERGY CO | TSM-185D | 240 | 39 | 225 | 20 |  | Solar | FIXED | Roof
SRP06826 | CHANGZHOU TRINA SOLAR ENERGY CO | TSM-185D | 235 | 40 | 195 | 20 |  | Solar | FIXED | Roof
SRP06827 | SUNTECH POWER | STP190-18/UB-1 | 190 | 44 | 210.4 | 35 |  | Solar | FIXED | Roof
SRP06828 | BAODING YINGLI NEW ENERGY RESOURCES CO | YL175(156) | 235 | 637 | 196 | 11 |  | Solar | FIXED | Roof
SRP06829 | CHANGZHOU TRINA SOLAR ENERGY CO | TSM-185D | 235 | 26 | 198.6 | 20 |  | Solar | FIXED | Roof
SRP06830 | SOLARWORLD | SW185MONO | 255 | 10 | 144 | 30 |  | Solar | FIXED | Roof
SRP06830 | SOLARWORLD | SW185MONO | 255 | 9 | 234 | 30 |  | Solar | FIXED | Roof
SRP06831 | BP SOLAR | BP3170N | 220 | 52 | 117 | 18.5 |  | Solar | FIXED | Roof
SRP06831 | BP SOLAR | BP3170N | 220 | 11 | 207 | 22.5 |  | Solar | FIXED | Roof
SRP06835 | SILIKEN MANUFACTURING USA | SLK60P6L 233 WP | 245 | 35 | 228 | 16 |  | Solar | FIXED | Roof
SRP06837 | SUNTECH POWER | STP190S-18/UB-1 | 185 | 47 | 197 | 20 |  | Solar | FIXED | Roof
SRP06839 | CHANGZHOU TRINA SOLAR ENERGY CO | TSM-185D | 230 | 52 | 190 | 26 |  | Solar | FIXED | Roof
SRP06840 | SUNPOWER | SPR-225-BLK-U | 225 | 24 | 240 | 30 |  | Solar | FIXED | Roof
SRP06842 | MATRIX SOLAR/PHOTOWATT | PW1650-175 | 235 | 39 | 209 | 45 |  | Solar | FIXED | Roof
SRP06843 | SUNPOWER | SPR-315E-WHT-U | 320 | 708 | 168 | 5 |  | Solar | FIXED | Roof
SRP06843 | SUNPOWER | SPR-315E-WHT-U | 320 | 948 | 211 | 5 |  | Solar | FIXED | Roof
SRP06844 | SUNPOWER | SPR-230-WHT-U | 230 | 14 | 135 | 23 |  | Solar | FIXED | Roof
SRP06845 | CHANGZHOU TRINA SOLAR ENERGY CO | TSM-185D | 240 | 414 | 215 | 0 |  | Solar | FIXED | Roof
SRP06846 | CHANGZHOU TRINA SOLAR ENERGY CO | TSM-185D | 235 | 44 | 128 | 26 |  | Solar | FIXED | Roof
SRP06847 | BAODING YINGLI NEW ENERGY RESOURCES CO | YL175(156) | 235 | 27 | 219 | 22 |  | Solar | FIXED | Roof
SRP06848 | SUNPOWER | SPR-230-WHT-U | 240 | 42 | 164 | 37 |  | Solar | FIXED | Roof
SRP06849 | MITSUBISHI ELECTRIC | PV-UE135MF5N | 255 | 5 | 112 | 3 |  | Solar | FIXED | Roof
SRP06849 | MITSUBISHI ELECTRIC | PV-UE135MF5N | 255 | 5 | 112 | 26 |  | Solar | FIXED | Roof
SRP06849 | MITSUBISHI ELECTRIC | PV-UE135MF5N | 255 | 7 | 202 | 26 |  | Solar | FIXED | Roof
SRP06850 | BAODING YINGLI NEW ENERGY RESOURCES CO | YL175(156) | 235 | 8 | 197 | 18 |  | Solar | FIXED | Roof
SRP06850 | BAODING YINGLI NEW ENERGY RESOURCES CO | YL175(156) | 235 | 24 | 197 | 30 |  | Solar | FIXED | Roof
SRP06851 | CHANGZHOU TRINA SOLAR ENERGY CO | TSM-185D | 230 | 42 | 164 | 30 |  | Solar | FIXED | Roof
SRP06852 | CHANGZHOU TRINA SOLAR ENERGY CO | TSM-185D | 235 | 36 | 180 | 20 |  | Solar | FIXED | Roof
SRP06853 | CANADIAN SOLAR | CS6P-230 | 230 | 48 | 189 | 37 |  | Solar | FIXED | Roof
SRP06854 | ISOFOTON | I-100/12 | 225 | 12 | 207 | 37 |  | Solar | FIXED | Roof
SRP06854 | ISOFOTON | I-100/12 | 225 | 22 | 207 | 40 |  | Solar | FIXED | Roof
SRP06855 | ET SOLAR INDUSTRY | ET-P672275 | 275 | 10 | 104 | 45 |  | Solar | FIXED | Roof
SRP06855 | ET SOLAR INDUSTRY | ET-P672275 | 275 | 27 | 194 | 34 |  | Solar | FIXED | Roof
SRP06856 | REC SCANMODULE | SCM230 | 240 | 36 | 186 | 26 |  | Solar | FIXED | Roof
SRP06857 | CANADIAN SOLAR | CS6P-230 | 235 | 18 | 213 | 33 |  | Solar | FIXED | Roof
SRP06860 | BAODING YINGLI NEW ENERGY RESOURCES CO | YL175(156) | 230 | 24 | 212 | 32 |  | Solar | FIXED | Roof
SRP06861 | SHARP | ND-V230A1 | 240 | 6 | 65 | 2 |  | Solar | FIXED | Roof
SRP06861 | SHARP | ND-V230A1 | 240 | 22 | 155 | 2 |  | Solar | FIXED | Roof
SRP06861 | SHARP | ND-V230A1 | 240 | 4 | 155 | 4 |  | Solar | FIXED | Roof
SRP06861 | SHARP | ND-U230C1 | 240 | 9 | 155 | 27 |  | Solar | FIXED | Roof
SRP06861 | SHARP | ND-V230A1 | 240 | 22 | 155 | 34 |  | Solar | FIXED | Roof
SRP06861 | SHARP | ND-V230A1 | 240 | 5 | 245 | 2 |  | Solar | FIXED | Roof
SRP06862 | CANADIAN SOLAR | CS6P-230 | 230 | 14 | 167 | 37 |  | Solar | FIXED | Roof
SRP06862 | CANADIAN SOLAR | CS6P-230 | 230 | 16 | 167 | 45 |  | Solar | FIXED | Roof
SRP06863 | BAODING YINGLI NEW ENERGY RESOURCES CO | YL175(156) | 235 | 126 | 180 | 30 |  | Solar | FIXED | Ground
SRP06864 | SUNTECH POWER | STP190S-18/UB-1 | 190 | 30 | 219 | 38 |  | Solar | FIXED | Roof
SRP06865 | SUNTECH POWER | STP190S-18/UB-1 | 190 | 8 | 190 | 10 |  | Solar | FIXED | Roof
SRP06865 | SUNTECH POWER | STP190S-18/UB-1 | 190 | 47 | 190 | 35 |  | Solar | FIXED | Roof
SRP06867 | CHANGZHOU TRINA SOLAR ENERGY CO | TSM-185D | 235 | 12 | 113 | 30 |  | Solar | FIXED | Roof
SRP06867 | CHANGZHOU TRINA SOLAR ENERGY CO | TSM-185D | 235 | 39 | 203 | 35 |  | Solar | FIXED | Roof
SRP06868 | CHANGZHOU TRINA SOLAR ENERGY CO | TSM-185D | 240 | 36 | 173 | 20 |  | Solar | FIXED | Roof
SRP06869 | SUNTECH POWER | STP190S-18/UB-1 | 190 | 8 | 100 | 25 |  | Solar | FIXED | Roof
SRP06869 | SUNTECH POWER | STP190S-18/UB-1 | 190 | 36 | 190 | 25 |  | Solar | FIXED | Roof
SRP06871 | CANADIAN SOLAR | CS6P-230 | 235 | 24 | 128 | 39 |  | Solar | FIXED | Roof
SRP06872 | CANADIAN SOLAR | CS6P-230 | 235 | 13 | 230 | 39 |  | Solar | FIXED | Roof
SRP06876 | SHARP | NU-U240F2 | 240 | 741 | 150 | 10 |  | Solar | FIXED | Roof
SRP06877 | CANADIAN SOLAR | CS6P-230 | 235 | 15 | 217 | 38 |  | Solar | FIXED | Roof
SRP06878 | CANADIAN SOLAR | CS6P-235PX | 235 | 12 | 215 | 42 |  | Solar | FIXED | Roof
SRP06879 | CANADIAN SOLAR | CS6P-230 | 235 | 4 | 127 | 18 |  | Solar | FIXED | Roof
SRP06879 | CANADIAN SOLAR | CS6P-230 | 235 | 9 | 127 | 33 |  | Solar | FIXED | Roof
SRP06880 | SHARP | NU-U240F2 | 240 | 117 | 150 | 10 |  | Solar | FIXED | Roof
SRP06881 | SOLARWORLD | SW185MONO | 245 | 5 | 182 | 25 |  | Solar | FIXED | Roof
SRP06881 | SOLARWORLD | SW185MONO | 245 | 8 | 182 | 35 |  | Solar | FIXED | Roof
SRP06881 | SOLARWORLD | SW185MONO | 245 | 8 | 182 | 40 |  | Solar | FIXED | Roof
SRP06881 | SOLARWORLD | SW185MONO | 245 | 29 | 272 | 30 |  | Solar | FIXED | Roof
SRP06882 | CANADIAN SOLAR | CS6P-230 | 235 | 6 | 218 | 23 |  | Solar | FIXED | Roof
SRP06882 | CANADIAN SOLAR | CS6P-230 | 235 | 4 | 308 | 23 |  | Solar | FIXED | Roof
SRP06883 | MITSUBISHI ELECTRIC | PV-MF110EC3 | 235 | 42 | 147 | 28 |  | Solar | FIXED | Roof
SRP06885 | SOLARWORLD | SW185MONO | 240 | 33 | 168 | 33 |  | Solar | FIXED | Roof
SRP06886 | PACIFIC SOLAR PTY LIMITED | PP-USA-213-S5 | 250 | 22 | 267 | 8 |  | Solar | FIXED | Roof
SRP06886 | PACIFIC SOLAR PTY LIMITED | PP-USA-213-S5 | 250 | 36 | 267 | 23 |  | Solar | FIXED | Roof
SRP06887 | PACIFIC SOLAR PTY LIMITED | PP-USA-213-S5 | 250 | 26 | 147 | 15 |  | Solar | FIXED | Roof
SRP06888 | CONERGY AG | S 175MU | 230 | 42 | 180 | 32 |  | Solar | FIXED | Ground
SRP06889 | PACIFIC SOLAR PTY LIMITED | PP-USA-213-S5 | 250 | 39 | 192 | 17 |  | Solar | FIXED | Roof
SRP06890 | CHANGZHOU TRINA SOLAR ENERGY CO | TSM-185D | 230 | 33 | 230 | 28 |  | Solar | FIXED | Roof
SRP06891 | SUNTECH POWER | STP210S-18/UB-1 | 230 | 3738 | 194 | 10 |  | Solar | FIXED | Roof
SRP06893 | SHARP | NU-U240F2 | 240 | 117 | 130 | 10 |  | Solar | FIXED | Roof
SRP06895 | SUNTECH POWER | STP190S-18/UB-1 | 190 | 12 | 101 | 20 |  | Solar | FIXED | Roof
SRP06895 | SUNTECH POWER | STP190S-18/UB-1 | 190 | 18 | 191 | 20 |  | Solar | FIXED | Roof
SRP06896 | CHANGZHOU TRINA SOLAR ENERGY CO | TSM-185D | 240 | 39 | 85 | 28 |  | Solar | FIXED | Roof
SRP06898 | SUNTECH POWER | STP190S-18/UB-1 | 190 | 36 | 183.5 | 34 |  | Solar | FIXED | Roof
SRP06899 | SUNTECH POWER | STP190-18/UB-1 | 190 | 16 | 180 | 20 |  | Solar | FIXED | Roof
SRP06900 | SUNTECH POWER | STP190-18/UB-1 | 190 | 46 | 237.2 | 20 |  | Solar | FIXED | Roof
SRP06901 | BAODING YINGLI NEW ENERGY RESOURCES CO | 110(17)P1447X663 | 235 | 168 | 190 | 10 |  | Solar | FIXED | Roof
SRP06902 | CHANGZHOU TRINA SOLAR ENERGY CO | TSM-185D | 235 | 105 | 140 | 30 |  | Solar | FIXED | Roof
SRP06903 | CHANGZHOU TRINA SOLAR ENERGY CO | TSM-185D | 235 | 44 | 126 | 27 |  | Solar | FIXED | Roof
SRP06904 | UNKNOWN | UNKNOWN | 235 | 96 | 166 | 10 |  | Solar | FIXED | Roof
SRP06905 | SUNTECH POWER | STP190-18/UB-1 | 190 | 30 | 117 | 32 |  | Solar | FIXED | Roof
SRP06905 | SUNTECH POWER | STP190S-18/UB-1 | 190 | 10 | 207 | 37 |  | Solar | FIXED | Roof
SRP06906 | CHANGZHOU TRINA SOLAR ENERGY CO | TSM-185D | 240 | 42 | 148 | 20 |  | Solar | FIXED | Roof
SRP06907 | SCHUCO USA |  | 190 | 30 | 150 | 30 |  | Solar | FIXED | Roof
SRP06907 | SCHUCO USA |  | 190 | 18 | 240 | 45 |  | Solar | FIXED | Roof
SRP06908 | CHANGZHOU TRINA SOLAR ENERGY CO | TSM-185D | 230 | 28 | 206 | 37 |  | Solar | FIXED | Roof
SRP06909 | CHANGZHOU TRINA SOLAR ENERGY CO | TSM-185D | 240 | 24 | 174 | 40 |  | Solar | FIXED | Roof
SRP06911 | KYOCERA SOLAR | KD210GX-LP | 220 | 24 | 153 | 34 |  | Solar | FIXED | Roof
SRP06912 | KYOCERA SOLAR | KD210GX-LP | 215 | 16 | 117 | 26 |  | Solar | FIXED | Roof
SRP06912 | KYOCERA SOLAR | KD210GX-LP | 215 | 9 | 207 | 26 |  | Solar | FIXED | Roof
SRP06913 | MATRIX SOLAR/PHOTOWATT | PW1650-175 | 235 | 33 | 172 | 29 |  | Solar | FIXED | Roof
SRP06914 | SHARP | ND-224UC1 | 240 | 9 | 114 | 9 |  | Solar | FIXED | Roof
SRP06914 | SHARP | ND-224UC1 | 240 | 18 | 114 | 13 |  | Solar | FIXED | Roof
SRP06914 | SHARP | ND-224UC1 | 240 | 4 | 114 | 25 |  | Solar | FIXED | Roof
SRP06914 | SHARP | ND-224UC1 | 240 | 3 | 114 | 38 |  | Solar | FIXED | Roof
SRP06914 | SHARP | ND-224UC1 | 240 | 14 | 204 | 23 |  | Solar | FIXED | Roof
SRP06915 | SOLARWORLD | SW185MONO | 255 | 123 | 127 | 5 |  | Solar | FIXED | Roof
SRP06915 | SOLARWORLD | SW185MONO | 255 | 619 | 217 | 5 |  | Solar | FIXED | Roof
SRP06917 | SOLYNDRA | SL-002-182U | 200 | 348 | 137 | 0 |  | Solar | FIXED | Roof
SRP06921 | ECOSOLARGY | ECO230A156P-60 | 230 | 840 | 180 | 18 |  | Solar | FIXED | Ground
SRP06921 | ECOSOLARGY | ECO235A156P-60 | 235 | 83776 | 180 | 18 |  | Solar | FIXED | Ground
SRP06922 | SOLARWORLD | SW185MONO | 250 | 360 | 208 | 10 |  | Solar | FIXED | Roof
SRP06923 | BAODING YINGLI NEW ENERGY RESOURCES CO | YL175(156) | 235 | 14 | 253 | 25 |  | Solar | FIXED | Roof
SRP06926 | BAODING YINGLI NEW ENERGY RESOURCES CO | YL175(156) | 235 | 7 | 88 | 14 |  | Solar | FIXED | Roof
SRP06926 | BAODING YINGLI NEW ENERGY RESOURCES CO | YL175(156) | 235 | 8 | 88 | 20 |  | Solar | FIXED | Roof
SRP06926 | BAODING YINGLI NEW ENERGY RESOURCES CO | YL175(156) | 235 | 20 | 178 | 10 |  | Solar | FIXED | Roof
SRP06926 | BAODING YINGLI NEW ENERGY RESOURCES CO | YL175(156) | 235 | 16 | 178 | 20 |  | Solar | FIXED | Roof
SRP06926 | BAODING YINGLI NEW ENERGY RESOURCES CO | YL175(156) | 235 | 7 | 268 | 14 |  | Solar | FIXED | Roof
SRP06926 | BAODING YINGLI NEW ENERGY RESOURCES CO | YL175(156) | 235 | 8 | 268 | 20 |  | Solar | FIXED | Roof
SRP06927 | SUNTECH POWER | STP210S-18/UB-1 | 245 | 169 | 87 | 15 |  | Solar | FIXED | Roof
SRP06927 | SUNTECH POWER | STP210S-18/UB-1 | 245 | 156 | 177 | 6 |  | Solar | FIXED | Roof
SRP06927 | SUNTECH POWER | STP210S-18/UB-1 | 245 | 130 | 267 | 16 |  | Solar | FIXED | Roof
SRP06928 | CHANGZHOU TRINA SOLAR ENERGY CO | TSM-185D | 230 | 22 | 154 | 23 |  | Solar | FIXED | Roof
SRP06931 | BP SOLAR | SX3200W | 215 | 32 | 200 | 50 |  | Solar | FIXED | Roof
SRP06934 | CHANGZHOU TRINA SOLAR ENERGY CO | TSM-185D | 230 | 22 | 130.3 | 26 |  | Solar | FIXED | Roof
SRP06935 | CHANGZHOU TRINA SOLAR ENERGY CO | TSM-185D | 230 | 39 | 258 | 18 |  | Solar | FIXED | Roof
SRP06936 | BP SOLAR | BP175 B | 215 | 5 | 228 | 12 |  | Solar | FIXED | Roof
SRP06936 | BP SOLAR | BP175 B | 215 | 14 | 228 | 45 |  | Solar | FIXED | Roof
SRP06941 | SUNTECH POWER | STP190S-18/UB-1 | 190 | 32 | 184.6 | 32 |  | Solar | FIXED | Roof
SRP06942 | SUNTECH POWER | STP190-18/UB-1 | 190 | 44 | 229.6 | 30 |  | Solar | FIXED | Roof
SRP06944 | CHANGZHOU TRINA SOLAR ENERGY CO | TSM-185D | 235 | 13 | 202.1 | 20 |  | Solar | FIXED | Roof
SRP06945 | SOLYNDRA | SL-002-182U | 191 | 864 | 160 | 0 |  | Solar | FIXED | Roof
SRP06946 | BP SOLAR | SX3200B | 215 | 8 | 123 | 18 |  | Solar | FIXED | Roof
SRP06946 | BP SOLAR | SX3200B | 215 | 22 | 205 | 18 |  | Solar | FIXED | Roof
SRP06947 | BP SOLAR | BP3170N | 215 | 14 | 188 | 20 |  | Solar | FIXED | Roof
SRP06947 | BP SOLAR | SX3200W | 215 | 9 | 188 | 30 |  | Solar | FIXED | Roof
SRP06948 | CANADIAN SOLAR | CS6P-230 | 230 | 402 | 156 | 10 |  | Solar | FIXED | Roof
SRP06949 | ISOFOTON | I-100/12 | 225 | 39 | 186 | 20 |  | Solar | FIXED | Roof
SRP06950 | SOLAR POWER (SPI) | SP205FP12 | 225 | 42 | 212 | 23 |  | Solar | FIXED | Roof
SRP06951 | CHANGZHOU TRINA SOLAR ENERGY CO | TSM-185D | 240 | 39 | 180 | 0 |  | Solar | FIXED | Roof
SRP06951 | CHANGZHOU TRINA SOLAR ENERGY CO | TSM-185D | 240 | 7 | 217 | 10 |  | Solar | FIXED | Roof
SRP06951 | CHANGZHOU TRINA SOLAR ENERGY CO | TSM-185D | 240 | 4 | 217 | 20 |  | Solar | FIXED | Roof
SRP06952 | CHANGZHOU TRINA SOLAR ENERGY CO | TSM-185D | 235 | 23 | 120 | 30 |  | Solar | FIXED | Roof
SRP06952 | CHANGZHOU TRINA SOLAR ENERGY CO | TSM-185D | 235 | 17 | 210 | 30 |  | Solar | FIXED | Roof
SRP06953 | BAODING YINGLI NEW ENERGY RESOURCES CO | YL175(156) | 235 | 30 | 128 | 26 |  | Solar | FIXED | Roof
SRP06954 | BAODING YINGLI NEW ENERGY RESOURCES CO | YL175(156) | 235 | 13 | 87 | 45 |  | Solar | FIXED | Roof
SRP06954 | BAODING YINGLI NEW ENERGY RESOURCES CO | YL175(156) | 235 | 40 | 177 | 34 |  | Solar | FIXED | Roof
SRP06955 | CHANGZHOU TRINA SOLAR ENERGY CO | TSM-185D | 235 | 10 | 154.7 | 37 |  | Solar | FIXED | Roof
SRP06955 | CHANGZHOU TRINA SOLAR ENERGY CO | TSM-185D | 235 | 20 | 244.7 | 37 |  | Solar | FIXED | Roof
SRP06956 | SUNTECH POWER | STP190S-18/UB-1 | 185 | 14 | 180 | 30 |  | Solar | FIXED | Roof
SRP06957 | CHANGZHOU TRINA SOLAR ENERGY CO | TSM-185D | 235 | 33 | 152.4 | 24 |  | Solar | FIXED | Roof
SRP06958 | SUNTECH POWER | STP190-18/UB-1 | 190 | 21 | 160 | 25 |  | Solar | FIXED | Roof
SRP06960 | SUNTECH POWER | STP190-18/UB-1 | 190 | 48 | 124.7 | 29 |  | Solar | FIXED | Roof
SRP06961 | CHANGZHOU TRINA SOLAR ENERGY CO | TSM-185D | 230 | 26 | 179 | 25 |  | Solar | FIXED | Roof
SRP06962 | CHANGZHOU TRINA SOLAR ENERGY CO | TSM-185D | 240 | 16 | 119 | 10 |  | Solar | FIXED | Roof
SRP06962 | CHANGZHOU TRINA SOLAR ENERGY CO | TSM-185D | 240 | 30 | 209 | 20 |  | Solar | FIXED | Roof
SRP06962 | CHANGZHOU TRINA SOLAR ENERGY CO | TSM-185D | 240 | 12 | 299 | 10 |  | Solar | FIXED | Roof
SRP06963 | CHANGZHOU TRINA SOLAR ENERGY CO | TSM-185D | 235 | 18 | 126.5 | 20 |  | Solar | FIXED | Roof
SRP06964 | SUNTECH POWER | STP190-18/UB-1 | 190 | 16 | 188 | 20 |  | Solar | FIXED | Roof
SRP06964 | SUNTECH POWER | STP190-18/UB-1 | 190 | 36 | 278 | 20 |  | Solar | FIXED | Roof
SRP06965 | SUNTECH POWER | STP190-18/UB-1 | 190 | 52 | 201.8 | 25 |  | Solar | FIXED | Roof
SRP06966 | SUNTECH POWER | STP190-18/UB-1 | 190 | 52 | 188.6 | 28 |  | Solar | FIXED | Roof
SRP06968 | CHANGZHOU TRINA SOLAR ENERGY CO | TSM-185D | 240 | 10 | 132 | 38 |  | Solar | FIXED | Roof
SRP06968 | CHANGZHOU TRINA SOLAR ENERGY CO | TSM-185D | 240 | 30 | 222 | 36 |  | Solar | FIXED | Roof
SRP06969 | SUNTECH POWER | STP190-18/UB-1 | 190 | 55 | 183 | 20 |  | Solar | FIXED | Roof
SRP06970 | SUZHOU SHENGLONG PV-TECH | SLSM-180D | 190 | 18285 | 187 | 27 |  | Solar | FIXED | Roof
SRP06970 | SUZHOU SHENGLONG PV-TECH | SLSM-185D | 185 | 782 | 196 | 29 |  | Solar | FIXED | Roof
SRP06970 | SUZHOU SHENGLONG PV-TECH | SLSM-230P | 230 | 14022 | 204 | 27 |  | Solar | FIXED | Roof
SRP06971 | SOLARWORLD | SW185MONO | 230 | 19 | 209 | 10 |  | Solar | FIXED | Roof
SRP06972 | SUNTECH POWER | STP170S-24/AB-1 | 280 | 253 | 192 | 10 |  | Solar | FIXED | Roof
SRP06973 | SUNTECH POWER | STP200-18/UB-1 | 275 | 374 | 185 | 10 |  | Solar | FIXED | Roof
SRP06974 | SUNTECH POWER | STP210S-18/UB-1 | 280 | 605 | 220 | 10 |  | Solar | FIXED | Roof
SRP06975 | SUNTECH POWER | STP210-18/UB-1 | 280 | 638 | 217 | 10 |  | Solar | FIXED | Roof
SRP06976 | CHANGZHOU TRINA SOLAR ENERGY CO | TSM-185D | 230 | 28 | 97 | 20 |  | Solar | FIXED | Roof
SRP06977 | CHANGZHOU TRINA SOLAR ENERGY CO | TSM-185D | 230 | 36 | 170 | 33 |  | Solar | FIXED | Roof
SRP06978 | CHANGZHOU TRINA SOLAR ENERGY CO | TSM-185D | 235 | 32 | 92 | 35 |  | Solar | FIXED | Roof
SRP06978 | CHANGZHOU TRINA SOLAR ENERGY CO | TSM-185D | 235 | 16 | 180 | 35 |  | Solar | FIXED | Roof
SRP06979 | CHANGZHOU TRINA SOLAR ENERGY CO | TSM-185D | 235 | 13 | 140 | 32 |  | Solar | FIXED | Roof
SRP06979 | CHANGZHOU TRINA SOLAR ENERGY CO | TSM-185D | 235 | 22 | 230 | 32 |  | Solar | FIXED | Roof
SRP06980 | CANADIAN SOLAR | CS6P-230 | 290 | 737 | 184 | 10 |  | Solar | FIXED | Roof
SRP06981 | CANADIAN SOLAR | CS6P-230 | 290 | 693 | 201 | 10 |  | Solar | FIXED | Roof
SRP06982 | CANADIAN SOLAR | CS6P-230 | 290 | 748 | 175 | 10 |  | Solar | FIXED | Roof
SRP06983 | CANADIAN SOLAR | CS6P-230 | 290 | 693 | 140 | 11 |  | Solar | FIXED | Roof
SRP06984 | CANADIAN SOLAR | CS6P-230 | 290 | 693 | 173 | 10 |  | Solar | FIXED | Roof
SRP06985 | CANADIAN SOLAR | CS6P-230 | 290 | 429 | 211 | 10 |  | Solar | FIXED | Roof
SRP06986 | SOLAR POWER (SPI) | SP170FM22 | 225 | 39 | 104 | 30 |  | Solar | FIXED | Roof
SRP06987 | CHANGZHOU TRINA SOLAR ENERGY CO | TSM-185D | 230 | 74 | 185 | 27 |  | Solar | FIXED | Roof
SRP06988 | CANADIAN SOLAR | CS6P-230 | 290 | 726 | 133 | 10 |  | Solar | FIXED | Roof
SRP06990 | CANADIAN SOLAR | CS6P-230 | 290 | 836 | 180 | 10 |  | Solar | FIXED | Roof
SRP06991 | SOLARWORLD | SW185MONO | 230 | 896 | 214 | 10 |  | Solar | FIXED | Roof
SRP06992 | CANADIAN SOLAR | CS6P-230 | 290 | 693 | 172 | 10 |  | Solar | FIXED | Roof
SRP06993 | CHANGZHOU TRINA SOLAR ENERGY CO | TSM-185D | 235 | 37 | 169 | 34 |  | Solar | FIXED | Roof
SRP06994 | SUNTECH POWER | STP190S-18/UB-1 | 190 | 22 | 154 | 30 |  | Solar | FIXED | Roof
SRP06994 | SUNTECH POWER | STP190-18/UB-1 | 190 | 22 | 154 | 32 |  | Solar | FIXED | Roof
SRP06995 | ET SOLAR INDUSTRY | ET-P654220 | 230 | 868 | 265 | 3 |  | Solar | FIXED | Ground
SRP06996 | SHARP | ND-224UC1 | 240 | 364 | 180 | 34 |  | Solar | FIXED | Ground
SRP06997 | SHARP | ND-224U2 | 240 | 403 | 180 | 34 |  | Solar | FIXED | Ground
SRP06998 | BP SOLAR | SX3200W | 175 | 30 | 192 | 32 |  | Solar | FIXED | Roof
SRP06999 | SHARP | ND-224U1F | 240 | 104 | 180 | 34 |  | Solar | FIXED | Ground
SRP07000 | BAODING YINGLI NEW ENERGY RESOURCES CO | YL175(156) | 230 | 118 | 204 | 10 |  | Solar | FIXED | Roof
SRP07000 | BAODING YINGLI NEW ENERGY RESOURCES CO | YL175(156) | 235 | 72 | 204 | 10 |  | Solar | FIXED | Roof
SRP07001 | SHARP | ND-224UC1 | 240 | 702 | 180 | 34 |  | Solar | FIXED | Ground
SRP07003 | SHARP | ND-224UC1 | 240 | 143 | 180 | 34 |  | Solar | FIXED | Ground
SRP07004 | SHARP | ND-224U2 | 240 | 442 | 180 | 34 |  | Solar | FIXED | Ground
SRP07005 | SUNTECH POWER | STP190S-18/UB-1 | 190 | 16 | 123 | 37 |  | Solar | FIXED | Roof
SRP07005 | SUNTECH POWER | STP190S-18/UB-1 | 190 | 20 | 213 | 35 |  | Solar | FIXED | Roof
SRP07006 | SHARP | JH-3500U | 240 | 377 | 180 | 34 |  | Solar | FIXED | Ground
SRP07007 | SHARP | ND-V230A1 | 240 | 156 | 180 | 34 |  | Solar | FIXED | Ground
SRP07008 | SHARP | ND-123UJF | 240 | 611 | 180 | 34 |  | Solar | FIXED | Ground
SRP07009 | ET SOLAR INDUSTRY | ET-P672230 | 230 | 18 | 126 | 40 |  | Solar | FIXED | Roof
SRP07009 | ET SOLAR INDUSTRY | ET-P672230 | 230 | 9 | 216 | 40 |  | Solar | FIXED | Roof
SRP07010 | CHANGZHOU TRINA SOLAR ENERGY CO | TSM-185D | 235 | 28 | 190 | 32 |  | Solar | FIXED | Roof
SRP07011 | KYOCERA SOLAR | KD210GX-LP | 245 | 39 | 270 | 30 |  | Solar | FIXED | Roof
SRP07012 | SUNTECH POWER | STP190-18/UB-1 | 190 | 19 | 117 | 19 |  | Solar | FIXED | Roof
SRP07013 | REC SCANMODULE | SCM230 | 240 | 20 | 154 | 45 |  | Solar | FIXED | Roof
SRP07013 | REC SCANMODULE | SCM230 | 240 | 30 | 244 | 27 |  | Solar | FIXED | Roof
SRP07014 | REC SCANMODULE | SCM230 | 235 | 24 | 249 | 10 |  | Solar | FIXED | Roof
SRP07015 | SUNTECH POWER | STP210-18/UB-1 | 240 | 74 | 180 | 30 |  | Solar | FIXED | Ground
SRP07016 | SHARP | NT-188U1 | 235 | 574 | 38 | 5 |  | Solar | FIXED | Roof
SRP07016 | SHARP | NT-188U1 | 235 | 2030 | 215 | 5 |  | Solar | FIXED | Roof
SRP07016 | SHARP | NT-188U1 | 235 | 1736 | 218 | 5 |  | Solar | FIXED | Roof
SRP07017 | MATRIX SOLAR/PHOTOWATT | PW1650-175 | 235 | 67 | 156 | 36 |  | Solar | FIXED | Roof
SRP07017 | MATRIX SOLAR/PHOTOWATT | PW1650-175 | 235 | 48 | 246 | 36 |  | Solar | FIXED | Roof
SRP07018 | SUNPOWER | SPR-230-WHT-U | 230 | 8 | 130 | 20 |  | Solar | FIXED | Roof
SRP07018 | SUNPOWER | SPR-230-WHT-U | 230 | 24 | 219 | 20 |  | Solar | FIXED | Roof
SRP07021 | CHANGZHOU TRINA SOLAR ENERGY CO | TSM-185D | 235 | 20 | 156.3 | 25 |  | Solar | FIXED | Roof
SRP07022 | CHANGZHOU TRINA SOLAR ENERGY CO | TSM-185D | 245 | 1898 | 217 | 5 |  | Solar | FIXED | Roof
SRP07024 | CHANGZHOU TRINA SOLAR ENERGY CO | TSM-185D | 235 | 34 | 77 | 20 |  | Solar | FIXED | Roof
SRP07024 | CHANGZHOU TRINA SOLAR ENERGY CO | TSM-185D | 235 | 24 | 257 | 20 |  | Solar | FIXED | Roof
SRP07026 | SUNTECH POWER | STP190-18/UB-1 | 190 | 40 | 230 | 18 |  | Solar | FIXED | Roof
SRP07027 | REC SCANMODULE | SCM205 | 235 | 39 | 157 | 22 |  | Solar | FIXED | Roof
SRP07029 | SUNTECH POWER | STP190-18/UB-1 | 190 | 34 | 183 | 43 |  | Solar | FIXED | Roof
SRP07030 | SOLARWORLD | SW185MONO | 240 | 1121 | 120 | 0 |  | Solar | FIXED | Roof
SRP07032 | CHANGZHOU TRINA SOLAR ENERGY CO | TSM-185D | 240 | 35 | 210 | 25 |  | Solar | FIXED | Roof
SRP07033 | CHANGZHOU TRINA SOLAR ENERGY CO | TSM-185D | 240 | 32 | 213 | 30 |  | Solar | FIXED | Roof
SRP07034 | SUNPOWER | SPR-230-WHT-U | 240 | 62 | 206 | 22 |  | Solar | FIXED | Roof
SRP07035 | CANADIAN SOLAR | CS6P-230 | 290 | 990 | 159 | 10 |  | Solar | FIXED | Roof
SRP07036 | CHANGZHOU TRINA SOLAR ENERGY CO | TSM-185D | 240 | 14 | 213.6 | 30 |  | Solar | FIXED | Roof
SRP07037 | SUNPOWER | SPR-305-WHT-U | 320 | 32 | 184 | 35 |  | Solar | FIXED | Roof
SRP07038 | SUNPOWER | SPR-230-WHT-U | 238 | 130 | 287 | 18 |  | Solar | FIXED | Roof
SRP07039 | BAODING YINGLI NEW ENERGY RESOURCES CO | YL175(156) | 230 | 2 | 124 | 35 |  | Solar | FIXED | Roof
SRP07039 | BAODING YINGLI NEW ENERGY RESOURCES CO | YL175(156) | 230 | 11 | 214 | 35 |  | Solar | FIXED | Roof
SRP07045 | UNITED SOLAR OVONIC | ASR-136 | 215 | 7202 | 180 | 20 |  | Solar | FIXED | Ground
SRP07045 | UNITED SOLAR OVONIC | ASR-136 | 220 | 7202 | 180 | 20 |  | Solar | FIXED | Ground
SRP07045 | UNITED SOLAR OVONIC | ASR-136 | 225 | 8307 | 180 | 20 |  | Solar | FIXED | Ground
SRP07046 | SUNTECH POWER | STP190S-18/UB-1 | 190 | 19 | 205 | 30 |  | Solar | FIXED | Roof
SRP07047 | SUNTECH POWER | STP210S-18/UB-1 | 245 | 14 | 238 | 29 |  | Solar | FIXED | Roof
SRP07048 | SUNTECH POWER | STP190-18/UB-1 | 190 | 18 | 118 | 46 |  | Solar | FIXED | Roof
SRP07048 | SUNTECH POWER | STP190-18/UB-1 | 190 | 20 | 208 | 34 |  | Solar | FIXED | Roof
SRP07049 | SHARP | ND-224UC1 | 235 | 30 | 111 | 20 |  | Solar | FIXED | Roof
SRP07050 | REC SCANMODULE | SCM230 | 235 | 22 | 199 | 37 |  | Solar | FIXED | Roof
SRP07051 | BP SOLAR | SX3200W | 215 | 22 | 97 | 28 |  | Solar | FIXED | Roof
SRP07052 | BP SOLAR | BP4175B | 175 | 9 | 93 | 26 |  | Solar | FIXED | Roof
SRP07052 | BP SOLAR | BP4170B | 175 | 20 | 93 | 31 |  | Solar | FIXED | Roof
SRP07052 | BP SOLAR | BP4175B | 175 | 22 | 273 | 32 |  | Solar | FIXED | Roof
SRP07053 | CHANGZHOU TRINA SOLAR ENERGY CO | TSM-185D | 230 | 4667 | 164 | 5 |  | Solar | FIXED | Roof
SRP07055 | SUNTECH POWER | STP190S-18/UB-1 | 190 | 30 | 202 | 32 |  | Solar | FIXED | Roof
SRP07055 | SUNTECH POWER | STP190S-18/UB-1 | 190 | 20 | 202 | 40 |  | Solar | FIXED | Roof
SRP07056 | CANADIAN SOLAR | CS6P-230 | 300 | 120 | 200 | 3 |  | Solar | FIXED | Roof
SRP07057 | CHANGZHOU TRINA SOLAR ENERGY CO | TSM-185D | 230 | 468 | 230 | 10 |  | Solar | FIXED | Roof
SRP07058 | SUNTECH POWER | STP190-18/UB-1 | 190 | 36 | 132 | 25 |  | Solar | FIXED | Roof
SRP07058 | SUNTECH POWER | STP190S-18/UB-1 | 190 | 36 | 222 | 25 |  | Solar | FIXED | Roof
SRP07059 | CHANGZHOU TRINA SOLAR ENERGY CO | TSM-185D | 230 | 33 | 262 | 26 |  | Solar | FIXED | Roof
SRP07060 | CHANGZHOU TRINA SOLAR ENERGY CO | TSM-185D | 230 | 30 | 195 | 18 |  | Solar | FIXED | Roof
SRP07061 | CHANGZHOU TRINA SOLAR ENERGY CO | TSM-185D | 240 | 32 | 146.3 | 42 |  | Solar | FIXED | Roof
SRP07061 | CHANGZHOU TRINA SOLAR ENERGY CO | TSM-185D | 240 | 24 | 236.3 | 44 |  | Solar | FIXED | Roof
SRP07061 | CHANGZHOU TRINA SOLAR ENERGY CO | TSM-185D | 240 | 30 | 236.3 | 50 |  | Solar | FIXED | Roof
SRP07062 | CANADIAN SOLAR | CS6P-230 | 290 | 77 | 184 | 10 |  | Solar | FIXED | Roof
SRP07062 | CANADIAN SOLAR | CS6P-230 | 295 | 99 | 184 | 10 |  | Solar | FIXED | Roof
SRP07063 | SUNTECH POWER | STP190-18/UB-1 | 190 | 12 | 117 | 34 |  | Solar | FIXED | Roof
SRP07063 | SUNTECH POWER | STP190S-18/UB-1 | 190 | 12 | 207 | 27 |  | Solar | FIXED | Roof
SRP07064 | CANADIAN SOLAR | CS6P-230 | 290 | 22 | 154 | 11 |  | Solar | FIXED | Roof
SRP07064 | CANADIAN SOLAR | CS6P-230 | 295 | 25 | 172 | 10 |  | Solar | FIXED | Roof
SRP07064 | CANADIAN SOLAR | CS6P-230 | 290 | 79 | 183 | 10 |  | Solar | FIXED | Roof
SRP07064 | CANADIAN SOLAR | CS6P-230 | 295 | 42 | 183 | 10 |  | Solar | FIXED | Roof
SRP07064 | CANADIAN SOLAR | CS6P-230 | 295 | 63 | 194 | 10 |  | Solar | FIXED | Roof
SRP07064 | CANADIAN SOLAR | CS6P-230 | 290 | 33 | 209 | 11 |  | Solar | FIXED | Roof
SRP07065 | CHANGZHOU TRINA SOLAR ENERGY CO | TSM-185D | 230 | 72 | 180 | 45 |  | Solar | FIXED | Roof
SRP07066 | CANADIAN SOLAR | CS6P-230 | 290 | 159 | 208 | 10 |  | Solar | FIXED | Roof
SRP07066 | CANADIAN SOLAR | CS6P-230 | 295 | 325 | 208 | 10 |  | Solar | FIXED | Roof
SRP07067 | CANADIAN SOLAR | CS6P-230 | 290 | 148 | 192 | 10 |  | Solar | FIXED | Roof
SRP07067 | CANADIAN SOLAR | CS6P-230 | 295 | 160 | 192 | 10 |  | Solar | FIXED | Roof
SRP07068 | CHANGZHOU TRINA SOLAR ENERGY CO | TSM-185D | 235 | 36 | 186 | 20 |  | Solar | FIXED | Roof
SRP07069 | CANADIAN SOLAR | CS6P-230 | 295 | 39 | 169 | 11 |  | Solar | FIXED | Roof
SRP07069 | CANADIAN SOLAR | CS6P-230 | 290 | 123 | 195 | 10 |  | Solar | FIXED | Roof
SRP07069 | CANADIAN SOLAR | CS6P-230 | 295 | 229 | 195 | 10 |  | Solar | FIXED | Roof
SRP07069 | CANADIAN SOLAR | CS6P-230 | 295 | 27 | 221 | 11 |  | Solar | FIXED | Roof
SRP07070 | SUNTECH POWER | STP190-18/UB-1 | 190 | 24 | 96.6 | 28 |  | Solar | FIXED | Roof
SRP07070 | SUNTECH POWER | STP190-18/UB-1 | 190 | 12 | 186.6 | 28 |  | Solar | FIXED | Roof
SRP07070 | SUNTECH POWER | STP190S-18/UB-1 | 190 | 6 | 276.6 | 28 |  | Solar | FIXED | Roof
SRP07071 | CANADIAN SOLAR | CS6P-230 | 290 | 33 | 174 | 11 |  | Solar | FIXED | Roof
SRP07071 | CANADIAN SOLAR | CS6P-230 | 290 | 71 | 200 | 10 |  | Solar | FIXED | Roof
SRP07071 | CANADIAN SOLAR | CS6P-230 | 295 | 215 | 200 | 10 |  | Solar | FIXED | Roof
SRP07072 | CANADIAN SOLAR | CS6P-230 | 290 | 137 | 196 | 10 |  | Solar | FIXED | Roof
SRP07072 | CANADIAN SOLAR | CS6P-230 | 295 | 369 | 196 | 10 |  | Solar | FIXED | Roof
SRP07073 | CANADIAN SOLAR | CS6P-230 | 290 | 107 | 196 | 10 |  | Solar | FIXED | Roof
SRP07073 | CANADIAN SOLAR | CS6P-230 | 295 | 289 | 196 | 10 |  | Solar | FIXED | Roof
SRP07074 | SUNTECH POWER | STP180S-24/AB-1 | 185 | 30 | 113 | 32 |  | Solar | FIXED | Roof
SRP07075 | SCHUCO USA |  | 185 | 44 | 147 | 30 |  | Solar | FIXED | Roof
SRP07076 | ET SOLAR INDUSTRY | ET-P672275 | 275 | 10 | 130 | 18 |  | Solar | FIXED | Roof
SRP07076 | ET SOLAR INDUSTRY | ET-P672280 | 275 | 9 | 220 | 9 |  | Solar | FIXED | Roof
SRP07077 | CHANGZHOU TRINA SOLAR ENERGY CO | TSM-185D | 235 | 11 | 194.4 | 13 |  | Solar | FIXED | Roof
SRP07077 | CHANGZHOU TRINA SOLAR ENERGY CO | TSM-185D | 235 | 26 | 194.4 | 18 |  | Solar | FIXED | Roof
SRP07078 | CANADIAN SOLAR | CS6P-245M | 245 | 168 | 188 | 9 |  | Solar | FIXED | Ground
SRP07079 | SCHUCO USA |  | 190 | 26 | 206 | 21 |  | Solar | FIXED | Roof
SRP07080 | SCHUCO USA |  | 185 | 21 | 224 | 20 |  | Solar | FIXED | Roof
SRP07082 | SUNTECH POWER | STP190S-18/UB-1 | 190 | 19 | 130 | 32 |  | Solar | FIXED | Roof
SRP07082 | SUNTECH POWER | STP190-18/UB-1 | 190 | 30 | 220 | 37 |  | Solar | FIXED | Roof
SRP07083 | CANADIAN SOLAR | CS6P-245M | 245 | 96 | 188 | 9 |  | Solar | FIXED | Roof
SRP07085 | BP SOLAR | SX3200W | 180 | 24 | 212 | 32 |  | Solar | FIXED | Roof
SRP07085 | BP SOLAR | SX3200W | 180 | 30 | 212 | 32 |  | Solar | FIXED | Roof
SRP07086 | CANADIAN SOLAR | CS6P-245M | 245 | 168 | 188 | 9 |  | Solar | FIXED | Ground
SRP07087 | CANADIAN SOLAR | CS6P-245M | 245 | 408 | 188 | 9 |  | Solar | FIXED | Roof
SRP07088 | SUNPOWER | SPR-230-WHT-U | 255 | 18 | 84 | 30 |  | Solar | FIXED | Roof
SRP07088 | SUNPOWER | SPR-230-WHT-U | 255 | 15 | 264 | 30 |  | Solar | FIXED | Roof
SRP07089 | CHANGZHOU TRINA SOLAR ENERGY CO | TSM-185D | 235 | 270 | 153 | 10 |  | Solar | FIXED | Roof
SRP07091 | REC SCANMODULE | SCM230 | 235 | 9 | 193 | 30 |  | Solar | FIXED | Roof
SRP07093 | CANADIAN SOLAR | CS6P-245MX | 245 | 276 | 276 | 2 |  | Solar | FIXED | Roof
SRP07094 | BP SOLAR | SX3200W | 180 | 20 | 121 | 33 |  | Solar | FIXED | Roof
SRP07094 | BP SOLAR | SX3200W | 180 | 18 | 211 | 16 |  | Solar | FIXED | Roof
SRP07095 | CANADIAN SOLAR | CS6P-245M | 245 | 324 | 187 | 3 |  | Solar | FIXED | Roof
SRP07096 | CANADIAN SOLAR | CS6P-240P | 240 | 30 | 95 | 35 |  | Solar | FIXED | Roof
SRP07098 | SHARP | NT-188U1 | 235 | 20 | 215 | 30 |  | Solar | FIXED | Roof
SRP07105 | ET SOLAR INDUSTRY | ET-P672275 | 275 | 36 | 185 | 30 |  | Solar | FIXED | Ground
SRP07107 | ISOFOTON | I-165 | 225 | 24 | 100 | 20 |  | Solar | FIXED | Roof
SRP07108 | SOLARWORLD | SW185MONO | 255 | 4 | 127 | 24 |  | Solar | FIXED | Roof
SRP07108 | SOLARWORLD | SW185MONO | 255 | 34 | 217 | 24 |  | Solar | FIXED | Roof
SRP07109 | BP SOLAR | BP3170N | 215 | 28 | 215 | 45 |  | Solar | FIXED | Roof
SRP07110 | SUNPOWER | SPR-230-WHT-U | 240 | 30 | 247 | 30 |  | Solar | FIXED | Roof
SRP07113 | RENESOLA JIANGSU | JC245M-24/BB | 245 | 552 | 188 | 9 |  | Solar | FIXED | Ground
SRP07114 | CANADIAN SOLAR | CS6P-230 | 230 | 24 | 160 | 27 |  | Solar | FIXED | Roof
SRP07115 | SUNTECH POWER | STP210-18/UB-1 | 245 | 41 | 185 | 39 |  | Solar | FIXED | Roof
SRP07116 | SUNTECH POWER | STP180-24/AB-1 | 185 | 54 | 187 | 25 |  | Solar | FIXED | Roof
SRP07118 | SUNPOWER | SPR-225-BLK-U | 225 | 27 | 147 | 46 |  | Solar | FIXED | Roof
SRP07118 | SUNPOWER | SPR-230-WHT-U | 240 | 12 | 232 | 43 |  | Solar | FIXED | Roof
SRP07119 | GCL-POLY (SUZHOU) ENERGY | GCL-M6-60-240 | 240 | 2408 | 180 | 0 |  | Solar | FIXED | Roof
SRP07120 | CHANGZHOU TRINA SOLAR ENERGY CO | TSM-185D | 240 | 33 | 87.1 | 30 |  | Solar | FIXED | Roof
SRP07120 | CHANGZHOU TRINA SOLAR ENERGY CO | TSM-185D | 240 | 33 | 267.1 | 30 |  | Solar | FIXED | Roof
SRP07121 | CHANGZHOU TRINA SOLAR ENERGY CO | TSM-185D | 235 | 36 | 260 | 20 |  | Solar | FIXED | Roof
SRP07122 | SUNTECH POWER | STP190-18/UB-1 | 190 | 53 | 224.1 | 30 |  | Solar | FIXED | Roof
SRP07123 | CHANGZHOU TRINA SOLAR ENERGY CO | TSM-185D | 235 | 46 | 180 | 30 |  | Solar | FIXED | Ground
SRP07124 | MATRIX SOLAR/PHOTOWATT | PW1000-90 | 240 | 22 | 137 | 22 |  | Solar | FIXED | Roof
SRP07125 | MATRIX SOLAR/PHOTOWATT | PW750-70 | 240 | 55 | 144 | 21 |  | Solar | FIXED | Roof
SRP07126 | SUNTECH POWER | STP190S-18/UB-1 | 190 | 52 | 203 | 31 |  | Solar | FIXED | Roof
SRP07127 | CHANGZHOU TRINA SOLAR ENERGY CO | TSM-185D | 235 | 48 | 93.3 | 27 |  | Solar | FIXED | Roof
SRP07128 | KYOCERA SOLAR | KD210GX-LP | 240 | 24 | 122 | 30 |  | Solar | FIXED | Roof
SRP07129 | REC SCANMODULE | SCM230 | 240 | 7 | 90 | 28 |  | Solar | FIXED | Roof
SRP07129 | REC SCANMODULE | SCM230 | 240 | 3 | 180 | 13 |  | Solar | FIXED | Roof
SRP07129 | REC SCANMODULE | SCM230 | 240 | 11 | 180 | 13 |  | Solar | FIXED | Roof
SRP07129 | REC SCANMODULE | SCM230 | 240 | 7 | 270 | 28 |  | Solar | FIXED | Roof
SRP07130 | REC SCANMODULE | SCM230 | 240 | 26 | 158 | 32 |  | Solar | FIXED | Roof
SRP07131 | SANYO ELECTRIC | HIP-205BA5 | 220 | 10 | 167 | 45 |  | Solar | FIXED | Roof
SRP07131 | SANYO ELECTRIC | HIP-205BA5 | 220 | 36 | 167 | 45 |  | Solar | FIXED | Roof
SRP07131 | SANYO ELECTRIC | HIP-205BA5 | 220 | 30 | 257 | 45 |  | Solar | FIXED | Roof
SRP07132 | KYOCERA SOLAR | KD210GX-L | 240 | 33 | 182 | 32 |  | Solar | FIXED | Roof
SRP07133 | BAODING YINGLI NEW ENERGY RESOURCES CO | YL175(156) | 230 | 22 | 180 | 22 |  | Solar | FIXED | Roof
SRP07133 | BAODING YINGLI NEW ENERGY RESOURCES CO | YL175(156) | 230 | 11 | 270 | 24 |  | Solar | FIXED | Roof
SRP07134 | BP SOLAR | SX3195B | 195 | 27 | 178 | 33 |  | Solar | FIXED | Roof
SRP07137 | SUNTECH POWER | STP210S-18/UB-1 | 240 | 18 | 146 | 10 |  | Solar | FIXED | Roof
SRP07137 | SUNPOWER | PL-ND-6KE1DA | 240 | 24 | 326 | 4 |  | Solar | FIXED | Roof
SRP07138 | CHANGZHOU TRINA SOLAR ENERGY CO | TSM-185D | 230 | 6 | 197 | 25 |  | Solar | FIXED | Roof
SRP07138 | CHANGZHOU TRINA SOLAR ENERGY CO | TSM-185D | 230 | 18 | 197 | 35 |  | Solar | FIXED | Roof
SRP07139 | CHANGZHOU TRINA SOLAR ENERGY CO | TSM-185D | 230 | 33 | 194 | 15 |  | Solar | FIXED | Roof
SRP07140 | CHANGZHOU TRINA SOLAR ENERGY CO | TSM-185D | 235 | 1680 | 180 | 30 |  | Solar | FIXED | Pole
SRP07142 | SUNPOWER | SPR-225-BLK-U | 225 | 24 | 110 | 30 |  | Solar | FIXED | Roof
SRP07142 | SUNPOWER | SPR-225-BLK-U | 225 | 32 | 200 | 40 |  | Solar | FIXED | Roof
SRP07142 | SUNPOWER | SPR-225-BLK-U | 225 | 20 | 290 | 30 |  | Solar | FIXED | Roof
SRP07143 | SOLARWORLD | SW185MONO | 245 | 700 | 176 | 5 |  | Solar | FIXED | Roof
SRP07144 | SHARP | ND-224UC1 | 224 | 56 | 227 | 20 |  | Solar | FIXED | Roof
SRP07145 | SUNTECH POWER | STP190-18/UB-1 | 190 | 47 | 161 | 29 |  | Solar | FIXED | Roof
SRP07146 | SUNTECH POWER | STP190-18/UB-1 | 190 | 50 | 190 | 40 |  | Solar | FIXED | Roof
SRP07147 | CHANGZHOU TRINA SOLAR ENERGY CO | TSM-185D | 240 | 42 | 205 | 33 |  | Solar | FIXED | Roof
SRP07148 | CHANGZHOU TRINA SOLAR ENERGY CO | TSM-185D | 235 | 18 | 170 | 22 |  | Solar | FIXED | Roof
SRP07148 | CHANGZHOU TRINA SOLAR ENERGY CO | TSM-185D | 235 | 10 | 260 | 11 |  | Solar | FIXED | Roof
SRP07150 | SUNTECH POWER | STP190-18/UB-1 | 190 | 10 | 160.3 | 10 |  | Solar | FIXED | Roof
SRP07150 | SUNTECH POWER | STP190S-18/UB-1 | 190 | 12 | 160.3 | 21 |  | Solar | FIXED | Roof
SRP07151 | SUNTECH POWER | STP190-18/UB-1 | 190 | 9 | 113.9 | 25 |  | Solar | FIXED | Roof
SRP07151 | SUNTECH POWER | STP190S-18/UB-1 | 190 | 14 | 203.9 | 15 |  | Solar | FIXED | Roof
SRP07152 | CHANGZHOU TRINA SOLAR ENERGY CO | TSM-185D | 235 | 44 | 180 | 25 |  | Solar | FIXED | Roof
SRP07154 | SUNTECH POWER | STP180S-24/AB-1 | 185 | 28 | 128 | 25 |  | Solar | FIXED | Roof
SRP07154 | SUNTECH POWER | STP190-18/UB-1 | 185 | 12 | 218 | 30 |  | Solar | FIXED | Roof
SRP07157 | CHANGZHOU TRINA SOLAR ENERGY CO | TSM-185D | 230 | 62 | 155 | 15 |  | Solar | FIXED | Roof
SRP07157 | CHANGZHOU TRINA SOLAR ENERGY CO | TSM-185D | 240 | 72 | 155 | 15 |  | Solar | FIXED | Roof
SRP07158 | CHANGZHOU TRINA SOLAR ENERGY CO | TSM-185D | 230 | 26 | 154.8 | 15 |  | Solar | FIXED | Roof
SRP07158 | CHANGZHOU TRINA SOLAR ENERGY CO | TSM-185D | 240 | 52 | 154.8 | 15 |  | Solar | FIXED | Roof
SRP07159 | CHANGZHOU TRINA SOLAR ENERGY CO | TSM-185D | 230 | 63 | 155 | 15 |  | Solar | FIXED | Roof
SRP07160 | CHANGZHOU TRINA SOLAR ENERGY CO | TSM-185D | 230 | 212 | 180 | 10 |  | Solar | FIXED | Roof
SRP07161 | ASTROPOWER | APX-140-MNB | 240 | 13 | 197 | 40 |  | Solar | FIXED | Roof
SRP07162 | ASTROPOWER | LAPX-300 | 245 | 24 | 202 | 26 |  | Solar | FIXED | Roof
SRP07164 | CHANGZHOU TRINA SOLAR ENERGY CO | TSM-185D | 230 | 24 | 180 | 25 |  | Solar | FIXED | Roof
SRP07165 | CHANGZHOU TRINA SOLAR ENERGY CO | TSM-185D | 230 | 24 | 194 | 25 |  | Solar | FIXED | Roof
SRP07166 | CHANGZHOU TRINA SOLAR ENERGY CO | TSM-185D | 235 | 13 | 128 | 23 |  | Solar | FIXED | Roof
SRP07166 | CHANGZHOU TRINA SOLAR ENERGY CO | TSM-185D | 235 | 26 | 218 | 23 |  | Solar | FIXED | Roof
SRP07167 | SHARP | ND-224UC1 | 224 | 36 | 240 | 34 |  | Solar | FIXED | Roof
SRP07168 | UNITED SOLAR OVONIC | ASR-136 | 235 | 28 | 215 | 28 |  | Solar | FIXED | Roof
SRP07169 | CHANGZHOU TRINA SOLAR ENERGY CO | TSM-185D | 235 | 26 | 193 | 25 |  | Solar | FIXED | Roof
SRP07172 | SUNTECH POWER | STP190-18/UB-1 | 185 | 27 | 186.5 | 32 |  | Solar | FIXED | Roof
SRP07173 | SUNTECH POWER | STP190-18/UB-1 | 190 | 74 | 193 | 30 |  | Solar | FIXED | Roof
SRP07174 | MATRIX SOLAR/PHOTOWATT | PW1650-175 | 240 | 22 | 184 | 25 |  | Solar | FIXED | Roof
SRP07175 | SHARP | ND-224UC1 | 240 | 1482 | 218 | 10 |  | Solar | FIXED | Roof
SRP07176 | ISOFOTON | I-106/12 | 225 | 18 | 262 | 20 |  | Solar | FIXED | Roof
SRP07177 | ET SOLAR INDUSTRY | ET-P672265 | 275 | 18 | 163 | 39 |  | Solar | FIXED | Roof
SRP07179 | MATRIX SOLAR/PHOTOWATT | PW1650-175 | 235 | 100 | 180 | 30 |  | Solar | FIXED | Ground
SRP07179 | SILIKEN MANUFACTURING USA | SLK60P6L 233 WP | 235 | 20 | 180 | 30 |  | Solar | FIXED | Ground
SRP07180 | SHARP | NT-188U1 | 224 | 34 | 131.7 | 45 |  | Solar | FIXED | Roof
SRP07181 | CHANGZHOU TRINA SOLAR ENERGY CO | TSM-185D | 230 | 24 | 137 | 21 |  | Solar | FIXED | Roof
SRP07182 | CHANGZHOU TRINA SOLAR ENERGY CO | TSM-185D | 230 | 14 | 180 | 19 |  | Solar | FIXED | Roof
SRP07183 | CHANGZHOU TRINA SOLAR ENERGY CO | TSM-185D | 230 | 24 | 205 | 26 |  | Solar | FIXED | Roof
SRP07184 | CHANGZHOU TRINA SOLAR ENERGY CO | TSM-185D | 230 | 30 | 101 | 37 |  | Solar | FIXED | Roof
SRP07186 | CHANGZHOU TRINA SOLAR ENERGY CO | TSM-185D | 230 | 24 | 212 | 18 |  | Solar | FIXED | Roof
SRP07187 | CHANGZHOU TRINA SOLAR ENERGY CO | TSM-185D | 240 | 26 | 217.1 | 24 |  | Solar | FIXED | Roof
SRP07187 | CHANGZHOU TRINA SOLAR ENERGY CO | TSM-185D | 240 | 6 | 217.1 | 38 |  | Solar | FIXED | Roof
SRP07188 | CHANGZHOU TRINA SOLAR ENERGY CO | TSM-185D | 240 | 44 | 125.9 | 25 |  | Solar | FIXED | Roof
SRP07189 | CHANGZHOU TRINA SOLAR ENERGY CO | TSM-185D | 230 | 20 | 133 | 21 |  | Solar | FIXED | Roof
SRP07189 | CHANGZHOU TRINA SOLAR ENERGY CO | TSM-185D | 230 | 13 | 223 | 26 |  | Solar | FIXED | Roof
SRP07190 | MATRIX SOLAR/PHOTOWATT | PW1650-175 | 240 | 96 | 180 | 20 |  | Solar | FIXED | Ground
SRP07191 | UNKNOWN | UNKNOWN | 235 | 30 | 180 | 30 |  | Solar | FIXED | Ground
SRP07192 | SUNPOWER | SPR-230-WHT-U | 240 | 30 | 108 | 20 |  | Solar | FIXED | Roof
SRP07193 | UNKNOWN | UNKNOWN | 230 | 260 | 212 | 10 |  | Solar | FIXED | Roof
SRP07194 | CHANGZHOU TRINA SOLAR ENERGY CO | TSM-185D | 230 | 36 | 188 | 25 |  | Solar | FIXED | Roof
SRP07195 | SUNTECH POWER | STP210-18/UB-1 | 245 | 33 | 218 | 35 |  | Solar | FIXED | Roof
SRP07196 | UNKNOWN | UNKNOWN | 230 | 325 | 220 | 10 |  | Solar | FIXED | Roof
SRP07197 | UNKNOWN | UNKNOWN | 255 | 26 | 137 | 18 |  | Solar | FIXED | Roof
SRP07197 | UNKNOWN | UNKNOWN | 255 | 12 | 227 | 18 |  | Solar | FIXED | Roof
SRP07199 | CHANGZHOU TRINA SOLAR ENERGY CO | TSM-185D | 230 | 33 | 220 | 20 |  | Solar | FIXED | Roof
SRP07200 | CHANGZHOU TRINA SOLAR ENERGY CO | TSM-185D | 230 | 33 | 193 | 25 |  | Solar | FIXED | Roof
SRP07201 | REC SCANMODULE | SCM230 | 230 | 30 | 78.1 | 30 |  | Solar | FIXED | Roof
SRP07205 | SUNTECH POWER | STP190S-18/UB-1 | 190 | 32 | 177 | 32 |  | Solar | FIXED | Roof
SRP07206 | CHANGZHOU TRINA SOLAR ENERGY CO | TSM-185D | 245 | 1170 | 192 | 10 |  | Solar | FIXED | Ground
SRP07207 | REC SCANMODULE | SCM230 | 240 | 19 | 112.5 | 33 |  | Solar | FIXED | Roof
SRP07209 | REC SCANMODULE | SCM230 | 235 | 36 | 173.6 | 35 |  | Solar | FIXED | Ground
SRP07210 | SHARP | ND-200U1F | 235 | 18 | 141 | 19 |  | Solar | FIXED | Roof
SRP07211 | SUNTECH POWER | STP190S-18/UB-1 | 190 | 66 | 274 | 34 |  | Solar | FIXED | Roof
SRP07212 | CHANGZHOU TRINA SOLAR ENERGY CO | TSM-185D | 245 | 208 | 188 | 10 |  | Solar | FIXED | Roof
SRP07213 | SCHUCO USA |  | 185 | 28 | 126 | 22 |  | Solar | FIXED | Roof
SRP07213 | SCHUCO USA |  | 185 | 20 | 216 | 22 |  | Solar | FIXED | Roof
SRP07214 | CHANGZHOU TRINA SOLAR ENERGY CO | TSM-185D | 245 | 274 | 112 | 10 |  | Solar | FIXED | Roof
SRP07214 | CHANGZHOU TRINA SOLAR ENERGY CO | TSM-185D | 245 | 624 | 117 | 2 |  | Solar | FIXED | Roof
SRP07214 | CHANGZHOU TRINA SOLAR ENERGY CO | TSM-185D | 245 | 571 | 117 | 10 |  | Solar | FIXED | Roof
SRP07214 | CHANGZHOU TRINA SOLAR ENERGY CO | TSM-185D | 245 | 559 | 297 | 2 |  | Solar | FIXED | Roof
SRP07215 | SUNTECH POWER | STP190S-18/UB-1 | 190 | 20 | 133 | 24 |  | Solar | FIXED | Roof
SRP07215 | SUNTECH POWER | STP190S-18/UB-1 | 190 | 20 | 223 | 24 |  | Solar | FIXED | Roof
SRP07219 | SUNTECH POWER | STP190-18/UB-1 | 190 | 21 | 170 | 35 |  | Solar | FIXED | Roof
SRP07220 | SUNPOWER | SPR-230-WHT-U | 240 | 34 | 172 | 18 |  | Solar | FIXED | Roof
SRP07221 | SUNTECH POWER | STP210S-18/UB-1 | 185 | 6 | 120 | 20 |  | Solar | FIXED | Roof
SRP07222 | CHANGZHOU TRINA SOLAR ENERGY CO | TSM-185D | 235 | 42 | 189.6 | 20 |  | Solar | FIXED | Roof
SRP07223 | SOLYNDRA | SL-001-182U | 182 | 220 | 169 | 0 |  | Solar | FIXED | Roof
SRP07224 | SHARP | ND-224UC1 | 224 | 20 | 170 | 19 |  | Solar | FIXED | Roof
SRP07225 | SHARP | ND-V230A1 | 240 | 532 | 215 | 12.5 |  | Solar | FIXED | Roof
SRP07226 | SHARP | ND-224UC1 | 235 | 24 | 166.2 | 33.7 |  | Solar | FIXED | Roof
SRP07227 | CHANGZHOU TRINA SOLAR ENERGY CO | TSM-185D | 240 | 22 | 156 | 25 |  | Solar | FIXED | Roof
SRP07227 | CHANGZHOU TRINA SOLAR ENERGY CO | TSM-185D | 240 | 30 | 246 | 25 |  | Solar | FIXED | Roof
SRP07228 | REC SCANMODULE | SCM230 | 240 | 22 | 160 | 35.5 |  | Solar | FIXED | Roof
SRP07229 | BAODING YINGLI NEW ENERGY RESOURCES CO | YL175(156) | 230 | 43 | 147 | 40 |  | Solar | FIXED | Roof
SRP07229 | BAODING YINGLI NEW ENERGY RESOURCES CO | YL175(156) | 230 | 7 | 237 | 24 |  | Solar | FIXED | Roof
SRP07229 | BAODING YINGLI NEW ENERGY RESOURCES CO | YL175(156) | 230 | 7 | 237 | 40 |  | Solar | FIXED | Roof
SRP07230 | BP SOLAR | SX3200W | 215 | 16 | 208 | 34 |  | Solar | FIXED | Roof
SRP07231 | MATRIX SOLAR/PHOTOWATT | PW1000-105 | 240 | 36 | 180 | 35 |  | Solar | FIXED | Roof
SRP07233 | ET SOLAR INDUSTRY | ET-P672275 | 185 | 10 | 182 | 15 |  | Solar | FIXED | Roof
SRP07233 | ET SOLAR INDUSTRY | ET-P654185 | 185 | 30 | 182 | 28 |  | Solar | FIXED | Roof
SRP07234 | SOLAR POWER (SPI) | SP200FP12 | 225 | 13 | 125 | 45 |  | Solar | FIXED | Roof
SRP07234 | SOLAR POWER (SPI) | SP205FP12 | 225 | 16 | 215 | 34 |  | Solar | FIXED | Roof
SRP07235 | SUNTECH POWER | STP190-18/UB-1 | 190 | 27 | 222 | 37 |  | Solar | FIXED | Roof
SRP07236 | SUNPOWER | SPR-230-WHT-U | 185 | 24 | 91 | 41 |  | Solar | FIXED | Roof
SRP07236 | SUNTECH POWER | STP190S-18/UB-1 | 185 | 12 | 271 | 41 |  | Solar | FIXED | Roof
SRP07237 | BP SOLAR | SX3170N | 180 | 33 | 126 | 33 |  | Solar | FIXED | Roof
SRP07237 | BP SOLAR | BP4180B | 180 | 11 | 126 | 35 |  | Solar | FIXED | Roof
SRP07239 | SUNTECH POWER | STP190S-18/UB-1 | 190 | 11 | 215 | 17 |  | Solar | FIXED | Roof
SRP07239 | SUNTECH POWER | STP190S-18/UB-1 | 190 | 11 | 215 | 17 |  | Solar | FIXED | Roof
SRP07239 | SUNTECH POWER | STP190-18/UB-1 | 190 | 18 | 215 | 23 |  | Solar | FIXED | Roof
SRP07239 | SUNTECH POWER | STP190-18/UB-1 | 190 | 18 | 215 | 25 |  | Solar | FIXED | Roof
SRP07240 | REC SCANMODULE | SCM230 | 235 | 14 | 170 | 12 |  | Solar | FIXED | Roof
SRP07240 | REC SCANMODULE | SCM230 | 235 | 9 | 170 | 39 |  | Solar | FIXED | Roof
SRP07241 | SUNPOWER | SPR-230-WHT-U | 240 | 27 | 176 | 25 |  | Solar | FIXED | Roof
SRP07242 | SUNTECH POWER | STP210-18/UB-1 | 275 | 15307 | 180 | 25 |  | Solar | FIXED | Ground
SRP07242 | SUNTECH POWER | STP210S-18/UB-1 | 280 | 20549 | 180 | 25 |  | Solar | FIXED | Ground
SRP07244 | SUNTECH POWER | STP190S-24/ADB+ | 190 | 20 | 206 | 20 |  | Solar | FIXED | Roof
SRP07245 | SUNPOWER | SPR-230-WHT-U | 240 | 30 | 227 | 30 |  | Solar | FIXED | Roof
SRP07249 | YINGLI ENERGY (CHINA) | YL235P-29B | 235 | 94 | 162 | 10 |  | Solar | FIXED | Roof
SRP07250 | SCHUCO USA |  | 240 | 24 | 180 | 30 |  | Solar | FIXED | Ground
SRP07251 | CHANGZHOU TRINA SOLAR ENERGY CO | TSM-185D | 235 | 16 | 111 | 23 |  | Solar | FIXED | Roof
SRP07251 | CHANGZHOU TRINA SOLAR ENERGY CO | TSM-185D | 235 | 5 | 201 | 23 |  | Solar | FIXED | Roof
SRP07252 | CHANGZHOU TRINA SOLAR ENERGY CO | TSM-185D | 230 | 24 | 189 | 19 |  | Solar | FIXED | Roof
SRP07253 | UNITED SOLAR OVONIC | ASR-120 | 240 | 40 | 188 | 22 |  | Solar | FIXED | Roof
SRP07253 | CHANGZHOU TRINA SOLAR ENERGY CO | TSM-185D | 240 | 20 | 188 | 29 |  | Solar | FIXED | Roof
SRP07254 | CHANGZHOU TRINA SOLAR ENERGY CO | TSM-185D | 235 | 44 | 140.2 | 26 |  | Solar | FIXED | Roof
SRP07255 | CANADIAN SOLAR | CS6P-230 | 295 | 24 | 179 | 18 |  | Solar | FIXED | Roof
SRP07255 | CANADIAN SOLAR | CS6P-230 | 295 | 36 | 179 | 40 |  | Solar | FIXED | Roof
SRP07256 | CHANGZHOU TRINA SOLAR ENERGY CO | TSM-185D | 235 | 50 | 140.4 | 30 |  | Solar | FIXED | Roof
SRP07257 | CHANGZHOU TRINA SOLAR ENERGY CO | TSM-185D | 235 | 37 | 130 | 46 |  | Solar | FIXED | Roof
SRP07257 | CHANGZHOU TRINA SOLAR ENERGY CO | TSM-185D | 235 | 29 | 220 | 32 |  | Solar | FIXED | Roof
SRP07258 | JIANGSU LINYANG SOLARFUN CO | SF080-18-M75 | 235 | 806 | 198 | 15 |  | Solar | FIXED | Roof
SRP07259 | SANYO ELECTRIC |  | 220 | 10 | 143 | 20 |  | Solar | FIXED | Roof
SRP07260 | UNKNOWN | UNKNOWN | 250 | 30 | 182 | 36 |  | Solar | FIXED | Roof
SRP07261 | CHANGZHOU TRINA SOLAR ENERGY CO | TSM-185D | 235 | 33 | 134 | 33 |  | Solar | FIXED | Roof
SRP07261 | CHANGZHOU TRINA SOLAR ENERGY CO | TSM-185D | 235 | 7 | 221 | 33 |  | Solar | FIXED | Roof
SRP07262 | CHANGZHOU TRINA SOLAR ENERGY CO | TSM-185D | 235 | 39 | 250 | 29 |  | Solar | FIXED | Roof
SRP07263 | BAODING YINGLI NEW ENERGY RESOURCES CO | YL175(156) | 260 | 30 | 205 | 20 |  | Solar | FIXED | Roof
SRP07264 | CANADIAN SOLAR | CS5A-190 | 235 | 36 | 150 | 35 |  | Solar | FIXED | Roof
SRP07266 | CHANGZHOU TRINA SOLAR ENERGY CO | TSM-185D | 240 | 16 | 132 | 27 |  | Solar | FIXED | Roof
SRP07266 | CHANGZHOU TRINA SOLAR ENERGY CO | TSM-185D | 240 | 16 | 222 | 27 |  | Solar | FIXED | Roof
SRP07267 | CHANGZHOU TRINA SOLAR ENERGY CO | TSM-185D | 235 | 18 | 180 | 34 |  | Solar | FIXED | Roof
SRP07269 | CHANGZHOU TRINA SOLAR ENERGY CO | TSM-185D | 240 | 22 | 125.1 | 26 |  | Solar | FIXED | Roof
SRP07269 | CHANGZHOU TRINA SOLAR ENERGY CO | TSM-185D | 240 | 12 | 215.1 | 22 |  | Solar | FIXED | Roof
SRP07270 | CHANGZHOU TRINA SOLAR ENERGY CO | TSM-185D | 240 | 30 | 143.8 | 20 |  | Solar | FIXED | Roof
SRP07271 | SUNTECH POWER | STP190-18/UB-1 | 190 | 46 | 227 | 30 |  | Solar | FIXED | Roof
SRP07272 | SUNTECH POWER | STP190-18/UB-1 | 190 | 51 | 212 | 30 |  | Solar | FIXED | Roof
SRP07273 | CHANGZHOU TRINA SOLAR ENERGY CO | TSM-185D | 240 | 30 | 181.7 | 25 |  | Solar | FIXED | Roof
SRP07274 | CHANGZHOU TRINA SOLAR ENERGY CO | TSM-185D | 235 | 20 | 179.4 | 32 |  | Solar | FIXED | Roof
SRP07277 | SUNPOWER | SPR-230-WHT-U | 240 | 54 | 235 | 27 |  | Solar | FIXED | Roof
SRP07278 | SUNPOWER | SPR-230-WHT-U | 240 | 33 | 205 | 36 |  | Solar | FIXED | Roof
SRP07279 | SUNPOWER | SPR-315E-WHT-U | 320 | 56 | 180 | 35 |  | Solar | FIXED | Ground
SRP07280 | SOLARWORLD | SW185MONO | 245 | 23 | 154 | 28 |  | Solar | FIXED | Roof
SRP07281 | SUNPOWER | SPR-230-WHT-U | 240 | 40 | 207 | 10 |  | Solar | FIXED | Roof
SRP07282 | LIGHT WAY GREEN NEW ENERGY | LW240(29)P1650X990 | 240 | 27 | 176 | 25 |  | Solar | FIXED | Roof
SRP07282 | LIGHT WAY GREEN NEW ENERGY | LW240(29)P1650X990 | 240 | 16 | 266 | 25 |  | Solar | FIXED | Roof
SRP07284 | BAODING YINGLI NEW ENERGY RESOURCES CO | YL175(156) | 230 | 26 | 134 | 22 |  | Solar | FIXED | Roof
SRP07285 | YES! SOLAR | ES190W | 230 | 22 | 250 | 21 |  | Solar | FIXED | Roof
SRP07286 | CHANGZHOU TRINA SOLAR ENERGY CO | TSM-185D | 235 | 30 | 151 | 29 |  | Solar | FIXED | Roof
SRP07286 | CHANGZHOU TRINA SOLAR ENERGY CO | TSM-185D | 235 | 20 | 241 | 29 |  | Solar | FIXED | Roof
SRP07287 | CHANGZHOU TRINA SOLAR ENERGY CO | TSM-185D | 230 | 13 | 101 | 34 |  | Solar | FIXED | Roof
SRP07287 | CHANGZHOU TRINA SOLAR ENERGY CO | TSM-185D | 230 | 9 | 191 | 27 |  | Solar | FIXED | Roof
SRP07288 | CHANGZHOU TRINA SOLAR ENERGY CO | TSM-185D | 230 | 12 | 113 | 33 |  | Solar | FIXED | Roof
SRP07288 | CHANGZHOU TRINA SOLAR ENERGY CO | TSM-185D | 230 | 24 | 203 | 27 |  | Solar | FIXED | Roof
SRP07289 | CHANGZHOU TRINA SOLAR ENERGY CO | TSM-185D | 230 | 18 | 225 | 34 |  | Solar | FIXED | Roof
SRP07290 | CHANGZHOU TRINA SOLAR ENERGY CO | TSM-185D | 230 | 26 | 136 | 26 |  | Solar | FIXED | Roof
SRP07291 | CHANGZHOU TRINA SOLAR ENERGY CO | TSM-185D | 230 | 13 | 113 | 23 |  | Solar | FIXED | Roof
SRP07291 | CHANGZHOU TRINA SOLAR ENERGY CO | TSM-185D | 230 | 22 | 203 | 25 |  | Solar | FIXED | Roof
SRP07292 | CHANGZHOU TRINA SOLAR ENERGY CO | TSM-185D | 230 | 24 | 211 | 30 |  | Solar | FIXED | Roof
SRP07293 | CHANGZHOU TRINA SOLAR ENERGY CO | TSM-185D | 235 | 8 | 144 | 23 |  | Solar | FIXED | Roof
SRP07293 | CHANGZHOU TRINA SOLAR ENERGY CO | TSM-185D | 235 | 24 | 234 | 23 |  | Solar | FIXED | Roof
SRP07294 | CHANGZHOU TRINA SOLAR ENERGY CO | TSM-185D | 235 | 24 | 129 | 18 |  | Solar | FIXED | Roof
SRP07295 | CHANGZHOU TRINA SOLAR ENERGY CO | TSM-185D | 240 | 16 | 122 | 11 |  | Solar | FIXED | Roof
SRP07295 | CHANGZHOU TRINA SOLAR ENERGY CO | TSM-185D | 240 | 2 | 212 | 24 |  | Solar | FIXED | Roof
SRP07296 | CHANGZHOU TRINA SOLAR ENERGY CO | TSM-185D | 235 | 16 | 190 | 21 |  | Solar | FIXED | Roof
SRP07297 | SUNTECH POWER | STP190-18/UB-1 | 190 | 20 | 185.8 | 32 |  | Solar | FIXED | Roof
SRP07298 | CHANGZHOU TRINA SOLAR ENERGY CO | TSM-185D | 240 | 10 | 125 | 20 |  | Solar | FIXED | Roof
SRP07298 | CHANGZHOU TRINA SOLAR ENERGY CO | TSM-185D | 240 | 42 | 215 | 18 |  | Solar | FIXED | Roof
SRP07299 | CHANGZHOU TRINA SOLAR ENERGY CO | TSM-185D | 235 | 9 | 107 | 20 |  | Solar | FIXED | Roof
SRP07299 | CHANGZHOU TRINA SOLAR ENERGY CO | TSM-185D | 235 | 18 | 197 | 40 |  | Solar | FIXED | Roof
SRP07300 | SUNTECH POWER | STP190-18/UB-1 | 190 | 24 | 115 | 40 |  | Solar | FIXED | Roof
SRP07300 | SUNTECH POWER | STP190-18/UB-1 | 190 | 16 | 205 | 25 |  | Solar | FIXED | Roof
SRP07301 | CHANGZHOU TRINA SOLAR ENERGY CO | TSM-185D | 235 | 36 | 238 | 16 |  | Solar | FIXED | Roof
SRP07302 | CHANGZHOU TRINA SOLAR ENERGY CO | TSM-185D | 240 | 44 | 175 | 42 |  | Solar | FIXED | Roof
SRP07303 | CHANGZHOU TRINA SOLAR ENERGY CO | TSM-185D | 230 | 6 | 120 | 9 |  | Solar | FIXED | Roof
SRP07303 | CHANGZHOU TRINA SOLAR ENERGY CO | TSM-185D | 230 | 24 | 120 | 19 |  | Solar | FIXED | Roof
SRP07304 | BAODING YINGLI NEW ENERGY RESOURCES CO | YL175(156) | 235 | 52 | 184 | 10 |  | Solar | FIXED | Roof
SRP07306 | CHANGZHOU TRINA SOLAR ENERGY CO | TSM-185D | 235 | 33 | 213 | 34 |  | Solar | FIXED | Roof
SRP07307 | CHANGZHOU TRINA SOLAR ENERGY CO | TSM-185D | 230 | 30 | 178 | 40 |  | Solar | FIXED | Roof
SRP07308 | SUNTECH POWER | STP190-18/UB-1 | 190 | 14 | 219 | 24 |  | Solar | FIXED | Roof
SRP07310 | SUNTECH POWER | STP190S-18/UB-1 | 190 | 40 | 232 | 24 |  | Solar | FIXED | Roof
SRP07311 | CHANGZHOU TRINA SOLAR ENERGY CO | TSM-185D | 240 | 26 | 148 | 37 |  | Solar | FIXED | Roof
SRP07311 | CHANGZHOU TRINA SOLAR ENERGY CO | TSM-185D | 240 | 12 | 238 | 40 |  | Solar | FIXED | Roof
SRP07312 | CHANGZHOU TRINA SOLAR ENERGY CO | TSM-185D | 230 | 33 | 192 | 30 |  | Solar | FIXED | Roof
SRP07314 | BP SOLAR | BP4180B | 180 | 40 | 126 | 26 |  | Solar | FIXED | Roof
SRP07315 | CHANGZHOU TRINA SOLAR ENERGY CO | TSM-185D | 230 | 28 | 190 | 16 |  | Solar | FIXED | Roof
SRP07316 | CONERGY AG | S 175MU | 230 | 108 | 160 | 15 |  | Solar | FIXED | Roof
SRP07317 | SUNPOWER | SPR-305-WHT-U | 308 | 432 | 176 | 5 |  | Solar | FIXED | Roof
SRP07320 | CHANGZHOU TRINA SOLAR ENERGY CO | TSM-185D | 240 | 6 | 133.9 | 20 |  | Solar | FIXED | Roof
SRP07320 | CHANGZHOU TRINA SOLAR ENERGY CO | TSM-185D | 240 | 22 | 223.9 | 15 |  | Solar | FIXED | Roof
SRP07321 | CHANGZHOU TRINA SOLAR ENERGY CO | TSM-185D | 230 | 33 | 211 | 32 |  | Solar | FIXED | Roof
SRP07322 | CHANGZHOU TRINA SOLAR ENERGY CO | TSM-185D | 230 | 36 | 123 | 27 |  | Solar | FIXED | Roof
SRP07323 | BP SOLAR | SX6175N | 215 | 21 | 163 | 9 |  | Solar | FIXED | Roof
SRP07323 | BP SOLAR | BP3125U | 215 | 28 | 163 | 30 |  | Solar | FIXED | Roof
SRP07324 | CHANGZHOU TRINA SOLAR ENERGY CO | TSM-185D | 235 | 14 | 150 | 27 |  | Solar | FIXED | Roof
SRP07324 | CHANGZHOU TRINA SOLAR ENERGY CO | TSM-185D | 235 | 14 | 240 | 27 |  | Solar | FIXED | Roof
SRP07325 | SUNPOWER | SPR-230-WHT-U | 240 | 18 | 190 | 34 |  | Solar | FIXED | Roof
SRP07326 | CHANGZHOU TRINA SOLAR ENERGY CO | TSM-185D | 230 | 36 | 120 | 30 |  | Solar | FIXED | Roof
SRP07327 | BP SOLAR | BP3165N | 215 | 36 | 150 | 32 |  | Solar | FIXED | Roof
SRP07328 | SOLYNDRA | SL-002-182U | 245 | 80 | 180 | 25 |  | Solar | FIXED | Ground
SRP07329 | SUNPOWER | SPR-230-WHT-U | 240 | 27 | 250 | 35 |  | Solar | FIXED | Roof
SRP07330 | WEBEL SL ENERGY SYSTEMS | W1600-160 | 235 | 58 | 162 | 10 |  | Solar | FIXED | Roof
SRP07331 | SUNTECH POWER | STP210S-18/UB-1 | 240 | 6273 | 202 | 10 |  | Solar | FIXED | Roof
SRP07331 | SUNTECH POWER | STP210S-18/UB-1 | 240 | 6103 | 219 | 10 |  | Solar | FIXED | Roof
SRP07332 | MC SOLAR | TF-90B | 240 | 33 | 206 | 17 |  | Solar | FIXED | Roof
SRP07334 | UNKNOWN | UNKNOWN | 250 | 156 | 218.5 | 5 |  | Solar | FIXED | Roof
SRP07335 | UNKNOWN | UNKNOWN | 225 | 47 | 235 | 32 |  | Solar | FIXED | Roof
SRP07336 | SHARP | ND-200U2 | 240 | 44 | 198 | 25 |  | Solar | FIXED | Ground
SRP07337 | BP SOLAR | SX3200B | 215 | 12 | 117 | 10 |  | Solar | FIXED | Roof
SRP07337 | BP SOLAR | BP3165N | 215 | 7 | 117 | 26 |  | Solar | FIXED | Roof
SRP07338 | CHANGZHOU TRINA SOLAR ENERGY CO | TSM-185D | 240 | 14 | 134 | 7 |  | Solar | FIXED | Roof
SRP07338 | CHANGZHOU TRINA SOLAR ENERGY CO | TSM-185D | 240 | 14 | 134 | 13 |  | Solar | FIXED | Roof
SRP07339 | SHARP | ND-220U1F | 240 | 224 | 180 | 12.5 |  | Solar | FIXED | Roof
SRP07340 | SUNPOWER | SPR-230-WHT-U | 240 | 36 | 197 | 34 |  | Solar | FIXED | Roof
SRP07340 | SUNPOWER | SPR-230-WHT-U | 240 | 8 | 197 | 45 |  | Solar | FIXED | Roof
SRP07341 | CONERGY AG | S 175MU | 240 | 49 | 103 | 5 |  | Solar | FIXED | Roof
SRP07344 | CHANGZHOU TRINA SOLAR ENERGY CO | TSM-185D | 230 | 36 | 157 | 30 |  | Solar | FIXED | Roof
SRP07345 | TRINA SOLAR | TSM-240PA05.10 | 240 | 13 | 139 | 35 |  | Solar | FIXED | Roof
SRP07345 | TRINA SOLAR | TSM-240PA05.10 | 240 | 25 | 229 | 25 |  | Solar | FIXED | Roof
SRP07347 | BAODING YINGLI NEW ENERGY RESOURCES CO | YL175(156) | 230 | 18 | 177 | 35 |  | Solar | FIXED | Roof
SRP07347 | BAODING YINGLI NEW ENERGY RESOURCES CO | 85(17)P1172X541 | 230 | 4 | 267 | 35 |  | Solar | FIXED | Roof
SRP07349 | CHANGZHOU TRINA SOLAR ENERGY CO | TSM-185D | 230 | 36 | 235 | 32 |  | Solar | FIXED | Roof
SRP07350 | CHANGZHOU TRINA SOLAR ENERGY CO | TSM-185D | 240 | 8 | 30 | 10 |  | Solar | FIXED | Roof
SRP07350 | CHANGZHOU TRINA SOLAR ENERGY CO | TSM-185D | 240 | 17 | 187 | 38 |  | Solar | FIXED | Roof
SRP07351 | CHANGZHOU TRINA SOLAR ENERGY CO | TSM-185D | 230 | 14 | 126 | 34 |  | Solar | FIXED | Roof
SRP07351 | CHANGZHOU TRINA SOLAR ENERGY CO | TSM-185D | 230 | 14 | 226 | 29 |  | Solar | FIXED | Roof
SRP07352 | CHANGZHOU TRINA SOLAR ENERGY CO | TSM-185D | 230 | 20 | 122 | 33 |  | Solar | FIXED | Roof
SRP07353 | CHANGZHOU TRINA SOLAR ENERGY CO | TSM-185D | 240 | 8 | 160 | 21 |  | Solar | FIXED | Roof
SRP07353 | CHANGZHOU TRINA SOLAR ENERGY CO | TSM-185D | 240 | 18 | 160 | 24 |  | Solar | FIXED | Roof
SRP07354 | CHANGZHOU TRINA SOLAR ENERGY CO | TSM-185D | 230 | 28 | 211 | 34 |  | Solar | FIXED | Roof
SRP07355 | CHANGZHOU TRINA SOLAR ENERGY CO | TSM-185D | 235 | 6 | 177 | 27 |  | Solar | FIXED | Roof
SRP07355 | CHANGZHOU TRINA SOLAR ENERGY CO | TSM-185D | 235 | 9 | 177 | 29 |  | Solar | FIXED | Roof
SRP07359 | CHANGZHOU TRINA SOLAR ENERGY CO | TSM-185D | 240 | 20 | 210 | 30 |  | Solar | FIXED | Roof
SRP07360 | CHANGZHOU TRINA SOLAR ENERGY CO | TSM-185D | 235 | 17 | 105 | 18 |  | Solar | FIXED | Roof
SRP07361 | SUNTECH POWER | STP190S-18/UB-1 | 190 | 10 | 160 | 25 |  | Solar | FIXED | Roof
SRP07361 | SUNTECH POWER | STP190S-18/UB-1 | 190 | 26 | 250 | 10 |  | Solar | FIXED | Roof
SRP07362 | CHANGZHOU TRINA SOLAR ENERGY CO | TSM-185D | 240 | 9 | 115 | 21 |  | Solar | FIXED | Roof
SRP07362 | CHANGZHOU TRINA SOLAR ENERGY CO | TSM-185D | 240 | 16 | 205 | 22 |  | Solar | FIXED | Roof
SRP07363 | CHANGZHOU TRINA SOLAR ENERGY CO | TSM-185D | 240 | 50 | 153 | 10 |  | Solar | FIXED | Roof
SRP07367 | CHANGZHOU TRINA SOLAR ENERGY CO | TSM-185D | 240 | 462 | 202 | 4.2 |  | Solar | FIXED | Roof
SRP07368 | CHANGZHOU TRINA SOLAR ENERGY CO | TSM-185D | 235 | 16 | 239.3 | 25 |  | Solar | FIXED | Roof
SRP07370 | CHANGZHOU TRINA SOLAR ENERGY CO | TSM-185D | 240 | 384 | 164 | 5 |  | Solar | FIXED | Roof
SRP07371 | SUNPOWER | SPR-305E-WHT-U | 305 | 41 | 180 | 34 |  | Solar | FIXED | Ground
SRP07372 | CHANGZHOU TRINA SOLAR ENERGY CO | TSM-185D | 240 | 312 | 179 | 5 |  | Solar | FIXED | Roof
SRP07373 | SUNPOWER | SPR-305-WHT-U | 305 | 34 | 180 | 34 |  | Solar | FIXED | Ground
SRP07374 | CHANGZHOU TRINA SOLAR ENERGY CO | TSM-185D | 240 | 600 | 162 | 5 |  | Solar | FIXED | Roof
SRP07375 | CHANGZHOU TRINA SOLAR ENERGY CO | TSM-185D | 240 | 432 | 155 | 5 |  | Solar | FIXED | Roof
SRP07376 | CHANGZHOU TRINA SOLAR ENERGY CO | TSM-185D | 235 | 69 | 180 | 30 |  | Solar | FIXED | Ground
SRP07377 | CHANGZHOU TRINA SOLAR ENERGY CO | TSM-185D | 240 | 432 | 164 | 5 |  | Solar | FIXED | Roof
SRP07378 | SUNTECH POWER | STP190S-18/UB-1 | 190 | 8 | 73 | 20 |  | Solar | FIXED | Roof
SRP07378 | SUNTECH POWER | STP190S-18/UB-1 | 190 | 8 | 163 | 20 |  | Solar | FIXED | Roof
SRP07378 | SUNTECH POWER | STP190S-18/UB-1 | 190 | 8 | 253 | 20 |  | Solar | FIXED | Roof
SRP07379 | CHANGZHOU TRINA SOLAR ENERGY CO | TSM-185D | 235 | 142 | 154 | 5 |  | Solar | FIXED | Roof
SRP07379 | CHANGZHOU TRINA SOLAR ENERGY CO | TSM-185D | 235 | 120 | 154 | 26 |  | Solar | FIXED | Roof
SRP07382 | HANWHA SOLARONE (QIDONG) | SF220-30-P230 | 230 | 294 | 180 | 0 |  | Solar | FIXED | Roof
SRP07383 | SUNPOWER | SPR-305E-WHT-D | 305 | 221 | 180 | 34 |  | Solar | FIXED | Ground
SRP07386 | SUNPOWER | SPR-305-WHT-U | 305 | 142 | 180 | 34 |  | Solar | FIXED | Ground
SRP07389 | CHANGZHOU TRINA SOLAR ENERGY CO | TSM-185D | 240 | 39 | 140 | 24 |  | Solar | FIXED | Roof
SRP07389 | CHANGZHOU TRINA SOLAR ENERGY CO | TSM-185D | 240 | 39 | 170 | 24 |  | Solar | FIXED | Roof
SRP07391 | CHANGZHOU TRINA SOLAR ENERGY CO | TSM-185D | 230 | 22 | 231 | 30 |  | Solar | FIXED | Ground
SRP07393 | CHANGZHOU TRINA SOLAR ENERGY CO | TSM-185D | 235 | 20 | 189 | 26 |  | Solar | FIXED | Roof
SRP07394 | SANYO ELECTRIC | HIP-205BA5 | 225 | 40 | 176 | 27 |  | Solar | FIXED | Roof
SRP07395 | NINGBO SOLAR ELECTRIC POWER | TDB125X125-72-P 175W | 280 | 407 | 217 | 5 |  | Solar | FIXED | Roof
SRP07396 | NINGBO SOLAR ELECTRIC POWER | TDB125X125-72-P 150W | 280 | 231 | 217 | 5 |  | Solar | FIXED | Roof
SRP07399 | SOLARWORLD | SW185MONO | 245 | 130 | 173 | 10 |  | Solar | FIXED | Ground
SRP07400 | BAODING YINGLI NEW ENERGY RESOURCES CO | YL175(156) | 230 | 13 | 183 | 14 |  | Solar | FIXED | Roof
SRP07401 | ISOFOTON | I-100/12 | 235 | 18 | 126 | 29 |  | Solar | FIXED | Roof
SRP07402 | SUNPOWER | SPR-230-WHT-U | 240 | 50 | 250 | 38 |  | Solar | FIXED | Roof
SRP07402 | SUNPOWER | SPR-230-WHT-U | 240 | 27 | 250 | 45 |  | Solar | FIXED | Roof
SRP07403 | SANYO ELECTRIC | HIP-205BA5 | 220 | 8 | 205 | 19 |  | Solar | FIXED | Roof
SRP07403 | SANYO ELECTRIC | HIP-205BA5 | 220 | 22 | 205 | 27 |  | Solar | FIXED | Roof
SRP07405 | REC SCANMODULE | SCM230 | 240 | 12 | 160 | 35 |  | Solar | FIXED | Roof
SRP07405 | REC SCANMODULE | SCM230 | 240 | 12 | 252 | 24 |  | Solar | FIXED | Roof
SRP07406 | CHANGZHOU TRINA SOLAR ENERGY CO | TSM-185D | 230 | 42 | 230 | 19 |  | Solar | FIXED | Roof
SRP07407 | SUNTECH POWER | STP190S-18/UB-1 | 185 | 6 | 207.6 | 25 |  | Solar | FIXED | Roof
SRP07408 | KYOCERA SOLAR | KD210GX-LP | 245 | 44 | 171 | 37 |  | Solar | FIXED | Roof
SRP07409 | CHANGZHOU TRINA SOLAR ENERGY CO | TSM-185D | 235 | 18 | 161.9 | 25 |  | Solar | FIXED | Roof
SRP07410 | SUNTECH POWER | STP190S-18/UB-1 | 190 | 14 | 195.7 | 35 |  | Solar | FIXED | Roof
SRP07410 | SUNTECH POWER | STP190S-18/UB-1 | 190 | 6 | 195.7 | 45 |  | Solar | FIXED | Roof
SRP07410 | SUNTECH POWER | STP190-18/UB-1 | 190 | 24 | 285.7 | 25 |  | Solar | FIXED | Roof
SRP07411 | SCHUCO USA |  | 235 | 520 | 189 | 7.5 |  | Solar | FIXED | Roof
SRP07412 | SUNTECH POWER | STP190-18/UB-1 | 190 | 10 | 88.7 | 13 |  | Solar | FIXED | Roof
SRP07412 | SUNTECH POWER | STP190-18/UB-1 | 190 | 10 | 88.7 | 36 |  | Solar | FIXED | Roof
SRP07412 | SUNTECH POWER | STP190-18/UB-1 | 190 | 30 | 265.1 | 36 |  | Solar | FIXED | Roof
SRP07414 | CHANGZHOU TRINA SOLAR ENERGY CO | TSM-185D | 235 | 51 | 174 | 20 |  | Solar | FIXED | Roof
SRP07415 | SCHUCO USA |  | 235 | 108 | 207 | 7.5 |  | Solar | FIXED | Roof
SRP07417 | MATRIX SOLAR/PHOTOWATT | PW1650-175 | 235 | 72 | 193 | 7.5 |  | Solar | FIXED | Roof
SRP07418 | SCHUCO USA |  | 235 | 108 | 193 | 7.5 |  | Solar | FIXED | Roof
SRP07419 | SUNTECH POWER | STP190S-18/UB-1 | 190 | 11 | 90 | 45 |  | Solar | FIXED | Roof
SRP07419 | SUNTECH POWER | STP190S-18/UB-1 | 190 | 24 | 180 | 38 |  | Solar | FIXED | Roof
SRP07421 | MATRIX SOLAR/PHOTOWATT | PW1650-175 | 235 | 28 | 150 | 34 |  | Solar | FIXED | Roof
SRP07421 | MATRIX SOLAR/PHOTOWATT | PW1650-175 | 235 | 24 | 248 | 34 |  | Solar | FIXED | Roof
SRP07422 | SUNTECH POWER | STP190S-18/UB-1 | 190 | 44 | 210 | 44 |  | Solar | FIXED | Roof
SRP07423 | UNKNOWN | UNKNOWN | 285 | 21 | 177 | 18.5 |  | Solar | FIXED | Roof
SRP07424 | SOLAR POWER (SPI) | SP205FP12 | 235 | 7 | 99 | 40 |  | Solar | FIXED | Ground
SRP07424 | SOLAR POWER (SPI) | SP205FP12 | 235 | 45 | 180 | 30 |  | Solar | FIXED | Ground
SRP07424 | SOLAR POWER (SPI) | SP200FP12 | 235 | 25 | 189 | 12 |  | Solar | FIXED | Ground
SRP07424 | SOLAR POWER (SPI) | SP205FP12 | 235 | 39 | 189 | 40 |  | Solar | FIXED | Ground
SRP07425 | CONERGY AG | S 175MU | 235 | 24 | 160 | 10 |  | Solar | FIXED | Roof
SRP07425 | CONERGY AG | S 175MU | 235 | 13 | 160 | 35 |  | Solar | FIXED | Roof
SRP07426 | SCHUCO USA |  | 185 | 40 | 88 | 30 |  | Solar | FIXED | Roof
SRP07427 | SCHUCO USA |  | 185 | 20 | 151 | 22 |  | Solar | FIXED | Roof
SRP07427 | SCHUCO USA |  | 185 | 12 | 241 | 12 |  | Solar | FIXED | Roof
SRP07429 | SUNTECH POWER | STP190S-18/UB-1 | 190 | 52 | 246 | 34 |  | Solar | FIXED | Roof
SRP07430 | CHANGZHOU TRINA SOLAR ENERGY CO | TSM-185D | 235 | 26 | 197.3 | 20 |  | Solar | FIXED | Roof
SRP07431 | CHANGZHOU TRINA SOLAR ENERGY CO | TSM-185D | 235 | 28 | 93 | 24 |  | Solar | FIXED | Roof
SRP07431 | CHANGZHOU TRINA SOLAR ENERGY CO | TSM-185D | 235 | 12 | 183 | 24 |  | Solar | FIXED | Roof
SRP07432 | SUNTECH POWER | STP190-18/UB-1 | 190 | 27 | 165 | 35 |  | Solar | FIXED | Roof
SRP07433 | SUNTECH POWER | STP180S-24/AB-1 | 185 | 35 | 93 | 23 |  | Solar | FIXED | Roof
SRP07433 | SUNTECH POWER | STP180S-24/AB-1 | 185 | 101 | 273 | 23 |  | Solar | FIXED | Roof
SRP07434 | CHANGZHOU TRINA SOLAR ENERGY CO | TSM-185D | 235 | 28 | 102 | 23 |  | Solar | FIXED | Roof
SRP07434 | CHANGZHOU TRINA SOLAR ENERGY CO | TSM-185D | 235 | 7 | 192 | 23 |  | Solar | FIXED | Roof
SRP07435 | CHANGZHOU TRINA SOLAR ENERGY CO | TSM-185D | 240 | 28 | 100 | 26 |  | Solar | FIXED | Roof
SRP07436 | CHANGZHOU TRINA SOLAR ENERGY CO | TSM-185D | 240 | 126 | 217 | 5 |  | Solar | FIXED | Roof
SRP07438 | SHARP | NT-188U1 | 235 | 784 | 174 | 10 |  | Solar | FIXED | Roof
SRP07439 | ISOFOTON | I-106/12 | 230 | 108 | 206 | 10 |  | Solar | FIXED | Roof
SRP07440 | SCHUCO USA |  | 255 | 30 | 197 | 8 |  | Solar | FIXED | Roof
SRP07441 | KYOCERA SOLAR | KD210GX-LP | 240 | 26 | 177 | 30 |  | Solar | FIXED | Roof
SRP07441 | KYOCERA SOLAR | KD210GX-LP | 240 | 8 | 267 | 45 |  | Solar | FIXED | Roof
SRP07442 | SCHUCO USA |  | 235 | 42 | 227 | 8 |  | Solar | FIXED | Roof
SRP07443 | CHANGZHOU TRINA SOLAR ENERGY CO | TSM-185D | 240 | 30 | 117 | 22 |  | Solar | FIXED | Roof
SRP07444 | CHANGZHOU TRINA SOLAR ENERGY CO | TSM-185D | 240 | 25 | 190 | 31 |  | Solar | FIXED | Roof
SRP07445 | SCHUCO USA |  | 235 | 108 | 194 | 10 |  | Solar | FIXED | Roof
SRP07446 | ET SOLAR INDUSTRY | ET-P672275 | 275 | 36 | 130 | 33 |  | Solar | FIXED | Roof
SRP07447 | SUNPOWER | SPR-230-WHT-U | 240 | 20 | 232 | 29 |  | Solar | FIXED | Roof
SRP07448 | SUNTECH POWER | STP190-18/UB-1 | 190 | 46 | 178 | 34 |  | Solar | FIXED | Roof
SRP07449 | SUNPOWER | SPR-230-WHT-U | 230 | 18 | 175 | 7 |  | Solar | FIXED | Roof
SRP07450 | SHARP | ND-224UC1 | 224 | 72 | 257 | 13 |  | Solar | FIXED | Roof
SRP07451 | SHARP | ND-224UC1 | 224 | 312 | 167 | 5 |  | Solar | FIXED | Roof
SRP07452 | CHANGZHOU TRINA SOLAR ENERGY CO | TSM-185D | 240 | 22 | 101.3 | 36 |  | Solar | FIXED | Roof
SRP07454 | CHANGZHOU TRINA SOLAR ENERGY CO | TSM-185D | 240 | 14 | 91.6 | 20 |  | Solar | FIXED | Roof
SRP07454 | CHANGZHOU TRINA SOLAR ENERGY CO | TSM-185D | 240 | 14 | 181.6 | 20 |  | Solar | FIXED | Roof
SRP07455 | UNKNOWN | UNKNOWN | 240 | 6 | 218 | 12 |  | Solar | FIXED | Roof
SRP07455 | UNKNOWN | UNKNOWN | 240 | 36 | 218 | 22 |  | Solar | FIXED | Roof
SRP07456 | UNKNOWN | UNKNOWN | 240 | 42 | 205 | 22 |  | Solar | FIXED | Roof
SRP07457 | CHANGZHOU TRINA SOLAR ENERGY CO | TSM-160D | 240 | 33 | 113.9 | 30 |  | Solar | FIXED | Roof
SRP07458 | UNKNOWN | UNKNOWN | 240 | 42 | 142 | 31 |  | Solar | FIXED | Roof
SRP07459 | SUNTECH POWER | STP190-18/UB-1 | 190 | 33 | 250 | 20 |  | Solar | FIXED | Roof
SRP07460 | CHANGZHOU TRINA SOLAR ENERGY CO | TSM-185D | 240 | 31 | 116 | 38 |  | Solar | FIXED | Roof
SRP07460 | CHANGZHOU TRINA SOLAR ENERGY CO | TSM-185D | 240 | 8 | 206 | 38 |  | Solar | FIXED | Roof
SRP07461 | CHANGZHOU TRINA SOLAR ENERGY CO | TSM-185D | 240 | 46 | 224 | 16 |  | Solar | FIXED | Roof
SRP07462 | CHANGZHOU TRINA SOLAR ENERGY CO | TSM-185D | 240 | 6 | 152 | 36 |  | Solar | FIXED | Roof
SRP07462 | CHANGZHOU TRINA SOLAR ENERGY CO | TSM-185D | 240 | 10 | 242 | 36 |  | Solar | FIXED | Roof
SRP07462 | CHANGZHOU TRINA SOLAR ENERGY CO | TSM-185D | 240 | 24 | 242 | 36 |  | Solar | FIXED | Roof
SRP07463 | CHANGZHOU TRINA SOLAR ENERGY CO | TSM-185D | 240 | 20 | 127 | 20 |  | Solar | FIXED | Roof
SRP07464 | CHANGZHOU TRINA SOLAR ENERGY CO | TSM-185D | 245 | 156 | 127 | 15 |  | Solar | FIXED | Roof
SRP07464 | CHANGZHOU TRINA SOLAR ENERGY CO | TSM-185D | 245 | 130 | 134 | 12 |  | Solar | FIXED | Roof
SRP07464 | CHANGZHOU TRINA SOLAR ENERGY CO | TSM-185D | 245 | 130 | 134 | 15 |  | Solar | FIXED | Roof
SRP07464 | CHANGZHOU TRINA SOLAR ENERGY CO | TSM-185D | 245 | 52 | 142 | 15 |  | Solar | FIXED | Roof
SRP07465 | CHANGZHOU TRINA SOLAR ENERGY CO | TSM-185D | 240 | 560 | 168 | 10 |  | Solar | FIXED | Roof
SRP07466 | TRINA SOLAR | TSM-240PA05 | 240 | 66 | 97.7 | 20 |  | Solar | FIXED | Roof
SRP07466 | TRINA SOLAR | TSM-240PA05 | 240 | 14 | 187.7 | 20 |  | Solar | FIXED | Roof
SRP07467 | BP SOLAR | SX3200W | 215 | 26 | 177 | 28 |  | Solar | FIXED | Roof
SRP07468 | BAODING YINGLI NEW ENERGY RESOURCES CO | YL175(156) | 230 | 78 | 193 | 35 |  | Solar | FIXED | Roof
SRP07471 | BAODING YINGLI NEW ENERGY RESOURCES CO | YL175(156) | 230 | 36 | 137 | 35 |  | Solar | FIXED | Roof
SRP07472 | CANADIAN SOLAR | CS5P-240 | 300 | 1122 | 136 | 10 |  | Solar | FIXED | Roof
SRP07473 | BAODING YINGLI NEW ENERGY RESOURCES CO | YL175(156) | 260 | 4758 | 180 | 25 |  | Solar | FIXED | Ground
SRP07474 | CHANGZHOU TRINA SOLAR ENERGY CO | TSM-185D | 235 | 28 | 174 | 27 |  | Solar | FIXED | Roof
SRP07476 | SILIKEN MANUFACTURING USA | SLK60P6L 233 WP | 250 | 96 | 215 | 20 |  | Solar | FIXED | Roof
SRP07477 | SUNTECH POWER | STP210S-18/UB-1 | 240 | 1209 | 139 | 8 |  | Solar | FIXED | Roof
SRP07478 | ET SOLAR INDUSTRY | ET-P672275 | 275 | 33 | 144 | 35 |  | Solar | FIXED | Roof
SRP07479 | ET SOLAR INDUSTRY | ET-P672275 | 275 | 18 | 251 | 20 |  | Solar | FIXED | Roof
SRP07480 | CANADIAN SOLAR | CS6P-230 | 240 | 20 | 160 | 12 |  | Solar | FIXED | Roof
SRP07481 | SUNPOWER | SPR-230-WHT-U | 230 | 20 | 113 | 14 |  | Solar | FIXED | Roof
SRP07482 | SUNPOWER | SPR-230-WHT-U | 230 | 16 | 113 | 14 |  | Solar | FIXED | Roof
SRP07484 | CHANGZHOU TRINA SOLAR ENERGY CO | TSM-185D | 240 | 33 | 202 | 21 |  | Solar | FIXED | Roof
SRP07485 | ET SOLAR INDUSTRY | ET-P672280 | 285 | 18 | 149 | 33 |  | Solar | FIXED | Roof
SRP07486 | SILIKEN MANUFACTURING USA | SLK60P6L BLK/BLK 250WP | 250 | 33 | 168 | 9 |  | Solar | FIXED | Roof
SRP07486 | SILIKEN MODULES | SLK60P6L BLK/BLK 250WP | 250 | 8 | 168 | 27 |  | Solar | FIXED | Roof
SRP07487 | SHARP | ND-224UC1 | 235 | 60 | 242 | 5 |  | Solar | FIXED | Pole
SRP07488 | CANADIAN SOLAR | CS6P-230 | 240 | 36 | 108 | 25 |  | Solar | FIXED | Roof
SRP07489 | CHANGZHOU TRINA SOLAR ENERGY CO | TSM-185D | 240 | 510 | 194 | 5 |  | Solar | FIXED | Roof
SRP07491 | SUNTECH POWER | STP190-18/UB-1 | 190 | 68 | 273.3 | 32 |  | Solar | FIXED | Roof
SRP07492 | SUNPOWER | SPR-305-WHT-U | 308 | 72 | 180 | 30 |  | Solar | FIXED | Ground
SRP07493 | CHANGZHOU TRINA SOLAR ENERGY CO | TSM-185D | 240 | 32 | 219 | 25 |  | Solar | FIXED | Roof
SRP07494 | KYOCERA SOLAR | KD210GX-LP | 210 | 14 | 259.4 | 28 |  | Solar | FIXED | Roof
SRP07495 | CHANGZHOU TRINA SOLAR ENERGY CO | TSM-185D | 240 | 42 | 112.7 | 22 |  | Solar | FIXED | Roof
SRP07496 | MATRIX SOLAR/PHOTOWATT | PW1650-175 | 240 | 29 | 115 | 42 |  | Solar | FIXED | Roof
SRP07498 | CHANGZHOU TRINA SOLAR ENERGY CO | TSM-185D | 240 | 14 | 139 | 20 |  | Solar | FIXED | Roof
SRP07499 | SUNTECH POWER | STP190-18/UB-1 | 190 | 54 | 228.6 | 20 |  | Solar | FIXED | Roof
SRP07500 | BAODING YINGLI NEW ENERGY RESOURCES CO | YL175(156) | 235 | 1040 | 153 | 11 |  | Solar | FIXED | Roof
SRP07501 | YINGLI ENERGY (CHINA) | YL240P-29B | 240 | 120 | 201 | 10 |  | Solar | FIXED | Roof
SRP07502 | SOLARWORLD | SW185MONO | 255 | 34 | 150 | 48 |  | Solar | FIXED | Roof
SRP07502 | SOLARWORLD | SW185MONO | 255 | 20 | 240 | 48 |  | Solar | FIXED | Roof
SRP07503 | CANADIAN SOLAR | CS5P-240 | 250 | 42 | 120 | 18 |  | Solar | FIXED | Roof
SRP07504 | CHANGZHOU TRINA SOLAR ENERGY CO | TSM-185D | 230 | 4 | 155 | 21 |  | Solar | FIXED | Roof
SRP07504 | CHANGZHOU TRINA SOLAR ENERGY CO | TSM-185D | 230 | 36 | 245 | 38 |  | Solar | FIXED | Roof
SRP07505 | CHANGZHOU TRINA SOLAR ENERGY CO | TSM-185D | 230 | 39 | 183 | 21 |  | Solar | FIXED | Roof
SRP07507 | CHANGZHOU TRINA SOLAR ENERGY CO | TSM-185D | 235 | 28 | 261 | 30 |  | Solar | FIXED | Roof
SRP07508 | CHANGZHOU TRINA SOLAR ENERGY CO | TSM-185D | 230 | 44 | 130 | 33 |  | Solar | FIXED | Roof
SRP07510 | CHANGZHOU TRINA SOLAR ENERGY CO | TSM-185D | 230 | 36 | 184 | 26 |  | Solar | FIXED | Roof
SRP07512 | CHANGZHOU TRINA SOLAR ENERGY CO | TSM-185D | 230 | 20 | 220 | 27 |  | Solar | FIXED | Roof
SRP07513 | CHANGZHOU TRINA SOLAR ENERGY CO | TSM-185D | 235 | 26 | 147 | 25 |  | Solar | FIXED | Roof
SRP07514 | CHANGZHOU TRINA SOLAR ENERGY CO | TSM-185D | 230 | 39 | 155 | 34 |  | Solar | FIXED | Roof
SRP07515 | BAODING YINGLI NEW ENERGY RESOURCES CO | YL175(156) | 260 | 12 | 202 | 15 |  | Solar | FIXED | Roof
SRP07515 | BAODING YINGLI NEW ENERGY RESOURCES CO | YL175(156) | 260 | 36 | 202 | 30 |  | Solar | FIXED | Roof
SRP07516 | CHANGZHOU TRINA SOLAR ENERGY CO | TSM-185D | 230 | 36 | 218 | 26 |  | Solar | FIXED | Roof
SRP07517 | BAODING YINGLI NEW ENERGY RESOURCES CO | YL175(156) | 260 | 14 | 109 | 30 |  | Solar | FIXED | Roof
SRP07517 | BAODING YINGLI NEW ENERGY RESOURCES CO | YL175(156) | 260 | 10 | 199 | 35 |  | Solar | FIXED | Roof
SRP07518 | CANADIAN SOLAR | CS6P-230 | 290 | 27 | 200 | 37 |  | Solar | FIXED | Roof
SRP07519 | SCHUCO USA |  | 235 | 48 | 180 | 35 |  | Solar | FIXED | Ground
SRP07520 | CHANGZHOU TRINA SOLAR ENERGY CO | TSM-185D | 230 | 26 | 174 | 26 |  | Solar | FIXED | Roof
SRP07521 | CANADIAN SOLAR | CS6P-230 | 240 | 36 | 160 | 18 |  | Solar | FIXED | Roof
SRP07522 | SCHUCO USA |  | 190 | 16 | 107 | 45 |  | Solar | FIXED | Roof
SRP07522 | SCHUCO USA |  | 190 | 49 | 197 | 30 |  | Solar | FIXED | Roof
SRP07523 | SUNPOWER | SPR-230-WHT-U | 240 | 24 | 155 | 8 |  | Solar | FIXED | Roof
SRP07523 | SUNPOWER | SPR-230-WHT-U | 240 | 30 | 155 | 26 |  | Solar | FIXED | Roof
SRP07524 | BP SOLAR | SX3200W | 215 | 36 | 180 | 30 |  | Solar | FIXED | Roof
SRP07526 | CHANGZHOU TRINA SOLAR ENERGY CO | TSM-185D | 240 | 58 | 222 | 22 |  | Solar | FIXED | Roof
SRP07527 | HANWHA SOLARONE (QIDONG) | HSL60P6-PA-0-235T | 230 | 168 | 60 | 18 |  | Solar | FIXED | Roof
SRP07527 | HANWHA SOLARONE (QIDONG) | SF220-30-P230 | 230 | 288 | 240 | 18 |  | Solar | FIXED | Roof
SRP07528 | CHANGZHOU TRINA SOLAR ENERGY CO | TSM-185D | 240 | 34 | 199.9 | 16 |  | Solar | FIXED | Roof
SRP07529 | CHANGZHOU TRINA SOLAR ENERGY CO | TSM-185D | 240 | 28 | 177 | 12 |  | Solar | FIXED | Roof
SRP07530 | CANADIAN SOLAR | CS5P-240 | 240 | 19 | 130 | 30 |  | Solar | FIXED | Roof
SRP07531 | SOLAR POWER (SPI) | SP205FP12 | 225 | 4 | 93 | 28 |  | Solar | FIXED | Roof
SRP07531 | SOLAR POWER (SPI) | SP205FP12 | 225 | 13 | 93 | 40 |  | Solar | FIXED | Roof
SRP07531 | SOLAR POWER (SPI) | SP205FP12 | 225 | 3 | 183 | 28 |  | Solar | FIXED | Roof
SRP07532 | HANWHA SOLARONE (QIDONG) | HSL60P6-PA-3-230QW | 230 | 354 | 152 | 5 |  | Solar | FIXED | Roof
SRP07532 | HANWHA SOLARONE (QIDONG) | HSL60P6-PA-0-235T | 230 | 336 | 152 | 22 |  | Solar | FIXED | Roof
SRP07533 | SILIKEN MANUFACTURING USA | SLK60P6L 233 WP | 250 | 36 | 132 | 8 |  | Solar | FIXED | Roof
SRP07535 | SUNPOWER | SPR-230-WHT-U | 240 | 24 | 210 | 32 |  | Solar | FIXED | Roof
SRP07536 | SILIKEN MANUFACTURING USA | SLK60P6L 233 WP | 250 | 84 | 132 | 8 |  | Solar | FIXED | Roof
SRP07537 | MATRIX SOLAR/PHOTOWATT | PW1650-175 | 235 | 30 | 205 | 18 |  | Solar | FIXED | Roof
SRP07538 | SILIKEN MANUFACTURING USA | SLK60P6L 233 WP | 250 | 234 | 132 | 8 |  | Solar | FIXED | Roof
SRP07539 | CHANGZHOU TRINA SOLAR ENERGY CO | TSM-185D | 240 | 42 | 125 | 22 |  | Solar | FIXED | Roof
SRP07540 | CHANGZHOU TRINA SOLAR ENERGY CO | TSM-185D | 240 | 159 | 197 | 15 |  | Solar | FIXED | Roof
SRP07541 | SUNPOWER | SPR-230-WHT-U | 240 | 20 | 168 | 18 |  | Solar | FIXED | Roof
SRP07541 | SUNPOWER | SPR-230-WHT-U | 240 | 2 | 168 | 20 |  | Solar | FIXED | Roof
SRP07541 | SUNPOWER | SPR-225-BLK-U | 240 | 9 | 258 | 20 |  | Solar | FIXED | Roof
SRP07543 | UNKNOWN | UNKNOWN | 245 | 273 | 185 | 15 |  | Solar | FIXED | Roof
SRP07544 | CHANGZHOU TRINA SOLAR ENERGY CO | TSM-185D | 235 | 36 | 230 | 33 |  | Solar | FIXED | Roof
SRP07545 | BAODING YINGLI NEW ENERGY RESOURCES CO | YL175(156) | 230 | 30 | 168 | 35 |  | Solar | FIXED | Roof
SRP07546 | CHANGZHOU TRINA SOLAR ENERGY CO | TSM-185D | 230 | 26 | 190 | 30 |  | Solar | FIXED | Roof
SRP07547 | CHANGZHOU TRINA SOLAR ENERGY CO | TSM-185D | 230 | 14 | 129 | 26 |  | Solar | FIXED | Roof
SRP07549 | CHANGZHOU TRINA SOLAR ENERGY CO | TSM-185D | 230 | 20 | 201 | 29 |  | Solar | FIXED | Roof
SRP07550 | CHANGZHOU TRINA SOLAR ENERGY CO | TSM-185D | 230 | 10 | 130 | 27 |  | Solar | FIXED | Roof
SRP07550 | CHANGZHOU TRINA SOLAR ENERGY CO | TSM-185D | 230 | 20 | 220 | 31 |  | Solar | FIXED | Roof
SRP07551 | CHANGZHOU TRINA SOLAR ENERGY CO | TSM-185D | 230 | 33 | 115 | 30 |  | Solar | FIXED | Roof
SRP07552 | CHANGZHOU TRINA SOLAR ENERGY CO | TSM-185D | 230 | 22 | 159 | 27 |  | Solar | FIXED | Roof
SRP07553 | CHANGZHOU TRINA SOLAR ENERGY CO | TSM-185D | 230 | 12 | 193 | 30 |  | Solar | FIXED | Roof
SRP07554 | CHANGZHOU TRINA SOLAR ENERGY CO | TSM-185D | 230 | 30 | 112 | 12 |  | Solar | FIXED | Roof
SRP07555 | CHANGZHOU TRINA SOLAR ENERGY CO | TSM-185D | 230 | 26 | 186 | 18 |  | Solar | FIXED | Roof
SRP07557 | CHANGZHOU TRINA SOLAR ENERGY CO | TSM-185D | 235 | 30 | 250 | 30 |  | Solar | FIXED | Roof
SRP07558 | CHANGZHOU TRINA SOLAR ENERGY CO | TSM-185D | 235 | 20 | 122 | 27 |  | Solar | FIXED | Roof
SRP07559 | CHANGZHOU TRINA SOLAR ENERGY CO | TSM-185D | 235 | 30 | 122 | 27 |  | Solar | FIXED | Roof
SRP07560 | CHANGZHOU TRINA SOLAR ENERGY CO | TSM-185D | 235 | 30 | 183 | 27 |  | Solar | FIXED | Roof
SRP07561 | CHANGZHOU TRINA SOLAR ENERGY CO | TSM-185D | 235 | 24 | 112 | 27 |  | Solar | FIXED | Roof
SRP07562 | CHANGZHOU TRINA SOLAR ENERGY CO | TSM-185D | 230 | 28 | 245 | 30 |  | Solar | FIXED | Roof
SRP07563 | CHANGZHOU TRINA SOLAR ENERGY CO | TSM-185D | 230 | 33 | 244 | 28 |  | Solar | FIXED | Roof
SRP07564 | CHANGZHOU TRINA SOLAR ENERGY CO | TSM-185D | 230 | 30 | 126 | 26 |  | Solar | FIXED | Roof
SRP07565 | SUNPOWER | SPR-315E-WHT-U | 320 | 24 | 196 | 30 |  | Solar | FIXED | Roof
SRP07566 | CHANGZHOU TRINA SOLAR ENERGY CO | TSM-185D | 240 | 22 | 205.3 | 20 |  | Solar | FIXED | Roof
SRP07567 | CHANGZHOU TRINA SOLAR ENERGY CO | TSM-180D | 240 | 26 | 163 | 16 |  | Solar | FIXED | Roof
SRP07567 | CHANGZHOU TRINA SOLAR ENERGY CO | TSM-185D | 240 | 6 | 253 | 13 |  | Solar | FIXED | Roof
SRP07568 | CHANGZHOU TRINA SOLAR ENERGY CO | TSM-185D | 235 | 44 | 171 | 23 |  | Solar | FIXED | Roof
SRP07568 | CHANGZHOU TRINA SOLAR ENERGY CO | TSM-185D | 235 | 40 | 171 | 36 |  | Solar | FIXED | Roof
SRP07569 | CHANGZHOU TRINA SOLAR ENERGY CO | TSM-185D | 235 | 22 | 167 | 12 |  | Solar | FIXED | Roof
SRP07569 | CHANGZHOU TRINA SOLAR ENERGY CO | TSM-185D | 235 | 16 | 257 | 12 |  | Solar | FIXED | Roof
SRP07570 | SUNTECH POWER | STP190-18/UB-1 | 190 | 63 | 94.3 | 30 |  | Solar | FIXED | Roof
SRP07571 | CHANGZHOU TRINA SOLAR ENERGY CO | TSM-185D | 235 | 26 | 112 | 30 |  | Solar | FIXED | Roof
SRP07572 | CHANGZHOU TRINA SOLAR ENERGY CO | TSM-185D | 235 | 24 | 193 | 29 |  | Solar | FIXED | Roof
SRP07573 | CHANGZHOU TRINA SOLAR ENERGY CO | TSM-185D | 230 | 26 | 82 | 30 |  | Solar | FIXED | Roof
SRP07573 | CHANGZHOU TRINA SOLAR ENERGY CO | TSM-185D | 230 | 24 | 262 | 7 |  | Solar | FIXED | Roof
SRP07574 | CHANGZHOU TRINA SOLAR ENERGY CO | TSM-185D | 230 | 36 | 195 | 26 |  | Solar | FIXED | Roof
SRP07576 | CHANGZHOU TRINA SOLAR ENERGY CO | TSM-185D | 230 | 28 | 191 | 37 |  | Solar | FIXED | Roof
SRP07577 | CHANGZHOU TRINA SOLAR ENERGY CO | TSM-185D | 230 | 20 | 160 | 30 |  | Solar | FIXED | Roof
SRP07578 | SUNTECH POWER | STP210S-18/UB-1 | 250 | 22 | 180 | 25 |  | Solar | FIXED | Roof
SRP07579 | CHANGZHOU TRINA SOLAR ENERGY CO | TSM-185D | 240 | 26 | 180 | 25 |  | Solar | FIXED | Roof
SRP07580 | ISOFOTON | I-150 S/24 | 245 | 7 | 136 | 20 |  | Solar | FIXED | Roof
SRP07580 | ISOFOTON | I-150 S/24 | 245 | 22 | 226 | 20 |  | Solar | FIXED | Roof
SRP07582 | SCHUCO USA |  | 190 | 26 | 126 | 34 |  | Solar | FIXED | Roof
SRP07583 | SUNTECH POWER | STP190S-18/UB-1 | 190 | 5 | 177.8 | 25 |  | Solar | FIXED | Roof
SRP07583 | SUNTECH POWER | STP190-18/UB-1 | 190 | 31 | 177.8 | 45 |  | Solar | FIXED | Roof
SRP07583 | SUNTECH POWER | STP190S-18/UB-1 | 190 | 9 | 357 | 18 |  | Solar | FIXED | Roof
SRP07584 | SCHUCO USA |  | 240 | 20 | 167.2 | 26 |  | Solar | FIXED | Roof
SRP07585 | SCHUCO USA |  | 240 | 20 | 167.2 | 26 |  | Solar | FIXED | Roof
SRP07586 | SUNTECH POWER | STP190S-18/UB-1 | 190 | 36 | 251 | 25 |  | Solar | FIXED | Roof
SRP07587 | SHARP | NT-188U1 | 235 | 11 | 217 | 45 |  | Solar | FIXED | Roof
SRP07588 | SHARP | ND-72ERUC | 235 | 14 | 130 | 33 |  | Solar | FIXED | Roof
SRP07589 | CANADIAN SOLAR | CS6P-230 | 235 | 9 | 102 | 42 |  | Solar | FIXED | Roof
SRP07589 | CANADIAN SOLAR | CS6P-230 | 235 | 3 | 192 | 38 |  | Solar | FIXED | Roof
SRP07589 | CANADIAN SOLAR | CS6P-230 | 235 | 3 | 194 | 40 |  | Solar | FIXED | Roof
SRP07590 | CANADIAN SOLAR | CS6P-230 | 235 | 5 | 108 | 36 |  | Solar | FIXED | Roof
SRP07590 | CANADIAN SOLAR | CS6P-230 | 235 | 12 | 198 | 35 |  | Solar | FIXED | Roof
SRP07591 | CANADIAN SOLAR | CS6P-230 | 235 | 13 | 157 | 11 |  | Solar | FIXED | Roof
SRP07591 | CANADIAN SOLAR | CS6P-230 | 235 | 3 | 157 | 26 |  | Solar | FIXED | Roof
SRP07592 | CANADIAN SOLAR | CS6P-230 | 235 | 7 | 125 | 22 |  | Solar | FIXED | Roof
SRP07592 | CANADIAN SOLAR | CS6P-230 | 235 | 10 | 214 | 22 |  | Solar | FIXED | Roof
SRP07593 | CANADIAN SOLAR | CS6P-230 | 235 | 17 | 207 | 13 |  | Solar | FIXED | Roof
SRP07595 | CANADIAN SOLAR | CS6P-230 | 235 | 15 | 205 | 4 |  | Solar | FIXED | Roof
SRP07596 | CANADIAN SOLAR | CS6P-230 | 235 | 17 | 196 | 15 |  | Solar | FIXED | Roof
SRP07597 | CHANGZHOU TRINA SOLAR ENERGY CO | TSM-185D | 235 | 35 | 92 | 34 |  | Solar | FIXED | Roof
SRP07597 | CHANGZHOU TRINA SOLAR ENERGY CO | TSM-185D | 235 | 23 | 272 | 46 |  | Solar | FIXED | Roof
SRP07598 | CHANGZHOU TRINA SOLAR ENERGY CO | TSM-185D | 230 | 30 | 122 | 26 |  | Solar | FIXED | Roof
SRP07599 | SUNPOWER | SPR-225-BLK-U | 225 | 20 | 185 | 20 |  | Solar | FIXED | Roof
SRP07601 | CANADIAN SOLAR | CS6P-230 | 235 | 15 | 123 | 57 |  | Solar | FIXED | Roof
SRP07601 | CANADIAN SOLAR | CS6P-230 | 235 | 8 | 213 | 46 |  | Solar | FIXED | Roof
SRP07603 | CANADIAN SOLAR | CS6P-230 | 235 | 9 | 127 | 24 |  | Solar | FIXED | Roof
SRP07603 | CANADIAN SOLAR | CS6P-230 | 235 | 6 | 217 | 38 |  | Solar | FIXED | Roof
SRP07603 | CANADIAN SOLAR | CS6P-230 | 235 | 9 | 217 | 39 |  | Solar | FIXED | Roof
SRP07604 | CANADIAN SOLAR | CS6P-230 | 235 | 25 | 218 | 11 |  | Solar | FIXED | Roof
SRP07604 | CANADIAN SOLAR | CS6P-230 | 235 | 9 | 218 | 38 |  | Solar | FIXED | Roof
SRP07606 | CANADIAN SOLAR | CS6P-230 | 235 | 15 | 193 | 35 |  | Solar | FIXED | Roof
SRP07609 | CANADIAN SOLAR | CS6P-230 | 235 | 16 | 282 | 30 |  | Solar | FIXED | Roof
SRP07610 | ET SOLAR INDUSTRY | ET-P672280 | 285 | 22 | 137 | 33 |  | Solar | FIXED | Roof
SRP07611 | KYOCERA SOLAR | KD210GX-LP | 240 | 1248 | 157 | 20 |  | Solar | FIXED | Ground
SRP07611 | KYOCERA SOLAR | KD210GX-LP | 240 | 7930 | 180 | 20 |  | Solar | FIXED | Ground
SRP07611 | KYOCERA SOLAR | KD210GX-LP | 240 | 3328 | 187 | 20 |  | Solar | FIXED | Ground
SRP07612 | CANADIAN SOLAR | CS6P-230 | 235 | 17 | 223 | 24 |  | Solar | FIXED | Roof
SRP07613 | CHANGZHOU TRINA SOLAR ENERGY CO | TSM-185D | 235 | 22 | 214 | 21 |  | Solar | FIXED | Roof
SRP07616 | CHANGZHOU TRINA SOLAR ENERGY CO | TSM-185D | 235 | 21 | 195 | 18 |  | Solar | FIXED | Roof
SRP07619 | CANADIAN SOLAR | CS6P-230 | 235 | 5 | 192 | 17 |  | Solar | FIXED | Roof
SRP07619 | CANADIAN SOLAR | CS6P-230 | 235 | 12 | 192 | 29 |  | Solar | FIXED | Roof
SRP07620 | SUNTECH POWER | STP210S-18/UB-1 | 280 | 3586 | 160 | 10 |  | Solar | FIXED | Ground
SRP07621 | CHANGZHOU TRINA SOLAR ENERGY CO | TSM-185D | 230 | 20 | 188 | 5 |  | Solar | FIXED | Roof
SRP07621 | CHANGZHOU TRINA SOLAR ENERGY CO | TSM-185D | 230 | 3 | 188 | 30 |  | Solar | FIXED | Roof
SRP07623 | PACIFIC SOLAR PTY LIMITED | PP-USA-213-S5 | 245 | 12 | 174 | 9 |  | Solar | FIXED | Roof
SRP07623 | PACIFIC SOLAR PTY LIMITED | PP-USA-213-S5 | 245 | 68 | 174 | 21 |  | Solar | FIXED | Roof
SRP07623 | PACIFIC SOLAR PTY LIMITED | PP-USA-213-S5 | 245 | 28 | 174 | 27 |  | Solar | FIXED | Roof
SRP07627 | BAODING YINGLI NEW ENERGY RESOURCES CO | YL175(156) | 235 | 36 | 182 | 20 |  | Solar | FIXED | Roof
SRP07628 | CANADIAN SOLAR | CS6P-190 | 190 | 4 | 127 | 27 |  | Solar | FIXED | Roof
SRP07628 | SILIKEN MANUFACTURING USA | SLK60P6L 230 WP | 250 | 19 | 217 | 27 |  | Solar | FIXED | Roof
SRP07629 | CHANGZHOU TRINA SOLAR ENERGY CO | TSM-185D | 235 | 30 | 205 | 28 |  | Solar | FIXED | Roof
SRP07630 | CANADIAN SOLAR | CS6P-230 | 235 | 20 | 215 | 22 |  | Solar | FIXED | Roof
SRP07632 | CANADIAN SOLAR | CS6P-230 | 235 | 34 | 244 | 17 |  | Solar | FIXED | Roof
SRP07634 | SUNTECH POWER | STP210S-18/UB-1 | 210 | 20 | 132 | 30 |  | Solar | FIXED | Roof
SRP07634 | SUNTECH POWER | STP210-18/UB-1 | 210 | 182 | 177 | 30 |  | Solar | FIXED | Roof
SRP07635 | SUNTECH POWER | STP180-24/AB-1 | 190 | 27 | 192 | 24 |  | Solar | FIXED | Roof
SRP07636 | SUNTECH POWER | STP190S-18/UB-1 | 190 | 28 | 97 | 22 |  | Solar | FIXED | Roof
SRP07636 | SUNTECH POWER | STP210S-18/UB-1 | 190 | 14 | 97 | 22 |  | Solar | FIXED | Roof
SRP07636 | SUNTECH POWER | STP210S-18/UB-1 | 190 | 14 | 187 | 14 |  | Solar | FIXED | Roof
SRP07638 | SUNTECH POWER | STP190S-18/UB-1 | 190 | 27 | 157 | 30 |  | Solar | FIXED | Roof
SRP07638 | SUNTECH POWER | STP190S-18/UB-1 | 190 | 27 | 247 | 22 |  | Solar | FIXED | Roof
SRP07640 | SUNTECH POWER | STP190S-24/ADB+ | 190 | 10 | 125 | 40 |  | Solar | FIXED | Roof
SRP07642 | SUNTECH POWER | STP190S-18/UB-1 | 190 | 24 | 254 | 24 |  | Solar | FIXED | Roof
SRP07643 | SUNTECH POWER | STP190S-18/UB-1 | 190 | 16 | 89 | 39 |  | Solar | FIXED | Roof
SRP07643 | SUNTECH POWER | STP190S-18/UB-1 | 190 | 16 | 179 | 39 |  | Solar | FIXED | Roof
SRP07645 | SUNTECH POWER | STP190S-18/UB-1 | 190 | 6 | 75 | 24 |  | Solar | FIXED | Roof
SRP07645 | SUNTECH POWER | STP190S-18/UB-1 | 190 | 26 | 165 | 24 |  | Solar | FIXED | Roof
SRP07645 | SUNTECH POWER | STP190S-18/UB-1 | 190 | 6 | 255 | 24 |  | Solar | FIXED | Roof
SRP07646 | CANADIAN SOLAR | CS6P-230 | 235 | 19 | 107 | 24 |  | Solar | FIXED | Roof
SRP07649 | CANADIAN SOLAR | CS6P-230 | 235 | 11 | 254 | 16 |  | Solar | FIXED | Roof
SRP07651 | CANADIAN SOLAR | CS6P-230 | 235 | 8 | 123 | 13 |  | Solar | FIXED | Roof
SRP07651 | CANADIAN SOLAR | CS5P-235 | 235 | 8 | 303 | 15 |  | Solar | FIXED | Roof
SRP07652 | CANADIAN SOLAR | CS6P-230 | 235 | 15 | 225 | 33 |  | Solar | FIXED | Roof
SRP07653 | SCHUCO USA |  | 190 | 30 | 157 | 21 |  | Solar | FIXED | Roof
SRP07653 | SCHUCO USA |  | 190 | 10 | 247 | 21 |  | Solar | FIXED | Roof
SRP07654 | SUNTECH POWER | STP190S-18/UB-1 | 190 | 22 | 135 | 37 |  | Solar | FIXED | Roof
SRP07654 | SUNTECH POWER | STP190S-18/UB-1 | 190 | 18 | 225 | 37 |  | Solar | FIXED | Roof
SRP07655 | SUNTECH POWER | STP190S-18/UB-1 | 190 | 11 | 169 | 18 |  | Solar | FIXED | Roof
SRP07655 | SUNTECH POWER | STP190-18/UB-1 | 190 | 6 | 169 | 46 |  | Solar | FIXED | Roof
SRP07656 | SUNTECH POWER | STP190S-18/UB-1 | 190 | 44 | 179 | 15 |  | Solar | FIXED | Roof
SRP07657 | MATRIX SOLAR/PHOTOWATT | PW1650-175 | 235 | 40 | 227 | 25 |  | Solar | FIXED | Roof
SRP07659 | SUNTECH POWER | STP190S-18/UB-1 | 190 | 29 | 116 | 23 |  | Solar | FIXED | Roof
SRP07659 | SUNTECH POWER | STP190S-18/UB-1 | 190 | 12 | 206 | 19 |  | Solar | FIXED | Roof
SRP07660 | SOLAR POWER (SPI) | SP205FP12 | 225 | 21 | 152 | 26 |  | Solar | FIXED | Roof
SRP07661 | SUNTECH POWER | STP190-18/UB-1 | 190 | 28 | 141 | 21 |  | Solar | FIXED | Roof
SRP07664 | CANADIAN SOLAR | CS5P-230 | 230 | 117 | 185 | 16 |  | Solar | FIXED | Roof
SRP07664 | CANADIAN SOLAR | CS5P-230 | 230 | 156 | 185 | 16 |  | Solar | FIXED | Roof
SRP07666 | CHANGZHOU TRINA SOLAR ENERGY CO | TSM-185D | 235 | 36 | 171.8 | 33 |  | Solar | FIXED | Roof
SRP07667 | BP SOLAR | SX3200W | 215 | 6 | 214 | 15 |  | Solar | FIXED | Roof
SRP07667 | BP SOLAR | SX6175N | 215 | 12 | 214 | 25 |  | Solar | FIXED | Roof
SRP07668 | SCHUCO USA |  | 185 | 32 | 130 | 33 |  | Solar | FIXED | Roof
SRP07668 | SCHUCO USA |  | 185 | 10 | 220 | 33 |  | Solar | FIXED | Roof
SRP07669 | SUNTECH POWER | STP190S-18/UB-1 | 190 | 10 | 100 | 22 |  | Solar | FIXED | Roof
SRP07669 | SUNTECH POWER | STP190S-18/UB-1 | 190 | 22 | 280 | 22 |  | Solar | FIXED | Roof
SRP07670 | KYOCERA SOLAR | KD210GX-LP | 245 | 16 | 143 | 36 |  | Solar | FIXED | Roof
SRP07670 | KYOCERA SOLAR | KD205GX-LP | 245 | 19 | 233 | 30 |  | Solar | FIXED | Roof
SRP07671 | CHANGZHOU TRINA SOLAR ENERGY CO | TSM-185D | 230 | 28 | 112 | 28 |  | Solar | FIXED | Roof
SRP07672 | CHANGZHOU TRINA SOLAR ENERGY CO | TSM-185D | 230 | 15 | 148 | 23 |  | Solar | FIXED | Roof
SRP07672 | CHANGZHOU TRINA SOLAR ENERGY CO | TSM-185D | 230 | 14 | 251 | 23 |  | Solar | FIXED | Roof
SRP07673 | CHANGZHOU TRINA SOLAR ENERGY CO | TSM-185D | 230 | 3 | 89 | 17 |  | Solar | FIXED | Roof
SRP07673 | CHANGZHOU TRINA SOLAR ENERGY CO | TSM-185D | 230 | 18 | 181 | 17 |  | Solar | FIXED | Roof
SRP07674 | CHANGZHOU TRINA SOLAR ENERGY CO | TSM-185D | 230 | 21 | 272 | 22 |  | Solar | FIXED | Roof
SRP07675 | CHANGZHOU TRINA SOLAR ENERGY CO | TSM-185D | 230 | 28 | 84 | 33 |  | Solar | FIXED | Roof
SRP07676 | SHARP | ND-224UC1 | 235 | 80 | 162 | 16 |  | Solar | FIXED | Roof
SRP07677 | CHANGZHOU TRINA SOLAR ENERGY CO | TSM-185D | 230 | 18 | 126 | 35 |  | Solar | FIXED | Roof
SRP07677 | CHANGZHOU TRINA SOLAR ENERGY CO | TSM-185D | 230 | 28 | 216 | 35 |  | Solar | FIXED | Roof
SRP07678 | KYOCERA SOLAR | KD210GX-LP | 245 | 33 | 175 | 20 |  | Solar | FIXED | Roof
SRP07679 | CANADIAN SOLAR | CS6P-230 | 235 | 38 | 206 | 31 |  | Solar | FIXED | Roof
SRP07680 | CHANGZHOU TRINA SOLAR ENERGY CO | TSM-185D | 235 | 770 | 138 | 29 |  | Solar | FIXED | Ground
SRP07680 | CHANGZHOU TRINA SOLAR ENERGY CO | TSM-185D | 235 | 516 | 140 | 29 |  | Solar | FIXED | Ground
SRP07680 | CHANGZHOU TRINA SOLAR ENERGY CO | TSM-185D | 235 | 516 | 145 | 29 |  | Solar | FIXED | Ground
SRP07680 | CHANGZHOU TRINA SOLAR ENERGY CO | TSM-185D | 235 | 108 | 184 | 29 |  | Solar | FIXED | Ground
SRP07680 | CHANGZHOU TRINA SOLAR ENERGY CO | TSM-185D | 235 | 108 | 228 | 29 |  | Solar | FIXED | Ground
SRP07681 | SCHUCO USA |  | 185 | 90 | 153 | 10 |  | Solar | FIXED | Roof
SRP07682 | SCHUCO USA |  | 185 | 22 | 88 | 20 |  | Solar | FIXED | Roof
SRP07682 | SCHUCO USA |  | 185 | 22 | 268 | 20 |  | Solar | FIXED | Roof
SRP07683 | SCHUCO USA |  | 185 | 36 | 90 | 15 |  | Solar | FIXED | Roof
SRP07684 | CHANGZHOU TRINA SOLAR ENERGY CO | TSM-185D | 245 | 871 | 230 | 2 |  | Solar | FIXED | Roof
SRP07685 | SUNPOWER | SPR-305-WHT-U | 320 | 80 | 215 | 9 |  | Solar | FIXED | Roof
SRP07686 | SUNTECH POWER | STP180-24/AB-1 | 185 | 33 | 144 | 18 |  | Solar | FIXED | Roof
SRP07687 | SUNTECH POWER | STP190-18/UB-1 | 190 | 66 | 232 | 24 |  | Solar | FIXED | Roof
SRP07688 | SUNTECH POWER | STP190S-18/UB-1 | 190 | 16 | 196 | 19 |  | Solar | FIXED | Roof
SRP07689 | SUNPOWER | SPR-225-BLK-U | 225 | 6 | 176 | 19 |  | Solar | FIXED | Roof
SRP07689 | SUNPOWER | SPR-225-BLK-U | 225 | 116 | 218 | 13 |  | Solar | FIXED | Roof
SRP07691 | CHANGZHOU TRINA SOLAR ENERGY CO | TSM-185D | 235 | 33 | 130 | 32 |  | Solar | FIXED | Roof
SRP07692 | SCHUCO USA |  | 185 | 90 | 153 | 10 |  | Solar | FIXED | Roof
SRP07693 | CHANGZHOU TRINA SOLAR ENERGY CO | TSM-185D | 235 | 36 | 227 | 25 |  | Solar | FIXED | Roof
SRP07694 | UNKNOWN | UNKNOWN | 240 | 65 | 220 | 26 |  | Solar | FIXED | Roof
SRP07696 | TRINA SOLAR | TSM-230PA05 | 230 | 26 | 241 | 31 |  | Solar | FIXED | Roof
SRP07697 | CHANGZHOU TRINA SOLAR ENERGY CO | TSM-185D | 230 | 24 | 127 | 19 |  | Solar | FIXED | Roof
SRP07697 | CHANGZHOU TRINA SOLAR ENERGY CO | TSM-185D | 230 | 10 | 217 | 19 |  | Solar | FIXED | Roof
SRP07698 | CHANGZHOU TRINA SOLAR ENERGY CO | TSM-185D | 230 | 24 | 151 | 32 |  | Solar | FIXED | Roof
SRP07700 | CANADIAN SOLAR | CS6P-230 | 235 | 36 | 180 | 22 |  | Solar | FIXED | Roof
SRP07703 | CHANGZHOU TRINA SOLAR ENERGY CO | TSM-185D | 230 | 24 | 205 | 26 |  | Solar | FIXED | Roof
SRP07704 | SOLARWORLD | SW185MONO | 255 | 1568 | 188 | 10 |  | Solar | FIXED | Roof
SRP07705 | CHANGZHOU TRINA SOLAR ENERGY CO | TSM-185D | 240 | 39 | 204.2 | 5 |  | Solar | FIXED | Roof
SRP07707 | CHANGZHOU TRINA SOLAR ENERGY CO | TSM-185D | 240 | 6 | 142 | 3 |  | Solar | FIXED | Roof
SRP07707 | CHANGZHOU TRINA SOLAR ENERGY CO | TSM-185D | 240 | 22 | 142 | 30 |  | Solar | FIXED | Roof
SRP07708 | SOLARWORLD | SW185MONO | 255 | 1750 | 188 | 10 |  | Solar | FIXED | Roof
SRP07709 | CHANGZHOU TRINA SOLAR ENERGY CO | TSM-185D | 240 | 12 | 125.9 | 25 |  | Solar | FIXED | Roof
SRP07709 | CHANGZHOU TRINA SOLAR ENERGY CO | TSM-185D | 240 | 20 | 215.9 | 28 |  | Solar | FIXED | Roof
SRP07712 | MITSUBISHI ELECTRIC | PV-UE135MF5N | 225 | 182 | 218.6 | 10 |  | Solar | FIXED | Roof
SRP07713 | CHANGZHOU TRINA SOLAR ENERGY CO | TSM-160D | 240 | 24 | 266 | 28 |  | Solar | FIXED | Roof
SRP07714 | SOLAR POWER (SPI) | SP200FP12 | 225 | 37 | 210 | 23 |  | Solar | FIXED | Roof
SRP07715 | CANADIAN SOLAR | CS6P-230 | 235 | 27 | 199 | 23 |  | Solar | FIXED | Roof
SRP07716 | CHANGZHOU TRINA SOLAR ENERGY CO | TSM-185D | 240 | 48 | 194 | 25 |  | Solar | FIXED | Roof
SRP07717 | SUNPOWER | SPR-230-WHT-U | 240 | 140 | 128 | 27 |  | Solar | FIXED | Roof
SRP07717 | SUNPOWER | SPR-230-WHT-U | 240 | 60 | 218 | 27 |  | Solar | FIXED | Roof
SRP07719 | CANADIAN SOLAR | CS5P-230 | 230 | 39 | 180 | 15 |  | Solar | FIXED | Roof
SRP07720 | SOLARWORLD | SW185MONO | 255 | 5236 | 188 | 10 |  | Solar | FIXED | Roof
SRP07721 | SUNTECH POWER | STP190S-18/UB-1 | 190 | 24 | 204 | 30 |  | Solar | FIXED | Roof
SRP07722 | SUNTECH POWER | STP190S-18/UB-1 | 190 | 17 | 153 | 26 |  | Solar | FIXED | Roof
SRP07722 | SUNTECH POWER | STP190S-18/UB-1 | 190 | 9 | 153 | 36 |  | Solar | FIXED | Roof
SRP07722 | SUNTECH POWER | STP190S-18/UB-1 | 190 | 22 | 243 | 33 |  | Solar | FIXED | Roof
SRP07723 | BP SOLAR | SX3175B_Q | 175 | 18 | 227 | 33 |  | Solar | FIXED | Roof
SRP07724 | SCHUCO USA |  | 185 | 12 | 177 | 23 |  | Solar | FIXED | Roof
SRP07724 | SCHUCO USA |  | 185 | 12 | 267 | 23 |  | Solar | FIXED | Roof
SRP07726 | CHANGZHOU TRINA SOLAR ENERGY CO | TSM-185D | 240 | 30 | 161 | 23 |  | Solar | FIXED | Roof
SRP07727 | CHANGZHOU TRINA SOLAR ENERGY CO | TSM-185D | 235 | 62 | 180 | 30 |  | Solar | FIXED | Ground
SRP07728 | SUNTECH POWER | STP190-18/UB-1 | 190 | 34 | 127 | 30 |  | Solar | FIXED | Roof
SRP07729 | UNITED SOLAR OVONIC | ASR-136 | 235 | 34 | 171.9 | 25 |  | Solar | FIXED | Roof
SRP07730 | SUNTECH POWER | STP180S-24/AB-1 | 185 | 18 | 200.2 | 10 |  | Solar | FIXED | Roof
SRP07730 | SUNTECH POWER | STP180-24/AB-1 | 185 | 8 | 200.2 | 15 |  | Solar | FIXED | Roof
SRP07730 | SUNTECH POWER | STP180S-24/AB-1 | 185 | 14 | 200.2 | 35 |  | Solar | FIXED | Roof
SRP07731 | SUNPOWER | SPR-230-WHT-U | 240 | 36 | 172 | 27 |  | Solar | FIXED | Roof
SRP07732 | CANADIAN SOLAR | CS5P-240 | 250 | 21 | 130 | 30 |  | Solar | FIXED | Roof
SRP07732 | CANADIAN SOLAR | CS5P-240 | 250 | 8 | 220 | 25 |  | Solar | FIXED | Roof
SRP07734 | SUNTECH POWER | STP280-24/VD | 280 | 10 | 189.9 | 41 |  | Solar | FIXED | Roof
SRP07735 | SANYO ELECTRIC | HIP-205BA5 | 225 | 14 | 106 | 40 |  | Solar | FIXED | Roof
SRP07735 | SANYO ELECTRIC | HIP-205BA5 | 225 | 12 | 196 | 34 |  | Solar | FIXED | Roof
SRP07736 | CHANGZHOU TRINA SOLAR ENERGY CO | TSM-185D | 235 | 38 | 220 | 35 |  | Solar | FIXED | Roof
SRP07738 | CHANGZHOU TRINA SOLAR ENERGY CO | TSM-185D | 240 | 16 | 112 | 30 |  | Solar | FIXED | Roof
SRP07738 | CHANGZHOU TRINA SOLAR ENERGY CO | TSM-185D | 240 | 12 | 202 | 28 |  | Solar | FIXED | Roof
SRP07739 | BAODING YINGLI NEW ENERGY RESOURCES CO | YL175(156) | 235 | 18 | 260 | 18 |  | Solar | FIXED | Roof
SRP07740 | MATRIX SOLAR/PHOTOWATT | PW1000-100 | 225 | 30 | 210 | 33 |  | Solar | FIXED | Roof
SRP07741 | YES! SOLAR | ES205W | 230 | 36 | 147 | 26 |  | Solar | FIXED | Roof
SRP07742 | KYOCERA SOLAR | KD210GX-LP | 245 | 14 | 108 | 30 |  | Solar | FIXED | Roof
SRP07742 | KYOCERA SOLAR | KD210GX-LP | 245 | 16 | 198 | 38 |  | Solar | FIXED | Roof
SRP07743 | CHANGZHOU TRINA SOLAR ENERGY CO | TSM-160D | 240 | 27 | 185.1 | 10 |  | Solar | FIXED | Roof
SRP07743 | CHANGZHOU TRINA SOLAR ENERGY CO | TSM-185D | 240 | 8 | 185.1 | 27 |  | Solar | FIXED | Roof
SRP07744 | CHANGZHOU TRINA SOLAR ENERGY CO | TSM-185D | 235 | 28 | 82 | 40 |  | Solar | FIXED | Roof
SRP07744 | CHANGZHOU TRINA SOLAR ENERGY CO | TSM-185D | 235 | 44 | 172 | 40 |  | Solar | FIXED | Roof
SRP07744 | CHANGZHOU TRINA SOLAR ENERGY CO | TSM-185D | 235 | 28 | 262 | 40 |  | Solar | FIXED | Roof
SRP07745 | MATRIX SOLAR/PHOTOWATT | PW1650-175 | 240 | 32 | 135 | 45 |  | Solar | FIXED | Roof
SRP07746 | SOLAR POWER (SPI) | SP195FP12 | 225 | 64 | 180 | 35 |  | Solar | FIXED | Ground
SRP07749 | SUNPOWER | SPR-230-WHT-U | 240 | 32 | 176 | 25 |  | Solar | FIXED | Roof
SRP07750 | PACIFIC SOLAR PTY LIMITED | PP-USA-213-S5 | 300 | 170 | 90 | 18 |  | Solar | FIXED | Roof
SRP07750 | PACIFIC SOLAR PTY LIMITED | PP-USA-213-S5 | 250 | 14 | 90 | 27 |  | Solar | FIXED | Roof
SRP07750 | PACIFIC SOLAR PTY LIMITED | PP-USA-213-S5 | 250 | 52 | 180 | 10 |  | Solar | FIXED | Roof
SRP07750 | PACIFIC SOLAR PTY LIMITED | PP-USA-213-B5 | 300 | 209 | 180 | 27 |  | Solar | FIXED | Roof
SRP07750 | PACIFIC SOLAR PTY LIMITED | PP-USA-213-L6 | 300 | 170 | 270 | 18 |  | Solar | FIXED | Roof
SRP07750 | PACIFIC SOLAR PTY LIMITED | PP-USA-213-S5 | 250 | 14 | 270 | 27 |  | Solar | FIXED | Roof
SRP07751 | SANYO ELECTRIC |  | 220 | 52 | 103 | 20 |  | Solar | FIXED | Roof
SRP07752 | SANYO ELECTRIC | HIP-205BA3 | 225 | 225 | 123 | 5 |  | Solar | FIXED | Roof
SRP07753 | SUNPOWER | SPR-225-BLK-U | 225 | 38 | 214 | 30 |  | Solar | FIXED | Roof
SRP07754 | CANADIAN SOLAR | CS6P-230P | 230 | 23 | 197 | 6 |  | Solar | FIXED | Roof
SRP07754 | CANADIAN SOLAR | CS6P-230P | 230 | 17 | 197 | 26 |  | Solar | FIXED | Roof
SRP07755 | SCHUCO USA | MPE 260 MS 08 | 260 | 10 | 140 | 23 |  | Solar | FIXED | Roof
SRP07755 | SCHUCO USA | MPE 260 MS 08 | 260 | 10 | 230 | 23 |  | Solar | FIXED | Roof
SRP07755 | SCHUCO USA | MPE 260 MS 08 | 260 | 10 | 230 | 23 |  | Solar | FIXED | Roof
SRP07756 | CHANGZHOU TRINA SOLAR ENERGY CO | TSM-185D | 235 | 13 | 228 | 26 |  | Solar | FIXED | Roof
SRP07757 | CHANGZHOU TRINA SOLAR ENERGY CO | TSM-185D | 230 | 28 | 195 | 26 |  | Solar | FIXED | Roof
SRP07758 | CHANGZHOU TRINA SOLAR ENERGY CO | TSM-185D | 230 | 44 | 134 | 32 |  | Solar | FIXED | Roof
SRP07759 | SHARP | NT-S5E1U | 235 | 2782 | 153 | 15 |  | Solar | FIXED | Roof
SRP07760 | SOLARWORLD | SW185MONO | 255 | 172 | 205 | 5 |  | Solar | FIXED | Roof
SRP07761 | BAODING YINGLI NEW ENERGY RESOURCES CO | 110(17)P1447X663 | 230 | 72 | 180 | 30 |  | Solar | FIXED | Ground
SRP07762 | UNKNOWN | UNKNOWN | 240 | 195 | 183 | 10 |  | Solar | FIXED | Roof
SRP07763 | UNKNOWN | UNKNOWN | 230 | 429 | 161 | 10 |  | Solar | FIXED | Roof
SRP07764 | UNKNOWN | UNKNOWN | 230 | 209 | 161 | 10 |  | Solar | FIXED | Roof
SRP07766 | UNKNOWN | UNKNOWN | 225 | 238 | 180 | 23 |  | Solar | FIXED | Pole
SRP07767 | UNKNOWN | UNKNOWN | 225 | 364 | 180 | 23 |  | Solar | FIXED | Ground
SRP07771 | SUNTECH POWER | STP190S-18/UB-1 | 190 | 20 | 126 | 33 |  | Solar | FIXED | Roof
SRP07772 | UNKNOWN | UNKNOWN | 225 | 84 | 180 | 23 |  | Solar | FIXED | Ground
SRP07774 | SUNTECH POWER | STP190S-18/UB-1 | 190 | 22 | 256 | 34 |  | Solar | FIXED | Roof
SRP07775 | BAODING YINGLI NEW ENERGY RESOURCES CO | YL175(156) | 235 | 39 | 187 | 30 |  | Solar | FIXED | Roof
SRP07776 | SUNTECH POWER | STP190-18/UB-1 | 190 | 33 | 236 | 30 |  | Solar | FIXED | Roof
SRP07777 | SUNTECH POWER | STP190S-18/UB-1 | 190 | 14 | 204 | 15 |  | Solar | FIXED | Roof
SRP07779 | SUNTECH POWER | STP180S-24/AB-1 | 190 | 54 | 247 | 30 |  | Solar | FIXED | Roof
SRP07780 | CANADIAN SOLAR | CS6P-230 | 230 | 3 | 146 | 22 |  | Solar | FIXED | Roof
SRP07780 | CANADIAN SOLAR | CS6P-230 | 230 | 28 | 146 | 28 |  | Solar | FIXED | Roof
SRP07780 | CANADIAN SOLAR | CS6P-230 | 230 | 17 | 236 | 22 |  | Solar | FIXED | Roof
SRP07780 | CANADIAN SOLAR | CS6P-230 | 230 | 3 | 236 | 28 |  | Solar | FIXED | Roof
SRP07782 | SUNPOWER | SPR-230-WHT-U | 245 | 43 | 177 | 36 |  | Solar | FIXED | Roof
SRP07783 | SUNPOWER | SPR-230-WHT-U | 240 | 7 | 197 | 24 |  | Solar | FIXED | Roof
SRP07783 | SUNPOWER | SPR-230-WHT-U | 240 | 20 | 197 | 24 |  | Solar | FIXED | Roof
SRP07783 | SUNPOWER | SPR-230-WHT-U | 240 | 7 | 197 | 28 |  | Solar | FIXED | Roof
SRP07784 | SOLYNDRA | SL-002-182U | 235 | 28 | 164 | 10 |  | Solar | FIXED | Roof
SRP07784 | SOLYNDRA | SL-001-150U | 235 | 56 | 164 | 30 |  | Solar | FIXED | Roof
SRP07785 | SUNTECH POWER | STP190S-18/UB-1 | 190 | 46 | 167 | 20 |  | Solar | FIXED | Roof
SRP07786 | CHANGZHOU TRINA SOLAR ENERGY CO | TSM-185D | 235 | 33 | 131 | 29 |  | Solar | FIXED | Roof
SRP07787 | CHANGZHOU TRINA SOLAR ENERGY CO | TSM-185D | 235 | 42 | 257 | 22 |  | Solar | FIXED | Roof
SRP07788 | CHANGZHOU TRINA SOLAR ENERGY CO | TSM-185D | 240 | 8 | 203 | 10 |  | Solar | FIXED | Roof
SRP07788 | CHANGZHOU TRINA SOLAR ENERGY CO | TSM-185D | 240 | 26 | 203 | 22 |  | Solar | FIXED | Roof
SRP07789 | CHANGZHOU TRINA SOLAR ENERGY CO | TSM-185D | 230 | 30 | 241 | 19 |  | Solar | FIXED | Roof
SRP07791 | CHANGZHOU TRINA SOLAR ENERGY CO | TSM-185D | 230 | 30 | 128 | 26 |  | Solar | FIXED | Roof
SRP07794 | CHANGZHOU TRINA SOLAR ENERGY CO | TSM-185D | 235 | 27 | 158 | 32 |  | Solar | FIXED | Roof
SRP07797 | ISOFOTON | I-150 S/24 | 250 | 266 | 180 | 10 |  | Solar | FIXED | Roof
SRP07798 | CHANGZHOU TRINA SOLAR ENERGY CO | TSM-185D | 240 | 51 | 230 | 25 |  | Solar | FIXED | Roof
SRP07799 | CHANGZHOU TRINA SOLAR ENERGY CO | TSM-185D | 235 | 16 | 121.2 | 20 |  | Solar | FIXED | Roof
SRP07800 | CHANGZHOU TRINA SOLAR ENERGY CO | TSM-185D | 240 | 26 | 215.8 | 23 |  | Solar | FIXED | Roof
SRP07803 | SHARP | ND-224U1F | 240 | 66 | 99 | 15 |  | Solar | FIXED | Roof
SRP07803 | SHARP | ND-224U1F | 240 | 42 | 189 | 15 |  | Solar | FIXED | Roof
SRP07803 | SHARP | ND-L3E1U | 240 | 57 | 279 | 15 |  | Solar | FIXED | Roof
SRP07804 | CHANGZHOU TRINA SOLAR ENERGY CO | TSM-185D | 240 | 20 | 156.6 | 17 |  | Solar | FIXED | Roof
SRP07805 | CHANGZHOU TRINA SOLAR ENERGY CO | TSM-185D | 235 | 58 | 155.6 | 30 |  | Solar | FIXED | Roof
SRP07806 | SHARP | NU-U240F2 | 240 | 3809 | 118 | 10 |  | Solar | FIXED | PARKLT
SRP07806 | SHARP | NU-U240F2 | 240 | 2535 | 124 | 9 |  | Solar | FIXED | PARKLT
SRP07808 | UNKNOWN | UNKNOWN | 255 | 507 | 215 | 10 |  | Solar | FIXED | Roof
SRP07810 | SHARP | ND-224U2 | 240 | 1274 | 180 | 30 |  | Solar | FIXED | Ground
SRP07811 | SCHUCO USA |  | 90 | 115 | 70 | 10 |  | Solar | FIXED | Roof
SRP07811 | SCHUCO USA |  | 90 | 115 | 250 | 10 |  | Solar | FIXED | Roof
SRP07812 | SUNTECH POWER | STP210S-18/UB-1 | 280 | 407 | 163 | 10 |  | Solar | FIXED | Roof
SRP07813 | ET SOLAR INDUSTRY | ET-P672280 | 285 | 27 | 224 | 33 |  | Solar | FIXED | Roof
SRP07815 | SHANGHAI SOLAR ENERGY S&T | S-180C | 280 | 660 | 163 | 10 |  | Solar | FIXED | Roof
SRP07816 | SUNTECH POWER | STP210S-18/UB-1 | 280 | 319 | 117 | 10 |  | Solar | FIXED | Roof
SRP07817 | SUNTECH POWER | STP210S-18/UB-1 | 280 | 330 | 123 | 10 |  | Solar | FIXED | Roof
SRP07818 | SUNTECH POWER | STP190S-18/UB-1 | 190 | 8 | 96 | 18 |  | Solar | FIXED | Roof
SRP07818 | SUNTECH POWER | STP190-18/UB-1 | 190 | 28 | 186 | 18 |  | Solar | FIXED | Roof
SRP07818 | SUNTECH POWER | STP190S-18/UB-1 | 190 | 8 | 276 | 18 |  | Solar | FIXED | Roof
SRP07819 | SUNTECH POWER | STP190S-18/UB-1 | 190 | 45 | 167 | 20 |  | Solar | FIXED | Roof
SRP07820 | SUNTECH POWER | STP190-18/UB-1 | 190 | 8 | 90 | 18 |  | Solar | FIXED | Roof
SRP07820 | SUNTECH POWER | STP190S-18/UB-1 | 190 | 8 | 270 | 18 |  | Solar | FIXED | Roof
SRP07821 | GCL-POLY (SUZHOU) ENERGY | GCL-P6-60-240 | 240 | 602 | 197 | 5 |  | Solar | FIXED | Ground
SRP07823 | SUNTECH POWER | STP190S-18/UB-1 | 190 | 8 | 119 | 42 |  | Solar | FIXED | Roof
SRP07823 | SUNTECH POWER | STP190-18/UB-1 | 190 | 16 | 209 | 40 |  | Solar | FIXED | Roof
SRP07824 | SOLAR POWER (SPI) | SP205FP12 | 240 | 23 | 169 | 29 |  | Solar | FIXED | Roof
SRP07824 | SOLAR POWER (SPI) | SP205FP12 | 240 | 8 | 259 | 29 |  | Solar | FIXED | Roof
SRP07825 | SOLAR POWER (SPI) | SP205FP12 | 225 | 3 | 127 | 34 |  | Solar | FIXED | Roof
SRP07825 | SOLAR POWER (SPI) | SP205FP12 | 225 | 15 | 217 | 33 |  | Solar | FIXED | Roof
SRP07828 | SUNTECH POWER | STP190-18/UB-1 | 190 | 12 | 152 | 22 |  | Solar | FIXED | Roof
SRP07828 | SUNTECH POWER | STP190-18/UB-1 | 190 | 30 | 242 | 22 |  | Solar | FIXED | Roof
SRP07830 | CHANGZHOU TRINA SOLAR ENERGY CO | TSM-185D | 240 | 32 | 108 | 28 |  | Solar | FIXED | Roof
SRP07831 | CHANGZHOU TRINA SOLAR ENERGY CO | TSM-185D | 230 | 40 | 248 | 17 |  | Solar | FIXED | Roof
SRP07832 | BAODING YINGLI NEW ENERGY RESOURCES CO | YL175(156) | 230 | 39 | 104 | 24 |  | Solar | FIXED | Roof
SRP07833 | SUNTECH POWER | STP190S-18/UB-1 | 190 | 27 | 133 | 30 |  | Solar | FIXED | Roof
SRP07834 | SOLARWORLD | SW185MONO | 245 | 80 | 189 | 32 |  | Solar | FIXED | Roof
SRP07835 | CHANGZHOU TRINA SOLAR ENERGY CO | TSM-185D | 235 | 144 | 167 | 10 |  | Solar | FIXED | Roof
SRP07836 | SHARP | ND-224UC1 | 235 | 34 | 254 | 38 |  | Solar | FIXED | Roof
SRP07838 | SHARP | NT-188U1 | 240 | 240 | 7 | 4.8 |  | Solar | FIXED | Roof
SRP07838 | SHARP | NT-188U1 | 240 | 240 | 187 | 4.8 |  | Solar | FIXED | Roof
SRP07841 | ET SOLAR INDUSTRY | ET-P672280 | 285 | 16 | 180 | 29 |  | Solar | FIXED | Roof
SRP07842 | BP SOLAR | SX3200W | 215 | 33 | 193 | 41 |  | Solar | FIXED | Roof
SRP07844 | HYUNDAI HEAVY INDUSTRIES | HIS-M230SG | 230 | 162 | 180 | 40 |  | Solar | FIXED | Roof
SRP07845 | CHANGZHOU TRINA SOLAR ENERGY CO | TSM-185D | 230 | 36 | 156 | 41 |  | Solar | FIXED | Ground
SRP07846 | CHANGZHOU TRINA SOLAR ENERGY CO | TSM-185D | 240 | 20 | 166 | 17 |  | Solar | FIXED | Roof
SRP07846 | CHANGZHOU TRINA SOLAR ENERGY CO | TSM-185D | 240 | 22 | 166 | 55 |  | Solar | FIXED | Roof
SRP07848 | SUNTECH POWER | STP190-18/UB-1 | 190 | 44 | 94 | 30 |  | Solar | FIXED | Roof
SRP07849 | CHANGZHOU TRINA SOLAR ENERGY CO | TSM-185D | 240 | 39 | 129 | 20 |  | Solar | FIXED | Roof
SRP07850 | SUNTECH POWER | STP190-18/UB-1 | 190 | 42 | 257 | 32 |  | Solar | FIXED | Roof
SRP07851 | CHANGZHOU TRINA SOLAR ENERGY CO | TSM-185D | 240 | 39 | 219 | 31 |  | Solar | FIXED | Roof
SRP07852 | CHANGZHOU TRINA SOLAR ENERGY CO | TSM-185D | 240 | 30 | 217.4 | 35 |  | Solar | FIXED | Roof
SRP07853 | BAODING YINGLI NEW ENERGY RESOURCES CO | YL175(156) | 235 | 33 | 223 | 22 |  | Solar | FIXED | Roof
SRP07855 | SUNTECH POWER | STP190-18/UB-1 | 190 | 50 | 184.2 | 34 |  | Solar | FIXED | Roof
SRP07856 | BAODING YINGLI NEW ENERGY RESOURCES CO | YL175(156) | 260 | 104 | 172 | 10 |  | Solar | FIXED | Roof
SRP07857 | CHANGZHOU TRINA SOLAR ENERGY CO | TSM-185D | 240 | 44 | 180 | 30 |  | Solar | FIXED | Ground
SRP07858 | SUNTECH POWER | STP190S-18/UB-1 | 190 | 36 | 159 | 16 |  | Solar | FIXED | Roof
SRP07859 | CHANGZHOU TRINA SOLAR ENERGY CO | TSM-185D | 240 | 20 | 174 | 30 |  | Solar | FIXED | Roof
SRP07861 | SOLARWORLD | SW185MONO | 240 | 8 | 75 | 23 |  | Solar | FIXED | Roof
SRP07861 | SOLARWORLD | SW185MONO | 240 | 20 | 258 | 23 |  | Solar | FIXED | Roof
SRP07862 | CHANGZHOU TRINA SOLAR ENERGY CO | TSM-185D | 235 | 24 | 148 | 27 |  | Solar | FIXED | Roof
SRP07864 | CHANGZHOU TRINA SOLAR ENERGY CO | TSM-185D | 240 | 14 | 180 | 25 |  | Solar | FIXED | Roof
SRP07866 | SUNPOWER | SPR-225-BLK-U | 225 | 48 | 173 | 40 |  | Solar | FIXED | Roof
SRP07867 | SUNTECH POWER | STP190S-18/UB-1 | 190 | 24 | 202 | 32 |  | Solar | FIXED | Roof
SRP07868 | MATRIX SOLAR/PHOTOWATT | PW1650-175 | 245 | 10 | 91 | 43 |  | Solar | FIXED | Roof
SRP07868 | SUNTECH POWER | STP210S-18/UB-1 | 245 | 13 | 181 | 28 |  | Solar | FIXED | Roof
SRP07869 | KYOCERA SOLAR | KD210GX-LP | 215 | 18 | 233 | 45 |  | Solar | FIXED | Roof
SRP07870 | SUNTECH POWER | STP190-18/UB-1 | 190 | 36 | 183 | 30 |  | Solar | FIXED | Roof
SRP07871 | CHANGZHOU TRINA SOLAR ENERGY CO | TSM-185D | 240 | 16 | 180 | 35 |  | Solar | FIXED | Roof
SRP07872 | BAODING YINGLI NEW ENERGY RESOURCES CO | YL175(156) | 235 | 22 | 164 | 40 |  | Solar | FIXED | Roof
SRP07872 | BAODING YINGLI NEW ENERGY RESOURCES CO | YL175(156) | 235 | 38 | 254 | 27 |  | Solar | FIXED | Roof
SRP07873 | KYOCERA SOLAR | KD210GX-LP | 215 | 32 | 190 | 33 |  | Solar | FIXED | Roof
SRP07874 | BAODING YINGLI NEW ENERGY RESOURCES CO | YL175(156) | 235 | 52 | 220 | 40 |  | Solar | FIXED | Roof
SRP07876 | CHANGZHOU TRINA SOLAR ENERGY CO | TSM-185D | 240 | 33 | 194.2 | 22 |  | Solar | FIXED | Roof
SRP07877 | SUNTECH POWER | STP190-18/UB-1 | 190 | 44 | 205 | 30 |  | Solar | FIXED | Roof
SRP07880 | SCHUCO USA |  | 185 | 48 | 191 | 22 |  | Solar | FIXED | Roof
SRP07881 | ISOFOTON | I-165 | 245 | 25 | 168 | 38 |  | Solar | FIXED | Roof
SRP07882 | SUNTECH POWER | STP190S-18/UB-1 | 190 | 40 | 162 | 14 |  | Solar | FIXED | Roof
SRP07883 | SUNTECH POWER | STP150-24/AB-1 | 255 | 612 | 180 | 10 |  | Solar | FIXED | Roof
SRP07884 | SUNTECH POWER | STP190S-18/UB-1 | 190 | 6 | 149 | 23 |  | Solar | FIXED | Roof
SRP07884 | SUNTECH POWER | STP190S-18/UB-1 | 190 | 18 | 239 | 23 |  | Solar | FIXED | Roof
SRP07886 | SUNTECH POWER | STP190S-18/UB-1 | 190 | 30 | 120 | 19 |  | Solar | FIXED | Roof
SRP07888 | SUNTECH POWER | STP190S-18/UB-1 | 190 | 18 | 185 | 27 |  | Solar | FIXED | Roof
SRP07888 | SUNTECH POWER | STP190S-18/UB-1 | 190 | 8 | 275 | 23 |  | Solar | FIXED | Roof
SRP07889 | SUNTECH POWER | STP190S-18/UB-1 | 190 | 26 | 168 | 40 |  | Solar | FIXED | Roof
SRP07891 | ET SOLAR INDUSTRY | ET-P672280 | 285 | 27 | 259 | 22 |  | Solar | FIXED | Roof
SRP07892 | CHANGZHOU TRINA SOLAR ENERGY CO | TSM-185D | 230 | 9 | 118 | 19 |  | Solar | FIXED | Roof
SRP07892 | CHANGZHOU TRINA SOLAR ENERGY CO | TSM-185D | 230 | 22 | 208 | 19 |  | Solar | FIXED | Roof
SRP07893 | CHANGZHOU TRINA SOLAR ENERGY CO | TSM-185D | 240 | 26 | 205 | 26 |  | Solar | FIXED | Roof
SRP07894 | CHANGZHOU TRINA SOLAR ENERGY CO | TSM-185D | 230 | 26 | 99 | 29 |  | Solar | FIXED | Roof
SRP07895 | CHANGZHOU TRINA SOLAR ENERGY CO | TSM-185D | 235 | 39 | 225 | 30 |  | Solar | FIXED | Roof
SRP07896 | CHANGZHOU TRINA SOLAR ENERGY CO | TSM-185D | 230 | 18 | 130 | 34 |  | Solar | FIXED | Roof
SRP07897 | CHANGZHOU TRINA SOLAR ENERGY CO | TSM-185D | 230 | 26 | 134 | 40 |  | Solar | FIXED | Roof
SRP07897 | CHANGZHOU TRINA SOLAR ENERGY CO | TSM-185D | 230 | 26 | 224 | 40 |  | Solar | FIXED | Roof
SRP07899 | CHANGZHOU TRINA SOLAR ENERGY CO | TSM-185D | 230 | 10 | 148 | 50 |  | Solar | FIXED | Roof
SRP07899 | CHANGZHOU TRINA SOLAR ENERGY CO | TSM-185D | 230 | 16 | 238 | 30 |  | Solar | FIXED | Roof
SRP07900 | CHANGZHOU TRINA SOLAR ENERGY CO | TSM-185D | 230 | 24 | 200 | 25 |  | Solar | FIXED | Roof
SRP07901 | CHANGZHOU TRINA SOLAR ENERGY CO | TSM-185D | 235 | 33 | 200 | 22 |  | Solar | FIXED | Roof
SRP07902 | UNITED SOLAR OVONIC | ASR-136 | 230 | 62 | 151 | 28 |  | Solar | FIXED | Roof
SRP07903 | CHANGZHOU TRINA SOLAR ENERGY CO | TSM-185D | 230 | 20 | 129 | 28 |  | Solar | FIXED | Roof
SRP07904 | CHANGZHOU TRINA SOLAR ENERGY CO | TSM-185D | 235 | 22 | 148 | 28 |  | Solar | FIXED | Roof
SRP07905 | CHANGZHOU TRINA SOLAR ENERGY CO | TSM-185D | 235 | 20 | 113 | 33 |  | Solar | FIXED | Roof
SRP07905 | CHANGZHOU TRINA SOLAR ENERGY CO | TSM-185D | 235 | 14 | 203 | 27 |  | Solar | FIXED | Roof
SRP07906 | SHENZHEN TOPRAY SOLAR | TPS105S-230W(60) | 230 | 328 | 183 | 10 |  | Solar | FIXED | Roof
SRP07906 | TALESUN SOLAR | TP660AM240 | 235 | 1298 | 183 | 10 |  | Solar | FIXED | Roof
SRP07907 | CHANGZHOU TRINA SOLAR ENERGY CO | TSM-185D | 240 | 20 | 170 | 28 |  | Solar | FIXED | Roof
SRP07908 | CHANGZHOU TRINA SOLAR ENERGY CO | TSM-185D | 230 | 22 | 126 | 30 |  | Solar | FIXED | Roof
SRP07909 | CHANGZHOU TRINA SOLAR ENERGY CO | TSM-185D | 235 | 24 | 188 | 19 |  | Solar | FIXED | Roof
SRP07909 | CHANGZHOU TRINA SOLAR ENERGY CO | TSM-185D | 235 | 14 | 188 | 46 |  | Solar | FIXED | Roof
SRP07910 | CHANGZHOU TRINA SOLAR ENERGY CO | TSM-185D | 235 | 36 | 144 | 27 |  | Solar | FIXED | Roof
SRP07911 | CHANGZHOU TRINA SOLAR ENERGY CO | TSM-185D | 235 | 24 | 153 | 28 |  | Solar | FIXED | Roof
SRP07913 | CHANGZHOU TRINA SOLAR ENERGY CO | TSM-180D | 240 | 10 | 182 | 21 |  | Solar | FIXED | Roof
SRP07913 | CHANGZHOU TRINA SOLAR ENERGY CO | TSM-185D | 240 | 24 | 182 | 42 |  | Solar | FIXED | Roof
SRP07914 | CHANGZHOU TRINA SOLAR ENERGY CO | TSM-185D | 230 | 26 | 85 | 27 |  | Solar | FIXED | Roof
SRP07914 | CHANGZHOU TRINA SOLAR ENERGY CO | TSM-185D | 230 | 26 | 265 | 27 |  | Solar | FIXED | Roof
SRP07915 | UNKNOWN | UNKNOWN | 240 | 177 | 161 | 10 |  | Solar | FIXED | Roof
SRP07915 | UNKNOWN | UNKNOWN | 240 | 161 | 183 | 10 |  | Solar | FIXED | Roof
SRP07917 | UNKNOWN | UNKNOWN | 240 | 42 | 199.7 | 35 |  | Solar | FIXED | Roof
SRP07918 | SUNPOWER | SPR-225-BLK-U | 225 | 22 | 140 | 8 |  | Solar | FIXED | Roof
SRP07918 | SUNPOWER | SPR-225-BLK-U | 225 | 17 | 230 | 33 |  | Solar | FIXED | Roof
SRP07919 | SUNPOWER | SPR-230-WHT-U | 230 | 30 | 245 | 20 |  | Solar | FIXED | Roof
SRP07920 | CANADIAN SOLAR | CS6P-230 | 230 | 24 | 176 | 20 |  | Solar | FIXED | Roof
SRP07922 | SCHUCO USA |  | 235 | 72 | 173 | 25 |  | Solar | FIXED | Ground
SRP07923 | SUNPOWER | SPR-230-WHT-U | 230 | 14 | 188 | 5 |  | Solar | FIXED | Roof
SRP07923 | SUNPOWER | SPR-230-WHT-U | 230 | 14 | 188 | 18 |  | Solar | FIXED | Roof
SRP07923 | SUNPOWER | SPR-230-WHT-U | 230 | 20 | 188 | 30 |  | Solar | FIXED | Roof
SRP07925 | CHANGZHOU TRINA SOLAR ENERGY CO | TSM-185D | 240 | 14 | 121 | 20 |  | Solar | FIXED | Roof
SRP07927 | BP SOLAR | SX3195B | 195 | 16 | 195 | 14 |  | Solar | FIXED | Roof
SRP07928 | MATRIX SOLAR/PHOTOWATT | PW1650-175 | 240 | 22 | 198 | 17.3 |  | Solar | FIXED | Roof
SRP07928 | MATRIX SOLAR/PHOTOWATT | PW1650-175 | 240 | 24 | 198 | 28.2 |  | Solar | FIXED | Roof
SRP07929 | CHANGZHOU TRINA SOLAR ENERGY CO | TSM-185D | 230 | 36 | 180 | 22 |  | Solar | FIXED | Roof
SRP07930 | CHANGZHOU TRINA SOLAR ENERGY CO | TSM-185D | 235 | 39 | 126 | 35 |  | Solar | FIXED | Roof
SRP07931 | CHANGZHOU TRINA SOLAR ENERGY CO | TSM-185D | 230 | 26 | 254 | 30 |  | Solar | FIXED | Roof
SRP07932 | CHANGZHOU TRINA SOLAR ENERGY CO | TSM-185D | 235 | 28 | 187 | 40 |  | Solar | FIXED | Roof
SRP07933 | REC SCANMODULE | SCM230 | 240 | 40 | 170 | 15 |  | Solar | FIXED | Roof
SRP07934 | CHANGZHOU TRINA SOLAR ENERGY CO | TSM-185D | 230 | 26 | 195 | 34 |  | Solar | FIXED | Roof
SRP07935 | CHANGZHOU TRINA SOLAR ENERGY CO | TSM-185D | 230 | 10 | 100 | 23 |  | Solar | FIXED | Roof
SRP07935 | CHANGZHOU TRINA SOLAR ENERGY CO | TSM-185D | 230 | 3 | 190 | 23 |  | Solar | FIXED | Roof
SRP07935 | CHANGZHOU TRINA SOLAR ENERGY CO | TSM-185D | 230 | 17 | 280 | 23 |  | Solar | FIXED | Roof
SRP07936 | SUNPOWER | SPR-230-WHT-U | 240 | 48 | 145 | 35 |  | Solar | FIXED | Ground
SRP07937 | CHANGZHOU TRINA SOLAR ENERGY CO | TSM-185D | 235 | 22 | 170 | 34 |  | Solar | FIXED | Roof
SRP07938 | CHANGZHOU TRINA SOLAR ENERGY CO | TSM-185D | 230 | 28 | 128 | 18 |  | Solar | FIXED | Roof
SRP07940 | UNKNOWN | UNKNOWN | 255 | 247 | 180 | 10 |  | Solar | FIXED | Roof
SRP07942 | SHANGHAI SOLAR ENERGY S&T | S-125D | 230 | 910 | 138.5 | 3 |  | Solar | FIXED | Roof
SRP07942 | SHANGHAI SOLAR ENERGY S&T | S-125D | 230 | 533 | 138.5 | 8 |  | Solar | FIXED | Roof
SRP07942 | SHANGHAI SOLAR ENERGY S&T | S-125D | 230 | 1937 | 138.5 | 10 |  | Solar | FIXED | Roof
SRP07942 | SHANGHAI SOLAR ENERGY S&T | S-125D | 230 | 520 | 138.5 | 12 |  | Solar | FIXED | Roof
SRP07942 | SHANGHAI SOLAR ENERGY S&T | S-125D | 185 | 630 | 138.5 | 14 |  | Solar | FIXED | Roof
SRP07943 | CHANGZHOU TRINA SOLAR ENERGY CO | TSM-185D | 230 | 28 | 206 | 27 |  | Solar | FIXED | Roof
SRP07944 | CHANGZHOU TRINA SOLAR ENERGY CO | TSM-185D | 230 | 33 | 220 | 26 |  | Solar | FIXED | Roof
SRP07945 | SUNPOWER | SPR-225-BLK-U | 225 | 27 | 157 | 30 |  | Solar | FIXED | Roof
SRP07946 | CHANGZHOU TRINA SOLAR ENERGY CO | TSM-185D | 235 | 7 | 125 | 33 |  | Solar | FIXED | Roof
SRP07946 | CHANGZHOU TRINA SOLAR ENERGY CO | TSM-185D | 235 | 19 | 215 | 33 |  | Solar | FIXED | Roof
SRP07947 | CHANGZHOU TRINA SOLAR ENERGY CO | TSM-185D | 230 | 15 | 130 | 20 |  | Solar | FIXED | Roof
SRP07947 | CHANGZHOU TRINA SOLAR ENERGY CO | TSM-185D | 230 | 19 | 220 | 20 |  | Solar | FIXED | Roof
SRP07948 | CHANGZHOU TRINA SOLAR ENERGY CO | TSM-185D | 235 | 26 | 135 | 30 |  | Solar | FIXED | Roof
SRP07949 | CHANGZHOU TRINA SOLAR ENERGY CO | TSM-185D | 235 | 22 | 103 | 35 |  | Solar | FIXED | Roof
SRP07949 | CHANGZHOU TRINA SOLAR ENERGY CO | TSM-185D | 235 | 20 | 193 | 25 |  | Solar | FIXED | Roof
SRP07951 | CHANGZHOU TRINA SOLAR ENERGY CO | TSM-185D | 235 | 39 | 239 | 26 |  | Solar | FIXED | Roof
SRP07952 | CHANGZHOU TRINA SOLAR ENERGY CO | TSM-185D | 235 | 22 | 121 | 40 |  | Solar | FIXED | Roof
SRP07953 | CHANGZHOU TRINA SOLAR ENERGY CO | TSM-185D | 230 | 30 | 172 | 23 |  | Solar | FIXED | Roof
SRP07954 | CHANGZHOU TRINA SOLAR ENERGY CO | TSM-185D | 230 | 32 | 260 | 27 |  | Solar | FIXED | Roof
SRP07955 | ET SOLAR INDUSTRY | ET-P672275 | 275 | 22 | 97 | 25 |  | Solar | FIXED | Roof
SRP07957 | CHANGZHOU TRINA SOLAR ENERGY CO | TSM-185D | 235 | 20 | 112 | 34 |  | Solar | FIXED | Roof
SRP07957 | CHANGZHOU TRINA SOLAR ENERGY CO | TSM-185D | 235 | 12 | 202 | 34 |  | Solar | FIXED | Roof
SRP07960 | CHANGZHOU TRINA SOLAR ENERGY CO | TSM-185D | 230 | 16 | 166 | 22 |  | Solar | FIXED | Roof
SRP07960 | CHANGZHOU TRINA SOLAR ENERGY CO | TSM-185D | 230 | 11 | 258 | 22 |  | Solar | FIXED | Roof
SRP07961 | MATRIX SOLAR/PHOTOWATT | PW1650-175 | 240 | 28 | 166 | 26 |  | Solar | FIXED | Roof
SRP07962 | CHANGZHOU TRINA SOLAR ENERGY CO | TSM-185D | 230 | 36 | 217 | 19 |  | Solar | FIXED | Roof
SRP07963 | SUNTECH POWER | STP210S-18/UB-1 | 280 | 51 | 152 | 23 |  | Solar | FIXED | Roof
SRP07964 | UNITED SOLAR OVONIC | ASR-136 | 235 | 26 | 121 | 40 |  | Solar | FIXED | Roof
SRP07965 | CHANGZHOU TRINA SOLAR ENERGY CO | TSM-185D | 235 | 12 | 140 | 24 |  | Solar | FIXED | Roof
SRP07965 | CHANGZHOU TRINA SOLAR ENERGY CO | TSM-185D | 235 | 28 | 230 | 24 |  | Solar | FIXED | Roof
SRP07966 | CHANGZHOU TRINA SOLAR ENERGY CO | TSM-185D | 230 | 72 | 130 | 21 |  | Solar | FIXED | Roof
SRP07967 | SUNTECH POWER | STP190-18/UB-1 | 190 | 47 | 148 | 23 |  | Solar | FIXED | Roof
SRP07967 | SUNTECH POWER | STP190S-18/UB-1 | 190 | 16 | 238 | 23 |  | Solar | FIXED | Roof
SRP07968 | CHANGZHOU TRINA SOLAR ENERGY CO | TSM-185D | 240 | 30 | 123 | 12 |  | Solar | FIXED | Roof
SRP07968 | CHANGZHOU TRINA SOLAR ENERGY CO | TSM-185D | 240 | 8 | 213 | 12 |  | Solar | FIXED | Roof
SRP07969 | CANADIAN SOLAR | CS6P-230 | 240 | 165 | 153 | 10 |  | Solar | FIXED | Roof
SRP07969 | CANADIAN SOLAR | CS6P-230 | 240 | 330 | 153 | 18 |  | Solar | FIXED | Roof
SRP07970 | SHARP | NT-S5E1U | 240 | 2847 | 182 | 10 |  | Solar | FIXED | Roof
SRP07971 | CHANGZHOU TRINA SOLAR ENERGY CO | TSM-185D | 240 | 46 | 180 | 35 |  | Solar | FIXED | Roof
SRP07972 | ET SOLAR INDUSTRY | ET-P672230 | 230 | 252 | 146 | 1.5 |  | Solar | FIXED | Roof
SRP07973 | SUNTECH POWER | STP190-18/UB-1 | 190 | 34 | 152.1 | 25 |  | Solar | FIXED | Roof
SRP07974 | BAODING YINGLI NEW ENERGY RESOURCES CO | YL175(156) | 240 | 416 | 189 | 5 |  | Solar | FIXED | Roof
SRP07975 | ET SOLAR INDUSTRY | ET-P672230 | 230 | 714 | 146 | 1.5 |  | Solar | FIXED | Roof
SRP07976 | CHANGZHOU TRINA SOLAR ENERGY CO | TSM-185D | 240 | 14 | 176 | 25 |  | Solar | FIXED | Roof
SRP07978 | CHANGZHOU TRINA SOLAR ENERGY CO | TSM-185D | 240 | 8 | 197.5 | 12 |  | Solar | FIXED | Roof
SRP07979 | ET SOLAR INDUSTRY | ET-P672230 | 230 | 406 | 146 | 1.5 |  | Solar | FIXED | Roof
SRP07980 | CHANGZHOU TRINA SOLAR ENERGY CO | TSM-185D | 240 | 30 | 171.5 | 30 |  | Solar | FIXED | Roof
SRP07981 | ISOFOTON | I-150 S/24 | 235 | 975 | 207 | 10 |  | Solar | FIXED | Roof
SRP07982 | BAODING YINGLI NEW ENERGY RESOURCES CO | YL175(156) | 230 | 24 | 182 | 21 |  | Solar | FIXED | Roof
SRP07982 | BAODING YINGLI NEW ENERGY RESOURCES CO | YL175(156) | 230 | 24 | 272 | 21 |  | Solar | FIXED | Roof
SRP07983 | CHANGZHOU TRINA SOLAR ENERGY CO | TSM-185D | 240 | 43 | 186.3 | 30 |  | Solar | FIXED | Roof
SRP07984 | BAODING YINGLI NEW ENERGY RESOURCES CO | YL175(156) | 235 | 19 | 176 | 38 |  | Solar | FIXED | Roof
SRP07984 | BAODING YINGLI NEW ENERGY RESOURCES CO | YL175(156) | 235 | 14 | 266 | 36 |  | Solar | FIXED | Roof
SRP07985 | CHANGZHOU TRINA SOLAR ENERGY CO | TSM-185D | 235 | 22 | 180 | 35 |  | Solar | FIXED | Roof
SRP07986 | CHANGZHOU TRINA SOLAR ENERGY CO | TSM-185D | 240 | 21 | 195 | 45 |  | Solar | FIXED | Roof
SRP07987 | SUNTECH POWER | STP190S-18/UB-1 | 190 | 21 | 177 | 5 |  | Solar | FIXED | Roof
SRP07989 | CHANGZHOU TRINA SOLAR ENERGY CO | TSM-185D | 235 | 36 | 205 | 34 |  | Solar | FIXED | Roof
SRP07990 | CHANGZHOU TRINA SOLAR ENERGY CO | TSM-185D | 240 | 42 | 143 | 20 |  | Solar | FIXED | Roof
SRP07991 | CHANGZHOU TRINA SOLAR ENERGY CO | TSM-185D | 240 | 6 | 170 | 15 |  | Solar | FIXED | Roof
SRP07991 | CHANGZHOU TRINA SOLAR ENERGY CO | TSM-185D | 240 | 32 | 170 | 25 |  | Solar | FIXED | Roof
SRP07992 | CHANGZHOU TRINA SOLAR ENERGY CO | TSM-185D | 230 | 36 | 177 | 19 |  | Solar | FIXED | Roof
SRP07993 | SUNPOWER | SPR-230-WHT-U | 230 | 28 | 186 | 38 |  | Solar | FIXED | Roof
SRP07994 | BAODING YINGLI NEW ENERGY RESOURCES CO | YL175(156) | 235 | 10712 | 180 | 25 |  | Solar | FIXED | Ground
SRP07995 | REC SOLAR | REC235PE (BLK) | 235 | 33 | 152 | 22 |  | Solar | FIXED | Roof
SRP07997 | SUNTECH POWER | STP190S-18/UB-1 | 190 | 30 | 181 | 30 |  | Solar | FIXED | Roof
SRP07999 | SUNTECH POWER | STP190-18/UB-1 | 190 | 26 | 152 | 40 |  | Solar | FIXED | Roof
SRP08001 | SUNTECH POWER | STP190S-18/UB-1 | 190 | 36 | 112 | 27 |  | Solar | FIXED | Roof
SRP08002 | ISOFOTON | I-100/12 | 230 | 476 | 180 | 0 |  | Solar | FIXED | Roof
SRP08003 | SUNPOWER | SPR-230-WHT-U | 240 | 336 | 180 | 24 |  | Solar | FIXED | Ground
SRP08004 | SUNWIZE TECHNOLOGIES |  | 240 | 182 | 180 | 24 |  | Solar | FIXED | Ground
SRP08007 | CHANGZHOU TRINA SOLAR ENERGY CO | TSM-185D | 230 | 36 | 181.2 | 24 |  | Solar | FIXED | Roof
SRP08008 | CHANGZHOU TRINA SOLAR ENERGY CO | TSM-185D | 235 | 42 | 106.2 | 24 |  | Solar | FIXED | Roof
SRP08009 | REC SCANMODULE | SCM230 | 235 | 26 | 184 | 22 |  | Solar | FIXED | Roof
SRP08010 | CHANGZHOU TRINA SOLAR ENERGY CO | TSM-185D | 235 | 33 | 198.4 | 24 |  | Solar | FIXED | Roof
SRP08011 | CHANGZHOU TRINA SOLAR ENERGY CO | TSM-185D | 235 | 33 | 169 | 30 |  | Solar | FIXED | Roof
SRP08012 | REC SCANMODULE | SCM230 | 235 | 32 | 197 | 31 |  | Solar | FIXED | Roof
SRP08013 | SUNTECH POWER | STP190-18/UB-1 | 190 | 5 | 197 | 24 |  | Solar | FIXED | Roof
SRP08013 | SUNTECH POWER | STP190S-18/UB-1 | 190 | 8 | 197 | 41 |  | Solar | FIXED | Roof
SRP08014 | MATRIX SOLAR/PHOTOWATT | PW1650-175 | 235 | 28 | 241 | 37 |  | Solar | FIXED | Roof
SRP08015 | CHANGZHOU TRINA SOLAR ENERGY CO | TSM-185D | 230 | 26 | 228 | 30 |  | Solar | FIXED | Roof
SRP08016 | CHANGZHOU TRINA SOLAR ENERGY CO | TSM-185D | 235 | 39 | 159 | 31 |  | Solar | FIXED | Roof
SRP08017 | CHANGZHOU TRINA SOLAR ENERGY CO | TSM-185D | 230 | 27 | 268 | 21 |  | Solar | FIXED | Roof
SRP08018 | CHANGZHOU TRINA SOLAR ENERGY CO | TSM-185D | 235 | 33 | 194 | 40 |  | Solar | FIXED | Roof
SRP08019 | CHANGZHOU TRINA SOLAR ENERGY CO | TSM-185D | 230 | 28 | 181 | 18 |  | Solar | FIXED | Roof
SRP08020 | CHANGZHOU TRINA SOLAR ENERGY CO | TSM-185D | 235 | 30 | 225 | 26 |  | Solar | FIXED | Roof
SRP08021 | CHANGZHOU TRINA SOLAR ENERGY CO | TSM-185D | 235 | 20 | 118.9 | 30 |  | Solar | FIXED | Roof
SRP08021 | CHANGZHOU TRINA SOLAR ENERGY CO | TSM-185D | 235 | 13 | 199.3 | 30 |  | Solar | FIXED | Roof
SRP08022 | SHARP | ND-224UC1 | 240 | 132 | 164 | 2 |  | Solar | FIXED | Roof
SRP08023 | SHARP | ND-224UC1 | 240 | 88 | 164 | 2 |  | Solar | FIXED | Roof
SRP08024 | SUNTECH POWER | STP190S-18/UB-1 | 190 | 27 | 185 | 18 |  | Solar | FIXED | Roof
SRP08025 | SHARP | NT-R5E1U | 240 | 22 | 164 | 2 |  | Solar | FIXED | Roof
SRP08026 | SHARP | NT-S5E1U | 240 | 52 | 164 | 2 |  | Solar | FIXED | Roof
SRP08027 | MATRIX SOLAR/PHOTOWATT | PW1000-100 | 230 | 377 | 179 | 10 |  | Solar | FIXED | Roof
SRP08027 | MATRIX SOLAR/PHOTOWATT | PW1000-100 | 250 | 1274 | 179 | 10 |  | Solar | FIXED | Roof
SRP08028 | SCHUCO USA |  | 185 | 30 | 185 | 19 |  | Solar | FIXED | Roof
SRP08029 | SUNPOWER | SPR-230-WHT-U | 240 | 16 | 195 | 36 |  | Solar | FIXED | Roof
SRP08029 | SUNPOWER | SPR-230-WHT-U | 240 | 18 | 286 | 30 |  | Solar | FIXED | Roof
SRP08030 | UNITED SOLAR OVONIC | ASR-136 | 230 | 21 | 197 | 27 |  | Solar | FIXED | Roof
SRP08032 | SUNPOWER | SPR-230-WHT-U | 240 | 48 | 281 | 5 |  | Solar | FIXED | Roof
SRP08033 | BAODING YINGLI NEW ENERGY RESOURCES CO | YL175(156) | 235 | 737 | 170 | 10 |  | Solar | FIXED | Roof
SRP08034 | CHANGZHOU TRINA SOLAR ENERGY CO | TSM-160D | 230 | 26 | 191 | 14 |  | Solar | FIXED | Roof
SRP08035 | SUNPOWER | SPR-230-WHT-U | 240 | 70 | 174 | 20 |  | Solar | FIXED | Roof
SRP08036 | ET SOLAR INDUSTRY | ET-P672275 | 285 | 30 | 131 | 41 |  | Solar | FIXED | Roof
SRP08039 | LG ELECTRONICS SOLAR CELL DIVISION | LG245S1C-G2 | 245 | 32 | 93 | 28 |  | Solar | FIXED | Roof
SRP08040 | SOLYNDRA | SL-001-173U | 173 | 1236 | 223 | 0 |  | Solar | FIXED | Roof
SRP08041 | CHANGZHOU TRINA SOLAR ENERGY CO | TSM-185D | 235 | 33 | 122 | 40 |  | Solar | FIXED | Roof
SRP08042 | CHANGZHOU TRINA SOLAR ENERGY CO | TSM-185D | 235 | 6 | 231 | 13 |  | Solar | FIXED | Roof
SRP08042 | CHANGZHOU TRINA SOLAR ENERGY CO | TSM-185D | 235 | 15 | 231 | 35 |  | Solar | FIXED | Roof
SRP08043 | ET SOLAR INDUSTRY | ET-P672280 | 285 | 27 | 225 | 37 |  | Solar | FIXED | Roof
SRP08044 | REC SCANMODULE | SCM225 | 250 | 78 | 171 | 30 |  | Solar | FIXED | Roof
SRP08045 | CHANGZHOU TRINA SOLAR ENERGY CO | TSM-185D | 230 | 27 | 197 | 25 |  | Solar | FIXED | Roof
SRP08046 | SANYO ELECTRIC | HIP-205BA5 | 225 | 25 | 207 | 40 |  | Solar | FIXED | Roof
SRP08047 | CHANGZHOU TRINA SOLAR ENERGY CO | TSM-185D | 230 | 10 | 118 | 31 |  | Solar | FIXED | Roof
SRP08047 | CHANGZHOU TRINA SOLAR ENERGY CO | TSM-185D | 230 | 10 | 208 | 16 |  | Solar | FIXED | Roof
SRP08049 | SCHUCO USA |  | 185 | 24 | 118 | 40 |  | Solar | FIXED | Roof
SRP08050 | SUNTECH POWER | STP190S-18/UB-1 | 190 | 33 | 127 | 33 |  | Solar | FIXED | Roof
SRP08051 | SUNTECH POWER | STP210S-18/UB-1 | 275 | 187 | 176 | 5 |  | Solar | FIXED | Roof
SRP08052 | BP SOLAR |  | 215 | 14 | 225 | 21 |  | Solar | FIXED | Roof
SRP08053 | BP SOLAR | BP3160S | 195 | 16 | 170 | 22 |  | Solar | FIXED | Roof
SRP08054 | SUNPOWER | SPR-230-WHT-U | 240 | 16 | 135 | 10 |  | Solar | FIXED | Roof
SRP08054 | SUNPOWER | SPR-230-WHT-U | 240 | 14 | 135 | 22 |  | Solar | FIXED | Roof
SRP08054 | SUNPOWER | SPR-230-WHT-U | 240 | 10 | 225 | 24 |  | Solar | FIXED | Roof
SRP08055 | SHARP | ND-V230A1 | 235 | 56 | 187 | 10 |  | Solar | FIXED | Roof
SRP08056 | CHANGZHOU TRINA SOLAR ENERGY CO | TSM-185D | 240 | 22 | 165.1 | 16 |  | Solar | FIXED | Roof
SRP08057 | CHANGZHOU TRINA SOLAR ENERGY CO | TSM-185D | 240 | 32 | 176 | 22 |  | Solar | FIXED | Roof
SRP08057 | CHANGZHOU TRINA SOLAR ENERGY CO | TSM-185D | 240 | 18 | 266 | 22 |  | Solar | FIXED | Roof
SRP08058 | SUNTECH POWER | STP190S-18/UB-1 | 190 | 24 | 208 | 33 |  | Solar | FIXED | Roof
SRP08059 | CHANGZHOU TRINA SOLAR ENERGY CO | TSM-185D | 240 | 27 | 192.1 | 4 |  | Solar | FIXED | Roof
SRP08060 | CHANGZHOU TRINA SOLAR ENERGY CO | TSM-185D | 230 | 33 | 210 | 18 |  | Solar | FIXED | Roof
SRP08061 | SUNTECH POWER | STP190S-18/UB-1 | 190 | 29 | 181 | 35 |  | Solar | FIXED | Roof
SRP08061 | SUNTECH POWER | STP190-18/UB-1 | 190 | 41 | 271 | 35 |  | Solar | FIXED | Roof
SRP08062 | CHANGZHOU TRINA SOLAR ENERGY CO | TSM-185D | 240 | 34 | 138 | 30 |  | Solar | FIXED | Roof
SRP08063 | CHANGZHOU TRINA SOLAR ENERGY CO | TSM-185D | 230 | 18 | 118 | 31 |  | Solar | FIXED | Roof
SRP08064 | SUNPOWER | SPR-305-WHT-U | 308 | 480 | 136 | 7 |  | Solar | FIXED | Roof
SRP08065 | SUNPOWER | SPR-305-WHT-U | 308 | 456 | 136 | 7 |  | Solar | FIXED | Roof
SRP08066 | CHANGZHOU TRINA SOLAR ENERGY CO | TSM-185D | 230 | 18 | 118 | 31 |  | Solar | FIXED | Roof
SRP08067 | CHANGZHOU TRINA SOLAR ENERGY CO | TSM-185D | 230 | 29 | 208 | 16 |  | Solar | FIXED | Roof
SRP08068 | CHANGZHOU TRINA SOLAR ENERGY CO | TSM-185D | 230 | 26 | 110 | 18 |  | Solar | FIXED | Roof
SRP08069 | CHANGZHOU TRINA SOLAR ENERGY CO | TSM-185D | 230 | 28 | 208 | 16 |  | Solar | FIXED | Roof
SRP08070 | CHANGZHOU TRINA SOLAR ENERGY CO | TSM-185D | 230 | 28 | 208 | 16 |  | Solar | FIXED | Roof
SRP08072 | BP SOLAR | BP4180N | 195 | 20 | 237 | 20 |  | Solar | FIXED | Roof
SRP08073 | SHARP | NT-188U1 | 235 | 48 | 90 | 34 |  | Solar | FIXED | Roof
SRP08075 | BAODING YINGLI NEW ENERGY RESOURCES CO | YL175(156) | 240 | 16 | 198 | 3 |  | Solar | FIXED | Roof
SRP08075 | BAODING YINGLI NEW ENERGY RESOURCES CO | YL175(156) | 240 | 20 | 198 | 8 |  | Solar | FIXED | Roof
SRP08077 | SUNTECH POWER | STP200UB | 205 | 4 | 221 | 25 |  | Solar | FIXED | Roof
SRP08077 | SUNTECH POWER | STP210-18/UB-1 | 280 | 22 | 221 | 27 |  | Solar | FIXED | Roof
SRP08079 | SANYO ELECTRIC | HIP-205BA5 | 225 | 6 | 136 | 32 |  | Solar | FIXED | Roof
SRP08079 | SANYO ELECTRIC | HIP-205BA5 | 225 | 6 | 226 | 22 |  | Solar | FIXED | Roof
SRP08079 | SANYO ELECTRIC | HIP-205BA5 | 225 | 27 | 226 | 32 |  | Solar | FIXED | Roof
SRP08081 | CHANGZHOU TRINA SOLAR ENERGY CO | TSM-185D | 230 | 20 | 173 | 29 |  | Solar | FIXED | Roof
SRP08081 | CHANGZHOU TRINA SOLAR ENERGY CO | TSM-185D | 230 | 14 | 263 | 29 |  | Solar | FIXED | Roof
SRP08083 | CANADIAN SOLAR | CS6P-230 | 250 | 35 | 150 | 24 |  | Solar | FIXED | Roof
SRP08083 | SUNTECH POWER | STP210S-18/UB-1 | 255 | 21 | 150 | 24 |  | Solar | FIXED | Roof
SRP08084 | CHANGZHOU TRINA SOLAR ENERGY CO | TSM-185D | 240 | 30 | 185.6 | 25 |  | Solar | FIXED | Roof
SRP08086 | NINGBO SOLAR ELECTRIC POWER | TDB125X125-72-P 175W | 230 | 48 | 170 | 33 |  | Solar | FIXED | Roof
SRP08087 | CHANGZHOU TRINA SOLAR ENERGY CO | TSM-185D | 235 | 20 | 148 | 32 |  | Solar | FIXED | Roof
SRP08087 | CHANGZHOU TRINA SOLAR ENERGY CO | TSM-185D | 235 | 8 | 238 | 35 |  | Solar | FIXED | Roof
SRP08088 | SUNTECH POWER | STP190S-18/UB-1 | 190 | 12 | 102.9 | 30 |  | Solar | FIXED | Roof
SRP08088 | SUNTECH POWER | STP190S-18/UB-1 | 190 | 46 | 280 | 20 |  | Solar | FIXED | Roof
SRP08089 | CHANGZHOU TRINA SOLAR ENERGY CO | TSM-185D | 235 | 42 | 145 | 10 |  | Solar | FIXED | Roof
SRP08090 | SUNTECH POWER | STP190-18/UB-1 | 190 | 21 | 182 | 35 |  | Solar | FIXED | Roof
SRP08090 | SUNTECH POWER | STP190S-18/UB-1 | 190 | 16 | 182 | 35 |  | Solar | FIXED | Roof
SRP08091 | SUNTECH POWER | STP190S-18/UB-1 | 190 | 20 | 111.4 | 31 |  | Solar | FIXED | Roof
SRP08091 | SUNTECH POWER | STP190S-18/UB-1 | 190 | 24 | 201.4 | 45 |  | Solar | FIXED | Roof
SRP08091 | SUNTECH POWER | STP190-18/UB-1 | 190 | 26 | 291.4 | 31 |  | Solar | FIXED | Roof
SRP08092 | SCHUCO USA |  | 180 | 55 | 180 | 32 |  | Solar | FIXED | Roof
SRP08093 | SUNIVA | ART245-60-3-100 | 245 | 30 | 147 | 5 |  | Solar | FIXED | Roof
SRP08095 | SUNIVA | ART245-60-3-100 | 245 | 30 | 147 | 5 |  | Solar | FIXED | Roof
SRP08096 | BAODING YINGLI NEW ENERGY RESOURCES CO | YL175(156) | 240 | 4 | 187 | 9 |  | Solar | FIXED | Roof
SRP08096 | CONERGY AG | S 175MU | 240 | 9 | 187 | 26 |  | Solar | FIXED | Roof
SRP08096 | CONERGY AG | S 175MU | 240 | 19 | 187 | 37 |  | Solar | FIXED | Roof
SRP08097 | SUNIVA | ART245-60-3-100 | 245 | 30 | 147 | 5 |  | Solar | FIXED | Roof
SRP08098 | SUNPOWER | SPR-230-WHT-U | 230 | 57 | 180 | 25 |  | Solar | FIXED | Ground
SRP08099 | SUNIVA | ART245-60-3-101 | 245 | 10 | 147 | 5 |  | Solar | FIXED | Roof
SRP08100 | SUNPOWER | SPR-230-WHT-U | 230 | 18 | 180 | 25 |  | Solar | FIXED | Ground
SRP08101 | SUNIVA | ART245-60-3-101 | 245 | 30 | 147 | 5 |  | Solar | FIXED | Roof
SRP08102 | NINGBO SOLAR ELECTRIC POWER | TDB125X125-72-P 175W | 285 | 88 | 224 | 18 |  | Solar | FIXED | Roof
SRP08103 | SUNIVA | ART245-60-3-100 | 245 | 30 | 147 | 5 |  | Solar | FIXED | Roof
SRP08104 | KYOCERA SOLAR | KD210GX-LP | 235 | 130 | 169 | 10 |  | Solar | FIXED | Roof
SRP08106 | SCHUCO USA |  | 185 | 30 | 90 | 21 |  | Solar | FIXED | Roof
SRP08106 | SCHUCO USA |  | 185 | 20 | 270 | 21 |  | Solar | FIXED | Roof
SRP08108 | SUNTECH POWER | STP190-18/UB-1 | 190 | 30 | 100 | 23 |  | Solar | FIXED | Roof
SRP08108 | SUNTECH POWER | STP190-18/UB-1 | 190 | 20 | 280 | 22 |  | Solar | FIXED | Roof
SRP08110 | CANADIAN SOLAR | CS6P-230 | 235 | 5 | 128 | 15 |  | Solar | FIXED | Roof
SRP08110 | CANADIAN SOLAR | CS6P-230 | 235 | 6 | 128 | 35 |  | Solar | FIXED | Roof
SRP08110 | CANADIAN SOLAR | CS5P-235 | 235 | 5 | 218 | 34 |  | Solar | FIXED | Roof
SRP08111 | SUNTECH POWER | STP210S-18/UB-1 | 245 | 40 | 163 | 18 |  | Solar | FIXED | Roof
SRP08113 | SUNTECH POWER | STP190S-18/UB-1 | 190 | 20 | 168 | 40 |  | Solar | FIXED | Roof
SRP08114 | CHANGZHOU TRINA SOLAR ENERGY CO | TSM-185D | 240 | 38 | 206.9 | 40 |  | Solar | FIXED | Roof
SRP08115 | SUNTECH POWER | STP180S-24/AB-1 | 185 | 40 | 170.9 | 18 |  | Solar | FIXED | Roof
SRP08116 | SHARP | NT-188U1 | 235 | 42 | 263 | 21 |  | Solar | FIXED | Roof
SRP08117 | CHANGZHOU TRINA SOLAR ENERGY CO | TSM-185D | 240 | 54 | 224 | 17 |  | Solar | FIXED | Roof
SRP08118 | CHANGZHOU TRINA SOLAR ENERGY CO | TSM-185D | 235 | 44 | 192 | 29 |  | Solar | FIXED | Roof
SRP08119 | CHANGZHOU TRINA SOLAR ENERGY CO | TSM-185D | 240 | 18 | 232 | 25 |  | Solar | FIXED | Roof
SRP08120 | CHANGZHOU TRINA SOLAR ENERGY CO | TSM-185D | 240 | 25 | 202 | 13 |  | Solar | FIXED | Roof
SRP08121 | CHANGZHOU TRINA SOLAR ENERGY CO | TSM-185D | 240 | 25 | 134 | 19 |  | Solar | FIXED | Roof
SRP08122 | CHANGZHOU TRINA SOLAR ENERGY CO | TSM-185D | 240 | 43 | 180 | 29 |  | Solar | FIXED | Roof
SRP08123 | CHANGZHOU TRINA SOLAR ENERGY CO | TSM-180D | 240 | 35 | 193 | 34 |  | Solar | FIXED | Roof
SRP08124 | CHANGZHOU TRINA SOLAR ENERGY CO | TSM-185D | 240 | 13 | 198 | 8 |  | Solar | FIXED | Roof
SRP08124 | CHANGZHOU TRINA SOLAR ENERGY CO | TSM-185D | 240 | 6 | 198 | 11 |  | Solar | FIXED | Roof
SRP08125 | CHANGZHOU TRINA SOLAR ENERGY CO | TSM-185D | 240 | 20 | 202 | 38 |  | Solar | FIXED | Roof
SRP08126 | SUNTECH POWER | STP190S-18/UB-1 | 190 | 39 | 98 | 20 |  | Solar | FIXED | Roof
SRP08126 | SUNTECH POWER | STP190S-18/UB-1 | 190 | 37 | 278 | 20 |  | Solar | FIXED | Roof
SRP08127 | SUNTECH POWER | STP190-18/UB-1 | 190 | 48 | 101.1 | 25 |  | Solar | FIXED | Roof
SRP08128 | CHANGZHOU TRINA SOLAR ENERGY CO | TSM-185D | 235 | 39 | 183 | 30 |  | Solar | FIXED | Roof
SRP08129 | CHANGZHOU TRINA SOLAR ENERGY CO | TSM-185D | 240 | 20 | 121 | 20 |  | Solar | FIXED | Roof
SRP08129 | CHANGZHOU TRINA SOLAR ENERGY CO | TSM-185D | 240 | 10 | 211 | 20 |  | Solar | FIXED | Roof
SRP08130 | CHANGZHOU TRINA SOLAR ENERGY CO | TSM-185D | 240 | 16 | 190 | 25 |  | Solar | FIXED | Roof
SRP08131 | BP SOLAR | SX3190S | 195 | 36 | 112 | 37 |  | Solar | FIXED | Roof
SRP08132 | CHANGZHOU TRINA SOLAR ENERGY CO | TSM-185D | 240 | 29 | 166 | 20 |  | Solar | FIXED | Roof
SRP08134 | CHANGZHOU TRINA SOLAR ENERGY CO | TSM-185D | 240 | 21 | 164 | 35 |  | Solar | FIXED | Roof
SRP08135 | MC SOLAR | TF-90B | 240 | 75 | 180 | 20 |  | Solar | FIXED | Roof
SRP08136 | BP SOLAR | SX3195B | 195 | 16 | 183 | 27 |  | Solar | FIXED | Roof
SRP08137 | CHANGZHOU TRINA SOLAR ENERGY CO | TSM-185D | 240 | 23 | 180 | 29 |  | Solar | FIXED | Roof
SRP08138 | MX SOLAR USA | MX60-240 | 240 | 25 | 200 | 20 |  | Solar | FIXED | Roof
SRP08139 | MATRIX SOLAR/PHOTOWATT | PW1650-175 | 240 | 80 | 180 | 10 |  | Solar | FIXED | Roof
SRP08140 | PACIFIC SOLAR PTY LIMITED | PP-USA-213-L7 | 240 | 45 | 180 | 20 |  | Solar | FIXED | Roof
SRP08141 | BP SOLAR | SX6175N | 195 | 8 | 167 | 18 |  | Solar | FIXED | Roof
SRP08141 | BP SOLAR | SX3195S | 195 | 20 | 167 | 43 |  | Solar | FIXED | Roof
SRP08142 | BP SOLAR |  | 195 | 11 | 202 | 10 |  | Solar | FIXED | Roof
SRP08143 | BAODING YINGLI NEW ENERGY RESOURCES CO | YL175(156) | 235 | 33 | 163 | 26 |  | Solar | FIXED | Roof
SRP08144 | CHANGZHOU TRINA SOLAR ENERGY CO | TSM-185D | 240 | 59 | 162 | 5 |  | Solar | FIXED | Roof
SRP08146 | SUNTECH POWER | STP190-18/UB-1 | 190 | 8 | 64 | 17 |  | Solar | FIXED | Roof
SRP08146 | SUNTECH POWER | STP190S-18/UB-1 | 190 | 20 | 154 | 17 |  | Solar | FIXED | Roof
SRP08146 | SUNTECH POWER | STP190S-18/UB-1 | 190 | 8 | 244 | 17 |  | Solar | FIXED | Roof
SRP08147 | CHANGZHOU TRINA SOLAR ENERGY CO | TSM-185D | 240 | 54 | 180 | 30 |  | Solar | FIXED | Ground
SRP08148 | BAODING YINGLI NEW ENERGY RESOURCES CO | YL175(156) | 230 | 33 | 202 | 17 |  | Solar | FIXED | Roof
SRP08148 | BAODING YINGLI NEW ENERGY RESOURCES CO | YL175(156) | 230 | 39 | 202 | 27 |  | Solar | FIXED | Roof
SRP08149 | CHANGZHOU TRINA SOLAR ENERGY CO | TSM-185D | 240 | 30 | 156.1 | 35 |  | Solar | FIXED | Roof
SRP08150 | CHANGZHOU TRINA SOLAR ENERGY CO | TSM-185D | 235 | 58 | 180 | 30 |  | Solar | FIXED | Ground
SRP08151 | BP SOLAR | SX3195B | 195 | 27 | 133 | 34 |  | Solar | FIXED | Roof
SRP08152 | BP SOLAR | SX3195S | 195 | 16 | 135 | 35 |  | Solar | FIXED | Roof
SRP08153 | CHANGZHOU TRINA SOLAR ENERGY CO | TSM-185D | 240 | 96 | 180 | 30 |  | Solar | FIXED | Ground
SRP08155 | BP SOLAR | SX3195B | 195 | 16 | 193 | 30 |  | Solar | FIXED | Roof
SRP08156 | CHANGZHOU TRINA SOLAR ENERGY CO | TSM-185D | 235 | 19 | 102 | 15 |  | Solar | FIXED | Roof
SRP08156 | CHANGZHOU TRINA SOLAR ENERGY CO | TSM-185D | 235 | 13 | 189 | 15 |  | Solar | FIXED | Roof
SRP08157 | SOLARWORLD | SW185MONO | 245 | 38 | 111 | 40 |  | Solar | FIXED | Roof
SRP08157 | SOLARWORLD | SW185MONO | 245 | 6 | 201 | 20 |  | Solar | FIXED | Roof
SRP08157 | SOLARWORLD | SW185MONO | 245 | 33 | 201 | 36 |  | Solar | FIXED | Roof
SRP08158 | CHANGZHOU TRINA SOLAR ENERGY CO | TSM-185D | 235 | 27 | 241 | 23 |  | Solar | FIXED | Roof
SRP08159 | CANADIAN SOLAR | CS6P-230 | 230 | 10 | 157 | 18 |  | Solar | FIXED | Roof
SRP08159 | CANADIAN SOLAR | CS6P-230 | 230 | 18 | 247 | 20 |  | Solar | FIXED | Roof
SRP08160 | BP SOLAR | SX6175N | 195 | 24 | 188 | 19 |  | Solar | FIXED | Roof
SRP08161 | SUNPOWER | SPR-230-WHT-U | 230 | 18 | 180 | 0 |  | Solar | FIXED | Roof
SRP08162 | SOLYNDRA | SL-002-182U | 220 | 32 | 150 | 30 |  | Solar | FIXED | Roof
SRP08163 | MATRIX SOLAR/PHOTOWATT | PW750-90 | 240 | 27 | 159 | 25 |  | Solar | FIXED | Roof
SRP08165 | SCHUCO USA |  | 255 | 24 | 186 | 30 |  | Solar | FIXED | Roof
SRP08166 | SCHUCO USA |  | 250 | 40 | 144 | 35 |  | Solar | FIXED | Roof
SRP08166 | SCHUCO USA |  | 250 | 10 | 234 | 35 |  | Solar | FIXED | Roof
SRP08167 | ASTROPOWER | AP-100 | 230 | 112 | 161 | 10 |  | Solar | FIXED | Roof
SRP08167 | CANADIAN SOLAR | CS5P-235 | 235 | 168 | 251 | 0 |  | Solar | FIXED | Roof
SRP08167 | ASTROPOWER | AP-100 | 230 | 518 | 251 | 22.5 |  | Solar | FIXED | Roof
SRP08168 | KYOCERA SOLAR | KC120-1 | 225 | 14 | 107 | 30 |  | Solar | FIXED | Roof
SRP08168 | KYOCERA SOLAR | KC120-1 | 235 | 33 | 107 | 30 |  | Solar | FIXED | Roof
SRP08169 | CHANGZHOU TRINA SOLAR ENERGY CO | TSM-185D | 240 | 132 | 173 | 5 |  | Solar | FIXED | Roof
SRP08169 | CHANGZHOU TRINA SOLAR ENERGY CO | TSM-185D | 240 | 1092 | 263 | 5 |  | Solar | FIXED | Roof
SRP08170 | ASTROPOWER | AP-100 | 230 | 462 | 161 | 10 |  | Solar | FIXED | Roof
SRP08170 | ASTROPOWER | LAPX-300 | 230 | 84 | 161 | 29 |  | Solar | FIXED | Roof
SRP08170 | ASTROPOWER | LAPX-300 | 230 | 84 | 251 | 29 |  | Solar | FIXED | Roof
SRP08171 | CHANGZHOU TRINA SOLAR ENERGY CO | TSM-185D | 235 | 16 | 117 | 38 |  | Solar | FIXED | Roof
SRP08171 | CHANGZHOU TRINA SOLAR ENERGY CO | TSM-185D | 235 | 18 | 207 | 38 |  | Solar | FIXED | Roof
SRP08172 | CANADIAN SOLAR | CS6P-230 | 235 | 168 | 161 | 8 |  | Solar | FIXED | Roof
SRP08173 | CHANGZHOU TRINA SOLAR ENERGY CO | TSM-185D | 230 | 22 | 170 | 25 |  | Solar | FIXED | Roof
SRP08173 | CHANGZHOU TRINA SOLAR ENERGY CO | TSM-185D | 230 | 20 | 265 | 25 |  | Solar | FIXED | Roof
SRP08174 | BAODING YINGLI NEW ENERGY RESOURCES CO | YL175(156) | 255 | 702 | 199 | 1 |  | Solar | FIXED | Roof
SRP08174 | YES! SOLAR | ENERGY SERIES ES200W | 255 | 429 | 199 | 5 |  | Solar | FIXED | Roof
SRP08175 | UNKNOWN | UNKNOWN | 240 | 28 | 229 | 43 |  | Solar | FIXED | Roof
SRP08176 | SANYO ELECTRIC | HIP-205BA5 | 225 | 3 | 123 | 18 |  | Solar | FIXED | Roof
SRP08176 | SANYO ELECTRIC | HIP-205BA5 | 225 | 42 | 213 | 18 |  | Solar | FIXED | Roof
SRP08177 | CHANGZHOU TRINA SOLAR ENERGY CO | TSM-185D | 235 | 46 | 120 | 25 |  | Solar | FIXED | Roof
SRP08177 | CHANGZHOU TRINA SOLAR ENERGY CO | TSM-185D | 235 | 16 | 210 | 25 |  | Solar | FIXED | Roof
SRP08180 | CHANGZHOU TRINA SOLAR ENERGY CO | TSM-185D | 235 | 33 | 156 | 25 |  | Solar | FIXED | Roof
SRP08181 | SUNTECH POWER | STP190S-18/UB-1 | 190 | 17 | 160 | 24 |  | Solar | FIXED | Roof
SRP08182 | ET SOLAR INDUSTRY | ET-P654180 | 250 | 16 | 174 | 33 |  | Solar | FIXED | Roof
SRP08182 | ET SOLAR INDUSTRY | ET-P654180 | 250 | 5 | 264 | 33 |  | Solar | FIXED | Roof
SRP08183 | CHANGZHOU TRINA SOLAR ENERGY CO | TSM-185D | 240 | 27 | 145 | 25 |  | Solar | FIXED | Roof
SRP08184 | CHANGZHOU TRINA SOLAR ENERGY CO | TSM-185D | 235 | 20 | 119.7 | 35 |  | Solar | FIXED | Roof
SRP08185 | CHANGZHOU TRINA SOLAR ENERGY CO | TSM-185D | 240 | 8 | 254 | 7 |  | Solar | FIXED | Roof
SRP08185 | CHANGZHOU TRINA SOLAR ENERGY CO | TSM-185D | 240 | 34 | 254 | 20 |  | Solar | FIXED | Roof
SRP08186 | SUNTECH POWER | STP190-18/UB-1 | 190 | 30 | 185 | 10 |  | Solar | FIXED | Roof
SRP08186 | SUNTECH POWER | STP190-18/UB-1 | 190 | 8 | 185 | 15 |  | Solar | FIXED | Roof
SRP08187 | CHANGZHOU TRINA SOLAR ENERGY CO | TSM-185D | 240 | 21 | 165 | 10 |  | Solar | FIXED | Roof
SRP08187 | CHANGZHOU TRINA SOLAR ENERGY CO | TSM-160D | 240 | 17 | 255 | 10 |  | Solar | FIXED | Roof
SRP08188 | SUNTECH POWER | STP190-18/UB-1 | 190 | 14 | 131 | 30 |  | Solar | FIXED | Roof
SRP08188 | SUNTECH POWER | STP190-18/UB-1 | 190 | 12 | 221 | 30 |  | Solar | FIXED | Roof
SRP08189 | ET SOLAR INDUSTRY | ET-P672260 | 230 | 24 | 176 | 23 |  | Solar | FIXED | Roof
SRP08190 | NINGBO SOLAR ELECTRIC POWER | TDB125X125-72-P 175W | 230 | 9 | 135 | 30 |  | Solar | FIXED | Roof
SRP08190 | NINGBO SOLAR ELECTRIC POWER | TDB125X125-72-P 175W | 230 | 13 | 201 | 37 |  | Solar | FIXED | Roof
SRP08190 | NINGBO SOLAR ELECTRIC POWER | TDB125X125-72-P 175W | 230 | 5 | 201 |  |  | Solar | FIXED | Roof
SRP08191 | ET SOLAR INDUSTRY | ET-P672280 | 285 | 7 | 264 | 3 |  | Solar | FIXED | Roof
SRP08191 | ET SOLAR INDUSTRY | ET-P672280 | 285 | 22 | 264 | 22 |  | Solar | FIXED | Roof
SRP08192 | CANADIAN SOLAR | CS6P-230 | 230 | 18 | 106 | 30 |  | Solar | FIXED | Roof
SRP08193 | PACIFIC SOLAR PTY LIMITED | PP-USA-213-S5 | 240 | 39 | 167 | 5 |  | Solar | FIXED | Roof
SRP08194 | BP SOLAR | SX3195B | 195 | 26 | 196 | 19 |  | Solar | FIXED | Roof
SRP08195 | PACIFIC SOLAR PTY LIMITED | PP-USA-213-S5 | 240 | 432 | 167 | 5 |  | Solar | FIXED | Roof
SRP08196 | BP SOLAR | SX3195B | 195 | 16 | 161 | 34 |  | Solar | FIXED | Roof
SRP08199 | CHANGZHOU TRINA SOLAR ENERGY CO | TSM-185D | 235 | 33 | 186 | 29 |  | Solar | FIXED | Roof
SRP08200 | CHANGZHOU TRINA SOLAR ENERGY CO | TSM-185D | 240 | 24 | 180 | 22 |  | Solar | FIXED | Roof
SRP08201 | CHANGZHOU TRINA SOLAR ENERGY CO | TSM-185D | 240 | 8 | 107.6 | 11 |  | Solar | FIXED | Roof
SRP08201 | CHANGZHOU TRINA SOLAR ENERGY CO | TSM-185D | 240 | 26 | 107.6 | 16 |  | Solar | FIXED | Roof
SRP08202 | SUNTECH POWER | STP190-18/UB-1 | 190 | 20 | 83 | 25 |  | Solar | FIXED | Roof
SRP08202 | SUNTECH POWER | STP190S-18/UB-1 | 190 | 20 | 263 | 25 |  | Solar | FIXED | Roof
SRP08203 | CHANGZHOU TRINA SOLAR ENERGY CO | TSM-185D | 235 | 26 | 174 | 16 |  | Solar | FIXED | Roof
SRP08204 | CHANGZHOU TRINA SOLAR ENERGY CO | TSM-185D | 235 | 39 | 198 | 27 |  | Solar | FIXED | Roof
SRP08205 | SUNTECH POWER | STP190-18/UB-1 | 190 | 39 | 121.1 | 23 |  | Solar | FIXED | Roof
SRP08206 | BAODING YINGLI NEW ENERGY RESOURCES CO | YL175(156) | 235 | 104 | 187 | 5 |  | Solar | FIXED | Roof
SRP08207 | CANADIAN SOLAR | CS6P-230 | 235 | 28 | 217 | 39 |  | Solar | FIXED | Roof
SRP08208 | SUNTECH POWER | STP190-18/UB-1 | 190 | 52 | 166 | 17 |  | Solar | FIXED | Roof
SRP08209 | YINGLI ENERGY (CHINA) | YL235P-29B | 235 | 111 | 162 | 10 |  | Solar | FIXED | Roof
SRP08210 | SUNTECH POWER | STP210S-18/UB-1 | 280 | 14 | 152 | 23 |  | Solar | FIXED | Roof
SRP08211 | SUNPOWER | SPR-230-WHT-U | 230 | 294 | 178 | 8 |  | Solar | FIXED | Roof
SRP08212 | CONNECT RENEWABLE ENERGY | CE 4000 | 245 | 144 | 180 | 15 |  | Solar | FIXED | Roof
SRP08213 | REC SCANMODULE | SCM230 | 235 | 24 | 124 | 18 |  | Solar | FIXED | Roof
SRP08214 | SUNPOWER | SPR-225-BLK-U | 225 | 14 | 179 | 28 |  | Solar | FIXED | Roof
SRP08214 | SUNPOWER | SPR-225-BLK-U | 225 | 30 | 269 | 30 |  | Solar | FIXED | Roof
SRP08215 | ET SOLAR INDUSTRY | ET-P672230 | 245 | 260 | 130 | 10 |  | Solar | FIXED | Roof
SRP08215 | ET SOLAR INDUSTRY | ET-P672250 | 245 | 364 | 220 | 15 |  | Solar | FIXED | Roof
SRP08216 | SUNPOWER | SPR-230-WHT-U | 240 | 32 | 200 | 23 |  | Solar | FIXED | Roof
SRP08217 | CHANGZHOU TRINA SOLAR ENERGY CO | TSM-185D | 240 | 25 | 173 | 19 |  | Solar | FIXED | Roof
SRP08217 | CHANGZHOU TRINA SOLAR ENERGY CO | TSM-185D | 240 | 22 | 263 | 19 |  | Solar | FIXED | Roof
SRP08218 | CANADIAN SOLAR | CS6P-230 | 235 | 6 | 126 | 21 |  | Solar | FIXED | Roof
SRP08218 | CANADIAN SOLAR | CS6P-230 | 235 | 24 | 216 | 22 |  | Solar | FIXED | Roof
SRP08219 | CANADIAN SOLAR | CS6P-250P | 250 | 17 | 180 | 15 |  | Solar | FIXED | Roof
SRP08220 | CANADIAN SOLAR | CS6P-230 | 235 | 21 | 214 | 40 |  | Solar | FIXED | Roof
SRP08221 | CHANGZHOU TRINA SOLAR ENERGY CO | TSM-185D | 235 | 33 | 239.9 | 30 |  | Solar | FIXED | Roof
SRP08223 | SUNPOWER | SPR-230-WHT-U | 230 | 40 | 131 | 20 |  | Solar | FIXED | Roof
SRP08224 | CHANGZHOU TRINA SOLAR ENERGY CO | TSM-185D | 235 | 36 | 231 | 30 |  | Solar | FIXED | Roof
SRP08225 | CHANGZHOU TRINA SOLAR ENERGY CO | TSM-185D | 235 | 22 | 188 | 31 |  | Solar | FIXED | Roof
SRP08226 | ET SOLAR INDUSTRY | ET-P672280 | 285 | 22 | 143 | 30 |  | Solar | FIXED | Roof
SRP08226 | ET SOLAR INDUSTRY | ET-P672280 | 285 | 15 | 143 | 35 |  | Solar | FIXED | Roof
SRP08227 | BAODING YINGLI NEW ENERGY RESOURCES CO | YL175(156) | 235 | 22 | 186 | 34 |  | Solar | FIXED | Roof
SRP08227 | BAODING YINGLI NEW ENERGY RESOURCES CO | YL175(156) | 235 | 11 | 276 | 26 |  | Solar | FIXED | Roof
SRP08228 | CHANGZHOU TRINA SOLAR ENERGY CO | TSM-185D | 230 | 30 | 178 | 27 |  | Solar | FIXED | Roof
SRP08230 | BAODING YINGLI NEW ENERGY RESOURCES CO | YL175(156) | 230 | 26 | 192 | 32 |  | Solar | FIXED | Roof
SRP08231 | YES! SOLAR | ES205W | 230 | 27 | 160 | 48 |  | Solar | FIXED | Roof
SRP08231 | YES! SOLAR | ES190W | 230 | 38 | 250 | 40 |  | Solar | FIXED | Roof
SRP08232 | ET SOLAR INDUSTRY | ET-P672280 | 285 | 30 | 130 | 45 |  | Solar | FIXED | Roof
SRP08232 | ET SOLAR INDUSTRY | ET-P672280 | 285 | 6 | 220 | 45 |  | Solar | FIXED | Roof
SRP08233 | BAODING YINGLI NEW ENERGY RESOURCES CO | YL175(156) | 260 | 650 | 180 | 32 |  | Solar | FIXED | Ground
SRP08234 | NINGBO SOLAR ELECTRIC POWER | TDB125X125-72-P 175W | 280 | 12 | 117 | 9.5 |  | Solar | FIXED | Roof
SRP08234 | NINGBO SOLAR ELECTRIC POWER | TDB125X125-72-P 175W | 280 | 18 | 117 | 23 |  | Solar | FIXED | Roof
SRP08234 | NINGBO SOLAR ELECTRIC POWER | TDB125X125-72-P 175W | 280 | 10 | 297 | 9.5 |  | Solar | FIXED | Roof
SRP08234 | NINGBO SOLAR ELECTRIC POWER | TDB125X125-72-P 175W | 280 | 8 | 297 | 23 |  | Solar | FIXED | Roof
SRP08235 | MATRIX SOLAR/PHOTOWATT | PW1250-125 | 230 | 100 | 202 | 10 |  | Solar | FIXED | Roof
SRP08236 | UNKNOWN | UNKNOWN | 240 | 16 | 167 | 30 |  | Solar | 1AXIS | Roof
SRP08236 | UNKNOWN | UNKNOWN | 240 | 52 | 167 | 35 |  | Solar | FIXED | Roof
SRP08237 | SUNPOWER | SPR-225-BLK-U | 225 | 20 | 128 | 28 |  | Solar | FIXED | Roof
SRP08237 | SUNPOWER | SPR-225-BLK-U | 225 | 10 | 218 | 25 |  | Solar | FIXED | Roof
SRP08237 | SUNPOWER | SPR-225-BLK-U | 225 | 20 | 218 | 28 |  | Solar | FIXED | Roof
SRP08238 | BAODING YINGLI NEW ENERGY RESOURCES CO | YL175(156) | 235 | 24 | 212 | 40 |  | Solar | FIXED | Roof
SRP08239 | MATRIX SOLAR/PHOTOWATT | PW1000-100 | 240 | 27 | 202 | 30 |  | Solar | FIXED | Roof
SRP08241 | CANADIAN SOLAR | CS6P-230 | 235 | 17 | 127 | 10 |  | Solar | FIXED | Roof
SRP08242 | CANADIAN SOLAR | CS6P-230 | 235 | 10 | 127 | 27 |  | Solar | FIXED | Roof
SRP08243 | CANADIAN SOLAR | CS6P-230 | 235 | 8 | 108 | 11 |  | Solar | FIXED | Roof
SRP08243 | CANADIAN SOLAR | CS6P-230 | 235 | 9 | 288 | 10 |  | Solar | FIXED | Roof
SRP08245 | CANADIAN SOLAR | CS6P-230 | 235 | 28 | 200 | 18 |  | Solar | FIXED | Roof
SRP08248 | CANADIAN SOLAR | CS6P-230 | 235 | 17 | 216 | 19 |  | Solar | FIXED | Roof
SRP08249 | CANADIAN SOLAR | CS6P-230 | 235 | 20 | 161 | 7 |  | Solar | FIXED | Roof
SRP08249 | CANADIAN SOLAR | CS6P-230 | 235 | 14 | 161 | 20 |  | Solar | FIXED | Roof
SRP08250 | CANADIAN SOLAR | CS6P-230 | 235 | 14 | 217 | 23 |  | Solar | FIXED | Roof
SRP08251 | CANADIAN SOLAR | CS6P-230 | 235 | 24 | 272 | 30 |  | Solar | FIXED | Roof
SRP08252 | CANADIAN SOLAR | CS6P-230 | 235 | 14 | 198 | 38 |  | Solar | FIXED | Roof
SRP08256 | UNKNOWN | UNKNOWN | 240 | 30 | 117 | 18 |  | Solar | FIXED | Roof
SRP08256 | UNKNOWN | UNKNOWN | 240 | 10 | 207 | 18 |  | Solar | FIXED | Roof
SRP08257 | CEEG (SHANGHAI) SOLAR SCIENCE AND TECHNOLOGY CO | SST 190-72M | 235 | 26 | 165 | 30 |  | Solar | FIXED | Roof
SRP08257 | CEEG (SHANGHAI) SOLAR SCIENCE AND TECHNOLOGY CO | SST 190-72M | 235 | 18 | 255 | 35 |  | Solar | FIXED | Roof
SRP08258 | CANADIAN SOLAR | CS6P-230 | 235 | 19 | 220 | 42 |  | Solar | FIXED | Roof
SRP08259 | CANADIAN SOLAR | CS6P-230 | 235 | 4 | 127 | 23 |  | Solar | FIXED | Roof
SRP08259 | CANADIAN SOLAR | CS6P-230 | 235 | 8 | 217 | 21 |  | Solar | FIXED | Roof
SRP08259 | CANADIAN SOLAR | CS6P-230 | 235 | 4 | 217 | 23 |  | Solar | FIXED | Roof
SRP08260 | CANADIAN SOLAR | CS6P-230 | 235 | 6 | 110 | 23 |  | Solar | FIXED | Roof
SRP08260 | CANADIAN SOLAR | CS6P-230 | 235 | 12 | 110 | 23 |  | Solar | FIXED | Roof
SRP08261 | CHANGZHOU TRINA SOLAR ENERGY CO | TSM-185D | 235 | 28 | 96 | 30 |  | Solar | FIXED | Roof
SRP08261 | CHANGZHOU TRINA SOLAR ENERGY CO | TSM-185D | 235 | 24 | 276 | 30 |  | Solar | FIXED | Roof
SRP08262 | CHANGZHOU TRINA SOLAR ENERGY CO | TSM-185D | 230 | 30 | 118 | 26 |  | Solar | FIXED | Roof
SRP08262 | CHANGZHOU TRINA SOLAR ENERGY CO | TSM-185D | 230 | 8 | 208 | 34 |  | Solar | FIXED | Roof
SRP08263 | CHANGZHOU TRINA SOLAR ENERGY CO | TSM-185D | 240 | 14 | 203 | 38 |  | Solar | FIXED | Roof
SRP08264 | CHANGZHOU TRINA SOLAR ENERGY CO | TSM-185D | 235 | 22 | 182 | 31 |  | Solar | FIXED | Roof
SRP08265 | CHANGZHOU TRINA SOLAR ENERGY CO | TSM-185D | 235 | 42 | 135 | 28 |  | Solar | FIXED | Roof
SRP08266 | TRINA SOLAR | TSM-245PA05.10 | 245 | 36 | 139 | 18 |  | Solar | FIXED | Roof
SRP08267 | CHANGZHOU TRINA SOLAR ENERGY CO | TSM-185D | 240 | 23 | 90 | 45 |  | Solar | FIXED | Roof
SRP08268 | CANADIAN SOLAR | CS6P-230 | 230 | 28 | 131 | 20 |  | Solar | FIXED | Roof
SRP08268 | CANADIAN SOLAR | CS6P-230 | 230 | 8 | 221 | 22 |  | Solar | FIXED | Roof
SRP08269 | CHANGZHOU TRINA SOLAR ENERGY CO | TSM-185D | 240 | 22 | 93 | 45 |  | Solar | FIXED | Roof
SRP08269 | CHANGZHOU TRINA SOLAR ENERGY CO | TSM-185D | 240 | 14 | 183 | 30 |  | Solar | FIXED | Roof
SRP08269 | CHANGZHOU TRINA SOLAR ENERGY CO | TSM-185D | 240 | 28 | 273 | 45 |  | Solar | FIXED | Roof
SRP08271 | CHANGZHOU TRINA SOLAR ENERGY CO | TSM-185D | 235 | 44 | 184 | 31 |  | Solar | FIXED | Roof
SRP08273 | SUNTECH POWER | STP190S-18/UB-1 | 185 | 6 | 32 | 23 |  | Solar | FIXED | Roof
SRP08273 | SUNTECH POWER | STP180S-24/AB-1 | 185 | 38 | 212 | 23 |  | Solar | FIXED | Roof
SRP08274 | CEEG (SHANGHAI) SOLAR SCIENCE AND TECHNOLOGY CO | SST 190-72M | 235 | 38 | 238 | 33 |  | Solar | FIXED | Roof
SRP08275 | ASTROPOWER | LAPX-300 | 255 | 17 | 180 | 5 |  | Solar | FIXED | Roof
SRP08277 | ASTROPOWER | LAPX-300 | 255 | 10 | 180 | 5 |  | Solar | FIXED | Roof
SRP08278 | SOLARWORLD | SW185MONO | 240 | 21 | 217 | 45 |  | Solar | FIXED | Roof
SRP08279 | SUNTECH POWER | STP190-18/UB-1 | 245 | 44 | 97 | 15 |  | Solar | FIXED | Roof
SRP08280 | CANADIAN SOLAR | CS6P-230 | 250 | 15 | 180 | 15 |  | Solar | FIXED | Roof
SRP08281 | CANADIAN SOLAR | CS5P-240 | 250 | 15 | 180 | 15 |  | Solar | FIXED | Roof
SRP08282 | CANADIAN SOLAR | CS6P-230 | 250 | 10 | 180 | 15 |  | Solar | FIXED | Roof
SRP08283 | MATRIX SOLAR/PHOTOWATT | PW1650-175 | 235 | 48 | 175 | 23 |  | Solar | FIXED | Roof
SRP08284 | ASTROPOWER | LAPX-300 | 255 | 17 | 180 | 5 |  | Solar | FIXED | Roof
SRP08285 | ASTROPOWER | LAPX-300 | 255 | 17 | 180 | 5 |  | Solar | FIXED | Roof
SRP08286 | BAODING YINGLI NEW ENERGY RESOURCES CO | YL175(156) | 250 | 15 | 180 | 15 |  | Solar | FIXED | Roof
SRP08287 | ASTROPOWER | LAPX-300 | 255 | 17 | 180 | 5 |  | Solar | FIXED | Roof
SRP08288 | ASTROPOWER | LAPX-300 | 255 | 25 | 180 | 5 |  | Solar | FIXED | Roof
SRP08289 | CANADIAN SOLAR | CS6P-230 | 250 | 17 | 180 | 15 |  | Solar | FIXED | Roof
SRP08290 | ASTROPOWER | LAPX-300 | 255 | 8 | 180 | 5 |  | Solar | FIXED | Roof
SRP08291 | ASTROPOWER | LAPX-300 | 255 | 8 | 180 | 5 |  | Solar | FIXED | Roof
SRP08293 | ASTROPOWER | AP-100 | 255 | 17 | 167 | 5 |  | Solar | FIXED | Roof
SRP08294 | ASTROPOWER | AP-100 | 255 | 8 | 180 | 5 |  | Solar | FIXED | Roof
SRP08295 | SUNTECH POWER | STP180S-24/AB-1 | 185 | 8 | 147.2 | 12 |  | Solar | FIXED | Roof
SRP08295 | SUNTECH POWER | STP180-24/AB-1 | 185 | 34 | 147.2 | 31 |  | Solar | FIXED | Roof
SRP08296 | SUNIVA | ART245-60-3-100 | 245 | 30 | 147 | 5 |  | Solar | FIXED | Roof
SRP08297 | SUNIVA | ART245-60-3-100 | 245 | 30 | 147 | 5 |  | Solar | FIXED | Roof
SRP08298 | SUNTECH POWER | STP190S-18/UB-1 | 190 | 44 | 240 | 15 |  | Solar | FIXED | Roof
SRP08299 | SUNIVA | ART245-60-3-1B0 | 245 | 30 | 147 | 5 |  | Solar | FIXED | Roof
SRP08300 | CANADIAN SOLAR | CS6P-250P | 250 | 17 | 180 | 15 |  | Solar | FIXED | Roof
SRP08301 | SUNTECH POWER | STP210S-18/UB-1 | 240 | 36 | 140 | 30 |  | Solar | FIXED | Roof
SRP08301 | SUNTECH POWER | STP210S-18/UB-1 | 240 | 2 | 230 | 34 |  | Solar | FIXED | Roof
SRP08303 | SHARP | ND-224UC1 | 240 | 29 | 180 | 25 |  | Solar | FIXED | Roof
SRP08304 | CHANGZHOU TRINA SOLAR ENERGY CO | TSM-185D | 240 | 10 | 167 | 25 |  | Solar | FIXED | Roof
SRP08304 | CHANGZHOU TRINA SOLAR ENERGY CO | TSM-185D | 240 | 32 | 167 | 30 |  | Solar | FIXED | Roof
SRP08305 | CANADIAN SOLAR | CS6P-230 | 250 | 17 | 180 | 15 |  | Solar | FIXED | Roof
SRP08306 | CANADIAN SOLAR | CS6P-250P | 250 | 17 | 180 | 15 |  | Solar | FIXED | Roof
SRP08307 | SUNTECH POWER | STP190S-18/UB-1 | 190 | 41 | 120 | 25 |  | Solar | FIXED | Roof
SRP08307 | SUNTECH POWER | STP190S-18/UB-1 | 190 | 38 | 210 | 25 |  | Solar | FIXED | Roof
SRP08309 | SUNTECH POWER | STP210-18/UB-1 | 245 | 37 | 211 | 30 |  | Solar | FIXED | Roof
SRP08310 | SUNTECH POWER | STP190S-18/UB-1 | 190 | 34 | 205 | 32 |  | Solar | FIXED | Roof
SRP08311 | CHANGZHOU TRINA SOLAR ENERGY CO | TSM-185D | 240 | 20 | 152 | 32 |  | Solar | FIXED | Roof
SRP08311 | CHANGZHOU TRINA SOLAR ENERGY CO | TSM-185D | 240 | 16 | 242 | 32 |  | Solar | FIXED | Roof
SRP08313 | TRINA SOLAR | TSM-235PA05 | 235 | 18 | 145 | 22 |  | Solar | FIXED | Roof
SRP08313 | TRINA SOLAR | TSM-235PA05 | 235 | 12 | 235 | 23 |  | Solar | FIXED | Roof
SRP08314 | CHANGZHOU TRINA SOLAR ENERGY CO | TSM-185D | 240 | 44 | 176 | 30 |  | Solar | FIXED | Roof
SRP08315 | CONERGY AG | S 175MU | 240 | 8 | 155 | 12 |  | Solar | FIXED | Roof
SRP08315 | CONERGY AG | S 175MU | 240 | 8 | 155 | 40 |  | Solar | FIXED | Roof
SRP08315 | CONERGY AG | S 175MU | 240 | 6 | 245 | 12 |  | Solar | FIXED | Roof
SRP08316 | SUNPOWER | SPR-230-WHT-U | 240 | 16 | 105 | 20 |  | Solar | FIXED | Roof
SRP08316 | SUNPOWER | SPR-230-WHT-U | 240 | 12 | 286 | 20 |  | Solar | FIXED | Roof
SRP08317 | ET SOLAR INDUSTRY | ET-P672280 | 285 | 30 | 137 | 38 |  | Solar | FIXED | Roof
SRP08318 | BAODING YINGLI NEW ENERGY RESOURCES CO | 110(17)P1447X663 | 235 | 28 | 230 | 30 |  | Solar | FIXED | Roof
SRP08319 | KYOCERA SOLAR | KD210GX-L | 215 | 32 | 163 | 35 |  | Solar | FIXED | Roof
SRP08320 | CHANGZHOU TRINA SOLAR ENERGY CO | TSM-185D | 235 | 36 | 105.2 | 30 |  | Solar | FIXED | Roof
SRP08321 | CANADIAN SOLAR | CS6P-230 | 250 | 104 | 198 | 5 |  | Solar | FIXED | Roof
SRP08322 | SUNPOWER | SPR-225-BLK-U | 225 | 30 | 219 | 27 |  | Solar | FIXED | Roof
SRP08323 | SOLARWORLD | SW185MONO | 255 | 12 | 92 | 25 |  | Solar | FIXED | Roof
SRP08323 | SOLARWORLD | SW185MONO | 255 | 12 | 272 | 25 |  | Solar | FIXED | Roof
SRP08324 | UNKNOWN | UNKNOWN | 255 | 30 | 117 | 25 |  | Solar | FIXED | Roof
SRP08325 | SOLYNDRA | SL-002-182U | 200 | 492 | 0 | 7 |  | Solar | FIXED | Roof
SRP08325 | SOLYNDRA | SL-002-182U | 200 | 296 | 180 | 0 |  | Solar | FIXED | Roof
SRP08325 | SOLYNDRA | SL-002-182U | 200 | 144 | 180 | 7 |  | Solar | FIXED | Roof