## SRP
Public Record of SRP Completed Projects: Program-to-Date as of 12/31/14 |  |  | New Jersey Board of Public Utilities, Office of Clean Energy
BPUID | NAME | TRADENAME | RATING | QTY | MODULEORIENTATION | MODULETILT | PEAKEFFICIENCY | TYPE | ARRAYTYPE | LOCATION
REIPNR-04180 | SUNTECH POWER | STP210-18/UB-1 | 210 | 455 | 216 | 25 |  | Solar | FIXED | Roof
REIPNR-04180 | PV POWERED | PVP100KW-208 | 100 | 1 |  |  | 0.96 | Solar Inverter |  | INDOOR
REIPNR-04182 | SHARP | ND-216U2 | 216 | 468 | 229 | 5 |  | Solar | FIXED | Roof
REIPNR-04182 | SMA AMERICA | SB5000US (277V) | 6000 | 18 |  |  | 0.97 | Solar Inverter |  | INDOOR
REIPNR-04231 | FIRST SOLAR | FS-275 | 75 | 2700 | 180 | 25 |  | Solar | FIXED | Ground
REIPNR-04231 | FIRST SOLAR | FS-275 | 75 | 3540 | 180 | 25 |  | Solar | FIXED | Ground
REIPNR-04231 | FIRST SOLAR | FS-275 | 75 | 3600 | 180 | 25 |  | Solar | FIXED | Ground
REIPNR-04231 | FIRST SOLAR | FS-275 | 75 | 3600 | 180 | 25 |  | Solar | FIXED | Ground
REIPNR-04231 | FIRST SOLAR | FS-275 | 75 | 3720 | 180 | 25 |  | Solar | FIXED | Ground
REIPNR-04231 | FIRST SOLAR | FS-275 | 75 | 3840 | 180 | 25 |  | Solar | FIXED | Ground
REIPNR-04231 | FIRST SOLAR | FS-275 | 75 | 3840 | 180 | 25 |  | Solar | FIXED | Ground
REIPNR-04231 | FIRST SOLAR | FS-275 | 75 | 3840 | 180 | 25 |  | Solar | FIXED | Ground
REIPNR-04231 | SMA AMERICA | SC250U (480V) | 250000 | 1 |  |  | 0.97 | Solar Inverter |  | OUTDOOR
REIPNR-04231 | SMA AMERICA | SC250U (480V) | 250000 | 1 |  |  | 0.97 | Solar Inverter |  | OUTDOOR
REIPNR-04231 | SMA AMERICA | SC250U (480V) | 250000 | 1 |  |  | 0.97 | Solar Inverter |  | OUTDOOR
REIPNR-04231 | SMA AMERICA | SC250U (480V) | 250000 | 1 |  |  | 0.97 | Solar Inverter |  | OUTDOOR
REIPNR-04231 | SMA AMERICA | SC250U (480V) | 250000 | 1 |  |  | 0.97 | Solar Inverter |  | OUTDOOR
REIPNR-04231 | SMA AMERICA | SC250U (480V) | 250000 | 1 |  |  | 0.97 | Solar Inverter |  | OUTDOOR
REIPNR-04231 | SMA AMERICA | SC250U (480V) | 250000 | 1 |  |  | 0.97 | Solar Inverter |  | OUTDOOR
REIPNR-04231 | SMA AMERICA | SC250U (480V) | 250000 | 1 |  |  | 0.97 | Solar Inverter |  | OUTDOOR
REIPNR-04336 | GE ENERGY | GEPVP-200-M | 200 | 33 | 180 | 0 |  | Solar | FIXED | Roof
REIPNR-04336 | GE ENERGY | GEPVP-200-M | 200 | 612 | 180 | 0 |  | Solar | FIXED | Roof
REIPNR-04336 | SMA AMERICA | SB6000U (208V) | 6000 | 18 |  |  | 0.96 | Solar Inverter |  | INDOOR
REIPNR-04337 | GE ENERGY | GEPVP-185-M | 200 | 39 | 180 | 0 |  | Solar | FIXED | Roof
REIPNR-04337 | GE ENERGY | GEPVP-200-M | 200 | 462 | 180 | 0 |  | Solar | FIXED | Roof
REIPNR-04337 | SMA AMERICA | SB7000US (208V) | 7000 | 12 |  |  | 0.97 | Solar Inverter |  | INDOOR
REIPNR-04338 | GE ENERGY | GEPVP-200-M | 200 | 180 | 140 | 10 |  | Solar | FIXED | Roof
REIPNR-04338 | SMA AMERICA | SB5000US (208V) | 5000 | 6 |  |  | 0.95 | Solar Inverter |  | INDOOR
REIPNR-04339 | GE ENERGY | GEPVP-200-M | 200 | 36 | 147 | 10 |  | Solar | FIXED | Roof
REIPNR-04339 | GE ENERGY | GEPVP-200-M | 200 | 84 | 147 | 10 |  | Solar | FIXED | Roof
REIPNR-04339 | SMA AMERICA | SB7000US (208V) | 7000 | 3 |  |  | 0.97 | Solar Inverter |  | INDOOR
REIPNR-04340 | GE ENERGY | GEPVP-200-M | 200 | 72 | 147 | 10 |  | Solar | FIXED | Roof
REIPNR-04340 | GE ENERGY | GEPVP-200-M | 200 | 150 | 147 | 10 |  | Solar | FIXED | Roof
REIPNR-04340 | GE ENERGY | GEPVP-200-M | 200 | 308 | 147 | 10 |  | Solar | FIXED | Roof
REIPNR-04340 | SMA AMERICA | SB6000US (208V) | 6000 | 18 |  |  | 0.95 | Solar Inverter |  | OUTDOOR
REIPNR-04391 | SUNTECH POWER | STP175S-24/AB-1 | 175 | 627 | 180 | 10 |  | Solar | FIXED | Roof
REIPNR-04391 | XANTREX TECHNOLOGY | GT100-208 | 100 | 1 |  |  | 0.962 | Solar Inverter |  | INDOOR
REIPNR-04409 | SHARP | NT-175U1 | 175 | 4 | 205 | 25 |  | Solar | FIXED | Roof
REIPNR-04409 | SMA AMERICA | SB6000U (208V) | 6000 | 1 |  |  | 0.96 | Solar Inverter |  | INDOOR
REIPNR-04409 | SMA AMERICA | SB6000U (208V) | 6000 | 1 |  |  | 0.96 | Solar Inverter |  | Inside
REIPNR-04454 | KYOCERA SOLAR | KD205GX-LP | 205 | 24 | 150 | 40 |  | Solar | FIXED | Roof
REIPNR-04454 | FRONIUS USA | IG 5100 | 5100 | 1 |  |  | 0.95 | Solar Inverter |  | INDOOR
REIPNR-04607 | SUNPOWER | SPR-210-BLK-U | 210 | 36 | 186 | 19 |  | Solar | FIXED | Roof
REIPNR-04607 | SUNPOWER CORP (ORIGINAL MFRSMA) | SPR-7000M (208V) | 7000 | 1 |  |  | 0.971 | Solar Inverter |  | OUTDOOR
REIPNR-04625 | SOLYNDRA | SL-001-173U | 173 | 3060 | 193 | 0 |  | Solar | FIXED | Roof
REIPNR-04625 | ADVANCED ENERGY INDUSTRIES | 3159000-104 | 500000 | 1 |  |  | 0.975 | Solar Inverter |  | Outside
REIPNR-04655 | KYOCERA SOLAR | KD210GX-LP | 210 | 756 | 200 | 15 |  | Solar | FIXED | Roof
REIPNR-04655 | SAT CON | PV-75 | 75000 | 2 |  |  | 0.96 | Solar Inverter |  | INDOOR
REIPNR-04735 | SUNPOWER | SPR-305-WHT-U | 305 | 1480 | 235 | 1.8 |  | Solar | FIXED | Roof
REIPNR-04735 | XANTREX TECHNOLOGY | GT250-480 | 250000 | 2 |  |  | 0.968 | Solar Inverter |  | OUTDOOR
REIPNR-04738 | SUNTECH POWER | STP200-18/UB-1 | 200 | 465 | 220 | 10 |  | Solar | FIXED | Roof
REIPNR-04738 | SOLECTRIA RENEWABLES | PVI95KW-208 | 95000 | 1 |  |  | 0.965 | Solar Inverter |  | INDOOR
REIPNR-04842 | SOLARWORLD | SW175 MONO | 175 | 4235 | 202 | 5 |  | Solar | FIXED | Roof
REIPNR-04842 | SATCON TECHNOLOGY | PVS-250 (208 V) | 250000 | 1 |  |  | 0.96 | Solar Inverter |  | Inside
REIPNR-04842 | SATCON TECHNOLOGY | PVS-375 (480 V) | 375000 | 1 |  |  | 0.955 | Solar Inverter |  | Inside
REIPNR-04843 | SHARP | ND-U230C1 | 235 | 7020 | 158 | 15 |  | Solar | FIXED | Roof
REIPNR-04843 | SATCON TECHNOLOGY | AE-500-60-PV-A | 500000 | 3 |  |  | 0.97 | Solar Inverter |  | OUTDOOR
REIPNR-04846 | SUNPOWER | SPR-305-WHT-U | 305 | 1256 | 150 | 10 |  | Solar | FIXED | Roof
REIPNR-04846 | SATCON TECHNOLOGY | AE-135-60-PV-A | 135000 | 1 |  |  | 0.945 | Solar Inverter |  | INDOOR
REIPNR-04846 | SATCON TECHNOLOGY | AE-225-60-PV-A | 225000 | 1 |  |  | 0.96 | Solar Inverter |  | INDOOR
REIPNR-04862 | SUNTECH POWER | STP210-18/UB-1 | 210 | 1740 | 173 | 10 |  | Solar | FIXED | Roof
REIPNR-04862 | SATCON TECHNOLOGY | PVS-375 (480 V) | 375000 | 1 |  |  | 0.96 | Solar Inverter |  | Inside
REIPNR-04863 | SUNTECH POWER | STP200-18/UB-1 | 200 | 2085 | 173 | 10 |  | Solar | FIXED | Roof
REIPNR-04863 | SATCON TECHNOLOGY | PVS-375 (480 V) | 375000 | 1 |  |  | 0.96 | Solar Inverter |  | INDOOR
REIPNR-04864 | SUNTECH POWER | STP200-18/UB-1 | 200 | 435 | 173 | 10 |  | Solar | FIXED | Roof
REIPNR-04864 | SUNTECH POWER | STP210-18/UB-1 | 210 | 660 | 173 | 10 |  | Solar | FIXED | Roof
REIPNR-04864 | SATCON TECHNOLOGY | PVS-250 (208 V) | 250000 | 1 |  |  | 0.96 | Solar Inverter |  | Inside
REIPNR-04929 | SUNPOWER | SPR-215-BLK-U | 215 | 25 | 180 | 35 |  | Solar | FIXED | Ground
REIPNR-04929 | PV POWERED | PVP2000 | 2000 | 1 |  |  | 0.92 | Solar Inverter |  | Outside
REIPNR-04929 | PV POWERED | PVP3500 | 3500 | 1 |  |  | 0.955 | Solar Inverter |  | Outside
REIPNR-04935 | SUNTECH POWER | STP210-18/UB-1 | 210 | 880 | 106 | 5 |  | Solar | FIXED | Roof
REIPNR-04935 | SUNTECH POWER | STP210-18/UB-1 | 210 | 88 | 197 | 5 |  | Solar | FIXED | Roof
REIPNR-04935 | SUNTECH POWER | STP210-18/UB-1 | 210 | 944 | 106 | 12 |  | Solar | FIXED | Roof
REIPNR-04935 | SMA AMERICA | SB5000US (208V) | 5000 | 6 |  |  | 0.96 | Solar Inverter |  | Outside
REIPNR-04935 | SMA AMERICA | SB6000U (208V) | 6000 | 8 |  |  | 0.96 | Solar Inverter |  | Outside
REIPNR-04935 | SMA AMERICA | SB7000US (208V) | 7000 | 14 |  |  | 0.96 | Solar Inverter |  | Outside
REIPNR-04935 | PV POWERED | PVP100KW-208 | 100000 | 2 |  |  | 0.96 | Solar Inverter |  | Outside
REIPNR-04944 | SUNTECH POWER | STP210-18/UB-1 | 210 | 100 | 223.4 | 10 |  | Solar | FIXED | Roof
REIPNR-04944 | SUNTECH POWER | STP210-18/UB-1 | 210 | 28 | 223.4 | 15 |  | Solar | FIXED | Roof
REIPNR-04944 | SUNTECH POWER | STP210-18/UB-1 | 270 | 420 | 223.3 | 5 |  | Solar | FIXED | Roof
REIPNR-04944 | SMA AMERICA | SB7000US (208V) | 7000 | 4 |  |  | 0.97 | Solar Inverter |  | Outside
REIPNR-04944 | PV POWERED | PVP100KW-208 | 100000 | 1 |  |  | 0.96 | Solar Inverter |  | Outside
REIPNR-04945 | SHARP | NE-170U1 | 170 | 180 | 187 | 10 |  | Solar | FIXED | Roof
REIPNR-04945 | PV POWERED | PVP30KW-208 | 30000 | 1 |  |  | 0.96 | Solar Inverter |  | Outside
REIPNR-04946 | SHARP | ND-216U2 | 216 | 222 | 212 | 10 |  | Solar | FIXED | Roof
REIPNR-04946 | ENPHASE ENERGY | M175-24-208-S | 190 | 222 |  |  | 0.95 | Solar Inverter |  | OUTDOOR
REIPNR-04947 | SHARP | ND-167UC1 | 170 | 231 | 180 | 10 |  | Solar | FIXED | Roof
REIPNR-04947 | SMA AMERICA | SB5000US (208V) | 5000 | 3 |  |  | 0.955 | Solar Inverter |  | Outside
REIPNR-04947 | SMA AMERICA | SB6000U (208V) | 6000 | 3 |  |  | 0.955 | Solar Inverter |  | Outside
REIPNR-04948 | SHARP | ND-167UC1 | 170 | 210 | 208 | 10 |  | Solar | FIXED | Roof
REIPNR-04948 | SMA AMERICA | SB6000US (208V) | 6000 | 5 |  |  | 0.955 | Solar Inverter |  | Outside
REIPNR-04949 | EVERGREEN SOLAR | ES-190-RL | 190 | 224 | 218 | 10 |  | Solar | FIXED | Roof
REIPNR-04949 | SMA AMERICA | SB5000US (208V) | 5000 | 2 |  |  | 0.955 | Solar Inverter |  | Outside
REIPNR-04949 | SMA AMERICA | SB7000US (208V) | 7000 | 4 |  |  | 0.955 | Solar Inverter |  | Outside
REIPNR-04950 | EVERGREEN SOLAR | ES-190-RL | 190 | 238 | 213 | 10 |  | Solar | FIXED | Roof
REIPNR-04950 | SMA AMERICA | SB5000US (208V) | 5000 | 1 |  |  | 0.955 | Solar Inverter |  | Outside
REIPNR-04950 | SMA AMERICA | SB7000US (208V) | 7000 | 5 |  |  | 0.955 | Solar Inverter |  | Outside
REIPNR-04951 | EVERGREEN SOLAR | ES-190-RL | 190 | 210 | 209 | 10 |  | Solar | FIXED | Roof
REIPNR-04951 | SMA AMERICA | SB7000US (208V) | 7000 | 5 |  |  | 0.955 | Solar Inverter |  | OUTDOOR
REIPNR-04952 | EVERGREEN SOLAR | ES-190-RL | 190 | 210 | 224 | 10 |  | Solar | FIXED | Roof
REIPNR-04952 | SMA AMERICA | SB7000US (208V) | 7000 | 5 |  |  | 0.955 | Solar Inverter |  | Outside
REIPNR-04953 | EVERGREEN SOLAR | ES-190-RL | 190 | 238 | 174 | 10 |  | Solar | FIXED | Roof
REIPNR-04953 | SMA AMERICA | SB5000US (208V) | 5000 | 1 |  |  | 0.955 | Solar Inverter |  | Outside
REIPNR-04953 | SMA AMERICA | SB7000US (208V) | 7000 | 5 |  |  | 0.955 | Solar Inverter |  | Outside
REIPNR-04954 | SUNTECH POWER | STP210-18/UB-1 | 210 | 294 | 216 | 5 |  | Solar | FIXED | Roof
REIPNR-04954 | SMA AMERICA | SB5000US (208V) | 5000 | 4 |  |  | 0.96 | Solar Inverter |  | OUTDOOR
REIPNR-04954 | SMA AMERICA | SB7000US (208V) | 7000 | 5 |  |  | 0.96 | Solar Inverter |  | OUTDOOR
REIPNR-04955 | SUNTECH POWER | STP210S-18/UB-1 | 270 | 370 | 142 | 2.5 |  | Solar | FIXED | Roof
REIPNR-04955 | SUNTECH POWER | STP210S-18/UB-1 | 270 | 540 | 142 | 5 |  | Solar | FIXED | Roof
REIPNR-04955 | PV POWERED | PVP75KW-208 | 75000 | 2 |  |  | 0.96 | Solar Inverter |  | Outside
REIPNR-04955 | PV POWERED | PVP100KW-208 | 100000 | 1 |  |  | 0.96 | Solar Inverter |  | Outside
REIPNR-04956 | SUNTECH POWER | STP210S-18/UB-1 | 260 | 100 | 202 | 5 |  | Solar | FIXED | Roof
REIPNR-04956 | SUNTECH POWER | STP210-18/UB-1 | 270 | 380 | 202 | 5 |  | Solar | FIXED | Roof
REIPNR-04956 | PV POWERED | PVP75KW-208 | 75000 | 2 |  |  | 0.97 | Solar Inverter |  | Inside
REIPNR-04957 | SUNTECH POWER | STP210S-18/UB-1 | 210 | 1040 | 222.3 | 5 |  | Solar | FIXED | Roof
REIPNR-04957 | PV POWERED | PVP100KW-208 | 100000 | 2 |  |  | 0.96 | Solar Inverter |  | Outside
REIPNR-04958 | SUNTECH POWER | STP210S-18/UB-1 | 270 | 280 | 195 | 4 |  | Solar | FIXED | Roof
REIPNR-04958 | PV POWERED | PVP75KW-208 | 75000 | 1 |  |  | 0.96 | Solar Inverter |  | OUTDOOR
REIPNR-04959 | SUNTECH POWER | STP200-18/UB-1 | 200 | 390 | 135 | 5 |  | Solar | FIXED | Roof
REIPNR-04959 | PV POWERED | PVP75KW-208 | 75000 | 1 |  |  | 0.955 | Solar Inverter |  | Outside
REIPNR-04960 | SUNTECH POWER | STP200-18/UB-1 | 200 | 420 | 147 | 15 |  | Solar | FIXED | Roof
REIPNR-04960 | PV POWERED | PVP75KW-208 | 75000 | 1 |  |  | 0.96 | Solar Inverter |  | OUTDOOR
REIPNR-04961 | SUNTECH POWER | STP200-18/UB-1 | 200 | 620 | 147 | 15 |  | Solar | FIXED | Roof
REIPNR-04961 | PV POWERED | PVP75KW-208 | 75000 | 2 |  |  | 0.96 | Solar Inverter |  | OUTDOOR
REIPNR-04962 | SUNTECH POWER | STP200-18/UB-1 | 200 | 1105 | 147 | 15 |  | Solar | FIXED | Roof
REIPNR-04962 | PV POWERED | PVP100KW-208 | 100000 | 2 |  |  | 0.96 | Solar Inverter |  | OUTDOOR
REIPNR-05009 | SOLARWORLD | SW175 MONO | 175 | 2676 | 225 | 5 |  | Solar | FIXED | Pole
REIPNR-05009 | SATCON TECHNOLOGY | AE-225-60-PV-A | 225000 | 1 |  |  | 0.96 | Solar Inverter |  | Outside
REIPNR-05009 | SATCON TECHNOLOGY | PVS-250 (208 V) | 250000 | 1 |  |  | 0.96 | Solar Inverter |  | Outside
REIPNR-05044 | SUNPOWER | SPR-305-WHT-U | 305 | 245 | 222 | 10 |  | Solar | FIXED | Roof
REIPNR-05044 | SATCON TECHNOLOGY | AE-75-60-PV-A | 75000 | 1 |  |  | 0.96 | Solar Inverter |  | Inside
REIPNR-05046 | SUNTECH POWER | STP210-18/UB-1 | 210 | 1120 | 136 | 2 |  | Solar | FIXED | Roof
REIPNR-05046 | PV POWERED | PVP100KW-208 | 100000 | 2 |  |  | 0.96 | Solar Inverter |  | INDOOR
REIPNR-05047 | SUNTECH POWER | STP210-18/UB-1 | 210 | 490 | 216 | 5 |  | Solar | FIXED | Roof
REIPNR-05047 | PV POWERED | PVP100KW-208 | 100000 | 1 |  |  | 0.96 | Solar Inverter |  | OUTDOOR
REIPNR-05048 | SOLARWORLD | SW185 MONO/T | 230 | 1352 | 134 | 1.5 |  | Solar | FIXED | Roof
REIPNR-05048 | SOLARWORLD | SW185 MONO/T | 230 | 819 | 314 | 1.5 |  | Solar | FIXED | Roof
REIPNR-05048 | SAT CON | POWERGATE 225 | 250000 | 2 |  |  | 0.96 | Solar Inverter |  | OUTDOOR
REIPNR-05049 | SOLARWORLD | SW185 MONO/T | 230 | 1001 | 84 | 1.5 |  | Solar | FIXED | Roof
REIPNR-05049 | SOLARWORLD | SW185 MONO/T | 230 | 962 | 264 | 1.5 |  | Solar | FIXED | Roof
REIPNR-05049 | SATCON TECHNOLOGY | PVS-375 (480 V) | 375000 | 1 |  |  | 0.955 | Solar Inverter |  | OUTDOOR
REIPNR-05069 | SUNTECH POWER | STP210S-18/UB-1 | 270 | 1947 | 219 | 10 |  | Solar | FIXED | Roof
REIPNR-05069 | SATCON TECHNOLOGY | PVS-500 (480 V) | 500000 | 1 |  |  | 0.96 | Solar Inverter |  | OUTDOOR
REIPNR-05070 | SUNTECH POWER | STP200-18/UB-1 | 200 | 1800 | 194 | 10 |  | Solar | FIXED | Roof
REIPNR-05070 | SATCON TECHNOLOGY | PVS-375 (480 V) | 375000 | 1 |  |  | 0.958 | Solar Inverter |  | Outside
REIPNR-05098 | KYOCERA SOLAR | KD205GX-LP | 205 | 390 | 160 | 10 |  | Solar | FIXED | Roof
REIPNR-05098 | SATCON TECHNOLOGY | PVS-75 (208 V) | 75000 | 1 |  |  | 0.96 | Solar Inverter |  | Outside
REIPNR-05099 | KYOCERA SOLAR | KD205GX-LP | 205 | 294 | 180 | 10 |  | Solar | FIXED | Roof
REIPNR-05099 | SMA AMERICA | SB7000US (208V) | 7000 | 7 |  |  | 0.96 | Solar Inverter |  | Outside
REIPNR-05101 | SHARP | NT-170U1 | 170 | 396 | 170 | 10 |  | Solar | FIXED | Roof
REIPNR-05101 | SATCON TECHNOLOGY | PVS-50 (208 V) | 50000 | 1 |  |  | 0.96 | Solar Inverter |  | Outside
REIPNR-05108 | SUNTECH POWER | STP200-18/UB-1 | 200 | 1050 | 193 | 10 |  | Solar | FIXED | Roof
REIPNR-05108 | SATCON TECHNOLOGY | PVS-75 (208 V) | 75000 | 1 |  |  | 0.96 | Solar Inverter |  | Outside
REIPNR-05108 | SATCON TECHNOLOGY | PVS-100 (208 V) | 100000 | 1 |  |  | 0.96 | Solar Inverter |  | Outside
REIPNR-05109 | SUNPOWER | SPR-305-WHT-U | 305 | 7672 | 184 | 25 |  | Solar | FIXED | Ground
REIPNR-05109 | SATCON TECHNOLOGY | PVS-500 (480 V) | 500 | 4 |  |  | 0.96 | Solar Inverter |  | OUTDOOR
REIPNR-05110 | SUNTECH POWER | STP210S-18/UB-1 | 270 | 1419 | 180 | 15 |  | Solar | FIXED | Roof
REIPNR-05110 | SATCON TECHNOLOGY | PVS-375 (480 V) | 375000 | 1 |  |  | 0.95 | Solar Inverter |  | Outside
REIPNR-05154 | SUNPOWER | SPR-230-WHT-U | 230 | 1845 | 354 | 2 |  | Solar | FIXED | Roof
REIPNR-05154 | SATCON TECHNOLOGY | AE-135-60-PV-D | 135000 | 3 |  |  | 0.96 | Solar Inverter |  | Inside
REIPNR-05157 | REC SCANMODULE | SCM215 | 215 | 22 | 160 | 15 |  | Solar | FIXED | Roof
REIPNR-05157 | SMA AMERICA | SB5000US (208V) | 5000 | 1 |  |  | 0.968 | Solar Inverter |  | Outside
REIPNR-05158 | SUNTECH POWER | STP180S-24/AB-1 | 270 | 429 | 142 | 10 |  | Solar | FIXED | Roof
REIPNR-05158 | SOLECTRIA RENEWABLES | PVI 5000-P (240V) | 60000 | 2 |  |  | 0.98 | Solar Inverter |  | OUTDOOR
REIPNR-05277 | BP SOLAR | BP3165N | 180 | 4656 | 180 | 20 |  | Solar | FIXED | Ground
REIPNR-05277 | SOLECTRIA RENEWABLES | PVI95KW-208 | 95000 | 8 |  |  | 0.96 | Solar Inverter |  | OUTDOOR
REIPNR-05278 | BP SOLAR | SX4180N | 180 | 3312 | 180 | 20 |  | Solar | FIXED | Ground
REIPNR-05278 | SOLECTRIA RENEWABLES | PVI95KW-208 | 95000 | 5 |  |  | 0.96 | Solar Inverter |  | OUTDOOR
REIPNR-05279 | BP SOLAR | SX170N | 180 | 1872 | 180 | 20 |  | Solar | FIXED | Ground
REIPNR-05279 | SOLECTRIA RENEWABLES | PVI95KW-208 | 95000 | 3 |  |  | 0.96 | Solar Inverter |  | Outside
REIPNR-05281 | SHARP | ND-V230A1 | 235 | 2128 | 180 | 35 |  | Solar | FIXED | Ground
REIPNR-05281 | SATCON TECHNOLOGY | PVS-250 (208 V) | 250000 | 2 |  |  | 0.96 | Solar Inverter |  | Outside
REIPNR-05283 | FIRST SOLAR | FS-272 | 72.5 | 8832 | 173 | 25 |  | Solar | FIXED | Pole
REIPNR-05283 | SATCON TECHNOLOGY | PVS-250 (208 V) | 250000 | 1 |  |  | 0.97 | Solar Inverter |  | Outside
REIPNR-05283 | SATCON TECHNOLOGY | PVS-250 (208 V) | 250000 | 1 |  |  | 0.97 | Solar Inverter |  | Outside
REIPNR-05284 | FIRST SOLAR | FS-272 | 72.5 | 2112 | 173 | 25 |  | Solar | FIXED | Ground
REIPNR-05284 | SATCON TECHNOLOGY | PVS-135 (208 V) | 135000 | 1 |  |  | 0.96 | Solar Inverter |  | OUTDOOR
REIPNR-05286 | FIRST SOLAR | FS-272 | 72.5 | 14112 | 173 | 25 |  | Solar | FIXED | Ground
REIPNR-05286 | SATCON TECHNOLOGY | PVS-375 (480 V) | 375000 | 1 |  |  | 0.96 | Solar Inverter |  | OUTDOOR
REIPNR-05286 | SATCON TECHNOLOGY | PVS-500 (480 V) | 500000 | 1 |  |  | 0.96 | Solar Inverter |  | OUTDOOR
REIPNR-05352 | SHARP | ND-224U1F | 224 | 1339 | 186 | 10 |  | Solar | FIXED | Roof
REIPNR-05352 | SMA AMERICA | SC250U (480V) | 250000 | 1 |  |  | 0.97 | Solar Inverter |  | INDOOR
REIPNR-05353 | SUNTECH POWER | STP200-18/UB-1 | 200 | 176 | 132 | 6 |  | Solar | FIXED | Roof
REIPNR-05353 | SUNPOWER | SPR-200-BLK-U | 200 | 435 | 222 | 6 |  | Solar | FIXED | Roof
REIPNR-05353 | SUNPOWER | SPR-305-WHT-U | 305 | 184 | 180 | 0 |  | Solar | FIXED | Roof
REIPNR-05353 | SOLECTRIA RENEWABLES | PVI15KW-208 | 15000 | 2 |  |  | 0.958 | Solar Inverter |  | Outside
REIPNR-05353 | SATCON TECHNOLOGY | PVS-50 (208 V) | 50000 | 1 |  |  | 0.955 | Solar Inverter |  | Outside
REIPNR-05353 | SOLECTRIA RENEWABLES | PVI95KW-208 | 95000 | 1 |  |  | 0.958 | Solar Inverter |  | Outside
REIPNR-05354 | SHARP | ND-V230A1 | 230 | 72 | 106 | 20 |  | Solar | FIXED | Roof
REIPNR-05354 | SMA AMERICA | SB7000US (208V) | 7000 | 2 |  |  | 0.971 | Solar Inverter |  | Inside
REIPNR-05355 | SHARP | ND-U230C1 | 230 | 12 | 106 | 26 |  | Solar | FIXED | Roof
REIPNR-05355 | SMA AMERICA | SB3000US (208V) | 3000 | 1 |  |  | 0.966 | Solar Inverter |  | Outside
REIPNR-05356 | SHARP | ND-U230C1 | 230 | 11 | 106 | 26 |  | Solar | FIXED | Roof
REIPNR-05356 | SMA AMERICA | SB3000US (208V) | 3000 | 1 |  |  | 0.966 | Solar Inverter |  | Outside
REIPNR-05357 | SHARP | ND-U230C1 | 230 | 12 | 106 | 26 |  | Solar | FIXED | Roof
REIPNR-05357 | SMA AMERICA | SB3000US (208V) | 3000 | 1 |  |  | 0.966 | Solar Inverter |  | Outside
REIPNR-05358 | SHARP | ND-U230C1 | 230 | 12 | 106 | 26 |  | Solar | FIXED | Roof
REIPNR-05358 | SMA AMERICA | SB3000US (208V) | 3000 | 1 |  |  | 0.966 | Solar Inverter |  | Outside
REIPNR-05359 | SHARP | ND-U230C1 | 230 | 12 | 106 | 26 |  | Solar | FIXED | Roof
REIPNR-05359 | SMA AMERICA | SB3000US (208V) | 3000 | 1 |  |  | 0.966 | Solar Inverter |  | Outside
REIPNR-05360 | SHARP | ND-U230C1 | 230 | 11 | 196 | 26 |  | Solar | FIXED | Roof
REIPNR-05360 | SMA AMERICA | SB3000US (208V) | 3000 | 1 |  |  | 0.966 | Solar Inverter |  | Outside
REIPNR-05362 | SHARP | ND-U230C1 | 230 | 12 | 196 | 26 |  | Solar | FIXED | Roof
REIPNR-05362 | SMA AMERICA | SB3000US (208V) | 3000 | 1 |  |  | 0.966 | Solar Inverter |  | Outside
REIPNR-05363 | SHARP | ND-U230C1 | 230 | 11 | 196 | 26 |  | Solar | FIXED | Roof
REIPNR-05363 | SMA AMERICA | SB3000US (208V) | 3000 | 1 |  |  | 0.966 | Solar Inverter |  | Outside
REIPNR-05364 | SHARP | ND-U230C1 | 230 | 11 | 196 | 26 |  | Solar | FIXED | Roof
REIPNR-05364 | SMA AMERICA | SB3000US (208V) | 3000 | 1 |  |  | 0.966 | Solar Inverter |  | Outside
REIPNR-05365 | SHARP | ND-U230C1 | 230 | 10 | 106 | 26 |  | Solar | FIXED | Roof
REIPNR-05365 | SMA AMERICA | SB3000US (208V) | 3000 | 1 |  |  | 0.966 | Solar Inverter |  | Outside
REIPNR-05366 | SHARP | ND-U230C1 | 230 | 11 | 106 | 26 |  | Solar | FIXED | Roof
REIPNR-05366 | SMA AMERICA | SB3000US (208V) | 3000 | 1 |  |  | 0.966 | Solar Inverter |  | Outside
REIPNR-05367 | SHARP | ND-V230A1 | 230 | 11 | 106 | 26 |  | Solar | FIXED | Roof
REIPNR-05367 | SMA AMERICA | SB3000US (208V) | 3000 | 1 |  |  | 0.966 | Solar Inverter |  | Outside
REIPNR-05369 | SHARP | ND-U230C1 | 230 | 11 | 106 | 26 |  | Solar | FIXED | Roof
REIPNR-05369 | SMA AMERICA | SB3000US (208V) | 3000 | 1 |  |  | 0.966 | Solar Inverter |  | Outside
REIPNR-05370 | SHARP | ND-U230C1 | 230 | 11 | 106 | 26 |  | Solar | FIXED | Roof
REIPNR-05370 | SMA AMERICA | SB3000US (208V) | 3000 | 1 |  |  | 0.966 | Solar Inverter |  | Outside
REIPNR-05372 | SHARP | ND-U230C1 | 230 | 8 | 106 | 26 |  | Solar | FIXED | Roof
REIPNR-05372 | FRONIUS USA | IG 2000 | 2000 | 1 |  |  | 0.952 | Solar Inverter |  | Inside
REIPNR-05373 | SHARP | ND-U230C1 | 230 | 8 | 106 | 26 |  | Solar | FIXED | Roof
REIPNR-05373 | SMA AMERICA | SWR1800U | 1800 | 1 |  |  | 0.952 | Solar Inverter |  | Inside
REIPNR-05374 | SHARP | ND-U230C1 | 230 | 8 | 106 | 26 |  | Solar | FIXED | Roof
REIPNR-05374 | FRONIUS USA | IG 2000 | 2000 | 1 |  |  | 0.952 | Solar Inverter |  | Inside
REIPNR-05375 | SHARP | ND-U230C1 | 230 | 8 | 106 | 26 |  | Solar | FIXED | Roof
REIPNR-05375 | FRONIUS USA | IG 2000 | 2000 | 1 |  |  | 0.952 | Solar Inverter |  | Inside
REIPNR-05376 | SHARP | ND-U230C1 | 230 | 8 | 106 | 26 |  | Solar | FIXED | Roof
REIPNR-05376 | FRONIUS USA | IG 2000 | 2000 | 1 |  |  | 0.952 | Solar Inverter |  | Inside
REIPNR-05377 | SHARP | ND-U230C1 | 230 | 8 | 106 | 26 |  | Solar | FIXED | Roof
REIPNR-05377 | FRONIUS USA | IG 2000 | 2000 | 1 |  |  | 0.952 | Solar Inverter |  | Outside
REIPNR-05378 | SHARP | ND-U230C1 | 230 | 8 | 106 | 26 |  | Solar | FIXED | Roof
REIPNR-05378 | FRONIUS USA | IG 2000 | 2000 | 1 |  |  | 0.952 | Solar Inverter |  | Inside
REIPNR-05379 | SHARP | ND-U230C1 | 230 | 8 | 106 | 26 |  | Solar | FIXED | Roof
REIPNR-05379 | FRONIUS USA | IG 2000 | 2000 | 1 |  |  | 0.952 | Solar Inverter |  | Inside
REIPNR-05380 | SHARP | ND-U230C1 | 230 | 8 | 106 | 26 |  | Solar | FIXED | Roof
REIPNR-05380 | FRONIUS USA | IG 2000 | 2000 | 1 |  |  | 0.952 | Solar Inverter |  | Inside
REIPNR-05381 | SHARP | ND-U230C1 | 230 | 20 | 196 | 26 |  | Solar | FIXED | Roof
REIPNR-05381 | SMA AMERICA | SB4000US (208V) | 4000 | 1 |  |  | 0.968 | Solar Inverter |  | Outside
REIPNR-05382 | SHARP | ND-U230C1 | 230 | 20 | 196 | 31 |  | Solar | FIXED | Roof
REIPNR-05382 | SMA AMERICA | SB4000US (208V) | 4000 | 1 |  |  | 0.968 | Solar Inverter |  | Outside
REIPNR-05383 | SHARP | ND-U230C1 | 230 | 11 | 196 | 26 |  | Solar | FIXED | Roof
REIPNR-05383 | SMA AMERICA | SB3000US (208V) | 3000 | 1 |  |  | 0.966 | Solar Inverter |  | Outside
REIPNR-05384 | SHARP | ND-U230C1 | 230 | 11 | 196 | 26 |  | Solar | FIXED | Roof
REIPNR-05384 | SMA AMERICA | SB3000US (208V) | 3000 | 1 |  |  | 0.966 | Solar Inverter |  | Outside
REIPNR-05385 | SHARP | ND-U230C1 | 230 | 11 | 196 | 26 |  | Solar | FIXED | Roof
REIPNR-05385 | SMA AMERICA | SB3000US (208V) | 3000 | 1 |  |  | 0.966 | Solar Inverter |  | Outside
REIPNR-05386 | SHARP | ND-U230C1 | 230 | 10 | 196 | 26 |  | Solar | FIXED | Roof
REIPNR-05386 | SMA AMERICA | SB3000US (208V) | 3000 | 1 |  |  | 0.966 | Solar Inverter |  | Outside
REIPNR-05387 | SHARP | ND-V230A1 | 230 | 8 | 106 | 26 |  | Solar | FIXED | Roof
REIPNR-05387 | FRONIUS USA | IG 2000 | 2000 | 1 |  |  | 0.952 | Solar Inverter |  | Inside
REIPNR-05388 | SHARP | ND-U230C1 | 230 | 8 | 106 | 26 |  | Solar | FIXED | Roof
REIPNR-05388 | FRONIUS USA | IG 2000 | 2000 | 1 |  |  | 0.952 | Solar Inverter |  | Inside
REIPNR-05389 | SHARP | ND-U230C1 | 230 | 8 | 106 | 26 |  | Solar | FIXED | Roof
REIPNR-05389 | FRONIUS USA | IG 2000 | 2000 | 1 |  |  | 0.952 | Solar Inverter |  | Inside
REIPNR-05390 | SHARP | ND-U230C1 | 230 | 8 | 106 | 26 |  | Solar | FIXED | Roof
REIPNR-05390 | FRONIUS USA | IG 2000 | 2000 | 1 |  |  | 0.952 | Solar Inverter |  | Inside
REIPNR-05392 | SHARP | ND-U230C1 | 230 | 11 | 106 | 26 |  | Solar | FIXED | Roof
REIPNR-05392 | SMA AMERICA | SB3000US (208V) | 3000 | 1 |  |  | 0.966 | Solar Inverter |  | Inside
REIPNR-05393 | SHARP | ND-U230C1 | 230 | 11 | 106 | 26 |  | Solar | FIXED | Roof
REIPNR-05393 | SMA AMERICA | SB3000US (208V) | 3000 | 1 |  |  | 0.966 | Solar Inverter |  | Inside
REIPNR-05394 | SHARP | ND-U230C1 | 230 | 10 | 106 | 26 |  | Solar | FIXED | Roof
REIPNR-05394 | SMA AMERICA | SB3000US (208V) | 3000 | 1 |  |  | 0.966 | Solar Inverter |  | Outside
REIPNR-05395 | SHARP | ND-U230C1 | 230 | 12 | 196 | 26 |  | Solar | FIXED | Roof
REIPNR-05395 | SMA AMERICA | SB3000US (208V) | 3000 | 1 |  |  | 0.966 | Solar Inverter |  | Outside
REIPNR-05396 | SHARP | ND-U230C1 | 230 | 12 | 196 | 26 |  | Solar | FIXED | Roof
REIPNR-05396 | SMA AMERICA | SB3000US (208V) | 3000 | 1 |  |  | 0.96 | Solar Inverter |  | Outside
REIPNR-05397 | SHARP | ND-V230A1 | 230 | 12 | 106 | 26 |  | Solar | FIXED | Roof
REIPNR-05397 | SMA AMERICA | SB3000US (208V) | 3000 | 1 |  |  | 0.966 | Solar Inverter |  | Outside
REIPNR-05398 | SHARP | ND-U230C1 | 230 | 8 | 106 | 26 |  | Solar | FIXED | Roof
REIPNR-05398 | FRONIUS USA | IG 2000 | 2000 | 1 |  |  | 0.952 | Solar Inverter |  | Outside
REIPNR-05399 | SHARP | ND-U230C1 | 230 | 8 | 106 | 26 |  | Solar | FIXED | Roof
REIPNR-05399 | FRONIUS USA | IG 2000 | 2000 | 1 |  |  | 0.952 | Solar Inverter |  | Outside
REIPNR-05400 | SHARP | ND-U230C1 | 230 | 8 | 106 | 26 |  | Solar | FIXED | Roof
REIPNR-05400 | FRONIUS USA | IG 2000 | 2000 | 1 |  |  | 0.952 | Solar Inverter |  | Outside
REIPNR-05401 | SHARP | ND-U230C1 | 230 | 8 | 106 | 26 |  | Solar | FIXED | Roof
REIPNR-05401 | FRONIUS USA | IG 2000 | 2000 | 1 |  |  | 0.952 | Solar Inverter |  | Outside
REIPNR-05402 | SHARP | ND-U230C1 | 230 | 12 | 196 | 26 |  | Solar | FIXED | Roof
REIPNR-05402 | SMA AMERICA | SB3000US (208V) | 3000 | 1 |  |  | 0.966 | Solar Inverter |  | Outside
REIPNR-05404 | SHARP | ND-U230C1 | 230 | 12 | 106 | 26 |  | Solar | FIXED | Roof
REIPNR-05404 | SMA AMERICA | SB3000US (240V) | 3000 | 1 |  |  | 0.966 | Solar Inverter |  | Outside
REIPNR-05487 | FIRST SOLAR | FS-275 | 75 | 1050 | 190 | 10 |  | Solar | FIXED | Ground
REIPNR-05487 | FIRST SOLAR | FS-275 | 75 | 425 | 193 | 10 |  | Solar | FIXED | Ground
REIPNR-05487 | PV POWERED | PVP30KW-480 | 30000 | 1 |  |  | 0.95 | Solar Inverter |  | OUTDOOR
REIPNR-05487 | PV POWERED | PVP75KW-480 | 75000 | 1 |  |  | 0.95 | Solar Inverter |  | OUTDOOR
REIPNR-05488 | SUNPOWER | SPR-305-WHT-U | 305 | 1984 | 174 | 9.5 |  | Solar | FIXED | Roof
REIPNR-05488 | SUNPOWER | SPR-305-WHT-U | 305 | 1992 | 174 | 9.5 |  | Solar | FIXED | Roof
REIPNR-05488 | SMA AMERICA | SB5000US (208V) | 500000 | 1 |  |  | 0.97 | Solar Inverter |  | Inside
REIPNR-05488 | SMA AMERICA | SB5000US (240V) | 500000 | 1 |  |  | 0.97 | Solar Inverter |  | Inside
REIPNR-05489 | SUNPOWER | SPR-305-WHT-U | 305 | 4912 | 202 | 5 |  | Solar | FIXED | Roof
REIPNR-05489 | SUNPOWER | SPR-315E-WHT-U | 310 | 1616 | 202 | 5 |  | Solar | FIXED | Roof
REIPNR-05489 | SMA AMERICA | SC250U (480V) | 250000 | 1 |  |  | 0.97 | Solar Inverter |  | Outside
REIPNR-05489 | SMA AMERICA | SB5000US (208V) | 500000 | 1 |  |  | 0.97 | Solar Inverter |  | Outside
REIPNR-05489 | SMA AMERICA | SB5000US (208V) | 500000 | 1 |  |  | 0.97 | Solar Inverter |  | Outside
REIPNR-05489 | SMA AMERICA | SB5000US (240V) | 500000 | 1 |  |  | 0.97 | Solar Inverter |  | Outside
REIPNR-05490 | SUNPOWER | SPR-315E-WHT-U | 310 | 512 | 180 | 5 |  | Solar | FIXED | Roof
REIPNR-05490 | SATCON TECHNOLOGY | PVS-135 (240 V) | 135000 | 1 |  |  | 0.96 | Solar Inverter |  | OUTDOOR
REIPNR-05491 | SUNPOWER | SPR-315E-WHT-U | 310 | 184 | 180 | 5 |  | Solar | FIXED | Roof
REIPNR-05491 | SUNPOWER | SPR-315E-WHT-U | 310 | 920 | 180 | 5 |  | Solar | FIXED | Roof
REIPNR-05491 | SATCON TECHNOLOGY | PVS-50 (208 V) | 50000 | 1 |  |  | 0.96 | Solar Inverter |  | INDOOR
REIPNR-05491 | SATCON TECHNOLOGY | PVS-250 (208 V) | 250000 | 1 |  |  | 0.955 | Solar Inverter |  | INDOOR
REIPNR-05493 | SOLYNDRA | SL-001-173U | 173 | 530 | 173 | 0 |  | Solar | FIXED | Roof
REIPNR-05493 | PV POWERED | PVP75KW-208 | 75000 | 1 |  |  | 0.965 | Solar Inverter |  | Outside
REIPNR-05494 | SOLYNDRA | SL-001-182U | 182 | 462 | 165 | 0 |  | Solar | FIXED | Roof
REIPNR-05494 | SOLYNDRA | SL-001-182U | 191 | 23 | 165 | 0 |  | Solar | FIXED | Roof
REIPNR-05494 | PV POWERED | PVP75KW-208 | 75000 | 1 |  |  | 0.955 | Solar Inverter |  | Outside
REIPNR-05495 | SOLYNDRA | SL-001-165U | 165 | 135 | 169 | 0 |  | Solar | FIXED | Roof
REIPNR-05495 | SOLYNDRA | SL-001-173U | 173 | 560 | 169 | 0 |  | Solar | FIXED | Roof
REIPNR-05495 | PV POWERED | PVP100KW-208 | 100000 | 1 |  |  | 0.96 | Solar Inverter |  | Inside
REIPNR-05497 | SHARP | ND-220U1F | 230 | 364 | 141 | 10 |  | Solar | FIXED | Roof
REIPNR-05497 | SHARP | ND-224UC1 | 235 | 455 | 141 | 10 |  | Solar | FIXED | Roof
REIPNR-05497 | PV POWERED | PVP75KW-208 | 75000 | 1 |  |  | 0.96 | Solar Inverter |  | Outside
REIPNR-05497 | PV POWERED | PVP100KW-208 | 100000 | 1 |  |  | 0.96 | Solar Inverter |  | Outside
REIPNR-05498 | SUNTECH POWER | STP175-24/AB-1 | 175 | 16 | 142 | 5 |  | Solar | FIXED | Roof
REIPNR-05498 | FRONIUS USA | IG 3000 | 3000 | 1 |  |  | 0.957 | Solar Inverter |  | Inside
REIPNR-05499 | BP SOLAR | SX170I | 180 | 1272 | 180 | 20 |  | Solar | FIXED | Roof
REIPNR-05499 | SOLECTRIA RENEWABLES | PVI95KW-208 | 95000 | 2 |  |  | 0.96 | Solar Inverter |  | Inside
REIPNR-05500 | SUNTECH POWER | STP210-18/UB-1 | 210 | 270 | 147 | 5 |  | Solar | FIXED | Roof
REIPNR-05500 | SMA AMERICA | SB5000US (208V) | 5000 | 9 |  |  | 0.96 | Solar Inverter |  | Inside
REIPNR-05501 | SHARP | ND-U230C1 | 235 | 2772 | 180 | 25 |  | Solar | FIXED | Ground
REIPNR-05501 | PV POWERED | PVP2800 | 260000 | 3 |  |  | 0.96 | Solar Inverter |  | Outside
REIPNR-05502 | SHARP | NE-170U1 | 170 | 220 | 221 | 10 |  | Solar | FIXED | Roof
REIPNR-05502 | PV POWERED | PVP30KW-208 | 30000 | 1 |  |  | 0.96 | Solar Inverter |  | Outside
REIPNR-05503 | SHARP | NE-170U1 | 170 | 100 | 170 | 10 |  | Solar | FIXED | Roof
REIPNR-05503 | SHARP | NT-175U1 | 175 | 570 | 170 | 10 |  | Solar | FIXED | Roof
REIPNR-05503 | SATCON TECHNOLOGY | PVS-135 (208 V) | 135 | 1 |  |  | 0.96 | Solar Inverter |  | OUTDOOR
REIPNR-05504 | BAODING YINGLI NEW ENERGY RESOURCES CO | YL175(156) | 175 | 1248 | 212 | 11 |  | Solar | FIXED | Roof
REIPNR-05504 | XANTREX TECHNOLOGY | GT250-480 | 250000 | 1 |  |  | 0.96 | Solar Inverter |  | OUTDOOR
REIPNR-05505 | BAODING YINGLI NEW ENERGY RESOURCES CO | YL175(156) | 230 | 1248 | 228 | 10 |  | Solar | FIXED | Roof
REIPNR-05505 | XANTREX TECHNOLOGY | GT250-480 | 250000 | 1 |  |  | 0.96 | Solar Inverter |  | Outside
REIPNR-05506 | EVERGREEN SOLAR | ES-190-RL | 190 | 588 | 186 | 10 |  | Solar | FIXED | Roof
REIPNR-05506 | SATCON TECHNOLOGY | PVS-100 (208 V) | 100000 | 1 |  |  | 0.96 | Solar Inverter |  | Outside
REIPNR-05507 | EVERGREEN SOLAR | ES-190-RL | 190 | 720 | 220 | 10 |  | Solar | FIXED | Roof
REIPNR-05507 | SATCON TECHNOLOGY | PVS-135 (208 V) | 135000 | 1 |  |  | 0.96 | Solar Inverter |  | Inside
REIPNR-05508 | SUNTECH POWER | STP175S-24/AB-1 | 175 | 540 | 200 | 10 |  | Solar | FIXED | Roof
REIPNR-05508 | SATCON TECHNOLOGY | AE-100-60-PV-A | 100000 | 1 |  |  | 0.96 | Solar Inverter |  | INDOOR
REIPNR-05509 | SHARP | NT-175U1 | 175 | 350 | 155 | 16 |  | Solar | FIXED | Roof
REIPNR-05509 | SHARP | NT-175U1 | 175 | 360 | 245 | 16 |  | Solar | FIXED | Roof
REIPNR-05509 | PV POWERED | PVP75KW-208 | 75000 | 1 |  |  | 0.96 | Solar Inverter |  | Outside
REIPNR-05509 | PV POWERED | PVP75KW-208 | 75000 | 1 |  |  | 0.96 | Solar Inverter |  | Outside
REIPNR-05510 | SHARP | ND-216UC1 | 216 | 864 | 176 | 14 |  | Solar | FIXED | Roof
REIPNR-05510 | PV POWERED | PVP100KW-208 | 100000 | 2 |  |  | 0.96 | Solar Inverter |  | Outside
REIPNR-05511 | SHARP | NT-175U1 | 175 | 1510 | 182 | 20 |  | Solar | FIXED | Ground
REIPNR-05511 | XANTREX TECHNOLOGY | GT250-480 | 250000 | 1 |  |  | 0.96 | Solar Inverter |  | OUTDOOR
REIPNR-05512 | SHARP | ND-224U1F | 224 | 732 | 201 | 10 |  | Solar | FIXED | Roof
REIPNR-05512 | PV POWERED | PVP75KW-208 | 75000 | 2 |  |  | 0.96 | Solar Inverter |  | Outside
REIPNR-05513 | SHARP | ND-224UC1 | 224 | 598 | 177 | 10 |  | Solar | FIXED | Roof
REIPNR-05513 | PV POWERED | PVP75KW-208 | 75000 | 2 |  |  | 0.96 | Solar Inverter |  | Outside
REIPNR-05583 | SUNTECH POWER | STP200-18/UB-1 | 200 | 56 | 213 | 40 |  | Solar | FIXED | Ground
REIPNR-05583 | SMA AMERICA | SB5000US (240V) | 5000 | 2 |  |  | 0.97 | Solar Inverter |  | Outside
REIPNR-05586 | SUNTECH POWER | STP200-18/UB-1 | 200 | 1500 | 176 | 22 |  | Solar | FIXED | Roof
REIPNR-05586 | SATCON TECHNOLOGY | PVS-250 (240 V) | 250000 | 1 |  |  | 0.9602 | Solar Inverter |  | Inside
REIPNR-05587 | BAODING YINGLI NEW ENERGY RESOURCES CO | YL175(156) | 175 | 960 | 141 | 10 |  | Solar | FIXED | Roof
REIPNR-05587 | SATCON TECHNOLOGY | PVS-135 (208 V) | 135 | 1 |  |  | 0.96 | Solar Inverter |  | OUTDOOR
REIPNR-05588 | SANYO ELECTRIC | HIP-195BA19 | 195 | 444 | 221 | 10 |  | Solar | FIXED | Roof
REIPNR-05588 | SATCON TECHNOLOGY | PVS-100 (208 V) | 100000 | 1 |  |  | 0.96 | Solar Inverter |  | Outside
REIPNR-05589 | KYOCERA SOLAR | KD205GX-L | 205 | 300 | 180 | 10 |  | Solar | FIXED | Roof
REIPNR-05589 | SATCON TECHNOLOGY | AE-50-60-PV-A | 50000 | 1 |  |  | 0.96 | Solar Inverter |  | Outside
REIPNR-05590 | SANYO ELECTRIC | HIP-190BA | 190 | 791 | 138 | 10 |  | Solar | FIXED | Roof
REIPNR-05590 | SATCON TECHNOLOGY | PVS-135 (240 V) | 135000 | 1 |  |  | 0.96 | Solar Inverter |  | Outside
REIPNR-05591 | BAODING YINGLI NEW ENERGY RESOURCES CO | YL175(156) | 175 | 2400 | 137 | 10 |  | Solar | FIXED | Roof
REIPNR-05591 | XANTREX TECHNOLOGY | PV225S-480-P | 225000 | 1 |  |  | 0.96 | Solar Inverter |  | Outside
REIPNR-05591 | XANTREX TECHNOLOGY | PV225S-480-P | 225000 | 1 |  |  | 0.96 | Solar Inverter |  | Outside
REIPNR-05592 | SUNPOWER | SPR-305-WHT-U | 305 | 2760 | 202 | 5 |  | Solar | FIXED | Roof
REIPNR-05592 | SMA AMERICA | SWR2500U (208V) | 250000 | 3 |  |  | 0.97 | Solar Inverter |  | OUTDOOR
REIPNR-05593 | SUNTECH POWER | STP210S-18/UB-1 | 270 | 1023 | 170 | 10 |  | Solar | FIXED | Roof
REIPNR-05593 | SATCON TECHNOLOGY | PVS-250 (208 V) | 250000 | 1 |  |  | 0.97 | Solar Inverter |  | Outside
REIPNR-05595 | SHARP | ND-V230A1 | 230 | 1080 | 173 | 10 |  | Solar | FIXED | Roof
REIPNR-05595 | PV POWERED | PVP30KW-480 | 30000 | 4 |  |  | 0.96 | Solar Inverter |  | OUTDOOR
REIPNR-05595 | PV POWERED | PVP75KW-480 | 75000 | 1 |  |  | 0.96 | Solar Inverter |  | Outside
REIPNR-05595 | PV POWERED | PVP100KW-480 | 100000 | 1 |  |  | 0.96 | Solar Inverter |  | Outside
REIPNR-05596 | SHARP | ND-224UC1 | 235 | 1105 | 198 | 10 |  | Solar | FIXED | Roof
REIPNR-05596 | PV POWERED | PVP2500 | 260000 | 1 |  |  | 0.96 | Solar Inverter |  | Outside
REIPNR-05693 | SHARP | NE-170U1 | 170 | 300 | 221 | 10 |  | Solar | FIXED | Roof
REIPNR-05693 | SMA AMERICA | SB5000US (208V) | 5000 | 1 |  |  | 0.96 | Solar Inverter |  | Outside
REIPNR-05693 | SMA AMERICA | SB5000US (208V) | 5000 | 1 |  |  | 0.96 | Solar Inverter |  | Outside
REIPNR-05693 | SMA AMERICA | SB6000U (208V) | 6000 | 1 |  |  | 0.96 | Solar Inverter |  | Outside
REIPNR-05693 | SMA AMERICA | SB6000U (208V) | 6000 | 1 |  |  | 0.96 | Solar Inverter |  | Outside
REIPNR-05693 | SMA AMERICA | SB6000U (208V) | 6000 | 1 |  |  | 0.96 | Solar Inverter |  | Outside
REIPNR-05693 | SMA AMERICA | SB6000U (208V) | 6000 | 1 |  |  | 0.96 | Solar Inverter |  | Outside
REIPNR-05693 | SMA AMERICA | SB6000U (208V) | 6000 | 1 |  |  | 0.96 | Solar Inverter |  | Outside
REIPNR-05693 | SMA AMERICA | SB6000U (208V) | 6000 | 1 |  |  | 0.96 | Solar Inverter |  | Outside
REIPNR-05695 | SUNTECH POWER | STP210-18/UB-1 | 210 | 602 | 214 | 10 |  | Solar | FIXED | Roof
REIPNR-05695 | SATCON TECHNOLOGY | AE-135-60-PV-A | 135000 | 1 |  |  | 0.96 | Solar Inverter |  | OUTDOOR
REIPNR-05696 | SUNTECH POWER | STP210-18/UB-1 | 210 | 658 | 180 | 10 |  | Solar | FIXED | Roof
REIPNR-05696 | SATCON TECHNOLOGY | AE-135-60-PV-A | 135000 | 1 |  |  | 0.96 | Solar Inverter |  | OUTDOOR
REIPNR-05698 | SUNTECH POWER | STP210S-18/UB-1 | 210 | 585 | 145 | 15 |  | Solar | FIXED | Roof
REIPNR-05698 | SUNTECH POWER | STP210S-18/UB-1 | 210 | 60 | 180 | 35 |  | Solar | FIXED | Roof
REIPNR-05698 | FRONIUS USA |  | 12000 | 1 |  |  | 0.96 | Solar Inverter |  | OUTDOOR
REIPNR-05698 | SATCON TECHNOLOGY | PVS-135 (208 V) | 135000 | 1 |  |  | 0.96 | Solar Inverter |  | OUTDOOR
REIPNR-05699 | CHANGZHOU TRINA SOLAR ENERGY CO | TSM-185D | 235 | 144 | 142 | 15 |  | Solar | FIXED | Roof
REIPNR-05699 | FRONIUS USA |  | 10000 | 3 |  |  | 0.962 | Solar Inverter |  | OUTDOOR
REIPNR-05700 | SCHOTT SOLAR | SAPC-175 | 195 | 2408 | 190 | 12.5 |  | Solar | FIXED | Roof
REIPNR-05700 | SMA AMERICA | SC250U (480V) | 250000 | 2 |  |  | 0.975 | Solar Inverter |  | OUTDOOR
REIPNR-05704 | SUNTECH POWER | STP210-18/UB-1 | 210 | 30 | 158.8 | 15 |  | Solar | FIXED | Roof
REIPNR-05704 | SUNTECH POWER | STP210-18/UB-1 | 210 | 58 | 191 | 15 |  | Solar | FIXED | Roof
REIPNR-05704 | SMA AMERICA | SB5000US (208V) | 5000 | 3 |  |  | 0.96 | Solar Inverter |  | OUTDOOR
REIPNR-05705 | SUNTECH POWER | STP200-18/UB-1 | 200 | 531 | 175 | 15 |  | Solar | FIXED | Roof
REIPNR-05705 | SMA AMERICA | SB7000US (208V) | 7000 | 3 |  |  | 0.97 | Solar Inverter |  | Outside
REIPNR-05705 | PV POWERED | PVP100KW-208 | 100000 | 1 |  |  | 0.96 | Solar Inverter |  | Outside
REIPNR-05709 | SUNTECH POWER | STP210S-18/UB-1 | 270 | 781 | 172 | 10 |  | Solar | FIXED | Roof
REIPNR-05709 | SATCON TECHNOLOGY | PVS-100 (480 V) | 75000 | 1 |  |  | 0.96 | Solar Inverter |  | INDOOR
REIPNR-05709 | SATCON TECHNOLOGY | PVS-100 (480 V) | 100000 | 1 |  |  | 0.96 | Solar Inverter |  | INDOOR
REIPNR-05710 | EVERGREEN SOLAR | ES-190-SL | 190 | 1504 | 180 | 10.6 |  | Solar | FIXED | Roof
REIPNR-05710 | EVERGREEN SOLAR | ES-190-SL | 190 | 2112 | 180 | 10.6 |  | Solar | FIXED | Roof
REIPNR-05710 | EVERGREEN SOLAR | ES-190-SL | 190 | 4288 | 180 | 10.6 |  | Solar | FIXED | Roof
REIPNR-05710 | ADVANCED ENERGY INDUSTRIES | 3159000-104 | 333000 | 4 |  |  | 0.975 | Solar Inverter |  | Outside
REIPNR-05712 | KYOCERA SOLAR | KD210GX-L | 210 | 1316 | 155 | 2 |  | Solar | FIXED | Roof
REIPNR-05712 | SMA AMERICA | SC250U (480V) | 250000 | 1 |  |  | 0.97 | Solar Inverter |  | INDOOR
REIPNR-05832 | SHARP | ND-U230C1 | 235 | 324 | 212 | 7 |  | Solar | FIXED | Roof
REIPNR-05832 | SATCON TECHNOLOGY | PVS-75 (208 V) | 75000 | 1 |  |  | 0.963 | Solar Inverter |  | Outside
REIPNR-05833 | SHARP | ND-V230A1 | 230 | 884 | 180 | 12.5 |  | Solar | FIXED | Roof
REIPNR-05833 | SMA AMERICA | SC250U (480V) | 250000 | 1 |  |  | 0.975 | Solar Inverter |  | Outside
REIPNR-05835 | SCHUCO USA |  | 220 | 1400 | 180 | 12.5 |  | Solar | FIXED | Roof
REIPNR-05835 | SMA AMERICA | SC250U (480V) | 250000 | 1 |  |  | 0.975 | Solar Inverter |  | Outside
REIPNR-05836 | CONERGY AG | S 175MU | 235 | 756 | 182 | 10 |  | Solar | FIXED | Roof
REIPNR-05836 | SATCON TECHNOLOGY | PVS-250 (240 V) | 75000 | 2 |  |  | 0.95 | Solar Inverter |  | OUTDOOR
REIPNR-05837 | SUNTECH POWER | STP200-18/UB-1 | 200 | 574 | 218.9 | 15 |  | Solar | FIXED | Roof
REIPNR-05837 | PV POWERED | PVP100KW-208 | 100000 | 1 |  |  | 0.96 | Solar Inverter |  | OUTDOOR
REIPNR-05838 | SUNTECH POWER | STP200-18/UB-1 | 200 | 434 | 191 | 15 |  | Solar | FIXED | Roof
REIPNR-05838 | PV POWERED | PVP75KW-208 | 75000 | 1 |  |  | 1 | Solar Inverter |  | OUTDOOR
REIPNR-05839 | SUNTECH POWER | STP200-18/UB-1 | 200 | 680 | 124.2 | 5 |  | Solar | FIXED | Roof
REIPNR-05839 | SMA AMERICA | SB6000U (208V) | 6000 | 24 |  |  | 0.96 | Solar Inverter |  | Outside
REIPNR-05841 | SUNTECH POWER | STP200-18/UB-1 | 200 | 303 | 183 | 10 |  | Solar | FIXED | Roof
REIPNR-05841 | SUNTECH POWER | STP210-18/UB-1 | 210 | 364 | 183 | 10 |  | Solar | FIXED | Roof
REIPNR-05841 | SMA AMERICA | SB7000US (208V) | 7000 | 8 |  |  | 0.96 | Solar Inverter |  | OUTDOOR
REIPNR-05841 | PV POWERED | PVP75KW-208 | 75000 | 1 |  |  | 0.96 | Solar Inverter |  | Outside
REIPNR-05846 | SUNPOWER | SPR-225-BLK-U | 225 | 165 | 107 | 18.4 |  | Solar | FIXED | Roof
REIPNR-05846 | SUNPOWER | SPR-225-BLK-U | 225 | 385 | 197 | 30.2 |  | Solar | FIXED | Roof
REIPNR-05846 | SATCON TECHNOLOGY | PVS-30 (208 V) | 30000 | 1 |  |  | 0.95 | Solar Inverter |  | OUTDOOR
REIPNR-05846 | SATCON TECHNOLOGY | AE-75-60-PV-A | 75000 | 1 |  |  | 0.96 | Solar Inverter |  | OUTDOOR
REIPNR-05848 | SUNPOWER | SPR-225-BLK-U | 225 | 165 | 99 | 18.4 |  | Solar | FIXED | Roof
REIPNR-05848 | SATCON TECHNOLOGY | PVS-30 (208 V) | 30000 | 1 |  |  | 0.95 | Solar Inverter |  | Outside
REIPNR-05850 | SUNPOWER | SPR-225-BLK-U | 225 | 165 | 270 | 18.4 |  | Solar | FIXED | Roof
REIPNR-05850 | SATCON TECHNOLOGY | PVS-30 (208 V) | 30000 | 1 |  |  | 0.95 | Solar Inverter |  | Outside
REIPNR-05851 | CHANGZHOU TRINA SOLAR ENERGY CO | TSM-185D | 235 | 455 | 156 | 4 |  | Solar | FIXED | Roof
REIPNR-05851 | CHANGZHOU TRINA SOLAR ENERGY CO | TSM-185D | 235 | 364 | 336 | 4 |  | Solar | FIXED | Roof
REIPNR-05851 | SATCON TECHNOLOGY | PVS-100 (208 V) | 100000 | 2 |  |  | 0.963 | Solar Inverter |  | Inside
REIPNR-05853 | SOLYNDRA | SL-001-173U | 173 | 1035 | 180 | 0 |  | Solar | FIXED | Roof
REIPNR-05853 | PV POWERED | PVP75KW-208 | 75000 | 1 |  |  | 0.955 | Solar Inverter |  | Outside
REIPNR-05853 | PV POWERED | PVP100KW-208 | 100000 | 1 |  |  | 0.96 | Solar Inverter |  | Outside
REIPNR-05854 | SOLYNDRA | SL-001-173U | 173 | 345 | 180 | 0 |  | Solar | FIXED | Roof
REIPNR-05854 | PV POWERED | PVP75KW-208 | 75000 | 1 |  |  | 0.955 | Solar Inverter |  | Outside
REIPNR-05856 | EVERGREEN SOLAR | ES-190-TL | 190 | 1540 | 225 | 20 |  | Solar | FIXED | Roof
REIPNR-05856 | XANTREX TECHNOLOGY | GT250-480 | 250000 | 1 |  |  | 0.96 | Solar Inverter |  | OUTDOOR
REIPNR-05857 | BAODING YINGLI NEW ENERGY RESOURCES CO | YL175(156) | 230 | 1692 | 209 | 11 |  | Solar | FIXED | Roof
REIPNR-05857 | SATCON TECHNOLOGY | PVS-375 (480 V) | 375 | 1 |  |  | 0.955 | Solar Inverter |  | Outside
REIPNR-05860 | SUNTECH POWER | STP210-18/UB-1 | 210 | 1736 | 204 | 10 |  | Solar | FIXED | Roof
REIPNR-05860 | ADVANCED ENERGY INDUSTRIES | 3159000-104 | 333000 | 1 |  |  | 0.96 | Solar Inverter |  | Outside
REIPNR-05869 | SUNTECH POWER | STP210-18/UB-1 | 210 | 1260 | 212 | 10 |  | Solar | FIXED | Roof
REIPNR-05869 | XANTREX TECHNOLOGY | GT2.5-NA-DS-240 | 250000 | 1 |  |  | 0.966 | Solar Inverter |  | Outside
REIPNR-05870 | CHANGZHOU TRINA SOLAR ENERGY CO | TSM-185D | 235 | 1740 | 180 | 25 |  | Solar | FIXED | Ground
REIPNR-05870 | PV POWERED | PVP100KW-208 | 100000 | 1 |  |  | 0.96 | Solar Inverter |  | OUTDOOR
REIPNR-05870 | PV POWERED | PVP30KW-LV-480 | 260000 | 1 |  |  | 0.97 | Solar Inverter |  | OUTDOOR
REIPNR-05871 | CHANGZHOU TRINA SOLAR ENERGY CO | TSM-185D | 235 | 1596 | 207 | 25 |  | Solar | FIXED | Ground
REIPNR-05871 | PV POWERED | PVP100KW-480 | 100000 | 1 |  |  | 0.955 | Solar Inverter |  | OUTDOOR
REIPNR-05871 | PV POWERED | PVP30KW-480 | 260000 | 1 |  |  | 0.97 | Solar Inverter |  | OUTDOOR
REIPNR-05873 | SUNPOWER | SPR-225-BLK-U | 225 | 240 | 130 | 18.5 |  | Solar | FIXED | Roof
REIPNR-05873 | SUNPOWER | SPR-225-BLK-U | 225 | 210 | 224 | 18.5 |  | Solar | FIXED | Roof
REIPNR-05873 | SATCON TECHNOLOGY | PVS-50 (208 V) | 50000 | 2 |  |  | 0.96 | Solar Inverter |  | INDOOR
REIPNR-05874 | SHARP | ND-U230C1 | 230 | 442 | 217 | 3 |  | Solar | FIXED | Roof
REIPNR-05874 | SATCON TECHNOLOGY | PVS-50 (208 V) | 50000 | 2 |  |  | 0.955 | Solar Inverter |  | Outside
REIPNR-05888 | SUNTECH POWER | STP210-18/UB-1 | 210 | 1830 | 152 | 10 |  | Solar | FIXED | Roof
REIPNR-05888 | ADVANCED ENERGY INDUSTRIES | 3159000-110 | 333000 | 1 |  |  | 0.96 | Solar Inverter |  | Outside
REIPNR-05889 | SOLARWORLD | SW185 MONO/T | 240 | 1092 | 160 | 10 |  | Solar | FIXED | Roof
REIPNR-05889 | SATCON TECHNOLOGY | AE-135-60-PV-A | 135000 | 2 |  |  | 0.96 | Solar Inverter |  | OUTDOOR
REIPNR-05891 | UNITED SOLAR OVONIC | PVL-68 | 68 | 34 | 172 | 0 |  | Solar | FIXED | Roof
REIPNR-05891 | UNITED SOLAR OVONIC | PVL-136 | 136 | 71 | 172 | 0 |  | Solar | FIXED | Roof
REIPNR-05891 | SMA AMERICA | SB5000US (208V) | 5000 | 2 |  |  | 0.968 | Solar Inverter |  | Inside
REIPNR-05892 | SUNTECH POWER | STP210-18/UB-1 | 210 | 450 | 151 | 10 |  | Solar | FIXED | Roof
REIPNR-05892 | PV POWERED | PVP100KW-208 | 100000 | 1 |  |  | 0.96 | Solar Inverter |  | OUTDOOR
REIPNR-05895 | CHANGZHOU TRINA SOLAR ENERGY CO | TSM-180D | 180 | 2486 | 208 | 10 |  | Solar | FIXED | Roof
REIPNR-05895 | SATCON TECHNOLOGY | PVS-375 (480 V) | 375000 | 1 |  |  | 0.96 | Solar Inverter |  | Outside
REIPNR-05897 | CHANGZHOU TRINA SOLAR ENERGY CO | TSM-180D | 180 | 1826 | 210 | 10 |  | Solar | FIXED | Roof
REIPNR-05897 | SATCON TECHNOLOGY | PVS-135 (208 V) | 135000 | 1 |  |  | 0.96 | Solar Inverter |  | Outside
REIPNR-05897 | SATCON TECHNOLOGY | PVS-135 (240 V) | 135000 | 1 |  |  | 0.96 | Solar Inverter |  | Outside
REIPNR-05941 | SOLYNDRA | SL-001-173U | 173 | 3090 | 180 | 0 |  | Solar | FIXED | Roof
REIPNR-05941 | SATCON TECHNOLOGY | PVS-500 (480 V) | 500000 | 1 |  |  | 0.975 | Solar Inverter |  | Inside
REIPNR-05991 | SOLYNDRA | SL-001-173U | 173 | 185 | 204 | 0 |  | Solar | FIXED | Roof
REIPNR-05991 | SOLYNDRA | SL-001-182U | 182 | 1280 | 204 | 0 |  | Solar | FIXED | Roof
REIPNR-05991 | SATCON TECHNOLOGY | PVS-250 (240 V) | 250000 | 1 |  |  | 0.96 | Solar Inverter |  | Inside
REIPNR-05992 | SUNTECH POWER | STP210S-18/UB-1 | 270 | 814 | 157 | 10 |  | Solar | FIXED | Roof
REIPNR-05992 | SOLECTRIA RENEWABLES | PVI95KW-208 | 95000 | 1 |  |  | 0.96 | Solar Inverter |  | INDOOR
REIPNR-05992 | SOLECTRIA RENEWABLES | PVI95KW-480 | 95000 | 1 |  |  | 0.96 | Solar Inverter |  | INDOOR
REIPNR-05994 | CHANGZHOU TRINA SOLAR ENERGY CO | TSM-185D | 230 | 897 | 218 | 10 |  | Solar | FIXED | Roof
REIPNR-05994 | SOLECTRIA RENEWABLES | PVI82KW-480 | 82000 | 1 |  |  | 0.96 | Solar Inverter |  | OUTDOOR
REIPNR-05994 | SOLECTRIA RENEWABLES | PVI95KW-480 | 95000 | 1 |  |  | 0.96 | Solar Inverter |  | OUTDOOR
REIPNR-05996 | BAODING YINGLI NEW ENERGY RESOURCES CO | YL175(156) | 230 | 156 | 180 | 10 |  | Solar | FIXED | Ground
REIPNR-05996 | BAODING YINGLI NEW ENERGY RESOURCES CO | YL175(156) | 230 | 559 | 180 | 10 |  | Solar | FIXED | Ground
REIPNR-05996 | BAODING YINGLI NEW ENERGY RESOURCES CO | YL175(156) | 230 | 1170 | 180 | 13 |  | Solar | FIXED | Ground
REIPNR-05996 | BAODING YINGLI NEW ENERGY RESOURCES CO | YL175(156) | 230 | 1300 | 180 | 13 |  | Solar | FIXED | Ground
REIPNR-05996 | PV POWERED | PVP30KW-208 | 30000 | 1 |  |  | 0.965 | Solar Inverter |  | OUTDOOR
REIPNR-05996 | PV POWERED | PVP100KW-480 | 100000 | 1 |  |  | 0.965 | Solar Inverter |  | OUTDOOR
REIPNR-05996 | PV POWERED | PVP2500 | 260000 | 1 |  |  | 0.965 | Solar Inverter |  | Outside
REIPNR-05996 | PV POWERED | PVP2500 | 260000 | 1 |  |  | 0.965 | Solar Inverter |  | Outside
REIPNR-05997 | BAODING YINGLI NEW ENERGY RESOURCES CO | YL175(156) | 230 | 403 | 165 | 15 |  | Solar | FIXED | Ground
REIPNR-05997 | BAODING YINGLI NEW ENERGY RESOURCES CO | YL175(156) | 230 | 1300 | 180 | 15 |  | Solar | FIXED | Ground
REIPNR-05997 | BAODING YINGLI NEW ENERGY RESOURCES CO | YL175(156) | 230 | 1300 | 180 | 15 |  | Solar | FIXED | Ground
REIPNR-05997 | PV POWERED | PVP75KW-480 | 75000 | 1 |  |  | 0.965 | Solar Inverter |  | OUTDOOR
REIPNR-05997 | PV POWERED | PVP2500 | 260000 | 1 |  |  | 0.965 | Solar Inverter |  | Outside
REIPNR-05997 | PV POWERED | PVP2500 | 260000 | 1 |  |  | 0.965 | Solar Inverter |  | Outside
REIPNR-05999 | BAODING YINGLI NEW ENERGY RESOURCES CO | YL175(156) | 230 | 1014 | 105 | 15 |  | Solar | FIXED | Ground
REIPNR-05999 | BAODING YINGLI NEW ENERGY RESOURCES CO | YL175(156) | 230 | 1144 | 115 | 15 |  | Solar | FIXED | Ground
REIPNR-05999 | PV POWERED | PVP100KW-480 | 100000 | 2 |  |  | 0.965 | Solar Inverter |  | OUTDOOR
REIPNR-05999 | PV POWERED | PVP2500 | 260000 | 1 |  |  | 0.965 | Solar Inverter |  | OUTDOOR
REIPNR-06000 | BAODING YINGLI NEW ENERGY RESOURCES CO | YL175(156) | 230 | 728 | 220 | 15 |  | Solar | FIXED | Ground
REIPNR-06000 | PV POWERED | PVP75KW-208 | 75000 | 2 |  |  | 0.96 | Solar Inverter |  | Outside
REIPNR-06001 | BAODING YINGLI NEW ENERGY RESOURCES CO | YL175(156) | 230 | 637 | 180 | 0 |  | Solar | FIXED | Roof
REIPNR-06001 | PV POWERED | PVP75KW-208 | 75000 | 2 |  |  | 0.96 | Solar Inverter |  | Outside
REIPNR-06003 | BAODING YINGLI NEW ENERGY RESOURCES CO | YL175(156) | 230 | 1404 | 180 | 10 |  | Solar | FIXED | Pole
REIPNR-06003 | BAODING YINGLI NEW ENERGY RESOURCES CO | YL175(156) | 230 | 741 | 138 | 11 |  | Solar | FIXED | Roof
REIPNR-06003 | PV POWERED | PVP30KW-208 | 30000 | 1 |  |  | 0.96 | Solar Inverter |  | OUTDOOR
REIPNR-06003 | PV POWERED | PVP100KW-208 | 100000 | 1 |  |  | 0.96 | Solar Inverter |  | OUTDOOR
REIPNR-06003 | PV POWERED | PVP2500 | 260000 | 1 |  |  | 0.965 | Solar Inverter |  | OUTDOOR
REIPNR-06007 | SOLYNDRA | SL-001-173U | 173 | 360 | 180 | 0 |  | Solar | FIXED | Roof
REIPNR-06007 | PV POWERED | PVP75KW-480 | 75000 | 1 |  |  | 0.955 | Solar Inverter |  | Outside
REIPNR-06012 | CHANGZHOU TRINA SOLAR ENERGY CO | TSM-185D | 230 | 637 | 179 | 10 |  | Solar | FIXED | Roof
REIPNR-06012 | SOLECTRIA RENEWABLES | PVI60KW-208 | 60000 | 1 |  |  | 0.96 | Solar Inverter |  | Inside
REIPNR-06012 | SOLECTRIA RENEWABLES | PVI82KW-208 | 82000 | 1 |  |  | 0.96 | Solar Inverter |  | Inside
REIPNR-06014 | CHANGZHOU TRINA SOLAR ENERGY CO | TSM-185D | 230 | 871 | 153 | 10 |  | Solar | FIXED | Roof
REIPNR-06014 | SOLECTRIA RENEWABLES | PVI82KW-480 | 82000 | 1 |  |  | 0.96 | Solar Inverter |  | OUTDOOR
REIPNR-06014 | SOLECTRIA RENEWABLES | PVI95KW-480 | 95000 | 1 |  |  | 0.96 | Solar Inverter |  | OUTDOOR
REIPNR-06015 | SUNPOWER | SPR-305-WHT-U | 305 | 5784 | 184 | 25 |  | Solar | FIXED | Ground
REIPNR-06015 | SATCON TECHNOLOGY | PVS-500 (480 V) | 500000 | 3 |  |  | 0.96 | Solar Inverter |  | Outside
REIPNR-06044 | SOLYNDRA | SL-001-173U | 173 | 76 | 150 | 0 |  | Solar | FIXED | Roof
REIPNR-06044 | SOLYNDRA | SL-001-182U | 182 | 624 | 150 | 0 |  | Solar | FIXED | Roof
REIPNR-06044 | PV POWERED | PVP100KW-480 | 100000 | 1 |  |  | 0.965 | Solar Inverter |  | OUTDOOR
REIPNR-06109 | SHARP | ND-224U1F | 235 | 1066 | 142 | 10 |  | Solar | FIXED | Roof
REIPNR-06109 | PV POWERED | PVP100KW-208 | 260000 | 1 |  |  | 0.968 | Solar Inverter |  | OUTDOOR
REIPNR-06114 | SUNPOWER | SPR-225-BLK-U | 225 | 14 | 180 | 18 |  | Solar | FIXED | Roof
REIPNR-06114 | SUNPOWER CORP (ORIGINAL MFRSMA) | SPR-3000M (208V) | 3000 | 1 |  |  | 0.96 | Solar Inverter |  | INDOOR
REIPNR-06116 | SHARP | ND-224UC1 | 235 | 754 | 159 | 10 |  | Solar | FIXED | Roof
REIPNR-06116 | PV POWERED | PVP75KW-208 | 75000 | 1 |  |  | 0.95 | Solar Inverter |  | INDOOR
REIPNR-06116 | PV POWERED | PVP100KW-208 | 100000 | 1 |  |  | 0.95 | Solar Inverter |  | INDOOR
REIPNR-06117 | SUNTECH POWER | STP210-18/UB-1 | 210 | 2065 | 116 | 3 |  | Solar | FIXED | Roof
REIPNR-06117 | SUNTECH POWER | STP210-18/UB-1 | 210 | 1430 | 294.3 | 3 |  | Solar | FIXED | Roof
REIPNR-06117 | PV POWERED | PVP100KW-208 | 100000 | 1 |  |  | 0.96 | Solar Inverter |  | OUTDOOR
REIPNR-06117 | PV POWERED | PVP100KW-208 | 100000 | 1 |  |  | 0.97 | Solar Inverter |  | OUTDOOR
REIPNR-06117 | PV POWERED | PVP100KW-208 | 260000 | 1 |  |  | 0.96 | Solar Inverter |  | OUTDOOR
REIPNR-06117 | PV POWERED | PVP2800 | 260000 | 1 |  |  | 0.97 | Solar Inverter |  | OUTDOOR
REIPNR-06123 | EVERGREEN SOLAR |  | 205 | 720 | 180 | 25 |  | Solar | FIXED | Ground
REIPNR-06123 | SATCON TECHNOLOGY | AE-135-60-PV-A | 135000 | 1 |  |  | 0.96 | Solar Inverter |  | OUTDOOR
REIPNR-06124 | SHARP | ND-U230C1 | 235 | 676 | 218 | 10 |  | Solar | FIXED | Roof
REIPNR-06124 | SATCON TECHNOLOGY | PVS-135 (208 V) | 135000 | 1 |  |  | 0.962 | Solar Inverter |  | Outside
REIPNR-06126 | SUNTECH POWER | STP210S-18/UB-1 | 270 | 726 | 180 | 20 |  | Solar | FIXED | Ground
REIPNR-06126 | SUNTECH POWER | STP210S-18/UB-1 | 280 | 627 | 180 | 20 |  | Solar | FIXED | Ground
REIPNR-06126 | SATCON TECHNOLOGY | PVS-375 (480 V) | 375000 | 1 |  |  | 0.965 | Solar Inverter |  | OUTDOOR
REIPNR-06141 | BP SOLAR | SX3195B | 195 | 3616 | 45 | 2 |  | Solar | FIXED | Roof
REIPNR-06141 | BP SOLAR | SX3195B | 195 | 3872 | 135 | 2 |  | Solar | FIXED | Roof
REIPNR-06141 | BP SOLAR | SX3195B | 195 | 1456 | 225 | 2 |  | Solar | FIXED | Roof
REIPNR-06141 | BP SOLAR | SX3195B | 195 | 3472 | 315 | 2 |  | Solar | FIXED | Roof
REIPNR-06141 | XANTREX TECHNOLOGY | GT2.5-NA-DS-240 | 250000 | 8 |  |  | 0.968 | Solar Inverter |  | Outside
REIPNR-06175 | SHARP | ND-224U1F | 235 | 1066 | 142 | 10 |  | Solar | FIXED | Roof
REIPNR-06175 | XANTREX TECHNOLOGY | GT2.5-NA-DS-240 | 250000 | 1 |  |  | 0.966 | Solar Inverter |  | Inside
REIPNR-06176 | SUNPOWER | SPR-215-BLK-U | 215 | 48 | 138 | 29 |  | Solar | FIXED | Roof
REIPNR-06176 | SUNPOWER CORP (ORIGINAL MFRSMA) | SPR-5000M (208V) | 5000 | 2 |  |  | 0.968 | Solar Inverter |  | INDOOR
REIPNR-06179 | SANYO ELECTRIC | HIP-190BA | 190 | 564 | 180 | 20 |  | Solar | FIXED | Roof
REIPNR-06179 | SANYO ELECTRIC | HIP-195BA19 | 195 | 216 | 180 | 20 |  | Solar | FIXED | Roof
REIPNR-06179 | SHARP | ND-216U1F | 216 | 588 | 180 | 20 |  | Solar | FIXED | Roof
REIPNR-06179 | SATCON TECHNOLOGY | PVS-100 (208 V) | 100000 | 1 |  |  | 0.96 | Solar Inverter |  | OUTDOOR
REIPNR-06179 | SATCON TECHNOLOGY | AE-135-60-PV-A | 135000 | 1 |  |  | 0.96 | Solar Inverter |  | OUTDOOR
REIPNR-06182 | CANADIAN SOLAR | CS5P-230 | 230 | 806 | 144 | 10 |  | Solar | FIXED | Roof
REIPNR-06182 | SMA AMERICA | SB5000US (240V) | 5000 | 2 |  |  | 0.955 | Solar Inverter |  | INDOOR
REIPNR-06182 | SMA AMERICA | SB7000US (208V) | 7000 | 6 |  |  | 0.955 | Solar Inverter |  | INDOOR
REIPNR-06182 | PV POWERED | PVP100KW-208 | 100000 | 1 |  |  | 0.955 | Solar Inverter |  | INDOOR
REIPNR-06253 | EVERGREEN SOLAR | ES-195-RL | 195 | 12 | 135 | 40 |  | Solar | FIXED | Roof
REIPNR-06253 | FRONIUS USA | IG 3000 | 3000 | 1 |  |  | 0.952 | Solar Inverter |  | Inside
REIPNR-06254 | SHARP | ND-224UC1 | 235 | 12 | 170 | 26 |  | Solar | FIXED | Ground
REIPNR-06254 | FRONIUS USA |  | 3000 | 1 |  |  | 0.962 | Solar Inverter |  | Outside
REIPNR-06341 | SUNPOWER | SPR-305-WHT-U | 305 | 664 | 185 | 5 |  | Solar | FIXED | Roof
REIPNR-06341 | SUNPOWER | SPR-305-WHT-U | 305 | 856 | 185 | 5 |  | Solar | FIXED | Roof
REIPNR-06341 | SATCON TECHNOLOGY | AE-225-60-PV-A | 225000 | 2 |  |  | 0.945 | Solar Inverter |  | Outside
REIPNR-06342 | SUNPOWER | SPR-225-BLK-U | 225 | 4 | 196 | 34 |  | Solar | FIXED | Roof
REIPNR-06342 | SUNPOWER CORP (ORIGINAL MFRXANTREX) | SPR-3300X (208V) | 3300 | 1 |  |  | 0.953 | Solar Inverter |  | Inside
REIPNR-06343 | SUNPOWER | SPR-305-WHT-U | 305 | 4488 | 153 | 5 |  | Solar | FIXED | Roof
REIPNR-06343 | SMA AMERICA | SC250U (480V) | 250000 | 1 |  |  | 0.97 | Solar Inverter |  | OUTDOOR
REIPNR-06343 | SMA AMERICA | SB5000US (208V) | 500000 | 2 |  |  | 0.97 | Solar Inverter |  | OUTDOOR
REIPNR-06344 | UNITED SOLAR OVONIC | PVL-144 | 144 | 528 | 186 | 5 |  | Solar | FIXED | Roof
REIPNR-06344 | PV POWERED | PVP75KW-480 | 75000 | 1 |  |  | 0.96 | Solar Inverter |  | Outside
REIPNR-06345 | SUNTECH POWER | STP200-18/UB-1 | 205 | 448 | 173 | 5 |  | Solar | FIXED | Roof
REIPNR-06345 | PV POWERED | PVP100KW-208 | 100000 | 1 |  |  | 0.96 | Solar Inverter |  | OUTDOOR
REIPNR-06346 | SHARP | ND-V230A1 | 235 | 325 | 218 | 14 |  | Solar | FIXED | Roof
REIPNR-06346 | SHARP | ND-U230C1 | 235 | 52 | 128 | 18 |  | Solar | FIXED | Roof
REIPNR-06346 | SMA AMERICA | SB6000U (208V) | 6000 | 2 |  |  | 0.97 | Solar Inverter |  | Inside
REIPNR-06346 | PV POWERED | PVP75KW-208 | 75000 | 1 |  |  | 0.96 | Solar Inverter |  | Outside
REIPNR-06347 | BP SOLAR | SX3200B | 225 | 3302 | 162 | 5 |  | Solar | FIXED | Roof
REIPNR-06347 | SOLECTRIA RENEWABLES | PVI60KW-208 | 266000 | 1 |  |  | 0.974 | Solar Inverter |  | INDOOR
REIPNR-06347 | SOLECTRIA RENEWABLES | PVI2500-208 | 500000 | 1 |  |  | 0.974 | Solar Inverter |  | INDOOR
REIPNR-06348 | SHARP | ND-U230C1 | 235 | 60 | 187 | 15 |  | Solar | FIXED | Roof
REIPNR-06348 | SHARP | ND-U230C1 | 235 | 1989 | 187 | 15 |  | Solar | FIXED | Roof
REIPNR-06348 | PV POWERED | PVP4600 | 4600 | 3 |  |  | 0.96 | Solar Inverter |  | Outside
REIPNR-06348 | PV POWERED | PVP100KW-480 | 100000 | 2 |  |  | 0.96 | Solar Inverter |  | Outside
REIPNR-06348 | PV POWERED | PVP30KW-208 | 260000 | 1 |  |  | 0.96 | Solar Inverter |  | Outside
REIPNR-06350 | SHARP | ND-224UC1 | 235 | 7212 | 179 | 5 |  | Solar | FIXED | Roof
REIPNR-06350 | PV POWERED | PVP75KW-480 | 75000 | 2 |  |  | 0.96 | Solar Inverter |  | Outside
REIPNR-06350 | PV POWERED | PVP2500 | 260000 | 6 |  |  | 0.96 | Solar Inverter |  | Outside
REIPNR-06351 | SHARP | ND-V230A1 | 235 | 660 | 220 | 2.2 |  | Solar | FIXED | Roof
REIPNR-06351 | SHARP | ND-V230A1 | 235 | 48 | 200 | 28.5 |  | Solar | FIXED | Roof
REIPNR-06351 | XANTREX TECHNOLOGY | GT2.8-NA-240/208 (208V) | 2800 | 4 |  |  | 0.96 | Solar Inverter |  | Outside
REIPNR-06351 | PV POWERED | PVP30KW-LV-480 | 30000 | 5 |  |  | 0.96 | Solar Inverter |  | Outside
REIPNR-06352 | SHARP | ND-U230C1 | 235 | 936 | 222 | 10 |  | Solar | FIXED | Roof
REIPNR-06352 | PV POWERED | PVP100KW-480 | 260000 | 1 |  |  | 0.96 | Solar Inverter |  | Inside
REIPNR-06407 | CHANGZHOU TRINA SOLAR ENERGY CO | TSM-180D | 180 | 396 | 192 | 10 |  | Solar | FIXED | Roof
REIPNR-06407 | SATCON TECHNOLOGY | PVS-75 (208 V) | 75000 | 1 |  |  | 0.967 | Solar Inverter |  | Inside
REIPNR-06408 | CHANGZHOU TRINA SOLAR ENERGY CO | TSM-180D | 180 | 330 | 192 | 10 |  | Solar | FIXED | Roof
REIPNR-06408 | SATCON TECHNOLOGY | PVS-50 (208 V) | 50000 | 1 |  |  | 0.967 | Solar Inverter |  | Inside
REIPNR-06409 | CHANGZHOU TRINA SOLAR ENERGY CO | TSM-180D | 180 | 913 | 211 | 10 |  | Solar | FIXED | Roof
REIPNR-06409 | SATCON TECHNOLOGY | PVS-135 (208 V) | 135000 | 1 |  |  | 0.967 | Solar Inverter |  | INDOOR
REIPNR-06410 | CHANGZHOU TRINA SOLAR ENERGY CO | TSM-180D | 180 | 913 | 211 | 10 |  | Solar | FIXED | Roof
REIPNR-06410 | SATCON TECHNOLOGY | PVS-135 (208 V) | 135000 | 1 |  |  | 0.967 | Solar Inverter |  | INDOOR
REIPNR-06468 | SUNPOWER | SPR-230-WHT-U | 230 | 506 | 155 | 12.9 |  | Solar | FIXED | Roof
REIPNR-06468 | SATCON TECHNOLOGY | AE-100-60-PV-A | 100000 | 1 |  |  | 0.96 | Solar Inverter |  | INDOOR
REIPNR-06529 | SHARP | ND-224U1F | 224 | 1560 | 192 | 10 |  | Solar | FIXED | Roof
REIPNR-06529 | PV POWERED | PVP100KW-480 | 100000 | 1 |  |  | 0.96 | Solar Inverter |  | INDOOR
REIPNR-06529 | PV POWERED | PVP2500 | 260000 | 1 |  |  | 0.96 | Solar Inverter |  | INDOOR
REIPNR-06530 | SHARP | ND-216U1F | 216 | 299 | 192 | 18 |  | Solar | FIXED | Roof
REIPNR-06530 | PV POWERED | PVP75KW-480 | 75000 | 1 |  |  | 0.96 | Solar Inverter |  | Outside
REIPNR-06531 | SHARP | ND-216U1F | 216 | 598 | 178 | 10 |  | Solar | FIXED | Roof
REIPNR-06531 | PV POWERED | PVP30KW-LV-480 | 30000 | 1 |  |  | 0.96 | Solar Inverter |  | INDOOR
REIPNR-06531 | PV POWERED | PVP100KW-480 | 100000 | 1 |  |  | 0.96 | Solar Inverter |  | INDOOR
REIPNR-06532 | SHARP | ND-224U1F | 224 | 936 | 162 | 10 |  | Solar | FIXED | Roof
REIPNR-06532 | PV POWERED | PVP100KW-480 | 100000 | 2 |  |  | 0.96 | Solar Inverter |  | Outside
REIPNR-06533 | SHARP | ND-224U1F | 224 | 480 | 152 | 10 |  | Solar | FIXED | Roof
REIPNR-06533 | PV POWERED | PVP100KW-480 | 100000 | 1 |  |  | 0.96 | Solar Inverter |  | Outside
REIPNR-06534 | SUNPOWER | SPR-225-BLK-U | 225 | 24 | 238 | 28 |  | Solar | FIXED | Roof
REIPNR-06534 | SMA AMERICA | SB6000U (208V) | 6000 | 1 |  |  | 0.97 | Solar Inverter |  | INDOOR
REIPNR-06542 | SHARP | ND-U230C1 | 230 | 754 | 227 | 10 |  | Solar | FIXED | Roof
REIPNR-06542 | SATCON TECHNOLOGY | PVS-135 (208 V) | 135000 | 1 |  |  | 0.962 | Solar Inverter |  | Outside
REIPNR-06598 | ET SOLAR INDUSTRY | ET-P654205 | 205 | 750 | 0 | 0 |  | Solar | FIXED | Roof
REIPNR-06598 | ET SOLAR INDUSTRY | ET-P654205 | 205 | 270 | 134 | 5 |  | Solar | FIXED | Roof
REIPNR-06598 | ET SOLAR INDUSTRY | ET-P654205 | 205 | 225 | 134 | 20 |  | Solar | FIXED | Ground
REIPNR-06598 | SATCON TECHNOLOGY | PVS-30 (480 V) | 30 | 1 |  |  | 0.96 | Solar Inverter |  | OUTDOOR
REIPNR-06598 | SATCON TECHNOLOGY | PVS-50 (480 V) | 50000 | 1 |  |  | 0.96 | Solar Inverter |  | OUTDOOR
REIPNR-06598 | SATCON TECHNOLOGY | PVS-135 (208 V) | 135000 | 1 |  |  | 0.96 | Solar Inverter |  | OUTDOOR
REIPNR-06601 | SHANGHAI SOLAR ENERGY S&T | S-180C | 195 | 1296 | 155 | 10 |  | Solar | FIXED | Roof
REIPNR-06601 | SMA AMERICA | SUNNY BOY CONTROL | 250000 | 1 |  |  | 0.975 | Solar Inverter |  | OUTDOOR
REIPNR-06602 | SCHUCO USA |  | 195 | 2064 | 156 | 12 |  | Solar | FIXED | Roof
REIPNR-06602 | SMA AMERICA | SB5000US (208V) | 500000 | 1 |  |  | 0.975 | Solar Inverter |  | Inside
REIPNR-06603 | CHANGZHOU TRINA SOLAR ENERGY CO | TSM-185D | 235 | 1339 | 199 | 10 |  | Solar | FIXED | Roof
REIPNR-06603 | PV POWERED | PVP100KW-208 | 260000 | 1 |  |  | 0.96 | Solar Inverter |  | OUTDOOR
REIPNR-06604 | BAODING YINGLI NEW ENERGY RESOURCES CO | YL175(156) | 230 | 754 | 200 | 10 |  | Solar | FIXED | Roof
REIPNR-06604 | PV POWERED | PVP30KW-208 | 50000 | 1 |  |  | 0.96 | Solar Inverter |  | OUTDOOR
REIPNR-06604 | PV POWERED | PVP100KW-208 | 100000 | 1 |  |  | 0.96 | Solar Inverter |  | OUTDOOR
REIPNR-06605 | BAODING YINGLI NEW ENERGY RESOURCES CO | YL175(156) | 230 | 676 | 225 | 10 |  | Solar | FIXED | Roof
REIPNR-06605 | PV POWERED | PVP75KW-208 | 50000 | 1 |  |  | 0.971 | Solar Inverter |  | OUTDOOR
REIPNR-06605 | PV POWERED | PVP100KW-480 | 100000 | 1 |  |  | 0.96 | Solar Inverter |  | OUTDOOR
REIPNR-06606 | BAODING YINGLI NEW ENERGY RESOURCES CO | YL175(156) | 230 | 754 | 177 | 10 |  | Solar | FIXED | Roof
REIPNR-06606 | PV POWERED | PVP5200 | 50000 | 1 |  |  | 0.966 | Solar Inverter |  | OUTDOOR
REIPNR-06606 | PV POWERED | PVP100KW-208 | 100000 | 1 |  |  | 0.966 | Solar Inverter |  | OUTDOOR
REIPNR-06607 | SUNTECH POWER | STP210-18/UB-1 | 210 | 1736 | 161 | 10 |  | Solar | FIXED | Roof
REIPNR-06607 | SOLECTRIA RENEWABLES | SOLRENVIEW 1PH REV | 333000 | 1 |  |  | 0.96 | Solar Inverter |  | OUTDOOR
REIPNR-06608 | BAODING YINGLI NEW ENERGY RESOURCES CO | YL175(156) | 230 | 169 | 194 | 10 |  | Solar | FIXED | Roof
REIPNR-06608 | PV POWERED | PVP30KW-LV-480 | 50000 | 1 |  |  | 0.96 | Solar Inverter |  | OUTDOOR
REIPNR-06610 | BAODING YINGLI NEW ENERGY RESOURCES CO | YL175(156) | 230 | 442 | 219 | 10 |  | Solar | FIXED | Roof
REIPNR-06610 | PV POWERED | PVP100KW-208 | 100000 | 1 |  |  | 0.96 | Solar Inverter |  | OUTDOOR
REIPNR-06611 | BAODING YINGLI NEW ENERGY RESOURCES CO | YL175(156) | 230 | 221 | 177 | 10 |  | Solar | FIXED | Roof
REIPNR-06611 | PV POWERED | PVP30KW-208 | 50000 | 1 |  |  | 0.972 | Solar Inverter |  | OUTDOOR
REIPNR-06612 | BAODING YINGLI NEW ENERGY RESOURCES CO | YL175(156) | 230 | 44 | 179 | 10 |  | Solar | FIXED | Roof
REIPNR-06612 | PV POWERED | PVP4600 | 4600 | 2 |  |  | 0.955 | Solar Inverter |  | OUTDOOR
REIPNR-06614 | BAODING YINGLI NEW ENERGY RESOURCES CO | YL175(156) | 230 | 338 | 135 | 0 |  | Solar | FIXED | Ground
REIPNR-06614 | BAODING YINGLI NEW ENERGY RESOURCES CO | YL175(156) | 230 | 117 | 135 | 10 |  | Solar | FIXED | Roof
REIPNR-06614 | PV POWERED | PVP75KW-208 | 100000 | 1 |  |  | 0.96 | Solar Inverter |  | OUTDOOR
REIPNR-06616 | BAODING YINGLI NEW ENERGY RESOURCES CO | YL175(156) | 230 | 247 | 139 | 10 |  | Solar | FIXED | Roof
REIPNR-06616 | BAODING YINGLI NEW ENERGY RESOURCES CO | YL175(156) | 230 | 104 | 185 | 10 |  | Solar | FIXED | Roof
REIPNR-06616 | PV POWERED | PVP3000 | 30000 | 1 |  |  | 0.96 | Solar Inverter |  | Outside
REIPNR-06616 | PV POWERED | PVP5200 | 50000 | 1 |  |  | 0.96 | Solar Inverter |  | OUTDOOR
REIPNR-06617 | BAODING YINGLI NEW ENERGY RESOURCES CO | YL175(156) | 230 | 104 | 126 | 10 |  | Solar | FIXED | Roof
REIPNR-06617 | BAODING YINGLI NEW ENERGY RESOURCES CO | YL175(156) | 230 | 871 | 133 | 10 |  | Solar | FIXED | Roof
REIPNR-06617 | BAODING YINGLI NEW ENERGY RESOURCES CO | YL175(156) | 230 | 156 | 140 | 10 |  | Solar | FIXED | Roof
REIPNR-06617 | PV POWERED | PVP5200 | 50000 | 1 |  |  | 0.96 | Solar Inverter |  | OUTDOOR
REIPNR-06617 | PV POWERED | PVP75KW-208 | 75000 | 1 |  |  | 0.96 | Solar Inverter |  | OUTDOOR
REIPNR-06617 | PV POWERED | PVP100KW-208 | 100000 | 1 |  |  | 0.96 | Solar Inverter |  | OUTDOOR
REIPNR-06618 | BAODING YINGLI NEW ENERGY RESOURCES CO | YL175(156) | 230 | 273 | 195 | 10 |  | Solar | FIXED | Roof
REIPNR-06618 | PV POWERED | PVP75KW-208 | 75000 | 1 |  |  | 0.96 | Solar Inverter |  | OUTDOOR
REIPNR-06619 | BAODING YINGLI NEW ENERGY RESOURCES CO | YL175(156) | 230 | 806 | 225 | 10 |  | Solar | FIXED | Roof
REIPNR-06619 | PV POWERED | PVP30KW-LV-480 | 30000 | 2 |  |  | 0.93 | Solar Inverter |  | OUTDOOR
REIPNR-06619 | PV POWERED | PVP100KW-208 | 100000 | 1 |  |  | 0.93 | Solar Inverter |  | OUTDOOR
REIPNR-06624 | CHANGZHOU TRINA SOLAR ENERGY CO | TSM-185D | 235 | 1664 | 221 | 10 |  | Solar | FIXED | Roof
REIPNR-06624 | ADVANCED ENERGY INDUSTRIES | 3159000-110 | 333000 | 1 |  |  | 0.96 | Solar Inverter |  | OUTDOOR
REIPNR-06625 | CHANGZHOU TRINA SOLAR ENERGY CO | TSM-185D | 235 | 1200 | 158 | 10 |  | Solar | FIXED | Roof
REIPNR-06625 | PV POWERED | PVP30KW-208 | 260000 | 1 |  |  | 0.96 | Solar Inverter |  | Inside
REIPNR-06626 | BAODING YINGLI NEW ENERGY RESOURCES CO | YL175(156) | 230 | 822 | 177 | 10 |  | Solar | FIXED | Roof
REIPNR-06626 | PV POWERED | PVP75KW-208 | 75000 | 1 |  |  | 0.96 | Solar Inverter |  | OUTDOOR
REIPNR-06626 | PV POWERED | PVP100KW-208 | 100000 | 1 |  |  | 0.96 | Solar Inverter |  | OUTDOOR
REIPNR-06628 | SUNTECH POWER | STP210-18/UB-1 | 205 | 330 | 206 | 10 |  | Solar | FIXED | Roof
REIPNR-06628 | SUNTECH POWER | STP210-18/UB-1 | 210 | 216 | 206 | 10 |  | Solar | FIXED | Roof
REIPNR-06628 | PV POWERED | PVP100KW-208 | 100000 | 1 |  |  | 0.96 | Solar Inverter |  | OUTDOOR
REIPNR-06629 | SHARP | ND-U230C1 | 240 | 117 | 173 | 10 |  | Solar | FIXED | Roof
REIPNR-06629 | SHARP | ND-U230C1 | 240 | 474 | 181 | 10 |  | Solar | FIXED | Roof
REIPNR-06629 | SHARP | ND-U230C1 | 240 | 240 | 189 | 10 |  | Solar | FIXED | Roof
REIPNR-06629 | PV POWERED | PVP3000 | 30000 | 1 |  |  | 0.95 | Solar Inverter |  | OUTDOOR
REIPNR-06629 | PV POWERED | PVP5200 | 50000 | 1 |  |  | 0.95 | Solar Inverter |  | OUTDOOR
REIPNR-06629 | PV POWERED | PVP100KW-208 | 100000 | 1 |  |  | 0.95 | Solar Inverter |  | OUTDOOR
REIPNR-06630 | SHARP | ND-U230C1 | 240 | 816 | 181 | 15 |  | Solar | FIXED | Ground
REIPNR-06630 | PV POWERED | PVP75KW-208 | 75000 | 1 |  |  | 0.95 | Solar Inverter |  | OUTDOOR
REIPNR-06630 | PV POWERED | PVP100KW-208 | 100000 | 1 |  |  | 0.95 | Solar Inverter |  | OUTDOOR
REIPNR-06734 | SUNTECH POWER | STP210S-18/UB-1 | 270 | 270 | 180 | 30 |  | Solar | FIXED | Ground
REIPNR-06734 | SUNTECH POWER | STP210-18/UB-1 | 270 | 140 | 191 | 30 |  | Solar | FIXED | Roof
REIPNR-06734 | SMA AMERICA | SB6000U (208V) | 6000 | 18 |  |  | 0.97 | Solar Inverter |  | Outside
REIPNR-06735 | SUNPOWER | SPR-305-WHT-U | 305 | 328 | 145 | 8 |  | Solar | FIXED | Roof
REIPNR-06735 | SATCON TECHNOLOGY | PVS-100 (208 V) | 100000 | 1 |  |  | 0.96 | Solar Inverter |  | Inside
REIPNR-06736 | CHANGZHOU TRINA SOLAR ENERGY CO | TSM-185D | 230 | 1670 | 195 | 10.3 |  | Solar | FIXED | Roof
REIPNR-06736 | CHANGZHOU TRINA SOLAR ENERGY CO | TSM-185D | 230 | 52 | 215 | 10.3 |  | Solar | FIXED | Roof
REIPNR-06736 | CHANGZHOU TRINA SOLAR ENERGY CO | TSM-185D | 230 | 826 | 225 | 10.3 |  | Solar | FIXED | Roof
REIPNR-06736 | SOLECTRIA RENEWABLES | PVI60KW-480 | 60000 | 1 |  |  | 0.965 | Solar Inverter |  | Outside
REIPNR-06736 | SOLECTRIA RENEWABLES | PVI82KW-480 | 82000 | 1 |  |  | 0.965 | Solar Inverter |  | Outside
REIPNR-06736 | SOLECTRIA RENEWABLES | PVI95KW-480 | 95000 | 4 |  |  | 0.965 | Solar Inverter |  | Outside
REIPNR-06737 | SHARP | ND-V230A1 | 235 | 3315 | 180 | 30 |  | Solar | FIXED | Ground
REIPNR-06737 | SOLECTRIA RENEWABLES | PVI95KW-208 | 266000 | 1 |  |  | 0.974 | Solar Inverter |  | OUTDOOR
REIPNR-06737 | SOLECTRIA RENEWABLES | PVI95KW-480 | 500000 | 1 |  |  | 0.974 | Solar Inverter |  | Outside
REIPNR-06738 | SCHUCO USA |  | 180 | 4070 | 207 | 10 |  | Solar | FIXED | Roof
REIPNR-06738 | SMA AMERICA | SC250U (480V) | 250000 | 1 |  |  | 0.97 | Solar Inverter |  | Outside
REIPNR-06738 | SMA AMERICA | SB700U | 500000 | 1 |  |  | 0.97 | Solar Inverter |  | Outside
REIPNR-06739 | CHANGZHOU TRINA SOLAR ENERGY CO | TSM-185D | 230 | 273 | 125.1 | 1 |  | Solar | FIXED | Roof
REIPNR-06739 | CHANGZHOU TRINA SOLAR ENERGY CO | TSM-185D | 235 | 598 | 125.1 | 9 |  | Solar | FIXED | Roof
REIPNR-06739 | PV POWERED | PVP100KW-208 | 100000 | 2 |  |  | 0.96 | Solar Inverter |  | OUTDOOR
REIPNR-06740 | SCHUCO USA |  | 225 | 700 | 188 | 25 |  | Solar | FIXED | Ground
REIPNR-06740 | SMA AMERICA | SC250U (480V) | 250000 | 1 |  |  | 0.961 | Solar Inverter |  | OUTDOOR
REIPNR-06741 | SCHUCO USA |  | 225 | 2128 | 188 | 25 |  | Solar | FIXED | Ground
REIPNR-06741 | SMA AMERICA | SC250U (480V) | 250000 | 2 |  |  | 0.961 | Solar Inverter |  | OUTDOOR
REIPNR-06742 | SOLYNDRA | SL-001-182U | 182 | 3870 | 218 | 0 |  | Solar | FIXED | Roof
REIPNR-06742 | PV POWERED | PVP2500 | 260000 | 2 |  |  | 0.96 | Solar Inverter |  | Inside
REIPNR-06811 | EVERGREEN SOLAR | ES-190-RL | 190 | 13 | 190 | 15 |  | Solar | FIXED | Roof
REIPNR-06811 | SMA AMERICA | SB3000US (208V) | 3000 | 1 |  |  | 0.955 | Solar Inverter |  | INDOOR
REIPNR-06888 | GLORIA SOLAR | GSM6-230D-UO1 | 280 | 418 | 125 | 3.5 |  | Solar | FIXED | Roof
REIPNR-06888 | GLORIA SOLAR | GSM6-230D-UO1 | 280 | 330 | 125 | 9.5 |  | Solar | FIXED | Roof
REIPNR-06888 | GLORIA SOLAR | GSM6-230D-UO1 | 280 | 1260 | 125 | 10 |  | Solar | FIXED | Roof
REIPNR-06888 | POWER-ONE | PVI-CENTRAL-100-US (208 V) | 300000 | 1 |  |  | 0.97 | Solar Inverter |  | Outside
REIPNR-06889 | SUNTECH POWER | STP210S-18/UB-1 | 270 | 1199 | 187 | 10 |  | Solar | FIXED | Roof
REIPNR-06889 | PV POWERED | PVP100KW-480 | 260000 | 1 |  |  | 0.97 | Solar Inverter |  | OUTDOOR
REIPNR-06890 | SUNPOWER | SPR-305-WHT-U | 305 | 688 | 182 | 10 |  | Solar | FIXED | Roof
REIPNR-06890 | SATCON TECHNOLOGY | AE-225-60-PV-A | 225000 | 1 |  |  | 0.97 | Solar Inverter |  | INDOOR
REIPNR-06891 | SUNPOWER | SPR-305-WHT-U | 305 | 784 | 182 | 10 |  | Solar | FIXED | Roof
REIPNR-06891 | SATCON TECHNOLOGY | AE-225-60-PV-A | 225000 | 1 |  |  | 0.97 | Solar Inverter |  | Inside
REIPNR-06892 | SUNPOWER | SPR-225-BLK-U | 225 | 10 | 135 | 25 |  | Solar | FIXED | Roof
REIPNR-06892 | SUNPOWER CORP (ORIGINAL MFRSMA) | SPR-4000M (208V) | 4000 | 1 |  |  | 0.96 | Solar Inverter |  | Inside
REIPNR-06893 | SUNPOWER | SPR-305-WHT-U | 305 | 784 | 161 | 5 |  | Solar | FIXED | Roof
REIPNR-06893 | SATCON TECHNOLOGY | PVS-250 (208 V) | 250000 | 1 |  |  | 0.96 | Solar Inverter |  | Outside
REIPNR-06979 | GE ENERGY | GEPVP-200-M | 200 | 1500 | 223 | 10 |  | Solar | FIXED | Roof
REIPNR-06979 | PV POWERED | PVP100KW-208 | 100000 | 3 |  |  | 0.96 | Solar Inverter |  | Outside
REIPNR-06980 | NINGBO SOLAR ELECTRIC POWER | TDB125X125-72-P 175W | 230 | 62 | 117 | 10 |  | Solar | FIXED | Roof
REIPNR-06980 | NINGBO SOLAR ELECTRIC POWER | TDB125X125-72-P 175W | 230 | 48 | 117 | 15 |  | Solar | FIXED | Roof
REIPNR-06980 | NINGBO SOLAR ELECTRIC POWER | TDB125X125-72-P 175W | 230 | 39 | 297 | 15 |  | Solar | FIXED | Roof
REIPNR-06980 | NINGBO SOLAR ELECTRIC POWER | TDB125X125-72-P 175W | 230 | 72 | 207 | 21 |  | Solar | FIXED | Roof
REIPNR-06980 | SMA AMERICA | SB5000US | 5000 | 1 |  |  | 0.97 | Solar Inverter |  | Outside
REIPNR-06980 | SMA AMERICA | SB6000U (208V) | 6000 | 1 |  |  | 0.97 | Solar Inverter |  | OUTDOOR
REIPNR-06980 | SMA AMERICA | SB7000US (208V) | 7000 | 1 |  |  | 0.97 | Solar Inverter |  | OUTDOOR
REIPNR-06980 | SMA AMERICA | SB7000US (277V) | 8000 | 1 |  |  | 0.97 | Solar Inverter |  | Outside
REIPNR-06982 | SCHOTT SOLAR | ASE-250DGF/17 | 220 | 3640 | 205 | 10 |  | Solar | FIXED | Roof
REIPNR-06982 | SCHOTT SOLAR | ASE-250DGF/17 | 225 | 546 | 205 | 10 |  | Solar | FIXED | Roof
REIPNR-06982 | SMA AMERICA | SC250U (480V) | 250000 | 1 |  |  | 0.961 | Solar Inverter |  | OUTDOOR
REIPNR-06982 | SMA AMERICA | SC250U (480V) | 500000 | 1 |  |  | 0.96 | Solar Inverter |  | OUTDOOR
REIPNR-06984 | SHARP | ND-U230C1 | 235 | 52 | 127 | 10 |  | Solar | FIXED | Roof
REIPNR-06984 | SHARP | ND-U230C1 | 235 | 718 | 217 | 18.5 |  | Solar | FIXED | Roof
REIPNR-06984 | SMA AMERICA | SB5000US (208V) | 5000 | 3 |  |  | 0.968 | Solar Inverter |  | Inside
REIPNR-06984 | PV POWERED | PVP30KW-208 | 30000 | 2 |  |  | 0.95 | Solar Inverter |  | Inside
REIPNR-06984 | PV POWERED | PVP100KW-208 | 100000 | 1 |  |  | 0.95 | Solar Inverter |  | Inside
REIPNR-06985 | SUNTECH POWER | STP210S-18/UB-1 | 270 | 286 | 216 | 10 |  | Solar | FIXED | Roof
REIPNR-06985 | SUNTECH POWER | STP210S-18/UB-1 | 270 | 396 | 216 | 10 |  | Solar | FIXED | Roof
REIPNR-06985 | PV POWERED | PVP75KW-480 | 75000 | 1 |  |  | 0.966 | Solar Inverter |  | Outside
REIPNR-06985 | PV POWERED | PVP100KW-480 | 100000 | 1 |  |  | 0.971 | Solar Inverter |  | Outside
REIPNR-07073 | KYOCERA SOLAR | KD210GX-L | 235 | 270 | 197 | 10 |  | Solar | FIXED | Roof
REIPNR-07073 | SMA AMERICA | SB6000U (240V) | 6000 | 9 |  |  | 0.97 | Solar Inverter |  | INDOOR
REIPNR-07074 | EVERGREEN SOLAR |  | 205 | 3120 | 178 | 25 |  | Solar | FIXED | Ground
REIPNR-07074 | SATCON TECHNOLOGY | PVS-135 (208 V) | 135000 | 4 |  |  | 0.965 | Solar Inverter |  | OUTDOOR
REIPNR-07076 | SUNTECH POWER | STP200-18/UB-1 | 200 | 18 | 195 | 22 |  | Solar | FIXED | Roof
REIPNR-07076 | PV POWERED | PVP3500 | 3500 | 1 |  |  | 0.95 | Solar Inverter |  | Inside
REIPNR-07077 | SUNPOWER | SPR-305-WHT-U | 305 | 3120 | 203 | 0.9 |  | Solar | FIXED | Roof
REIPNR-07077 | SATCON TECHNOLOGY | PVS-100 (208 V) | 100000 | 1 |  |  | 0.96 | Solar Inverter |  | INDOOR
REIPNR-07077 | SATCON TECHNOLOGY | PVS-250 (208 V) | 250000 | 1 |  |  | 0.96 | Solar Inverter |  | INDOOR
REIPNR-07077 | SATCON TECHNOLOGY | PVS-500 (480 V) | 500000 | 1 |  |  | 0.96 | Solar Inverter |  | INDOOR
REIPNR-07079 | SUNPOWER | SPR-305-WHT-U | 305 | 256 | 216 | 5 |  | Solar | FIXED | Roof
REIPNR-07079 | SATCON TECHNOLOGY | AE-75-60-PV-A | 75000 | 1 |  |  | 0.97 | Solar Inverter |  | OUTDOOR
REIPNR-07080 | SUNPOWER | SPR-305-WHT-U | 305 | 952 | 216 | 5 |  | Solar | FIXED | Roof
REIPNR-07080 | SATCON TECHNOLOGY | PVS-250 (240 V) | 250000 | 1 |  |  | 0.97 | Solar Inverter |  | OUTDOOR
REIPNR-07081 | GLORIA SOLAR | GSS5-190A-UO1 | 280 | 352 | 176 | 10 |  | Solar | FIXED | Roof
REIPNR-07081 | POWER-ONE | PVI-CENTRAL-100-US (208 V) | 100000 | 1 |  |  | 0.958 | Solar Inverter |  | INDOOR
REIPNR-07082 | GLORIA SOLAR | GSM6-230D-UO1 | 280 | 869 | 175 | 10 |  | Solar | FIXED | Roof
REIPNR-07082 | POWER-ONE | PVI-CENTRAL-100-US (208 V) | 250000 | 1 |  |  | 0.973 | Solar Inverter |  | Outside
REIPNR-07083 | SANYO ELECTRIC | HIP-190DA1 | 190 | 24 | 237 | 22 |  | Solar | FIXED | Roof
REIPNR-07083 | FRONIUS USA | IG 3000 | 3000 | 2 |  |  | 0.952 | Solar Inverter |  | OUTDOOR
REIPNR-07122 | SOLARWORLD | SW185 MONO/T | 235 | 1599 | 212 | 4.5 |  | Solar | FIXED | Roof
REIPNR-07122 | SATCON TECHNOLOGY | PVS-375 (480 V) | 375000 | 1 |  |  | 0.958 | Solar Inverter |  | OUTDOOR
REIPNR-07124 | CHANGZHOU TRINA SOLAR ENERGY CO | TSM-185D | 230 | 234 | 43 | 7 |  | Solar | FIXED | Roof
REIPNR-07124 | CHANGZHOU TRINA SOLAR ENERGY CO | TSM-185D | 230 | 234 | 223 | 7 |  | Solar | FIXED | Roof
REIPNR-07124 | CHANGZHOU TRINA SOLAR ENERGY CO | TSM-185D | 230 | 234 | 133 | 8 |  | Solar | FIXED | Roof
REIPNR-07124 | CHANGZHOU TRINA SOLAR ENERGY CO | TSM-185D | 230 | 234 | 313 | 8 |  | Solar | FIXED | Roof
REIPNR-07124 | CHANGZHOU TRINA SOLAR ENERGY CO | TSM-185D | 230 | 975 | 223 | 10 |  | Solar | FIXED | Roof
REIPNR-07124 | SOLECTRIA RENEWABLES | PVI60KW-208 | 60000 | 6 |  |  | 0.965 | Solar Inverter |  | OUTDOOR
REIPNR-07124 | SOLECTRIA RENEWABLES | PVI82KW-208 | 82000 | 1 |  |  | 0.965 | Solar Inverter |  | OUTDOOR
REIPNR-07125 | CHANGZHOU TRINA SOLAR ENERGY CO | TSM-185D | 240 | 1066 | 153 | 10.3 |  | Solar | FIXED | Roof
REIPNR-07125 | SOLECTRIA RENEWABLES | PVI60KW-208 | 60000 | 1 |  |  | 0.965 | Solar Inverter |  | OUTDOOR
REIPNR-07125 | SOLECTRIA RENEWABLES | PVI82KW-208 | 82000 | 2 |  |  | 0.965 | Solar Inverter |  | OUTDOOR
REIPNR-07128 | SUNPOWER | SPR-305-WHT-U | 305 | 3936 | 180 | 9.5 |  | Solar | FIXED | Roof
REIPNR-07128 | SMA AMERICA | SB5000US (208V) | 500000 | 2 |  |  | 0.97 | Solar Inverter |  | Inside
REIPNR-07129 | SANYO ELECTRIC | HIP-205BA5 | 210 | 24 | 170 | 30 |  | Solar | FIXED | Roof
REIPNR-07129 | SUNPOWER CORP (ORIGINAL MFRSMA) | SPR-5000M (208V) | 5000 | 1 |  |  | 0.968 | Solar Inverter |  | INDOOR
REIPNR-07130 | MITSUBISHI ELECTRIC | PV-MF180UD4 | 180 | 330 | 235 | 3 |  | Solar | FIXED | Roof
REIPNR-07130 | SOLECTRIA RENEWABLES | PVI60KW-208 | 60000 | 1 |  |  | 0.97 | Solar Inverter |  | OUTDOOR
REIPNR-07329 | SUNPOWER | SPR-230-WHT-U | 230 | 374 | 92 | 27 |  | Solar | FIXED | Roof
REIPNR-07329 | SUNPOWER CORP (ORIGINAL MFRSMA) | SPR-7000M (208V) | 7000 | 12 |  |  | 0.971 | Solar Inverter |  | INDOOR
REIPNR-07330 | SUNPOWER | SPR-230-WHT-U | 230 | 20 | 90 | 26 |  | Solar | FIXED | Roof
REIPNR-07330 | SUNPOWER | SPR-230-WHT-U | 230 | 242 | 180 | 26 |  | Solar | FIXED | Roof
REIPNR-07330 | SMA AMERICA | SB7000US (208V) | 7000 | 9 |  |  | 0.971 | Solar Inverter |  | INDOOR
REIPNR-07335 | MATRIX SOLAR/PHOTOWATT | PW1000-100 | 230 | 572 | 235 | 4 |  | Solar | FIXED | Roof
REIPNR-07335 | SOLECTRIA RENEWABLES | PVI60KW-208 | 60000 | 2 |  |  | 0.958 | Solar Inverter |  | OUTDOOR
REIPNR-07337 | CHANGZHOU TRINA SOLAR ENERGY CO | TSM-185D | 180 | 1683 | 195 | 10 |  | Solar | FIXED | Roof
REIPNR-07337 | SATCON TECHNOLOGY | PVS-250 (208 V) | 250000 | 1 |  |  | 0.96 | Solar Inverter |  | Inside
REIPNR-07340 | SOLON AG FUER SOLARTECHNIK | P220/6+/01 230WP | 235 | 1932 | 213 | 10 |  | Solar | FIXED | Roof
REIPNR-07340 | PV POWERED | PVP30KW-LV-480 | 260000 | 2 |  |  | 0.97 | Solar Inverter |  | OUTDOOR
REIPNR-07343 | SHARP | ND-224U1F | 235 | 2254 | 180 | 15 |  | Solar | FIXED | Pole
REIPNR-07343 | PV POWERED | PVP2000 | 260000 | 2 |  |  | 0.965 | Solar Inverter |  | Outside
REIPNR-07344 | BAODING YINGLI NEW ENERGY RESOURCES CO | YL175(156) | 230 | 2995 | 180 | 40 |  | Solar | FIXED | Roof
REIPNR-07344 | PV POWERED | PVP4600 | 4600 | 2 |  |  | 0.97 | Solar Inverter |  | OUTDOOR
REIPNR-07344 | PV POWERED | PVP30KW-208 | 30000 | 5 |  |  | 0.97 | Solar Inverter |  | OUTDOOR
REIPNR-07344 | PV POWERED | PVP100KW-208 | 100000 | 2 |  |  | 0.97 | Solar Inverter |  | OUTDOOR
REIPNR-07344 | PV POWERED | PVP2800 | 260000 | 1 |  |  | 0.97 | Solar Inverter |  | OUTDOOR
REIPNR-07345 | SUNTECH POWER | STP210S-18/UB-1 | 305 | 424 | 217 | 0 |  | Solar | FIXED | Roof
REIPNR-07345 | SATCON TECHNOLOGY | PVS-30 (240 V) | 30000 | 4 |  |  | 0.95 | Solar Inverter |  | Outside
REIPNR-07347 | UNITED SOLAR OVONIC | ASR-120 | 220 | 1820 | 180 | 25 |  | Solar | FIXED | Ground
REIPNR-07347 | SATCON TECHNOLOGY | PVS-375 (480 V) | 359200 | 1 |  |  | 0.958 | Solar Inverter |  | OUTDOOR
REIPNR-07348 | CANADIAN SOLAR | CS5P-230P | 230 | 40 | 180 | 34 |  | Solar | FIXED | Ground
REIPNR-07348 | SMA AMERICA | SB5000US (208V) | 5000 | 2 |  |  | 0.968 | Solar Inverter |  | INDOOR
REIPNR-07349 | CHANGZHOU TRINA SOLAR ENERGY CO | TSM-180D | 230 | 1380 | 180 | 5 |  | Solar | FIXED | Roof
REIPNR-07349 | CHANGZHOU TRINA SOLAR ENERGY CO | TSM-185D | 235 | 78 | 180 | 5 |  | Solar | FIXED | Roof
REIPNR-07349 | PV POWERED | PVP100KW-208 | 100000 | 1 |  |  | 0.96 | Solar Inverter |  | INDOOR
REIPNR-07349 | PV POWERED | PVP2000 | 260000 | 1 |  |  | 0.97 | Solar Inverter |  | INDOOR
REIPNR-07350 | SUNPOWER | SPR-305-WHT-U | 305 | 3936 | 183 | 9.5 |  | Solar | FIXED | Roof
REIPNR-07350 | SMA AMERICA | SC250U (480V) | 500000 | 2 |  |  | 0.97 | Solar Inverter |  | INDOOR
REIPNR-07351 | SHARP | ND-224U2 | 230 | 30 | 171.7 | 37 |  | Solar | FIXED | Roof
REIPNR-07351 | PV POWERED | PVP2000 | 2000 | 1 |  |  | 0.92 | Solar Inverter |  | INDOOR
REIPNR-07351 | PV POWERED | PVP4800 | 4800 | 1 |  |  | 0.96 | Solar Inverter |  | INDOOR
REIPNR-07354 | SUNTECH POWER | STP210-18/UB-1 | 210 | 6 | 174 | 30 |  | Solar | FIXED | Roof
REIPNR-07354 | SUNTECH POWER | STP210S-18/UB-1 | 210 | 16 | 264 | 30 |  | Solar | FIXED | Roof
REIPNR-07354 | SUNTECH POWER | STP210S-18/UB-1 | 210 | 20 | 264 | 30 |  | Solar | FIXED | Roof
REIPNR-07354 | PV POWERED | PVP2000 | 2000 | 1 |  |  | 0.92 | Solar Inverter |  | INDOOR
REIPNR-07354 | PV POWERED | PVP3000 | 3000 | 1 |  |  | 0.935 | Solar Inverter |  | INDOOR
REIPNR-07354 | PV POWERED | PVP4800 | 4800 | 1 |  |  | 0.96 | Solar Inverter |  | INDOOR
REIPNR-07355 | SOLAR SEMICONDUCTOR | SSI-S6-180 | 180 | 80 | 103 | 5 |  | Solar | FIXED | Roof
REIPNR-07355 | SMA AMERICA | SB7000US (208V) | 7000 | 2 |  |  | 0.971 | Solar Inverter |  | INDOOR
REIPNR-07356 | SUNPOWER | SPR-230-WHT-U | 230 | 54 | 142 | 20 |  | Solar | FIXED | Roof
REIPNR-07356 | SUNPOWER CORP (ORIGINAL MFRSMA) | SPR-6000M (208V) | 6000 | 2 |  |  | 0.97 | Solar Inverter |  | Outside
REIPNR-07357 | CHANGZHOU TRINA SOLAR ENERGY CO | TSM-185D | 230 | 10 | 116.7 | 22 |  | Solar | FIXED | Roof
REIPNR-07357 | CHANGZHOU TRINA SOLAR ENERGY CO | TSM-185D | 230 | 32 | 207 | 22 |  | Solar | FIXED | Roof
REIPNR-07357 | PV POWERED | PVP2000 | 2000 | 2 |  |  | 0.92 | Solar Inverter |  | INDOOR
REIPNR-07357 | PV POWERED | PVP4800 | 4800 | 1 |  |  | 0.96 | Solar Inverter |  | INDOOR
REIPNR-07358 | SOLARWORLD | SW185MONO | 245 | 11 | 92 | 33 |  | Solar | FIXED | Roof
REIPNR-07358 | SOLARWORLD | SW185MONO | 245 | 8 | 272 | 33 |  | Solar | FIXED | Roof
REIPNR-07358 | ENPHASE ENERGY | M200-32-240-S02 | 190 | 19 |  |  | 0.97 | Solar Inverter |  | INDOOR
REIPNR-07359 | BAODING YINGLI NEW ENERGY RESOURCES CO | YL175(156) | 230 | 5070 | 123 | 7.8 |  | Solar | FIXED | Roof
REIPNR-07359 | BAODING YINGLI NEW ENERGY RESOURCES CO | YL175(156) | 230 | 1768 | 213 | 7.8 |  | Solar | FIXED | Roof
REIPNR-07359 | PV POWERED | PVP100KW-208 | 10000 | 2 |  |  | 0.96 | Solar Inverter |  | OUTDOOR
REIPNR-07359 | PV POWERED | PVP75KW-208 | 75000 | 1 |  |  | 0.96 | Solar Inverter |  | OUTDOOR
REIPNR-07359 | PV POWERED | PVP2500 | 260000 | 4 |  |  | 0.96 | Solar Inverter |  | OUTDOOR
REIPNR-07360 | SUNTECH POWER | STP200-18/UB-1 | 200 | 8 | 114.9 | 38 |  | Solar | FIXED | Roof
REIPNR-07360 | SUNTECH POWER | STP200-18/UB-1 | 200 | 22 | 206.2 | 38 |  | Solar | FIXED | Roof
REIPNR-07360 | PV POWERED | PVP2000 | 2000 | 1 |  |  | 0.92 | Solar Inverter |  | INDOOR
REIPNR-07360 | PV POWERED | PVP4800 | 4800 | 1 |  |  | 0.96 | Solar Inverter |  | INDOOR
REIPNR-07361 | SUNTECH POWER | STP200-18/UB-1 | 205 | 30 | 254.2 | 22 |  | Solar | FIXED | Roof
REIPNR-07361 | SUNTECH POWER | STP200-18/UB-1 | 205 | 24 | 166.1 | 23 |  | Solar | FIXED | Roof
REIPNR-07361 | PV POWERED | PVP2000 | 2000 | 1 |  |  | 0.92 | Solar Inverter |  | INDOOR
REIPNR-07361 | PV POWERED | PVP4800 | 4800 | 2 |  |  | 0.96 | Solar Inverter |  | INDOOR
REIPNR-07364 | SUNPOWER | SPR-230-WHT-U | 230 | 30 | 211 | 25 |  | Solar | FIXED | Roof
REIPNR-07364 | SUNPOWER CORP (ORIGINAL MFRSMA) | SPR-7000M (208V) | 7000 | 1 |  |  | 0.97 | Solar Inverter |  | Outside
REIPNR-07365 | BP SOLAR | SX3200W | 215 | 176 | 159 | 35 |  | Solar | FIXED | Ground
REIPNR-07365 | FRONIUS USA |  | 7500 | 2 |  |  | 0.962 | Solar Inverter |  | OUTDOOR
REIPNR-07365 | FRONIUS USA |  | 10000 | 2 |  |  | 0.962 | Solar Inverter |  | OUTDOOR
REIPNR-07366 | SUNPOWER | SPR-215-WHT-U | 215 | 24 | 175 | 15 |  | Solar | FIXED | Roof
REIPNR-07366 | SMA AMERICA | SB6000US (277V) | 6000 | 1 |  |  | 0.97 | Solar Inverter |  | OUTDOOR
REIPNR-07370 | KYOCERA SOLAR | KD210GX-L | 235 | 14 | 224 | 27 |  | Solar | FIXED | Roof
REIPNR-07370 | KYOCERA SOLAR | KD210GX-LP | 235 | 12 | 141 | 33 |  | Solar | FIXED | Roof
REIPNR-07370 | ENPHASE ENERGY | M175-24-240-S02 | 190 | 26 |  |  | 0.95 | Solar Inverter |  | Outside
REIPNR-07371 | CONERGY AG | S 175MU | 235 | 108 | 241 | 20 |  | Solar | FIXED | Roof
REIPNR-07371 | SMA AMERICA | SB7000US (208V) | 7000 | 3 |  |  | 0.95 | Solar Inverter |  | INDOOR
REIPNR-07372 | SCHUCO USA |  | 225 | 126 | 109 | 1.5 |  | Solar | FIXED | Roof
REIPNR-07372 | SMA AMERICA | SB7000US (277V) | 8000 | 3 |  |  | 0.965 | Solar Inverter |  | OUTDOOR
REIPNR-07373 | SUNPOWER | SPR-230-WHT-U | 230 | 27 | 150 | 20 |  | Solar | FIXED | Roof
REIPNR-07373 | SUNPOWER CORP (ORIGINAL MFRSMA) | SPR-7000M (208V) | 7000 | 1 |  |  | 0.97 | Solar Inverter |  | INDOOR
REIPNR-07374 | SOLARWORLD | SW175 MONO | 175 | 18 | 102 | 29 |  | Solar | FIXED | Roof
REIPNR-07374 | SMA AMERICA | SB4000US (208V) | 4000 | 1 |  |  | 0.968 | Solar Inverter |  | Inside
REIPNR-07375 | SUNTECH POWER | STP200-18/UB-1 | 205 | 36 | 212 | 34 |  | Solar | FIXED | Roof
REIPNR-07375 | SMA AMERICA | SB7000US (208V) | 7000 | 1 |  |  | 0.971 | Solar Inverter |  | Inside
REIPNR-07376 | SUNWIZE TECHNOLOGIES |  | 180 | 18 | 170 | 10 |  | Solar | FIXED | Roof
REIPNR-07376 | SMA AMERICA | SB3000US (240V) | 3000 | 1 |  |  | 0.965 | Solar Inverter |  | OUTDOOR
REIPNR-07377 | SUNTECH POWER | STP210S-18/UB-1 | 190 | 240 | 180 | 0 |  | Solar | FIXED | Roof
REIPNR-07377 | SMA AMERICA | SB7000US (277V) | 8000 | 6 |  |  | 0.96 | Solar Inverter |  | Outside
REIPNR-07380 | SOLARWORLD | SW185MONO | 245 | 2041 | 180 | 35 |  | Solar | FIXED | Ground
REIPNR-07380 | SATCON TECHNOLOGY | PVS-500 (480 V) | 500000 | 1 |  |  | 0.965 | Solar Inverter |  | Outside
REIPNR-07382 | SOLARWORLD | SW185MONO | 245 | 2041 | 180 | 35 |  | Solar | FIXED | Ground
REIPNR-07382 | SATCON TECHNOLOGY | PVS-500 (480 V) | 500000 | 1 |  |  | 0.965 | Solar Inverter |  | Outside
REIPNR-07384 | SOLARWORLD | SW185MONO | 245 | 2041 | 180 | 35 |  | Solar | FIXED | Ground
REIPNR-07384 | SATCON TECHNOLOGY | PVS-500 (480 V) | 500000 | 1 |  |  | 0.965 | Solar Inverter |  | Outside
REIPNR-07435 | SUNTECH POWER | STP200-18/UB-1 | 200 | 490 | 236 | 15 |  | Solar | FIXED | Roof
REIPNR-07435 | PV POWERED | PVP100KW-208 | 100000 | 1 |  |  | 0.96 | Solar Inverter |  | OUTDOOR
REIPNR-07436 | SUNTECH POWER | STP200-18/UB-1 | 200 | 364 | 141 | 15 |  | Solar | FIXED | Roof
REIPNR-07436 | PV POWERED | PVP75KW-208 | 75000 | 1 |  |  | 0.955 | Solar Inverter |  | Outside
REIPNR-07437 | SUNTECH POWER | STP210-18/UB-1 | 210 | 848 | 211.9 | 15 |  | Solar | FIXED | Roof
REIPNR-07437 | SMA AMERICA | SB5000US (208V) | 5000 | 13 |  |  | 0.96 | Solar Inverter |  | OUTDOOR
REIPNR-07437 | SMA AMERICA | SB7000US (208V) | 7000 | 14 |  |  | 0.97 | Solar Inverter |  | OUTDOOR
REIPNR-07438 | REC SCANMODULE | SCM230 | 230 | 169 | 135 | 22 |  | Solar | FIXED | Roof
REIPNR-07438 | REC SCANMODULE | SCM230 | 230 | 234 | 225 | 22 |  | Solar | FIXED | Roof
REIPNR-07438 | SATCON TECHNOLOGY | AE-100-60-PV-A | 100000 | 1 |  |  | 0.99 | Solar Inverter |  | OUTDOOR
REIPNR-07440 | CHANGZHOU TRINA SOLAR ENERGY CO | TSM-185D | 230 | 1986 | 180 | 30 |  | Solar | FIXED | Ground
REIPNR-07440 | SOLECTRIA RENEWABLES | PVI95KW-480 | 500000 | 1 |  |  | 0.9652 | Solar Inverter |  | OUTDOOR
REIPNR-07441 | SUNTECH POWER | STP210S-18/UB-1 | 270 | 341 | 201 | 6.7 |  | Solar | FIXED | Roof
REIPNR-07441 | SUNTECH POWER | STP210-18/UB-1 | 270 | 726 | 203 | 10 |  | Solar | FIXED | Roof
REIPNR-07441 | SUNTECH POWER | STP210-18/UB-1 | 270 | 209 | 201 | 13 |  | Solar | FIXED | Roof
REIPNR-07441 | SUNTECH POWER | STP210-18/UB-1 | 270 | 341 | 201 | 13 |  | Solar | FIXED | Roof
REIPNR-07441 | SATCON TECHNOLOGY | AE-100-60-PV-A | 50000 | 1 |  |  | 0.93 | Solar Inverter |  | INDOOR
REIPNR-07441 | SATCON TECHNOLOGY | AE-100-60-PV-A | 100000 | 4 |  |  | 0.945 | Solar Inverter |  | INDOOR
REIPNR-07443 | SHARP | ND-123UJF | 224 | 406 | 205 | 10 |  | Solar | FIXED | Roof
REIPNR-07443 | SATCON TECHNOLOGY | PVS-100 (208 V) | 100000 | 1 |  |  | 0.967 | Solar Inverter |  | OUTDOOR
REIPNR-07444 | SHARP | ND-224U1F | 235 | 238 | 217 | 10 |  | Solar | FIXED | Roof
REIPNR-07444 | SATCON TECHNOLOGY | PVS-75 (240 V) | 75000 | 1 |  |  | 0.963 | Solar Inverter |  | OUTDOOR
REIPNR-07446 | SHARP | ND-224U1F | 224 | 1288 | 205 | 10 |  | Solar | FIXED | Roof
REIPNR-07446 | PV POWERED | PVP2500 | 260000 | 1 |  |  | 0.97 | Solar Inverter |  | OUTDOOR
REIPNR-07447 | SUNTECH POWER | STP210S-18/UB-1 | 270 | 180 | 198 | 0 |  | Solar | FIXED | Roof
REIPNR-07447 | SMA AMERICA | SB7000US (208V) | 7000 | 6 |  |  | 0.971 | Solar Inverter |  | INDOOR
REIPNR-07450 | SUNPOWER | SPR-210-BLK-U | 210 | 46 | 192 | 29 |  | Solar | FIXED | Roof
REIPNR-07450 | SUNPOWER CORP (ORIGINAL MFRSMA) | SPR-5000M (208V) | 5000 | 2 |  |  | 0.968 | Solar Inverter |  | Outside
REIPNR-07452 | SUNTECH POWER | STP210-18/UB-1 | 210 | 38 | 210 | 15 |  | Solar | FIXED | Roof
REIPNR-07452 | SUNPOWER CORP (ORIGINAL MFRSMA) | SPR-5000M (208V) | 5000 | 1 |  |  | 0.968 | Solar Inverter |  | INDOOR
REIPNR-07454 | SUNPOWER | SPR-305-WHT-U | 305 | 13496 | 180 | 0 |  | Solar | 1AXIS | Ground
REIPNR-07454 | SMA AMERICA | SC250U (480V) | 500000 | 7 |  |  | 0.98 | Solar Inverter |  | OUTDOOR
REIPNR-07456 | SUNPOWER | SPR-305-WHT-U | 305 | 1736 | 356 | 1 |  | Solar | FIXED | Ground
REIPNR-07456 | SUNPOWER | SPR-305-WHT-U | 305 | 1736 | 176 | 12 |  | Solar | FIXED | Ground
REIPNR-07456 | SATCON TECHNOLOGY | PVS-500 (480 V) | 500000 | 2 |  |  | 0.96 | Solar Inverter |  | Inside
REIPNR-07458 | SUNTECH POWER | STP210-18/UB-1 | 200 | 36 | 199 | 15 |  | Solar | FIXED | Roof
REIPNR-07458 | PV POWERED | PVP2000 | 3000 | 3 |  |  | 0.976 | Solar Inverter |  | Outside
REIPNR-07497 | SHARP | ND-224U1F | 235 | 516 | 198 | 10 |  | Solar | FIXED | Roof
REIPNR-07497 | PV POWERED | PVP30KW-LV-208 | 30000 | 1 |  |  | 0.93 | Solar Inverter |  | Outside
REIPNR-07497 | PV POWERED | PVP100KW-208 | 100000 | 1 |  |  | 0.955 | Solar Inverter |  | Outside
REIPNR-07499 | SOLARWORLD | SW185 MONO/T | 235 | 823 | 215 | 5 |  | Solar | FIXED | Roof
REIPNR-07499 | SATCON TECHNOLOGY | PVS-75 (208 V) | 75000 | 2 |  |  | 0.963 | Solar Inverter |  | OUTDOOR
REIPNR-07501 | SHARP | ND-224U2 | 235 | 20 | 138 | 17 |  | Solar | FIXED | Roof
REIPNR-07501 | PV POWERED | PVP4800 | 4800 | 1 |  |  | 0.96 | Solar Inverter |  | INDOOR
REIPNR-07502 | SUNTECH POWER | STP190S-18/UB-1 | 185 | 30 | 240.9 | 25 |  | Solar | FIXED | Roof
REIPNR-07502 | SMA AMERICA | SB6000U (208V) | 6000 | 1 |  |  | 0.97 | Solar Inverter |  | INDOOR
REIPNR-07503 | SHARP | ND-U230C1 | 235 | 20 | 134.1 | 25 |  | Solar | FIXED | Roof
REIPNR-07503 | SHARP | ND-125U1F | 235 | 6 | 230 | 38 |  | Solar | FIXED | Roof
REIPNR-07503 | PV POWERED | PVP2000 | 2000 | 1 |  |  | 0.92 | Solar Inverter |  | OUTDOOR
REIPNR-07503 | PV POWERED | PVP4800 | 4800 | 1 |  |  | 0.96 | Solar Inverter |  | OUTDOOR
REIPNR-07504 | SCHOTT SOLAR | ASE-300-DGF/17-285 | 300 | 160 | 230 | 10 |  | Solar | FIXED | Roof
REIPNR-07504 | SATCON TECHNOLOGY | PVS-50 (240 V) | 50000 | 1 |  |  | 0.964 | Solar Inverter |  | OUTDOOR
REIPNR-07505 | CHANGZHOU TRINA SOLAR ENERGY CO | TSM-185D | 230 | 18 | 182 | 23 |  | Solar | FIXED | Roof
REIPNR-07505 | CHANGZHOU TRINA SOLAR ENERGY CO | TSM-185D | 230 | 5 | 182 | 45 |  | Solar | FIXED | Roof
REIPNR-07505 | PV POWERED | PVP1100 | 1100 | 1 |  |  | 0.955 | Solar Inverter |  | Outside
REIPNR-07505 | PV POWERED | PVP3500 | 3500 | 1 |  |  | 0.968 | Solar Inverter |  | Outside
REIPNR-07506 | SUNTECH POWER | STP210-18/UB-1 | 210 | 46 | 238.2 | 33 |  | Solar | FIXED | Roof
REIPNR-07506 | PV POWERED | PVP4800 | 4800 | 2 |  |  | 0.96 | Solar Inverter |  | INDOOR
REIPNR-07507 | CHANGZHOU TRINA SOLAR ENERGY CO | TSM-185D | 230 | 520 | 144 | 10 |  | Solar | FIXED | Pole
REIPNR-07507 | SOLECTRIA RENEWABLES | PVI60KW-480 | 60000 | 2 |  |  | 0.965 | Solar Inverter |  | OUTDOOR
REIPNR-07509 | CHANGZHOU TRINA SOLAR ENERGY CO | TSM-160D | 230 | 637 | 217 | 10 |  | Solar | FIXED | Pole
REIPNR-07509 | SOLECTRIA RENEWABLES | PVI82KW-208 | 82000 | 2 |  |  | 0.965 | Solar Inverter |  | OUTDOOR
REIPNR-07511 | MATRIX SOLAR/PHOTOWATT | PW1250-115 | 230 | 312 | 223 | 15 |  | Solar | FIXED | Roof
REIPNR-07511 | MATRIX SOLAR/PHOTOWATT | PW1250-115 | 230 | 1027 | 223 | 15 |  | Solar | FIXED | Roof
REIPNR-07511 | PV POWERED |  | 75000 | 1 |  |  | 0.96 | Solar Inverter |  | INDOOR
REIPNR-07511 | PV POWERED |  | 260000 | 1 |  |  | 0.97 | Solar Inverter |  | INDOOR
REIPNR-07514 | MATRIX SOLAR/PHOTOWATT | PW1250-135 | 230 | 1040 | 225.2 | 15 |  | Solar | FIXED | Roof
REIPNR-07514 | PV POWERED | PVP75KW-480 | 260000 | 1 |  |  | 0.97 | Solar Inverter |  | INDOOR
REIPNR-07518 | SUNTECH POWER | STP180-24/AB-1 | 185 | 20 | 164 | 20 |  | Solar | FIXED | Roof
REIPNR-07518 | SUNTECH POWER | STP180-24/AB-1 | 185 | 18 | 164 | 42 |  | Solar | FIXED | Roof
REIPNR-07518 | SMA AMERICA | SB3000US (208V) | 3000 | 1 |  |  | 0.966 | Solar Inverter |  | INDOOR
REIPNR-07518 | SMA AMERICA | SB4000US (208V) | 4000 | 1 |  |  | 0.968 | Solar Inverter |  | INDOOR
REIPNR-07520 | BAODING YINGLI NEW ENERGY RESOURCES CO | YL175(156) | 230 | 40 | 170 | 30 |  | Solar | FIXED | Ground
REIPNR-07520 | SMA AMERICA | SB5000US (208V) | 5000 | 2 |  |  | 0.986 | Solar Inverter |  | OUTDOOR
REIPNR-07521 | BAODING YINGLI NEW ENERGY RESOURCES CO | YL175(156) | 230 | 590 | 215 | 10 |  | Solar | FIXED | Roof
REIPNR-07521 | PV POWERED | PVP4600 | 4600 | 2 |  |  | 0.96 | Solar Inverter |  | OUTDOOR
REIPNR-07521 | PV POWERED | PVP100KW-208 | 100000 | 1 |  |  | 0.96 | Solar Inverter |  | OUTDOOR
REIPNR-07523 | SHARP | ND-U230C1 | 235 | 3960 | 205 | 25 |  | Solar | FIXED | Ground
REIPNR-07523 | PV POWERED | PVP100KW-208 | 100000 | 1 |  |  | 0.955 | Solar Inverter |  | OUTDOOR
REIPNR-07523 | PV POWERED | PVP2800 | 260000 | 3 |  |  | 0.97 | Solar Inverter |  | OUTDOOR
REIPNR-07524 | CHANGZHOU TRINA SOLAR ENERGY CO | TSM-185D | 230 | 1794 | 140 | 5 |  | Solar | FIXED | Roof
REIPNR-07524 | ADVANCED ENERGY INDUSTRIES | 3159000-110 | 333000 | 1 |  |  | 0.98 | Solar Inverter |  | OUTDOOR
REIPNR-07525 | CHANGZHOU TRINA SOLAR ENERGY CO | TSM-185D | 230 | 210 | 186 | 9.5 |  | Solar | FIXED | Roof
REIPNR-07525 | SMA AMERICA | SB7000US (208V) | 7000 | 6 |  |  | 0.971 | Solar Inverter |  | OUTDOOR
REIPNR-07527 | SUNPOWER | SPR-225-BLK-U | 225 | 54 | 153 | 20 |  | Solar | FIXED | Roof
REIPNR-07527 | SUNPOWER CORP (ORIGINAL MFRSMA) | SPR-7000M (208V) | 7000 | 2 |  |  | 1 | Solar Inverter |  | OUTDOOR
REIPNR-07528 | SHARP | ND-U230C1 | 230 | 17 | 174.4 | 35 |  | Solar | FIXED | Roof
REIPNR-07528 | SHARP | ND-U230C1 | 230 | 6 | 174.4 | 44 |  | Solar | FIXED | Roof
REIPNR-07528 | ENPHASE ENERGY | M200-32-208-S01 | 190 | 23 |  |  | 0.955 | Solar Inverter |  | OUTDOOR
REIPNR-07529 | SUNTECH POWER | STP200-18/UB-1 | 205 | 1066 | 156 | 12 |  | Solar | FIXED | Roof
REIPNR-07529 | SATCON TECHNOLOGY | AE-100-60-PV-A | 100000 | 2 |  |  | 0.96 | Solar Inverter |  | OUTDOOR
REIPNR-07530 | SHARP | ND-U230C1 | 216 | 676 | 340 | 3 |  | Solar | FIXED | Roof
REIPNR-07530 | SATCON TECHNOLOGY | AE-135-60-PV-A | 135000 | 1 |  |  | 0.962 | Solar Inverter |  | OUTDOOR
REIPNR-07531 | SOLARWORLD | SW185 MONO/T | 230 | 80 | 140 | 30 |  | Solar | FIXED | Ground
REIPNR-07531 | FRONIUS USA |  | 9995 | 2 |  |  | 0.962 | Solar Inverter |  | OUTDOOR
REIPNR-07532 | BP SOLAR | SX3170I | 170 | 58 | 130.2 | 10 |  | Solar | FIXED | Roof
REIPNR-07532 | XANTREX TECHNOLOGY | GT3.3-NA-DS-208 | 3000 | 3 |  |  | 0.959 | Solar Inverter |  | INDOOR
REIPNR-07536 | SOLARWORLD | SW185 MONO/T | 245 | 416 | 197 | 10 |  | Solar | FIXED | Roof
REIPNR-07536 | PV POWERED | PVP100KW-208 | 100000 | 1 |  |  | 0.96 | Solar Inverter |  | INDOOR
REIPNR-07541 | SHARP | ND-V230A1 | 235 | 20 | 120.7 | 20 |  | Solar | FIXED | Roof
REIPNR-07541 | ENPHASE ENERGY | M200-32-208-S01 | 190 | 20 |  |  | 0.945 | Solar Inverter |  | OUTDOOR
REIPNR-07542 | SOLARWORLD | SW185 MONO/T | 175 | 30 | 180 | 20 |  | Solar | FIXED | Roof
REIPNR-07542 | SMA AMERICA | SB6000U (208V) | 6000 | 1 |  |  | 0.97 | Solar Inverter |  | INDOOR
REIPNR-07618 | SANYO ELECTRIC | HIP-205BA19 | 210 | 240 | 180 | 25 |  | Solar | FIXED | Ground
REIPNR-07618 | SATCON TECHNOLOGY | AE-50-60-PV-A | 50000 | 1 |  |  | 0.955 | Solar Inverter |  | OUTDOOR
REIPNR-07620 | MITSUBISHI ELECTRIC | PV-UD185MF5 | 185 | 514 | 145 | 7 |  | Solar | FIXED | Roof
REIPNR-07620 | SATCON TECHNOLOGY | PVS-100 (208 V) | 100000 | 1 |  |  | 0.965 | Solar Inverter |  | Outside
REIPNR-07621 | SUNPOWER | SPR-230-WHT-U | 230 | 35 | 212 | 7.5 |  | Solar | FIXED | Roof
REIPNR-07621 | SUNPOWER | SPR-230-WHT-U | 230 | 15 | 212 | 52 |  | Solar | FIXED | Roof
REIPNR-07621 | PV POWERED | PVP3000 | 3000 | 1 |  |  | 0.935 | Solar Inverter |  | Inside
REIPNR-07621 | FRONIUS USA |  | 7500 | 1 |  |  | 0.955 | Solar Inverter |  | Inside
REIPNR-07624 | CHANGZHOU TRINA SOLAR ENERGY CO | TSM-185D | 230 | 20 | 187 | 25 |  | Solar | FIXED | Roof
REIPNR-07624 | SMA AMERICA | SB5000US (208V) | 5000 | 1 |  |  | 0.968 | Solar Inverter |  | OUTDOOR
REIPNR-07625 | BAODING YINGLI NEW ENERGY RESOURCES CO | YL175(156) | 230 | 156 | 202 | 18 |  | Solar | FIXED | Roof
REIPNR-07625 | SMA AMERICA | SB5000US (208V) | 5000 | 2 |  |  | 0.971 | Solar Inverter |  | INDOOR
REIPNR-07625 | SMA AMERICA | SB7000US (208V) | 7000 | 3 |  |  | 0.971 | Solar Inverter |  | INDOOR
REIPNR-07626 | BAODING YINGLI NEW ENERGY RESOURCES CO | YL175(156) | 230 | 96 | 202 | 18 |  | Solar | FIXED | Roof
REIPNR-07626 | SMA AMERICA | SB5000US (208V) | 5000 | 1 |  |  | 0.971 | Solar Inverter |  | INDOOR
REIPNR-07626 | SMA AMERICA | SB7000US (208V) | 7000 | 2 |  |  | 0.971 | Solar Inverter |  | INDOOR
REIPNR-07627 | CHANGZHOU TRINA SOLAR ENERGY CO | TSM-185D | 235 | 38 | 184.9 | 40 |  | Solar | FIXED | Roof
REIPNR-07627 | SMA AMERICA | SB4000US (208V) | 4000 | 1 |  |  | 0.96 | Solar Inverter |  | OUTDOOR
REIPNR-07627 | SMA AMERICA |  | 6000 | 1 |  |  | 0.97 | Solar Inverter |  | OUTDOOR
REIPNR-07628 | SHARP |  | 230 | 43 | 112.9 | 15 |  | Solar | FIXED | Roof
REIPNR-07628 | PV POWERED | PVP2500 | 2500 | 1 |  |  | 0.945 | Solar Inverter |  | OUTDOOR
REIPNR-07628 | PV POWERED | PVP3500 | 3500 | 2 |  |  | 0.955 | Solar Inverter |  | OUTDOOR
REIPNR-07629 | CHANGZHOU TRINA SOLAR ENERGY CO | TSM-185D | 220 | 17 | 244.7 | 25 |  | Solar | FIXED | Roof
REIPNR-07629 | PV POWERED | PVP2000 | 2000 | 2 |  |  | 0.92 | Solar Inverter |  | OUTDOOR
REIPNR-07632 | CHANGZHOU TRINA SOLAR ENERGY CO | TSM-185D | 220 | 34 | 166 | 24 |  | Solar | FIXED | Roof
REIPNR-07632 | PV POWERED | PVP3500 | 3500 | 2 |  |  | 0.955 | Solar Inverter |  | INDOOR
REIPNR-07633 | CHANGZHOU TRINA SOLAR ENERGY CO | TSM-185D | 235 | 38 | 134.5 | 23 |  | Solar | FIXED | Roof
REIPNR-07633 | SMA AMERICA | SB4000US (208V) | 4000 | 1 |  |  | 0.96 | Solar Inverter |  | INDOOR
REIPNR-07633 | SMA AMERICA | SB5000US (208V) | 5000 | 1 |  |  | 0.96 | Solar Inverter |  | INDOOR
REIPNR-07634 | CHANGZHOU TRINA SOLAR ENERGY CO | TSM-180D | 220 | 21 | 143.8 | 35 |  | Solar | FIXED | Roof
REIPNR-07634 | PV POWERED | PVP2000 | 2000 | 1 |  |  | 0.92 | Solar Inverter |  | INDOOR
REIPNR-07634 | PV POWERED | PVP2500 | 2500 | 1 |  |  | 0.945 | Solar Inverter |  | INDOOR
REIPNR-07635 | SANYO ELECTRIC | HIP-205BA5 | 215 | 24 | 182 | 37 |  | Solar | FIXED | Roof
REIPNR-07635 | SMA AMERICA | SB6000U (208V) | 6000 | 1 |  |  | 0.97 | Solar Inverter |  | INDOOR
REIPNR-07636 | CHANGZHOU TRINA SOLAR ENERGY CO | TSM-185D | 235 | 28 | 106 | 20 |  | Solar | FIXED | Roof
REIPNR-07636 | SMA AMERICA | SB3000US (208V) | 3000 | 1 |  |  | 0.96 | Solar Inverter |  | OUTDOOR
REIPNR-07636 | SMA AMERICA | SB5000US (208V) | 5000 | 1 |  |  | 0.96 | Solar Inverter |  | OUTDOOR
REIPNR-07637 | SUNPOWER | SPR-215-BLK-U | 215 | 132 | 180 | 34 |  | Solar | FIXED | Ground
REIPNR-07637 | SUNPOWER CORP (ORIGINAL MFRSMA) | SPR-7000M (208V) | 7000 | 4 |  |  | 0.971 | Solar Inverter |  | OUTDOOR
REIPNR-07638 | CHANGZHOU TRINA SOLAR ENERGY CO | TSM-185D | 220 | 25 | 154.6 | 33 |  | Solar | FIXED | Roof
REIPNR-07638 | PV POWERED | PVP2000 | 2000 | 1 |  |  | 0.92 | Solar Inverter |  | OUTDOOR
REIPNR-07638 | PV POWERED | PVP3500 | 3500 | 1 |  |  | 0.955 | Solar Inverter |  | OUTDOOR
REIPNR-07640 | SHARP |  | 176 | 30 | 259 | 26.6 |  | Solar | FIXED | Roof
REIPNR-07640 | FRONIUS USA | IG 5100 | 5100 | 1 |  |  | 0.952 | Solar Inverter |  | INDOOR
REIPNR-07641 | BP SOLAR | BP3125S | 215 | 24 | 207 | 30 |  | Solar | FIXED | Ground
REIPNR-07641 | SMA AMERICA | SB5000US (208V) | 5000 | 1 |  |  | 0.95 | Solar Inverter |  | OUTDOOR
REIPNR-07642 | BP SOLAR | SX3200B | 215 | 36 | 207 | 30 |  | Solar | FIXED | Ground
REIPNR-07642 | SMA AMERICA | SB7000US (208V) | 7000 | 1 |  |  | 0.95 | Solar Inverter |  | OUTDOOR
REIPNR-07643 | BP SOLAR | BP3125S | 215 | 19 | 103 | 34 |  | Solar | FIXED | Roof
REIPNR-07643 | BP SOLAR | SX3200B | 215 | 5 | 198 | 40 |  | Solar | FIXED | Roof
REIPNR-07643 | BP SOLAR | SX3200B | 215 | 13 | 198 | 65 |  | Solar | FIXED | Roof
REIPNR-07643 | ENPHASE ENERGY | M200-32-208-S01 | 190 | 5 |  |  | 0.955 | Solar Inverter |  | INDOOR
REIPNR-07643 | FRONIUS USA | IG 2000 | 2000 | 2 |  |  | 0.965 | Solar Inverter |  | INDOOR
REIPNR-07643 | FRONIUS USA |  | 3000 | 1 |  |  | 0.962 | Solar Inverter |  | INDOOR
REIPNR-07644 | CHANGZHOU TRINA SOLAR ENERGY CO | TSM-185D | 230 | 64 | 100 | 27 |  | Solar | FIXED | Roof
REIPNR-07644 | SMA AMERICA | SB6000U (208V) | 6000 | 1 |  |  | 0.95 | Solar Inverter |  | OUTDOOR
REIPNR-07644 | SMA AMERICA | SB7000US (208V) | 7000 | 1 |  |  | 0.95 | Solar Inverter |  | OUTDOOR
REIPNR-07645 | NINGBO SOLAR ELECTRIC POWER | TDB125X125-72-P 175W | 240 | 38 | 265 | 30 |  | Solar | FIXED | Roof
REIPNR-07645 | FRONIUS USA |  | 3800 | 1 |  |  | 0.955 | Solar Inverter |  | INDOOR
REIPNR-07645 | FRONIUS USA |  | 6000 | 1 |  |  | 0.955 | Solar Inverter |  | INDOOR
REIPNR-07646 | CHANGZHOU TRINA SOLAR ENERGY CO | TSM-185D | 230 | 39 | 195 | 20 |  | Solar | FIXED | Roof
REIPNR-07646 | SMA AMERICA | SB7000US (208V) | 7000 | 1 |  |  | 0.95 | Solar Inverter |  | INDOOR
REIPNR-07647 | SILIKEN MANUFACTURING USA | SLK60P6L 224 WP | 225 | 44 | 159 | 6 |  | Solar | FIXED | Roof
REIPNR-07647 | FRONIUS USA |  | 10000 | 1 |  |  | 0.955 | Solar Inverter |  | OUTDOOR
REIPNR-07648 | CHANGZHOU TRINA SOLAR ENERGY CO | TSM-185D | 230 | 16 | 157 | 30 |  | Solar | FIXED | Roof
REIPNR-07648 | CHANGZHOU TRINA SOLAR ENERGY CO | TSM-185D | 230 | 14 | 247 | 30 |  | Solar | FIXED | Roof
REIPNR-07648 | FRONIUS USA | IG 4000 | 4000 | 2 |  |  | 0.95 | Solar Inverter |  | OUTDOOR
REIPNR-07649 | SUNTECH POWER | STP200-18/UB-1 | 200 | 9 | 97 | 20 |  | Solar | FIXED | Roof
REIPNR-07649 | SUNTECH POWER | STP200-18/UB-1 | 200 | 15 | 188 | 20 |  | Solar | FIXED | Roof
REIPNR-07649 | SMA AMERICA | SB3000US (208V) | 3000 | 2 |  |  | 0.96 | Solar Inverter |  | INDOOR
REIPNR-07650 | CHANGZHOU TRINA SOLAR ENERGY CO | TSM-160D | 230 | 14 | 163 | 15 |  | Solar | FIXED | Roof
REIPNR-07650 | CHANGZHOU TRINA SOLAR ENERGY CO | TSM-185D | 230 | 8 | 163 | 25 |  | Solar | FIXED | Roof
REIPNR-07650 | CHANGZHOU TRINA SOLAR ENERGY CO | TSM-185D | 230 | 9 | 163 | 50 |  | Solar | FIXED | Roof
REIPNR-07650 | PV POWERED | PVP2000 | 2000 | 2 |  |  | 0.92 | Solar Inverter |  | INDOOR
REIPNR-07650 | PV POWERED | PVP3000 | 3000 | 1 |  |  | 0.935 | Solar Inverter |  | INDOOR
REIPNR-07652 | CHANGZHOU TRINA SOLAR ENERGY CO | TSM-185D | 220 | 25 | 193.4 | 24 |  | Solar | FIXED | Roof
REIPNR-07652 | SMA AMERICA | SB5000US (208V) | 5000 | 1 |  |  | 0.96 | Solar Inverter |  | INDOOR
REIPNR-07653 | CHANGZHOU TRINA SOLAR ENERGY CO | TSM-185D | 230 | 20 | 148.4 | 45 |  | Solar | FIXED | Roof
REIPNR-07653 | PV POWERED | PVP4800 | 4800 | 1 |  |  | 0.96 | Solar Inverter |  | INDOOR
REIPNR-07655 | SUNTECH POWER | STP200-18/UB-1 | 205 | 34 | 205.9 | 31 |  | Solar | FIXED | Roof
REIPNR-07655 | PV POWERED | PVP3000 | 3000 | 1 |  |  | 0.935 | Solar Inverter |  | OUTDOOR
REIPNR-07655 | PV POWERED | PVP3500 | 3500 | 1 |  |  | 0.955 | Solar Inverter |  | OUTDOOR
REIPNR-07656 | CHANGZHOU TRINA SOLAR ENERGY CO | TSM-185D | 220 | 25 | 194.8 | 28 |  | Solar | FIXED | Roof
REIPNR-07656 | PV POWERED | PVP2000 | 2000 | 1 |  |  | 0.92 | Solar Inverter |  | OUTDOOR
REIPNR-07656 | PV POWERED | PVP3500 | 3500 | 1 |  |  | 0.955 | Solar Inverter |  | OUTDOOR
REIPNR-07657 | SUNTECH POWER | STP200-18/UB-1 | 205 | 24 | 180 | 30 |  | Solar | FIXED | Ground
REIPNR-07657 | PV POWERED | PVP4800 | 4800 | 1 |  |  | 0.96 | Solar Inverter |  | OUTDOOR
REIPNR-07658 | SHARP |  | 230 | 28 | 182 | 30 |  | Solar | FIXED | Roof
REIPNR-07658 | PV POWERED | PVP3000 | 3000 | 2 |  |  | 0.935 | Solar Inverter |  | INDOOR
REIPNR-07661 | CHANGZHOU TRINA SOLAR ENERGY CO | TSM-185D | 220 | 25 | 228.2 | 25 |  | Solar | FIXED | Roof
REIPNR-07661 | PV POWERED | PVP2000 | 2000 | 1 |  |  | 0.92 | Solar Inverter |  | INDOOR
REIPNR-07661 | PV POWERED | PVP3000 | 3000 | 1 |  |  | 0.935 | Solar Inverter |  | INDOOR
REIPNR-07662 | CONERGY AG | S 175MU | 235 | 154 | 163 | 32 |  | Solar | FIXED | Roof
REIPNR-07662 | SMA AMERICA | SB5000US | 5000 | 6 |  |  | 0.96 | Solar Inverter |  | OUTDOOR
REIPNR-07663 | SUNTECH POWER | STP200-18/UB-1 | 205 | 25 | 182.1 | 20 |  | Solar | FIXED | Roof
REIPNR-07663 | PV POWERED | PVP2000 | 2000 | 1 |  |  | 0.92 | Solar Inverter |  | OUTDOOR
REIPNR-07663 | PV POWERED | PVP2500 | 2500 | 1 |  |  | 0.945 | Solar Inverter |  | OUTDOOR
REIPNR-07664 | SHARP | ND-U230C1 | 235 | 739 | 181 | 25 |  | Solar | FIXED | Roof
REIPNR-07664 | SHARP | ND-U230C1 | 235 | 847 | 191 | 25 |  | Solar | FIXED | Roof
REIPNR-07664 | SATCON TECHNOLOGY | PVS-30 (208 V) | 30000 | 4 |  |  | 0.95 | Solar Inverter |  | OUTDOOR
REIPNR-07664 | SATCON TECHNOLOGY | PVS-50 (208 V) | 50000 | 4 |  |  | 0.95 | Solar Inverter |  | OUTDOOR
REIPNR-07664 | SATCON TECHNOLOGY | PVS-75 (208 V) | 75000 | 1 |  |  | 0.95 | Solar Inverter |  | OUTDOOR
REIPNR-07665 | SUNTECH POWER | STP210S-18/UB-1 | 270 | 12 | 101.8 | 12 |  | Solar | FIXED | Roof
REIPNR-07665 | PV POWERED | PVP3000 | 3000 | 1 |  |  | 0.935 | Solar Inverter |  | INDOOR
REIPNR-07666 | ET SOLAR INDUSTRY | ET-P654185 | 185 | 182 | 238 | 20 |  | Solar | FIXED | Roof
REIPNR-07666 | XANTREX TECHNOLOGY | PV30-208 | 30000 | 1 |  |  | 0.96 | Solar Inverter |  | OUTDOOR
REIPNR-07667 | SILIKEN MANUFACTURING USA | SLK60P6L 230 WP | 230 | 24 | 142 | 41 |  | Solar | FIXED | Roof
REIPNR-07667 | FRONIUS USA | IG 5100 | 5100 | 1 |  |  | 0.952 | Solar Inverter |  | INDOOR
REIPNR-07668 | CHANGZHOU TRINA SOLAR ENERGY CO | TSM-185D | 220 | 31 | 192 | 20 |  | Solar | FIXED | Roof
REIPNR-07668 | CHANGZHOU TRINA SOLAR ENERGY CO | TSM-185D | 220 | 5 | 192 | 30 |  | Solar | FIXED | Roof
REIPNR-07668 | PV POWERED | PVP2000 | 2000 | 1 |  |  | 0.92 | Solar Inverter |  | OUTDOOR
REIPNR-07668 | PV POWERED | PVP2500 | 2500 | 1 |  |  | 0.945 | Solar Inverter |  | OUTDOOR
REIPNR-07668 | PV POWERED | PVP4800 | 4800 | 1 |  |  | 0.96 | Solar Inverter |  | OUTDOOR
REIPNR-07669 | SUNPOWER | SPR-305-WHT-U | 305 | 60 | 218 | 5 |  | Solar | FIXED | Roof
REIPNR-07669 | SUNPOWER CORP (ORIGINAL MFRSMA) | SPR-5000M (208V) | 5000 | 1 |  |  | 0.968 | Solar Inverter |  | INDOOR
REIPNR-07669 | SUNPOWER CORP (ORIGINAL MFRSMA) | SPR-6000M (208V) | 6000 | 2 |  |  | 0.97 | Solar Inverter |  | INDOOR
REIPNR-07670 | CHANGZHOU TRINA SOLAR ENERGY CO | TSM-185D | 230 | 30 | 234 | 30 |  | Solar | FIXED | Roof
REIPNR-07670 | SMA AMERICA | SB7000US (208V) | 7000 | 1 |  |  | 0.97 | Solar Inverter |  | Outside
REIPNR-07671 | KYOCERA SOLAR | KD210GX-LP | 235 | 2782 | 136.8 | 3 |  | Solar | 1AXIS | Roof
REIPNR-07671 | SATCON TECHNOLOGY | PVS-135 (208 V) | 135000 | 5 |  |  | 0.962 | Solar Inverter |  | OUTDOOR
REIPNR-07673 | SHARP | ND-198UC1 | 198 | 36 | 192 | 22.6 |  | Solar | FIXED | Roof
REIPNR-07673 | SMA AMERICA | SB7000US (208V) | 7000 | 1 |  |  | 0.971 | Solar Inverter |  | OUTDOOR
REIPNR-07674 | SUNTECH POWER | STP200-18/UB-1 | 200 | 86 | 180 | 30 |  | Solar | FIXED | Pole
REIPNR-07674 | PETRA SOLAR | 103.10866.500X | 200 | 86 |  |  | 0.94 | Solar Inverter |  | OUTDOOR
REIPNR-07675 | SUNTECH POWER | STP200-18/UB-1 | 200 | 80 | 180 | 30 |  | Solar | FIXED | Pole
REIPNR-07675 | SMA AMERICA | SC250U (480V) | 200 | 80 |  |  | 0.94 | Solar Inverter |  | OUTDOOR
REIPNR-07676 | SUNTECH POWER | STP200S-18/UB-1 | 200 | 1484 | 180 | 30 |  | Solar | FIXED | Pole
REIPNR-07676 | SATCON TECHNOLOGY | AE-225-60-PV-A | 200 | 1484 |  |  | 0.94 | Solar Inverter |  | OUTDOOR
REIPNR-07677 | SUNTECH POWER | STP200S-18/UB-1 | 200 | 3503 | 180 | 30 |  | Solar | FIXED | Pole
REIPNR-07677 | SMA AMERICA | SC250U (480V) | 200 | 3503 |  |  | 0.94 | Solar Inverter |  | OUTDOOR
REIPNR-07678 | SUNTECH POWER | STP200-18/UB-1 | 200 | 1986 | 180 | 30 |  | Solar | 1AXIS | Pole
REIPNR-07678 | SUNTECH POWER | PLUTO210-ADA | 210 | 865 | 180 | 30 |  | Solar | 1AXIS | Pole
REIPNR-07678 | SMA AMERICA | SC250U (480V) | 200 | 2851 |  |  | 0.94 | Solar Inverter |  | OUTDOOR
REIPNR-07679 | SUNTECH POWER | STP200-18/UB-1 | 200 | 1739 | 180 | 30 |  | Solar | 1AXIS | Pole
REIPNR-07679 | SUNTECH POWER | PLUTO210-ADF | 210 | 778 | 180 | 30 |  | Solar | 1AXIS | Pole
REIPNR-07679 | SMA AMERICA | SC250U (480V) | 200 | 2517 |  |  | 0.94 | Solar Inverter |  | OUTDOOR
REIPNR-07680 | SUNTECH POWER | STP200-18/UB-1 | 200 | 2535 | 180 | 30 |  | Solar | 1AXIS | Pole
REIPNR-07680 | SUNTECH POWER | STP210-20/WDE | 210 | 871 | 180 | 30 |  | Solar | 1AXIS | Pole
REIPNR-07680 | PETRA SOLAR | 103.10866.500X | 200 | 3406 |  |  | 0.94 | Solar Inverter |  | OUTDOOR
REIPNR-07681 | SUNTECH POWER | STP200-18/UB-1 | 200 | 6235 | 180 | 30 |  | Solar | 1AXIS | Pole
REIPNR-07681 | SUNTECH POWER | PLUTO210-ADF | 210 | 1500 | 180 | 30 |  | Solar | 1AXIS | Pole
REIPNR-07681 | PETRA SOLAR | 103.10866.500X | 200 | 7735 |  |  | 0.94 | Solar Inverter |  | OUTDOOR
REIPNR-07682 | SUNTECH POWER | STP200-18/UB-1 | 200 | 6286 | 180 | 30 |  | Solar | 1AXIS | Pole
REIPNR-07682 | SUNTECH POWER | PLUTO210-ADA | 210 | 10 | 180 | 30 |  | Solar | 1AXIS | Pole
REIPNR-07682 | PETRA SOLAR | 103.10866.500X | 200 | 6296 |  |  | 0.94 | Solar Inverter |  | OUTDOOR
REIPNR-07683 | SUNTECH POWER | STP200-18/UB-1 | 200 | 7372 | 180 | 30 |  | Solar | 1AXIS | Pole
REIPNR-07683 | SUNTECH POWER | STP210-18/UB-1 | 210 | 498 | 180 | 30 |  | Solar | 1AXIS | Pole
REIPNR-07683 | PETRA SOLAR | 103.10866.500X | 200 | 7870 |  |  | 0.94 | Solar Inverter |  | OUTDOOR
REIPNR-07684 | SUNTECH POWER | STP200-18/UB-1 | 200 | 285 | 180 | 30 |  | Solar | 1AXIS | Pole
REIPNR-07684 | SUNTECH POWER | STP200S-18/UB-1 | 210 | 5258 | 180 | 30 |  | Solar | FIXED | Pole
REIPNR-07684 | PETRA SOLAR | 103.10866.500X | 200 | 285 |  |  | 0.94 | Solar Inverter |  | OUTDOOR
REIPNR-07684 | PETRA SOLAR | 103.10866.500X | 200 | 5258 |  |  | 0.94 | Solar Inverter |  | OUTDOOR
REIPNR-07685 | SUNTECH POWER | STP200-18/UB-1 | 200 | 237 | 180 | 30 |  | Solar | 1AXIS | Pole
REIPNR-07685 | SUNTECH POWER | STP200-18/UB-1 | 205 | 1376 | 180 | 30 |  | Solar | 1AXIS | Pole
REIPNR-07685 | SUNTECH POWER | STP210-18/UB-1 | 210 | 4346 | 180 | 30 |  | Solar | 1AXIS | Pole
REIPNR-07685 | PETRA SOLAR | 103.10866.500X | 200 | 5959 |  |  | 0.94 | Solar Inverter |  | OUTDOOR
REIPNR-07686 | SUNTECH POWER | STP200-18/UB-1 | 200 | 15 | 180 | 30 |  | Solar | FIXED | Pole
REIPNR-07686 | SUNTECH POWER | STP200-18/UB-1 | 205 | 3487 | 180 | 30 |  | Solar | FIXED | Pole
REIPNR-07686 | SUNTECH POWER | STP210-18/UB-1 | 210 | 2047 | 180 | 30 |  | Solar | FIXED | Pole
REIPNR-07686 | PETRA SOLAR | 103.10866.500X | 200 | 15 |  |  | 0.94 | Solar Inverter |  | OUTDOOR
REIPNR-07686 | PETRA SOLAR | 103.10866.500X | 200 | 2047 |  |  | 0.94 | Solar Inverter |  | OUTDOOR
REIPNR-07686 | PETRA SOLAR | 103.10866.500X | 200 | 3487 |  |  | 0.94 | Solar Inverter |  | OUTDOOR
REIPNR-07687 | SUNTECH POWER | STP200-18/UB-1 | 200 | 49 | 180 | 30 |  | Solar | FIXED | Pole
REIPNR-07687 | SUNTECH POWER | STP21018 | 205 | 6725 | 180 | 30 |  | Solar | FIXED | Pole
REIPNR-07687 | SUNTECH POWER | STP210-18/UB-1 | 210 | 863 | 180 | 30 |  | Solar | FIXED | Pole
REIPNR-07687 | PETRA SOLAR | 103.10866.500X | 200 | 49 |  |  | 0.94 | Solar Inverter |  | OUTDOOR
REIPNR-07687 | PETRA SOLAR | 103.10866.500X | 200 | 863 |  |  | 0.94 | Solar Inverter |  | OUTDOOR
REIPNR-07687 | PETRA SOLAR | 103.10866.500X | 200 | 6725 |  |  | 0.94 | Solar Inverter |  | OUTDOOR
REIPNR-07688 | SUNTECH POWER | STP200-18/UB-1 | 200 | 979 | 180 | 30 |  | Solar | FIXED | Pole
REIPNR-07688 | SUNTECH POWER | STP200-18/UB-1 | 205 | 5053 | 180 | 30 |  | Solar | FIXED | Pole
REIPNR-07688 | SUNTECH POWER | STP210-18/UB-1 | 210 | 262 | 180 | 30 |  | Solar | FIXED | Pole
REIPNR-07688 | PETRA SOLAR | 103.10866.500X | 200 | 262 |  |  | 0.94 | Solar Inverter |  | OUTDOOR
REIPNR-07688 | PETRA SOLAR | 103.10866.500X | 200 | 979 |  |  | 0.94 | Solar Inverter |  | OUTDOOR
REIPNR-07688 | PETRA SOLAR | 103.10866.500X | 200 | 5053 |  |  | 0.94 | Solar Inverter |  | OUTDOOR
REIPNR-07689 | SUNTECH POWER | STP200-18/UB-1 | 200 | 694 | 180 | 30 |  | Solar | FIXED | Pole
REIPNR-07689 | SUNTECH POWER | STP200UB | 205 | 4108 | 180 | 30 |  | Solar | FIXED | Pole
REIPNR-07689 | SUNTECH POWER | STP21018 | 210 | 10 | 180 | 30 |  | Solar | FIXED | Pole
REIPNR-07689 | SUNTECH POWER | STP210S-18/UB-1 | 220 | 531 | 180 | 30 |  | Solar | FIXED | Pole
REIPNR-07689 | SUNTECH POWER | STP210-18/UB-1 | 225 | 41 | 180 | 30 |  | Solar | FIXED | Pole
REIPNR-07689 | PETRA SOLAR | 103.10866.500X | 200 | 10 |  |  | 0.94 | Solar Inverter |  | OUTDOOR
REIPNR-07689 | PETRA SOLAR | 103.10866.500X | 200 | 41 |  |  | 0.94 | Solar Inverter |  | OUTDOOR
REIPNR-07689 | PETRA SOLAR | 103.10866.500X | 200 | 531 |  |  | 0.94 | Solar Inverter |  | OUTDOOR
REIPNR-07689 | PETRA SOLAR | 103.10866.500X | 200 | 694 |  |  | 0.94 | Solar Inverter |  | OUTDOOR
REIPNR-07689 | PETRA SOLAR | 103.10866.500X | 200 | 4108 |  |  | 0.94 | Solar Inverter |  | OUTDOOR
REIPNR-07690 | SUNTECH POWER | STP200-18/UB-1 | 200 | 99 | 180 | 30 |  | Solar | FIXED | Pole
REIPNR-07690 | SUNTECH POWER | STP21018 | 205 | 1646 | 180 | 30 |  | Solar | FIXED | Pole
REIPNR-07690 | SUNTECH POWER | STP210-18/UB-1 | 210 | 61 | 180 | 30 |  | Solar | FIXED | Pole
REIPNR-07690 | SUNTECH POWER | STP210-18/UB-1 | 220 | 1845 | 180 | 30 |  | Solar | FIXED | Pole
REIPNR-07690 | SUNTECH POWER | STP210-18/UB-1 | 225 | 887 | 180 | 30 |  | Solar | FIXED | Pole
REIPNR-07690 | PETRA SOLAR | 103.10866.500X | 200 | 61 |  |  | 0.94 | Solar Inverter |  | OUTDOOR
REIPNR-07690 | PETRA SOLAR | 103.10866.500X | 200 | 99 |  |  | 0.94 | Solar Inverter |  | OUTDOOR
REIPNR-07690 | PETRA SOLAR | 103.10866.500X | 200 | 887 |  |  | 0.94 | Solar Inverter |  | OUTDOOR
REIPNR-07690 | PETRA SOLAR | 103.10866.500X | 200 | 1646 |  |  | 0.94 | Solar Inverter |  | OUTDOOR
REIPNR-07690 | PETRA SOLAR | 103.10866.500X | 200 | 1845 |  |  | 0.94 | Solar Inverter |  | OUTDOOR
REIPNR-07691 | SUNTECH POWER | STP200-18/UB-1 | 200 | 4 | 180 | 30 |  | Solar | FIXED | Pole
REIPNR-07691 | SUNTECH POWER | STP200-18/UB-1 | 205 | 6 | 180 | 30 |  | Solar | FIXED | Pole
REIPNR-07691 | SUNTECH POWER | STP21018 | 210 | 1 | 180 | 30 |  | Solar | FIXED | Pole
REIPNR-07691 | SUNTECH POWER | STP21018 | 215 | 461 | 180 | 30 |  | Solar | FIXED | Pole
REIPNR-07691 | SUNTECH POWER | STP210S-18/UB-1 | 220 | 5214 | 180 | 30 |  | Solar | FIXED | Pole
REIPNR-07691 | SUNTECH POWER | STP210S-18/UB-1 | 225 | 5 | 180 | 30 |  | Solar | FIXED | Pole
REIPNR-07691 | PETRA SOLAR | 103.10866.500X | 200 | 1 |  |  | 0.94 | Solar Inverter |  | OUTDOOR
REIPNR-07691 | PETRA SOLAR | 103.10866.500X | 200 | 4 |  |  | 0.94 | Solar Inverter |  | OUTDOOR
REIPNR-07691 | PETRA SOLAR | 103.10866.500X | 200 | 5 |  |  | 0.94 | Solar Inverter |  | OUTDOOR
REIPNR-07691 | PETRA SOLAR | 103.10866.500X | 200 | 6 |  |  | 0.94 | Solar Inverter |  | OUTDOOR
REIPNR-07691 | PETRA SOLAR | 103.10866.500X | 200 | 461 |  |  | 0.94 | Solar Inverter |  | OUTDOOR
REIPNR-07691 | PETRA SOLAR | 103.10866.500X | 200 | 5214 |  |  | 0.94 | Solar Inverter |  | OUTDOOR
REIPNR-07692 | SUNTECH POWER | STP200-18/UB-1 | 200 | 556 | 180 | 30 |  | Solar | FIXED | Pole
REIPNR-07692 | SUNTECH POWER | STP200UB | 205 | 246 | 180 | 30 |  | Solar | FIXED | Pole
REIPNR-07692 | SUNTECH POWER | STP21018 | 210 | 18 | 180 | 30 |  | Solar | FIXED | Pole
REIPNR-07692 | SUNTECH POWER | STP21018 | 215 | 3261 | 180 | 30 |  | Solar | FIXED | Pole
REIPNR-07692 | SUNTECH POWER | STP210S-18/UB-1 | 220 | 955 | 180 | 30 |  | Solar | FIXED | Pole
REIPNR-07692 | SUNTECH POWER | STP210S-18/UB-1 | 225 | 1160 | 180 | 30 |  | Solar | FIXED | Pole
REIPNR-07692 | PETRA SOLAR | 103.10866.500X | 200 | 18 |  |  | 0.94 | Solar Inverter |  | OUTDOOR
REIPNR-07692 | PETRA SOLAR | 103.10866.500X | 200 | 246 |  |  | 0.94 | Solar Inverter |  | OUTDOOR
REIPNR-07692 | PETRA SOLAR | 103.10866.500X | 200 | 556 |  |  | 0.94 | Solar Inverter |  | OUTDOOR
REIPNR-07692 | PETRA SOLAR | 103.10866.500X | 200 | 955 |  |  | 0.94 | Solar Inverter |  | OUTDOOR
REIPNR-07692 | PETRA SOLAR | 103.10866.500X | 200 | 1160 |  |  | 0.94 | Solar Inverter |  | OUTDOOR
REIPNR-07692 | PETRA SOLAR | 103.10866.500X | 200 | 3261 |  |  | 0.94 | Solar Inverter |  | OUTDOOR
REIPNR-07693 | SUNTECH POWER | STP200-18/UB-1 | 200 | 85 | 180 | 30 |  | Solar | FIXED | Pole
REIPNR-07693 | SUNTECH POWER | STP200UB | 205 | 82 | 180 | 30 |  | Solar | FIXED | Pole
REIPNR-07693 | SUNTECH POWER | STP210-18/UB-1 | 210 | 18 | 180 | 30 |  | Solar | FIXED | Pole
REIPNR-07693 | SUNTECH POWER | STP210-18/UB-1 | 215 | 110 | 180 | 30 |  | Solar | FIXED | Pole
REIPNR-07693 | SUNTECH POWER | STP210-18/UB-1 | 220 | 845 | 180 | 30 |  | Solar | FIXED | Pole
REIPNR-07693 | SUNTECH POWER | STP210-18/UB-1 | 225 | 2981 | 180 | 30 |  | Solar | FIXED | Pole
REIPNR-07693 | PETRA SOLAR | 103.10866.500X | 200 | 18 |  |  | 0.94 | Solar Inverter |  | OUTDOOR
REIPNR-07693 | PETRA SOLAR | 103.10866.500X | 200 | 82 |  |  | 0.94 | Solar Inverter |  | OUTDOOR
REIPNR-07693 | PETRA SOLAR | 103.10866.500X | 200 | 85 |  |  | 0.94 | Solar Inverter |  | OUTDOOR
REIPNR-07693 | PETRA SOLAR | 103.10866.500X | 200 | 110 |  |  | 0.94 | Solar Inverter |  | OUTDOOR
REIPNR-07693 | PETRA SOLAR | 103.10866.500X | 200 | 845 |  |  | 0.94 | Solar Inverter |  | OUTDOOR
REIPNR-07693 | PETRA SOLAR | 103.10866.500X | 200 | 2981 |  |  | 0.94 | Solar Inverter |  | OUTDOOR
REIPNR-07694 | SUNTECH POWER | STP210-18/UB-1 | 220 | 105 | 180 | 30 |  | Solar | FIXED | Pole
REIPNR-07694 | SUNTECH POWER | STP210-18/UB-1 | 225 | 3152 | 180 | 30 |  | Solar | FIXED | Pole
REIPNR-07694 | PETRA SOLAR | 103.10866.500X | 200 | 3257 |  |  | 0.94 | Solar Inverter |  | OUTDOOR
REIPNR-07695 | SUNTECH POWER | STP200-18/UB-1 | 200 | 30 | 180 | 30 |  | Solar | FIXED | Pole
REIPNR-07695 | SUNTECH POWER | STP200-18/UB-1 | 205 | 16 | 180 | 30 |  | Solar | FIXED | Pole
REIPNR-07695 | SUNTECH POWER | STP200-18/UB-1 | 210 | 9 | 180 | 30 |  | Solar | FIXED | Pole
REIPNR-07695 | SUNTECH POWER | STP200-18/UB-1 | 215 | 1 | 180 | 30 |  | Solar | FIXED | Pole
REIPNR-07695 | SUNTECH POWER | STP200-18/UB-1 | 220 | 22 | 180 | 30 |  | Solar | FIXED | Pole
REIPNR-07695 | SUNTECH POWER | STP200-18/UB-1 | 225 | 3987 | 180 | 30 |  | Solar | FIXED | Pole
REIPNR-07695 | PHOENIXTEC POWER | PS240US3R (240V) | 200 | 4065 |  |  | 0.94 | Solar Inverter |  | OUTDOOR
REIPNR-07696 | SUNTECH POWER | STP210-18/UB-1 | 210 | 3 | 180 | 30 |  | Solar | 1AXIS | Pole
REIPNR-07696 | SUNTECH POWER | STP210-18/UB-1 | 220 | 11 | 180 | 30 |  | Solar | 1AXIS | Pole
REIPNR-07696 | SUNTECH POWER | STP210-18/UB-1 | 225 | 2901 | 180 | 30 |  | Solar | 1AXIS | Pole
REIPNR-07696 | PETRA SOLAR | 103.10866.500X | 200 | 2915 |  |  | 0.94 | Solar Inverter |  | OUTDOOR
REIPNR-07697 | SUNTECH POWER | STP200-18/UB-1 | 200 | 298 | 180 | 30 |  | Solar | FIXED | Pole
REIPNR-07697 | SUNTECH POWER | STP200S-18/UB-1 | 205 | 263 | 180 | 30 |  | Solar | FIXED | Pole
REIPNR-07697 | SUNTECH POWER | STP210-18/UB-1 | 210 | 218 | 180 | 30 |  | Solar | FIXED | Pole
REIPNR-07697 | SUNTECH POWER | STP210S-18/UB-1 | 220 | 10 | 180 | 30 |  | Solar | FIXED | Pole
REIPNR-07697 | SUNTECH POWER | STP210S-18/UB-1 | 225 | 1881 | 180 | 30 |  | Solar | FIXED | Pole
REIPNR-07697 | SUNTECH POWER | STP210S-18/UB-1 | 235 | 445 | 180 | 30 |  | Solar | FIXED | Pole
REIPNR-07697 | PETRA SOLAR | 103.10866.500X | 200 | 3115 |  |  | 0.94 | Solar Inverter |  | OUTDOOR
REIPNR-07698 | SUNTECH POWER | STP21018 | 225 | 505 | 180 | 30 |  | Solar | FIXED | Pole
REIPNR-07698 | SUNTECH POWER | STP21018 | 235 | 1365 | 180 | 30 |  | Solar | FIXED | Pole
REIPNR-07698 | PETRA SOLAR | 103.10866.500X | 200 | 1870 |  |  | 0.94 | Solar Inverter |  | OUTDOOR
REIPNR-07699 | SUNTECH POWER | STP200UB | 200 | 23 | 180 | 30 |  | Solar | FIXED | Pole
REIPNR-07699 | SUNTECH POWER | STP200UB | 205 | 18 | 180 | 30 |  | Solar | FIXED | Pole
REIPNR-07699 | SUNTECH POWER | STP200UB | 210 | 27 | 180 | 30 |  | Solar | FIXED | Pole
REIPNR-07699 | SUNTECH POWER | STP200UB | 220 | 40 | 180 | 30 |  | Solar | FIXED | Pole
REIPNR-07699 | SUNTECH POWER | STP200UB | 225 | 824 | 180 | 30 |  | Solar | FIXED | Pole
REIPNR-07699 | SUNTECH POWER | STP200UB | 235 | 4014 | 180 | 30 |  | Solar | FIXED | Pole
REIPNR-07699 | PETRA SOLAR | 103.10866.500X | 200 | 4946 |  |  | 0.94 | Solar Inverter |  | OUTDOOR
REIPNR-07700 | SUNTECH POWER | STP200-18/UB-1 | 200 | 74 | 180 | 30 |  | Solar | 1AXIS | Pole
REIPNR-07700 | SUNTECH POWER | STP200-18/UB-1 | 205 | 7 | 180 | 30 |  | Solar | 1AXIS | Pole
REIPNR-07700 | SUNTECH POWER | STP200-18/UB-1 | 210 | 17 | 180 | 30 |  | Solar | 1AXIS | Pole
REIPNR-07700 | SUNTECH POWER | STP200-18/UB-1 | 215 | 2 | 180 | 30 |  | Solar | 1AXIS | Pole
REIPNR-07700 | SUNTECH POWER | STP200-18/UB-1 | 220 | 8 | 180 | 30 |  | Solar | 1AXIS | Pole
REIPNR-07700 | SUNTECH POWER | STP200-18/UB-1 | 225 | 42 | 180 | 30 |  | Solar | 1AXIS | Pole
REIPNR-07700 | SUNTECH POWER | STP200-18/UB-1 | 235 | 2078 | 180 | 30 |  | Solar | 1AXIS | Pole
REIPNR-07700 | PETRA SOLAR | 103.10866.500X | 200 | 2228 |  |  | 0.94 | Solar Inverter |  | OUTDOOR
REIPNR-07701 | SUNTECH POWER | STP200-18/UB-1 | 200 | 146 | 180 | 30 |  | Solar | 1AXIS | Pole
REIPNR-07701 | SUNTECH POWER | STP200-18/UB-1 | 205 | 29 | 180 | 30 |  | Solar | 1AXIS | Pole
REIPNR-07701 | SUNTECH POWER | STP200-18/UB-1 | 210 | 36 | 180 | 30 |  | Solar | 1AXIS | Pole
REIPNR-07701 | SUNTECH POWER | STP200-18/UB-1 | 220 | 8 | 180 | 30 |  | Solar | 1AXIS | Pole
REIPNR-07701 | SUNTECH POWER | STP200-18/UB-1 | 225 | 23 | 180 | 30 |  | Solar | 1AXIS | Pole
REIPNR-07701 | SUNTECH POWER | STP200-18/UB-1 | 235 | 3929 | 180 | 30 |  | Solar | 1AXIS | Pole
REIPNR-07701 | PETRA SOLAR | 103.10866.500X | 200 | 4171 |  |  | 0.94 | Solar Inverter |  | OUTDOOR
REIPNR-07702 | SUNTECH POWER | STP200S-18/UB-1 | 200 | 35 | 180 | 30 |  | Solar | 1AXIS | Pole
REIPNR-07702 | SUNTECH POWER | STP200S-18/UB-1 | 205 | 36 | 180 | 30 |  | Solar | 1AXIS | Pole
REIPNR-07702 | SUNTECH POWER | STP210-18/UB-1 | 210 | 14 | 180 | 30 |  | Solar | 1AXIS | Pole
REIPNR-07702 | SUNTECH POWER | STP210S-18/UB-1 | 215 | 4 | 180 | 30 |  | Solar | 1AXIS | Pole
REIPNR-07702 | SUNTECH POWER | STP210S-18/UB-1 | 220 | 34 | 180 | 30 |  | Solar | 1AXIS | Pole
REIPNR-07702 | SUNTECH POWER | STP210S-18/UB-1 | 225 | 78 | 180 | 30 |  | Solar | 1AXIS | Pole
REIPNR-07702 | SUNTECH POWER | STP210S-18/UB-1 | 235 | 3700 | 180 | 30 |  | Solar | 1AXIS | Pole
REIPNR-07702 | PHOENIXTEC POWER | PS240US3R (240V) | 200 | 3901 |  |  | 0.94 | Solar Inverter |  | OUTDOOR
REIPNR-07703 | SUNTECH POWER | STP200-18/UB-1 | 200 | 4 | 180 | 30 |  | Solar | FIXED | Pole
REIPNR-07703 | TRINA SOLAR | TSM-225PA05 | 225 | 29 | 180 | 30 |  | Solar | FIXED | Pole
REIPNR-07703 | TRINA SOLAR | TSM-235PA05 | 235 | 2949 | 180 | 30 |  | Solar | FIXED | Pole
REIPNR-07703 | PETRA SOLAR | 103.10866.500X | 200 | 2982 |  |  | 0.94 | Solar Inverter |  | OUTDOOR
REIPNR-07704 | CANADIAN SOLAR | CS5P-240 | 240 | 21 | 207 | 32 |  | Solar | FIXED | Roof
REIPNR-07704 | XANTREX TECHNOLOGY | GT5.0-NA-DS-240 | 5000 | 1 |  |  | 0.959 | Solar Inverter |  | INDOOR
REIPNR-07705 | BAODING YINGLI NEW ENERGY RESOURCES CO | YL175(156) | 230 | 130 | 202 | 18 |  | Solar | FIXED | Roof
REIPNR-07705 | SMA AMERICA | SB5000US (208V) | 5000 | 1 |  |  | 0.971 | Solar Inverter |  | INDOOR
REIPNR-07705 | SMA AMERICA | SB7000US (208V) | 7000 | 3 |  |  | 0.971 | Solar Inverter |  | INDOOR
REIPNR-07785 | SUNPOWER | SPR-215-BLK-U | 215 | 2 | 120 | 23 |  | Solar | FIXED | Roof
REIPNR-07785 | SUNPOWER CORP (ORIGINAL MFRXANTREX) | SPR-2500X | 100 | 1 |  |  | 0.95 | Solar Inverter |  | INDOOR
REIPNR-07790 | CHANGZHOU TRINA SOLAR ENERGY CO | TSM-185D | 230 | 432 | 200 | 15 |  | Solar | FIXED | Ground
REIPNR-07790 | POWER-ONE | PVI-CENTRAL-100-US (208 V) | 100000 | 1 |  |  | 0.958 | Solar Inverter |  | INDOOR
REIPNR-07791 | CHANGZHOU TRINA SOLAR ENERGY CO | TSM-185D | 230 | 221 | 200 | 15 |  | Solar | FIXED | Ground
REIPNR-07791 | SMA AMERICA | SB6000U (208V) | 6000 | 1 |  |  | 0.968 | Solar Inverter |  | INDOOR
REIPNR-07791 | SMA AMERICA | SB7000US (208V) | 8000 | 5 |  |  | 0.963 | Solar Inverter |  | INDOOR
REIPNR-07792 | CHANGZHOU TRINA SOLAR ENERGY CO | TSM-185D | 230 | 325 | 200 | 15 |  | Solar | FIXED | Ground
REIPNR-07792 | SMA AMERICA | SB6000U (277V) | 6000 | 2 |  |  | 0.968 | Solar Inverter |  | INDOOR
REIPNR-07792 | SMA AMERICA | SB7000US (208V) | 8000 | 7 |  |  | 0.963 | Solar Inverter |  | INDOOR
REIPNR-07793 | SUNPOWER | SPR-305-WHT-U | 305 | 160 | 173 | 5 |  | Solar | FIXED | Roof
REIPNR-07793 | SATCON TECHNOLOGY | PVS-50 (208 V) | 50000 | 1 |  |  | 0.955 | Solar Inverter |  | INDOOR
REIPNR-07794 | SUNPOWER | SPR-225-BLK-U | 225 | 44 | 120 | 18 |  | Solar | FIXED | Roof
REIPNR-07794 | SUNPOWER CORP (ORIGINAL MFRSMA) | SPR-3000M (208V) | 3000 | 1 |  |  | 0.96 | Solar Inverter |  | OUTDOOR
REIPNR-07794 | SUNPOWER CORP (ORIGINAL MFRSMA) | SPR-7000M (208V) | 7000 | 1 |  |  | 0.97 | Solar Inverter |  | OUTDOOR
REIPNR-07795 | CHANGZHOU TRINA SOLAR ENERGY CO | TSM-185D | 235 | 26 | 205.4 | 20 |  | Solar | FIXED | Roof
REIPNR-07795 | SMA AMERICA | SB6000U (240V) | 6000 | 1 |  |  | 0.97 | Solar Inverter |  | OUTDOOR
REIPNR-07796 | SUNTECH POWER | STP200-18/UB-1 | 200 | 25 | 135.5 | 27 |  | Solar | FIXED | Roof
REIPNR-07796 | SUNTECH POWER | STP200-18/UB-1 | 200 | 24 | 135.5 | 34 |  | Solar | FIXED | Roof
REIPNR-07796 | PV POWERED | PVP2000 | 2000 | 1 |  |  | 0.92 | Solar Inverter |  | OUTDOOR
REIPNR-07796 | PV POWERED | PVP3000 | 3000 | 1 |  |  | 0.935 | Solar Inverter |  | OUTDOOR
REIPNR-07796 | PV POWERED | PVP4800 | 4800 | 1 |  |  | 0.96 | Solar Inverter |  | OUTDOOR
REIPNR-07798 | SOLYNDRA | SL-002-182U | 200 | 6500 | 140 | 10 |  | Solar | FIXED | Roof
REIPNR-07798 | PV POWERED | PVP100KW-208 | 260000 | 4 |  |  | 0.97 | Solar Inverter |  | OUTDOOR
REIPNR-07799 | BP SOLAR | SX3200B | 215 | 14 | 235 | 30 |  | Solar | FIXED | Roof
REIPNR-07799 | BP SOLAR | SX3200B | 215 | 11 | 145 | 40 |  | Solar | FIXED | Roof
REIPNR-07799 | FRONIUS USA | IG 3000 | 3000 | 2 |  |  | 0.962 | Solar Inverter |  | Inside
REIPNR-07800 | BP SOLAR | SX3200B | 215 | 12 | 243 | 20 |  | Solar | FIXED | Roof
REIPNR-07800 | KACO | 2901XI | 2502 | 1 |  |  | 0.95 | Solar Inverter |  | INDOOR
REIPNR-07802 | BP SOLAR | BP3125S | 215 | 20 | 144 | 37 |  | Solar | FIXED | Roof
REIPNR-07802 | SMA AMERICA | SB4000US (208V) | 4000 | 1 |  |  | 0.968 | Solar Inverter |  | INDOOR
REIPNR-07805 | SOLARWORLD | SW185 MONO/T | 240 | 276 | 13 | 2 |  | Solar | FIXED | Roof
REIPNR-07805 | SOLARWORLD | SW185MONO | 240 | 276 | 194 | 2 |  | Solar | FIXED | Roof
REIPNR-07805 | SMA AMERICA | SB7000US (277V) | 8000 | 15 |  |  | 0.965 | Solar Inverter |  | OUTDOOR
REIPNR-07806 | SOLARWORLD | SW185 MONO/T | 245 | 1144 | 157 | 10 |  | Solar | FIXED | Roof
REIPNR-07806 | SMA AMERICA | SWR2500U (208V) | 250000 | 1 |  |  | 0.96 | Solar Inverter |  | OUTDOOR
REIPNR-07807 | SUNPOWER | SPR-225-BLK-U | 225 | 7 | 225 | 30 |  | Solar | FIXED | Roof
REIPNR-07807 | SUNPOWER |  | 3000 | 1 |  |  | 0.966 | Solar Inverter |  | INDOOR
REIPNR-07808 | SOLARWORLD | SW185 MONO/T | 245 | 832 | 229 | 10 |  | Solar | FIXED | Roof
REIPNR-07808 | SMA AMERICA | SWR2500U (208V) | 250000 | 1 |  |  | 0.975 | Solar Inverter |  | OUTDOOR
REIPNR-07809 | SOLARWORLD | SW185 MONO/T | 245 | 654 | 316 | 3 |  | Solar | FIXED | Roof
REIPNR-07809 | SMA AMERICA | SB7000US (277V) | 8000 | 18 |  |  | 0.965 | Solar Inverter |  | INDOOR
REIPNR-07810 | CHANGZHOU TRINA SOLAR ENERGY CO | TSM-185D | 235 | 204 | 183.4 | 5 |  | Solar | FIXED | Roof
REIPNR-07810 | SMA AMERICA | SB5000US (208V) | 5000 | 9 |  |  | 0.968 | Solar Inverter |  | Inside
REIPNR-07811 | SOLARWORLD | SW185 MONO/T | 245 | 936 | 130 | 3 |  | Solar | FIXED | Roof
REIPNR-07811 | SMA AMERICA | SUNNY BOY CONTROL PLUS | 250000 | 1 |  |  | 0.975 | Solar Inverter |  | OUTDOOR
REIPNR-07812 | SOLARWORLD | SW185 MONO/T | 240 | 180 | 242 | 1 |  | Solar | FIXED | Roof
REIPNR-07812 | SOLARWORLD | SW185MONO | 240 | 408 | 64 | 3 |  | Solar | FIXED | Roof
REIPNR-07812 | SMA AMERICA | SB7000US (277V) | 7000 | 11 |  |  | 0.965 | Solar Inverter |  | Outside
REIPNR-07812 | SMA AMERICA | SB7000US (277V) | 8000 | 5 |  |  | 0.965 | Solar Inverter |  | Outside
REIPNR-07813 | SCHUCO USA |  | 180 | 30 | 159 | 35 |  | Solar | FIXED | Roof
REIPNR-07813 | SCHUCO USA |  | 180 | 24 | 249 | 35 |  | Solar | FIXED | Roof
REIPNR-07813 | FRONIUS USA | IG 4000 | 4000 | 1 |  |  | 0.968 | Solar Inverter |  | OUTDOOR
REIPNR-07813 | FRONIUS USA | IG 5100 | 5100 | 1 |  |  | 0.955 | Solar Inverter |  | OUTDOOR
REIPNR-07814 | SOLARWORLD | SW185MONO | 245 | 324 | 186 | 2 |  | Solar | FIXED | Roof
REIPNR-07814 | SMA AMERICA | SB7000US (277V) | 7000 | 9 |  |  | 0.965 | Solar Inverter |  | INDOOR
REIPNR-07815 | SHARP | ND-224UC1 | 240 | 806 | 200 | 10 |  | Solar | FIXED | Roof
REIPNR-07815 | SATCON TECHNOLOGY | AE-100-60-PV-A | 110000 | 2 |  |  | 0.96 | Solar Inverter |  | OUTDOOR
REIPNR-07816 | SCHUCO USA |  | 180 | 9 | 82.6 | 35 |  | Solar | FIXED | Roof
REIPNR-07816 | SCHUCO USA |  | 180 | 14 | 175.6 | 35 |  | Solar | FIXED | Roof
REIPNR-07816 | SCHUCO USA |  | 180 | 21 | 283.8 | 35 |  | Solar | FIXED | Roof
REIPNR-07816 | PV POWERED | PVP2000 | 2000 | 1 |  |  | 0.92 | Solar Inverter |  | OUTDOOR
REIPNR-07816 | PV POWERED | PVP2500 | 3000 | 1 |  |  | 0.945 | Solar Inverter |  | OUTDOOR
REIPNR-07816 | PV POWERED | PVP3500 | 3500 | 1 |  |  | 0.955 | Solar Inverter |  | OUTDOOR
REIPNR-07817 | MITSUBISHI ELECTRIC | PV-UD185MF5 | 185 | 26 | 198 | 10 |  | Solar | FIXED | Roof
REIPNR-07817 | MITSUBISHI ELECTRIC | PV-UD185MF5 | 185 | 28 | 198 | 10 |  | Solar | FIXED | Roof
REIPNR-07817 | MITSUBISHI ELECTRIC | PV-UD185MF5 | 185 | 28 | 108 | 30 |  | Solar | FIXED | Roof
REIPNR-07817 | MITSUBISHI ELECTRIC | PV-UD185MF5 | 185 | 13 | 288 | 30 |  | Solar | FIXED | Roof
REIPNR-07817 | SMA AMERICA | SB3000US (208V) | 3000 | 1 |  |  | 0.97 | Solar Inverter |  | OUTDOOR
REIPNR-07817 | SMA AMERICA | SB5000US (208V) | 5000 | 2 |  |  | 0.971 | Solar Inverter |  | OUTDOOR
REIPNR-07817 | SMA AMERICA | SB7000US (208V) | 7000 | 1 |  |  | 0.97 | Solar Inverter |  | Outside
REIPNR-07818 | BP SOLAR | SX3200B | 215 | 33 | 191 | 20 |  | Solar | FIXED | Roof
REIPNR-07818 | SMA AMERICA | SB6000U (277V) | 6000 | 1 |  |  | 0.95 | Solar Inverter |  | INDOOR
REIPNR-07819 | SUNTECH POWER | STP200-18/UB-1 | 205 | 136 | 199.1 | 5 |  | Solar | FIXED | Roof
REIPNR-07819 | SUNTECH POWER | STP210-18/UB-1 | 210 | 160 | 199 | 5 |  | Solar | FIXED | Roof
REIPNR-07819 | SMA AMERICA | SB5000US (208V) | 5000 | 3 |  |  | 0.96 | Solar Inverter |  | OUTDOOR
REIPNR-07819 | SMA AMERICA | SB7000US (208V) | 7000 | 6 |  |  | 0.97 | Solar Inverter |  | OUTDOOR
REIPNR-07820 | SUNTECH POWER | STP210-18/UB-1 | 210 | 164 | 199.1 | 5 |  | Solar | FIXED | Roof
REIPNR-07820 | SMA AMERICA | SB5000US (277V) | 5000 | 2 |  |  | 0.96 | Solar Inverter |  | OUTDOOR
REIPNR-07820 | SMA AMERICA | SB6000U (208V) | 6000 | 4 |  |  | 0.97 | Solar Inverter |  | OUTDOOR
REIPNR-07821 | SUNTECH POWER | STP200S-18/UB-1 | 205 | 312 | 137.3 | 5 |  | Solar | FIXED | Roof
REIPNR-07821 | PV POWERED | PVP100KW-480 | 100000 | 1 |  |  | 0.96 | Solar Inverter |  | INDOOR
REIPNR-07822 | SUNTECH POWER | STP210-18/UB-1 | 210 | 194 | 199.1 | 5 |  | Solar | FIXED | Roof
REIPNR-07822 | SMA AMERICA | SB5000US (208V) | 5000 | 2 |  |  | 0.96 | Solar Inverter |  | OUTDOOR
REIPNR-07822 | SMA AMERICA | SB7000US (208V) | 7000 | 4 |  |  | 0.97 | Solar Inverter |  | OUTDOOR
REIPNR-07823 | SUNTECH POWER | STP210-18/UB-1 | 210 | 188 | 199.1 | 5 |  | Solar | FIXED | Roof
REIPNR-07823 | SMA AMERICA | SB5000US (240V) | 5000 | 2 |  |  | 0.96 | Solar Inverter |  | OUTDOOR
REIPNR-07823 | SMA AMERICA | SB6000U (208V) | 6000 | 1 |  |  | 0.97 | Solar Inverter |  | OUTDOOR
REIPNR-07823 | SMA AMERICA | SB7000US (208V) | 7000 | 3 |  |  | 0.97 | Solar Inverter |  | OUTDOOR
REIPNR-07824 | SUNTECH POWER | STP210S-18/UB-1 | 260 | 192 | 170 | 10 |  | Solar | FIXED | Roof
REIPNR-07824 | SMA AMERICA | SB3000US (208V) | 3000 | 1 |  |  | 0.96 | Solar Inverter |  | OUTDOOR
REIPNR-07824 | SMA AMERICA | SB6000U (208V) | 6000 | 1 |  |  | 0.96 | Solar Inverter |  | OUTDOOR
REIPNR-07824 | SMA AMERICA | SB7000US (277V) | 7000 | 6 |  |  | 0.96 | Solar Inverter |  | OUTDOOR
REIPNR-07825 | SUNPOWER | SPR-230-WHT-U | 230 | 24 | 235 | 18 |  | Solar | FIXED | Roof
REIPNR-07825 | SUNPOWER | SPR-230-WHT-U | 230 | 57 | 235 | 25 |  | Solar | FIXED | Roof
REIPNR-07825 | SUNPOWER CORP (ORIGINAL MFRSMA) | SPR-5000M (208V) | 5000 | 1 |  |  | 0.97 | Solar Inverter |  | INDOOR
REIPNR-07825 | SUNPOWER CORP (ORIGINAL MFRSMA) | SPR-6000M (208V) | 6000 | 1 |  |  | 0.97 | Solar Inverter |  | INDOOR
REIPNR-07825 | SUNPOWER CORP (ORIGINAL MFRSMA) | SPR-7000M (208V) | 7000 | 1 |  |  | 0.97 | Solar Inverter |  | INDOOR
REIPNR-07826 | SUNTECH POWER | STP200-18/UB-1 | 205 | 22 | 145.5 | 25 |  | Solar | FIXED | Roof
REIPNR-07826 | SUNTECH POWER | STP200-18/UB-1 | 205 | 28 | 145.5 | 36 |  | Solar | FIXED | Roof
REIPNR-07826 | PV POWERED | PVP2500 | 2500 | 2 |  |  | 0.945 | Solar Inverter |  | INDOOR
REIPNR-07826 | PV POWERED | PVP4800 | 4800 | 1 |  |  | 0.96 | Solar Inverter |  | INDOOR
REIPNR-07827 | BP SOLAR | SX3195B | 195 | 39 | 124 | 30 |  | Solar | FIXED | Roof
REIPNR-07827 | FRONIUS USA | IG 3000 | 3000 | 1 |  |  | 0.962 | Solar Inverter |  | INDOOR
REIPNR-07827 | FRONIUS USA | IG 5100 | 5100 | 1 |  |  | 0.962 | Solar Inverter |  | INDOOR
REIPNR-07828 | CHANGZHOU TRINA SOLAR ENERGY CO | TSM-160D | 230 | 33 | 173.6 | 33 |  | Solar | FIXED | Roof
REIPNR-07828 | SMA AMERICA | SB7000US (277V) | 7000 | 1 |  |  | 0.97 | Solar Inverter |  | INDOOR
REIPNR-07829 | CHANGZHOU TRINA SOLAR ENERGY CO | TSM-185D | 220 | 21 | 206.5 | 8 |  | Solar | FIXED | Roof
REIPNR-07829 | PV POWERED | PVP2000 | 2000 | 1 |  |  | 0.92 | Solar Inverter |  | INDOOR
REIPNR-07829 | PV POWERED | PVP2500 | 2500 | 1 |  |  | 0.945 | Solar Inverter |  | INDOOR
REIPNR-07830 | BP SOLAR | BP3170N | 170 | 9 | 149 | 20 |  | Solar | FIXED | Roof
REIPNR-07830 | BP SOLAR | BP3170N | 170 | 9 | 149 | 20 |  | Solar | FIXED | Roof
REIPNR-07830 | BP SOLAR | BP3170N | 195 | 15 | 239 | 45 |  | Solar | FIXED | Roof
REIPNR-07830 | SMA AMERICA | SB3000US (208V) | 3000 | 2 |  |  | 0.965 | Solar Inverter |  | INDOOR
REIPNR-07830 | SMA AMERICA | SB4000US (208V) | 4000 | 1 |  |  | 0.968 | Solar Inverter |  | INDOOR
REIPNR-07831 | BP SOLAR | BP3170N | 215 | 30 | 145 | 16 |  | Solar | FIXED | Roof
REIPNR-07831 | FRONIUS USA |  | 6000 | 1 |  |  | 0.962 | Solar Inverter |  | OUTDOOR
REIPNR-07832 | CHANGZHOU TRINA SOLAR ENERGY CO | TSM-185D | 220 | 8 | 104.5 | 5 |  | Solar | FIXED | Roof
REIPNR-07832 | CHANGZHOU TRINA SOLAR ENERGY CO | TSM-185D | 220 | 16 | 104.5 | 15 |  | Solar | FIXED | Roof
REIPNR-07832 | CHANGZHOU TRINA SOLAR ENERGY CO | TSM-185D | 220 | 10 | 194.7 | 20 |  | Solar | FIXED | Roof
REIPNR-07832 | PV POWERED | PVP2000 | 2000 | 2 |  |  | 0.92 | Solar Inverter |  | INDOOR
REIPNR-07832 | PV POWERED | PVP3000 | 3000 | 1 |  |  | 0.935 | Solar Inverter |  | INDOOR
REIPNR-07833 | SUNPOWER | SPR-230-WHT-U | 230 | 30 | 148 | 35 |  | Solar | FIXED | Roof
REIPNR-07833 | SUNPOWER CORP (ORIGINAL MFRFRONIUS) | SPR-6500F-208 | 6500 | 1 |  |  | 0.962 | Solar Inverter |  | INDOOR
REIPNR-07834 | CHANGZHOU TRINA SOLAR ENERGY CO | TSM-185D | 230 | 14 | 174.5 | 32 |  | Solar | FIXED | Roof
REIPNR-07834 | PV POWERED | PVP3000 | 3000 | 1 |  |  | 0.935 | Solar Inverter |  | OUTDOOR
REIPNR-07835 | CHANGZHOU TRINA SOLAR ENERGY CO | TSM-185D | 220 | 20 | 142.6 | 18 |  | Solar | FIXED | Roof
REIPNR-07835 | CHANGZHOU TRINA SOLAR ENERGY CO | TSM-185D | 220 | 12 | 142.6 | 35 |  | Solar | FIXED | Roof
REIPNR-07835 | SMA AMERICA | SB4000US (208V) | 4000 | 1 |  |  | 0.96 | Solar Inverter |  | INDOOR
REIPNR-07835 | SMA AMERICA | SB5000US (208V) | 5000 | 1 |  |  | 0.96 | Solar Inverter |  | INDOOR
REIPNR-07836 | SUNTECH POWER | STP180-24/AB-1 | 180 | 28 | 170.5 | 12 |  | Solar | FIXED | Roof
REIPNR-07836 | SUNTECH POWER | STP180-24/AB-1 | 180 | 29 | 170.5 | 22 |  | Solar | FIXED | Roof
REIPNR-07836 | PV POWERED | PVP2500 | 2500 | 2 |  |  | 0.945 | Solar Inverter
REIPNR-07836 | PV POWERED | PVP4800 | 4800 | 1 |  |  | 0.96 | Solar Inverter |  | INDOOR
REIPNR-07838 | SHARP | ND-U230C1 | 235 | 24 | 189.2 | 27 |  | Solar | FIXED | Roof
REIPNR-07838 | SMA AMERICA | SB5000US | 5000 | 1 |  |  | 0.96 | Solar Inverter |  | INDOOR
REIPNR-07907 | CHANGZHOU TRINA SOLAR ENERGY CO | TSM-185D | 220 | 28 | 254.9 | 20 |  | Solar | FIXED | Roof
REIPNR-07907 | SMA AMERICA | SB3000US (208V) | 3000 | 1 |  |  | 0.96 | Solar Inverter |  | INDOOR
REIPNR-07907 | SMA AMERICA | SB5000US | 5000 | 1 |  |  | 0.96 | Solar Inverter |  | INDOOR
REIPNR-07908 | CHANGZHOU TRINA SOLAR ENERGY CO | TSM-185D | 230 | 29 | 98.9 | 15 |  | Solar | FIXED | Roof
REIPNR-07908 | CHANGZHOU TRINA SOLAR ENERGY CO | TSM-185D | 230 | 7 | 185.7 | 20 |  | Solar | FIXED | Roof
REIPNR-07908 | PV POWERED | PVP2500 | 2500 | 2 |  |  | 0.945 | Solar Inverter |  | OUTDOOR
REIPNR-07908 | PV POWERED | PVP3500 | 3500 | 1 |  |  | 0.955 | Solar Inverter |  | OUTDOOR
REIPNR-07909 | SUNPOWER | SPR-215-WHT-U | 215 | 14 | 142 | 32 |  | Solar | FIXED | Roof
REIPNR-07909 | SUNPOWER | SPR-215-WHT-U | 215 | 14 | 227 | 32 |  | Solar | FIXED | Roof
REIPNR-07909 | SUNPOWER CORP (ORIGINAL MFRSMA) | SPR-3000M (208V) | 3000 | 1 |  |  | 0.966 | Solar Inverter |  | INDOOR
REIPNR-07909 | SUNPOWER CORP (ORIGINAL MFRSMA) | SPR-3000M (208V) | 3000 | 1 |  |  | 0.966 | Solar Inverter |  | INDOOR
REIPNR-07912 | SUNTECH POWER | STP180S-24/AB-1 | 185 | 35 | 185.5 | 27 |  | Solar | FIXED | Roof
REIPNR-07912 | SMA AMERICA | SB3000US (208V) | 3000 | 1 |  |  | 0.96 | Solar Inverter |  | INDOOR
REIPNR-07912 | SMA AMERICA | SB4000US (208V) | 4000 | 1 |  |  | 0.96 | Solar Inverter |  | INDOOR
REIPNR-07913 | CHANGZHOU TRINA SOLAR ENERGY CO | TSM-180D | 220 | 33 | 218 | 21 |  | Solar | FIXED | Roof
REIPNR-07913 | SMA AMERICA | SB7000US (240V) | 7000 | 1 |  |  | 0.96 | Solar Inverter |  | OUTDOOR
REIPNR-07915 | ASTROPOWER | APM2 SUNCHOICE | 228 | 33 | 218 | 23 |  | Solar | FIXED | Roof
REIPNR-07915 | SUNPOWER CORP (ORIGINAL MFRSMA) | SPR-7000M (208V) | 7000 | 1 |  |  | 0.952 | Solar Inverter |  | OUTDOOR
REIPNR-07916 | CHANGZHOU TRINA SOLAR ENERGY CO | TSM-185D | 220 | 16 | 139.6 | 15 |  | Solar | FIXED | Roof
REIPNR-07916 | CHANGZHOU TRINA SOLAR ENERGY CO | TSM-185D | 220 | 10 | 139.6 | 25 |  | Solar | FIXED | Roof
REIPNR-07916 | CHANGZHOU TRINA SOLAR ENERGY CO | TSM-185D | 220 | 13 | 139.6 | 35 |  | Solar | FIXED | Roof
REIPNR-07916 | PV POWERED | PVP2000 | 2000 | 2 |  |  | 0.92 | Solar Inverter |  | OUTDOOR
REIPNR-07916 | PV POWERED | PVP2500 | 2500 | 1 |  |  | 0.945 | Solar Inverter |  | OUTDOOR
REIPNR-07916 | PV POWERED | PVP3000 | 3000 | 1 |  |  | 0.935 | Solar Inverter |  | OUTDOOR
REIPNR-07917 | CHANGZHOU TRINA SOLAR ENERGY CO | TSM-185D | 235 | 26 | 200 | 18 |  | Solar | FIXED | Roof
REIPNR-07917 | SMA AMERICA | SB6000U (208V) | 6000 | 1 |  |  | 0.97 | Solar Inverter |  | INDOOR
REIPNR-07918 | CHANGZHOU TRINA SOLAR ENERGY CO | TSM-185D | 220 | 10 | 158.2 | 32 |  | Solar | FIXED | Roof
REIPNR-07918 | CHANGZHOU TRINA SOLAR ENERGY CO | TSM-160D | 220 | 38 | 238.8 | 37 |  | Solar | FIXED | Roof
REIPNR-07918 | PV POWERED | PVP2000 | 2000 | 1 |  |  | 0.92 | Solar Inverter |  | INDOOR
REIPNR-07918 | PV POWERED | PVP3500 | 3500 | 1 |  |  | 0.955 | Solar Inverter |  | INDOOR
REIPNR-07918 | PV POWERED | PVP4800 | 4800 | 1 |  |  | 0.96 | Solar Inverter |  | INDOOR
REIPNR-07919 | CHANGZHOU TRINA SOLAR ENERGY CO | TSM-185D | 235 | 36 | 124.5 | 20 |  | Solar | FIXED | Roof
REIPNR-07919 | PV POWERED | PVP3000 | 3000 | 1 |  |  | 0.935 | Solar Inverter |  | OUTDOOR
REIPNR-07919 | PV POWERED | PVP4800 | 4800 | 1 |  |  | 0.96 | Solar Inverter |  | OUTDOOR
REIPNR-07920 | CHANGZHOU TRINA SOLAR ENERGY CO | TSM-170D | 235 | 39 | 151 | 22 |  | Solar | FIXED | Roof
REIPNR-07920 | SMA AMERICA | SB7000US (240V) | 8000 | 1 |  |  | 0.965 | Solar Inverter |  | INDOOR
REIPNR-07921 | CHANGZHOU TRINA SOLAR ENERGY CO | TSM-185D | 230 | 15 | 125.8 | 25 |  | Solar | FIXED | Roof
REIPNR-07921 | PV POWERED | PVP2000 | 2000 | 2 |  |  | 0.92 | Solar Inverter |  | OUTDOOR
REIPNR-07922 | CHANGZHOU TRINA SOLAR ENERGY CO | TSM-185D | 230 | 14 | 144.5 | 19 |  | Solar | FIXED | Roof
REIPNR-07922 | CHANGZHOU TRINA SOLAR ENERGY CO | TSM-185D | 230 | 18 | 235.2 | 19 |  | Solar | FIXED | Roof
REIPNR-07922 | PV POWERED | PVP3000 | 3000 | 1 |  |  | 0.935 | Solar Inverter |  | INDOOR
REIPNR-07922 | PV POWERED | PVP4800 | 4800 | 1 |  |  | 0.96 | Solar Inverter |  | INDOOR
REIPNR-07923 | CHANGZHOU TRINA SOLAR ENERGY CO | TSM-160D | 230 | 33 | 203.9 | 20 |  | Solar | FIXED | Roof
REIPNR-07923 | PV POWERED | PVP2500 | 2500 | 3 |  |  | 0.945 | Solar Inverter |  | OUTDOOR
REIPNR-07924 | SHARP | ND-224UC1 | 235 | 40 | 104.5 | 32 |  | Solar | FIXED | Roof
REIPNR-07924 | PV POWERED | PVP4800 | 4800 | 2 |  |  | 0.96 | Solar Inverter |  | OUTDOOR
REIPNR-07925 | CHANGZHOU TRINA SOLAR ENERGY CO | TSM-185D | 220 | 26 | 176.4 | 35 |  | Solar | FIXED | Roof
REIPNR-07925 | SMA AMERICA | SB6000U (208V) | 6000 | 1 |  |  | 0.97 | Solar Inverter |  | INDOOR
REIPNR-07926 | CHANGZHOU TRINA SOLAR ENERGY CO | TSM-185D | 220 | 16 | 117.1 | 19 |  | Solar | FIXED | Roof
REIPNR-07926 | CHANGZHOU TRINA SOLAR ENERGY CO | TSM-185D | 220 | 20 | 214.5 | 19 |  | Solar | FIXED | Roof
REIPNR-07926 | PV POWERED | PVP3500 | 3500 | 1 |  |  | 0.955 | Solar Inverter |  | INDOOR
REIPNR-07926 | PV POWERED | PVP4800 | 4800 | 1 |  |  | 0.96 | Solar Inverter |  | INDOOR
REIPNR-07927 | SUNPOWER | SPR-225-BLK-U | 225 | 10 | 210 | 30.3 |  | Solar | FIXED | Roof
REIPNR-07927 | SUNPOWER CORP (ORIGINAL MFRSMA) | SPR-4000M (208V) | 4000 | 1 |  |  | 0.96 | Solar Inverter |  | INDOOR
REIPNR-07928 | CHANGZHOU TRINA SOLAR ENERGY CO | TSM-185D | 230 | 44 | 149.5 | 30 |  | Solar | FIXED | Roof
REIPNR-07928 | PV POWERED | PVP4800 | 4800 | 2 |  |  | 0.96 | Solar Inverter |  | INDOOR
REIPNR-07929 | CHANGZHOU TRINA SOLAR ENERGY CO | TSM-185D | 235 | 34 | 180 | 25 |  | Solar | FIXED | Roof
REIPNR-07929 | PV POWERED | PVP3000 | 3000 | 1 |  |  | 0.935 | Solar Inverter |  | OUTDOOR
REIPNR-07929 | PV POWERED | PVP4800 | 4800 | 1 |  |  | 0.96 | Solar Inverter |  | OUTDOOR
REIPNR-07931 | CHANGZHOU TRINA SOLAR ENERGY CO | TSM-185D | 230 | 16 | 201.7 | 23 |  | Solar | FIXED | Roof
REIPNR-07931 | CHANGZHOU TRINA SOLAR ENERGY CO | TSM-185D | 230 | 26 | 201.7 | 36 |  | Solar | FIXED | Roof
REIPNR-07931 | PV POWERED | PVP2000 | 2000 | 1 |  |  | 0.92 | Solar Inverter |  | INDOOR
REIPNR-07931 | PV POWERED | PVP3000 | 3000 | 2 |  |  | 0.935 | Solar Inverter |  | INDOOR
REIPNR-07932 | CHANGZHOU TRINA SOLAR ENERGY CO | TSM-185D | 220 | 18 | 174.7 | 15 |  | Solar | FIXED | Roof
REIPNR-07932 | CHANGZHOU TRINA SOLAR ENERGY CO | TSM-185D | 220 | 8 | 265.3 | 15 |  | Solar | FIXED | Roof
REIPNR-07932 | PV POWERED | PVP2000 | 2000 | 1 |  |  | 0.92 | Solar Inverter |  | INDOOR
REIPNR-07932 | PV POWERED | PVP3500 | 3500 | 1 |  |  | 0.955 | Solar Inverter |  | INDOOR
REIPNR-07933 | CHANGZHOU TRINA SOLAR ENERGY CO | TSM-185D | 230 | 44 | 152.9 | 29 |  | Solar | FIXED | Roof
REIPNR-07933 | PV POWERED | PVP4800 | 4800 | 2 |  |  | 0.96 | Solar Inverter |  | INDOOR
REIPNR-07934 | SOLARWORLD | SW185 MONO/T | 235 | 66 | 180 | 19 |  | Solar | FIXED | Ground
REIPNR-07934 | SMA AMERICA | SB7000US (208V) | 7000 | 2 |  |  | 0.971 | Solar Inverter |  | OUTDOOR
REIPNR-07935 | SUNPOWER | SPR-230-WHT-U | 230 | 38 | 160 | 28 |  | Solar | FIXED | Roof
REIPNR-07935 | SMA AMERICA | SB4000US (208V) | 4000 | 1 |  |  | 0.968 | Solar Inverter |  | Inside
REIPNR-07935 | SMA AMERICA | SB5000US (208V) | 5000 | 1 |  |  | 0.97 | Solar Inverter |  | Inside
REIPNR-07938 | SUNTECH POWER | STP210-18/UB-1 | 210 | 28 | 180 | 36 |  | Solar | FIXED | Roof
REIPNR-07938 | SMA AMERICA | SB6000U (208V) | 6000 | 1 |  |  | 0.97 | Solar Inverter |  | INDOOR
REIPNR-07939 | SUNTECH POWER | STP190-18/UB-1 | 190 | 32 | 231 | 25 |  | Solar | FIXED | Roof
REIPNR-07939 | SMA AMERICA | SB7000US (208V) | 7000 | 1 |  |  | 0.97 | Solar Inverter |  | OUTDOOR
REIPNR-07940 | SUNPOWER | SPR-230-WHT-U | 230 | 27 | 150 | 40 |  | Solar | FIXED | Roof
REIPNR-07940 | SUNPOWER CORP (ORIGINAL MFRSMA) | SPR-7000M (208V) | 7000 | 1 |  |  | 0.971 | Solar Inverter |  | OUTDOOR
REIPNR-07941 | SILIKEN MANUFACTURING USA | SLK60P6L 230 WP | 230 | 84 | 131 | 33 |  | Solar | FIXED | Roof
REIPNR-07941 | FRONIUS USA |  | 11400 | 2 |  |  | 0.95 | Solar Inverter |  | INDOOR
REIPNR-07942 | BP SOLAR | SX3200B | 215 | 29 | 267 | 20 |  | Solar | FIXED | Roof
REIPNR-07942 | FRONIUS USA | IG 2000 | 2000 | 1 |  |  | 0.962 | Solar Inverter |  | INDOOR
REIPNR-07942 | FRONIUS USA | IG 4000 | 4000 | 1 |  |  | 0.962 | Solar Inverter |  | INDOOR
REIPNR-07946 | SUNTECH POWER | STP210-18/UB-1 | 210 | 17 | 238.6 | 39 |  | Solar | FIXED | Roof
REIPNR-07946 | PV POWERED | PVP2000 | 2000 | 2 |  |  | 0.92 | Solar Inverter |  | OUTDOOR
REIPNR-07947 | SUNPOWER | SPR-200-BLK-U | 180 | 10 | 234 | 22 |  | Solar | FIXED | Roof
REIPNR-07947 | SUNTECH POWER | STP180-24/AB-1 | 180 | 12 | 140.7 | 30 |  | Solar | FIXED | Roof
REIPNR-07947 | SUNPOWER | SPR-200-WHT-U | 180 | 7 | 140.7 | 35 |  | Solar | FIXED | Roof
REIPNR-07947 | PV POWERED | PVP2000 | 2000 | 3 |  |  | 0.92 | Solar Inverter |  | INDOOR
REIPNR-07948 | SHARP | ND-224UC1 | 235 | 44 | 220 | 24 |  | Solar | FIXED | Roof
REIPNR-07948 | SMA AMERICA | SB5000US | 5000 | 2 |  |  | 0.96 | Solar Inverter |  | INDOOR
REIPNR-07949 | SUNTECH POWER | STP210-18/UB-1 | 210 | 16 | 151 | 20 |  | Solar | FIXED | Roof
REIPNR-07949 | PV POWERED | PVP3000 | 3000 | 1 |  |  | 0.935 | Solar Inverter |  | INDOOR
REIPNR-07950 | CHANGZHOU TRINA SOLAR ENERGY CO | TSM-185D | 230 | 18 | 227.6 | 30 |  | Solar | FIXED | Roof
REIPNR-07950 | CHANGZHOU TRINA SOLAR ENERGY CO | TSM-185D | 230 | 16 | 132.1 | 43 |  | Solar | FIXED | Roof
REIPNR-07950 | PV POWERED | PVP3000 | 3000 | 1 |  |  | 0.935 | Solar Inverter |  | OUTDOOR
REIPNR-07950 | PV POWERED | PVP4800 | 4800 | 1 |  |  | 0.96 | Solar Inverter |  | OUTDOOR
REIPNR-07951 | SUNTECH POWER | STP180-24/AB-1 | 185 | 53 | 253.7 | 21 |  | Solar | FIXED | Roof
REIPNR-07951 | SMA AMERICA | SB4000US (208V) | 4000 | 1 |  |  | 0.96 | Solar Inverter |  | INDOOR
REIPNR-07951 | SMA AMERICA | SB6000U (208V) | 6000 | 1 |  |  | 0.97 | Solar Inverter |  | INDOOR
REIPNR-07952 | CHANGZHOU TRINA SOLAR ENERGY CO | TSM-185D | 220 | 42 | 159 | 34 |  | Solar | FIXED | Roof
REIPNR-07952 | PV POWERED | PVP4800 | 4800 | 2 |  |  | 0.96 | Solar Inverter |  | INDOOR
REIPNR-07953 | SOLARWORLD | SW185 MONO/T | 230 | 20 | 124 | 39 |  | Solar | FIXED | Roof
REIPNR-07953 | FRONIUS USA | IG 5100 | 5100 | 1 |  |  | 0.96 | Solar Inverter |  | Inside
REIPNR-07955 | BP SOLAR | SX3200B | 215 | 30 | 184 | 7 |  | Solar | FIXED | Roof
REIPNR-07955 | BP SOLAR | SX3200B | 215 | 10 | 184 | 10 |  | Solar | FIXED | Roof
REIPNR-07955 | FRONIUS USA | IG 4000 | 4000 | 1 |  |  | 0.962 | Solar Inverter |  | INDOOR
REIPNR-07955 | FRONIUS USA | IG 5100 | 5100 | 1 |  |  | 0.962 | Solar Inverter |  | INDOOR
REIPNR-07956 | SHARP | ND-216UC1 | 216 | 82 | 213.5 | 15 |  | Solar | FIXED | Roof
REIPNR-07956 | SATCON TECHNOLOGY | PVS-75 (208 V) | 75000 | 1 |  |  | 0.96 | Solar Inverter |  | Outside
REIPNR-07956 | SATCON TECHNOLOGY | PVS-100 (208 V) | 100000 | 1 |  |  | 0.96 | Solar Inverter |  | Outside
REIPNR-07957 | SHARP |  | 230 | 34 | 194.5 | 22 |  | Solar | FIXED | Roof
REIPNR-07957 | PV POWERED | PVP3000 | 3000 | 1 |  |  | 0.935 | Solar Inverter |  | OUTDOOR
REIPNR-07957 | PV POWERED | PVP4800 | 4800 | 1 |  |  | 0.96 | Solar Inverter |  | OUTDOOR
REIPNR-07958 | CHANGZHOU TRINA SOLAR ENERGY CO | TSM-185D | 235 | 22 | 245 | 12 |  | Solar | FIXED | Roof
REIPNR-07958 | ENPHASE ENERGY | M200-32-240-S02 | 190 | 22 |  |  | 0.96 | Solar Inverter |  | INDOOR
REIPNR-07959 | CHANGZHOU TRINA SOLAR ENERGY CO | TSM-185D | 235 | 34 | 180 | 30 |  | Solar | FIXED | Ground
REIPNR-07959 | PV POWERED | PVP3000 | 3000 | 1 |  |  | 0.935 | Solar Inverter |  | OUTDOOR
REIPNR-07959 | PV POWERED | PVP4800 | 4800 | 1 |  |  | 0.96 | Solar Inverter |  | OUTDOOR
REIPNR-07960 | CHANGZHOU TRINA SOLAR ENERGY CO | TSM-185D | 220 | 44 | 115.9 | 24 |  | Solar | FIXED | Roof
REIPNR-07960 | SMA AMERICA | SB5000US | 5000 | 2 |  |  | 0.96 | Solar Inverter |  | INDOOR
REIPNR-07963 | CHANGZHOU TRINA SOLAR ENERGY CO | TSM-185D | 220 | 32 | 133.7 | 35 |  | Solar | FIXED | Roof
REIPNR-07963 | SMA AMERICA | SB3000US (208V) | 3000 | 1 |  |  | 0.96 | Solar Inverter |  | INDOOR
REIPNR-07963 | SMA AMERICA | SB5000US (208V) | 5000 | 1 |  |  | 0.96 | Solar Inverter |  | INDOOR
REIPNR-07964 | SUNTECH POWER | STP180-24/AB-1 | 180 | 37 | 267.3 | 33 |  | Solar | FIXED | Roof
REIPNR-07964 | SUNTECH POWER | STP180-24/AB-1 | 180 | 9 | 176.8 | 43 |  | Solar | FIXED | Roof
REIPNR-07964 | PV POWERED | PVP2000 | 2000 | 2 |  |  | 0.92 | Solar Inverter |  | INDOOR
REIPNR-07964 | PV POWERED | PVP4800 | 4800 | 1 |  |  | 0.96 | Solar Inverter |  | INDOOR
REIPNR-07965 | SOLARWORLD | SW185 MONO/T | 235 | 588 | 197 | 10 |  | Solar | FIXED | Roof
REIPNR-07965 | SATCON TECHNOLOGY | AE-135-60-PV-A | 135000 | 1 |  |  | 0.96 | Solar Inverter |  | INDOOR
REIPNR-07966 | SUNTECH POWER | STP210S-18/UB-1 | 270 | 396 | 172 | 5 |  | Solar | FIXED | Roof
REIPNR-07966 | SUNTECH POWER | STP210S-18/UB-1 | 270 | 198 | 262 | 5 |  | Solar | FIXED | Roof
REIPNR-07966 | SMA AMERICA | SB6000U (208V) | 6000 | 18 |  |  | 0.97 | Solar Inverter |  | OUTDOOR
REIPNR-07967 | SUNPOWER | SPR-225-BLK-U | 225 | 14 | 160 | 24 |  | Solar | FIXED | Roof
REIPNR-07967 | ENPHASE ENERGY | M200-32-208-S01 | 210 | 14 |  |  | 0.96 | Solar Inverter |  | Outside
REIPNR-07968 | CHANGZHOU TRINA SOLAR ENERGY CO | TSM-185D | 230 | 294 | 160.7 | 5 |  | Solar | FIXED | Roof
REIPNR-07968 | SMA AMERICA | SB5000US (208V) | 5000 | 2 |  |  | 0.96 | Solar Inverter |  | INDOOR
REIPNR-07968 | SMA AMERICA | SB7000US (208V) | 7000 | 8 |  |  | 0.97 | Solar Inverter |  | INDOOR
REIPNR-07969 | CHANGZHOU TRINA SOLAR ENERGY CO | TSM-185D | 230 | 62 | 255 | 20 |  | Solar | FIXED | Roof
REIPNR-07969 | SMA AMERICA | SB5000US (208V) | 5000 | 3 |  |  | 0.96 | Solar Inverter |  | INDOOR
REIPNR-07970 | BP SOLAR | BP3125S | 215 | 33 | 219 | 35 |  | Solar | FIXED | Roof
REIPNR-07970 | SMA AMERICA | SB3000US (208V) | 3000 | 1 |  |  | 0.94 | Solar Inverter |  | INDOOR
REIPNR-07970 | SMA AMERICA | SB5000US (208V) | 5000 | 1 |  |  | 0.94 | Solar Inverter |  | INDOOR
REIPNR-07971 | CONERGY AG | S 175MU | 235 | 115 | 154 | 12 |  | Solar | FIXED | Ground
REIPNR-07971 | CONERGY AG | S 175MU | 235 | 117 | 179 | 25 |  | Solar | FIXED | Roof
REIPNR-07971 | FRONIUS USA |  | 7500 | 1 |  |  | 0.95 | Solar Inverter |  | OUTDOOR
REIPNR-07971 | FRONIUS USA |  | 10000 | 1 |  |  | 0.95 | Solar Inverter |  | OUTDOOR
REIPNR-07971 | FRONIUS USA |  | 11400 | 4 |  |  | 0.95 | Solar Inverter |  | OUTDOOR
REIPNR-07972 | SANYO ELECTRIC | HIP-205BA19 | 215 | 20 | 189 | 24 |  | Solar | FIXED | Roof
REIPNR-07972 | SMA AMERICA | SB4000US (208V) | 4000 | 1 |  |  | 0.96 | Solar Inverter |  | INDOOR
REIPNR-07973 | BP SOLAR | BP175 B | 190 | 272 | 163 | 2.6 |  | Solar | FIXED | Roof
REIPNR-07973 | FRONIUS USA |  | 10000 | 1 |  |  | 0.962 | Solar Inverter |  | INDOOR
REIPNR-07973 | FRONIUS USA |  | 10000 | 4 |  |  | 0.962 | Solar Inverter |  | INDOOR
REIPNR-07975 | SUNTECH POWER | STP210-18/UB-1 | 205 | 45 | 170 | 35 |  | Solar | FIXED | Roof
REIPNR-07975 | FRONIUS USA |  | 3000 | 1 |  |  | 0.955 | Solar Inverter |  | INDOOR
REIPNR-07975 | FRONIUS USA |  | 7500 | 1 |  |  | 0.955 | Solar Inverter |  | INDOOR
REIPNR-07977 | SUNTECH POWER | STP210-18/UB-1 | 200 | 20 | 150 | 24 |  | Solar | FIXED | Roof
REIPNR-07977 | SOLECTRIA RENEWABLES | PVI 5300 (208V) | 5300 | 1 |  |  | 0.96 | Solar Inverter |  | INDOOR
REIPNR-07978 | BAODING YINGLI NEW ENERGY RESOURCES CO | YL175(156) | 230 | 31 | 212 | 26 |  | Solar | FIXED | Roof
REIPNR-07978 | SOLECTRIA RENEWABLES | PVI 3000 (208V) | 3000 | 1 |  |  | 0.96 | Solar Inverter |  | INDOOR
REIPNR-07978 | SOLECTRIA RENEWABLES | PVI 4000 (208V) | 4000 | 1 |  |  | 0.96 | Solar Inverter |  | INDOOR
REIPNR-07979 | SUNTECH POWER | STP210-18/UB-1 | 220 | 20 | 145 | 20 |  | Solar | FIXED | Roof
REIPNR-07979 | SUNTECH POWER | STP210S-18/UB-1 | 220 | 8 | 145 | 20 |  | Solar | FIXED | Roof
REIPNR-07979 | SUNTECH POWER | STP210S-18/UB-1 | 220 | 12 | 245 | 20 |  | Solar | FIXED | Roof
REIPNR-07979 | SOLECTRIA RENEWABLES | PVI 3000 (208V) | 3000 | 2 |  |  | 0.96 | Solar Inverter |  | Inside
REIPNR-07979 | SOLECTRIA RENEWABLES | PVI 4000 (208V) | 4000 | 1 |  |  | 0.96 | Solar Inverter |  | INDOOR
REIPNR-07980 | SUNTECH POWER | STP200-18/UB-1 | 200 | 40 | 190 | 18 |  | Solar | FIXED | Roof
REIPNR-07980 | SOLECTRIA RENEWABLES | PVI 4000 (208V) | 4000 | 2 |  |  | 0.96 | Solar Inverter |  | INDOOR
REIPNR-07982 | SCHUCO USA |  | 180 | 10 | 170 | 30 |  | Solar | FIXED | Roof
REIPNR-07982 | SCHUCO USA |  | 180 | 30 | 260 | 30 |  | Solar | FIXED | Roof
REIPNR-07982 | SMA AMERICA | SB4000US (208V) | 4000 | 1 |  |  | 0.99 | Solar Inverter |  | INDOOR
REIPNR-07982 | SMA AMERICA | SB5000US | 5000 | 1 |  |  | 0.99 | Solar Inverter |  | INDOOR
REIPNR-07983 | SUNPOWER | PL-SY-HIP-190CA1 | 190 | 72 | 207 | 20 |  | Solar | FIXED | Roof
REIPNR-07983 | SMA AMERICA | SB7000US (208V) | 7000 | 2 |  |  | 0.97 | Solar Inverter |  | INDOOR
REIPNR-07984 | SCHUCO USA |  | 210 | 234 | 180 | 25 |  | Solar | FIXED | Ground
REIPNR-07984 | SMA AMERICA | SB7000US (208V) | 7000 | 6 |  |  | 0.971 | Solar Inverter |  | Outside
REIPNR-08051 | SUNPOWER | SPR-305-WHT-U | 305 | 1720 | 180 | 25 |  | Solar | 1AXIS | Ground
REIPNR-08051 | SUNPOWER | SPR-305-WHT-U | 305 | 1720 | 180 | 25 |  | Solar | FIXED | Ground
REIPNR-08051 | SMA AMERICA | SUNNY BOY CONTROL-485 | 500000 | 2 |  |  | 0.97 | Solar Inverter |  | OUTDOOR
REIPNR-08052 | CHANGZHOU TRINA SOLAR ENERGY CO | TSM-185D | 230 | 78 | 190 | 18 |  | Solar | FIXED | Roof
REIPNR-08052 | SMA AMERICA | SB6000U (277V) | 6000 | 3 |  |  | 0.97 | Solar Inverter |  | INDOOR
REIPNR-08053 | SUNTECH POWER | STP210-18/UB-1 | 210 | 46 | 198 | 35 |  | Solar | FIXED | Roof
REIPNR-08053 | PV POWERED | PVP4800 | 4800 | 2 |  |  | 0.96 | Solar Inverter |  | INDOOR
REIPNR-08055 | SUNTECH POWER | STP180-24/AB-1 | 185 | 30 | 209.1 | 9 |  | Solar | FIXED | Roof
REIPNR-08055 | SMA AMERICA | SB5000US | 5000 | 1 |  |  | 0.96 | Solar Inverter |  | OUTDOOR
REIPNR-08056 | BAODING YINGLI NEW ENERGY RESOURCES CO | YL175(156) | 230 | 36 | 180 | 17 |  | Solar | FIXED | Roof
REIPNR-08056 | SMA AMERICA | SB7000US (208V) | 7000 | 1 |  |  | 0.971 | Solar Inverter |  | INDOOR
REIPNR-08057 | SUNTECH POWER | STP180S-24/AB-1 | 185 | 51 | 103 | 10 |  | Solar | FIXED | Ground
REIPNR-08057 | SMA AMERICA | SB3000US (208V) | 3000 | 1 |  |  | 0.97 | Solar Inverter |  | OUTDOOR
REIPNR-08057 | SMA AMERICA | SB7000US (208V) | 7000 | 1 |  |  | 0.97 | Solar Inverter |  | OUTDOOR
REIPNR-08058 | SUNTECH POWER | STP200S-18/UB-1 | 205 | 50 | 180 | 30 |  | Solar | FIXED | Ground
REIPNR-08058 | PV POWERED | PVP3000 | 3000 | 2 |  |  | 0.935 | Solar Inverter |  | OUTDOOR
REIPNR-08058 | PV POWERED | PVP3500 | 3500 | 1 |  |  | 0.955 | Solar Inverter |  | OUTDOOR
REIPNR-08059 | CHANGZHOU TRINA SOLAR ENERGY CO | TSM-185D | 235 | 40 | 207.7 | 25 |  | Solar | FIXED | Roof
REIPNR-08059 | SMA AMERICA | SB3000US (208V) | 3000 | 1 |  |  | 0.966 | Solar Inverter |  | INDOOR
REIPNR-08059 | SMA AMERICA | SB5000US (208V) | 5000 | 1 |  |  | 0.968 | Solar Inverter |  | INDOOR
REIPNR-08060 | SHARP |  | 235 | 34 | 210.4 | 33 |  | Solar | FIXED | Roof
REIPNR-08060 | PV POWERED | PVP3000 | 3000 | 1 |  |  | 0.935 | Solar Inverter |  | INDOOR
REIPNR-08060 | PV POWERED | PVP3500 | 3500 | 1 |  |  | 0.955 | Solar Inverter |  | INDOOR
REIPNR-08061 | BP SOLAR | SX3200B | 215 | 14 | 156 | 20 |  | Solar | FIXED | Roof
REIPNR-08061 | BP SOLAR | SX3200B | 215 | 7 | 156 | 22 |  | Solar | FIXED | Roof
REIPNR-08061 | FRONIUS USA | IG 4000 | 4000 | 1 |  |  | 0.962 | Solar Inverter |  | INDOOR
REIPNR-08065 | SCHOTT SOLAR | ASE-250DGF/17 | 225 | 3724 | 215 | 10.4 |  | Solar | FIXED | Roof
REIPNR-08065 | XANTREX TECHNOLOGY | GT2.5-NA-DS-240 | 250000 | 3 |  |  | 0.96 | Solar Inverter |  | OUTDOOR
REIPNR-08066 | SCHUCO USA |  | 180 | 18 | 97 | 35 |  | Solar | FIXED | Roof
REIPNR-08066 | SCHUCO USA |  | 180 | 24 | 180 | 35 |  | Solar | FIXED | Roof
REIPNR-08066 | SCHUCO USA |  | 180 | 27 | 290 | 35 |  | Solar | FIXED | Roof
REIPNR-08066 | PV POWERED | PVP3000 | 3000 | 1 |  |  | 0.935 | Solar Inverter |  | INDOOR
REIPNR-08066 | PV POWERED | PVP3500 | 3500 | 1 |  |  | 0.955 | Solar Inverter |  | INDOOR
REIPNR-08066 | PV POWERED | PVP4800 | 4800 | 1 |  |  | 0.96 | Solar Inverter |  | INDOOR
REIPNR-08067 | CHANGZHOU TRINA SOLAR ENERGY CO | TSM-185D | 235 | 897 | 95 | 3 |  | Solar | FIXED | Roof
REIPNR-08067 | CHANGZHOU TRINA SOLAR ENERGY CO | TSM-185D | 235 | 325 | 175 | 3 |  | Solar | FIXED | Roof
REIPNR-08067 | CHANGZHOU TRINA SOLAR ENERGY CO | TSM-185D | 235 | 1183 | 265 | 3 |  | Solar | FIXED | Roof
REIPNR-08067 | PV POWERED | PVP75KW-208 | 75000 | 1 |  |  | 0.965 | Solar Inverter |  | OUTDOOR
REIPNR-08067 | PV POWERED | PVP100KW-480 | 260000 | 2 |  |  | 0.965 | Solar Inverter |  | OUTDOOR
REIPNR-08068 | BP SOLAR | SX3200B | 230 | 34 | 202 | 10 |  | Solar | FIXED | Roof
REIPNR-08068 | FRONIUS USA | IG 4000 | 4000 | 2 |  |  | 0.962 | Solar Inverter |  | INDOOR
REIPNR-08069 | SUNTECH POWER | STP210-18/UB-1 | 210 | 48 | 237.4 | 25 |  | Solar | FIXED | Roof
REIPNR-08069 | SMA AMERICA | SB5000US (208V) | 5000 | 2 |  |  | 0.96 | Solar Inverter |  | Inside
REIPNR-08070 | CANADIAN SOLAR | CS6P-220 | 220 | 95 | 103 | 15 |  | Solar | FIXED | Roof
REIPNR-08070 | SMA AMERICA | SB6000U (208V) | 6000 | 2 |  |  | 0.95 | Solar Inverter |  | OUTDOOR
REIPNR-08070 | SMA AMERICA | SB7000US (208V) | 7000 | 1 |  |  | 0.95 | Solar Inverter |  | OUTDOOR
REIPNR-08071 | SUNTECH POWER | STP200-18/UB-1 | 205 | 98 | 180 | 30 |  | Solar | FIXED | Ground
REIPNR-08071 | PV POWERED | PVP3500 | 3500 | 5 |  |  | 0.955 | Solar Inverter |  | OUTDOOR
REIPNR-08072 | SHARP | ND-U230C1 | 235 | 16 | 147 | 26 |  | Solar | FIXED | Roof
REIPNR-08072 | SHARP | ND-U230C1 | 235 | 6 | 238 | 26 |  | Solar | FIXED | Roof
REIPNR-08072 | ENPHASE ENERGY | M200-32-208-S01 | 190 | 22 |  |  | 0.955 | Solar Inverter |  | OUTDOOR
REIPNR-08073 | BP SOLAR | BP3125U | 215 | 4 | 165 | 25 |  | Solar | FIXED | Roof
REIPNR-08073 | BP SOLAR | BP3125S | 215 | 28 | 165 | 38 |  | Solar | FIXED | Roof
REIPNR-08073 | ENPHASE ENERGY | M200-32-208-S01 | 190 | 4 |  |  | 0.955 | Solar Inverter |  | INDOOR
REIPNR-08073 | FRONIUS USA | IG 3000 | 3000 | 2 |  |  | 0.952 | Solar Inverter |  | INDOOR
REIPNR-08074 | CHANGZHOU TRINA SOLAR ENERGY CO | TSM-185D | 230 | 23 | 124.1 | 21 |  | Solar | FIXED | Roof
REIPNR-08074 | PV POWERED | PVP2500 | 2500 | 2 |  |  | 0.945 | Solar Inverter |  | INDOOR
REIPNR-08077 | CHANGZHOU TRINA SOLAR ENERGY CO | TSM-185D | 230 | 20 | 128.1 | 27 |  | Solar | FIXED | Roof
REIPNR-08077 | PV POWERED | PVP4800 | 4800 | 1 |  |  | 0.96 | Solar Inverter |  | INDOOR
REIPNR-08078 | SUNTECH POWER | STP210-18/UB-1 | 205 | 18 | 144 | 18 |  | Solar | FIXED | Roof
REIPNR-08078 | PV POWERED | PVP3000 | 3000 | 1 |  |  | 0.935 | Solar Inverter |  | INDOOR
REIPNR-08079 | SHARP | ND-224UC1 | 224 | 1339 | 202 | 15 |  | Solar | FIXED | Roof
REIPNR-08079 | SMA AMERICA | SWR2100U | 250000 | 1 |  |  | 0.975 | Solar Inverter |  | OUTDOOR
REIPNR-08080 | SHARP | ND-224UC1 | 224 | 1339 | 205 | 15 |  | Solar | FIXED | Roof
REIPNR-08080 | SMA AMERICA | SC250U (480V) | 250000 | 1 |  |  | 0.975 | Solar Inverter |  | INDOOR
REIPNR-08082 | SUNPOWER | SPR-225-BLK-U | 225 | 30 | 161 | 33 |  | Solar | 1AXIS | Roof
REIPNR-08082 | SUNPOWER CORP (ORIGINAL MFRSMA) | SPR-6000M (208V) | 6000 | 1 |  |  | 0.97 | Solar Inverter |  | Inside
REIPNR-08083 | SUNPOWER | SPR-305-WHT-U | 305 | 2064 | 180 | 0 |  | Solar | FIXED | Roof
REIPNR-08083 | SATCON TECHNOLOGY | AE-135-60-PV-D | 135000 | 1 |  |  | 0.965 | Solar Inverter |  | INDOOR
REIPNR-08083 | SATCON TECHNOLOGY | PVS-250 (480 V) | 250000 | 2 |  |  | 0.965 | Solar Inverter |  | INDOOR
REIPNR-08084 | KYOCERA SOLAR | KD210GX-LP | 235 | 600 | 82 | 8.3 |  | Solar | FIXED | Roof
REIPNR-08084 | KYOCERA SOLAR | KC187G | 235 | 596 | 262 | 8.3 |  | Solar | FIXED | Roof
REIPNR-08084 | SATCON TECHNOLOGY | AE-135-60-PV-A | 135000 | 2 |  |  | 0.962 | Solar Inverter |  | OUTDOOR
REIPNR-08085 | SUNPOWER | SPR-315E-WHT-U | 315 | 184 | 43 | 1 |  | Solar | FIXED | Pole
REIPNR-08085 | SUNPOWER | SPR-315E-WHT-U | 315 | 912 | 43 | 1 |  | Solar | FIXED | Pole
REIPNR-08085 | SUNPOWER | SPR-315E-WHT-U | 315 | 936 | 43 | 1 |  | Solar | FIXED | Pole
REIPNR-08085 | SUNPOWER | SPR-315E-WHT-U | 315 | 960 | 43 | 1 |  | Solar | FIXED | Pole
REIPNR-08085 | SUNPOWER | SPR-315E-WHT-U | 315 | 976 | 43 | 1 |  | Solar | FIXED | Pole
REIPNR-08085 | SUNPOWER | SPR-315E-WHT-U | 315 | 184 | 223 | 12 |  | Solar | FIXED | Pole
REIPNR-08085 | SUNPOWER | SPR-315E-WHT-U | 315 | 912 | 223 | 12 |  | Solar | FIXED | Pole
REIPNR-08085 | SUNPOWER | SPR-315E-WHT-U | 315 | 936 | 223 | 12 |  | Solar | FIXED | Pole
REIPNR-08085 | SUNPOWER | SPR-315E-WHT-U | 315 | 960 | 223 | 12 |  | Solar | FIXED | Pole
REIPNR-08085 | SUNPOWER | SPR-315E-WHT-U | 315 | 968 | 223 | 12 |  | Solar | FIXED | Pole
REIPNR-08085 | SATCON TECHNOLOGY | PVS-100 (480 V) | 100000 | 1 |  |  | 0.96 | Solar Inverter |  | OUTDOOR
REIPNR-08085 | SATCON TECHNOLOGY | PVS-500 (480 V) | 500000 | 1 |  |  | 0.96 | Solar Inverter |  | OUTDOOR
REIPNR-08085 | SATCON TECHNOLOGY | PVS-500 (480 V) | 500000 | 1 |  |  | 0.96 | Solar Inverter |  | Outside
REIPNR-08085 | SATCON TECHNOLOGY | PVS-500 (480 V) | 500000 | 1 |  |  | 0.96 | Solar Inverter |  | Outside
REIPNR-08085 | SATCON TECHNOLOGY | PVS-500 (480 V) | 500000 | 1 |  |  | 0.96 | Solar Inverter |  | Outside
REIPNR-08086 | CHANGZHOU TRINA SOLAR ENERGY CO | TSM-185D | 235 | 20 | 180 | 0 |  | Solar | FIXED | Roof
REIPNR-08086 | SMA AMERICA | SB5000US | 5000 | 1 |  |  | 0.968 | Solar Inverter |  | OUTDOOR
REIPNR-08087 | SUNPOWER | SPR-215-BLK-U | 215 | 61 | 180 | 34 |  | Solar | FIXED | Ground
REIPNR-08087 | SUNPOWER CORP (ORIGINAL MFRSMA) | SPR-4000M (208V) | 3000 | 1 |  |  | 0.966 | Solar Inverter |  | OUTDOOR
REIPNR-08087 | SUNPOWER CORP (ORIGINAL MFRSMA) | SPR-6000M (208V) | 4000 | 1 |  |  | 0.966 | Solar Inverter |  | OUTDOOR
REIPNR-08087 | SUNPOWER CORP (ORIGINAL MFRSMA) | SPR-7000M (208V) | 6000 | 1 |  |  | 0.971 | Solar Inverter |  | OUTDOOR
REIPNR-08088 | BP SOLAR | BP3125S | 215 | 20 | 128 | 28 |  | Solar | FIXED | Roof
REIPNR-08088 | FRONIUS USA | IG 5100 | 5100 | 1 |  |  | 0.955 | Solar Inverter |  | INDOOR
REIPNR-08089 | SUNPOWER | SPR-225-BLK-U | 225 | 20 | 258 | 28 |  | Solar | FIXED | Roof
REIPNR-08089 | SUNPOWER CORP (ORIGINAL MFRSMA) | SPR-4000M (208V) | 4000 | 1 |  |  | 0.96 | Solar Inverter |  | INDOOR
REIPNR-08091 | BP SOLAR | BP3165N | 195 | 24 | 240 | 15 |  | Solar | FIXED | Roof
REIPNR-08091 | FRONIUS USA | IG 5100 | 5100 | 1 |  |  | 0.952 | Solar Inverter |  | INDOOR
REIPNR-08092 | BP SOLAR | BP3125U | 215 | 32 | 124 | 28 |  | Solar | FIXED | Roof
REIPNR-08092 | FRONIUS USA | IG 4000 | 4000 | 2 |  |  | 0.952 | Solar Inverter |  | INDOOR
REIPNR-08093 | SHARP | ND-220U1F | 220 | 36 | 147.3 | 30 |  | Solar | FIXED | Roof
REIPNR-08093 | SMA AMERICA | SB7000US (277V) | 8000 | 1 |  |  | 0.97 | Solar Inverter |  | INDOOR
REIPNR-08094 | CHANGZHOU TRINA SOLAR ENERGY CO | TSM-185D | 220 | 34 | 226.7 | 25 |  | Solar | FIXED | Roof
REIPNR-08094 | PV POWERED | PVP2500 | 2500 | 1 |  |  | 0.945 | Solar Inverter |  | INDOOR
REIPNR-08094 | PV POWERED | PVP4800 | 4800 | 1 |  |  | 0.96 | Solar Inverter |  | INDOOR
REIPNR-08095 | SUNPOWER | SPR-225-BLK-U | 225 | 42 | 180 | 26 |  | Solar | FIXED | Roof
REIPNR-08095 | SUNPOWER CORP (ORIGINAL MFRSMA) | SPR-4000M (208V) | 4000 | 1 |  |  | 0.968 | Solar Inverter |  | INDOOR
REIPNR-08095 | SUNPOWER CORP (ORIGINAL MFRSMA) | SPR-5000M (208V) | 5000 | 1 |  |  | 0.968 | Solar Inverter |  | INDOOR
REIPNR-08096 | CHANGZHOU TRINA SOLAR ENERGY CO | TSM-185D | 220 | 21 | 184.1 | 50 |  | Solar | FIXED | Roof
REIPNR-08096 | PV POWERED | PVP2500 | 2500 | 2 |  |  | 0.945 | Solar Inverter |  | OUTDOOR
REIPNR-08097 | CHANGZHOU TRINA SOLAR ENERGY CO | TSM-185D | 220 | 44 | 186 | 30 |  | Solar | FIXED | Roof
REIPNR-08097 | PV POWERED | PVP4800 | 4800 | 2 |  |  | 0.96 | Solar Inverter |  | INDOOR
REIPNR-08100 | CHANGZHOU TRINA SOLAR ENERGY CO | TSM-185D | 230 | 42 | 212.8 | 35 |  | Solar | FIXED | Roof
REIPNR-08100 | PV POWERED | PVP4800 | 4800 | 2 |  |  | 0.96 | Solar Inverter |  | INDOOR
REIPNR-08101 | SHARP | ND-220U2 | 220 | 44 | 169.4 | 27 |  | Solar | FIXED | Roof
REIPNR-08101 | PV POWERED | PVP4800 | 4800 | 2 |  |  | 0.96 | Solar Inverter |  | OUTDOOR
REIPNR-08102 | CHANGZHOU TRINA SOLAR ENERGY CO | TSM-185D | 230 | 44 | 200.9 | 15 |  | Solar | FIXED | Roof
REIPNR-08102 | PV POWERED | PVP4800 | 4800 | 2 |  |  | 0.96 | Solar Inverter |  | OUTDOOR
REIPNR-08103 | CHANGZHOU TRINA SOLAR ENERGY CO | TSM-185D | 230 | 28 | 201.4 | 20 |  | Solar | FIXED | Roof
REIPNR-08103 | PV POWERED | PVP2000 | 2000 | 1 |  |  | 0.92 | Solar Inverter |  | INDOOR
REIPNR-08103 | PV POWERED | PVP3500 | 3500 | 1 |  |  | 0.955 | Solar Inverter |  | INDOOR
REIPNR-08104 | CHANGZHOU TRINA SOLAR ENERGY CO | TSM-185D | 230 | 26 | 94.7 | 25 |  | Solar | FIXED | Roof
REIPNR-08104 | CHANGZHOU TRINA SOLAR ENERGY CO | TSM-185D | 230 | 18 | 182.8 | 38 |  | Solar | FIXED | Roof
REIPNR-08104 | PV POWERED | PVP2000 | 2000 | 1 |  |  | 0.92 | Solar Inverter |  | INDOOR
REIPNR-08104 | PV POWERED | PVP3500 | 3500 | 2 |  |  | 0.955 | Solar Inverter |  | INDOOR
REIPNR-08105 | SUNTECH POWER | STP180-24/AB-1 | 185 | 45 | 254 | 37 |  | Solar | FIXED | Roof
REIPNR-08105 | PV POWERED | PVP3000 | 3000 | 1 |  |  | 0.935 | Solar Inverter |  | INDOOR
REIPNR-08105 | PV POWERED | PVP4800 | 4800 | 1 |  |  | 0.96 | Solar Inverter |  | INDOOR
REIPNR-08106 | CHANGZHOU TRINA SOLAR ENERGY CO | TSM-185D | 230 | 34 | 180 | 33 |  | Solar | FIXED | Roof
REIPNR-08106 | PV POWERED | PVP3000 | 3000 | 1 |  |  | 0.935 | Solar Inverter |  | INDOOR
REIPNR-08106 | PV POWERED | PVP3500 | 3500 | 1 |  |  | 0.955 | Solar Inverter |  | INDOOR
REIPNR-08107 | CHANGZHOU TRINA SOLAR ENERGY CO | TSM-185D | 230 | 28 | 175 | 25 |  | Solar | FIXED | Roof
REIPNR-08107 | PV POWERED | PVP2500 | 2500 | 1 |  |  | 0.945 | Solar Inverter |  | INDOOR
REIPNR-08107 | PV POWERED | PVP3000 | 3000 | 1 |  |  | 0.935 | Solar Inverter |  | INDOOR
REIPNR-08108 | SUNTECH POWER | STP180-24/AB-1 | 185 | 55 | 133.9 | 28 |  | Solar | FIXED | Roof
REIPNR-08108 | SMA AMERICA | SB4000US (208V) | 4000 | 1 |  |  | 0.96 | Solar Inverter |  | INDOOR
REIPNR-08108 | SMA AMERICA | SB6000U (208V) | 6000 | 1 |  |  | 0.97 | Solar Inverter |  | INDOOR
REIPNR-08109 | SHARP | ND-224UC1 | 235 | 16 | 185.3 | 26 |  | Solar | FIXED | Roof
REIPNR-08109 | PV POWERED | PVP3000 | 3000 | 1 |  |  | 0.935 | Solar Inverter |  | INDOOR
REIPNR-08110 | CHANGZHOU TRINA SOLAR ENERGY CO | TSM-185D | 220 | 44 | 263.4 | 24 |  | Solar | FIXED | Roof
REIPNR-08110 | PV POWERED | PVP4800 | 4800 | 2 |  |  | 0.96 | Solar Inverter |  | INDOOR
REIPNR-08111 | SHARP | ND-224UC1 | 230 | 36 | 222.5 | 25 |  | Solar | FIXED | Roof
REIPNR-08111 | SMA AMERICA | SB7000US (277V) | 8000 | 1 |  |  | 0.97 | Solar Inverter |  | INDOOR
REIPNR-08112 | SUNTECH POWER | STP180S-24/AB-1 | 185 | 35 | 175.7 | 25 |  | Solar | FIXED | Roof
REIPNR-08112 | PV POWERED | PVP2500 | 2500 | 1 |  |  | 0.945 | Solar Inverter |  | INDOOR
REIPNR-08112 | PV POWERED | PVP3500 | 3500 | 1 |  |  | 0.955 | Solar Inverter |  | INDOOR
REIPNR-08113 | SUNTECH POWER | STP210-18/UB-1 | 210 | 36 | 180 | 28 |  | Solar | FIXED | Roof
REIPNR-08113 | SMA AMERICA | SB7000US (208V) | 7000 | 1 |  |  | 0.97 | Solar Inverter |  | INDOOR
REIPNR-08115 | CHANGZHOU TRINA SOLAR ENERGY CO | TSM-185D | 230 | 24 | 129.3 | 30 |  | Solar | FIXED | Roof
REIPNR-08115 | SMA AMERICA | SB5000US (208V) | 5000 | 1 |  |  | 0.96 | Solar Inverter |  | INDOOR
REIPNR-08116 | SUNPOWER | SPR-215-BLK-U | 215 | 36 | 177 | 40 |  | Solar | FIXED | Ground
REIPNR-08116 | SUNPOWER CORP (ORIGINAL MFRSMA) | SPR-7000M (208V) | 7000 | 1 |  |  | 0.971 | Solar Inverter |  | INDOOR
REIPNR-08118 | KYOCERA SOLAR | KD210GX-LP | 210 | 10 | 201 | 18 |  | Solar | FIXED | Roof
REIPNR-08118 | KYOCERA SOLAR | KD210GX-LP | 210 | 20 | 201 | 20 |  | Solar | FIXED | Roof
REIPNR-08118 | PV POWERED | PVP2000 | 2000 | 1 |  |  | 0.96 | Solar Inverter |  | Outside
REIPNR-08118 | PV POWERED | PVP3500 | 3500 | 1 |  |  | 0.96 | Solar Inverter |  | Outside
REIPNR-08119 | KYOCERA | KC200 | 210 | 26 | 164 | 27 |  | Solar | FIXED | Roof
REIPNR-08119 | PV POWERED | PVP2000 | 2000 | 1 |  |  | 0.96 | Solar Inverter |  | INDOOR
REIPNR-08119 | PV POWERED | PVP3500 | 3500 | 1 |  |  | 0.96 | Solar Inverter |  | INDOOR
REIPNR-08120 | KYOCERA SOLAR | KD180GX-LP | 185 | 26 | 173 | 22 |  | Solar | FIXED | Roof
REIPNR-08120 | PV POWERED | PVP4800 | 4800 | 1 |  |  | 0.96 | Solar Inverter |  | INDOOR
REIPNR-08121 | KYOCERA | KC200GT | 210 | 30 | 229 | 33 |  | Solar | FIXED | Roof
REIPNR-08121 | PV POWERED | PVP2000 | 2000 | 1 |  |  | 0.96 | Solar Inverter |  | INDOOR
REIPNR-08121 | PV POWERED | PVP3500 | 3500 | 1 |  |  | 0.96 | Solar Inverter |  | INDOOR
REIPNR-08122 | KYOCERA SOLAR | KD180GX-L | 185 | 26 | 191 | 23 |  | Solar | FIXED | Roof
REIPNR-08122 | PV POWERED | PVP4800 | 4800 | 1 |  |  | 0.96 | Solar Inverter |  | INDOOR
REIPNR-08123 | KYOCERA SOLAR |  | 185 | 30 | 200 | 17 |  | Solar | FIXED | Roof
REIPNR-08123 | PV POWERED | PVP4800 | 4800 | 1 |  |  | 0.96 | Solar Inverter |  | INDOOR
REIPNR-08124 | KYOCERA SOLAR | KD180GX-L | 185 | 18 | 130 | 20 |  | Solar | FIXED | Roof
REIPNR-08124 | PV POWERED | PVP3000 | 3000 | 1 |  |  | 0.96 | Solar Inverter |  | INDOOR
REIPNR-08125 | KYOCERA SOLAR | KD210GX-LP | 210 | 30 | 181 | 12 |  | Solar | FIXED | Roof
REIPNR-08125 | PV POWERED | PVP2500 | 2500 | 1 |  |  | 0.96 | Solar Inverter |  | INDOOR
REIPNR-08125 | PV POWERED | PVP3500 | 3500 | 1 |  |  | 0.96 | Solar Inverter |  | Outside
REIPNR-08126 | KYOCERA SOLAR | KD180GX-L | 185 | 47 | 204 | 18 |  | Solar | FIXED | Roof
REIPNR-08126 | PV POWERED | PVP2000 | 2000 | 1 |  |  | 0.96 | Solar Inverter |  | INDOOR
REIPNR-08126 | PV POWERED | PVP2500 | 2500 | 1 |  |  | 0.96 | Solar Inverter |  | INDOOR
REIPNR-08126 | PV POWERED | PVP5200 | 5200 | 1 |  |  | 0.96 | Solar Inverter |  | INDOOR
REIPNR-08127 | KYOCERA | KC200GT | 210 | 26 | 240 | 20 |  | Solar | FIXED | Roof
REIPNR-08127 | PV POWERED | PVP2000 | 2000 | 1 |  |  | 0.96 | Solar Inverter |  | Outside
REIPNR-08127 | PV POWERED | PVP3500 | 3500 | 1 |  |  | 0.96 | Solar Inverter |  | Outside
REIPNR-08129 | ET SOLAR INDUSTRY | ET-P654205 | 205 | 75 | 224 | 2 |  | Solar | FIXED | Roof
REIPNR-08129 | FRONIUS USA |  | 5000 | 1 |  |  | 0.96 | Solar Inverter |  | OUTDOOR
REIPNR-08129 | FRONIUS USA |  | 7500 | 1 |  |  | 0.96 | Solar Inverter |  | OUTDOOR
REIPNR-08130 | ET SOLAR INDUSTRY | ET-P654205 | 205 | 240 | 44 | 2 |  | Solar | FIXED | Roof
REIPNR-08130 | FRONIUS USA |  | 10000 | 4 |  |  | 0.96 | Solar Inverter |  | OUTDOOR
REIPNR-08131 | ET SOLAR INDUSTRY | ET-P654205 | 205 | 30 | 120 | 10 |  | Solar | FIXED | Roof
REIPNR-08131 | FRONIUS USA |  | 5000 | 1 |  |  | 0.955 | Solar Inverter |  | OUTDOOR
REIPNR-08132 | ET SOLAR INDUSTRY | ET-P654205 | 205 | 60 | 120 | 10 |  | Solar | FIXED | Roof
REIPNR-08132 | FRONIUS USA |  | 10000 | 1 |  |  | 0.955 | Solar Inverter |  | OUTDOOR
REIPNR-08133 | CHANGZHOU TRINA SOLAR ENERGY CO | TSM-185D | 230 | 44 | 180.6 | 23 |  | Solar | FIXED | Roof
REIPNR-08133 | SMA AMERICA | SB5000US | 5000 | 2 |  |  | 0.968 | Solar Inverter |  | OUTDOOR
REIPNR-08134 | SCHUCO USA |  | 180 | 57 | 173 | 40 |  | Solar | FIXED | Roof
REIPNR-08134 | SMA AMERICA | SB5000US (208V) | 5000 | 2 |  |  | 0.968 | Solar Inverter |  | OUTDOOR
REIPNR-08135 | SUNPOWER | SPR-230-WHT-U | 230 | 14 | 115 | 35 |  | Solar | FIXED | Roof
REIPNR-08135 | SMA AMERICA | SB3000US (208V) | 3000 | 1 |  |  | 0.96 | Solar Inverter |  | INDOOR
REIPNR-08136 | SUNPOWER | SPR-225-BLK-U | 225 | 34 | 148 | 30 |  | Solar | FIXED | Roof
REIPNR-08136 | SUNPOWER CORP (ORIGINAL MFRSMA) | SPR-3000M (208V) | 3000 | 1 |  |  | 0.96 | Solar Inverter |  | INDOOR
REIPNR-08136 | SUNPOWER CORP (ORIGINAL MFRSMA) | SPR-4000M (208V) | 4000 | 1 |  |  | 0.96 | Solar Inverter |  | INDOOR
REIPNR-08137 | SCHUCO USA | SWR1800U | 180 | 36 | 171 | 23 |  | Solar | FIXED | Roof
REIPNR-08137 | SCHUCO USA | SB6000U (208V) | 6000 | 1 |  |  | 0.96 | Solar Inverter |  | INDOOR
REIPNR-08138 | SUNPOWER | SPR-225-BLK-U | 225 | 44 | 125 | 30 |  | Solar | FIXED | Roof
REIPNR-08138 | SUNPOWER CORP (ORIGINAL MFRSMA) | SPR-3000M (208V) | 3000 | 1 |  |  | 0.96 | Solar Inverter |  | INDOOR
REIPNR-08138 | SUNPOWER CORP (ORIGINAL MFRSMA) | SPR-7000M (208V) | 7000 | 1 |  |  | 0.97 | Solar Inverter |  | INDOOR
REIPNR-08139 | SCHUCO USA |  | 180 | 22 | 165 | 28 |  | Solar | FIXED | Roof
REIPNR-08139 | SCHUCO USA | SB4000US (240V) | 4000 | 1 |  |  | 0.96 | Solar Inverter |  | INDOOR
REIPNR-08140 | SCHOTT SOLAR | ASE-250DGF/17 | 230 | 1960 | 160 | 5 |  | Solar | FIXED | Roof
REIPNR-08140 | SATCON TECHNOLOGY | PVS-375 (480 V) | 375 | 1 |  |  | 0.955 | Solar Inverter |  | OUTDOOR
REIPNR-08141 | CHANGZHOU TRINA SOLAR ENERGY CO | TSM-185D | 220 | 21 | 161 | 25 |  | Solar | FIXED | Roof
REIPNR-08141 | PV POWERED | PVP2500 | 2500 | 2 |  |  | 0.945 | Solar Inverter |  | INDOOR
REIPNR-08142 | SCHOTT SOLAR | ASE-250DGF/17 | 230 | 1736 | 160 | 5 |  | Solar | FIXED | Roof
REIPNR-08142 | SATCON TECHNOLOGY | PVS-375 (480 V) | 375 | 1 |  |  | 0.955 | Solar Inverter |  | OUTDOOR
REIPNR-08143 | SCHUCO USA | SWR1800U | 180 | 40 | 142 | 28 |  | Solar | FIXED | Roof
REIPNR-08143 | SCHUCO USA | SB7000US (277V) | 7000 | 1 |  |  | 0.97 | Solar Inverter |  | INDOOR
REIPNR-08144 | SCHUCO USA |  | 180 | 48 | 220 | 28 |  | Solar | FIXED | Roof
REIPNR-08144 | SMA AMERICA | SB3000US (208V) | 3000 | 1 |  |  | 0.96 | Solar Inverter |  | INDOOR
REIPNR-08144 | SMA AMERICA | SB5000US (208V) | 5000 | 1 |  |  | 0.96 | Solar Inverter |  | INDOOR
REIPNR-08145 | SCHUCO USA | SWR1800U | 180 | 55 | 175 | 10 |  | Solar | FIXED | Roof
REIPNR-08145 | SCHUCO USA | SB4000US (208V) | 4000 | 1 |  |  | 0.96 | Solar Inverter |  | INDOOR
REIPNR-08145 | SCHUCO USA | SB6000U (277V) | 6000 | 1 |  |  | 0.96 | Solar Inverter |  | INDOOR
REIPNR-08146 | KYOCERA SOLAR | KD180GX-LP | 185 | 38 | 135 | 18 |  | Solar | FIXED | Roof
REIPNR-08146 | PV POWERED | PVP3000 | 3000 | 2 |  |  | 0.935 | Solar Inverter |  | INDOOR
REIPNR-08147 | KYOCERA SOLAR | KD180GX-LP | 185 | 36 | 216 | 33 |  | Solar | FIXED | Roof
REIPNR-08147 | PV POWERED | PVP2000 | 2000 | 1 |  |  | 0.96 | Solar Inverter |  | INDOOR
REIPNR-08147 | PV POWERED | PVP4800 | 4800 | 1 |  |  | 0.96 | Solar Inverter |  | INDOOR
REIPNR-08148 | KYOCERA SOLAR | KD210GX-L | 210 | 21 | 168 | 27 |  | Solar | FIXED | Roof
REIPNR-08148 | PV POWERED | PVP2000 | 2000 | 1 |  |  | 0.93 | Solar Inverter |  | OUTDOOR
REIPNR-08148 | PV POWERED | PVP2500 | 2500 | 1 |  |  | 0.93 | Solar Inverter |  | OUTDOOR
REIPNR-08149 | KYOCERA | KC200GT | 210 | 20 | 204 | 20 |  | Solar | FIXED | Roof
REIPNR-08149 | PV POWERED | PVP3500 | 3500 | 1 |  |  | 0.96 | Solar Inverter |  | INDOOR
REIPNR-08150 | KYOCERA SOLAR | KD180GX-LP | 185 | 20 | 215 | 30 |  | Solar | FIXED | Roof
REIPNR-08150 | PV POWERED | PVP3000 | 3000 | 1 |  |  | 0.96 | Solar Inverter |  | Inside
REIPNR-08151 | KYOCERA SOLAR | KD210GX-L | 210 | 30 | 180 | 25 |  | Solar | FIXED | Roof
REIPNR-08151 | PV POWERED | PVP2000 | 2000 | 1 |  |  | 0.96 | Solar Inverter |  | INDOOR
REIPNR-08151 | PV POWERED | PVP4800 | 4800 | 1 |  |  | 0.96 | Solar Inverter |  | INDOOR
REIPNR-08152 | KYOCERA SOLAR | KD180GX-LP | 185 | 30 | 222 | 27 |  | Solar | FIXED | Roof
REIPNR-08152 | PV POWERED | PVP4800 | 4800 | 1 |  |  | 0.96 | Solar Inverter |  | INDOOR
REIPNR-08153 | KYOCERA SOLAR | KD180GX-L | 185 | 26 | 195 | 20 |  | Solar | FIXED | Roof
REIPNR-08153 | PV POWERED | PVP4800 | 4800 | 1 |  |  | 0.96 | Solar Inverter |  | Outside
REIPNR-08154 | KYOCERA SOLAR | KD210GX-L | 210 | 24 | 204 | 30 |  | Solar | FIXED | Roof
REIPNR-08154 | PV POWERED | PVP4800 | 4800 | 1 |  |  | 0.96 | Solar Inverter |  | INDOOR
REIPNR-08155 | KYOCERA SOLAR | KD210GX-LP | 210 | 27 | 220 | 20 |  | Solar | FIXED | Roof
REIPNR-08155 | KYOCERA SOLAR | KD210GX-L | 210 | 6 | 220 | 25 |  | Solar | FIXED | Roof
REIPNR-08155 | PV POWERED | PVP2000 | 2000 | 1 |  |  | 0.95 | Solar Inverter |  | INDOOR
REIPNR-08155 | PV POWERED | PVP4800 | 4800 | 1 |  |  | 0.95 | Solar Inverter |  | INDOOR
REIPNR-08156 | KYOCERA SOLAR | KD180GX-L | 185 | 24 | 210 | 27 |  | Solar | FIXED | Roof
REIPNR-08156 | KYOCERA SOLAR | KD180GX-L | 185 | 12 | 210 | 35 |  | Solar | FIXED | Roof
REIPNR-08156 | PV POWERED | PVP2000 | 2000 | 1 |  |  | 0.96 | Solar Inverter |  | Outside
REIPNR-08156 | PV POWERED | PVP4800 | 4800 | 1 |  |  | 0.96 | Solar Inverter |  | Outside
REIPNR-08157 | SHARP | ND-224U1F | 235 | 44 | 207 | 22 |  | Solar | FIXED | Roof
REIPNR-08157 | SMA AMERICA | SB5000US (208V) | 5000 | 2 |  |  | 0.968 | Solar Inverter |  | INDOOR
REIPNR-08160 | SUNPOWER | SPR-230-WHT-U | 230 | 458 | 176 | 34 |  | Solar | FIXED | Ground
REIPNR-08160 | SUNPOWER CORP (ORIGINAL MFRSMA) | SPR-3000M (208V) | 3000 | 1 |  |  | 0.97 | Solar Inverter |  | OUTDOOR
REIPNR-08160 | SUNPOWER CORP (ORIGINAL MFRSMA) | SPR-7000M (208V) | 7000 | 14 |  |  | 0.97 | Solar Inverter |  | OUTDOOR
REIPNR-08193 | KYOCERA SOLAR | KD210GX-LP | 210 | 29 | 230 | 27 |  | Solar | FIXED | Roof
REIPNR-08193 | PV POWERED | PVP2000 | 2000 | 1 |  |  | 0.96 | Solar Inverter |  | INDOOR
REIPNR-08193 | PV POWERED | PVP3500 | 3500 | 1 |  |  | 0.96 | Solar Inverter |  | INDOOR
REIPNR-08194 | KYOCERA SOLAR | KD180GX-LP | 185 | 20 | 239 | 29 |  | Solar | FIXED | Roof
REIPNR-08194 | PV POWERED | PVP3000 | 3000 | 1 |  |  | 0.933 | Solar Inverter |  | OUTDOOR
REIPNR-08195 | KYOCERA SOLAR | KD210GX-LP | 210 | 24 | 212 | 23 |  | Solar | FIXED | Roof
REIPNR-08195 | PV POWERED | PVP4800 | 4800 | 1 |  |  | 0.96 | Solar Inverter |  | Outside
REIPNR-08196 | KYOCERA SOLAR | KD210GX-LP | 210 | 21 | 183 | 12 |  | Solar | FIXED | Roof
REIPNR-08196 | PV POWERED | PVP2000 | 2000 | 2 |  |  | 0.969 | Solar Inverter |  | INDOOR
REIPNR-08197 | KYOCERA SOLAR | KD180GX-LP | 185 | 44 | 219 | 22 |  | Solar | FIXED | Roof
REIPNR-08197 | PV POWERED | PVP3500 | 3500 | 2 |  |  | 0.955 | Solar Inverter |  | INDOOR
REIPNR-08198 | SHARP | ND-220U2 | 220 | 32 | 220 | 25 |  | Solar | FIXED | Roof
REIPNR-08198 | PV POWERED | PVP3500 | 3500 | 2 |  |  | 0.955 | Solar Inverter |  | INDOOR
REIPNR-08199 | BP SOLAR | BP3125U | 215 | 42 | 142 | 28 |  | Solar | FIXED | Roof
REIPNR-08199 | FRONIUS USA | IG 5100 | 5100 | 2 |  |  | 0.952 | Solar Inverter |  | INDOOR
REIPNR-08200 | SUNPOWER | SPR-210-WHT-U | 210 | 96 | 161 | 26 |  | Solar | FIXED | Roof
REIPNR-08200 | SUNPOWER CORP (ORIGINAL MFRSMA) | SPR-7000M (208V) | 7000 | 3 |  |  | 0.97 | Solar Inverter |  | INDOOR
REIPNR-08201 | SUNTECH POWER | STP200-18/UB-1 | 205 | 30 | 214.3 | 33 |  | Solar | FIXED | Roof
REIPNR-08201 | SUNTECH POWER | STP200-18/UB-1 | 205 | 11 | 122.4 | 45 |  | Solar | FIXED | Roof
REIPNR-08201 | PV POWERED | PVP2000 | 2000 | 1 |  |  | 0.92 | Solar Inverter |  | INDOOR
REIPNR-08201 | PV POWERED | PVP2500 | 2500 | 1 |  |  | 0.945 | Solar Inverter |  | INDOOR
REIPNR-08201 | PV POWERED | PVP3000 | 3000 | 1 |  |  | 0.935 | Solar Inverter |  | INDOOR
REIPNR-08202 | SHARP |  | 235 | 24 | 100.9 | 20 |  | Solar | FIXED | Roof
REIPNR-08202 | SMA AMERICA | SB5000US (208V) | 5000 | 1 |  |  | 0.96 | Solar Inverter |  | OUTDOOR
REIPNR-08203 | CHANGZHOU TRINA SOLAR ENERGY CO | TSM-185D | 220 | 25 | 208.1 | 26 |  | Solar | FIXED | Roof
REIPNR-08203 | PV POWERED | PVP2000 | 2000 | 1 |  |  | 0.92 | Solar Inverter |  | OUTDOOR
REIPNR-08203 | PV POWERED | PVP3500 | 3500 | 1 |  |  | 0.955 | Solar Inverter |  | OUTDOOR
REIPNR-08204 | SUNTECH POWER | STP190S-18/UB-1 | 190 | 60 | 162 | 40 |  | Solar | FIXED | Roof
REIPNR-08204 | SUNPOWER CORP (ORIGINAL MFRSMA) | SPR-6000M (208V) | 6000 | 2 |  |  | 0.96 | Solar Inverter |  | INDOOR
REIPNR-08206 | SUNTECH POWER | STP190-18/UB-1 | 190 | 58 | 126 | 20 |  | Solar | FIXED | Roof
REIPNR-08206 | SMA AMERICA | SB5000US | 5000 | 1 |  |  | 0.96 | Solar Inverter |  | Outside
REIPNR-08206 | SMA AMERICA | SB7000US (208V) | 7000 | 1 |  |  | 0.96 | Solar Inverter |  | Outside
REIPNR-08207 | BAODING YINGLI NEW ENERGY RESOURCES CO | YL175(156) | 230 | 7358 | 180 | 20 |  | Solar | FIXED | Ground
REIPNR-08207 | PV POWERED | PVP75KW-208 | 75000 | 2 |  |  | 0.96 | Solar Inverter |  | OUTDOOR
REIPNR-08207 | PV POWERED | PVP100KW-208 | 100000 | 3 |  |  | 0.96 | Solar Inverter |  | OUTDOOR
REIPNR-08207 | PV POWERED | PVP100KW-480 | 260000 | 4 |  |  | 0.96 | Solar Inverter |  | OUTDOOR
REIPNR-08209 | SOLARWORLD | SW185 MONO/T | 230 | 40 | 165 | 24 |  | Solar | FIXED | Roof
REIPNR-08209 | ENTEGRITY WIND SYSTEMS | EW15 | 190 | 41 |  |  | 0.955 | Solar Inverter |  | OUTDOOR
REIPNR-08210 | SUNPOWER |  | 230 | 36 | 126 | 18 |  | Solar | FIXED | Roof
REIPNR-08210 | SUNPOWER CORP (ORIGINAL MFRSMA) | SPR-4000M (208V) | 4000 | 2 |  |  | 0.968 | Solar Inverter |  | INDOOR
REIPNR-08211 | BP SOLAR | SX3200B | 215 | 14 | 299 | 10 |  | Solar | FIXED | Roof
REIPNR-08211 | BP SOLAR | SX3200B | 215 | 22 | 118 | 38 |  | Solar | FIXED | Roof
REIPNR-08211 | FRONIUS USA | IG 3000 | 3000 | 1 |  |  | 0.952 | Solar Inverter |  | INDOOR
REIPNR-08211 | FRONIUS USA |  | 5000 | 1 |  |  | 0.962 | Solar Inverter |  | INDOOR
REIPNR-08212 | SHARP | ND-176UC1 | 176 | 64 | 197 | 33.7 |  | Solar | FIXED | Roof
REIPNR-08212 | FRONIUS USA |  | 9995 | 1 |  |  | 0.96 | Solar Inverter |  | INDOOR
REIPNR-08213 | SUNTECH POWER | STP210-18/UB-1 | 210 | 26 | 115 | 30 |  | Solar | FIXED | Roof
REIPNR-08213 | SMA AMERICA | SB5000US (208V) | 5000 | 1 |  |  | 0.968 | Solar Inverter |  | INDOOR
REIPNR-08214 | SUNTECH POWER | STP200S-18/UB-1 | 205 | 10 | 174.4 | 11 |  | Solar | FIXED | Roof
REIPNR-08214 | SUNTECH POWER | STP200S-18/UB-1 | 205 | 14 | 270 | 11 |  | Solar | FIXED | Roof
REIPNR-08214 | SUNTECH POWER | STP200-18/UB-1 | 205 | 9 | 174.4 | 24 |  | Solar | FIXED | Roof
REIPNR-08214 | SUNTECH POWER | STP200S-18/UB-1 | 205 | 6 | 270 | 36 |  | Solar | FIXED | Roof
REIPNR-08214 | PV POWERED | PVP2000 | 2000 | 3 |  |  | 0.92 | Solar Inverter |  | INDOOR
REIPNR-08214 | PV POWERED | PVP2500 | 2500 | 1 |  |  | 0.945 | Solar Inverter |  | INDOOR
REIPNR-08215 | SUNTECH POWER | STP210-18/UB-1 | 210 | 20 | 150 | 19.1 |  | Solar | FIXED | Roof
REIPNR-08215 | FRONIUS USA | IG 4000 | 4000 | 1 |  |  | 0.952 | Solar Inverter |  | INDOOR
REIPNR-08216 | SUNTECH POWER | STP180-24/AB-1 | 180 | 36 | 174 | 15 |  | Solar | FIXED | Roof
REIPNR-08216 | SMA AMERICA | SB6000U (208V) | 6000 | 1 |  |  | 0.97 | Solar Inverter |  | INDOOR
REIPNR-08218 | SUNPOWER | SPR-305-WHT-U | 305 | 56 | 173 | 0 |  | Solar | FIXED | Roof
REIPNR-08218 | SUNPOWER CORP (ORIGINAL MFRSMA) | SPR-4000M (208V) | 4000 | 4 |  |  | 0.968 | Solar Inverter |  | INDOOR
REIPNR-08219 | CHANGZHOU TRINA SOLAR ENERGY CO | TSM-185D | 235 | 39 | 197 | 22 |  | Solar | FIXED | Roof
REIPNR-08219 | SMA AMERICA | SB7000US (277V) | 8000 | 1 |  |  | 0.965 | Solar Inverter |  | INDOOR
REIPNR-08221 | KYOCERA SOLAR | KD210GX-LP | 210 | 84 | 195 | 2 |  | Solar | FIXED | Roof
REIPNR-08221 | KACO | KACO PRO LOG L | 5000 | 3 |  |  | 0.95 | Solar Inverter |  | OUTDOOR
REIPNR-08222 | CHANGZHOU TRINA SOLAR ENERGY CO | TSM-160D | 230 | 26 | 180 | 30 |  | Solar | FIXED | Ground
REIPNR-08222 | CHANGZHOU TRINA SOLAR ENERGY CO | TSM-185D | 235 | 24 | 180 | 30 |  | Solar | FIXED | Ground
REIPNR-08222 | SMA AMERICA | SB5000US | 5000 | 1 |  |  | 0.96 | Solar Inverter |  | OUTDOOR
REIPNR-08222 | SMA AMERICA | SB6000U (240V) | 6000 | 1 |  |  | 0.97 | Solar Inverter |  | OUTDOOR
REIPNR-08223 | ET SOLAR INDUSTRY | ET-P654220 | 225 | 4 | 120 | 30 |  | Solar | FIXED | Roof
REIPNR-08223 | ET SOLAR INDUSTRY | ET-P654220 | 225 | 48 | 210 | 30 |  | Solar | FIXED | Roof
REIPNR-08223 | ET SOLAR INDUSTRY | ET-P672230 | 230 | 36 | 210 | 30 |  | Solar | FIXED | Roof
REIPNR-08223 | ET SOLAR INDUSTRY | ET-P672230 | 230 | 10 | 120 | 45 |  | Solar | FIXED | Roof
REIPNR-08223 | ET SOLAR INDUSTRY | ET-P672230 | 230 | 1 | 300 | 45 |  | Solar | FIXED | Roof
REIPNR-08223 | ENPHASE ENERGY | M200-32-208-S01 | 190 | 31 |  |  | 0.96 | Solar Inverter |  | OUTDOOR
REIPNR-08223 | SMA AMERICA | SB7000US (208V) | 7000 | 3 |  |  | 0.96 | Solar Inverter |  | INDOOR
REIPNR-08224 | CHANGZHOU TRINA SOLAR ENERGY CO | TSM-160D | 230 | 20 | 118.7 | 29 |  | Solar | FIXED | Roof
REIPNR-08224 | PV POWERED | PVP4800 | 4800 | 1 |  |  | 0.96 | Solar Inverter |  | INDOOR
REIPNR-08226 | KYOCERA SOLAR | KD210GX-LP | 210 | 29 | 186 | 19 |  | Solar | FIXED | Roof
REIPNR-08226 | PV POWERED | PVP2500 | 2500 | 1 |  |  | 0.945 | Solar Inverter |  | INDOOR
REIPNR-08226 | PV POWERED | PVP3500 | 3500 | 1 |  |  | 0.945 | Solar Inverter |  | INDOOR
REIPNR-08227 | SHARP |  | 235 | 29 | 105.4 | 30 |  | Solar | FIXED | Roof
REIPNR-08227 | PV POWERED | PVP2000 | 2000 | 1 |  |  | 0.92 | Solar Inverter |  | OUTDOOR
REIPNR-08227 | PV POWERED | PVP4800 | 4800 | 1 |  |  | 0.96 | Solar Inverter |  | OUTDOOR
REIPNR-08228 | KYOCERA SOLAR | KD210GX-LP | 210 | 24 | 186 | 19 |  | Solar | FIXED | Roof
REIPNR-08228 | PV POWERED | PVP4800 | 4800 | 1 |  |  | 0.96 | Solar Inverter |  | INDOOR
REIPNR-08230 | SHARP | ND-U230C1 | 235 | 8 | 203 | 15 |  | Solar | FIXED | Roof
REIPNR-08230 | SHARP | ND-224U2 | 235 | 20 | 203 | 34 |  | Solar | FIXED | Roof
REIPNR-08230 | PV POWERED | PVP2000 | 2000 | 1 |  |  | 0.92 | Solar Inverter |  | INDOOR
REIPNR-08230 | PV POWERED | PVP4800 | 4800 | 1 |  |  | 0.945 | Solar Inverter |  | INDOOR
REIPNR-08231 | KYOCERA SOLAR | KD210GX-LP | 185 | 33 | 167 | 34 |  | Solar | FIXED | Roof
REIPNR-08231 | PV POWERED | PVP2000 | 2000 | 1 |  |  | 0.945 | Solar Inverter |  | INDOOR
REIPNR-08231 | PV POWERED | PVP3500 | 3500 | 1 |  |  | 0.945 | Solar Inverter |  | INDOOR
REIPNR-08232 | BP SOLAR | BP3125S | 215 | 30 | 208 | 20 |  | Solar | FIXED | Roof
REIPNR-08232 | FRONIUS USA | IG 3000 | 3000 | 1 |  |  | 0.955 | Solar Inverter |  | OUTDOOR
REIPNR-08232 | FRONIUS USA | IG 4000 | 4000 | 1 |  |  | 0.955 | Solar Inverter |  | OUTDOOR
REIPNR-08233 | KYOCERA SOLAR | KD210GX-L | 210 | 35 | 182 | 12 |  | Solar | FIXED | Roof
REIPNR-08233 | PV POWERED | PVP2000 | 2000 | 1 |  |  | 0.96 | Solar Inverter |  | INDOOR
REIPNR-08233 | PV POWERED | PVP4800 | 4800 | 1 |  |  | 0.96 | Solar Inverter |  | INDOOR
REIPNR-08234 | EVERGREEN SOLAR |  | 215 | 21 | 134 | 5 |  | Solar | FIXED | Roof
REIPNR-08234 | SMA AMERICA | SB5000US | 5000 | 1 |  |  | 0.968 | Solar Inverter |  | INDOOR
REIPNR-08235 | BAODING YINGLI NEW ENERGY RESOURCES CO | YL175(156) | 230 | 43 | 263 | 32 |  | Solar | FIXED | Roof
REIPNR-08235 | SMA AMERICA | SB3000US (208V) | 3000 | 1 |  |  | 0.965 | Solar Inverter |  | INDOOR
REIPNR-08235 | SMA AMERICA | SB7000US (277V) | 7000 | 1 |  |  | 0.965 | Solar Inverter |  | INDOOR
REIPNR-08236 | CHANGZHOU TRINA SOLAR ENERGY CO | TSM-185D | 230 | 24 | 230.2 | 15 |  | Solar | FIXED | Roof
REIPNR-08236 | SMA AMERICA | SB5000US | 5000 | 1 |  |  | 0.96 | Solar Inverter |  | INDOOR
REIPNR-08237 | SHARP | ND-U230C1 | 235 | 15 | 208.6 | 17 |  | Solar | FIXED | Roof
REIPNR-08237 | SHARP | ND-U230C1 | 235 | 33 | 208.6 | 24 |  | Solar | FIXED | Roof
REIPNR-08237 | PV POWERED | PVP2000 | 2000 | 2 |  |  | 0.92 | Solar Inverter |  | INDOOR
REIPNR-08237 | PV POWERED | PVP2500 | 2500 | 1 |  |  | 0.945 | Solar Inverter |  | INDOOR
REIPNR-08237 | PV POWERED | PVP4800 | 4800 | 1 |  |  | 0.96 | Solar Inverter |  | INDOOR
REIPNR-08238 | CHANGZHOU TRINA SOLAR ENERGY CO | TSM-160D | 235 | 44 | 182 | 30 |  | Solar | FIXED | Roof
REIPNR-08238 | PV POWERED | PVP4800 | 4800 | 2 |  |  | 0.96 | Solar Inverter |  | INDOOR
REIPNR-08239 | CHANGZHOU TRINA SOLAR ENERGY CO | TSM-185D | 230 | 34 | 102.8 | 27 |  | Solar | FIXED | Roof
REIPNR-08239 | CHANGZHOU TRINA SOLAR ENERGY CO | TSM-185D | 230 | 22 | 189 | 40 |  | Solar | FIXED | Roof
REIPNR-08239 | PV POWERED | PVP3000 | 3000 | 1 |  |  | 0.935 | Solar Inverter |  | INDOOR
REIPNR-08239 | PV POWERED | PVP4800 | 4800 | 2 |  |  | 0.96 | Solar Inverter |  | INDOOR
REIPNR-08240 | CHANGZHOU TRINA SOLAR ENERGY CO | TSM-160D | 235 | 33 | 213.7 | 20 |  | Solar | FIXED | Roof
REIPNR-08240 | SMA AMERICA | SB7000US (208V) | 7000 | 1 |  |  | 0.97 | Solar Inverter |  | INDOOR
REIPNR-08241 | CHANGZHOU TRINA SOLAR ENERGY CO | TSM-160D | 235 | 42 | 180 | 30 |  | Solar | FIXED | Roof
REIPNR-08241 | PV POWERED | PVP4800 | 4800 | 2 |  |  | 0.96 | Solar Inverter |  | OUTDOOR
REIPNR-08242 | SUNTECH POWER | STP200UB | 205 | 24 | 180 | 32 |  | Solar | FIXED | Roof
REIPNR-08242 | SUNTECH POWER | STP200-18/UB-1 | 205 | 10 | 96.9 | 40 |  | Solar | FIXED | Roof
REIPNR-08242 | PV POWERED | PVP2000 | 2000 | 1 |  |  | 0.92 | Solar Inverter |  | OUTDOOR
REIPNR-08242 | PV POWERED | PVP4800 | 4800 | 1 |  |  | 0.96 | Solar Inverter |  | OUTDOOR
REIPNR-08243 | SUNTECH POWER | STP180-24/AB-1 | 180 | 55 | 175.8 | 23 |  | Solar | FIXED | Roof
REIPNR-08243 | SMA AMERICA | SB4000US (208V) | 4000 | 1 |  |  | 0.96 | Solar Inverter |  | INDOOR
REIPNR-08243 | SMA AMERICA | SB6000U (208V) | 6000 | 1 |  |  | 0.97 | Solar Inverter |  | INDOOR
REIPNR-08244 | CHANGZHOU TRINA SOLAR ENERGY CO | TSM-160D | 240 | 23 | 246.6 | 30 |  | Solar | FIXED | Roof
REIPNR-08244 | PV POWERED | PVP2500 | 2500 | 2 |  |  | 0.945 | Solar Inverter |  | INDOOR
REIPNR-08246 | SUNPOWER | SPR-215-BLK-U | 215 | 20 | 110 | 30 |  | Solar | FIXED | Roof
REIPNR-08246 | SUNPOWER | SPR-215-BLK-U | 215 | 18 | 200 | 40 |  | Solar | FIXED | Roof
REIPNR-08246 | SUNPOWER CORP (ORIGINAL MFRSMA) | SPR-4000M (208V) | 4000 | 2 |  |  | 0.968 | Solar Inverter |  | INDOOR
REIPNR-08248 | SCHUCO USA | SWR1800U | 180 | 22 | 155 | 29 |  | Solar | FIXED | Roof
REIPNR-08248 | SCHUCO USA | SB4000US (208V) | 4000 | 1 |  |  | 0.96 | Solar Inverter |  | INDOOR
REIPNR-08249 | SCHUCO USA | SWR1800U | 180 | 18 | 133 | 40 |  | Solar | FIXED | Roof
REIPNR-08249 | SCHUCO USA |  | 180 | 36 | 223 | 40 |  | Solar | FIXED | Roof
REIPNR-08249 | SCHUCO USA | SB3000US (208V) | 3000 | 1 |  |  | 0.96 | Solar Inverter |  | INDOOR
REIPNR-08249 | SCHUCO USA | SB6000U (208V) | 6000 | 1 |  |  | 0.96 | Solar Inverter |  | INDOOR
REIPNR-08250 | SOLON AG FUER SOLARTECHNIK | P220/6+/01 235WP | 230 | 8 | 173 | 25 |  | Solar | FIXED | Roof
REIPNR-08250 | SOLON AG FUER SOLARTECHNIK | P220/6+/01 230WP | 230 | 8 | 263 | 25 |  | Solar | FIXED | Roof
REIPNR-08250 | FRONIUS USA | IG 2000 | 2000 | 2 |  |  | 0.952 | Solar Inverter |  | INDOOR
REIPNR-08251 | SOLON AG FUER SOLARTECHNIK | P220/6+/01 230WP | 230 | 42 | 200 | 24 |  | Solar | FIXED | Roof
REIPNR-08251 | FRONIUS USA |  | 5000 | 2 |  |  | 0.955 | Solar Inverter |  | INDOOR
REIPNR-08252 | EVERGREEN SOLAR |  | 215 | 42 | 134 | 5 |  | Solar | FIXED | Roof
REIPNR-08252 | SMA AMERICA | SB5000US (208V) | 5000 | 2 |  |  | 0.968 | Solar Inverter |  | INDOOR
REIPNR-08253 | EVERGREEN SOLAR |  | 210 | 30 | 175 | 30 |  | Solar | FIXED | Roof
REIPNR-08253 | PV POWERED | PVP5200 | 5200 | 1 |  |  | 0.96 | Solar Inverter |  | Outside
REIPNR-08254 | SHARP | ND-224UC1 | 235 | 66 | 188 | 15 |  | Solar | FIXED | Pole
REIPNR-08254 | ENPHASE ENERGY | M200-32-208-S01 | 190 | 66 |  |  | 0.955 | Solar Inverter |  | OUTDOOR
REIPNR-08255 | SUNTECH POWER | STP210S-18/UB-1 | 210 | 30 | 180 | 15 |  | Solar | FIXED | Roof
REIPNR-08255 | SUNTECH POWER | STP210-18/UB-1 | 210 | 16 | 180 | 18 |  | Solar | FIXED | Roof
REIPNR-08255 | PV POWERED | PVP2500 | 2500 | 1 |  |  | 0.96 | Solar Inverter |  | INDOOR
REIPNR-08255 | PV POWERED | PVP3000 | 3000 | 1 |  |  | 0.955 | Solar Inverter |  | INDOOR
REIPNR-08255 | PV POWERED | PVP4800 | 4800 | 1 |  |  | 0.945 | Solar Inverter |  | INDOOR
REIPNR-08256 | CANADIAN SOLAR | CS6P-230 | 230 | 22 | 180 | 40 |  | Solar | FIXED | Ground
REIPNR-08256 | PV POWERED | PVP4800 | 4800 | 1 |  |  | 0.96 | Solar Inverter |  | OUTDOOR
REIPNR-08257 | SUNPOWER | SPR-225-BLK-U | 225 | 44 | 244 | 34 |  | Solar | FIXED | Roof
REIPNR-08257 | SUNPOWER CORP (ORIGINAL MFRSMA) | SPR-4000M (208V) | 4000 | 1 |  |  | 0.96 | Solar Inverter |  | INDOOR
REIPNR-08257 | SUNPOWER CORP (ORIGINAL MFRSMA) | SPR-5000M (208V) | 5000 | 1 |  |  | 0.96 | Solar Inverter |  | INDOOR
REIPNR-08259 | CHANGZHOU TRINA SOLAR ENERGY CO | TSM-185D | 230 | 8 | 186.2 | 32 |  | Solar | FIXED | Roof
REIPNR-08259 | CHANGZHOU TRINA SOLAR ENERGY CO | TSM-185D | 230 | 18 | 186.2 | 32 |  | Solar | FIXED | Roof
REIPNR-08259 | PV POWERED | PVP2000 | 2000 | 1 |  |  | 0.92 | Solar Inverter |  | INDOOR
REIPNR-08259 | PV POWERED | PVP4800 | 4800 | 1 |  |  | 0.96 | Solar Inverter |  | INDOOR
REIPNR-08260 | CHANGZHOU TRINA SOLAR ENERGY CO | TSM-185D | 230 | 28 | 200.2 | 20 |  | Solar | FIXED | Roof
REIPNR-08260 | PV POWERED | PVP2500 | 2500 | 1 |  |  | 0.945 | Solar Inverter |  | OUTDOOR
REIPNR-08260 | PV POWERED | PVP3000 | 3000 | 1 |  |  | 0.935 | Solar Inverter |  | OUTDOOR
REIPNR-08261 | CHANGZHOU TRINA SOLAR ENERGY CO | TSM-185D | 235 | 34 | 128.2 | 24 |  | Solar | FIXED | Roof
REIPNR-08261 | PV POWERED | PVP3000 | 3000 | 1 |  |  | 0.935 | Solar Inverter |  | INDOOR
REIPNR-08261 | PV POWERED | PVP3500 | 3500 | 1 |  |  | 0.955 | Solar Inverter |  | INDOOR
REIPNR-08262 | CHANGZHOU TRINA SOLAR ENERGY CO | TSM-185D | 220 | 44 | 180 | 35 |  | Solar | FIXED | Roof
REIPNR-08262 | PV POWERED | PVP4800 | 4800 | 2 |  |  | 0.96 | Solar Inverter |  | OUTDOOR
REIPNR-08263 | SUNTECH POWER | STP200-18/UB-1 | 200 | 30 | 178.5 | 32 |  | Solar | FIXED | Roof
REIPNR-08263 | SMA AMERICA | SB6000U (208V) | 6000 | 1 |  |  | 0.97 | Solar Inverter |  | OUTDOOR
REIPNR-08264 | CHANGZHOU TRINA SOLAR ENERGY CO | TSM-185D | 230 | 39 | 146.9 | 32 |  | Solar | FIXED | Roof
REIPNR-08264 | SMA AMERICA | SB7000US (240V) | 8000 | 1 |  |  | 0.97 | Solar Inverter |  | OUTDOOR
REIPNR-08265 | SUNTECH POWER | STP200-18/UB-1 | 205 | 7 | 149.3 | 21 |  | Solar | FIXED | Roof
REIPNR-08265 | SUNTECH POWER | STP200-18/UB-1 | 205 | 27 | 239.6 | 21 |  | Solar | FIXED | Roof
REIPNR-08265 | PV POWERED | PVP2000 | 2000 | 2 |  |  | 0.92 | Solar Inverter |  | OUTDOOR
REIPNR-08265 | PV POWERED | PVP3500 | 3500 | 1 |  |  | 0.955 | Solar Inverter |  | OUTDOOR
REIPNR-08266 | SUNTECH POWER | STP200S-18/UB-1 | 205 | 10 | 180 | 27 |  | Solar | FIXED | Roof
REIPNR-08266 | SUNTECH POWER | STP200S-18/UB-1 | 205 | 16 | 261.6 | 29 |  | Solar | FIXED | Roof
REIPNR-08266 | SUNTECH POWER | STP200-18/UB-1 | 205 | 8 | 180 | 32 |  | Solar | FIXED | Roof
REIPNR-08266 | PV POWERED | PVP2000 | 2000 | 2 |  |  | 0.92 | Solar Inverter |  | INDOOR
REIPNR-08266 | PV POWERED | PVP3000 | 3000 | 1 |  |  | 0.935 | Solar Inverter |  | INDOOR
REIPNR-08267 | SHARP | ND-U230C1 | 235 | 16 | 141.2 | 10 |  | Solar | FIXED | Roof
REIPNR-08267 | PV POWERED | PVP3500 | 3500 | 1 |  |  | 0.955 | Solar Inverter |  | INDOOR
REIPNR-08268 | CHANGZHOU TRINA SOLAR ENERGY CO | TSM-185D | 230 | 30 | 94.7 | 15 |  | Solar | FIXED | Roof
REIPNR-08268 | CHANGZHOU TRINA SOLAR ENERGY CO | TSM-185D | 230 | 6 | 184 | 15 |  | Solar | FIXED | Roof
REIPNR-08268 | PV POWERED | PVP2000 | 2000 | 1 |  |  | 0.92 | Solar Inverter |  | INDOOR
REIPNR-08268 | SMA AMERICA | SB7000US (208V) | 7000 | 1 |  |  | 0.97 | Solar Inverter |  | INDOOR
REIPNR-08269 | SHARP | ND-224UC1 | 235 | 14 | 141.2 | 10 |  | Solar | FIXED | Roof
REIPNR-08269 | PV POWERED | PVP3000 | 3000 | 1 |  |  | 0.935 | Solar Inverter |  | OUTDOOR
REIPNR-08270 | BP SOLAR | SX170I | 195 | 9 | 123 | 33 |  | Solar | FIXED | Roof
REIPNR-08270 | BP SOLAR | BP375S | 195 | 10 | 123 | 47 |  | Solar | FIXED | Roof
REIPNR-08270 | FRONIUS USA | IG 2000 | 2000 | 2 |  |  | 0.95 | Solar Inverter |  | INDOOR
REIPNR-08271 | CHANGZHOU TRINA SOLAR ENERGY CO | TSM-185D | 230 | 38 | 132.9 | 20 |  | Solar | FIXED | Roof
REIPNR-08271 | PV POWERED | PVP3000 | 3000 | 1 |  |  | 0.935 | Solar Inverter |  | INDOOR
REIPNR-08271 | PV POWERED | PVP4800 | 4800 | 1 |  |  | 0.96 | Solar Inverter |  | INDOOR
REIPNR-08272 | BP SOLAR | SX3165B | 215 | 8 | 83 | 21 |  | Solar | FIXED | Roof
REIPNR-08272 | BP SOLAR | BP3125S | 215 | 10 | 171 | 41 |  | Solar | FIXED | Roof
REIPNR-08272 | ENPHASE ENERGY | M200-32-240-S02 | 380 | 9 |  |  | 0.95 | Solar Inverter |  | OUTDOOR
REIPNR-08273 | BP SOLAR | SX3200B | 215 | 14 | 266 | 16 |  | Solar | FIXED | Roof
REIPNR-08273 | BP SOLAR | SX3200B | 215 | 13 | 178 | 31 |  | Solar | FIXED | Roof
REIPNR-08273 | FRONIUS USA | IG 4000 | 4000 | 1 |  |  | 0.95 | Solar Inverter |  | INDOOR
REIPNR-08273 | SMA AMERICA | SB4000US (208V) | 4000 | 1 |  |  | 0.97 | Solar Inverter |  | INDOOR
REIPNR-08274 | SUNPOWER | SPR-230-WHT-U | 230 | 36 | 180 | 25 |  | Solar | FIXED | Ground
REIPNR-08274 | SUNPOWER CORP (ORIGINAL MFRSMA) | SPR-4000M (208V) | 4000 | 2 |  |  | 0.96 | Solar Inverter |  | OUTDOOR
REIPNR-08275 | SUNPOWER | SPR-230-WHT-U | 230 | 27 | 184 | 20 |  | Solar | FIXED | Roof
REIPNR-08275 | SUNPOWER CORP (ORIGINAL MFRSMA) | SPR-6000M (208V) | 6000 | 1 |  |  | 0.96 | Solar Inverter |  | INDOOR
REIPNR-08276 | SUNTECH POWER | STP210-18/UB-1 | 210 | 24 | 213.2 | 38 |  | Solar | FIXED | Roof
REIPNR-08276 | PV POWERED | PVP4800 | 4800 | 1 |  |  | 0.96 | Solar Inverter |  | INDOOR
REIPNR-08277 | SUNTECH POWER | STP210S-18/UB-1 | 210 | 34 | 181 | 30 |  | Solar | FIXED | Roof
REIPNR-08277 | FRONIUS USA | IG 3000 | 3000 | 1 |  |  | 0.952 | Solar Inverter |  | INDOOR
REIPNR-08277 | FRONIUS USA | IG 4000 | 4000 | 1 |  |  | 0.952 | Solar Inverter |  | INDOOR
REIPNR-08279 | BP SOLAR | BP3160B | 215 | 24 | 260 | 25 |  | Solar | FIXED | Roof
REIPNR-08279 | SMA AMERICA | SB5000US | 5000 | 1 |  |  | 0.968 | Solar Inverter |  | INDOOR
REIPNR-08280 | SUNTECH POWER | STP210S-18/UB-1 | 225 | 63 | 249 | 45 |  | Solar | FIXED | Roof
REIPNR-08280 | SUNPOWER CORP (ORIGINAL MFRFRONIUS) | SPR-4000F-277 | 4000 | 2 |  |  | 0.97 | Solar Inverter |  | INDOOR
REIPNR-08280 | SUNPOWER CORP (ORIGINAL MFRFRONIUS) | SPR-6500F-208 | 6000 | 1 |  |  | 0.97 | Solar Inverter |  | INDOOR
REIPNR-08281 | SUNPOWER | SPR-225-BLK-U | 225 | 14 | 167 | 38 |  | Solar | FIXED | Roof
REIPNR-08281 | SUNPOWER CORP (ORIGINAL MFRSMA) | SPR-3000M (208V) | 3000 | 1 |  |  | 0.96 | Solar Inverter |  | INDOOR
REIPNR-08282 | SCHUCO USA | SWR1800U | 180 | 40 | 201 | 24 |  | Solar | FIXED | Roof
REIPNR-08282 | SCHUCO USA | SB7000US (208V) | 7000 | 1 |  |  | 0.97 | Solar Inverter |  | INDOOR
REIPNR-08283 | SUNTECH POWER | STP200-18/UB-1 | 205 | 30 | 159 | 22 |  | Solar | FIXED | Roof
REIPNR-08283 | PV POWERED | PVP2500 | 2500 | 1 |  |  | 0.945 | Solar Inverter |  | OUTDOOR
REIPNR-08283 | PV POWERED | PVP3000 | 3000 | 1 |  |  | 0.935 | Solar Inverter |  | OUTDOOR
REIPNR-08284 | CHANGZHOU TRINA SOLAR ENERGY CO | TSM-185D | 230 | 30 | 185.3 | 15 |  | Solar | FIXED | Roof
REIPNR-08284 | SMA AMERICA | SB7000US (208V) | 7000 | 1 |  |  | 0.97 | Solar Inverter |  | OUTDOOR
REIPNR-08285 | BP SOLAR | BP3160B | 215 | 24 | 146 | 18 |  | Solar | FIXED | Roof
REIPNR-08285 | SMA AMERICA | SB6000U (208V) | 6000 | 1 |  |  | 0.97 | Solar Inverter |  | INDOOR
REIPNR-08287 | SOLARWORLD | SW185MONO | 235 | 29 | 172 | 33 |  | Solar | FIXED | Roof
REIPNR-08287 | FRONIUS USA | IG 2000 | 2000 | 1 |  |  | 0.97 | Solar Inverter |  | INDOOR
REIPNR-08287 | FRONIUS USA |  | 5000 | 1 |  |  | 0.97 | Solar Inverter |  | INDOOR
REIPNR-08293 | SUNPOWER | SPR-225-BLK-U | 225 | 10 | 142 | 18 |  | Solar | FIXED | Roof
REIPNR-08293 | SUNPOWER CORP (ORIGINAL MFRFRONIUS) | SPR-4000F-208 | 4000 | 1 |  |  | 0.968 | Solar Inverter |  | INDOOR
REIPNR-08294 | SUNTECH POWER | STP210S-18/UB-1 | 270 | 460 | 171 | 15 |  | Solar | FIXED | Roof
REIPNR-08294 | SUNTECH POWER | STP210-18/UB-1 | 280 | 540 | 171 | 15 |  | Solar | FIXED | Roof
REIPNR-08294 | PV POWERED | PVP100KW-208 | 260000 | 1 |  |  | 0.97 | Solar Inverter |  | INDOOR
REIPNR-08295 | SOLARTECH POWER | SPM125P | 125 | 16 | 156 | 25 |  | Solar | FIXED | Roof
REIPNR-08295 | GE ENERGY | GEPVB-3300-NA-208 | 3300 | 1 |  |  | 0.95 | Solar Inverter |  | INDOOR
REIPNR-08297 | CHANGZHOU TRINA SOLAR ENERGY CO | TSM-185D | 230 | 10 | 216 | 35 |  | Solar | FIXED | Roof
REIPNR-08297 | PV POWERED | PVP2000 | 2000 | 1 |  |  | 0.92 | Solar Inverter |  | INDOOR
REIPNR-08298 | SUNPOWER | SPR-225-BLK-U | 228 | 840 | 174 | 5 |  | Solar | FIXED | Roof
REIPNR-08298 | SUNPOWER | SPR-225-BLK-U | 228 | 744 | 354 | 5 |  | Solar | FIXED | Roof
REIPNR-08298 | SUNPOWER | SPR-225-BLK-U | 228 | 600 | 174 | 10 |  | Solar | FIXED | Roof
REIPNR-08298 | SATCON TECHNOLOGY | PVS-135 (480 V) | 135000 | 1 |  |  | 0.96 | Solar Inverter |  | OUTDOOR
REIPNR-08298 | SATCON TECHNOLOGY | PVS-250 (208 V) | 250000 | 2 |  |  | 0.96 | Solar Inverter |  | OUTDOOR
REIPNR-08299 | SCHUCO USA |  | 180 | 22 | 197 | 41 |  | Solar | FIXED | Roof
REIPNR-08299 | SCHUCO USA | SB4000US (208V) | 4000 | 1 |  |  | 0.96 | Solar Inverter |  | INDOOR
REIPNR-08300 | SUNTECH POWER | STP180S-24/AB-1 | 185 | 13 | 141 | 31 |  | Solar | FIXED | Roof
REIPNR-08300 | SUNTECH POWER | STP180-24/AB-1 | 185 | 8 | 141 | 39 |  | Solar | FIXED | Roof
REIPNR-08300 | SUNTECH POWER | STP180-24/AB-1 | 185 | 9 | 231 | 45 |  | Solar | FIXED | Roof
REIPNR-08300 | PV POWERED | PVP2500 | 2500 | 1 |  |  | 0.955 | Solar Inverter |  | INDOOR
REIPNR-08300 | PV POWERED | PVP3500 | 3500 | 1 |  |  | 0.945 | Solar Inverter |  | INDOOR
REIPNR-08301 | SUNTECH POWER | STP200S-18/UB-1 | 205 | 23 | 141.3 | 30 |  | Solar | FIXED | Roof
REIPNR-08301 | PV POWERED | PVP2000 | 2000 | 1 |  |  | 0.92 | Solar Inverter |  | OUTDOOR
REIPNR-08301 | PV POWERED | PVP2500 | 2500 | 1 |  |  | 0.945 | Solar Inverter |  | OUTDOOR
REIPNR-08302 | SUNTECH POWER | STP180-24/AB-1 | 185 | 12 | 245 | 33 |  | Solar | FIXED | Roof
REIPNR-08302 | SUNTECH POWER | STP180-24/AB-1 | 185 | 12 | 155 | 45 |  | Solar | FIXED | Roof
REIPNR-08302 | SUNTECH POWER | STP180-24/AB-1 | 185 | 12 | 157 | 45 |  | Solar | FIXED | Roof
REIPNR-08302 | PV POWERED | PVP2500 | 2500 | 3 |  |  | 0.945 | Solar Inverter |  | INDOOR
REIPNR-08304 | SUNPOWER | SPR-230-WHT-U | 230 | 34 | 146 | 15 |  | Solar | FIXED | Roof
REIPNR-08304 | SUNPOWER | SPR-230-WHT-U | 230 | 12 | 241 | 15 |  | Solar | FIXED | Roof
REIPNR-08304 | SUNPOWER | SPR-230-WHT-U | 230 | 20 | 146 | 48 |  | Solar | FIXED | Roof
REIPNR-08304 | SUNPOWER CORP (ORIGINAL MFRSMA) | SPR-3000M (208V) | 3000 | 2 |  |  | 0.96 | Solar Inverter |  | INDOOR
REIPNR-08304 | SUNPOWER CORP (ORIGINAL MFRSMA) | SPR-5000M (208V) | 5000 | 2 |  |  | 0.96 | Solar Inverter |  | INDOOR
REIPNR-08305 | BP SOLAR | SX3200B | 230 | 30 | 130 | 17 |  | Solar | FIXED | Roof
REIPNR-08305 | FRONIUS USA |  | 6000 | 1 |  |  | 0.962 | Solar Inverter |  | Outside
REIPNR-08306 | SUNTECH POWER | STP210S-18/UB-1 | 210 | 18 | 170 | 22 |  | Solar | FIXED | Roof
REIPNR-08306 | POWER-ONE | PVI-3600-OUTD-US-F (208V) | 3600 | 1 |  |  | 0.952 | Solar Inverter |  | INDOOR
REIPNR-08308 | BAODING YINGLI NEW ENERGY RESOURCES CO | YL175(156) | 230 | 216 | 210 | 10 |  | Solar | FIXED | Roof
REIPNR-08308 | SMA AMERICA | SB7000US (208V) | 7000 | 6 |  |  | 0.971 | Solar Inverter |  | INDOOR
REIPNR-08309 | CHANGZHOU TRINA SOLAR ENERGY CO |  | 230 | 216 | 215 | 10 |  | Solar | FIXED | Roof
REIPNR-08309 | SMA AMERICA | SB7000US (208V) | 7000 | 6 |  |  | 0.971 | Solar Inverter |  | INDOOR
REIPNR-08310 | SUNTECH POWER | STP210-18/UB-1 | 210 | 33 | 100 | 22 |  | Solar | FIXED | Roof
REIPNR-08310 | PV POWERED | PVP3000 | 3000 | 1 |  |  | 0.968 | Solar Inverter |  | OUTDOOR
REIPNR-08310 | PV POWERED | PVP4800 | 4800 | 1 |  |  | 0.968 | Solar Inverter |  | OUTDOOR
REIPNR-08311 | MITSUBISHI ELECTRIC | PV-MF185UD4 | 185 | 2480 | 158 | 12.5 |  | Solar | FIXED | Roof
REIPNR-08311 | SMA AMERICA | SC250U (480V) | 50000 | 1 |  |  | 0.974 | Solar Inverter |  | Inside
REIPNR-08312 | SUNTECH POWER | STP210-18/UB-1 | 280 | 1030 | 171 | 15 |  | Solar | FIXED | Roof
REIPNR-08312 | PV POWERED | PVP2000 | 260000 | 1 |  |  | 0.97 | Solar Inverter |  | INDOOR
REIPNR-08313 | KYOCERA SOLAR | KD210GX-LP | 210 | 210 | 170 | 8 |  | Solar | FIXED | Roof
REIPNR-08313 | SMA AMERICA | ST42 (208V) | 42000 | 1 |  |  | 0.97 | Solar Inverter |  | OUTDOOR
REIPNR-08314 | SHARP | ND-208U1 | 224 | 350 | 202 | 10 |  | Solar | FIXED | Roof
REIPNR-08314 | SATCON TECHNOLOGY | AE-75-60-PV-D | 75000 | 1 |  |  | 0.963 | Solar Inverter |  | OUTDOOR
REIPNR-08315 | SHARP | ND-208U1 | 224 | 644 | 220 | 10 |  | Solar | FIXED | Roof
REIPNR-08315 | SATCON TECHNOLOGY | PVS-135 (208 V) | 135000 | 1 |  |  | 0.961 | Solar Inverter |  | OUTDOOR
REIPNR-08316 | SHARP |  | 224 | 630 | 207 | 10 |  | Solar | FIXED | Roof
REIPNR-08316 | SATCON TECHNOLOGY | AE-135-60-PV-A | 135000 | 1 |  |  | 0.962 | Solar Inverter |  | OUTDOOR
REIPNR-08317 | ET SOLAR INDUSTRY | ET-P654180 | 185 | 140 | 118 | 18 |  | Solar | FIXED | Roof
REIPNR-08317 | FRONIUS USA |  | 11400 | 2 |  |  | 0.96 | Solar Inverter |  | OUTDOOR
REIPNR-08318 | BP SOLAR | BP3150B | 215 | 28 | 180 | 20 |  | Solar | FIXED | Roof
REIPNR-08318 | FRONIUS USA | IG 2000 | 2000 | 1 |  |  | 0.955 | Solar Inverter |  | INDOOR
REIPNR-08318 | FRONIUS USA | IG 4000 | 4000 | 1 |  |  | 0.955 | Solar Inverter |  | INDOOR
REIPNR-08319 | ET SOLAR INDUSTRY | ET-P654200 | 185 | 190 | 118 | 18 |  | Solar | FIXED | Roof
REIPNR-08319 | FRONIUS USA |  | 7500 | 1 |  |  | 0.95 | Solar Inverter |  | OUTDOOR
REIPNR-08319 | FRONIUS USA |  | 11400 | 2 |  |  | 0.95 | Solar Inverter |  | OUTDOOR
REIPNR-08320 | SUNPOWER | SPR-210-WHT-U | 210 | 24 | 176 | 18 |  | Solar | FIXED | Roof
REIPNR-08320 | SMA AMERICA | SB5000US (208V) | 5000 | 1 |  |  | 0.955 | Solar Inverter |  | INDOOR
REIPNR-08321 | ET SOLAR INDUSTRY | ET-P654180 | 180 | 341 | 150 | 15 |  | Solar | FIXED | Roof
REIPNR-08321 | SATCON SMA | SUNNY6000 | 50000 | 1 |  |  | 0.95 | Solar Inverter |  | OUTDOOR
REIPNR-08322 | SUNPOWER | SPR-230-WHT-U | 228 | 33 | 217 | 35 |  | Solar | FIXED | Roof
REIPNR-08322 | SUNPOWER | SPR-230-WHT-U | 228 | 24 | 137 | 40 |  | Solar | FIXED | Roof
REIPNR-08322 | SUNPOWER CORP (ORIGINAL MFRSMA) | SPR-5000M (208V) | 5000 | 1 |  |  | 0.968 | Solar Inverter |  | OUTDOOR
REIPNR-08322 | SUNPOWER CORP (ORIGINAL MFRSMA) | SPR-7000M (208V) | 7000 | 1 |  |  | 0.968 | Solar Inverter |  | OUTDOOR
REIPNR-08323 | ET SOLAR INDUSTRY | ET-P654185 | 180 | 165 | 150 | 25 |  | Solar | FIXED | Roof
REIPNR-08323 | ET SOLAR INDUSTRY | ET-P654180 | 180 | 22 | 240 | 25 |  | Solar | FIXED | Roof
REIPNR-08323 | SATCON TECHNOLOGY | PVS-30 (208 V) | 30000 | 1 |  |  | 0.95 | Solar Inverter |  | OUTDOOR
REIPNR-08324 | BP SOLAR | SX3195B | 195 | 53 | 220 | 30 |  | Solar | FIXED | Roof
REIPNR-08324 | FRONIUS USA | IG 2000 | 2000 | 1 |  |  | 0.95 | Solar Inverter |  | OUTDOOR
REIPNR-08324 | FRONIUS USA | IG 4000 | 4000 | 1 |  |  | 0.95 | Solar Inverter |  | OUTDOOR
REIPNR-08324 | FRONIUS USA | IG 5100 | 5100 | 1 |  |  | 0.95 | Solar Inverter |  | OUTDOOR
REIPNR-08326 | BP SOLAR | SX3200B | 215 | 39 | 122 | 34 |  | Solar | FIXED | Roof
REIPNR-08326 | SMA AMERICA | SB7000US (277V) | 8000 | 1 |  |  | 0.97 | Solar Inverter |  | OUTDOOR
REIPNR-08328 | CHANGZHOU TRINA SOLAR ENERGY CO | TSM-185D | 220 | 84 | 173.5 | 17 |  | Solar | FIXED | Roof
REIPNR-08328 | SMA AMERICA | SB5000US | 5000 | 1 |  |  | 0.96 | Solar Inverter |  | INDOOR
REIPNR-08328 | SMA AMERICA | SB7000US (208V) | 7000 | 2 |  |  | 0.97 | Solar Inverter |  | INDOOR
REIPNR-08329 | CHANGZHOU TRINA SOLAR ENERGY CO | TSM-185D | 230 | 12 | 130.7 | 27 |  | Solar | FIXED | Roof
REIPNR-08329 | PV POWERED | PVP2500 | 2500 | 1 |  |  | 0.945 | Solar Inverter |  | INDOOR
REIPNR-08330 | CHANGZHOU TRINA SOLAR ENERGY CO | TSM-160D | 230 | 14 | 187.2 | 30 |  | Solar | FIXED | Roof
REIPNR-08330 | PV POWERED | PVP3000 | 3000 | 1 |  |  | 0.935 | Solar Inverter |  | INDOOR
REIPNR-08332 | SUNTECH POWER | STP200-18/UB-1 | 205 | 34 | 231.6 | 20 |  | Solar | FIXED | Roof
REIPNR-08332 | SUNTECH POWER | STP200UB | 205 | 14 | 231.6 | 47 |  | Solar | FIXED | Roof
REIPNR-08332 | PV POWERED | PVP2500 | 2500 | 1 |  |  | 0.945 | Solar Inverter |  | INDOOR
REIPNR-08332 | PV POWERED | PVP3000 | 3000 | 1 |  |  | 0.935 | Solar Inverter |  | INDOOR
REIPNR-08332 | PV POWERED | PVP3500 | 3500 | 1 |  |  | 0.955 | Solar Inverter |  | INDOOR
REIPNR-08333 | BP SOLAR | SX3200B | 215 | 9 | 141 | 22 |  | Solar | FIXED | Roof
REIPNR-08333 | BP SOLAR | SX3200B | 215 | 18 | 231 | 22 |  | Solar | FIXED | Roof
REIPNR-08333 | FRONIUS USA | IG 2000 | 2000 | 1 |  |  | 0.95 | Solar Inverter |  | INDOOR
REIPNR-08333 | FRONIUS USA | IG 4000 | 4000 | 1 |  |  | 0.95 | Solar Inverter |  | INDOOR
REIPNR-08337 | CHANGZHOU TRINA SOLAR ENERGY CO | TSM-185D | 220 | 20 | 210 | 24 |  | Solar | FIXED | Roof
REIPNR-08337 | CHANGZHOU TRINA SOLAR ENERGY CO | TSM-185D | 220 | 8 | 210 | 40 |  | Solar | FIXED
REIPNR-08337 | SMA AMERICA | SB3000US (208V) | 3000 | 1 |  |  | 0.96 | Solar Inverter |  | INDOOR
REIPNR-08337 | SMA AMERICA | SB5000US | 5000 | 1 |  |  | 0.96 | Solar Inverter |  | INDOOR
REIPNR-08338 | CHANGZHOU TRINA SOLAR ENERGY CO | TSM-185D | 235 | 32 | 160.2 | 27 |  | Solar | FIXED | Roof
REIPNR-08338 | PV POWERED | PVP3000 | 3000 | 2 |  |  | 0.935 | Solar Inverter |  | INDOOR
REIPNR-08339 | CHANGZHOU TRINA SOLAR ENERGY CO | TSM-185D | 230 | 20 | 147.3 | 32 |  | Solar | FIXED | Roof
REIPNR-08339 | PV POWERED | PVP4800 | 4800 | 1 |  |  | 0.96 | Solar Inverter |  | OUTDOOR
REIPNR-08340 | CHANGZHOU TRINA SOLAR ENERGY CO | TSM-185D | 235 | 36 | 202.3 | 20 |  | Solar | FIXED | Roof
REIPNR-08340 | PV POWERED | PVP3500 | 3500 | 2 |  |  | 0.96 | Solar Inverter |  | OUTDOOR
REIPNR-08341 | SUNTECH POWER | STP200-18/UB-1 | 205 | 49 | 190.1 | 33 |  | Solar | FIXED | Roof
REIPNR-08341 | SMA AMERICA | SB3000US (240V) | 3000 | 1 |  |  | 0.96 | Solar Inverter |  | INDOOR
REIPNR-08341 | SMA AMERICA | SB7000US (208V) | 7000 | 1 |  |  | 0.97 | Solar Inverter |  | INDOOR
REIPNR-08343 | SUNTECH POWER | STP200-18/UB-1 | 205 | 29 | 141.6 | 35 |  | Solar | FIXED | Roof
REIPNR-08343 | SUNTECH POWER | STP200-18/UB-1 | 205 | 16 | 236 | 35 |  | Solar | FIXED | Roof
REIPNR-08343 | PV POWERED | PVP2500 | 2500 | 1 |  |  | 0.945 | Solar Inverter |  | OUTDOOR
REIPNR-08343 | PV POWERED | PVP3000 | 3000 | 1 |  |  | 0.935 | Solar Inverter |  | OUTDOOR
REIPNR-08343 | PV POWERED | PVP3500 | 3500 | 1 |  |  | 0.955 | Solar Inverter |  | OUTDOOR
REIPNR-08344 | CANADIAN SOLAR | CS5A-190 | 180 | 49 | 194 | 40 |  | Solar | FIXED | Roof
REIPNR-08344 | SMA AMERICA | SB3000US (208V) | 3000 | 1 |  |  | 0.968 | Solar Inverter |  | INDOOR
REIPNR-08344 | SMA AMERICA | SB6000U (208V) | 6000 | 1 |  |  | 0.97 | Solar Inverter |  | INDOOR
REIPNR-08345 | SUNTECH POWER | STP210S-18/UB-1 | 270 | 176 | 185 | 25 |  | Solar | FIXED | Roof
REIPNR-08345 | SOLECTRIA RENEWABLES | PVI60KW-480 | 60000 | 1 |  |  | 0.965 | Solar Inverter |  | INDOOR
REIPNR-08346 | BP SOLAR | SX3195B | 195 | 40 | 155 | 28 |  | Solar | FIXED | Roof
REIPNR-08346 | FRONIUS USA | IG 4000 | 4000 | 2 |  |  | 0.95 | Solar Inverter |  | INDOOR
REIPNR-08347 | BP SOLAR | SX3200W | 215 | 21 | 209 | 39 |  | Solar | FIXED | Roof
REIPNR-08347 | ENPHASE ENERGY | M175-24-240-S | 190 | 1 |  |  | 0.955 | Solar Inverter |  | Outside
REIPNR-08347 | ENPHASE ENERGY | EMU | 380 | 10 |  |  | 0.97 | Solar Inverter |  | Outside
REIPNR-08348 | SUNPOWER | SPR-225-BLK-U | 225 | 4 | 193 | 10 |  | Solar | FIXED | Roof
REIPNR-08348 | SUNPOWER | SPR-225-BLK-U | 225 | 10 | 193 | 19 |  | Solar | FIXED | Roof
REIPNR-08348 | SUNPOWER | SPR-4000M (208V) | 4000 | 2 |  |  | 0.97 | Solar Inverter |  | OUTDOOR
REIPNR-08349 | CHANGZHOU TRINA SOLAR ENERGY CO | TSM-185D | 230 | 3 | 122.8 | 15 |  | Solar | FIXED | Roof
REIPNR-08349 | CHANGZHOU TRINA SOLAR ENERGY CO | TSM-160D | 230 | 30 | 122.8 | 30 |  | Solar | FIXED | Roof
REIPNR-08349 | SMA AMERICA | SB7000US (208V) | 7000 | 1 |  |  | 0.971 | Solar Inverter |  | OUTDOOR
REIPNR-08350 | SUNTECH POWER | STP210-18/UB-1 | 210 | 57 | 162 | 40 |  | Solar | FIXED | Roof
REIPNR-08350 | PV POWERED | PVP2500 | 2500 | 1 |  |  | 0.96 | Solar Inverter |  | INDOOR
REIPNR-08350 | PV POWERED | PVP4800 | 4800 | 2 |  |  | 0.97 | Solar Inverter |  | INDOOR
REIPNR-08351 | CHANGZHOU TRINA SOLAR ENERGY CO | TSM-185D | 230 | 26 | 243.9 | 38 |  | Solar | FIXED | Roof
REIPNR-08351 | SMA AMERICA | SB6000U (208V) | 6000 | 1 |  |  | 0.97 | Solar Inverter |  | INDOOR
REIPNR-08352 | CHANGZHOU TRINA SOLAR ENERGY CO | TSM-160D | 235 | 42 | 180 | 30 |  | Solar | FIXED | Roof
REIPNR-08352 | PV POWERED | PVP4800 | 4800 | 2 |  |  | 0.96 | Solar Inverter |  | OUTDOOR
REIPNR-08353 | CHANGZHOU TRINA SOLAR ENERGY CO | TSM-160D | 220 | 34 | 130.7 | 22 |  | Solar | FIXED | Roof
REIPNR-08353 | PV POWERED | PVP3000 | 3000 | 1 |  |  | 0.935 | Solar Inverter |  | OUTDOOR
REIPNR-08353 | PV POWERED | PVP3500 | 3500 | 1 |  |  | 0.955 | Solar Inverter |  | OUTDOOR
REIPNR-08354 | CHANGZHOU TRINA SOLAR ENERGY CO | TSM-185D | 220 | 44 | 115.3 | 17 |  | Solar | FIXED | Roof
REIPNR-08354 | PV POWERED | PVP4800 | 4800 | 2 |  |  | 0.96 | Solar Inverter |  | OUTDOOR
REIPNR-08355 | CHANGZHOU TRINA SOLAR ENERGY CO | TSM-185D | 230 | 34 | 200.8 | 35 |  | Solar | FIXED | Roof
REIPNR-08355 | PV POWERED | PVP2500 | 2500 | 1 |  |  | 0.945 | Solar Inverter |  | INDOOR
REIPNR-08355 | PV POWERED | PVP4800 | 4800 | 1 |  |  | 0.96 | Solar Inverter |  | INDOOR
REIPNR-08356 | CHANGZHOU TRINA SOLAR ENERGY CO | TSM-185D | 230 | 156 | 217.7 | 10 |  | Solar | FIXED | Roof
REIPNR-08356 | SMA AMERICA | SB6000U (208V) | 6000 | 6 |  |  | 0.97 | Solar Inverter |  | INDOOR
REIPNR-08357 | CHANGZHOU TRINA SOLAR ENERGY CO | TSM-185D | 230 | 24 | 147 | 33 |  | Solar | FIXED | Roof
REIPNR-08357 | CHANGZHOU TRINA SOLAR ENERGY CO | TSM-185D | 230 | 12 | 220 | 33 |  | Solar | FIXED | Roof
REIPNR-08357 | FRONIUS USA | IG 3000 | 3000 | 1 |  |  | 0.95 | Solar Inverter |  | Outside
REIPNR-08357 | FRONIUS USA | IG 5100 | 5100 | 1 |  |  | 0.95 | Solar Inverter |  | OUTDOOR
REIPNR-08358 | SCHUCO USA |  | 185 | 60 | 124 | 18 |  | Solar | FIXED | Roof
REIPNR-08358 | SMA AMERICA | SB5000US | 5000 | 2 |  |  | 0.97 | Solar Inverter |  | OUTDOOR
REIPNR-08360 | SOLON AG FUER SOLARTECHNIK | P220/6+/01 235WP | 240 | 871 | 165 | 10 |  | Solar | FIXED | Roof
REIPNR-08360 | SOLON AG FUER SOLARTECHNIK | P220/6+/01 230WP | 240 | 468 | 180 | 10 |  | Solar | FIXED | Roof
REIPNR-08360 | PV POWERED | PVP100KW-208 | 100000 | 3 |  |  | 0.96 | Solar Inverter |  | OUTDOOR
REIPNR-08361 | CANADIAN SOLAR | CS6P-230 | 230 | 32 | 122.7 | 30 |  | Solar | FIXED | Roof
REIPNR-08361 | SMA AMERICA | SB3000US (208V) | 3000 | 1 |  |  | 0.965 | Solar Inverter |  | INDOOR
REIPNR-08361 | SMA AMERICA | SB5000US (208V) | 5000 | 1 |  |  | 0.968 | Solar Inverter |  | INDOOR
REIPNR-08362 | CHANGZHOU TRINA SOLAR ENERGY CO | TSM-185D | 235 | 59 | 180 | 30 |  | Solar | FIXED | Ground
REIPNR-08362 | SMA AMERICA | SB5000US | 5000 | 1 |  |  | 0.97 | Solar Inverter |  | OUTDOOR
REIPNR-08362 | SMA AMERICA | SB7000US (277V) | 8000 | 1 |  |  | 0.96 | Solar Inverter |  | OUTDOOR
REIPNR-08363 | CANADIAN SOLAR | CS6P-230 | 250 | 2340 | 221 | 5 |  | Solar | FIXED | Roof
REIPNR-08363 | SATCON TECHNOLOGY | PVS-500 (480 V) | 500000 | 1 |  |  | 0.976 | Solar Inverter |  | OUTDOOR
REIPNR-08364 | SUNPOWER |  | 305 | 136 | 209 | 10 |  | Solar | FIXED | Roof
REIPNR-08364 | SATCON TECHNOLOGY | PVS-50 (480 V) | 50000 | 1 |  |  | 0.955 | Solar Inverter |  | OUTDOOR
REIPNR-08366 | SCHUCO USA |  | 210 | 26 | 186 | 16 |  | Solar | FIXED | Roof
REIPNR-08366 | SMA AMERICA | SB5000US | 5000 | 1 |  |  | 0.968 | Solar Inverter |  | OUTDOOR
REIPNR-08368 | SCHUCO USA |  | 180 | 45 | 216 | 36 |  | Solar | FIXED | Roof
REIPNR-08368 | SCHUCO USA | SB3000US (208V) | 3000 | 1 |  |  | 0.96 | Solar Inverter |  | INDOOR
REIPNR-08368 | SMA AMERICA | SB5000US (208V) | 5000 | 1 |  |  | 0.96 | Solar Inverter |  | INDOOR
REIPNR-08369 | CHANGZHOU TRINA SOLAR ENERGY CO | TSM-185D | 230 | 13962 | 180 | 25 |  | Solar | FIXED | Pole
REIPNR-08369 | SOLECTRIA RENEWABLES | SOLRENVIEW 3PH 400A REV | 500000 | 6 |  |  | 0.974 | Solar Inverter |  | OUTDOOR
REIPNR-08370 | CHANGZHOU TRINA SOLAR ENERGY CO | TSM-185D | 230 | 50 | 93.9 | 27 |  | Solar | FIXED | Roof
REIPNR-08370 | SMA AMERICA | SB5000US (208V) | 5000 | 1 |  |  | 0.96 | Solar Inverter |  | INDOOR
REIPNR-08370 | SMA AMERICA | SB6000U (208V) | 6000 | 1 |  |  | 0.97 | Solar Inverter |  | INDOOR
REIPNR-08371 | BP SOLAR | SX3200B | 215 | 30 | 263 | 22 |  | Solar | FIXED | Roof
REIPNR-08371 | FRONIUS USA | IG 3000 | 3000 | 1 |  |  | 0.95 | Solar Inverter |  | INDOOR
REIPNR-08371 | FRONIUS USA | IG 4000 | 4000 | 1 |  |  | 0.95 | Solar Inverter |  | INDOOR
REIPNR-08372 | SHARP | ND-224U1F | 224 | 72 | 198 | 30 |  | Solar | FIXED | Ground
REIPNR-08372 | SMA AMERICA | SB5000US | 5000 | 3 |  |  | 0.968 | Solar Inverter |  | INDOOR
REIPNR-08373 | SUNTECH POWER | STP210-18/UB-1 | 210 | 36 | 180 | 30 |  | Solar | FIXED | Pole
REIPNR-08373 | SMA AMERICA | SB7000US (208V) | 7000 | 1 |  |  | 0.971 | Solar Inverter |  | INDOOR
REIPNR-08374 | SUNPOWER | SPR-225-BLK-U | 225 | 32 | 194 | 45 |  | Solar | FIXED | Roof
REIPNR-08374 | SUNPOWER CORP (ORIGINAL MFRSMA) | SPR-7000M (208V) | 7000 | 1 |  |  | 0.97 | Solar Inverter |  | INDOOR
REIPNR-08375 | SUNPOWER | SPR-225-BLK-U | 225 | 10 | 174 | 30 |  | Solar | FIXED | Roof
REIPNR-08375 | SUNPOWER | SPR-225-BLK-U | 225 | 10 | 264 | 39 |  | Solar | FIXED | Roof
REIPNR-08375 | SUNPOWER CORP (ORIGINAL MFRSMA) | SPR-4000M (208V) | 4000 | 2 |  |  | 0.968 | Solar Inverter |  | INDOOR
REIPNR-08376 | SUNTECH POWER | STP210-18/UB-1 | 210 | 36 | 230 | 26 |  | Solar | FIXED | Roof
REIPNR-08376 | PV POWERED | PVP4800 | 3000 | 1 |  |  | 0.935 | Solar Inverter |  | INDOOR
REIPNR-08376 | PV POWERED | PVP4800 | 4800 | 1 |  |  | 0.96 | Solar Inverter |  | INDOOR
REIPNR-08378 | SUNTECH POWER | STP210-18/UB-1 | 210 | 52 | 175 | 30 |  | Solar | FIXED | Pole
REIPNR-08378 | SMA AMERICA | SB5000US (208V) | 5000 | 2 |  |  | 0.968 | Solar Inverter |  | Outside
REIPNR-08379 | SUNPOWER | PL-SUNP-SPR-210 | 210 | 36 | 173 | 36 |  | Solar | FIXED | Roof
REIPNR-08379 | SUNPOWER CORP (ORIGINAL MFRSMA) | SPR-4000M (208V) | 4000 | 2 |  |  | 0.968 | Solar Inverter |  | INDOOR
REIPNR-08380 | SUNPOWER | SPR-215-BLK-U | 215 | 6 | 168 | 18 |  | Solar | FIXED | Roof
REIPNR-08380 | SUNPOWER CORP (ORIGINAL MFRSMA) | SPR-3000M (208V) | 3000 | 1 |  |  | 0.95 | Solar Inverter |  | INDOOR
REIPNR-08381 | SHARP |  | 240 | 24 | 175 | 30 |  | Solar | FIXED | Roof
REIPNR-08381 | FRONIUS USA |  | 6000 | 1 |  |  | 0.962 | Solar Inverter |  | INDOOR
REIPNR-08382 | SUNTECH POWER | STP210-18/UB-1 | 210 | 52 | 237 | 30 |  | Solar | FIXED | Roof
REIPNR-08382 | SMA AMERICA | SB5000US (208V) | 5000 | 2 |  |  | 0.968 | Solar Inverter |  | INDOOR
REIPNR-08384 | BP SOLAR | BP3165N | 215 | 15 | 239 | 20 |  | Solar | FIXED | Roof
REIPNR-08384 | FRONIUS USA | IG 2000 | 2000 | 2 |  |  | 0.956 | Solar Inverter |  | INDOOR
REIPNR-08385 | SCHUCO USA |  | 210 | 30 | 212 | 19 |  | Solar | FIXED | Roof
REIPNR-08385 | SMA AMERICA | SB6000U (208V) | 6000 | 1 |  |  | 0.97 | Solar Inverter |  | OUTDOOR
REIPNR-08386 | SCHUCO USA |  | 185 | 45 | 180 | 33 |  | Solar | FIXED | Roof
REIPNR-08386 | SMA AMERICA | SB7000US (277V) | 8000 | 1 |  |  | 0.97 | Solar Inverter |  | OUTDOOR
REIPNR-08387 | CHANGZHOU TRINA SOLAR ENERGY CO | TSM-185D | 230 | 14 | 164 | 35 |  | Solar | FIXED | Roof
REIPNR-08387 | CHANGZHOU TRINA SOLAR ENERGY CO | TSM-185D | 230 | 14 | 164 | 35 |  | Solar | FIXED | Roof
REIPNR-08387 | FRONIUS USA | IG 3000 | 3000 | 2 |  |  | 0.96 | Solar Inverter |  | OUTDOOR
REIPNR-08388 | SHARP |  | 245 | 1456 | 170 | 0 |  | Solar | FIXED | Pole
REIPNR-08388 | SOLARWORLD | SW185MONO | 245 | 260 | 170 | 10 |  | Solar | FIXED | Roof
REIPNR-08388 | SOLARWORLD | SW185MONO | 245 | 1170 | 170 | 15 |  | Solar | FIXED | Roof
REIPNR-08388 | SOLARWORLD | SW185MONO | 245 | 1404 | 170 | 35 |  | Solar | FIXED | Roof
REIPNR-08388 | SATCON TECHNOLOGY | AE-30-60-PV-A | 30000 | 1 |  |  | 0.958 | Solar Inverter |  | Outside
REIPNR-08388 | SATCON TECHNOLOGY | AE-75-60-PV-A | 75000 | 6 |  |  | 0.967 | Solar Inverter |  | Outside
REIPNR-08388 | SATCON TECHNOLOGY | AE-100-60-PV-A | 100000 | 3 |  |  | 0.967 | Solar Inverter |  | Outside
REIPNR-08388 | SATCON TECHNOLOGY | PVS-375 (480 V) | 3750000 | 1 |  |  | 0.963 | Solar Inverter |  | Outside
REIPNR-08389 | CHANGZHOU TRINA SOLAR ENERGY CO | TSM-185D | 235 | 71 | 224 | 31 |  | Solar | FIXED | Roof
REIPNR-08389 | SMA AMERICA | SB3000US (208V) | 3000 | 1 |  |  | 0.96 | Solar Inverter |  | INDOOR
REIPNR-08389 | SMA AMERICA | SB7000US (208V) | 7000 | 2 |  |  | 0.97 | Solar Inverter |  | INDOOR
REIPNR-08390 | SUNTECH POWER | STP180-24/AB-1 | 180 | 39 | 222.1 | 25 |  | Solar | FIXED | Roof
REIPNR-08390 | PV POWERED | PVP2000 | 2000 | 1 |  |  | 0.955 | Solar Inverter |  | INDOOR
REIPNR-08390 | PV POWERED | PVP4800 | 4800 | 1 |  |  | 0.935 | Solar Inverter |  | INDOOR
REIPNR-08391 | SUNPOWER | SPR-225-BLK-U | 225 | 32 | 254 | 31 |  | Solar | FIXED | Roof
REIPNR-08391 | SUNPOWER CORP (ORIGINAL MFRSMA) | SPR-7000M (208V) | 7000 | 1 |  |  | 0.971 | Solar Inverter |  | INDOOR
REIPNR-08392 | SUNPOWER | SPR-305-WHT-U | 305 | 856 | 173 | 5 |  | Solar | FIXED | Roof
REIPNR-08392 | SATCON TECHNOLOGY | PVS-250 (480 V) | 250000 | 1 |  |  | 0.962 | Solar Inverter |  | OUTDOOR
REIPNR-08393 | CONERGY AG | S 175MU | 235 | 128 | 153 | 32 |  | Solar | FIXED | Roof
REIPNR-08393 | SMA AMERICA | SB5000US (240V) | 5000 | 1 |  |  | 0.968 | Solar Inverter |  | OUTDOOR
REIPNR-08393 | SMA AMERICA | SB7000US (277V) | 8000 | 3 |  |  | 0.965 | Solar Inverter |  | OUTDOOR
REIPNR-08395 | CHANGZHOU TRINA SOLAR ENERGY CO | TSM-185D | 230 | 189 | 166 | 6 |  | Solar | FIXED | Roof
REIPNR-08395 | SMA AMERICA | SB7000US (208V) | 7000 | 6 |  |  | 0.97 | Solar Inverter |  | INDOOR
REIPNR-08396 | SUNPOWER | SPR-225-BLK-U | 225 | 42 | 211 | 33 |  | Solar | FIXED | Roof
REIPNR-08396 | SUNPOWER CORP (ORIGINAL MFRSMA) | SPR-4000M (208V) | 4000 | 1 |  |  | 0.96 | Solar Inverter |  | INDOOR
REIPNR-08396 | SUNPOWER CORP (ORIGINAL MFRSMA) | SPR-5000M (208V) | 5000 | 1 |  |  | 0.96 | Solar Inverter |  | INDOOR
REIPNR-08397 | CHANGZHOU TRINA SOLAR ENERGY CO | TSM-185D | 230 | 26 | 125 | 45 |  | Solar | FIXED | Roof
REIPNR-08397 | CHANGZHOU TRINA SOLAR ENERGY CO | TSM-185D | 230 | 24 | 211 | 45 |  | Solar | FIXED | Roof
REIPNR-08397 | SMA AMERICA | SB4000US (208V) | 4000 | 1 |  |  | 0.97 | Solar Inverter |  | OUTDOOR
REIPNR-08397 | SMA AMERICA | SB6000U (208V) | 6000 | 1 |  |  | 0.97 | Solar Inverter |  | OUTDOOR
REIPNR-08398 | SUNTECH POWER | STP180-24/AB-1 | 180 | 36 | 152.5 | 20 |  | Solar | FIXED | Roof
REIPNR-08398 | SMA AMERICA | SB6000U (208V) | 6000 | 1 |  |  | 0.97 | Solar Inverter |  | OUTDOOR
REIPNR-08399 | SUNTECH POWER | STP210-18/UB-1 | 205 | 43 | 235 | 34 |  | Solar | FIXED | Roof
REIPNR-08399 | PV POWERED |  | 2000 | 2 |  |  | 0.92 | Solar Inverter |  | INDOOR
REIPNR-08399 | PV POWERED | PVP4800 | 4800 | 1 |  |  | 0.96 | Solar Inverter |  | INDOOR
REIPNR-08401 | SUNTECH POWER | STP210-18/UB-1 | 210 | 66 | 220 | 37 |  | Solar | FIXED | Roof
REIPNR-08401 | PV POWERED | PVP2000 | 6000 | 1 |  |  | 0.97 | Solar Inverter |  | Outside
REIPNR-08401 | FRONIUS USA |  | 7500 | 1 |  |  | 0.968 | Solar Inverter |  | Outside
REIPNR-08403 | CHANGZHOU TRINA SOLAR ENERGY CO | TSM-185D | 230 | 40 | 252 | 20 |  | Solar | FIXED | Roof
REIPNR-08403 | SMA AMERICA | SB4000US (208V) | 4000 | 2 |  |  | 0.968 | Solar Inverter |  | OUTDOOR
REIPNR-08404 | SUNTECH POWER | STP210S-18/UB-1 | 270 | 99 | 210 | 22 |  | Solar | FIXED | Roof
REIPNR-08404 | SMA AMERICA | SB7000US (240V) | 8000 | 3 |  |  | 0.965 | Solar Inverter |  | INDOOR
REIPNR-08405 | SUNPOWER | SPR-215-WHT-U | 215 | 14 | 188 | 15 |  | Solar | FIXED | Roof
REIPNR-08405 | SUNPOWER | SPR-215-WHT-U | 215 | 32 | 188 | 27 |  | Solar | FIXED | Roof
REIPNR-08405 | SUNPOWER CORP (ORIGINAL MFRSMA) | SPR-3000M (208V) | 3000 | 1 |  |  | 0.965 | Solar Inverter |  | INDOOR
REIPNR-08405 | SUNPOWER CORP (ORIGINAL MFRSMA) | SPR-6000M (208V) | 6000 | 1 |  |  | 0.97 | Solar Inverter |  | INDOOR
REIPNR-08406 | SOLARWORLD | SW185MONO | 230 | 1512 | 147 | 10 |  | Solar | FIXED | Roof
REIPNR-08406 | ENPHASE ENERGY | M175-24-240-S02 | 190 | 1512 |  |  | 0.955 | Solar Inverter |  | OUTDOOR
REIPNR-08407 | SCHUCO USA | SWR1800U | 180 | 33 | 175 | 45 |  | Solar | FIXED | Roof
REIPNR-08407 | SCHUCO USA | SB6000U (208V) | 6000 | 1 |  |  | 0.97 | Solar Inverter |  | Inside
REIPNR-08409 | CHANGZHOU TRINA SOLAR ENERGY CO | TSM-185D | 230 | 264 | 207 | 10 |  | Solar | FIXED | Roof
REIPNR-08409 | SMA AMERICA | SB7000US (277V) | 7000 | 6 |  |  | 0.97 | Solar Inverter |  | OUTDOOR
REIPNR-08409 | SMA AMERICA | SB7000US (277V) | 8000 | 1 |  |  | 0.97 | Solar Inverter |  | OUTDOOR
REIPNR-08411 | SCHUCO USA |  | 210 | 46 | 190 | 21 |  | Solar | FIXED | Roof
REIPNR-08411 | SMA AMERICA | SB5000US | 5000 | 2 |  |  | 0.96 | Solar Inverter |  | OUTDOOR
REIPNR-08412 | SUNTECH POWER | STP180-24/AB-1 | 180 | 23 | 207.7 | 18 |  | Solar | FIXED | Roof
REIPNR-08412 | PV POWERED | PVP2000 | 2000 | 1 |  |  | 0.92 | Solar Inverter |  | OUTDOOR
REIPNR-08412 | PV POWERED | PVP2500 | 2500 | 1 |  |  | 0.945 | Solar Inverter |  | OUTDOOR
REIPNR-08413 | SUNTECH POWER | STP180S-24/AB-1 | 205 | 44 | 177.3 | 20 |  | Solar | FIXED | Roof
REIPNR-08413 | PV POWERED | PVP4800 | 4800 | 1 |  |  | 0.96 | Solar Inverter |  | OUTDOOR
REIPNR-08414 | SUNTECH POWER | STP180S-24/AB-1 | 185 | 24 | 172.2 | 27 |  | Solar | FIXED | Roof
REIPNR-08414 | PV POWERED | PVP2000 | 2000 | 1 |  |  | 0.92 | Solar Inverter |  | OUTDOOR
REIPNR-08414 | PV POWERED | PVP2500 | 2500 | 1 |  |  | 0.945 | Solar Inverter |  | OUTDOOR
REIPNR-08415 | SHARP |  | 230 | 30 | 158 | 36 |  | Solar | FIXED | Roof
REIPNR-08415 | SMA AMERICA | SB7000US (208V) | 7000 | 1 |  |  | 0.97 | Solar Inverter |  | INDOOR
REIPNR-08416 | BP SOLAR | SX3195B | 195 | 41 | 260 | 20 |  | Solar | FIXED | Roof
REIPNR-08416 | FRONIUS USA | IG 2000 | 2000 | 1 |  |  | 0.952 | Solar Inverter |  | INDOOR
REIPNR-08416 | FRONIUS USA | IG 5100 | 5100 | 1 |  |  | 0.952 | Solar Inverter |  | INDOOR
REIPNR-08417 | BP SOLAR | SX3200N_Q | 215 | 10 | 121 | 25 |  | Solar | FIXED | Roof
REIPNR-08417 | SUNPOWER |  | 215 | 18 | 213 | 40 |  | Solar | FIXED | Roof
REIPNR-08417 | FRONIUS USA | IG 3000 | 3000 | 1 |  |  | 0.952 | Solar Inverter |  | INDOOR
REIPNR-08417 | FRONIUS USA |  | 4000 | 1 |  |  | 0.952 | Solar Inverter |  | INDOOR
REIPNR-08418 | BP SOLAR | SX3195B | 195 | 60 | 181 | 35 |  | Solar | FIXED | Pole
REIPNR-08418 | FRONIUS USA |  | 11400 | 1 |  |  | 0.962 | Solar Inverter |  | INDOOR
REIPNR-08419 | BP SOLAR | SX3200B | 215 | 36 | 175 | 22 |  | Solar | FIXED | Roof
REIPNR-08419 | FRONIUS USA | IG 4000 | 4000 | 1 |  |  | 0.952 | Solar Inverter |  | INDOOR
REIPNR-08419 | FRONIUS USA |  | 5000 | 1 |  |  | 0.968 | Solar Inverter |  | INDOOR
REIPNR-08420 | CHANGZHOU TRINA SOLAR ENERGY CO | TSM-185D | 230 | 124 | 140 | 18 |  | Solar | FIXED | Roof
REIPNR-08420 | SMA AMERICA | SB3000US (208V) | 3000 | 1 |  |  | 0.96 | Solar Inverter |  | OUTDOOR
REIPNR-08420 | SMA AMERICA | SB7000US (208V) | 7000 | 4 |  |  | 0.971 | Solar Inverter |  | OUTDOOR
REIPNR-08421 | SHARP |  | 235 | 42 | 173.8 | 30 |  | Solar | FIXED | Roof
REIPNR-08421 | PV POWERED | PVP4800 | 4800 | 2 |  |  | 0.96 | Solar Inverter |  | OUTDOOR
REIPNR-08422 | CHANGZHOU TRINA SOLAR ENERGY CO | TSM-185D | 230 | 36 | 122.5 | 30 |  | Solar | FIXED | Roof
REIPNR-08422 | CHANGZHOU TRINA SOLAR ENERGY CO | TSM-185D | 230 | 6 | 213.4 | 30 |  | Solar | FIXED | Roof
REIPNR-08422 | PV POWERED | PVP2000 | 2000 | 1 |  |  | 0.92 | Solar Inverter |  | OUTDOOR
REIPNR-08422 | PV POWERED | PVP3000 | 3000 | 1 |  |  | 0.935 | Solar Inverter |  | OUTDOOR
REIPNR-08422 | PV POWERED | PVP4800 | 4800 | 1 |  |  | 0.96 | Solar Inverter |  | OUTDOOR
REIPNR-08426 | BP SOLAR | BP3170N | 215 | 24 | 170 | 25 |  | Solar | FIXED | Roof
REIPNR-08426 | SMA AMERICA | SB5000US (208V) | 5000 | 1 |  |  | 0.968 | Solar Inverter |  | INDOOR
REIPNR-08427 | SUNPOWER | SPR-225-BLK-U | 225 | 24 | 127 | 18 |  | Solar | FIXED | Roof
REIPNR-08427 | SUNPOWER | SPR-225-BLK-U | 225 | 12 | 217 | 18 |  | Solar | FIXED | Roof
REIPNR-08427 | SUNPOWER CORP (ORIGINAL MFRSMA) | SPR-3000M (240V) | 3000 | 1 |  |  | 0.966 | Solar Inverter |  | INDOOR
REIPNR-08427 | SUNPOWER CORP (ORIGINAL MFRSMA) | SPR-5000M (208V) | 5000 | 1 |  |  | 0.968 | Solar Inverter |  | INDOOR
REIPNR-08428 | SUNTECH POWER | STP180S-24/AB-1 | 185 | 27 | 307 | 18 |  | Solar | FIXED | Roof
REIPNR-08428 | SMA AMERICA | SB5000US | 5000 | 1 |  |  | 0.968 | Solar Inverter |  | INDOOR
REIPNR-08429 | SUNPOWER | SPR-230-WHT-U | 230 | 20 | 92 | 21 |  | Solar | FIXED | Roof
REIPNR-08429 | SUNPOWER CORP (ORIGINAL MFRSMA) | SPR-4000M (208V) | 4000 | 1 |  |  | 0.968 | Solar Inverter |  | INDOOR
REIPNR-08431 | SHARP | ND-U230C1 | 235 | 44 | 238 | 31 |  | Solar | FIXED | Roof
REIPNR-08431 | SMA AMERICA | SB6000U (208V) | 6000 | 2 |  |  | 0.97 | Solar Inverter |  | INDOOR
REIPNR-08432 | CHANGZHOU TRINA SOLAR ENERGY CO | TSM-185D | 230 | 24 | 234 | 16 |  | Solar | FIXED | Roof
REIPNR-08432 | SMA AMERICA | SB5000US (208V) | 5000 | 1 |  |  | 0.96 | Solar Inverter |  | INDOOR
REIPNR-08433 | SUNPOWER | SPR-230-WHT-U | 230 | 12 | 273 | 17 |  | Solar | FIXED | Roof
REIPNR-08433 | SUNPOWER | SPR-230-WHT-U | 230 | 3 | 184 | 20 |  | Solar | FIXED | Roof
REIPNR-08433 | SUNPOWER | SPR-230-WHT-U | 230 | 28 | 184 | 22 |  | Solar | FIXED | Roof
REIPNR-08433 | SUNPOWER CORP (ORIGINAL MFRSMA) | SPR-3000M (208V) | 3000 | 2 |  |  | 0.966 | Solar Inverter |  | OUTDOOR
REIPNR-08433 | SUNPOWER CORP (ORIGINAL MFRSMA) | SPR-5000M (208V) | 5000 | 1 |  |  | 0.968 | Solar Inverter |  | OUTDOOR
REIPNR-08434 | BP SOLAR | BP3170N | 195 | 12 | 122 | 16 |  | Solar | FIXED | Roof
REIPNR-08434 | SMA AMERICA | SB3000US (208V) | 3000 | 1 |  |  | 0.97 | Solar Inverter |  | OUTDOOR
REIPNR-08435 | BP SOLAR | SX3200B | 215 | 33 | 213 | 37 |  | Solar | FIXED | Roof
REIPNR-08435 | SMA AMERICA | SB7000US (208V) | 7000 | 1 |  |  | 0.97 | Solar Inverter |  | OUTDOOR
REIPNR-08437 | BP SOLAR | SX3195B | 195 | 30 | 239 | 26 |  | Solar | FIXED | Roof
REIPNR-08437 | SMA AMERICA | SB6000US (208V) | 6000 | 1 |  |  | 0.97 | Solar Inverter |  | INDOOR
REIPNR-08438 | SUNTECH POWER | STP180S-24/AB-1 | 185 | 36 | 160 | 34.9 |  | Solar | FIXED | Roof
REIPNR-08438 | PV POWERED | PVP2000 | 2000 | 1 |  |  | 0.92 | Solar Inverter |  | INDOOR
REIPNR-08438 | PV POWERED | PVP4800 | 4800 | 1 |  |  | 0.98 | Solar Inverter |  | INDOOR
REIPNR-08439 | SUNTECH POWER | STP210-18/UB-1 | 210 | 31 | 232.6 | 31 |  | Solar | FIXED | Roof
REIPNR-08439 | SUNTECH POWER | STP21018 | 210 | 9 | 142.6 | 45 |  | Solar | FIXED | Roof
REIPNR-08439 | PV POWERED | PVP2000 | 2000 | 1 |  |  | 0.92 | Solar Inverter |  | INDOOR
REIPNR-08439 | PV POWERED | PVP2500 | 2500 | 1 |  |  | 0.945 | Solar Inverter |  | INDOOR
REIPNR-08439 | PV POWERED | PVP4800 | 4800 | 1 |  |  | 0.96 | Solar Inverter |  | INDOOR
REIPNR-08440 | CHANGZHOU TRINA SOLAR ENERGY CO | TSM-185D | 230 | 16 | 166.1 | 24 |  | Solar | FIXED | Roof
REIPNR-08440 | CHANGZHOU TRINA SOLAR ENERGY CO | TSM-185D | 230 | 18 | 166.1 | 33 |  | Solar | FIXED | Roof
REIPNR-08440 | PV POWERED | PVP3000 | 3000 | 1 |  |  | 0.935 | Solar Inverter |  | INDOOR
REIPNR-08440 | PV POWERED | PVP3500 | 3500 | 1 |  |  | 0.955 | Solar Inverter |  | INDOOR
REIPNR-08441 | SUNPOWER |  | 318 | 3728 | 180 | 0 |  | Solar | 1AXIS | Ground
REIPNR-08441 | SAT CON | SATCON 225 KWAC | 500000 | 2 |  |  | 0.96 | Solar Inverter |  | OUTDOOR
REIPNR-08442 | CHANGZHOU TRINA SOLAR ENERGY CO | TSM-185D | 230 | 16 | 129.1 | 18 |  | Solar | FIXED | Roof
REIPNR-08442 | CHANGZHOU TRINA SOLAR ENERGY CO | TSM-185D | 230 | 48 | 223.5 | 23 |  | Solar | FIXED | Roof
REIPNR-08442 | PV POWERED | PVP3000 | 3000 | 4 |  |  | 0.935 | Solar Inverter |  | INDOOR
REIPNR-08444 | SUNPOWER |  | 225 | 78 | 180 | 34 |  | Solar | FIXED | Ground
REIPNR-08444 | SUNPOWER CORP (ORIGINAL MFRSMA) | SPR-4000M (240V) | 4000 | 1 |  |  | 0.96 | Solar Inverter |  | OUTDOOR
REIPNR-08444 | SUNPOWER CORP (ORIGINAL MFRSMA) | SPR-6000M (208V) | 6000 | 1 |  |  | 0.96 | Solar Inverter |  | OUTDOOR
REIPNR-08444 | SUNPOWER CORP (ORIGINAL MFRSMA) | SPR-7000M (208V) | 7000 | 1 |  |  | 0.97 | Solar Inverter |  | OUTDOOR
REIPNR-08445 | CHANGZHOU TRINA SOLAR ENERGY CO | TSM-185D | 230 | 13 | 183 | 10 |  | Solar | FIXED | Roof
REIPNR-08445 | CHANGZHOU TRINA SOLAR ENERGY CO | TSM-185D | 230 | 38 | 183 | 30 |  | Solar | FIXED | Roof
REIPNR-08445 | FRONIUS USA | IG 3000 | 3000 | 1 |  |  | 0.96 | Solar Inverter |  | OUTDOOR
REIPNR-08445 | FRONIUS USA |  | 10000 | 1 |  |  | 0.96 | Solar Inverter |  | OUTDOOR
REIPNR-08446 | CHANGZHOU TRINA SOLAR ENERGY CO | TSM-185D | 230 | 20 | 217.4 | 21 |  | Solar | FIXED | Roof
REIPNR-08446 | FRONIUS USA | IG 4000 | 4000 | 1 |  |  | 0.95 | Solar Inverter |  | OUTDOOR
REIPNR-08447 | SUNPOWER | SPR-230-WHT-U | 230 | 36 | 102 | 21 |  | Solar | FIXED | Roof
REIPNR-08447 | SUNPOWER CORP (ORIGINAL MFRSMA) | SPR-4000M (208V) | 4000 | 2 |  |  | 0.968 | Solar Inverter |  | INDOOR
REIPNR-08448 | SUNTECH POWER | STP210-18/UB-1 | 210 | 31 | 118 | 34 |  | Solar | FIXED | Roof
REIPNR-08448 | PV POWERED | PVP3000 | 3000 | 1 |  |  | 0.96 | Solar Inverter |  | INDOOR
REIPNR-08448 | PV POWERED | PVP4800 | 4800 | 1 |  |  | 0.933 | Solar Inverter |  | INDOOR
REIPNR-08449 | SOLYNDRA | SL-001-150U | 182 | 315 | 0 | 0 |  | Solar | FIXED | Roof
REIPNR-08449 | SMA AMERICA | SB7000US (208V) | 7000 | 7 |  |  | 0.971 | Solar Inverter |  | OUTDOOR
REIPNR-08450 | SANYO ELECTRIC | HIP-205BA5 | 215 | 45 | 220 | 35 |  | Solar | FIXED | Roof
REIPNR-08450 | ENPHASE ENERGY | M200-32-240-S02 | 210 | 45 |  |  | 0.96 | Solar Inverter |  | INDOOR
REIPNR-08451 | BP SOLAR | SX3195B | 195 | 64 | 175 | 30 |  | Solar | FIXED | Ground
REIPNR-08451 | BP SOLAR | SX3195B | 195 | 39 | 152 | 33 |  | Solar | FIXED | Roof
REIPNR-08451 | SMA AMERICA | SB7000US (208V) | 7000 | 2 |  |  | 0.97 | Solar Inverter |  | OUTDOOR
REIPNR-08451 | FRONIUS USA |  | 7500 | 1 |  |  | 0.97 | Solar Inverter |  | OUTDOOR
REIPNR-08452 | SCHUCO USA | SB3000US (208V) | 225 | 84 | 188 | 25 |  | Solar | FIXED | Ground
REIPNR-08452 | SMA AMERICA | SB6000U (208V) | 6000 | 3 |  |  | 0.97 | Solar Inverter |  | OUTDOOR
REIPNR-08453 | SPIRE SOLAR | SSC85 | 205 | 120 | 171 | 10 |  | Solar | FIXED | Roof
REIPNR-08453 | SPIRE SOLAR | SSC85 | 205 | 72 | 171 | 20 |  | Solar | FIXED | Roof
REIPNR-08453 | SOLECTRIA RENEWABLES | PVI13KW-480 | 13200 | 3 |  |  | 0.957 | Solar Inverter |  | OUTDOOR
REIPNR-08454 | SUNPOWER | SPR-315E-WHT-U | 315 | 154 | 181 | 5 |  | Solar | FIXED | Roof
REIPNR-08454 | SATCON TECHNOLOGY | PVS-50 (208 V) | 50000 | 1 |  |  | 0.96 | Solar Inverter |  | OUTDOOR
REIPNR-08455 | ET SOLAR INDUSTRY | ET-P672275 | 275 | 176 | 150 | 30 |  | Solar | FIXED | Pole
REIPNR-08455 | SMA AMERICA | SB6000U (208V) | 6000 | 2 |  |  | 0.97 | Solar Inverter |  | OUTDOOR
REIPNR-08455 | SMA AMERICA | SB7000US (277V) | 8000 | 4 |  |  | 0.97 | Solar Inverter |  | OUTDOOR
REIPNR-08457 | SUNPOWER | SPR-230-WHT-U | 230 | 98 | 208 | 18 |  | Solar | FIXED | Roof
REIPNR-08457 | SUNPOWER CORP (ORIGINAL MFRSMA) | SPR-3000M (240V) | 3000 | 1 |  |  | 0.97 | Solar Inverter |  | INDOOR
REIPNR-08457 | SUNPOWER CORP (ORIGINAL MFRSMA) | SPR-5000M (208V) | 5000 | 1 |  |  | 0.97 | Solar Inverter |  | INDOOR
REIPNR-08457 | SUNPOWER CORP (ORIGINAL MFRSMA) | SPR-7000M (208V) | 7000 | 2 |  |  | 0.97 | Solar Inverter |  | INDOOR
REIPNR-08458 | SUNPOWER | SPR-215-BLK-U | 215 | 69 | 180 | 36 |  | Solar | FIXED | Pole
REIPNR-08458 | SUNPOWER CORP (ORIGINAL MFRSMA) | SPR-4000M (208V) | 4000 | 1 |  |  | 0.97 | Solar Inverter |  | OUTDOOR
REIPNR-08458 | SUNPOWER CORP (ORIGINAL MFRSMA) | SPR-5000M (208V) | 5000 | 1 |  |  | 0.97 | Solar Inverter |  | OUTDOOR
REIPNR-08458 | SUNPOWER CORP (ORIGINAL MFRSMA) | SPR-6000M (208V) | 6000 | 1 |  |  | 0.97 | Solar Inverter |  | OUTDOOR
REIPNR-08459 | SUNPOWER |  | 230 | 69 | 218 | 18 |  | Solar | FIXED | Roof
REIPNR-08459 | SUNPOWER CORP (ORIGINAL MFRSMA) | SPR-4000M (208V) | 4000 | 1 |  |  | 0.97 | Solar Inverter |  | Outside
REIPNR-08459 | SUNPOWER CORP (ORIGINAL MFRSMA) | SPR-5000M (208V) | 5000 | 1 |  |  | 0.97 | Solar Inverter |  | Outside
REIPNR-08459 | SUNPOWER CORP (ORIGINAL MFRFRONIUS) | SPR-6500F-208 | 6000 | 1 |  |  | 0.97 | Solar Inverter |  | Outside
REIPNR-08460 | SUNPOWER |  | 230 | 121 | 218 | 18 |  | Solar | FIXED | Roof
REIPNR-08460 | SUNPOWER CORP (ORIGINAL MFRSMA) | SPR-6000M (208V) | 6000 | 1 |  |  | 0.97 | Solar Inverter |  | Outside
REIPNR-08460 | SUNPOWER CORP (ORIGINAL MFRSMA) | SPR-7000M (208V) | 7000 | 3 |  |  | 0.97 | Solar Inverter |  | Outside
REIPNR-08461 | SUNPOWER |  | 230 | 104 | 218 | 16 |  | Solar | FIXED | Roof
REIPNR-08461 | SUNPOWER CORP (ORIGINAL MFRSMA) | SPR-3000M (208V) | 3000 | 1 |  |  | 0.968 | Solar Inverter |  | INDOOR
REIPNR-08461 | SUNPOWER CORP (ORIGINAL MFRSMA) | SPR-7000M (208V) | 7000 | 3 |  |  | 0.971 | Solar Inverter |  | INDOOR
REIPNR-08462 | CHANGZHOU TRINA SOLAR ENERGY CO | TSM-160D | 230 | 216 | 166 | 6 |  | Solar | FIXED | Roof
REIPNR-08462 | SMA AMERICA | SB7000US (208V) | 8000 | 6 |  |  | 0.965 | Solar Inverter |  | INDOOR
REIPNR-08463 | UNITED SOLAR OVONIC | PVL-144 | 144 | 344 | 172 | 0 |  | Solar | FIXED | Roof
REIPNR-08463 | SOLECTRIA RENEWABLES | PVI13KW-480 | 13000 | 4 |  |  | 0.958 | Solar Inverter |  | INDOOR
REIPNR-08465 | SUNTECH POWER | STP190S-18/UB-1 | 190 | 72 | 227 | 40 |  | Solar | FIXED | Roof
REIPNR-08465 | SMA AMERICA | SB7000US (208V) | 7000 | 2 |  |  | 0.97 | Solar Inverter |  | INDOOR
REIPNR-08466 | SUNTECH POWER | STP190S-18/UB-1 | 190 | 120 | 199 | 20 |  | Solar | FIXED | Roof
REIPNR-08466 | SUNTECH POWER | STP190S-18/UB-1 | 190 | 30 | 199 | 57 |  | Solar | FIXED | Roof
REIPNR-08466 | SMA AMERICA | SB6000U (240V) | 6000 | 1 |  |  | 0.96 | Solar Inverter |  | OUTDOOR
REIPNR-08466 | SMA AMERICA | SB7000US (277V) | 8000 | 3 |  |  | 0.96 | Solar Inverter |  | OUTDOOR
REIPNR-08467 | BP SOLAR | BP175 B | 215 | 27 | 247 | 36 |  | Solar | FIXED | Roof
REIPNR-08467 | FRONIUS USA | IG 5100 | 5100 | 1 |  |  | 0.955 | Solar Inverter |  | Outside
REIPNR-08468 | SCHUCO USA |  | 185 | 48 | 235 | 18 |  | Solar | FIXED | Roof
REIPNR-08468 | ENPHASE ENERGY | M200-32-208-S01 | 190 | 48 |  |  | 0.95 | Solar Inverter |  | OUTDOOR
REIPNR-08469 | SOLARWORLD | SW185 MONO/T | 225 | 22 | 195 | 33 |  | Solar | FIXED | Roof
REIPNR-08469 | SMA AMERICA | SB6000U (208V) | 6000 | 1 |  |  | 0.97 | Solar Inverter |  | OUTDOOR
REIPNR-08470 | BP SOLAR | SX3200B | 215 | 14 | 188 | 22 |  | Solar | FIXED | Roof
REIPNR-08470 | BP SOLAR | SX3200B | 215 | 14 | 98 | 24 |  | Solar | FIXED | Roof
REIPNR-08470 | FRONIUS USA | IG 2000 | 2000 | 1 |  |  | 0.96 | Solar Inverter |  | INDOOR
REIPNR-08470 | FRONIUS USA | IG 4000 | 4000 | 1 |  |  | 0.96 | Solar Inverter |  | INDOOR
REIPNR-08471 | SUNPOWER | SPR-230-WHT-U | 230 | 207 | 94 | 18 |  | Solar | FIXED | Roof
REIPNR-08471 | SUNPOWER CORP (ORIGINAL MFRSMA) | SPR-6000M (240V) | 6000 | 1 |  |  | 0.97 | Solar Inverter |  | Inside
REIPNR-08471 | SUNPOWER CORP (ORIGINAL MFRSMA) | SPR-7000M (208V) | 7000 | 6 |  |  | 0.97 | Solar Inverter |  | Inside
REIPNR-08472 | SHARP |  | 235 | 208 | 175.4 | 10 |  | Solar | FIXED | Roof
REIPNR-08472 | SAT CON | SATCON 50KWAC | 50000 | 1 |  |  | 0.96 | Solar Inverter |  | Outside
REIPNR-08475 | CHANGZHOU TRINA SOLAR ENERGY CO | TSM-185D | 235 | 68 | 178.1 | 5 |  | Solar | FIXED | Roof
REIPNR-08475 | SMA AMERICA | SB4000US (208V) | 4000 | 1 |  |  | 0.96 | Solar Inverter |  | OUTDOOR
REIPNR-08475 | SMA AMERICA | SB6000US (208V) | 6000 | 2 |  |  | 0.97 | Solar Inverter |  | OUTDOOR
REIPNR-08476 | CHANGZHOU TRINA SOLAR ENERGY CO | TSM-185D | 235 | 72 | 178.1 | 5 |  | Solar | FIXED | Roof
REIPNR-08476 | SMA AMERICA | SB4000US (208V) | 4000 | 1 |  |  | 0.96 | Solar Inverter |  | OUTDOOR
REIPNR-08476 | SMA AMERICA | SB6000US (208V) | 6000 | 1 |  |  | 0.97 | Solar Inverter |  | OUTDOOR
REIPNR-08476 | SMA AMERICA | SB7000US (208V) | 7000 | 1 |  |  | 0.97 | Solar Inverter |  | OUTDOOR
REIPNR-08477 | SHARP |  | 240 | 22 | 191 | 22.6 |  | Solar | FIXED | Roof
REIPNR-08477 | FRONIUS USA |  | 5000 | 1 |  |  | 0.962 | Solar Inverter |  | INDOOR
REIPNR-08478 | SHARP | NT-170UC1 | 170 | 48 | 219 | 23 |  | Solar | FIXED | Roof
REIPNR-08478 | SHARP | NT-175UC1 | 175 | 21 | 219 | 23 |  | Solar | FIXED | Roof
REIPNR-08478 | SUNPOWER CORP (ORIGINAL MFRSMA) | SPR-3000M (208V) | 3000 | 1 |  |  | 0.96 | Solar Inverter |  | INDOOR
REIPNR-08478 | SUNPOWER CORP (ORIGINAL MFRFRONIUS) | SPR-8000F-240 | 8000 | 1 |  |  | 0.96 | Solar Inverter |  | INDOOR
REIPNR-08479 | ET SOLAR INDUSTRY | ET-P654205 | 205 | 90 | 120 | 10 |  | Solar | FIXED | Roof
REIPNR-08479 | FRONIUS USA |  | 5000 | 1 |  |  | 0.955 | Solar Inverter |  | OUTDOOR
REIPNR-08479 | FRONIUS USA |  | 10000 | 1 |  |  | 0.955 | Solar Inverter |  | OUTDOOR
REIPNR-08481 | SOLARWORLD | SW185 MONO/T | 245 | 832 | 167 | 10 |  | Solar | FIXED | Roof
REIPNR-08481 | SMA AMERICA | SC250U (480V) | 250000 | 1 |  |  | 0.975 | Solar Inverter |  | OUTDOOR
REIPNR-08482 | KYOCERA SOLAR | KD180GX-L | 185 | 33 | 200 | 20 |  | Solar | FIXED | Roof
REIPNR-08482 | PV POWERED | PVP2000 | 2000 | 1 |  |  | 0.96 | Solar Inverter |  | INDOOR
REIPNR-08482 | PV POWERED | PVP3500 | 3500 | 1 |  |  | 0.96 | Solar Inverter |  | INDOOR
REIPNR-08484 | SUNPOWER | SPR-225-BLK-U | 225 | 36 | 211 | 33 |  | Solar | FIXED | Roof
REIPNR-08484 | SUNPOWER CORP (ORIGINAL MFRSMA) | SPR-4000M (208V) | 4000 | 2 |  |  | 0.96 | Solar Inverter |  | INDOOR
REIPNR-08485 | SANYO ELECTRIC | HIP-195BA3 | 195 | 84 | 157.2 | 4.7 |  | Solar | FIXED | Roof
REIPNR-08485 | SMA AMERICA | SB4000US (208V) | 3500 | 4 |  |  | 0.968 | Solar Inverter |  | INDOOR
REIPNR-08486 | BAODING YINGLI NEW ENERGY RESOURCES CO | YL175(156) | 230 | 48 | 200 | 27 |  | Solar | FIXED | Roof
REIPNR-08486 | BAODING YINGLI NEW ENERGY RESOURCES CO | YL175(156) | 230 | 204 | 200 | 30 |  | Solar | FIXED | Ground
REIPNR-08486 | SMA AMERICA | SB5000US | 5000 | 1 |  |  | 0.97 | Solar Inverter |  | Inside
REIPNR-08486 | SMA AMERICA | SB7000US (208V) | 7000 | 5 |  |  | 0.97 | Solar Inverter |  | Inside
REIPNR-08486 | SMA AMERICA | SB7000US (277V) | 10000 | 1 |  |  | 0.97 | Solar Inverter |  | Inside
REIPNR-08487 | BAODING YINGLI NEW ENERGY RESOURCES CO | YL175(156) | 230 | 18 | 112 | 24 |  | Solar | FIXED | Roof
REIPNR-08487 | SMA AMERICA | SB4000US (208V) | 4000 | 1 |  |  | 0.97 | Solar Inverter |  | Inside
REIPNR-08490 | SUNPOWER | SPR-225-BLK-U | 225 | 24 | 143 | 18 |  | Solar | FIXED | Roof
REIPNR-08490 | SUNPOWER | SPR-225-BLK-U | 225 | 18 | 233 | 19 |  | Solar | FIXED | Roof
REIPNR-08490 | SUNPOWER CORP (ORIGINAL MFRSMA) | SPR-4000M (240V) | 4000 | 1 |  |  | 0.968 | Solar Inverter |  | INDOOR
REIPNR-08490 | SUNPOWER CORP (ORIGINAL MFRSMA) | SPR-5000M (277V) | 5000 | 1 |  |  | 0.968 | Solar Inverter |  | INDOOR
REIPNR-08491 | ET SOLAR INDUSTRY | ET-P672230 | 230 | 26 | 270 | 7 |  | Solar | FIXED | Roof
REIPNR-08491 | ET SOLAR INDUSTRY | ET-P672230 | 230 | 26 | 90 | 31 |  | Solar | FIXED | Roof
REIPNR-08491 | SMA AMERICA | SB6000U (240V) | 6000 | 2 |  |  | 0.97 | Solar Inverter |  | INDOOR
REIPNR-08492 | SHARP | ND-224UC1 | 235 | 20 | 140 | 27 |  | Solar | FIXED | Roof
REIPNR-08492 | PV POWERED | PVP4800 | 4800 | 1 |  |  | 0.96 | Solar Inverter |  | INDOOR
REIPNR-08493 | SUNTECH POWER | STP210S-18/UB-1 | 275 | 33 | 180 | 30 |  | Solar | FIXED | Roof
REIPNR-08493 | SMA AMERICA | SB700U-SBD | 8000 | 1 |  |  | 0.97 | Solar Inverter |  | OUTDOOR
REIPNR-08494 | CHANGZHOU TRINA SOLAR ENERGY CO | TSM-185D | 230 | 22 | 182 | 13 |  | Solar | FIXED | Roof
REIPNR-08494 | SMA AMERICA | SB5000US (208V) | 5000 | 1 |  |  | 0.96 | Solar Inverter |  | OUTDOOR
REIPNR-08495 | SUNTECH POWER | STP210S-18/UB-1 | 275 | 18 | 174 | 30 |  | Solar | FIXED | Ground
REIPNR-08495 | SMA AMERICA | SB5000US | 5000 | 1 |  |  | 0.97 | Solar Inverter |  | OUTDOOR
REIPNR-08496 | SUNPOWER | SPR-210-WHT-U | 210 | 16 | 104 | 22 |  | Solar | FIXED | Roof
REIPNR-08496 | SUNPOWER | SPR-210-WHT-U | 210 | 18 | 104 | 35 |  | Solar | FIXED | Roof
REIPNR-08496 | SUNPOWER CORP (ORIGINAL MFRSMA) | SPR-3000M (208V) | 3000 | 1 |  |  | 0.968 | Solar Inverter |  | INDOOR
REIPNR-08496 | SUNPOWER CORP (ORIGINAL MFRSMA) | SPR-4000M (208V) | 4000 | 1 |  |  | 0.96 | Solar Inverter |  | INDOOR
REIPNR-08498 | SUNTECH POWER | STP180S-24/AB-1 | 185 | 120 | 255 | 24 |  | Solar | FIXED | Roof
REIPNR-08498 | SMA AMERICA | SB7000US (208V) | 7000 | 3 |  |  | 0.971 | Solar Inverter |  | OUTDOOR
REIPNR-08499 | REC SCANMODULE | SCM230 | 230 | 250 | 134 | 20 |  | Solar | FIXED | Roof
REIPNR-08499 | FRONIUS USA |  | 11400 | 5 |  |  | 0.968 | Solar Inverter |  | INDOOR
REIPNR-08500 | REC SCANMODULE | SCM230 | 230 | 288 | 224 | 20 |  | Solar | FIXED | Roof
REIPNR-08500 | FRONIUS USA |  | 3000 | 1 |  |  | 0.962 | Solar Inverter |  | INDOOR
REIPNR-08500 | FRONIUS USA |  | 11400 | 5 |  |  | 0.962 | Solar Inverter |  | INDOOR
REIPNR-08501 | SOLARWORLD | SW185 MONO/T | 240 | 30 | 186 | 28 |  | Solar | FIXED | Roof
REIPNR-08501 | ENPHASE ENERGY | M175-24-240-S01 | 190 | 30 |  |  | 0.95 | Solar Inverter |  | OUTDOOR
REIPNR-08502 | YES! SOLAR | ES205W | 230 | 20 | 124 | 32 |  | Solar | FIXED | Roof
REIPNR-08502 | PV POWERED | PVP4800 | 4800 | 1 |  |  | 0.951 | Solar Inverter |  | INDOOR
REIPNR-08503 | SUNTECH POWER | STP200-18/UB-1 | 205 | 120 | 120 | 5 |  | Solar | FIXED | Roof
REIPNR-08503 | SMA AMERICA | SB4000US (208V) | 4000 | 6 |  |  | 0.96 | Solar Inverter |  | OUTDOOR
REIPNR-08504 | SOLARWORLD | SW185MONO | 245 | 325 | 197 | 10 |  | Solar | FIXED | Roof
REIPNR-08504 | SMA AMERICA | SB7000US (208V) | 8000 | 6 |  |  | 0.95 | Solar Inverter |  | INDOOR
REIPNR-08506 | CHANGZHOU TRINA SOLAR ENERGY CO | TSM-185D | 230 | 46 | 100 | 40 |  | Solar | FIXED | Roof
REIPNR-08506 | CHANGZHOU TRINA SOLAR ENERGY CO | TSM-185D | 230 | 28 | 190 | 40 |  | Solar | FIXED | Roof
REIPNR-08506 | ENPHASE ENERGY | M200-32-240-S02 | 190 | 74 |  |  | 0.96 | Solar Inverter |  | OUTDOOR
REIPNR-08508 | SOLARWORLD | SW185MONO | 245 | 87 | 118 | 25 |  | Solar | FIXED | Ground
REIPNR-08508 | FRONIUS USA |  | 7000 | 3 |  |  | 0.96 | Solar Inverter |  | INDOOR
REIPNR-08510 | ET SOLAR INDUSTRY | ET-P654220 | 230 | 784 | 210 | 10 |  | Solar | FIXED | Roof
REIPNR-08510 | SAT CON | PV-75 | 75000 | 2 |  |  | 0.96 | Solar Inverter |  | OUTDOOR
REIPNR-08511 | MITSUBISHI ELECTRIC | PV-UD185MF5 | 185 | 3008 | 158 | 12.5 |  | Solar | FIXED | Roof
REIPNR-08511 | SMA AMERICA | SC250U (480V) | 500000 | 1 |  |  | 0.974 | Solar Inverter |  | INDOOR
REIPNR-08512 | SUNTECH POWER | STP180-24/AB-1 | 180 | 30 | 122 | 25 |  | Solar | FIXED | Roof
REIPNR-08512 | SUNTECH POWER | STP180S-24/AB-1 | 180 | 24 | 180 | 30 |  | Solar | FIXED | Ground
REIPNR-08512 | PV POWERED | PVP2500 | 2500 | 2 |  |  | 0.945 | Solar Inverter |  | INDOOR
REIPNR-08512 | PV POWERED | PVP3500 | 3500 | 1 |  |  | 0.955 | Solar Inverter |  | INDOOR
REIPNR-08513 | SOLARWORLD | SW185 MONO/T | 235 | 44 | 244 | 45 |  | Solar | FIXED | Roof
REIPNR-08513 | SMA AMERICA | SB5000US | 5000 | 2 |  |  | 0.968 | Solar Inverter |  | INDOOR
REIPNR-08514 | GE ENERGY | GEPVP-200-M | 205 | 45 | 205 | 25 |  | Solar | FIXED | Roof
REIPNR-08514 | PV POWERED | PVP2800 | 2800 | 2 |  |  | 0.955 | Solar Inverter |  | INDOOR
REIPNR-08514 | PV POWERED | PVP4600 | 4600 | 1 |  |  | 0.955 | Solar Inverter |  | INDOOR
REIPNR-08517 | BP SOLAR | SX3195B | 195 | 36 | 98 | 35 |  | Solar | FIXED | Roof
REIPNR-08517 | SMA AMERICA | SB7000US (208V) | 7000 | 1 |  |  | 0.97 | Solar Inverter |  | INDOOR
REIPNR-08518 | SUNPOWER | SPR-305-WHT-U | 315 | 36 | 120 | 10 |  | Solar | FIXED | Roof
REIPNR-08518 | FRONIUS USA |  | 10000 | 1 |  |  | 0.962 | Solar Inverter |  | INDOOR
REIPNR-08520 | CHANGZHOU TRINA SOLAR ENERGY CO | TSM-185D | 235 | 468 | 194 | 10 |  | Solar | FIXED | Roof
REIPNR-08520 | PV POWERED | PVP100KW-208 | 100000 | 1 |  |  | 0.96 | Solar Inverter |  | OUTDOOR
REIPNR-08521 | CHANGZHOU TRINA SOLAR ENERGY CO | TSM-185D | 235 | 1200 | 174 | 5 |  | Solar | FIXED | Roof
REIPNR-08521 | CHANGZHOU TRINA SOLAR ENERGY CO | TSM-185D | 235 | 588 | 180 | 25 |  | Solar | FIXED | Roof
REIPNR-08521 | PV POWERED | PVP30KW-LV-208 | 30000 | 1 |  |  | 0.94 | Solar Inverter |  | OUTDOOR
REIPNR-08521 | PV POWERED | PVP100KW-480 | 100000 | 1 |  |  | 0.96 | Solar Inverter |  | OUTDOOR
REIPNR-08521 | PV POWERED | PVP100KW-480 | 260000 | 1 |  |  | 0.97 | Solar Inverter |  | OUTDOOR
REIPNR-08523 | CHANGZHOU TRINA SOLAR ENERGY CO | TSM-185D | 235 | 264 | 175 | 5 |  | Solar | FIXED | Roof
REIPNR-08523 | CHANGZHOU TRINA SOLAR ENERGY CO | TSM-185D | 235 | 3180 | 194 | 5 |  | Solar | FIXED | Roof
REIPNR-08523 | PV POWERED | PVP30KW-208 | 30000 | 1 |  |  | 0.94 | Solar Inverter |  | OUTDOOR
REIPNR-08523 | PV POWERED | PVP75KW-208 | 75000 | 1 |  |  | 0.955 | Solar Inverter |  | OUTDOOR
REIPNR-08523 | PV POWERED | PVP100KW-480 | 260000 | 3 |  |  | 0.97 | Solar Inverter |  | OUTDOOR
REIPNR-08524 | ET SOLAR INDUSTRY | ET-P654180 | 185 | 13 | 275 | 10 |  | Solar | FIXED | Roof
REIPNR-08524 | ET SOLAR INDUSTRY | ET-P654185 | 185 | 40 | 95 | 38 |  | Solar | FIXED | Roof
REIPNR-08524 | ET SOLAR INDUSTRY | ET-P654185 | 185 | 14 | 185 | 38 |  | Solar | FIXED | Roof
REIPNR-08524 | ENPHASE ENERGY | M175-24-208-S | 190 | 67 |  |  | 0.955 | Solar Inverter |  | OUTDOOR
REIPNR-08525 | SHARP | ND-U230C1 | 235 | 26 | 160 | 24 |  | Solar | FIXED | Roof
REIPNR-08525 | SMA AMERICA | SB5000US (208V) | 5000 | 1 |  |  | 0.968 | Solar Inverter |  | OUTDOOR
REIPNR-08526 | SUNPOWER |  | 238 | 36 | 195 | 35 |  | Solar | FIXED | Roof
REIPNR-08526 | SUNPOWER CORP (ORIGINAL MFRSMA) | SPR-4000M (208V) | 4000 | 2 |  |  | 0.95 | Solar Inverter |  | INDOOR
REIPNR-08527 | SOLARWORLD | SW185 MONO/T | 245 | 99 | 188 | 10 |  | Solar | FIXED | Roof
REIPNR-08527 | PV POWERED | PVP30KW-208 | 30000 | 1 |  |  | 0.935 | Solar Inverter |  | INDOOR
REIPNR-08528 | SUNTECH POWER | STP210-18/UB-1 | 210 | 46 | 177 | 35 |  | Solar | FIXED | Roof
REIPNR-08528 | PV POWERED | PVP2500 | 2500 | 1 |  |  | 0.945 | Solar Inverter |  | INDOOR
REIPNR-08528 | PV POWERED | PVP3000 | 3000 | 2 |  |  | 0.935 | Solar Inverter |  | INDOOR
REIPNR-08529 | BP SOLAR | BP3170N | 215 | 30 | 160 | 33 |  | Solar | FIXED | Roof
REIPNR-08529 | FRONIUS USA | IG 3000 | 3000 | 1 |  |  | 0.955 | Solar Inverter |  | OUTDOOR
REIPNR-08529 | FRONIUS USA | IG 4000 | 4000 | 1 |  |  | 0.955 | Solar Inverter |  | OUTDOOR
REIPNR-08530 | CHANGZHOU TRINA SOLAR ENERGY CO | TSM-185D | 230 | 38 | 207 | 38 |  | Solar | FIXED | Roof
REIPNR-08530 | PV POWERED | PVP3000 | 3000 | 1 |  |  | 0.935 | Solar Inverter |  | INDOOR
REIPNR-08530 | PV POWERED | PVP4800 | 4800 | 1 |  |  | 0.96 | Solar Inverter |  | INDOOR
REIPNR-08531 | CHANGZHOU TRINA SOLAR ENERGY CO | TSM-160D | 230 | 12 | 111.1 | 30 |  | Solar | FIXED | Roof
REIPNR-08531 | CHANGZHOU TRINA SOLAR ENERGY CO | TSM-160D | 230 | 10 | 201.3 | 40 |  | Solar | FIXED | Roof
REIPNR-08531 | PV POWERED | PVP2000 | 2000 | 1 |  |  | 0.92 | Solar Inverter |  | INDOOR
REIPNR-08531 | PV POWERED | PVP2500 | 2500 | 1 |  |  | 0.945 | Solar Inverter |  | INDOOR
REIPNR-08532 | CHANGZHOU TRINA SOLAR ENERGY CO | TSM-160D | 230 | 34 | 230.1 | 25 |  | Solar | FIXED | Roof
REIPNR-08532 | PV POWERED | PVP3000 | 3000 | 1 |  |  | 0.935 | Solar Inverter |  | INDOOR
REIPNR-08532 | PV POWERED | PVP4800 | 4800 | 1 |  |  | 0.96 | Solar Inverter |  | INDOOR
REIPNR-08533 | CHANGZHOU TRINA SOLAR ENERGY CO | TSM-185D | 235 | 4 | 150 | 37 |  | Solar | FIXED | Roof
REIPNR-08533 | CHANGZHOU TRINA SOLAR ENERGY CO | TSM-185D | 235 | 24 | 240 | 37 |  | Solar | FIXED | Roof
REIPNR-08533 | ENPHASE ENERGY | M200-32-240-S02 | 190 | 4 |  |  | 0.955 | Solar Inverter |  | Inside
REIPNR-08533 | SMA AMERICA | SB5000US (277V) | 5000 | 1 |  |  | 0.968 | Solar Inverter |  | INDOOR
REIPNR-08534 | CHANGZHOU TRINA SOLAR ENERGY CO | TSM-185D | 230 | 22 | 176.5 | 30 |  | Solar | FIXED | Roof
REIPNR-08534 | PV POWERED | PVP4800 | 4800 | 1 |  |  | 0.96 | Solar Inverter |  | INDOOR
REIPNR-08535 | SHARP | ND-224UC1 | 235 | 27 | 180 | 26 |  | Solar | FIXED | Roof
REIPNR-08535 | PV POWERED | PVP2000 | 2000 | 1 |  |  | 0.92 | Solar Inverter |  | OUTDOOR
REIPNR-08535 | PV POWERED | PVP3500 | 3500 | 1 |  |  | 0.955 | Solar Inverter |  | OUTDOOR
REIPNR-08536 | SHARP |  | 235 | 36 | 177 | 33 |  | Solar | FIXED | Roof
REIPNR-08536 | SMA AMERICA | SB7000US (208V) | 7000 | 1 |  |  | 0.955 | Solar Inverter |  | INDOOR
REIPNR-08537 | CHANGZHOU TRINA SOLAR ENERGY CO | TSM-185D | 230 | 18 | 155.9 | 48 |  | Solar | FIXED | Roof
REIPNR-08537 | PV POWERED | PVP3500 | 3500 | 1 |  |  | 0.955 | Solar Inverter |  | OUTDOOR
REIPNR-08538 | SUNTECH POWER | STP200-18/UB-1 | 205 | 23 | 185.3 | 26 |  | Solar | FIXED | Roof
REIPNR-08538 | PV POWERED | PVP2500 | 2500 | 2 |  |  | 0.945 | Solar Inverter |  | INDOOR
REIPNR-08539 | TRINA SOLAR | TSM-235PA05 | 235 | 11 | 206.8 | 30 |  | Solar | FIXED | Roof
REIPNR-08539 | TRINA SOLAR | TSM-235PA05 | 235 | 33 | 147 | 30.2 |  | Solar | FIXED | Roof
REIPNR-08539 | ENPHASE ENERGY | M190-72-208-SXX (-NA) | 190 | 44 |  |  | 0.955 | Solar Inverter |  | OUTDOOR
REIPNR-08540 | SUNPOWER | SPR-230-WHT-U | 230 | 34 | 141 | 23 |  | Solar | FIXED | Roof
REIPNR-08540 | SUNPOWER CORP (ORIGINAL MFRSMA) | SPR-3000M (208V) | 3000 | 1 |  |  | 0.966 | Solar Inverter |  | INDOOR
REIPNR-08540 | SUNPOWER CORP (ORIGINAL MFRSMA) | SPR-4000M (208V) | 4000 | 1 |  |  | 0.968 | Solar Inverter |  | INDOOR
REIPNR-08542 | SUNTECH POWER | STP180-24/AB-1 | 185 | 9 | 237 | 10 |  | Solar | FIXED | Roof
REIPNR-08542 | SUNTECH POWER | STP180S-24/AB-1 | 185 | 20 | 237 | 25 |  | Solar | FIXED | Roof
REIPNR-08542 | SMA AMERICA | SB3000US (240V) | 3000 | 1 |  |  | 0.967 | Solar Inverter |  | OUTDOOR
REIPNR-08542 | SMA AMERICA | SB4000US (208V) | 4000 | 1 |  |  | 0.96 | Solar Inverter |  | OUTDOOR
REIPNR-08543 | SUNPOWER | SPR-225-BLK-U | 225 | 8 | 276 | 8 |  | Solar | FIXED | Roof
REIPNR-08543 | SUNPOWER | SPR-225-BLK-U | 225 | 36 | 96 | 41 |  | Solar | FIXED | Roof
REIPNR-08543 | SUNPOWER CORP (ORIGINAL MFRSMA) | SPR-3000M (208V) | 3000 | 1 |  |  | 0.966 | Solar Inverter |  | Outside
REIPNR-08543 | SUNPOWER CORP (ORIGINAL MFRSMA) | SPR-4000M (208V) | 4000 | 2 |  |  | 0.968 | Solar Inverter |  | Outside
REIPNR-08544 | SHARP | ND-U230C1 | 240 | 14 | 100 | 38 |  | Solar | FIXED | Roof
REIPNR-08544 | SHARP | ND-U230C1 | 240 | 7 | 190 | 38 |  | Solar | FIXED | Roof
REIPNR-08544 | SHARP | ND-U230C1 | 240 | 21 | 280 | 38 |  | Solar | FIXED | Roof
REIPNR-08544 | FRONIUS USA | IG 2000 | 2000 | 1 |  |  | 0.96 | Solar Inverter |  | OUTDOOR
REIPNR-08544 | FRONIUS USA | IG 4000 | 4000 | 1 |  |  | 0.96 | Solar Inverter |  | OUTDOOR
REIPNR-08544 | FRONIUS USA | IG 5100 | 5100 | 1 |  |  | 0.96 | Solar Inverter |  | OUTDOOR
REIPNR-08545 | SUNTECH POWER | STP180-24/AB-1 | 180 | 64 | 189.4 | 20 |  | Solar | FIXED | Roof
REIPNR-08545 | SMA AMERICA | SB4000US (240V) | 4000 | 1 |  |  | 0.96 | Solar Inverter |  | INDOOR
REIPNR-08545 | SMA AMERICA | SB7000US (208V) | 8000 | 1 |  |  | 0.97 | Solar Inverter |  | INDOOR
REIPNR-08551 | PACIFIC SOLAR PTY LIMITED | PP-USA-213-S5 | 250 | 22 | 201 | 33 |  | Solar | FIXED | Roof
REIPNR-08551 | SMA AMERICA | SB7000US (277V) | 7000 | 1 |  |  | 0.971 | Solar Inverter |  | OUTDOOR
REIPNR-08552 | BP SOLAR | SX3200W | 215 | 24 | 132 | 18.5 |  | Solar | FIXED | Roof
REIPNR-08552 | SMA AMERICA | SB5000US (208V) | 5000 | 1 |  |  | 0.958 | Solar Inverter |  | OUTDOOR
REIPNR-08553 | SUNTECH POWER | STP200-18/UB-1 | 205 | 44 | 168.2 | 16 |  | Solar | FIXED | Roof
REIPNR-08553 | PV POWERED | PVP2000 | 2000 | 1 |  |  | 0.92 | Solar Inverter |  | INDOOR
REIPNR-08553 | PV POWERED | PVP2500 | 2500 | 1 |  |  | 0.945 | Solar Inverter |  | INDOOR
REIPNR-08553 | PV POWERED | PVP4800 | 4800 | 1 |  |  | 0.96 | Solar Inverter |  | INDOOR
REIPNR-08554 | SUNPOWER | PL-SY-HIP-190BA2 | 190 | 32 | 205 | 45 |  | Solar | FIXED | Roof
REIPNR-08554 | SMA AMERICA | SB7000US (208V) | 7000 | 1 |  |  | 0.96 | Solar Inverter |  | INDOOR
REIPNR-08556 | CHANGZHOU TRINA SOLAR ENERGY CO | TSM-185D | 230 | 24 | 149.4 | 35 |  | Solar | FIXED | Roof
REIPNR-08556 | SMA AMERICA | SB6000U (208V) | 6000 | 1 |  |  | 0.97 | Solar Inverter |  | INDOOR
REIPNR-08557 | CHANGZHOU TRINA SOLAR ENERGY CO | TSM-185D | 230 | 22 | 139 | 25 |  | Solar | FIXED | Roof
REIPNR-08557 | CHANGZHOU TRINA SOLAR ENERGY CO | TSM-185D | 230 | 6 | 230.8 | 32 |  | Solar | FIXED | Roof
REIPNR-08557 | PV POWERED | PVP2000 | 2000 | 1 |  |  | 0.92 | Solar Inverter |  | OUTDOOR
REIPNR-08557 | PV POWERED | PVP4800 | 4800 | 1 |  |  | 0.96 | Solar Inverter |  | OUTDOOR
REIPNR-08560 | CHANGZHOU TRINA SOLAR ENERGY CO | TSM-185D | 230 | 43 | 178.7 | 32 |  | Solar | FIXED | Roof
REIPNR-08560 | PV POWERED | PVP2500 | 2500 | 1 |  |  | 0.945 | Solar Inverter |  | INDOOR
REIPNR-08560 | PV POWERED | PVP3500 | 3500 | 2 |  |  | 0.955 | Solar Inverter |  | INDOOR
REIPNR-08561 | SUNTECH POWER | STP210-18/UB-1 | 210 | 24 | 144.2 | 35 |  | Solar | FIXED | Roof
REIPNR-08561 | SMA AMERICA | SB5000US | 5000 | 1 |  |  | 0.96 | Solar Inverter |  | INDOOR
REIPNR-08563 | SUNTECH POWER | STP200-18/UB-1 | 205 | 16 | 148 | 17 |  | Solar | FIXED | Roof
REIPNR-08563 | PV POWERED | PVP2800 | 3000 | 1 |  |  | 0.935 | Solar Inverter |  | INDOOR
REIPNR-08564 | SHARP | ND-U230C1 | 235 | 34 | 180 | 30 |  | Solar | FIXED | Pole
REIPNR-08564 | PV POWERED | PVP3000 | 3000 | 1 |  |  | 0.935 | Solar Inverter |  | OUTDOOR
REIPNR-08564 | PV POWERED | PVP4800 | 4800 | 1 |  |  | 0.96 | Solar Inverter |  | OUTDOOR
REIPNR-08565 | CHANGZHOU TRINA SOLAR ENERGY CO | TSM-185D | 230 | 22 | 207 | 20 |  | Solar | FIXED | Roof
REIPNR-08565 | SMA AMERICA | SB5000US | 5000 | 1 |  |  | 0.96 | Solar Inverter |  | Outside
REIPNR-08566 | CHANGZHOU TRINA SOLAR ENERGY CO | TSM-185D | 230 | 36 | 214.3 | 21 |  | Solar | FIXED | Roof
REIPNR-08566 | SMA AMERICA | SB7000US (277V) | 8000 | 1 |  |  | 0.965 | Solar Inverter |  | OUTDOOR
REIPNR-08567 | SUNTECH POWER | STP200-18/UB-1 | 205 | 34 | 166 | 34 |  | Solar | FIXED | Roof
REIPNR-08567 | PV POWERED | PVP2500 | 2500 | 1 |  |  | 0.945 | Solar Inverter |  | INDOOR
REIPNR-08567 | PV POWERED | PVP4800 | 4800 | 1 |  |  | 0.96 | Solar Inverter |  | INDOOR
REIPNR-08568 | SUNTECH POWER | STP180-24/AB-1 | 180 | 30 | 101.4 | 18 |  | Solar | FIXED | Roof
REIPNR-08568 | SUNTECH POWER | STP180-24/AB-1 | 180 | 24 | 195.2 | 18 |  | Solar | FIXED | Roof
REIPNR-08568 | PV POWERED | PVP2500 | 2500 | 1 |  |  | 0.945 | Solar Inverter |  | OUTDOOR
REIPNR-08568 | PV POWERED | PVP3000 | 3000 | 1 |  |  | 0.935 | Solar Inverter |  | OUTDOOR
REIPNR-08568 | PV POWERED | PVP4800 | 4800 | 1 |  |  | 0.96 | Solar Inverter |  | OUTDOOR
REIPNR-08569 | CHANGZHOU TRINA SOLAR ENERGY CO | TSM-160D | 230 | 29 | 170.6 | 16 |  | Solar | FIXED | Roof
REIPNR-08569 | CHANGZHOU TRINA SOLAR ENERGY CO | TSM-185D | 230 | 10 | 82.1 | 20 |  | Solar | FIXED | Roof
REIPNR-08569 | PV POWERED | PVP2000 | 2000 | 2 |  |  | 0.92 | Solar Inverter |  | OUTDOOR
REIPNR-08569 | PV POWERED | PVP4800 | 4800 | 1 |  |  | 0.96 | Solar Inverter |  | OUTDOOR
REIPNR-08570 | SHARP | ND-224UC1 | 240 | 22 | 55 | 25 |  | Solar | FIXED | Roof
REIPNR-08570 | SHARP | ND-224UC1 | 240 | 8 | 145 | 25 |  | Solar | FIXED | Roof
REIPNR-08570 | SHARP | ND-224UC1 | 240 | 12 | 235 | 25 |  | Solar | FIXED | Roof
REIPNR-08570 | FRONIUS USA | IG 2000 | 2000 | 1 |  |  | 0.96 | Solar Inverter |  | OUTDOOR
REIPNR-08570 | FRONIUS USA | IG 3000 | 3000 | 1 |  |  | 0.96 | Solar Inverter |  | OUTDOOR
REIPNR-08570 | FRONIUS USA |  | 5000 | 1 |  |  | 0.96 | Solar Inverter |  | OUTDOOR
REIPNR-08571 | SUNTECH POWER | STP210S-18/UB-1 | 280 | 2310 | 202 | 5 |  | Solar | FIXED | Roof
REIPNR-08571 | SATCON TECHNOLOGY | PVS-135 (240 V) | 135000 | 1 |  |  | 0.96 | Solar Inverter |  | OUTDOOR
REIPNR-08571 | SATCON TECHNOLOGY | PVS-250 (480 V) | 250000 | 2 |  |  | 0.97 | Solar Inverter |  | OUTDOOR
REIPNR-08573 | SUNTECH POWER | STP210-18/UB-1 | 210 | 494 | 178 | 15 |  | Solar | FIXED | Roof
REIPNR-08573 | PV POWERED | PVP100KW-208 | 100000 | 1 |  |  | 0.96 | Solar Inverter |  | Outside
REIPNR-08574 | SUNTECH POWER | STP180S-24/AB-1 | 185 | 18 | 134 | 33 |  | Solar | FIXED | Roof
REIPNR-08574 | SMA AMERICA | SB3000US (208V) | 3000 | 1 |  |  | 0.966 | Solar Inverter |  | INDOOR
REIPNR-08575 | SCHUCO USA |  | 185 | 18 | 187 | 40 |  | Solar | FIXED | Roof
REIPNR-08575 | SCHUCO USA |  | 185 | 30 | 277 | 40 |  | Solar | FIXED | Roof
REIPNR-08575 | SMA AMERICA | SB4000US (208V) | 4000 | 1 |  |  | 0.968 | Solar Inverter |  | INDOOR
REIPNR-08575 | SMA AMERICA | SB6000U (208V) | 6000 | 1 |  |  | 0.97 | Solar Inverter |  | INDOOR
REIPNR-08576 | SUNTECH POWER | STP180-24/AB-1 | 185 | 46 | 150 | 34 |  | Solar | FIXED | Roof
REIPNR-08576 | SMA AMERICA | SWR2100U | 2100 | 1 |  |  | 0.93 | Solar Inverter |  | INDOOR
REIPNR-08576 | SMA AMERICA | SB7000US (208V) | 7000 | 1 |  |  | 0.96 | Solar Inverter |  | INDOOR
REIPNR-08577 | SUNPOWER | SPR-215-BLK-U | 215 | 30 | 235 | 40 |  | Solar | FIXED | Roof
REIPNR-08577 | SMA AMERICA | SB6000U (240V) | 6000 | 1 |  |  | 0.955 | Solar Inverter |  | INDOOR
REIPNR-08578 | SHARP | ND-U230C1 | 230 | 150 | 14 | 2 |  | Solar | FIXED | Roof
REIPNR-08578 | SHARP | ND-U230C1 | 230 | 130 | 68 | 2 |  | Solar | FIXED | Roof
REIPNR-08578 | SHARP | ND-U230C1 | 230 | 45 | 104 | 2 |  | Solar | FIXED | Roof
REIPNR-08578 | SHARP | ND-U230C1 | 230 | 84 | 149 | 2 |  | Solar | FIXED | Roof
REIPNR-08578 | SHARP | ND-U230C1 | 230 | 144 | 194 | 2 |  | Solar | FIXED | Roof
REIPNR-08578 | SHARP | ND-U230C1 | 230 | 45 | 284 | 2 |  | Solar | FIXED | Roof
REIPNR-08578 | SHARP | ND-U230C1 | 230 | 83 | 284 | 2 |  | Solar | FIXED | Roof
REIPNR-08578 | SATCON TECHNOLOGY | PVS-75 (480 V) | 72000 | 1 |  |  | 0.96 | Solar Inverter |  | OUTDOOR
REIPNR-08578 | SATCON TECHNOLOGY | PVS-100 (208 V) | 96000 | 1 |  |  | 0.96 | Solar Inverter |  | OUTDOOR
REIPNR-08579 | SUNTECH POWER | STP210-18/UB-1 | 210 | 48 | 230 | 30 |  | Solar | FIXED | Roof
REIPNR-08579 | SMA AMERICA | SB5000US (240V) | 5000 | 2 |  |  | 0.968 | Solar Inverter |  | INDOOR
REIPNR-08580 | SOLYNDRA | SL-001-182U | 182 | 4180 | 154 | 0 |  | Solar | FIXED | Roof
REIPNR-08580 | SOLARWORLD | SW185MONO | 240 | 648 | 154 | 11 |  | Solar | FIXED | Roof
REIPNR-08580 | SATCON TECHNOLOGY | PVS-135 (208 V) | 135000 | 1 |  |  | 0.95 | Solar Inverter |  | Outside
REIPNR-08580 | SATCON TECHNOLOGY | PVS-250 (208 V) | 250000 | 1 |  |  | 0.96 | Solar Inverter |  | Outside
REIPNR-08580 | SATCON TECHNOLOGY | PVS-375 (480 V) | 375000 | 1 |  |  | 0.96 | Solar Inverter |  | Outside
REIPNR-08581 | CHANGZHOU TRINA SOLAR ENERGY CO | TSM-185D | 230 | 40 | 180 | 27 |  | Solar | FIXED | Roof
REIPNR-08581 | PV POWERED | PVP4800 | 4800 | 2 |  |  | 0.96 | Solar Inverter |  | INDOOR
REIPNR-08582 | SUNTECH POWER | STP200-18/UB-1 | 205 | 34 | 174.8 | 30 |  | Solar | FIXED | Roof
REIPNR-08582 | PV POWERED | PVP2500 | 2500 | 1 |  |  | 0.945 | Solar Inverter |  | OUTDOOR
REIPNR-08582 | PV POWERED | PVP3500 | 3500 | 1 |  |  | 0.955 | Solar Inverter |  | OUTDOOR
REIPNR-08583 | SUNTECH POWER | STP180-24/AB-1 | 185 | 33 | 238.8 | 25 |  | Solar | FIXED | Roof
REIPNR-08583 | SMA AMERICA | SB6000U (240V) | 6000 | 1 |  |  | 0.97 | Solar Inverter |  | OUTDOOR
REIPNR-08584 | SUNTECH POWER | STP200UB | 205 | 10 | 216.6 | 10 |  | Solar | FIXED | Roof
REIPNR-08584 | SUNTECH POWER | STP200S-18/UB-1 | 205 | 7 | 124.2 | 30 |  | Solar | FIXED | Roof
REIPNR-08584 | SUNTECH POWER | STP200-18/UB-1 | 205 | 24 | 216.6 | 40 |  | Solar | FIXED | Roof
REIPNR-08584 | PV POWERED | PVP2000 | 2000 | 2 |  |  | 0.92 | Solar Inverter |  | INDOOR
REIPNR-08584 | PV POWERED | PVP4800 | 4800 | 1 |  |  | 0.96 | Solar Inverter |  | INDOOR
REIPNR-08585 | SUNTECH POWER | STP210-18/UB-1 | 210 | 22 | 105 | 38 |  | Solar | FIXED | Roof
REIPNR-08585 | SUNTECH POWER | STP210-18/UB-1 | 210 | 57 | 195 | 45 |  | Solar | FIXED | Roof
REIPNR-08585 | SMA AMERICA | SB3000US (240V) | 3000 | 1 |  |  | 0.966 | Solar Inverter |  | OUTDOOR
REIPNR-08585 | SMA AMERICA | SB4000US (240V) | 4000 | 1 |  |  | 0.965 | Solar Inverter |  | OUTDOOR
REIPNR-08585 | SMA AMERICA | SB7000US (277V) | 8000 | 1 |  |  | 0.968 | Solar Inverter |  | OUTDOOR
REIPNR-08586 | CHANGZHOU TRINA SOLAR ENERGY CO | TSM-185D | 230 | 68 | 155 | 34 |  | Solar | FIXED | Pole
REIPNR-08586 | SMA AMERICA | SB3000US (240V) | 3000 | 1 |  |  | 0.965 | Solar Inverter |  | OUTDOOR
REIPNR-08586 | SMA AMERICA | SB7000US (208V) | 7000 | 2 |  |  | 0.971 | Solar Inverter |  | OUTDOOR
REIPNR-08587 | SUNPOWER | SPR-225-BLK-U | 225 | 44 | 226 | 42 |  | Solar | FIXED | Roof
REIPNR-08587 | SUNPOWER CORP (ORIGINAL MFRSMA) | SPR-5000M (277V) | 5000 | 2 |  |  | 0.968 | Solar Inverter |  | INDOOR
REIPNR-08588 | SHARP | ND-U230C1 | 235 | 26 | 150 | 30 |  | Solar | FIXED | Roof
REIPNR-08588 | SHARP | ND-U230C1 | 235 | 8 | 240 | 41 |  | Solar | FIXED | Roof
REIPNR-08588 | SMA AMERICA | SB3000US (208V) | 3000 | 1 |  |  | 0.966 | Solar Inverter |  | INDOOR
REIPNR-08588 | SMA AMERICA | SB6000U (277V) | 6000 | 1 |  |  | 0.97 | Solar Inverter |  | INDOOR
REIPNR-08589 | SUNPOWER | SPR-225-BLK-U | 225 | 42 | 194 | 22 |  | Solar | FIXED | Roof
REIPNR-08589 | SUNPOWER CORP (ORIGINAL MFRSMA) | SPR-3000M (208V) | 3000 | 1 |  |  | 0.966 | Solar Inverter |  | INDOOR
REIPNR-08589 | SUNPOWER CORP (ORIGINAL MFRSMA) | SPR-7000M (208V) | 7000 | 1 |  |  | 0.971 | Solar Inverter |  | INDOOR
REIPNR-08590 | SUNPOWER | SPR-230-WHT-U | 230 | 34 | 148 | 32 |  | Solar | FIXED | Roof
REIPNR-08590 | SUNPOWER CORP (ORIGINAL MFRSMA) | SPR-4000M (208V) | 4000 | 2 |  |  | 0.968 | Solar Inverter |  | INDOOR
REIPNR-08591 | SHARP | ND-220U1F | 235 | 16 | 198 | 41 |  | Solar | FIXED | Roof
REIPNR-08591 | PV POWERED | PVP3500 | 3500 | 1 |  |  | 0.955 | Solar Inverter |  | INDOOR
REIPNR-08592 | SUNTECH POWER | STP210-18/UB-1 | 210 | 28 | 96 | 24 |  | Solar | FIXED | Roof
REIPNR-08592 | SMA AMERICA | SB6000U (208V) | 6000 | 1 |  |  | 0.97 | Solar Inverter |  | Inside
REIPNR-08593 | SUNPOWER | SPR-225-BLK-U | 225 | 40 | 166 | 17 |  | Solar | FIXED | Roof
REIPNR-08593 | SUNPOWER CORP (ORIGINAL MFRSMA) | SPR-4000M (240V) | 4000 | 2 |  |  | 0.968 | Solar Inverter |  | INDOOR
REIPNR-08594 | BP SOLAR | SX3200B | 215 | 27 | 196 | 30 |  | Solar | FIXED | Roof
REIPNR-08594 | FRONIUS USA | IG 5100 | 5100 | 1 |  |  | 0.952 | Solar Inverter |  | INDOOR
REIPNR-08595 | SOLARWORLD | SW185 MONO/T | 245 | 396 | 174 | 2 |  | Solar | FIXED | Roof
REIPNR-08595 | SOLARWORLD | SW185 MONO/T | 245 | 108 | 244 | 2 |  | Solar | FIXED | Roof
REIPNR-08595 | SMA AMERICA | SB7000US (277V) | 7000 | 14 |  |  | 0.971 | Solar Inverter |  | INDOOR
REIPNR-08596 | KYOCERA SOLAR | KD210GX-L | 210 | 30 | 155 | 35 |  | Solar | FIXED | Roof
REIPNR-08596 | PV POWERED | PVP2000 | 2000 | 1 |  |  | 0.96 | Solar Inverter |  | Inside
REIPNR-08596 | PV POWERED | PVP3500 | 3500 | 1 |  |  | 0.96 | Solar Inverter |  | Inside
REIPNR-08597 | SHARP | ND-U230C1 | 230 | 520 | 33 | 2.5 |  | Solar | FIXED | Roof
REIPNR-08597 | SHARP | ND-U230C1 | 230 | 624 | 213 | 2.5 |  | Solar | FIXED | Roof
REIPNR-08597 | SATCON TECHNOLOGY | PVS-135 (208 V) | 135000 | 2 |  |  | 0.96 | Solar Inverter |  | OUTDOOR
REIPNR-08598 | CHANGZHOU TRINA SOLAR ENERGY CO | TSM-185D | 230 | 48 | 125 | 41 |  | Solar | FIXED | Roof
REIPNR-08598 | CHANGZHOU TRINA SOLAR ENERGY CO | TSM-185D | 230 | 52 | 215 | 41 |  | Solar | FIXED | Roof
REIPNR-08598 | SMA AMERICA | SB5000US (240V) | 5000 | 1 |  |  | 0.96 | Solar Inverter |  | Outside
REIPNR-08598 | SMA AMERICA | SB6000U (240V) | 6000 | 3 |  |  | 0.96 | Solar Inverter |  | OUTDOOR
REIPNR-08599 | BP SOLAR | SX3200B | 215 | 20 | 153 | 25 |  | Solar | FIXED | Roof
REIPNR-08599 | SMA AMERICA | SB4000US (208V) | 4000 | 1 |  |  | 0.95 | Solar Inverter |  | INDOOR
REIPNR-08600 | SUNTECH POWER | STP180-24/AB-1 | 185 | 36 | 174 | 20 |  | Solar | FIXED | Roof
REIPNR-08600 | SUNTECH POWER | STP180-24/AB-1 | 185 | 12 | 264 | 25 |  | Solar | FIXED | Roof
REIPNR-08600 | FRONIUS USA | IG 2000 | 2000 | 1 |  |  | 0.95 | Solar Inverter |  | INDOOR
REIPNR-08600 | FRONIUS USA |  | 6000 | 1 |  |  | 0.95 | Solar Inverter |  | INDOOR
REIPNR-08602 | SHARP |  | 224 | 4788 | 202 | 10 |  | Solar | FIXED | Roof
REIPNR-08602 | XANTRAX | 225 | 500000 | 2 |  |  | 0.96 | Solar Inverter |  | OUTDOOR
REIPNR-08603 | REC SCANMODULE | SCM215 | 215 | 26 | 177 | 30 |  | Solar | FIXED | Roof
REIPNR-08603 | REC SCANMODULE | SCM215 | 215 | 12 | 266 | 45 |  | Solar | FIXED | Roof
REIPNR-08603 | SMA AMERICA | SB4000US (208V) | 4000 | 1 |  |  | 0.97 | Solar Inverter |  | INDOOR
REIPNR-08603 | SMA AMERICA | SB6000U (208V) | 6000 | 1 |  |  | 0.97 | Solar Inverter |  | INDOOR
REIPNR-08604 | BP SOLAR | BP3170N | 215 | 36 | 213 | 19 |  | Solar | FIXED | Roof
REIPNR-08604 | SMA AMERICA | SB7000US (208V) | 7000 | 1 |  |  | 0.95 | Solar Inverter |  | OUTDOOR
REIPNR-08605 | CHANGZHOU TRINA SOLAR ENERGY CO | TSM-160D | 230 | 60 | 201 | 15 |  | Solar | FIXED | Roof
REIPNR-08605 | SMA AMERICA | SB7000US (208V) | 7000 | 2 |  |  | 0.96 | Solar Inverter |  | INDOOR
REIPNR-08606 | SUNTECH POWER | STP180S-24/AB-1 | 185 | 48 | 182 | 20 |  | Solar | FIXED | Roof
REIPNR-08606 | SMA AMERICA | SB3000US (240V) | 3000 | 1 |  |  | 0.968 | Solar Inverter |  | INDOOR
REIPNR-08606 | SMA AMERICA | SB5000US (208V) | 5000 | 1 |  |  | 0.968 | Solar Inverter |  | INDOOR
REIPNR-08608 | BAODING YINGLI NEW ENERGY RESOURCES CO | YL175(156) | 230 | 5496 | 180 | 20 |  | Solar | FIXED | Pole
REIPNR-08608 | SATCON TECHNOLOGY | PVS-135 (208 V) | 135000 | 1 |  |  | 0.96 | Solar Inverter |  | OUTDOOR
REIPNR-08608 | SATCON TECHNOLOGY | PVS-500 (480 V) | 500000 | 2 |  |  | 0.96 | Solar Inverter |  | OUTDOOR
REIPNR-08609 | SUNTECH POWER | STP175-24/AB-1 | 175 | 30 | 186 | 27 |  | Solar | FIXED | Roof
REIPNR-08609 | ENPHASE ENERGY | M175-24-208-S | 190 | 30 |  |  | 0.955 | Solar Inverter |  | OUTDOOR
REIPNR-08610 | SHARP | ND-224UC1 | 235 | 28 | 207 | 30 |  | Solar | FIXED | Roof
REIPNR-08610 | PV POWERED | PVP2000 | 2000 | 1 |  |  | 0.92 | Solar Inverter |  | INDOOR
REIPNR-08610 | PV POWERED | PVP3500 | 3500 | 1 |  |  | 0.955 | Solar Inverter |  | INDOOR
REIPNR-08611 | SUNTECH POWER | STP180-24/AB-1 | 180 | 27 | 162 | 34 |  | Solar | FIXED | Roof
REIPNR-08611 | SUNTECH POWER | STP180-24/AB-1 | 180 | 8 | 251.2 | 34 |  | Solar | FIXED | Roof
REIPNR-08611 | SMA AMERICA | SB3000US (208V) | 3000 | 1 |  |  | 0.96 | Solar Inverter |  | INDOOR
REIPNR-08611 | SMA AMERICA | SB5000US | 5000 | 1 |  |  | 0.96 | Solar Inverter |  | INDOOR
REIPNR-08613 | CHANGZHOU TRINA SOLAR ENERGY CO | TSM-185D | 230 | 30 | 172.5 | 20 |  | Solar | FIXED | Roof
REIPNR-08613 | SMA AMERICA | SB7000US (208V) | 7000 | 1 |  |  | 0.97 | Solar Inverter |  | INDOOR
REIPNR-08616 | SUNTECH POWER | STP180-24/AB-1 | 180 | 46 | 176.9 | 20 |  | Solar | FIXED | Roof
REIPNR-08616 | PV POWERED | PVP3000 | 3000 | 1 |  |  | 0.935 | Solar Inverter |  | INDOOR
REIPNR-08616 | PV POWERED | PVP4800 | 4800 | 1 |  |  | 0.96 | Solar Inverter |  | INDOOR
REIPNR-08617 | CHANGZHOU TRINA SOLAR ENERGY CO | TSM-185D | 235 | 34 | 175.4 | 25 |  | Solar | FIXED | Roof
REIPNR-08617 | PV POWERED | PVP3000 | 3000 | 1 |  |  | 0.935 | Solar Inverter |  | INDOOR
REIPNR-08617 | PV POWERED | PVP3500 | 3500 | 1 |  |  | 0.955 | Solar Inverter |  | INDOOR
REIPNR-08618 | KYOCERA SOLAR | KC187G | 185 | 48 | 207 | 35 |  | Solar | FIXED | Roof
REIPNR-08618 | PV POWERED | PVP3000 | 3000 | 1 |  |  | 0.96 | Solar Inverter |  | INDOOR
REIPNR-08618 | PV POWERED | PVP4800 | 4800 | 1 |  |  | 0.96 | Solar Inverter |  | INDOOR
REIPNR-08619 | SANYO ELECTRIC | HIP-195BA3 | 195 | 64 | 180 | 0 |  | Solar | FIXED | Roof
REIPNR-08619 | SMA AMERICA | SB3000US (240V) | 3000 | 1 |  |  | 0.955 | Solar Inverter |  | INDOOR
REIPNR-08619 | SMA AMERICA | SB5000US (208V) | 5000 | 2 |  |  | 0.955 | Solar Inverter |  | INDOOR
REIPNR-08620 | SUNPOWER | SPR-225-BLK-U | 228 | 60 | 180 | 30 |  | Solar | FIXED | Ground
REIPNR-08620 | XANTRAX | VP225S-480 | 4500 | 3 |  |  | 0.95 | Solar Inverter |  | INDOOR
REIPNR-08621 | CHANGZHOU TRINA SOLAR ENERGY CO | TSM-185D | 230 | 1728 | 142 | 10 |  | Solar | FIXED | Roof
REIPNR-08621 | SMA AMERICA | SB7000US (208V) | 7000 | 54 |  |  | 0.96 | Solar Inverter |  | OUTDOOR
REIPNR-08624 | SUNTECH POWER | STP210-18/UB-1 | 210 | 56 | 194 | 30 |  | Solar | FIXED | Pole
REIPNR-08624 | SMA AMERICA | SB6000U (208V) | 6000 | 2 |  |  | 0.968 | Solar Inverter |  | OUTDOOR
REIPNR-08625 | SUNPOWER |  | 225 | 46 | 186 | 42 |  | Solar | FIXED | Roof
REIPNR-08625 | SUNPOWER | SPR-225-BLK-U | 225 | 8 | 277 | 42 |  | Solar | FIXED | Roof
REIPNR-08625 | SUNPOWER CORP (ORIGINAL MFRSMA) | SPR-5000M (208V) | 5000 | 3 |  |  | 0.968 | Solar Inverter |  | INDOOR
REIPNR-08626 | REC SCANMODULE | SCM230 | 230 | 41 | 185 | 30 |  | Solar | FIXED | Roof
REIPNR-08626 | ENPHASE ENERGY | M175-24-240-S | 380 | 21 |  |  | 0.955 | Solar Inverter |  | OUTDOOR
REIPNR-08627 | SOLAR INTEGRATED TECHNOLOGIES | SI-T1 288 | 280 | 11 | 183 | 28 |  | Solar | FIXED | Roof
REIPNR-08627 | SOLAR INTEGRATED TECHNOLOGIES | SI-T1 288 | 280 | 24 | 275 | 40 |  | Solar | FIXED | Roof
REIPNR-08627 | POWER-ONE | PVI-5000-OUTD-US (208 V) | 5000 | 1 |  |  | 0.97 | Solar Inverter |  | Inside
REIPNR-08627 | POWER-ONE | PVI-6000-OUTD-US (240 V) | 6000 | 1 |  |  | 0.965 | Solar Inverter |  | INDOOR
REIPNR-08628 | REC SCANMODULE | SCM230 | 230 | 8 | 252 | 21 |  | Solar | FIXED | Roof
REIPNR-08628 | REC SCANMODULE | SCM230 | 230 | 16 | 161 | 30 |  | Solar | FIXED | Roof
REIPNR-08628 | REC SCANMODULE | SCM230 | 230 | 18 | 252 | 31 |  | Solar | FIXED | Roof
REIPNR-08628 | FRONIUS USA | IG 4000 | 4000 | 1 |  |  | 0.952 | Solar Inverter |  | INDOOR
REIPNR-08628 | POWER-ONE | PVI-6000-OUTD-US (208 V) | 6000 | 1 |  |  | 0.97 | Solar Inverter |  | INDOOR
REIPNR-08629 | CHANGZHOU TRINA SOLAR ENERGY CO | TSM-185D | 230 | 18 | 214 | 45 |  | Solar | FIXED | Roof
REIPNR-08629 | PV POWERED | PVP3500 | 3500 | 1 |  |  | 0.955 | Solar Inverter |  | INDOOR
REIPNR-08630 | SOLARWORLD | SW185 MONO/T | 245 | 120 | 180 | 25 |  | Solar | FIXED | Ground
REIPNR-08630 | SMA AMERICA | SB5000US | 5000 | 6 |  |  | 0.96 | Solar Inverter |  | Outside
REIPNR-08631 | SUNPOWER | SPR-230-WHT-U | 230 | 16 | 210 | 24 |  | Solar | FIXED | Roof
REIPNR-08631 | SUNPOWER CORP (ORIGINAL MFRSMA) | SPR-3000M (208V) | 3000 | 2 |  |  | 0.965 | Solar Inverter |  | INDOOR
REIPNR-08632 | SUNPOWER |  | 215 | 40 | 230 | 27 |  | Solar | FIXED | Roof
REIPNR-08632 | SUNPOWER CORP (ORIGINAL MFRSMA) | SPR-4000M (208V) | 4000 | 2 |  |  | 0.97 | Solar Inverter |  | INDOOR
REIPNR-08634 | CHANGZHOU TRINA SOLAR ENERGY CO | TSM-185D | 235 | 42 | 240.1 | 34 |  | Solar | FIXED | Roof
REIPNR-08634 | PV POWERED | PVP4800 | 4800 | 2 |  |  | 0.96 | Solar Inverter |  | INDOOR
REIPNR-08635 | SUNTECH POWER | STP180S-24/AB-1 | 185 | 45 | 180 | 45 |  | Solar | FIXED | Roof
REIPNR-08635 | SMA AMERICA | SB3000US (208V) | 3000 | 1 |  |  | 0.96 | Solar Inverter |  | Inside
REIPNR-08635 | SMA AMERICA | SB5000US | 5000 | 1 |  |  | 0.96 | Solar Inverter |  | INDOOR
REIPNR-08637 | SUNTECH POWER | STP200S-18/UB-1 | 205 | 59 | 265.6 | 28 |  | Solar | FIXED | Roof
REIPNR-08637 | PV POWERED | PVP2000 | 2000 | 1 |  |  | 0.92 | Solar Inverter |  | INDOOR
REIPNR-08637 | PV POWERED | PVP4800 | 4800 | 2 |  |  | 0.96 | Solar Inverter |  | INDOOR
REIPNR-08638 | SUNTECH POWER | STP180-24/AB-1 | 180 | 46 | 239.3 | 25 |  | Solar | FIXED | Roof
REIPNR-08638 | SMA AMERICA | SB3000US (208V) | 3000 | 3 |  |  | 0.96 | Solar Inverter |  | INDOOR
REIPNR-08639 | CHANGZHOU TRINA SOLAR ENERGY CO | TSM-185D | 235 | 38 | 161.1 | 17 |  | Solar | FIXED | Roof
REIPNR-08639 | PV POWERED | PVP3500 | 3500 | 1 |  |  | 0.955 | Solar Inverter |  | OUTDOOR
REIPNR-08639 | PV POWERED | PVP4800 | 4800 | 1 |  |  | 0.96 | Solar Inverter |  | OUTDOOR
REIPNR-08640 | SUNPOWER | SPR-215-BLK-U | 215 | 26 | 210 | 34 |  | Solar | FIXED | Roof
REIPNR-08640 | SMA AMERICA | SB3000US (208V) | 3000 | 1 |  |  | 0.955 | Solar Inverter |  | INDOOR
REIPNR-08640 | SUNPOWER CORP (ORIGINAL MFRSMA) | SPR-4000M (208V) | 4000 | 1 |  |  | 0.955 | Solar Inverter |  | INDOOR
REIPNR-08645 | SCHUCO USA |  | 185 | 27 | 191 | 40 |  | Solar | FIXED | Roof
REIPNR-08645 | SCHUCO USA |  | 185 | 33 | 277 | 40 |  | Solar | FIXED | Roof
REIPNR-08645 | SMA AMERICA | SB5000US (277V) | 5000 | 1 |  |  | 0.968 | Solar Inverter |  | INDOOR
REIPNR-08645 | SMA AMERICA | SB6000U (240V) | 6000 | 1 |  |  | 0.97 | Solar Inverter |  | INDOOR
REIPNR-08646 | BP SOLAR | BP3170N | 215 | 58 | 171 | 20 |  | Solar | FIXED | Roof
REIPNR-08646 | BP SOLAR | BP3115U | 215 | 95 | 171 | 30 |  | Solar | FIXED | Roof
REIPNR-08646 | ENPHASE ENERGY | M175-24-208-S | 190 | 6 |  |  | 0.955 | Solar Inverter |  | INDOOR
REIPNR-08646 | FRONIUS USA |  | 11400 | 3 |  |  | 0.962 | Solar Inverter |  | INDOOR
REIPNR-08647 | SUNPOWER | SPR-210-BLK-U | 210 | 20 | 156 | 46 |  | Solar | FIXED | Roof
REIPNR-08647 | SUNPOWER CORP (ORIGINAL MFRSMA) | SPR-4000M (208V) | 4000 | 1 |  |  | 0.96 | Solar Inverter |  | INDOOR
REIPNR-08648 | SUNPOWER | SPR-215-BLK-U | 215 | 50 | 220 | 30 |  | Solar | FIXED | Roof
REIPNR-08648 | SUNPOWER CORP (ORIGINAL MFRSMA) | SPR-4000M (208V) | 4000 | 1 |  |  | 0.96 | Solar Inverter |  | INDOOR
REIPNR-08648 | SUNPOWER CORP (ORIGINAL MFRSMA) | SPR-7000M (208V) | 7000 | 1 |  |  | 0.96 | Solar Inverter |  | INDOOR
REIPNR-08649 | SUNTECH POWER | STP190S-18/UB-1 | 185 | 33 | 160 | 30 |  | Solar | FIXED | Roof
REIPNR-08649 | SMA AMERICA | SB6000U (240V) | 6000 | 1 |  |  | 0.955 | Solar Inverter |  | INDOOR
REIPNR-08650 | SUNTECH POWER | STP200-18/UB-1 | 205 | 83 | 187 | 30 |  | Solar | FIXED | Roof
REIPNR-08650 | SMA AMERICA | SB3000US (208V) | 3000 | 1 |  |  | 0.955 | Solar Inverter |  | INDOOR
REIPNR-08650 | SMA AMERICA | SB6000U (208V) | 6000 | 1 |  |  | 0.955 | Solar Inverter |  | INDOOR
REIPNR-08650 | SMA AMERICA | SB7000US (277V) | 8000 | 1 |  |  | 0.94 | Solar Inverter |  | INDOOR
REIPNR-08651 | SUNPOWER |  | 230 | 65 | 206 | 30 |  | Solar | FIXED | Roof
REIPNR-08651 | SUNPOWER CORP (ORIGINAL MFRSMA) | SPR-4000M (208V) | 4000 | 2 |  |  | 0.97 | Solar Inverter |  | INDOOR
REIPNR-08651 | SUNPOWER CORP (ORIGINAL MFRSMA) | SPR-6000M (208V) | 6000 | 1 |  |  | 0.968 | Solar Inverter |  | INDOOR
REIPNR-08653 | KYOCERA SOLAR | KD210GX-L | 210 | 31 | 230 | 34 |  | Solar | FIXED | Roof
REIPNR-08653 | PV POWERED | PVP2000 | 2000 | 1 |  |  | 0.94 | Solar Inverter |  | INDOOR
REIPNR-08653 | PV POWERED | PVP3500 | 3500 | 1 |  |  | 0.94 | Solar Inverter |  | INDOOR
REIPNR-08654 | KYOCERA SOLAR | KD180GX-LP | 185 | 25 | 143 | 24 |  | Solar | FIXED | Roof
REIPNR-08654 | PV POWERED | PVP2000 | 2000 | 1 |  |  | 0.935 | Solar Inverter |  | OUTDOOR
REIPNR-08654 | PV POWERED | PVP2500 | 2500 | 1 |  |  | 0.935 | Solar Inverter |  | OUTDOOR
REIPNR-08655 | SOLARWORLD | SW185 MONO/T | 240 | 69 | 175 | 18 |  | Solar | FIXED | Roof
REIPNR-08655 | ENPHASE ENERGY | M175-24-240-S02 | 190 | 69 |  |  | 0.98 | Solar Inverter |  | OUTDOOR
REIPNR-08656 | KYOCERA SOLAR | KD180GX-LP | 185 | 24 | 183 | 34 |  | Solar | FIXED | Roof
REIPNR-08656 | PV POWERED | PVP2000 | 2000 | 2 |  |  | 0.92 | Solar Inverter |  | INDOOR
REIPNR-08657 | SUNTECH POWER | STP210S-18/UB-1 | 270 | 1857 | 197 | 5 |  | Solar | FIXED | Roof
REIPNR-08657 | SATCON TECHNOLOGY | PVS-100 (480 V) | 100000 | 2 |  |  | 0.96 | Solar Inverter |  | OUTDOOR
REIPNR-08657 | SOLEC INTERNATIONAL | S-100D | 100000 | 3 |  |  | 0.96 | Solar Inverter |  | OUTDOOR
REIPNR-08658 | SUNTECH POWER | STP200S-18/UB-1 | 205 | 23 | 245.6 | 25 |  | Solar | FIXED | Roof
REIPNR-08658 | PV POWERED | PVP2000 | 2000 | 1 |  |  | 0.92 | Solar Inverter |  | INDOOR
REIPNR-08658 | PV POWERED | PVP2500 | 2500 | 1 |  |  | 0.945 | Solar Inverter |  | INDOOR
REIPNR-08660 | SUNTECH POWER | STP200S-18/UB-1 | 205 | 48 | 222 | 26 |  | Solar | FIXED | Roof
REIPNR-08660 | PV POWERED | PVP4800 | 4800 | 2 |  |  | 0.96 | Solar Inverter |  | INDOOR
REIPNR-08661 | CHANGZHOU TRINA SOLAR ENERGY CO | TSM-160D | 230 | 18 | 192.5 | 12 |  | Solar | FIXED | Roof
REIPNR-08661 | PV POWERED | PVP3500 | 3500 | 1 |  |  | 0.955 | Solar Inverter |  | INDOOR
REIPNR-08663 | CHANGZHOU TRINA SOLAR ENERGY CO | TSM-160D | 235 | 42 | 180 | 30 |  | Solar | FIXED | Ground
REIPNR-08663 | PV POWERED | PVP2500 | 2500 | 1 |  |  | 0.945 | Solar Inverter |  | Outside
REIPNR-08663 | PV POWERED | PVP3500 | 3500 | 2 |  |  | 0.955 | Solar Inverter |  | OUTDOOR
REIPNR-08664 | SUNTECH POWER | STP180S-24/AB-1 | 185 | 50 | 94 | 15 |  | Solar | FIXED | Roof
REIPNR-08664 | PV POWERED | PVP3000 | 3000 | 1 |  |  | 0.935 | Solar Inverter |  | INDOOR
REIPNR-08664 | PV POWERED | PVP5200 | 5200 | 1 |  |  | 0.96 | Solar Inverter |  | INDOOR
REIPNR-08733 | KYOCERA SOLAR | KC187G | 185 | 36 | 155 | 35 |  | Solar | FIXED | Roof
REIPNR-08733 | PV POWERED | PVP2000 | 2000 | 1 |  |  | 0.96 | Solar Inverter |  | INDOOR
REIPNR-08733 | PV POWERED | PVP4800 | 4800 | 1 |  |  | 0.96 | Solar Inverter |  | INDOOR
REIPNR-08734 | REC SCANMODULE | SCM230 | 230 | 26 | 203 | 23 |  | Solar | FIXED | Roof
REIPNR-08734 | SMA AMERICA | SB6000U (208V) | 6000 | 1 |  |  | 0.97 | Solar Inverter |  | INDOOR
REIPNR-08735 | REC SCANMODULE | SCM230 | 230 | 24 | 195 | 24 |  | Solar | FIXED | Roof
REIPNR-08735 | REC SCANMODULE | SCM230 | 230 | 18 | 195 | 36 |  | Solar | FIXED | Roof
REIPNR-08735 | FRONIUS USA | IG 4000 | 4000 | 1 |  |  | 0.952 | Solar Inverter |  | INDOOR
REIPNR-08735 | SMA AMERICA | SB5000US | 5000 | 1 |  |  | 0.952 | Solar Inverter |  | Inside
REIPNR-08736 | SANYO ELECTRIC | HIP-205BA5 | 215 | 94 | 195 | 23 |  | Solar | FIXED | Roof
REIPNR-08736 | SMA AMERICA | SB6000U (208V) | 6000 | 1 |  |  | 0.97 | Solar Inverter |  | INDOOR
REIPNR-08736 | SMA AMERICA | SB7000US (208V) | 7000 | 2 |  |  | 0.97 | Solar Inverter |  | INDOOR
REIPNR-08737 | SCHOTT SOLAR | ASE-250DGF/50-230 | 220 | 104 | 180 | 30 |  | Solar | FIXED | Ground
REIPNR-08737 | SMA AMERICA | SB5000US (208V) | 5000 | 4 |  |  | 0.96 | Solar Inverter |  | OUTDOOR
REIPNR-08738 | KYOCERA | KC200GT | 235 | 299 | 203 | 0 |  | Solar | FIXED | Roof
REIPNR-08738 | SAT CON | AE-75-60-PV-D | 75000 | 1 |  |  | 0.963 | Solar Inverter |  | OUTDOOR
REIPNR-08739 | KYOCERA SOLAR | KC200GT | 235 | 975 | 203 | 10 |  | Solar | FIXED | Roof
REIPNR-08739 | SATCON TECHNOLOGY | PVS-250 (240 V) | 250000 | 1 |  |  | 0.962 | Solar Inverter |  | OUTDOOR
REIPNR-08740 | BP SOLAR | BP175 I | 215 | 24 | 210 | 20 |  | Solar | FIXED | Roof
REIPNR-08740 | FRONIUS USA | IG 2000 | 2000 | 1 |  |  | 0.955 | Solar Inverter |  | OUTDOOR
REIPNR-08740 | FRONIUS USA | IG 4000 | 4000 | 1 |  |  | 0.955 | Solar Inverter |  | OUTDOOR
REIPNR-08741 | SUNPOWER | SPR-225-BLK-U | 225 | 28 | 216 | 30 |  | Solar | FIXED | Roof
REIPNR-08741 | SUNPOWER | SPR-225-BLK-U | 225 | 14 | 305 | 30 |  | Solar | FIXED | Roof
REIPNR-08741 | SUNPOWER CORP (ORIGINAL MFRSMA) | SPR-3000M (208V) | 3000 | 3 |  |  | 0.966 | Solar Inverter |  | INDOOR
REIPNR-08742 | SUNTECH POWER | STP180-24/AB-1 | 185 | 8 | 177.7 | 20 |  | Solar | FIXED | Roof
REIPNR-08742 | SUNTECH POWER | STP180S-24/AB-1 | 185 | 22 | 269 | 20 |  | Solar | FIXED | Roof
REIPNR-08742 | PV POWERED | PVP2000 | 2000 | 3 |  |  | 0.92 | Solar Inverter |  | INDOOR
REIPNR-08743 | CHANGZHOU TRINA SOLAR ENERGY CO | TSM-185D | 210 | 9 | 127 | 18 |  | Solar | FIXED | Roof
REIPNR-08743 | CHANGZHOU TRINA SOLAR ENERGY CO | TSM-185D | 230 | 26 | 217 | 18 |  | Solar | FIXED | Roof
REIPNR-08743 | SMA AMERICA | SB3000US (208V) | 3000 | 1 |  |  | 0.96 | Solar Inverter |  | Outside
REIPNR-08743 | SMA AMERICA | SB5000US (208V) | 5000 | 1 |  |  | 0.97 | Solar Inverter |  | Outside
REIPNR-08744 | CHANGZHOU TRINA SOLAR ENERGY CO | TSM-185D | 230 | 30 | 138 | 22 |  | Solar | FIXED | Roof
REIPNR-08744 | FRONIUS USA |  | 6000 | 1 |  |  | 0.96 | Solar Inverter |  | OUTDOOR
REIPNR-08746 | SHARP | ND-216U2 | 216 | 325 | 167 | 25 |  | Solar | FIXED | Roof
REIPNR-08746 | SHARP | ND-216U2 | 216 | 52 | 160 | 39 |  | Solar | FIXED | Roof
REIPNR-08746 | SMA AMERICA | SB6000U (208V) | 6000 | 4 |  |  | 0.97 | Solar Inverter |  | INDOOR
REIPNR-08746 | SMA AMERICA | SB7000US (208V) | 7000 | 7 |  |  | 0.971 | Solar Inverter |  | INDOOR
REIPNR-08747 | SUNPOWER | SPR-225-BLK-U | 225 | 59 | 217 | 40 |  | Solar | FIXED | Roof
REIPNR-08747 | SUNPOWER CORP (ORIGINAL MFRSMA) | SPR-6000M (208V) | 6000 | 1 |  |  | 0.96 | Solar Inverter |  | INDOOR
REIPNR-08747 | SUNPOWER CORP (ORIGINAL MFRSMA) | SPR-7000M (208V) | 7000 | 1 |  |  | 0.97 | Solar Inverter |  | INDOOR
REIPNR-08748 | BP SOLAR | BP3170N | 215 | 88 | 140 | 18 |  | Solar | FIXED | Roof
REIPNR-08748 | BP SOLAR | SX3200B | 215 | 60 | 140 | 35 |  | Solar | FIXED | Roof
REIPNR-08748 | SMA AMERICA | SB5000US | 5000 | 1 |  |  | 0.968 | Solar Inverter |  | Outside
REIPNR-08748 | SMA AMERICA | SB6000U (208V) | 6000 | 2 |  |  | 0.97 | Solar Inverter |  | OUTDOOR
REIPNR-08748 | SMA AMERICA | SB7000US (208V) | 7000 | 2 |  |  | 0.97 | Solar Inverter |  | Outside
REIPNR-08750 | BAODING YINGLI NEW ENERGY RESOURCES CO | YL175(156) | 230 | 14 | 200 | 27 |  | Solar | FIXED | Roof
REIPNR-08750 | SMA AMERICA | SB5000US (208V) | 4000 | 1 |  |  | 0.97 | Solar Inverter |  | Inside
REIPNR-08751 | SILIKEN MANUFACTURING USA | SLK60P6L 215 WP | 230 | 22 | 120 | 27 |  | Solar | FIXED | Roof
REIPNR-08751 | SMA AMERICA | SB5000US | 5000 | 1 |  |  | 0.97 | Solar Inverter |  | Inside
REIPNR-08755 | BP SOLAR | SX3195B | 195 | 57 | 168 | 20 |  | Solar | FIXED | Roof
REIPNR-08755 | FRONIUS USA | IG 5100 | 5100 | 2 |  |  | 0.955 | Solar Inverter |  | OUTDOOR
REIPNR-08756 | BP SOLAR | SX3200B | 215 | 27 | 173 | 25 |  | Solar | FIXED | Roof
REIPNR-08756 | ENPHASE ENERGY | M175-24-240-S01 | 190 | 3 |  |  | 0.955 | Solar Inverter |  | Outside
REIPNR-08756 | FRONIUS USA | IG 3000 | 3000 | 2 |  |  | 0.952 | Solar Inverter |  | INDOOR
REIPNR-08757 | SUNPOWER | SPR-230-WHT-U | 230 | 77 | 180 | 34 |  | Solar | FIXED | Pole
REIPNR-08757 | SUNPOWER CORP (ORIGINAL MFRSMA) | SPR-4000M (208V) | 4000 | 1 |  |  | 0.97 | Solar Inverter |  | OUTDOOR
REIPNR-08757 | SUNPOWER CORP (ORIGINAL MFRSMA) | SPR-6000M (240V) | 6000 | 1 |  |  | 0.97 | Solar Inverter |  | OUTDOOR
REIPNR-08757 | SUNPOWER CORP (ORIGINAL MFRSMA) | SPR-7000M (208V) | 7000 | 1 |  |  | 0.97 | Solar Inverter |  | OUTDOOR
REIPNR-08758 | SUNTECH POWER | STP210-18/UB-1 | 210 | 12 | 142 | 22 |  | Solar | FIXED | Roof
REIPNR-08758 | SUNTECH POWER | STP210-18/UB-1 | 210 | 29 | 232 | 22 |  | Solar | FIXED | Roof
REIPNR-08758 | SMA AMERICA | SB3000US (240V) | 3000 | 1 |  |  | 0.966 | Solar Inverter |  | OUTDOOR
REIPNR-08758 | POWER-ONE | PVI-6000-OUTD-US (208 V) | 6000 | 1 |  |  | 0.968 | Solar Inverter |  | OUTDOOR
REIPNR-08759 | BP SOLAR | BP3170N | 230 | 4 | 204 | 25 |  | Solar | FIXED | Roof
REIPNR-08759 | BP SOLAR | BP3170N | 230 | 20 | 114 | 29 |  | Solar | FIXED | Roof
REIPNR-08759 | BP SOLAR | BP3170N | 230 | 13 | 294 | 29 |  | Solar | FIXED | Roof
REIPNR-08759 | ENPHASE ENERGY | M200-32-208-S01 | 190 | 37 |  |  | 0.95 | Solar Inverter |  | Outside
REIPNR-08760 | BP SOLAR | SX3200B | 230 | 12 | 149 | 34 |  | Solar | FIXED | Roof
REIPNR-08760 | BP SOLAR | SX3200B_Q | 230 | 18 | 239 | 40 |  | Solar | FIXED | Roof
REIPNR-08760 | ENPHASE ENERGY | M175-24-208-S | 190 | 30 |  |  | 0.97 | Solar Inverter |  | OUTDOOR
REIPNR-08761 | SUNTECH POWER | STP210-18/UB-1 | 210 | 13 | 200 | 23 |  | Solar | FIXED | Roof
REIPNR-08761 | SUNTECH POWER | STP210-18/UB-1 | 210 | 26 | 200 | 23 |  | Solar | FIXED | Roof
REIPNR-08761 | POWER-ONE | PVI-3000-I-OUTD-US (208V) | 3000 | 1 |  |  | 0.968 | Solar Inverter |  | INDOOR
REIPNR-08761 | POWER-ONE | PVI-5000-OUTD-US (208 V) | 5000 | 1 |  |  | 0.968 | Solar Inverter |  | INDOOR
REIPNR-08762 | BP SOLAR | SX3200B | 215 | 10 | 115 | 30 |  | Solar | FIXED | Roof
REIPNR-08762 | BP SOLAR | SX3200B | 215 | 14 | 205 | 30 |  | Solar | FIXED | Roof
REIPNR-08762 | FRONIUS USA | IG 2000 | 2000 | 1 |  |  | 0.962 | Solar Inverter |  | INDOOR
REIPNR-08762 | FRONIUS USA | IG 4000 | 4000 | 1 |  |  | 0.962 | Solar Inverter |  | INDOOR
REIPNR-08763 | SUNPOWER | SPR-305-WHT-U | 305 | 10 | 283 | 10 |  | Solar | FIXED | Roof
REIPNR-08763 | SUNPOWER | SPR-305-WHT-U | 305 | 10 | 103 | 20 |  | Solar | FIXED | Roof
REIPNR-08763 | SUNPOWER | SPR-305-WHT-U | 305 | 48 | 103 | 20 |  | Solar | FIXED | Roof
REIPNR-08763 | SUNPOWER | PL-SUNP-SPR-305 | 305 | 22 | 193 | 30 |  | Solar | FIXED | Roof
REIPNR-08763 | SUNPOWER CORP (ORIGINAL MFRSMA) | SPR-3000M (240V) | 3000 | 3 |  |  | 0.97 | Solar Inverter |  | INDOOR
REIPNR-08763 | SUNPOWER CORP (ORIGINAL MFRSMA) | SPR-5000M (208V) | 5000 | 1 |  |  | 0.97 | Solar Inverter |  | INDOOR
REIPNR-08763 | SUNPOWER CORP (ORIGINAL MFRSMA) | SPR-7000M (208V) | 7000 | 2 |  |  | 0.97 | Solar Inverter |  | INDOOR
REIPNR-08764 | CHANGZHOU TRINA SOLAR ENERGY CO | TSM-185D | 240 | 54 | 124.5 | 25 |  | Solar | FIXED | Roof
REIPNR-08764 | PV POWERED | PVP2500 | 2500 | 1 |  |  | 0.945 | Solar Inverter |  | OUTDOOR
REIPNR-08764 | PV POWERED | PVP4800 | 4800 | 2 |  |  | 0.96 | Solar Inverter |  | OUTDOOR
REIPNR-08765 | SOLARTECH POWER | SPM205P | 205 | 12 | 182.1 | 25 |  | Solar | FIXED | Roof
REIPNR-08765 | PV POWERED | PVP2500 | 2500 | 1 |  |  | 0.945 | Solar Inverter |  | INDOOR
REIPNR-08766 | SOLARWORLD | SW185 MONO/T | 245 | 44 | 178 | 19 |  | Solar | FIXED | Ground
REIPNR-08766 | SMA AMERICA | SB5000US (208V) | 5000 | 2 |  |  | 0.97 | Solar Inverter |  | OUTDOOR
REIPNR-08767 | BP SOLAR | SX3200B | 215 | 20 | 262 | 30 |  | Solar | FIXED | Roof
REIPNR-08767 | BP SOLAR | SX3200B | 215 | 10 | 172 | 37 |  | Solar | FIXED | Roof
REIPNR-08767 | FRONIUS USA | IG 2000 | 2000 | 1 |  |  | 0.952 | Solar Inverter |  | INDOOR
REIPNR-08767 | FRONIUS USA | IG 4000 | 4000 | 1 |  |  | 0.952 | Solar Inverter |  | INDOOR
REIPNR-08768 | SUNPOWER | SPR-225-BLK-U | 225 | 36 | 162 | 39 |  | Solar | FIXED | Roof
REIPNR-08768 | SUNPOWER CORP (ORIGINAL MFRSMA) | SPR-7000M (277V) | 8000 | 1 |  |  | 0.962 | Solar Inverter |  | INDOOR
REIPNR-08769 | SOLARWORLD | SW185MONO | 245 | 17 | 195 | 17 |  | Solar | FIXED | Roof
REIPNR-08769 | SOLARWORLD | SW185 MONO/T | 245 | 36 | 195 | 20 |  | Solar | FIXED | Roof
REIPNR-08769 | SMA AMERICA | SB4000US (240V) | 4000 | 1 |  |  | 0.96 | Solar Inverter |  | OUTDOOR
REIPNR-08769 | SMA AMERICA | SB7000US (277V) | 8000 | 1 |  |  | 0.96 | Solar Inverter |  | OUTDOOR
REIPNR-08771 | SUNPOWER | SPR-225-BLK-U | 225 | 41 | 209 | 30 |  | Solar | FIXED | Roof
REIPNR-08771 | SUNPOWER CORP (ORIGINAL MFRSMA) | SPR-3000M (240V) | 3000 | 1 |  |  | 0.965 | Solar Inverter |  | INDOOR
REIPNR-08771 | SUNPOWER CORP (ORIGINAL MFRSMA) | SPR-5000M (208V) | 5000 | 1 |  |  | 0.968 | Solar Inverter |  | INDOOR
REIPNR-08772 | SUNTECH POWER | STP210-18/UB-1 | 270 | 44 | 314 | 1 |  | Solar | FIXED | Roof
REIPNR-08772 | SUNTECH POWER | STP210S-18/UB-1 | 270 | 44 | 223 | 22 |  | Solar | FIXED | Roof
REIPNR-08772 | SMA AMERICA | SB6000U (208V) | 6000 | 4 |  |  | 0.97 | Solar Inverter |  | INDOOR
REIPNR-08773 | SUNTECH POWER | STP190-18/UB-1 | 185 | 39 | 135 | 28 |  | Solar | FIXED | Roof
REIPNR-08773 | SOLECTRIA RENEWABLES | PVI 3000 (208V) | 3000 | 1 |  |  | 0.96 | Solar Inverter |  | INDOOR
REIPNR-08773 | SOLECTRIA RENEWABLES | PVI 4000 (208V) | 4000 | 1 |  |  | 0.96 | Solar Inverter |  | INDOOR
REIPNR-08774 | SUNPOWER | SPR-230-WHT-U | 230 | 14 | 205 | 12 |  | Solar | FIXED | Roof
REIPNR-08774 | SUNPOWER CORP (ORIGINAL MFRSMA) | SPR-3000M (240V) | 3000 | 1 |  |  | 0.955 | Solar Inverter |  | INDOOR
REIPNR-08775 | SUNPOWER | SPR-225-BLK-U | 225 | 40 | 123 | 34 |  | Solar | FIXED | Roof
REIPNR-08775 | SUNPOWER CORP (ORIGINAL MFRSMA) | SPR-4000M (208V) | 4000 | 2 |  |  | 0.96 | Solar Inverter |  | INDOOR
REIPNR-08776 | SUNPOWER | SPR-225-BLK-U | 225 | 34 | 156 | 18 |  | Solar | FIXED | Roof
REIPNR-08776 | SUNPOWER CORP (ORIGINAL MFRSMA) | SPR-3000M (208V) | 3000 | 1 |  |  | 0.96 | Solar Inverter |  | INDOOR
REIPNR-08776 | SUNPOWER CORP (ORIGINAL MFRXANTREX) | SPR-4000X | 4000 | 1 |  |  | 0.96 | Solar Inverter |  | INDOOR
REIPNR-08777 | SUNPOWER | SPR-225-BLK-U | 225 | 35 | 209 | 30 |  | Solar | FIXED | Roof
REIPNR-08777 | SUNPOWER CORP (ORIGINAL MFRSMA) | SPR-7000M (208V) | 7000 | 1 |  |  | 0.97 | Solar Inverter |  | INDOOR
REIPNR-08778 | SUNTECH POWER | STP180S-24/AB-1 | 185 | 54 | 104 | 32 |  | Solar | FIXED | Roof
REIPNR-08778 | SMA AMERICA | SB5000US (240V) | 5000 | 2 |  |  | 0.968 | Solar Inverter |  | INDOOR
REIPNR-08779 | BP SOLAR | SX3200B | 215 | 26 | 178 | 29 |  | Solar | FIXED | Roof
REIPNR-08779 | FRONIUS USA |  | 5000 | 1 |  |  | 0.966 | Solar Inverter |  | INDOOR
REIPNR-08780 | BP SOLAR | SX3200B | 215 | 100 | 150 | 30 |  | Solar | FIXED | Ground
REIPNR-08780 | FRONIUS USA |  | 10000 | 2 |  |  | 0.962 | Solar Inverter |  | OUTDOOR
REIPNR-08783 | SUNTECH POWER | STP190-18/UB-1 | 185 | 18 | 185 | 25 |  | Solar | FIXED | Roof
REIPNR-08783 | SMA AMERICA | SB3000US (240V) | 3000 | 1 |  |  | 0.955 | Solar Inverter |  | INDOOR
REIPNR-08784 | SUNPOWER | SPR-225-BLK-U | 225 | 36 | 177 | 30 |  | Solar | FIXED | Roof
REIPNR-08784 | SUNPOWER CORP (ORIGINAL MFRSMA) | SPR-4000M (240V) | 4000 | 1 |  |  | 0.96 | Solar Inverter |  | INDOOR
REIPNR-08784 | SUNPOWER CORP (ORIGINAL MFRSMA) | SPR-4000M (240V) | 4000 | 1 |  |  | 0.96 | Solar Inverter |  | Inside
REIPNR-08785 | SUNPOWER | SPR-315E-WHT-U | 318 | 184 | 156 | 5 |  | Solar | FIXED | Roof
REIPNR-08785 | SOLECTRIA RENEWABLES | PVI60KW-208 | 60000 | 1 |  |  | 0.965 | Solar Inverter |  | OUTDOOR
REIPNR-08786 | BP SOLAR | SX3200B | 230 | 18 | 131 | 20 |  | Solar | FIXED | Roof
REIPNR-08786 | BP SOLAR | BP175 I | 230 | 26 | 222 | 40 |  | Solar | FIXED | Roof
REIPNR-08786 | BP SOLAR | SX3200B | 230 | 10 | 222 | 45 |  | Solar | FIXED | Roof
REIPNR-08786 | FRONIUS USA | IG 2000 | 2000 | 2 |  |  | 0.952 | Solar Inverter |  | INDOOR
REIPNR-08786 | FRONIUS USA | IG 4000 | 4000 | 2 |  |  | 0.952 | Solar Inverter |  | INDOOR
REIPNR-08787 | SCHUCO USA | SWR1800U | 180 | 27 | 208 | 36 |  | Solar | FIXED | Roof
REIPNR-08787 | SCHUCO USA | SB4000US (208V) | 4000 | 1 |  |  | 0.96 | Solar Inverter |  | INDOOR
REIPNR-08788 | SUNTECH POWER | STP180S-24/AB-1 | 185 | 36 | 138 | 20 |  | Solar | FIXED | Roof
REIPNR-08788 | SMA AMERICA | SB3000US (240V) | 3000 | 2 |  |  | 0.966 | Solar Inverter |  | INDOOR
REIPNR-08789 | CHANGZHOU TRINA SOLAR ENERGY CO | TSM-185D | 230 | 16 | 174 | 20 |  | Solar | FIXED | Roof
REIPNR-08789 | CHANGZHOU TRINA SOLAR ENERGY CO | TSM-185D | 240 | 30 | 180 | 30 |  | Solar | FIXED | Roof
REIPNR-08789 | SMA AMERICA | SB3000US (208V) | 3000 | 2 |  |  | 0.955 | Solar Inverter |  | INDOOR
REIPNR-08789 | SMA AMERICA | SB6000U (208V) | 6000 | 1 |  |  | 0.97 | Solar Inverter |  | INDOOR
REIPNR-08790 | SUNTECH POWER | STP180S-24/AB-1 | 185 | 39 | 105.7 | 16 |  | Solar | FIXED | Roof
REIPNR-08790 | SUNTECH POWER | STP180S-24/AB-1 | 185 | 10 | 184.2 | 18 |  | Solar | FIXED | Roof
REIPNR-08790 | PV POWERED | PVP2000 | 2000 | 1 |  |  | 0.92 | Solar Inverter |  | OUTDOOR
REIPNR-08790 | PV POWERED | PVP3000 | 3000 | 1 |  |  | 0.935 | Solar Inverter |  | OUTDOOR
REIPNR-08790 | PV POWERED | PVP3500 | 3500 | 1 |  |  | 0.955 | Solar Inverter |  | OUTDOOR
REIPNR-08791 | SUNTECH POWER | STP180S-24/AB-1 | 185 | 50 | 159.6 | 27 |  | Solar | FIXED | Roof
REIPNR-08791 | SMA AMERICA | SB4000US (240V) | 4000 | 1 |  |  | 0.96 | Solar Inverter |  | INDOOR
REIPNR-08791 | SMA AMERICA | SB5000US | 5000 | 1 |  |  | 0.96 | Solar Inverter |  | INDOOR
REIPNR-08794 | SUNTECH POWER | STP180-24/AB-1 | 180 | 41 | 245.7 | 32 |  | Solar | FIXED | Roof
REIPNR-08794 | SUNTECH POWER | STP180-24/AB-1 | 180 | 14 | 157.7 | 38 |  | Solar | FIXED | Roof
REIPNR-08794 | PV POWERED | PVP2500 | 2500 | 2 |  |  | 0.945 | Solar Inverter |  | OUTDOOR
REIPNR-08794 | PV POWERED | PVP4800 | 4800 | 1 |  |  | 0.96 | Solar Inverter |  | OUTDOOR
REIPNR-08795 | SUNTECH POWER | STP200-18/UB-1 | 205 | 34 | 175.3 | 20 |  | Solar | FIXED | Roof
REIPNR-08795 | PV POWERED | PVP3000 | 3000 | 1 |  |  | 0.935 | Solar Inverter |  | INDOOR
REIPNR-08795 | PV POWERED | PVP3500 | 3500 | 1 |  |  | 0.955 | Solar Inverter |  | INDOOR
REIPNR-08797 | CHANGZHOU TRINA SOLAR ENERGY CO | TSM-185D | 235 | 8 | 120.6 | 10 |  | Solar | FIXED | Roof
REIPNR-08797 | CHANGZHOU TRINA SOLAR ENERGY CO | TSM-185D | 235 | 20 | 210.6 | 23 |  | Solar | FIXED | Roof
REIPNR-08797 | CHANGZHOU TRINA SOLAR ENERGY CO | TSM-185D | 235 | 10 | 120.6 | 25 |  | Solar | FIXED | Roof
REIPNR-08797 | PV POWERED | PVP2000 | 2000 | 1 |  |  | 0.92 | Solar Inverter |  | INDOOR
REIPNR-08797 | PV POWERED | PVP2500 | 2500 | 1 |  |  | 0.945 | Solar Inverter |  | INDOOR
REIPNR-08797 | PV POWERED | PVP4800 | 4800 | 1 |  |  | 0.96 | Solar Inverter |  | Inside
REIPNR-08798 | SUNTECH POWER | STP200-18/UB-1 | 205 | 38 | 162.5 | 33 |  | Solar | FIXED | Roof
REIPNR-08798 | PV POWERED | PVP3500 | 3500 | 2 |  |  | 0.955 | Solar Inverter |  | INDOOR
REIPNR-08799 | SUNTECH POWER | STP200-18/UB-1 | 205 | 34 | 176.6 | 17 |  | Solar | FIXED | Roof
REIPNR-08799 | PV POWERED | PVP3000 | 3000 | 1 |  |  | 0.935 | Solar Inverter |  | OUTDOOR
REIPNR-08799 | PV POWERED | PVP3500 | 3500 | 1 |  |  | 0.955 | Solar Inverter |  | OUTDOOR
REIPNR-08800 | SUNTECH POWER | STP200-18/UB-1 | 205 | 48 | 178.4 | 23 |  | Solar | FIXED | Roof
REIPNR-08800 | PV POWERED | PVP4800 | 4800 | 2 |  |  | 0.96 | Solar Inverter |  | INDOOR
REIPNR-08801 | SUNTECH POWER | STP200-18/UB-1 | 205 | 14 | 117.1 | 5 |  | Solar | FIXED | Roof
REIPNR-08801 | SUNTECH POWER | STP200-18/UB-1 | 205 | 12 | 117.1 | 8 |  | Solar | FIXED | Roof
REIPNR-08801 | SUNTECH POWER | STP200-18/UB-1 | 205 | 6 | 206.4 | 15 |  | Solar | FIXED | Roof
REIPNR-08801 | SUNTECH POWER | STP200-18/UB-1 | 205 | 12 | 117.1 | 16 |  | Solar | FIXED | Roof
REIPNR-08801 | SUNTECH POWER | STP200-18/UB-1 | 205 | 22 | 117.1 | 26 |  | Solar | FIXED | Roof
REIPNR-08801 | SUNTECH POWER | STP200-18/UB-1 | 205 | 24 | 117.1 | 28 |  | Solar | FIXED | Roof
REIPNR-08801 | SUNTECH POWER | STP200-18/UB-1 | 205 | 22 | 117.1 | 30 |  | Solar | FIXED | Roof
REIPNR-08801 | SUNTECH POWER | STP200-18/UB-1 | 205 | 6 | 206.4 | 32 |  | Solar | FIXED | Roof
REIPNR-08801 | SUNTECH POWER | STP200-18/UB-1 | 205 | 12 | 117.1 | 35 |  | Solar | FIXED | Roof
REIPNR-08801 | PV POWERED | PVP2000 | 2000 | 2 |  |  | 0.92 | Solar Inverter |  | OUTDOOR
REIPNR-08801 | PV POWERED | PVP2500 | 2500 | 4 |  |  | 0.945 | Solar Inverter |  | OUTDOOR
REIPNR-08801 | PV POWERED | PVP4800 | 4800 | 3 |  |  | 0.96 | Solar Inverter |  | OUTDOOR
REIPNR-08802 | CHANGZHOU TRINA SOLAR ENERGY CO | TSM-185D | 235 | 20 | 124.1 | 21 |  | Solar | FIXED | Roof
REIPNR-08802 | CHANGZHOU TRINA SOLAR ENERGY CO | TSM-185D | 235 | 10 | 212.7 | 22 |  | Solar | FIXED | Roof
REIPNR-08802 | PV POWERED | PVP2000 | 2000 | 1 |  |  | 0.92 | Solar Inverter |  | INDOOR
REIPNR-08802 | PV POWERED | PVP4800 | 4800 | 1 |  |  | 0.96 | Solar Inverter |  | INDOOR
REIPNR-08803 | SUNTECH POWER | STP180-24/AB-1 | 180 | 40 | 184.1 | 25 |  | Solar | FIXED | Roof
REIPNR-08803 | SMA AMERICA | SB4000US (208V) | 4000 | 2 |  |  | 0.96 | Solar Inverter |  | INDOOR
REIPNR-08805 | CHANGZHOU TRINA SOLAR ENERGY CO | TSM-185D | 235 | 24 | 173.6 | 37 |  | Solar | FIXED | Roof
REIPNR-08805 | SMA AMERICA | SB5000US (208V) | 5000 | 1 |  |  | 0.96 | Solar Inverter |  | INDOOR
REIPNR-08807 | SUNTECH POWER | STP180-24/AB-1 | 180 | 50 | 242 | 32 |  | Solar | FIXED | Roof
REIPNR-08807 | SMA AMERICA | SB3000US (240V) | 3000 | 1 |  |  | 0.96 | Solar Inverter |  | OUTDOOR
REIPNR-08807 | SMA AMERICA | SB7000US (208V) | 6000 | 1 |  |  | 0.97 | Solar Inverter |  | OUTDOOR
REIPNR-08808 | SUNTECH POWER | STP200-18/UB-1 | 205 | 24 | 177.5 | 20 |  | Solar | FIXED | Roof
REIPNR-08808 | SUNTECH POWER | STP200UB | 205 | 6 | 268.8 | 20 |  | Solar | FIXED | Roof
REIPNR-08808 | PV POWERED | PVP2000 | 2000 | 1 |  |  | 0.92 | Solar Inverter |  | OUTDOOR
REIPNR-08808 | PV POWERED | PVP4800 | 4800 | 1 |  |  | 0.96 | Solar Inverter |  | OUTDOOR
REIPNR-08809 | CHANGZHOU TRINA SOLAR ENERGY CO | TSM-185D | 230 | 52 | 169.7 | 34 |  | Solar | FIXED | Roof
REIPNR-08809 | SMA AMERICA | SB6000U (277V) | 6000 | 2 |  |  | 0.97 | Solar Inverter |  | INDOOR
REIPNR-08810 | SUNTECH POWER | STP200-18/UB-1 | 205 | 18 | 190.5 | 10 |  | Solar | 1AXIS | Roof
REIPNR-08810 | SUNTECH POWER | STP200S-18/UB-1 | 205 | 35 | 190.5 | 20 |  | Solar | FIXED | Roof
REIPNR-08810 | PV POWERED | PVP2000 | 2000 | 1 |  |  | 0.92 | Solar Inverter |  | INDOOR
REIPNR-08810 | PV POWERED | PVP3500 | 3500 | 1 |  |  | 0.955 | Solar Inverter |  | INDOOR
REIPNR-08810 | PV POWERED | PVP4800 | 4800 | 1 |  |  | 0.96 | Solar Inverter |  | INDOOR
REIPNR-08811 | SHARP | ND-224UC1 | 235 | 38 | 180 | 30 |  | Solar | FIXED | Ground
REIPNR-08811 | PV POWERED | PVP4800 | 4800 | 1 |  |  | 0.96 | Solar Inverter |  | OUTDOOR
REIPNR-08811 | PV POWERED | PVP4800 | 4800 | 1 |  |  | 0.96 | Solar Inverter |  | OUTDOOR
REIPNR-08812 | CHANGZHOU TRINA SOLAR ENERGY CO | TSM-185D | 235 | 34 | 120.6 | 30 |  | Solar | FIXED | Roof
REIPNR-08812 | PV POWERED | PVP3000 | 3000 | 1 |  |  | 0.935 | Solar Inverter |  | INDOOR
REIPNR-08812 | PV POWERED | PVP3500 | 3500 | 1 |  |  | 0.955 | Solar Inverter |  | INDOOR
REIPNR-08813 | SUNTECH POWER | STP180S-24/AB-1 | 185 | 35 | 121.3 | 20 |  | Solar | FIXED | Roof
REIPNR-08813 | PV POWERED | PVP2500 | 2500 | 1 |  |  | 0.945 | Solar Inverter |  | OUTDOOR
REIPNR-08813 | PV POWERED | PVP3500 | 3500 | 1 |  |  | 0.955 | Solar Inverter |  | OUTDOOR
REIPNR-08814 | SUNTECH POWER | STP200S-18/UB-1 | 205 | 54 | 172.2 | 19 |  | Solar | FIXED | Roof
REIPNR-08814 | PV POWERED | PVP3500 | 3500 | 3 |  |  | 0.955 | Solar Inverter |  | INDOOR
REIPNR-08816 | SUNTECH POWER | STP200S-18/UB-1 | 205 | 40 | 147.7 | 20 |  | Solar | FIXED | Roof
REIPNR-08816 | SUNTECH POWER | STP200-18/UB-1 | 205 | 10 | 238 | 20 |  | Solar | FIXED | Roof
REIPNR-08816 | PV POWERED | PVP2000 | 2000 | 1 |  |  | 0.92 | Solar Inverter |  | OUTDOOR
REIPNR-08816 | PV POWERED | PVP3000 | 3000 | 1 |  |  | 0.935 | Solar Inverter |  | OUTDOOR
REIPNR-08816 | PV POWERED | PVP4800 | 4800 | 1 |  |  | 0.96 | Solar Inverter |  | OUTDOOR
REIPNR-08817 | SUNTECH POWER | STP180-24/AB-1 | 180 | 9 | 145.8 | 14 |  | Solar | FIXED | Roof
REIPNR-08817 | SUNTECH POWER | STP180-24/AB-1 | 180 | 45 | 236.9 | 14 |  | Solar | FIXED | Roof
REIPNR-08817 | PV POWERED | PVP2000 | 2000 | 1 |  |  | 0.92 | Solar Inverter |  | INDOOR
REIPNR-08817 | PV POWERED | PVP3500 | 3500 | 1 |  |  | 0.955 | Solar Inverter |  | INDOOR
REIPNR-08817 | PV POWERED | PVP4800 | 4800 | 1 |  |  | 0.96 | Solar Inverter |  | INDOOR
REIPNR-08818 | SUNTECH POWER | STP200S-18/UB-1 | 205 | 43 | 224.4 | 30 |  | Solar | FIXED | Roof
REIPNR-08818 | PV POWERED | PVP2000 | 2000 | 1 |  |  | 0.92 | Solar Inverter |  | Inside
REIPNR-08818 | PV POWERED | PVP2500 | 2500 | 1 |  |  | 0.945 | Solar Inverter |  | INDOOR
REIPNR-08818 | PV POWERED | PVP3500 | 3500 | 1 |  |  | 0.955 | Solar Inverter |  | INDOOR
REIPNR-08819 | CHANGZHOU TRINA SOLAR ENERGY CO | TSM-185D | 230 | 33 | 105 | 5 |  | Solar | FIXED | Roof
REIPNR-08819 | SMA AMERICA | SB7000US (208V) | 7000 | 1 |  |  | 0.97 | Solar Inverter |  | INDOOR
REIPNR-08820 | BP SOLAR | BP3170N | 220 | 325 | 221 | 5 |  | Solar | FIXED | Roof
REIPNR-08820 | PV POWERED | PVP75KW-208 | 75000 | 1 |  |  | 0.955 | Solar Inverter |  | INDOOR
REIPNR-08821 | PACIFIC SOLAR PTY LIMITED | PP-USA-213-S5 | 245 | 8 | 155 | 10 |  | Solar | FIXED | Roof
REIPNR-08821 | PACIFIC SOLAR PTY LIMITED | PP-USA-213-S5 | 245 | 16 | 155 | 22 |  | Solar | FIXED | Roof
REIPNR-08821 | PACIFIC SOLAR PTY LIMITED | PP-USA-213-S5 | 245 | 11 | 242 | 22 |  | Solar | FIXED | Roof
REIPNR-08821 | POWER-ONE | PVI-3000-I-OUTD-US | 3000 | 1 |  |  | 0.968 | Solar Inverter |  | OUTDOOR
REIPNR-08821 | POWER-ONE | PVI-5000-OUTD-US (208 V) | 5000 | 1 |  |  | 0.968 | Solar Inverter |  | OUTDOOR
REIPNR-08822 | SUNTECH POWER | STP200-18/UB-1 | 205 | 26 | 250 | 22 |  | Solar | FIXED | Roof
REIPNR-08822 | SMA AMERICA | SB5000US (208V) | 5000 | 1 |  |  | 0.96 | Solar Inverter |  | INDOOR
REIPNR-08823 | SUNTECH POWER | STP210-18/UB-1 | 210 | 50 | 151 | 23 |  | Solar | FIXED | Roof
REIPNR-08823 | FRONIUS USA | IG 4000 | 4000 | 1 |  |  | 0.952 | Solar Inverter |  | Outside
REIPNR-08823 | FRONIUS USA |  | 6000 | 1 |  |  | 0.968 | Solar Inverter |  | Outside
REIPNR-08824 | SUNPOWER | SPR-225-BLK-U | 225 | 44 | 156 | 31 |  | Solar | FIXED | Roof
REIPNR-08824 | SUNPOWER CORP (ORIGINAL MFRSMA) | SPR-4000M (240V) | 4000 | 1 |  |  | 0.96 | Solar Inverter |  | INDOOR
REIPNR-08824 | SUNPOWER CORP (ORIGINAL MFRSMA) | SPR-5000M (240V) | 5000 | 1 |  |  | 0.96 | Solar Inverter |  | INDOOR
REIPNR-08825 | SANYO ELECTRIC | HIP-205BA5 | 215 | 261 | 18 |  |  | Solar | FIXED | Roof
REIPNR-08825 | PV POWERED | PVP100KW-208 | 50000 | 1 |  |  | 0.971 | Solar Inverter |  | OUTDOOR
REIPNR-08826 | CHANGZHOU TRINA SOLAR ENERGY CO | TSM-185D | 230 | 36 | 207 | 27 |  | Solar | FIXED | Roof
REIPNR-08826 | SMA AMERICA | SB7000US (240V) | 8000 | 1 |  |  | 0.96 | Solar Inverter |  | OUTDOOR
REIPNR-08827 | CHANGZHOU TRINA SOLAR ENERGY CO | TSM-185D | 230 | 18 | 147 | 28 |  | Solar | FIXED | Roof
REIPNR-08827 | FRONIUS USA | IG 4000 | 4000 | 1 |  |  | 0.95 | Solar Inverter |  | OUTDOOR
REIPNR-08829 | MAGWIND | MW1100 | 230 | 130 | 121 | 2.5 |  | Solar | FIXED | Roof
REIPNR-08829 | PV POWERED | PVP30KW-208 | 30000 | 1 |  |  | 0.93 | Solar Inverter |  | INDOOR
REIPNR-08831 | MAGWIND | MW1100 | 230 | 52 | 121 | 2.5 |  | Solar | FIXED | Roof
REIPNR-08831 | FRONIUS USA |  | 11400 | 1 |  |  | 0.95 | Solar Inverter |  | INDOOR
REIPNR-08832 | SUNTECH POWER | STP210-18/UB-1 | 210 | 16 | 131 | 36 |  | Solar | FIXED | Roof
REIPNR-08832 | PV POWERED | PVP3000 | 3000 | 1 |  |  | 0.95 | Solar Inverter |  | INDOOR
REIPNR-08833 | SOLARWORLD | SW185MONO | 240 | 32 | 90 | 22 |  | Solar | FIXED | Roof
REIPNR-08833 | PV POWERED | PVP3500 | 3500 | 2 |  |  | 0.95 | Solar Inverter |  | OUTDOOR
REIPNR-08834 | CHANGZHOU TRINA SOLAR ENERGY CO | TSM-185D | 235 | 8 | 126 | 6 |  | Solar | FIXED | Roof
REIPNR-08834 | CHANGZHOU TRINA SOLAR ENERGY CO | TSM-185D | 235 | 20 | 126 | 28 |  | Solar | FIXED | Roof
REIPNR-08834 | PV POWERED | PVP2000 | 2000 | 1 |  |  | 0.92 | Solar Inverter |  | INDOOR
REIPNR-08834 | PV POWERED | PVP4800 | 4800 | 1 |  |  | 0.955 | Solar Inverter |  | INDOOR
REIPNR-08835 | SUNPOWER | SPR-230-WHT-U | 230 | 8 | 90 | 20 |  | Solar | FIXED | Roof
REIPNR-08835 | SUNPOWER | SPR-230-WHT-U | 230 | 8 | 180 | 20 |  | Solar | FIXED | Roof
REIPNR-08835 | SUNPOWER | SPR-230-WHT-U | 230 | 8 | 270 | 20 |  | Solar | FIXED | Roof
REIPNR-08835 | SUNPOWER CORP (ORIGINAL MFRSMA) | SPR-5000M (208V) | 5000 | 1 |  |  | 0.97 | Solar Inverter |  | INDOOR
REIPNR-08836 | SUNPOWER | SPR-225-BLK-U | 225 | 18 | 258 | 30 |  | Solar | FIXED | Roof
REIPNR-08836 | SUNPOWER CORP (ORIGINAL MFRSMA) | SPR-4000M (208V) | 4000 | 1 |  |  | 0.96 | Solar Inverter |  | INDOOR
REIPNR-08837 | MATRIX SOLAR/PHOTOWATT | PW1650-175 | 235 | 198 | 205 | 10 |  | Solar | FIXED | Roof
REIPNR-08837 | CONNECT RENEWABLE ENERGY | CE 4000 | 460 | 99 |  |  | 0.93 | Solar Inverter |  | OUTDOOR
REIPNR-08838 | BP SOLAR | SX3200B | 215 | 28 | 135 | 35 |  | Solar | FIXED | Roof
REIPNR-08838 | BP SOLAR | SX3200N_Q | 215 | 8 | 135 | 35 |  | Solar | FIXED | Roof
REIPNR-08838 | FRONIUS USA | IG 2000 | 2000 | 1 |  |  | 0.955 | Solar Inverter |  | OUTDOOR
REIPNR-08838 | FRONIUS USA | IG 3000 | 3000 | 2 |  |  | 0.955 | Solar Inverter |  | OUTDOOR
REIPNR-08839 | SHARP | ND-224U1F | 235 | 120 | 225.2 | 10 |  | Solar | FIXED | Roof
REIPNR-08839 | PV POWERED | PVP30KW-208 | 30000 | 1 |  |  | 0.93 | Solar Inverter |  | INDOOR
REIPNR-08840 | SOLARWORLD | SW185 MONO/T | 245 | 8008 | 255 | 15 |  | Solar | FIXED | Roof
REIPNR-08840 | SATCON TECHNOLOGY | PVS-375 (480 V) | 375000 | 1 |  |  | 0.96 | Solar Inverter |  | OUTDOOR
REIPNR-08840 | SATCON TECHNOLOGY | AE-500-60-PV-A | 500000 | 3 |  |  | 0.96 | Solar Inverter |  | OUTDOOR
REIPNR-08841 | BP SOLAR | BP175 B | 215 | 32 | 229 | 30 |  | Solar | FIXED | Roof
REIPNR-08841 | SMA AMERICA | SB3000US (208V) | 3000 | 1 |  |  | 0.965 | Solar Inverter |  | OUTDOOR
REIPNR-08841 | SMA AMERICA | SB4000US (208V) | 4000 | 1 |  |  | 0.965 | Solar Inverter |  | OUTDOOR
REIPNR-08842 | SOLON AG FUER SOLARTECHNIK | P220/6+/01 235WP | 230 | 22 | 213 | 25 |  | Solar | FIXED | Roof
REIPNR-08842 | PV POWERED | PVP4800 | 4800 | 1 |  |  | 0.96 | Solar Inverter |  | INDOOR
REIPNR-08843 | BP SOLAR | SX3200B | 215 | 32 | 160 | 30 |  | Solar | FIXED | Roof
REIPNR-08843 | FRONIUS USA | IG 2000 NEG | 2000 | 1 |  |  | 0.955 | Solar Inverter |  | INDOOR
REIPNR-08843 | FRONIUS USA | IG 5100 | 5000 | 1 |  |  | 0.955 | Solar Inverter |  | INDOOR
REIPNR-08844 | SUNPOWER | SPR-225-BLK-U | 225 | 36 | 131 | 38 |  | Solar | FIXED | Roof
REIPNR-08844 | SUNPOWER CORP (ORIGINAL MFRSMA) | SPR-4000M (208V) | 4000 | 2 |  |  | 0.96 | Solar Inverter |  | INDOOR
REIPNR-08848 | SUNTECH POWER | STP200-18/UB-1 | 200 | 9 | 209.7 | 1 |  | Solar | FIXED | Roof
REIPNR-08848 | SUNTECH POWER | STP200-18/UB-1 | 200 | 11 | 209.7 | 3 |  | Solar | FIXED | Roof
REIPNR-08848 | SUNTECH POWER | STP200-18/UB-1 | 200 | 8 | 209.7 | 5 |  | Solar | FIXED | Roof
REIPNR-08848 | SUNTECH POWER | STP200-18/UB-1 | 200 | 8 | 209.7 | 14 |  | Solar | FIXED | Roof
REIPNR-08848 | PV POWERED | PVP2000 | 2000 | 3 |  |  | 0.92 | Solar Inverter |  | OUTDOOR
REIPNR-08848 | PV POWERED | PVP2500 | 2500 | 1 |  |  | 0.945 | Solar Inverter |  | OUTDOOR
REIPNR-08850 | CHANGZHOU TRINA SOLAR ENERGY CO | TSM-160D | 235 | 30 | 132.3 | 35 |  | Solar | FIXED | Roof
REIPNR-08850 | SMA AMERICA | SB7000US (208V) | 7000 | 1 |  |  | 0.97 | Solar Inverter |  | OUTDOOR
REIPNR-08851 | SUNPOWER | SPR-230-WHT-U | 230 | 32 | 208 | 30 |  | Solar | FIXED | Roof
REIPNR-08851 | SUNPOWER | SPR-230-WHT-U | 230 | 18 | 118 | 40 |  | Solar | FIXED | Roof
REIPNR-08851 | SUNPOWER | SPR-300E-WHT-U | 3000 | 1 |  |  | 0.96 | Solar Inverter |  | INDOOR
REIPNR-08851 | SUNPOWER CORP (ORIGINAL MFRSMA) | SPR4000 | 4000 | 2 |  |  | 0.96 | Solar Inverter |  | INDOOR
REIPNR-08872 | CEEG (SHANGHAI) SOLAR SCIENCE AND TECHNOLOGY CO | SST 190-72M | 230 | 28 | 191 | 25 |  | Solar | FIXED | Roof
REIPNR-08872 | SMA AMERICA | SB6000U (208V) | 6000 | 1 |  |  | 0.97 | Solar Inverter |  | INDOOR
REIPNR-08873 | CEEG (SHANGHAI) SOLAR SCIENCE AND TECHNOLOGY CO | SST 190-72M | 275 | 30 | 230 | 40 |  | Solar | FIXED | Roof
REIPNR-08873 | SMA AMERICA | SB7000US (208V) | 7000 | 1 |  |  | 0.969 | Solar Inverter |  | INDOOR
REIPNR-08874 | SUNTECH POWER | STP210S-18/UB-1 | 280 | 36 | 112 | 18 |  | Solar | FIXED | Roof
REIPNR-08874 | PV POWERED | PVP4800 | 4800 | 2 |  |  | 0.96 | Solar Inverter |  | INDOOR
REIPNR-08875 | SUNTECH POWER | STP210-18/UB-1 | 210 | 20 | 190 | 35 |  | Solar | FIXED | Roof
REIPNR-08875 | PV POWERED | PVP4800 | 4800 | 1 |  |  | 0.951 | Solar Inverter |  | INDOOR
REIPNR-08876 | SUNTECH POWER | STP210-18/UB-1 | 205 | 48 | 180 | 30 |  | Solar | FIXED | Roof
REIPNR-08876 | PV POWERED | PVP4800 | 4800 | 2 |  |  | 0.96 | Solar Inverter |  | INDOOR
REIPNR-08879 | CHANGZHOU TRINA SOLAR ENERGY CO | TSM-160D | 235 | 30 | 109 | 35 |  | Solar | FIXED | Roof
REIPNR-08879 | SMA AMERICA | SB7000US (208V) | 7000 | 1 |  |  | 0.97 | Solar Inverter |  | INDOOR
REIPNR-08880 | SUNTECH POWER | STP200-18/UB-1 | 185 | 54 | 228.4 | 15 |  | Solar | FIXED | Roof
REIPNR-08880 | SMA AMERICA | SB3000US (208V) | 3000 | 1 |  |  | 0.96 | Solar Inverter |  | INDOOR
REIPNR-08880 | SMA AMERICA | SB6000U (240V) | 6000 | 1 |  |  | 0.97 | Solar Inverter |  | INDOOR
REIPNR-08881 | SUNTECH POWER | STP200-18/UB-1 | 205 | 49 | 251.9 | 20 |  | Solar | FIXED | Roof
REIPNR-08881 | PV POWERED | PVP2000 | 2000 | 1 |  |  | 0.92 | Solar Inverter |  | INDOOR
REIPNR-08881 | PV POWERED | PVP2500 | 2500 | 1 |  |  | 0.945 | Solar Inverter |  | INDOOR
REIPNR-08881 | PV POWERED | PVP4800 | 4800 | 1 |  |  | 0.96 | Solar Inverter |  | INDOOR
REIPNR-08882 | CHANGZHOU TRINA SOLAR ENERGY CO | TSM-160D | 235 | 52 | 228.8 | 35 |  | Solar | FIXED | Roof
REIPNR-08882 | PV POWERED | PVP3000 | 3000 | 1 |  |  | 0.935 | Solar Inverter |  | INDOOR
REIPNR-08882 | PV POWERED | PVP3500 | 3500 | 1 |  |  | 0.955 | Solar Inverter |  | INDOOR
REIPNR-08882 | PV POWERED | PVP4800 | 4800 | 1 |  |  | 0.96 | Solar Inverter |  | INDOOR
REIPNR-08883 | SCHUCO USA |  | 230 | 108 | 192 | 32 |  | Solar | FIXED | Ground
REIPNR-08883 | SMA AMERICA | SB7000US (208V) | 8000 | 3 |  |  | 0.971 | Solar Inverter |  | Outside
REIPNR-08884 | CHANGZHOU TRINA SOLAR ENERGY CO | TSM-160D | 235 | 28 | 166 | 18 |  | Solar | FIXED | Roof
REIPNR-08884 | PV POWERED | PVP3000 | 3000 | 1 |  |  | 0.935 | Solar Inverter |  | Outside
REIPNR-08885 | SUNTECH POWER | STP180-24/AB-1 | 180 | 55 | 223 | 30 |  | Solar | FIXED | Roof
REIPNR-08885 | PV POWERED | PVP4800 | 4800 | 2 |  |  | 0.96 | Solar Inverter |  | INDOOR
REIPNR-08886 | CANADIAN SOLAR | CS6P-230 | 230 | 37 | 183.1 | 26 |  | Solar | FIXED | Roof
REIPNR-08886 | SMA AMERICA | SB3000US (208V) | 3000 | 1 |  |  | 0.96 | Solar Inverter |  | Inside
REIPNR-08886 | SMA AMERICA | SB5000US (208V) | 5000 | 1 |  |  | 0.968 | Solar Inverter |  | INDOOR
REIPNR-08887 | SHARP | ND-224U2 | 235 | 26 | 220.4 | 28.7 |  | Solar | FIXED | Roof
REIPNR-08887 | SMA AMERICA | SB6000U (208V) | 6000 | 1 |  |  | 0.97 | Solar Inverter |  | OUTDOOR
REIPNR-08888 | SUNTECH POWER | STP180S-24/AB-1 | 185 | 35 | 171.2 | 35 |  | Solar | FIXED | Roof
REIPNR-08888 | PV POWERED | PVP2500 | 2500 | 1 |  |  | 0.945 | Solar Inverter |  | INDOOR
REIPNR-08888 | PV POWERED | PVP3500 | 3500 | 1 |  |  | 0.955 | Solar Inverter |  | INDOOR
REIPNR-08890 | CHANGZHOU TRINA SOLAR ENERGY CO | TSM-160D | 235 | 24 | 161 | 18 |  | Solar | FIXED | Roof
REIPNR-08890 | SMA AMERICA | SB5000US | 5000 | 1 |  |  | 0.96 | Solar Inverter |  | INDOOR
REIPNR-08891 | BP SOLAR | SX3200B | 215 | 27 | 156 | 19 |  | Solar | FIXED | Roof
REIPNR-08891 | ENPHASE ENERGY | M200-32-240-S02 | 380 | 14 |  |  | 0.955 | Solar Inverter |  | INDOOR
REIPNR-08892 | SUNTECH POWER | STP190S-18/UB-1 | 190 | 150 | 156 | 25 |  | Solar | FIXED | Roof
REIPNR-08892 | SMA AMERICA | SB6000U (208V) | 6000 | 5 |  |  | 0.96 | Solar Inverter |  | Outside
REIPNR-08893 | SUNTECH POWER | STP190S-18/UB-1 | 190 | 48 | 126 | 10 |  | Solar | FIXED | Roof
REIPNR-08893 | SMA AMERICA | SB5000US | 5000 | 2 |  |  | 0.96 | Solar Inverter |  | Outside
REIPNR-08894 | BP SOLAR | BP3170N | 215 | 33 | 148 | 24 |  | Solar | FIXED | Roof
REIPNR-08894 | FRONIUS USA |  | 7500 | 1 |  |  | 0.97 | Solar Inverter |  | OUTDOOR
REIPNR-08896 | SUNPOWER | SPR-225-BLK-U | 225 | 32 | 227 | 38 |  | Solar | FIXED | Roof
REIPNR-08896 | SUNPOWER CORP (ORIGINAL MFRSMA) | SPR-7000M (208V) | 7000 | 1 |  |  | 0.97 | Solar Inverter |  | INDOOR
REIPNR-08897 | SUNPOWER | SPR-230-WHT-U | 275 | 33 | 167 | 3 |  | Solar | FIXED | Roof
REIPNR-08897 | SUNTECH POWER | STP21018 | 275 | 9 | 257 | 3 |  | Solar | FIXED | Roof
REIPNR-08897 | SUNPOWER | SPR-230-WHT-U | 275 | 9 | 257 | 22 |  | Solar | FIXED | Roof
REIPNR-08897 | SMA AMERICA | SB3000US (208V) | 3000 | 2 |  |  | 0.966 | Solar Inverter |  | OUTDOOR
REIPNR-08897 | SMA AMERICA | SB700U-SBD | 8000 | 1 |  |  | 0.965 | Solar Inverter |  | INDOOR
REIPNR-08898 | SUNPOWER | SPR-305-WHT-U | 305 | 1000 | 176 | 2 |  | Solar | FIXED | Roof
REIPNR-08898 | SAT CON | SAT-CON AE 30-60PV-D | 375000 | 1 |  |  | 0.958 | Solar Inverter |  | INDOOR
REIPNR-08899 | SUNPOWER | SPR-225-BLK-U | 225 | 38 | 125 | 29 |  | Solar | FIXED | Roof
REIPNR-08899 | SUNPOWER CORP (ORIGINAL MFRSMA) | SPR-4000M (208V) | 4000 | 2 |  |  | 0.96 | Solar Inverter |  | INDOOR
REIPNR-08900 | BRAND ELECTRONIC | 20-CTR | 210 | 37 | 185 | 32 |  | Solar | FIXED | Roof
REIPNR-08900 | SHARP |  | 200 | 37 |  |  | 0.96 | Solar Inverter |  | INDOOR
REIPNR-08902 | SUNTECH POWER | STP200-18/UB-1 | 205 | 27 | 230 | 15 |  | Solar | FIXED | Roof
REIPNR-08902 | SUNTECH POWER | STP200-18/UB-1 | 205 | 22 | 135 | 25 |  | Solar | FIXED | Roof
REIPNR-08902 | FRONIUS USA | IG 4000 | 4000 | 1 |  |  | 0.952 | Solar Inverter |  | INDOOR
REIPNR-08902 | FRONIUS USA | IG 5100 | 5100 | 1 |  |  | 0.952 | Solar Inverter |  | INDOOR
REIPNR-08903 | BP SOLAR | SX3200B | 215 | 25 | 187 | 30 |  | Solar | FIXED | Roof
REIPNR-08903 | SMA AMERICA | SB4000US (208V) | 4000 | 2 |  |  | 0.955 | Solar Inverter |  | INDOOR
REIPNR-08904 | CHANGZHOU TRINA SOLAR ENERGY CO | TSM-185D | 235 | 42 | 195 | 32 |  | Solar | FIXED | Roof
REIPNR-08904 | PV POWERED | PVP4800 | 4800 | 2 |  |  | 0.96 | Solar Inverter |  | INDOOR
REIPNR-08905 | BP SOLAR | SX3195B | 195 | 22 | 217 | 21 |  | Solar | FIXED | Roof
REIPNR-08905 | FRONIUS USA | IG 5100 | 5100 | 1 |  |  | 0.95 | Solar Inverter |  | INDOOR
REIPNR-08906 | SUNTECH POWER | STP210-18/UB-1 | 210 | 36 | 149 | 28 |  | Solar | FIXED | Roof
REIPNR-08906 | POWER-ONE | PVI-3600-OUTD-US-F (208V) | 3600 | 2 |  |  | 0.97 | Solar Inverter |  | INDOOR
REIPNR-08907 | BP SOLAR | SX3200B | 215 | 39 | 119 | 50 |  | Solar | FIXED | Roof
REIPNR-08907 | FRONIUS USA | IG 3000 | 3000 | 1 |  |  | 0.952 | Solar Inverter |  | INDOOR
REIPNR-08907 | POWER-ONE | PVI-6000-OUTD-US (208 V) | 6000 | 1 |  |  | 0.952 | Solar Inverter |  | INDOOR
REIPNR-08908 | SUNTECH POWER | STP210-18/UB-1 | 210 | 14 | 160 | 37 |  | Solar | FIXED | Roof
REIPNR-08908 | SUNTECH POWER | STP210-18/UB-1 | 210 | 16 | 250 | 37 |  | Solar | FIXED | Roof
REIPNR-08908 | SUNTECH POWER | STP210-18/UB-1 | 210 | 18 | 250 | 37 |  | Solar | FIXED | Roof
REIPNR-08908 | POWER-ONE | PVI-3600-OUTD-US-F (208V) | 4200 | 1 |  |  | 0.968 | Solar Inverter |  | INDOOR
REIPNR-08908 | POWER-ONE | PVI-6000-OUTD-US-W (277 V) | 6000 | 1 |  |  | 0.96 | Solar Inverter |  | INDOOR
REIPNR-08909 | SUNTECH POWER | STP180S-24/AB-1 | 185 | 27 | 186 | 32 |  | Solar | FIXED | Roof
REIPNR-08909 | SUNTECH POWER | STP180-24/AB-1 | 185 | 27 | 95 | 39 |  | Solar | FIXED | Roof
REIPNR-08909 | SMA AMERICA | SB5000US (208V) | 5000 | 2 |  |  | 0.968 | Solar Inverter |  | INDOOR
REIPNR-08910 | CHANGZHOU TRINA SOLAR ENERGY CO | TSM-160D | 235 | 28 | 168.7 | 22 |  | Solar | FIXED | Roof
REIPNR-08910 | PV POWERED | PVP3500 | 3000 | 2 |  |  | 0.955 | Solar Inverter |  | OUTDOOR
REIPNR-08911 | SUNTECH POWER | STP180-24/AB-1 | 185 | 53 | 165.9 | 25 |  | Solar | FIXED | Roof
REIPNR-08911 | SMA AMERICA | SB4000US (240V) | 4000 | 1 |  |  | 0.96 | Solar Inverter |  | INDOOR
REIPNR-08911 | SMA AMERICA | SB6000U (208V) | 6000 | 1 |  |  | 0.97 | Solar Inverter |  | INDOOR
REIPNR-08912 | CHANGZHOU TRINA SOLAR ENERGY CO | TSM-185D | 230 | 20 | 184.3 | 35 |  | Solar | FIXED | Roof
REIPNR-08912 | PV POWERED | PVP4800 | 4800 | 1 |  |  | 0.96 | Solar Inverter |  | INDOOR
REIPNR-08913 | SUNTECH POWER | STP200-18/UB-1 | 205 | 23 | 156.3 | 35 |  | Solar | FIXED | Roof
REIPNR-08913 | PV POWERED | PVP2500 | 2500 | 2 |  |  | 0.945 | Solar Inverter |  | INDOOR
REIPNR-08914 | CHANGZHOU TRINA SOLAR ENERGY CO | TSM-160D | 235 | 20 | 136.7 | 20 |  | Solar | FIXED | Roof
REIPNR-08914 | PV POWERED | PVP4800 | 4800 | 1 |  |  | 0.96 | Solar Inverter |  | INDOOR
REIPNR-08915 | SUNTECH POWER | STP200-18/UB-1 | 205 | 27 | 105.3 | 22 |  | Solar | FIXED | Roof
REIPNR-08915 | SUNTECH POWER | STP200S-18/UB-1 | 205 | 18 | 196 | 22 |  | Solar | FIXED | Roof
REIPNR-08915 | PV POWERED | PVP2000 | 2000 | 1 |  |  | 0.92 | Solar Inverter |  | OUTDOOR
REIPNR-08915 | PV POWERED | PVP3000 | 3000 | 1 |  |  | 0.935 | Solar Inverter |  | OUTDOOR
REIPNR-08915 | PV POWERED | PVP3500 | 3500 | 1 |  |  | 0.955 | Solar Inverter |  | OUTDOOR
REIPNR-08916 | SUNTECH POWER | STP200-18/UB-1 | 185 | 20 | 213.8 | 12 |  | Solar | FIXED | Roof
REIPNR-08916 | SUNTECH POWER | STP190S-18/UB-1 | 185 | 24 | 213.8 | 26 |  | Solar | FIXED | Roof
REIPNR-08916 | SMA AMERICA | SB4000US (208V) | 4000 | 2 |  |  | 0.96 | Solar Inverter |  | OUTDOOR
REIPNR-08917 | CHANGZHOU TRINA SOLAR ENERGY CO | TSM-185D | 230 | 60 | 180 | 30 |  | Solar | FIXED | Ground
REIPNR-08917 | PV POWERED | PVP3500 | 3500 | 1 |  |  | 0.955 | Solar Inverter |  | OUTDOOR
REIPNR-08917 | PV POWERED | PVP4800 | 4800 | 2 |  |  | 0.96 | Solar Inverter |  | OUTDOOR
REIPNR-08919 | CHANGZHOU TRINA SOLAR ENERGY CO | TSM-185D | 235 | 18 | 215 | 30 |  | Solar | FIXED | Roof
REIPNR-08919 | PV POWERED | PVP3500 | 3500 | 1 |  |  | 0.955 | Solar Inverter |  | INDOOR
REIPNR-08921 | CHANGZHOU TRINA SOLAR ENERGY CO | TSM-185D | 235 | 18 | 199.2 | 21 |  | Solar | FIXED | Roof
REIPNR-08921 | CHANGZHOU TRINA SOLAR ENERGY CO | TSM-185D | 235 | 9 | 199.2 | 24 |  | Solar | FIXED | Roof
REIPNR-08921 | PV POWERED | PVP2000 | 2000 | 1 |  |  | 0.92 | Solar Inverter |  | INDOOR
REIPNR-08921 | PV POWERED | PVP3500 | 3500 | 1 |  |  | 0.955 | Solar Inverter |  | INDOOR
REIPNR-08922 | SUNTECH POWER | STP200UB | 205 | 27 | 161.3 | 27 |  | Solar | FIXED | Roof
REIPNR-08922 | PV POWERED | PVP2000 | 2000 | 1 |  |  | 0.92 | Solar Inverter |  | INDOOR
REIPNR-08922 | PV POWERED | PVP3000 | 3000 | 1 |  |  | 0.935 | Solar Inverter |  | INDOOR
REIPNR-08925 | CHANGZHOU TRINA SOLAR ENERGY CO | TSM-185D | 235 | 9 | 171.5 | 18 |  | Solar | FIXED | Roof
REIPNR-08925 | CHANGZHOU TRINA SOLAR ENERGY CO | TSM-185D | 235 | 14 | 261.6 | 20 |  | Solar | FIXED | Roof
REIPNR-08925 | PV POWERED | PVP2000 | 2000 | 1 |  |  | 0.92 | Solar Inverter |  | OUTDOOR
REIPNR-08925 | PV POWERED | PVP3000 | 3000 | 1 |  |  | 0.935 | Solar Inverter |  | OUTDOOR
REIPNR-08927 | SUNTECH POWER | STP200-18/UB-1 | 205 | 6 | 98.7 | 12 |  | Solar | FIXED | Roof
REIPNR-08927 | SUNTECH POWER | STP200-18/UB-1 | 205 | 9 | 98.7 | 20 |  | Solar | FIXED | Roof
REIPNR-08927 | SUNTECH POWER | STP200-18/UB-1 | 205 | 18 | 188.4 | 20 |  | Solar | FIXED | Roof
REIPNR-08927 | PV POWERED | PVP2000 | 2000 | 2 |  |  | 0.92 | Solar Inverter |  | OUTDOOR
REIPNR-08927 | PV POWERED | PVP3500 | 3500 | 1 |  |  | 0.955 | Solar Inverter |  | OUTDOOR
REIPNR-08929 | CHANGZHOU TRINA SOLAR ENERGY CO | TSM-185D | 230 | 24 | 174.8 | 27 |  | Solar | FIXED | Roof
REIPNR-08929 | CHANGZHOU TRINA SOLAR ENERGY CO | TSM-185D | 235 | 6 | 174.8 | 16 |  | Solar | FIXED | Roof
REIPNR-08929 | PV POWERED | PVP2000 | 2000 | 1 |  |  | 0.92 | Solar Inverter |  | INDOOR
REIPNR-08929 | PV POWERED | PVP2500 | 2500 | 1 |  |  | 0.945 | Solar Inverter |  | OUTDOOR
REIPNR-08929 | PV POWERED | PVP3000 | 3000 | 1 |  |  | 0.935 | Solar Inverter |  | Outside
REIPNR-08932 | BP SOLAR | SX140B | 195 | 15 | 270 | 25 |  | Solar | FIXED | Roof
REIPNR-08932 | BP SOLAR | SX3190B | 195 | 15 | 90 | 30 |  | Solar | FIXED | Roof
REIPNR-08932 | SMA AMERICA | SB4000US (208V) | 4000 | 2 |  |  | 0.966 | Solar Inverter |  | OUTDOOR
REIPNR-08934 | SOLON AG FUER SOLARTECHNIK | P220/6+/01 230WP | 230 | 530 | 132.5 | 15 |  | Solar | FIXED | Roof
REIPNR-08934 | PV POWERED | PVP100KW-480 | 100000 | 1 |  |  | 0.99 | Solar Inverter |  | OUTDOOR
REIPNR-08936 | SUNTECH POWER | STP200S-18/UB-1 | 205 | 492 | 183 | 6 |  | Solar | FIXED | Roof
REIPNR-08936 | SUNTECH POWER | STP200UB | 205 | 480 | 183 | 6 |  | Solar | FIXED | Roof
REIPNR-08936 | PV POWERED | PVP100KW-208 | 100000 | 1 |  |  | 0.96 | Solar Inverter |  | OUTDOOR
REIPNR-08936 | PV POWERED | PVP100KW-208 | 100000 | 1 |  |  | 0.96 | Solar Inverter |  | OUTDOOR
REIPNR-08938 | SUNTECH POWER | STP180-24/AB-1 | 180 | 14 | 186.6 | 20 |  | Solar | FIXED | Roof
REIPNR-08938 | SMA AMERICA | SB3000US (208V) | 3000 | 1 |  |  | 0.96 | Solar Inverter |  | INDOOR
REIPNR-08939 | CHANGZHOU TRINA SOLAR ENERGY CO | TSM-185D | 205 | 18 | 201.6 | 15 |  | Solar | FIXED | Roof
REIPNR-08939 | CHANGZHOU TRINA SOLAR ENERGY CO | TSM-185D | 205 | 16 | 118.3 | 23 |  | Solar | FIXED | Roof
REIPNR-08939 | CHANGZHOU TRINA SOLAR ENERGY CO | TSM-185D | 205 | 20 | 201.6 | 23 |  | Solar | FIXED | Roof
REIPNR-08939 | PV POWERED | PVP3500 | 3500 | 3 |  |  | 0.955 | Solar Inverter |  | INDOOR
REIPNR-08941 | SUNPOWER | SPR-230-WHT-U | 230 | 40 | 131 | 19 |  | Solar | FIXED | Roof
REIPNR-08941 | SUNPOWER CORP (ORIGINAL MFRSMA) | SPR-4000M (208V) | 4000 | 2 |  |  | 0.968 | Solar Inverter |  | Outside
REIPNR-08942 | SUNTECH POWER | STP210-18/UB-1 | 210 | 26 | 210 | 35 |  | Solar | FIXED | Roof
REIPNR-08942 | SMA AMERICA | SB5000US (208V) | 5000 | 1 |  |  | 0.968 | Solar Inverter |  | OUTDOOR
REIPNR-08945 | CANADIAN SOLAR | CS6P-230 | 230 | 144 | 172 | 10 |  | Solar | FIXED | Roof
REIPNR-08945 | SUNTECH POWER | STP210-18/UB-1 | 270 | 22 | 172 | 10 |  | Solar | FIXED | Roof
REIPNR-08945 | SMA AMERICA | SB6000U (240V) | 6000 | 1 |  |  | 0.97 | Solar Inverter |  | OUTDOOR
REIPNR-08945 | SMA AMERICA | SB7000US (208V) | 8000 | 4 |  |  | 0.97 | Solar Inverter |  | OUTDOOR
REIPNR-08946 | SUNPOWER |  | 210 | 24 | 151 | 22 |  | Solar | FIXED | Roof
REIPNR-08946 | SUNPOWER CORP (ORIGINAL MFRSMA) | SPR-5000M (240V) | 5000 | 1 |  |  | 0.968 | Solar Inverter |  | INDOOR
REIPNR-08948 | KYOCERA SOLAR | KD180GX-L | 185 | 38 | 246 | 32 |  | Solar | FIXED | Roof
REIPNR-08948 | PV POWERED | PVP3000 | 3000 | 2 |  |  | 0.935 | Solar Inverter |  | INDOOR
REIPNR-08957 | SUNPOWER | SPR-230-WHT-U | 230 | 40 | 113 | 17 |  | Solar | FIXED | Roof
REIPNR-08957 | SUNPOWER CORP (ORIGINAL MFRSMA) | SPR-4000M (208V) | 4000 | 1 |  |  | 0.97 | Solar Inverter |  | INDOOR
REIPNR-08957 | SUNPOWER CORP (ORIGINAL MFRSMA) | SPR-6000M (208V) | 6000 | 1 |  |  | 0.97 | Solar Inverter |  | INDOOR
REIPNR-08958 | SUNTECH POWER | STP200-18/UB-1 | 200 | 48 | 213 | 40 |  | Solar | FIXED | Roof
REIPNR-08958 | FRONIUS USA |  | 10000 | 1 |  |  | 0.95 | Solar Inverter |  | OUTDOOR
REIPNR-08959 | SUNPOWER | SPR-225-BLK-U | 225 | 36 | 170 | 31 |  | Solar | FIXED | Roof
REIPNR-08959 | SUNPOWER CORP (ORIGINAL MFRSMA) | SPR4000 | 4000 | 2 |  |  | 0.968 | Solar Inverter |  | INDOOR
REIPNR-08960 | SUNPOWER | SPR-225-BLK-U | 225 | 21 | 152 | 30 |  | Solar | FIXED | Roof
REIPNR-08960 | SUNPOWER CORP (ORIGINAL MFRSMA) | SPR-5000M (208V) | 5000 | 1 |  |  | 0.96 | Solar Inverter |  | INDOOR
REIPNR-08961 | MATRIX SOLAR/PHOTOWATT | PW1250-115 | 235 | 33 | 117 | 13.5 |  | Solar | FIXED | Roof
REIPNR-08961 | MATRIX SOLAR/PHOTOWATT | PW1250-115 | 235 | 132 | 207 | 15 |  | Solar | FIXED | Roof
REIPNR-08961 | SMA AMERICA | SB7000US (277V) | 7000 | 5 |  |  | 0.97 | Solar Inverter |  | INDOOR
REIPNR-08962 | BP SOLAR | BP3115S | 215 | 24 | 222 | 30 |  | Solar | FIXED | Roof
REIPNR-08962 | SMA AMERICA | SB5000US | 5000 | 1 |  |  | 0.97 | Solar Inverter |  | INDOOR
REIPNR-08963 | SUNTECH POWER | STP210-18/UB-1 | 205 | 53 | 140 | 25 |  | Solar | FIXED | Roof
REIPNR-08963 | SMA AMERICA | SB5000US | 5000 | 2 |  |  | 0.94 | Solar Inverter |  | INDOOR
REIPNR-08964 | SUNTECH POWER | STP180-24/AB-1 | 185 | 51 | 170 | 20 |  | Solar | FIXED | Roof
REIPNR-08964 | PV POWERED | PVP4800 | 4800 | 2 |  |  | 0.96 | Solar Inverter |  | INDOOR
REIPNR-08965 | SUNTECH POWER | STP180-24/AB-1 | 180 | 20 | 137.5 | 27 |  | Solar | FIXED | Roof
REIPNR-08965 | SUNTECH POWER | STP180-24/AB-1 | 180 | 24 | 137.5 | 35 |  | Solar | FIXED | Roof
REIPNR-08965 | SMA AMERICA | SB4000US (240V) | 4000 | 2 |  |  | 0.96 | Solar Inverter |  | OUTDOOR
REIPNR-08966 | SUNTECH POWER | STP200UB | 205 | 41 | 197 | 22 |  | Solar | FIXED | Roof
REIPNR-08966 | PV POWERED | PVP2000 | 2000 | 2 |  |  | 0.92 | Solar Inverter |  | INDOOR
REIPNR-08966 | PV POWERED | PVP3500 | 3500 | 1 |  |  | 0.955 | Solar Inverter |  | INDOOR
REIPNR-08967 | CHANGZHOU TRINA SOLAR ENERGY CO | TSM-160D | 235 | 20 | 103 | 30 |  | Solar | FIXED | Roof
REIPNR-08967 | PV POWERED | PVP4800 | 4800 | 1 |  |  | 0.96 | Solar Inverter |  | INDOOR
REIPNR-08968 | SUNTECH POWER | STP200-18/UB-1 | 205 | 47 | 221.1 | 19 |  | Solar | FIXED | Roof
REIPNR-08968 | PV POWERED | PVP3000 | 3000 | 1 |  |  | 0.935 | Solar Inverter |  | INDOOR
REIPNR-08968 | SMA AMERICA | SB7000US (208V) | 7000 | 1 |  |  | 0.97 | Solar Inverter |  | INDOOR
REIPNR-08969 | CHANGZHOU TRINA SOLAR ENERGY CO | TSM-160D | 235 | 27 | 162 | 22 |  | Solar | FIXED | Roof
REIPNR-08969 | PV POWERED | PVP2500 | 2500 | 1 |  |  | 0.97 | Solar Inverter |  | INDOOR
REIPNR-08969 | PV POWERED | PVP3500 | 3500 | 1 |  |  | 0.97 | Solar Inverter |  | INDOOR
REIPNR-08970 | CHANGZHOU TRINA SOLAR ENERGY CO | TSM-160D | 235 | 32 | 170 | 25 |  | Solar | FIXED | Roof
REIPNR-08970 | PV POWERED | PVP3500 | 3500 | 2 |  |  | 0.955 | Solar Inverter |  | INDOOR
REIPNR-08971 | SUNTECH POWER | STP180-24/AB-1 | 180 | 45 | 91.7 | 30 |  | Solar | FIXED | Roof
REIPNR-08971 | PV POWERED | PVP3500 | 3500 | 1 |  |  | 0.955 | Solar Inverter |  | OUTDOOR
REIPNR-08971 | PV POWERED | PVP4800 | 4800 | 1 |  |  | 0.96 | Solar Inverter |  | OUTDOOR
REIPNR-08973 | SUNTECH POWER | STP180S-24/AB-1 | 185 | 50 | 238.8 | 30 |  | Solar | FIXED | Roof
REIPNR-08973 | PV POWERED | PVP3000 | 3000 | 3 |  |  | 0.935 | Solar Inverter |  | INDOOR
REIPNR-08974 | SUNTECH POWER | STP190S-18/UB-1 | 185 | 56 | 232.9 | 33 |  | Solar | FIXED | Roof
REIPNR-08974 | SUNTECH POWER | STP180S-24/AB-1 | 185 | 8 | 140.3 | 40 |  | Solar | FIXED | Roof
REIPNR-08974 | PV POWERED | PVP2000 | 2000 | 2 |  |  | 0.92 | Solar Inverter |  | INDOOR
REIPNR-08974 | PV POWERED | PVP3000 | 3000 | 1 |  |  | 0.935 | Solar Inverter |  | Inside
REIPNR-08974 | PV POWERED | PVP4800 | 4800 | 1 |  |  | 0.96 | Solar Inverter |  | INDOOR
REIPNR-08975 | SUNTECH POWER | STP180S-24/AB-1 | 185 | 54 | 130 | 42 |  | Solar | FIXED | Roof
REIPNR-08975 | SMA AMERICA | SB5000US (208V) | 5000 | 2 |  |  | 0.968 | Solar Inverter |  | Inside
REIPNR-08978 | SUNPOWER CORP (ORIGINAL MFRSMA) | SPR-3000M (208V) | 228 | 14 | 124 | 19 |  | Solar | FIXED | Roof
REIPNR-08978 | SUNPOWER CORP (ORIGINAL MFRSMA) | SPR-3000M (240V) | 3000 | 1 |  |  | 0.97 | Solar Inverter |  | INDOOR
REIPNR-08979 | SCHUCO USA | SB3000US (208V) | 210 | 66 | 152 | 7 |  | Solar | FIXED | Roof
REIPNR-08979 | SMA AMERICA | SB5000US | 5000 | 3 |  |  | 0.97 | Solar Inverter |  | Outside
REIPNR-08980 | SUNPOWER | SPR-225-BLK-U | 225 | 20 | 134 | 30 |  | Solar | FIXED | Roof
REIPNR-08980 | SUNPOWER | SPR-225-BLK-U | 225 | 20 | 224 | 30 |  | Solar | FIXED | Roof
REIPNR-08980 | SUNPOWER CORP (ORIGINAL MFRSMA) | SPR4000 | 4000 | 2 |  |  | 0.968 | Solar Inverter |  | INDOOR
REIPNR-08981 | SOLARWORLD | SW185 MONO/T | 240 | 9412 | 147 | 10 |  | Solar | FIXED | Roof
REIPNR-08981 | SMA AMERICA | SC250U (480V) | 500000 | 4 |  |  | 0.97 | Solar Inverter |  | INDOOR
REIPNR-08982 | SOLYNDRA | SL-001-173U | 173 | 3385 | 180 | 0 |  | Solar | FIXED | Roof
REIPNR-08982 | SATCON TECHNOLOGY | PVS-250 (480 V) | 250000 | 2 |  |  | 0.96 | Solar Inverter |  | INDOOR
REIPNR-08983 | CHANGZHOU TRINA SOLAR ENERGY CO | TSM-160D | 240 | 2795 | 217 | 25 |  | Solar | FIXED | Ground
REIPNR-08983 | SOLECTRIA RENEWABLES | PVI60KW-208 | 60000 | 1 |  |  | 0.965 | Solar Inverter |  | Outside
REIPNR-08983 | SOLECTRIA RENEWABLES | PVI82KW-208 | 82000 | 2 |  |  | 0.965 | Solar Inverter |  | OUTDOOR
REIPNR-08983 | SOLECTRIA RENEWABLES | PVI95KW-208 | 95000 | 4 |  |  | 0.965 | Solar Inverter |  | Outside
REIPNR-08988 | SUNTECH POWER | STP190-18/UB-1 | 185 | 12 | 196 | 40 |  | Solar | FIXED | Roof
REIPNR-08988 | SUNTECH POWER | STP190S-18/UB-1 | 185 | 8 | 106 | 45 |  | Solar | FIXED | Roof
REIPNR-08988 | SUNTECH POWER | STP190S-18/UB-1 | 185 | 21 | 196 | 45 |  | Solar | FIXED | Roof
REIPNR-08988 | PV POWERED | PVP2000 | 2000 | 2 |  |  | 0.92 | Solar Inverter |  | INDOOR
REIPNR-08988 | PV POWERED | PVP3500 | 3500 | 1 |  |  | 0.955 | Solar Inverter |  | Inside
REIPNR-08989 | KYOCERA SOLAR | KD210GX-L | 215 | 96 | 137 | 21 |  | Solar | FIXED | Roof
REIPNR-08989 | ANDALAY SOLAR | KC210-1 | 215 | 72 | 237 | 26 |  | Solar | FIXED | Roof
REIPNR-08989 | PV POWERED | PVP4800 | 4800 | 7 |  |  | 0.96 | Solar Inverter |  | OUTDOOR
REIPNR-08991 | SUNTECH POWER | STP210S-18/UB-1 | 275 | 3718 | 180 | 20 |  | Solar | FIXED | Ground
REIPNR-08991 | SUNTECH POWER | STP210S-18/UB-1 | 280 | 7766 | 180 | 20 |  | Solar | FIXED | Ground
REIPNR-08991 | SMA AMERICA | SB5000US (277V) | 500000 | 6 |  |  | 0.98 | Solar Inverter |  | OUTDOOR
REIPNR-08992 | ET SOLAR INDUSTRY | ET-P654180 | 275 | 290 | 222 | 10 |  | Solar | FIXED | Roof
REIPNR-08992 | FRONIUS USA |  | 12000 | 6 |  |  | 0.95 | Solar Inverter |  | OUTDOOR
REIPNR-08994 | SHARP | ND-U230C1 | 235 | 30 | 135 | 10 |  | Solar | FIXED | Roof
REIPNR-08994 | SMA AMERICA | SB6000U (208V) | 6000 | 1 |  |  | 0.968 | Solar Inverter |  | OUTDOOR
REIPNR-08996 | SUNTECH POWER | STP210-18/UB-1 | 210 | 40 | 138 | 35 |  | Solar | FIXED | Roof
REIPNR-08996 | PV POWERED | PVP4800 | 4800 | 2 |  |  | 0.96 | Solar Inverter |  | INDOOR
REIPNR-08997 | SCHUCO USA |  | 185 | 18 | 82 | 34 |  | Solar | FIXED | Roof
REIPNR-08997 | SCHUCO USA |  | 185 | 27 | 172 | 34 |  | Solar | FIXED | Roof
REIPNR-08997 | SCHUCO USA |  | 185 | 9 | 262 | 34 |  | Solar | FIXED | Roof
REIPNR-08997 | ENPHASE ENERGY | M175-24-240-S02 | 190 | 54 |  |  | 0.955 | Solar Inverter |  | OUTDOOR
REIPNR-08998 | SHARP | ND-220U1F | 220 | 36 | 256.4 | 25 |  | Solar | FIXED | Roof
REIPNR-08998 | SHARP | ND-220U1F | 220 | 8 | 175 | 35 |  | Solar | FIXED | Roof
REIPNR-08998 | PV POWERED | PVP2000 | 2000 | 1 |  |  | 0.92 | Solar Inverter |  | INDOOR
REIPNR-08998 | PV POWERED | PVP3000 | 3000 | 1 |  |  | 0.935 | Solar Inverter |  | Inside
REIPNR-08998 | PV POWERED | PVP4800 | 4800 | 1 |  |  | 0.96 | Solar Inverter |  | INDOOR
REIPNR-09011 | SUNTECH POWER | STP210S-18/UB-1 | 270 | 264 | 112 | 5 |  | Solar | FIXED | Roof
REIPNR-09011 | SUNPOWER | SPR-305-WHT-U | 305 | 1440 | 180 | 0 |  | Solar | FIXED | Roof
REIPNR-09011 | SATCON TECHNOLOGY | PVS-75 (480 V) | 75000 | 1 |  |  | 0.97 | Solar Inverter |  | OUTDOOR
REIPNR-09011 | SATCON TECHNOLOGY | PVS-100 (480 V) | 100000 | 1 |  |  | 0.97 | Solar Inverter |  | OUTDOOR
REIPNR-09011 | SATCON TECHNOLOGY | PVS-375 (480 V) | 375000 | 1 |  |  | 0.97 | Solar Inverter |  | OUTDOOR
REIPNR-09016 | SUNPOWER | SPR-225-BLK-U | 225 | 36 | 227 | 21 |  | Solar | FIXED | Roof
REIPNR-09016 | SUNPOWER CORP (ORIGINAL MFRSMA) | SPR-4000M (208V) | 4000 | 2 |  |  | 0.96 | Solar Inverter |  | INDOOR
REIPNR-09018 | SCHUCO USA |  | 180 | 11 | 197 | 8 |  | Solar | FIXED | Roof
REIPNR-09018 | SCHUCO USA |  | 180 | 11 | 197 | 17 |  | Solar | FIXED | Roof
REIPNR-09018 | SCHUCO USA |  | 180 | 18 | 197 | 28 |  | Solar | FIXED | Roof
REIPNR-09018 | SCHUCO USA | SB3000US (240V) | 3000 | 1 |  |  | 0.96 | Solar Inverter |  | INDOOR
REIPNR-09018 | SCHUCO USA | SB4000US (208V) | 4000 | 1 |  |  | 0.96 | Solar Inverter |  | INDOOR
REIPNR-09021 | BP SOLAR | SX3200B | 215 | 32 | 132 | 14 |  | Solar | FIXED | Roof
REIPNR-09021 | FRONIUS USA | IG 4000 | 4000 | 2 |  |  | 0.952 | Solar Inverter |  | INDOOR
REIPNR-09023 | SUNTECH POWER | STP180S-24/AB-1 | 185 | 52 | 180 | 30 |  | Solar | FIXED | Ground
REIPNR-09023 | SMA AMERICA | SB3000US (240V) | 3000 | 3 |  |  | 0.966 | Solar Inverter |  | OUTDOOR
REIPNR-09025 | CHANGZHOU TRINA SOLAR ENERGY CO | TSM-185D | 235 | 42 | 249 | 18 |  | Solar | FIXED | Roof
REIPNR-09025 | PV POWERED | PVP4800 | 4800 | 2 |  |  | 0.96 | Solar Inverter |  | OUTDOOR
REIPNR-09027 | CHANGZHOU TRINA SOLAR ENERGY CO | TSM-185D | 235 | 26 | 212.4 | 22 |  | Solar | FIXED | Roof
REIPNR-09027 | SMA AMERICA | SB6000U (208V) | 6000 | 1 |  |  | 0.92 | Solar Inverter |  | Outside
REIPNR-09029 | SUNTECH POWER | STP200S-18/UB-1 | 205 | 36 | 199 | 22 |  | Solar | FIXED | Roof
REIPNR-09029 | PV POWERED | PVP2000 | 2000 | 1 |  |  | 0.92 | Solar Inverter |  | OUTDOOR
REIPNR-09029 | PV POWERED | PVP2500 | 2500 | 2 |  |  | 0.945 | Solar Inverter |  | OUTDOOR
REIPNR-09033 | SUNTECH POWER | STP180-24/AB-1 | 180 | 46 | 195 | 45 |  | Solar | FIXED | Roof
REIPNR-09033 | PV POWERED | PVP3000 | 3000 | 1 |  |  | 0.935 | Solar Inverter |  | INDOOR
REIPNR-09033 | PV POWERED | PVP4800 | 4800 | 1 |  |  | 0.96 | Solar Inverter |  | INDOOR
REIPNR-09034 | SHARP | ND-U230C1 | 235 | 12 | 101 | 31 |  | Solar | FIXED | Roof
REIPNR-09034 | SHARP | ND-U230C1 | 235 | 18 | 194.2 | 31 |  | Solar | FIXED | Roof
REIPNR-09034 | PV POWERED | PVP2500 | 2500 | 1 |  |  | 0.945 | Solar Inverter |  | Outside
REIPNR-09034 | PV POWERED | PVP3500 | 3500 | 1 |  |  | 0.955 | Solar Inverter |  | Outside
REIPNR-09039 | SUNTECH POWER | STP200-18/UB-1 | 205 | 25 | 262 | 25 |  | Solar | FIXED | Roof
REIPNR-09039 | PV POWERED | PVP2000 | 2000 | 1 |  |  | 0.92 | Solar Inverter |  | OUTDOOR
REIPNR-09039 | PV POWERED | PVP2500 | 2500 | 1 |  |  | 0.945 | Solar Inverter |  | OUTDOOR
REIPNR-09040 | SUNTECH POWER | STP200S-18/UB-1 | 205 | 48 | 220.2 | 27 |  | Solar | FIXED | Roof
REIPNR-09040 | PV POWERED | PVP4800 | 4800 | 2 |  |  | 0.96 | Solar Inverter |  | INDOOR
REIPNR-09041 | CHANGZHOU TRINA SOLAR ENERGY CO | TSM-185D | 185 | 28 | 172.4 | 30 |  | Solar | FIXED | Roof
REIPNR-09041 | PV POWERED | PVP4800 | 4800 | 1 |  |  | 0.96 | Solar Inverter |  | INDOOR
REIPNR-09044 | SUNTECH POWER | STP180-24/AB-1 | 185 | 48 | 222 | 20 |  | Solar | FIXED | Roof
REIPNR-09044 | SMA AMERICA | SB4000US (208V) | 4000 | 2 |  |  | 0.96 | Solar Inverter |  | INDOOR
REIPNR-09045 | SUNTECH POWER | STP200-18/UB-1 | 205 | 18 | 127 | 16 |  | Solar | FIXED | Roof
REIPNR-09045 | SUNTECH POWER | STP200UB | 205 | 34 | 219 | 16 |  | Solar | FIXED | Roof
REIPNR-09045 | PV POWERED | PVP3000 | 3000 | 1 |  |  | 0.935 | Solar Inverter |  | INDOOR
REIPNR-09045 | PV POWERED | PVP3500 | 3500 | 2 |  |  | 0.955 | Solar Inverter |  | INDOOR
REIPNR-09046 | SUNTECH POWER | STP180-24/AB-1 | 180 | 23 | 200.3 | 27 |  | Solar | FIXED | Roof
REIPNR-09046 | SMA AMERICA | SB3000US (208V) | 3000 | 2 |  |  | 0.96 | Solar Inverter |  | INDOOR
REIPNR-09047 | SUNTECH POWER | STP200-18/UB-1 | 205 | 83 | 190 | 30 |  | Solar | FIXED | Ground
REIPNR-09047 | PV POWERED | PVP2000 | 2000 | 1 |  |  | 0.92 | Solar Inverter |  | OUTDOOR
REIPNR-09047 | PV POWERED | PVP4800 | 4800 | 3 |  |  | 0.96 | Solar Inverter |  | OUTDOOR
REIPNR-09049 | CHANGZHOU TRINA SOLAR ENERGY CO | TSM-185D | 235 | 14 | 116 | 12 |  | Solar | FIXED | Roof
REIPNR-09049 | CHANGZHOU TRINA SOLAR ENERGY CO | TSM-185D | 235 | 30 | 116 | 30 |  | Solar | FIXED | Roof
REIPNR-09049 | CHANGZHOU TRINA SOLAR ENERGY CO | TSM-185D | 235 | 5 | 116 | 35 |  | Solar | FIXED | Roof
REIPNR-09049 | ENPHASE ENERGY | M175-24-208-S | 190 | 5 |  |  | 0.955 | Solar Inverter |  | INDOOR
REIPNR-09049 | SMA AMERICA | SB6000U (208V) | 6000 | 2 |  |  | 0.97 | Solar Inverter |  | INDOOR
REIPNR-09050 | ASTROPOWER | LAPX-300 | 230 | 132 | 139 | 14 |  | Solar | FIXED | Roof
REIPNR-09050 | SMA AMERICA | SB5000US | 5000 | 1 |  |  | 0.98 | Solar Inverter |  | OUTDOOR
REIPNR-09050 | SMA AMERICA | SB7000US (208V) | 8000 | 3 |  |  | 0.98 | Solar Inverter
REIPNR-09052 | CHANGZHOU TRINA SOLAR ENERGY CO | TSM-185D | 230 | 30 | 260.8 | 20 |  | Solar | FIXED | Roof
REIPNR-09052 | SMA AMERICA | SB7000US (208V) | 7000 | 1 |  |  | 0.97 | Solar Inverter |  | Outside
REIPNR-09054 | SOLARWORLD | SW185 MONO/T | 245 | 130 | 141.6 | 0 |  | Solar | FIXED | Roof
REIPNR-09054 | FRONIUS USA |  | 6000 | 1 |  |  | 0.96 | Solar Inverter |  | INDOOR
REIPNR-09054 | FRONIUS USA |  | 11400 | 2 |  |  | 0.96 | Solar Inverter |  | INDOOR
REIPNR-09066 | SOLARWORLD | SW185 MONO/T | 245 | 156 | 265 | 0 |  | Solar | FIXED | Roof
REIPNR-09066 | FRONIUS USA |  | 11400 | 3 |  |  | 0.96 | Solar Inverter |  | INDOOR
REIPNR-09068 | SOLARWORLD | SW185 MONO/T | 245 | 104 | 147.5 | 10 |  | Solar | FIXED | Roof
REIPNR-09068 | FRONIUS USA |  | 11400 | 2 |  |  | 0.96 | Solar Inverter |  | INDOOR
REIPNR-09070 | SOLARWORLD | SW185 MONO/T | 245 | 221 | 147.5 | 10 |  | Solar | FIXED | Roof
REIPNR-09070 | FRONIUS USA |  | 3000 | 1 |  |  | 0.96 | Solar Inverter |  | INDOOR
REIPNR-09070 | FRONIUS USA |  | 11400 | 4 |  |  | 0.96 | Solar Inverter |  | INDOOR
REIPNR-09073 | SOLARWORLD | SW185 MONO/T | 245 | 130 | 198 | 10 |  | Solar | FIXED | Roof
REIPNR-09073 | FRONIUS USA |  | 3000 | 1 |  |  | 0.96 | Solar Inverter |  | INDOOR
REIPNR-09073 | FRONIUS USA |  | 9995 | 3 |  |  | 0.96 | Solar Inverter |  | INDOOR
REIPNR-09075 | SOLARWORLD | SW185 MONO/T | 245 | 117 | 198 | 10 |  | Solar | FIXED | Roof
REIPNR-09075 | FRONIUS USA |  | 9995 | 3 |  |  | 0.96 | Solar Inverter |  | INDOOR
REIPNR-09076 | GLORIA SOLAR | GSM6-230D-UO1 | 230 | 1236 | 157 | 10 |  | Solar | FIXED | Roof
REIPNR-09076 | XANTREX TECHNOLOGY | GT250-480 | 250000 | 1 |  |  | 0.96 | Solar Inverter |  | INDOOR
REIPNR-09077 | SOLARWORLD | SW185 MONO/T | 245 | 468 | 210 | 10 |  | Solar | FIXED | Roof
REIPNR-09077 | SMA AMERICA | SB6000U (208V) | 6000 | 18 |  |  | 0.965 | Solar Inverter |  | Outside
REIPNR-09078 | SUNTECH POWER | STP210S-18/UB-1 | 280 | 198 | 70 | 7 |  | Solar | FIXED | Roof
REIPNR-09078 | SUNTECH POWER | STP210S-18/UB-1 | 280 | 231 | 250 | 7 |  | Solar | FIXED | Roof
REIPNR-09078 | SUNTECH POWER | STP210S-18/UB-1 | 280 | 473 | 180 | 30 |  | Solar | FIXED | Ground
REIPNR-09078 | SOLECTRIA RENEWABLES | PVI60KW-208 | 60000 | 3 |  |  | 0.965 | Solar Inverter |  | OUTDOOR
REIPNR-09078 | SOLECTRIA RENEWABLES | PVI82KW-208 | 82000 | 1 |  |  | 0.965 | Solar Inverter |  | OUTDOOR
REIPNR-09079 | SOLARWORLD | SW185 MONO/T | 245 | 338 | 210 | 10 |  | Solar | FIXED | Roof
REIPNR-09079 | SMA AMERICA | SB6000U (208V) | 6000 | 13 |  |  | 0.965 | Solar Inverter |  | Outside
REIPNR-09080 | UNITED SOLAR OVONIC | PVL-116(DM) | 240 | 247 | 187 | 0 |  | Solar | FIXED | Roof
REIPNR-09080 | UNITED SOLAR OVONIC | US-116 | 240 | 806 | 187 | 5 |  | Solar | FIXED | Roof
REIPNR-09080 | PV POWERED | PVP75KW-208 | 50000 | 2 |  |  | 0.96 | Solar Inverter |  | INDOOR
REIPNR-09080 | SATCON TECHNOLOGY | AE-135-60-PV-A | 135000 | 1 |  |  | 0.96 | Solar Inverter |  | Inside
REIPNR-09081 | SOLARWORLD | SW185 MONO/T | 245 | 104 | 210 | 10 |  | Solar | FIXED | Roof
REIPNR-09081 | SMA AMERICA | SB6000U (208V) | 6000 | 4 |  |  | 0.965 | Solar Inverter |  | Outside
REIPNR-09083 | SOLARWORLD | SW185MONO | 245 | 2054 | 180 | 10 |  | Solar | FIXED | Roof
REIPNR-09083 | SATCON TECHNOLOGY | PVS-500 (480 V) | 500000 | 1 |  |  | 0.96 | Solar Inverter |  | Outside
REIPNR-09085 | SHARP | ND-224UC1 | 240 | 1554 | 204 | 10 |  | Solar | FIXED | Roof
REIPNR-09085 | SATCON TECHNOLOGY | PVS-500 (480 V) | 375000 | 1 |  |  | 0.96 | Solar Inverter |  | Outside
REIPNR-09086 | SOLARWORLD | SW185 MONO/T | 245 | 1274 | 210 | 10 |  | Solar | FIXED | Roof
REIPNR-09086 | SMA AMERICA | SB7000US (277V) | 8000 | 3 |  |  | 0.965 | Solar Inverter |  | Inside
REIPNR-09086 | SMA AMERICA | SC250U (480V) | 230000 | 1 |  |  | 0.97 | Solar Inverter |  | INDOOR
REIPNR-09087 | SHARP | NT-S5E1U | 240 | 741 | 164 | 10 |  | Solar | FIXED | Roof
REIPNR-09087 | SATCON TECHNOLOGY | PVS-100 (480 V) | 135000 | 1 |  |  | 0.96 | Solar Inverter |  | Outside
REIPNR-09088 | EVERGREEN SOLAR | ES-200-VL | 205 | 7084 | 180 | 35 |  | Solar | FIXED | Ground
REIPNR-09088 | EVERGREEN SOLAR |  | 210 | 1540 | 170 | 10 |  | Solar | FIXED | Pole
REIPNR-09088 | PV POWERED | PVP30KW-208 | 260000 | 6 |  |  | 0.97 | Solar Inverter |  | OUTDOOR
REIPNR-09089 | SUNTECH POWER | STP200UB | 205 | 30 | 180 | 22 |  | Solar | FIXED | Roof
REIPNR-09089 | PV POWERED | PVP2500 | 2500 | 1 |  |  | 0.945 | Solar Inverter |  | OUTDOOR
REIPNR-09089 | PV POWERED | PVP3000 | 3000 | 1 |  |  | 0.935 | Solar Inverter |  | OUTDOOR
REIPNR-09090 | SUNTECH POWER | STP200UB | 205 | 26 | 184.3 | 22 |  | Solar | FIXED | Roof
REIPNR-09090 | SUNTECH POWER | STP210-18/UB-1 | 205 | 22 | 93.7 | 25 |  | Solar | FIXED | Roof
REIPNR-09090 | PV POWERED | PVP2500 | 2500 | 2 |  |  | 0.945 | Solar Inverter |  | OUTDOOR
REIPNR-09090 | PV POWERED | PVP4800 | 4800 | 1 |  |  | 0.96 | Solar Inverter |  | OUTDOOR
REIPNR-09104 | CHANGZHOU TRINA SOLAR ENERGY CO | TSM-185D | 235 | 1495 | 221 | 12 |  | Solar | FIXED | Roof
REIPNR-09104 | SOLECTRIA RENEWABLES | PVI60KW-480 | 60000 | 1 |  |  | 0.98 | Solar Inverter |  | OUTDOOR
REIPNR-09104 | SOLECTRIA RENEWABLES | PVI82KW-208 | 82000 | 1 |  |  | 0.98 | Solar Inverter |  | OUTDOOR
REIPNR-09104 | SOLECTRIA RENEWABLES | PVI95KW-208 | 95000 | 2 |  |  | 0.98 | Solar Inverter |  | OUTDOOR
REIPNR-09105 | CHANGZHOU TRINA SOLAR ENERGY CO | TSM-185D | 230 | 38 | 119 | 21 |  | Solar | FIXED | Roof
REIPNR-09105 | CHANGZHOU TRINA SOLAR ENERGY CO | TSM-160D | 230 | 10 | 209 | 21 |  | Solar | FIXED | Roof
REIPNR-09105 | SMA AMERICA | SB3000US (208V) | 3000 | 2 |  |  | 0.965 | Solar Inverter |  | INDOOR
REIPNR-09105 | SMA AMERICA | SB4000US (208V) | 4000 | 1 |  |  | 0.968 | Solar Inverter |  | INDOOR
REIPNR-09106 | SUNTECH POWER | STP180-24/AB-1 | 185 | 52 | 182 | 30 |  | Solar | FIXED | Roof
REIPNR-09106 | SMA AMERICA | SB4000US (208V) | 4000 | 1 |  |  | 0.96 | Solar Inverter |  | INDOOR
REIPNR-09106 | SMA AMERICA | SB5000US | 5000 | 1 |  |  | 0.96 | Solar Inverter |  | INDOOR
REIPNR-09107 | CHANGZHOU TRINA SOLAR ENERGY CO | TSM-185D | 230 | 180 | 172 | 6 |  | Solar | FIXED | Roof
REIPNR-09107 | ENPHASE ENERGY | M200-32-208-S01 | 190 | 36 |  |  | 0.971 | Solar Inverter |  | INDOOR
REIPNR-09107 | SMA AMERICA | SB7000US (208V) | 7000 | 4 |  |  | 0.971 | Solar Inverter |  | INDOOR
REIPNR-09108 | SUNWIZE TECHNOLOGIES |  | 245 | 117 | 141.6 | 0 |  | Solar | FIXED | Roof
REIPNR-09108 | FRONIUS USA | IG 3000 | 3000 | 1 |  |  | 0.96 | Solar Inverter |  | OUTDOOR
REIPNR-09108 | FRONIUS USA |  | 11400 | 2 |  |  | 0.96 | Solar Inverter |  | OUTDOOR
REIPNR-09109 | SOLARWORLD | SW185 MONO/T | 245 | 52 | 141.6 | 5 |  | Solar | FIXED | Roof
REIPNR-09109 | FRONIUS USA |  | 11400 | 1 |  |  | 0.96 | Solar Inverter |  | INDOOR
REIPNR-09110 | SOLARWORLD | SW185 MONO/T | 245 | 156 | 265 | 10 |  | Solar | FIXED | Roof
REIPNR-09110 | FRONIUS USA |  | 11400 | 3 |  |  | 0.96 | Solar Inverter |  | INDOOR
REIPNR-09111 | SOLARWORLD | SW185 MONO/T | 245 | 26 | 198 | 10 |  | Solar | FIXED | Roof
REIPNR-09111 | FRONIUS USA | IG 3000 | 3000 | 2 |  |  | 0.96 | Solar Inverter |  | INDOOR
REIPNR-09113 | CHANGZHOU TRINA SOLAR ENERGY CO | TSM-160D | 235 | 1196 | 145 | 5 |  | Solar | FIXED | Roof
REIPNR-09113 | PV POWERED | PVP2500 | 260000 | 1 |  |  | 0.97 | Solar Inverter |  | OUTDOOR
REIPNR-09115 | CHANGZHOU TRINA SOLAR ENERGY CO | TSM-160D | 235 | 1200 | 145 | 5 |  | Solar | FIXED | Roof
REIPNR-09115 | CHANGZHOU TRINA SOLAR ENERGY CO | TSM-160D | 240 | 444 | 145 | 5 |  | Solar | FIXED | Roof
REIPNR-09115 | PV POWERED | PVP100KW-480 | 100000 | 1 |  |  | 0.96 | Solar Inverter |  | OUTDOOR
REIPNR-09115 | PV POWERED | PVP2500 | 260000 | 1 |  |  | 0.97 | Solar Inverter |  | OUTDOOR
REIPNR-09116 | SOLARWORLD | SW185MONO | 235 | 338 | 68 | 2 |  | Solar | FIXED | Roof
REIPNR-09116 | SOLARWORLD | SW185MONO | 235 | 2366 | 158 | 2 |  | Solar | FIXED | Roof
REIPNR-09116 | SOLARWORLD | SW185 MONO/T | 235 | 2262 | 338 | 2 |  | Solar | FIXED | Roof
REIPNR-09116 | PV POWERED | PVP75KW-208 | 71625 | 1 |  |  | 0.97 | Solar Inverter |  | OUTDOOR
REIPNR-09116 | ADVANCED ENERGY INDUSTRIES | 3159000-110 | 492500 | 2 |  |  | 0.97 | Solar Inverter |  | OUTDOOR
REIPNR-09118 | SOLARWORLD | SW185 MONO/T | 235 | 806 | 67 | 3 |  | Solar | FIXED | Roof
REIPNR-09118 | SOLARWORLD | SW175 POLY/T | 235 | 832 | 247 | 3 |  | Solar | FIXED | Roof
REIPNR-09118 | SUNPOWER | SPR-230-WHT-U | 235 | 2288 | 180 | 30 |  | Solar | FIXED | Ground
REIPNR-09118 | PV POWERED | PVP2500 | 260000 | 2 |  |  | 0.97 | Solar Inverter |  | OUTDOOR
REIPNR-09118 | ADVANCED ENERGY INDUSTRIES | 3159000-104 | 500000 | 1 |  |  | 0.98 | Solar Inverter |  | Outside
REIPNR-09120 | SUNPOWER CORP (ORIGINAL MFR - PV POWERED LLC) | SPR-2500 | 305 | 320 | 226 | 5 |  | Solar | FIXED | Roof
REIPNR-09120 | SATCON TECHNOLOGY | PVS-100 (208 V) | 100000 | 1 |  |  | 0.96 | Solar Inverter |  | OUTDOOR
REIPNR-09122 | SUNPOWER CORP (ORIGINAL MFR - PV POWERED LLC) | SPR-3500 | 305 | 568 | 209 | 5 |  | Solar | FIXED | Roof
REIPNR-09122 | SATCON TECHNOLOGY | AE-75-60-PV-A | 75000 | 2 |  |  | 0.96 | Solar Inverter |  | OUTDOOR
REIPNR-09125 | SUNPOWER | PL-SY-HIP-200CA4 | 305 | 848 | 162 | 5 |  | Solar | FIXED | Roof
REIPNR-09125 | SAT CON | SATCON 50KWAC | 250000 | 1 |  |  | 0.96 | Solar Inverter |  | OUTDOOR
REIPNR-09126 | SCHOTT SOLAR | ASE-250DGF/50-230 | 230 | 442 | 169 | 0 |  | Solar | FIXED | Roof
REIPNR-09126 | SOLECTRIA RENEWABLES | PVI60KW-480 | 60000 | 2 |  |  | 0.965 | Solar Inverter |  | INDOOR
REIPNR-09129 | NATCON7 | PMRS | 180 | 276 | 198 | 10 |  | Solar | FIXED | Roof
REIPNR-09129 | POWER-ONE | PVI-CENTRAL-50-US (208 V) | 50000 | 1 |  |  | 0.96 | Solar Inverter |  | INDOOR
REIPNR-09135 | SUNTECH POWER | STP200-18/UB-1 | 205 | 8 | 180 | 9 |  | Solar | FIXED | Roof
REIPNR-09135 | SUNTECH POWER | STP200-18/UB-1 | 205 | 8 | 180 | 20 |  | Solar | FIXED | Roof
REIPNR-09135 | PV POWERED | PVP2000 | 2000 | 2 |  |  | 0.92 | Solar Inverter |  | OUTDOOR
REIPNR-09136 | CHANGZHOU TRINA SOLAR ENERGY CO | TSM-160D | 235 | 18 | 182.6 | 25 |  | Solar | FIXED | Roof
REIPNR-09136 | PV POWERED | PVP3500 | 3500 | 1 |  |  | 0.955 | Solar Inverter |  | INDOOR
REIPNR-09138 | SUNTECH POWER | STP180S-24/AB-1 | 185 | 52 | 97.7 | 35 |  | Solar | FIXED | Roof
REIPNR-09138 | PV POWERED | PVP3000 | 3000 | 3 |  |  | 0.935 | Solar Inverter |  | Outside
REIPNR-09142 | SUNTECH POWER | STP180S-24/AB-1 | 185 | 43 | 247 | 30 |  | Solar | FIXED | Roof
REIPNR-09142 | SMA AMERICA | SB3000US (208V) | 3000 | 1 |  |  | 0.96 | Solar Inverter |  | Inside
REIPNR-09142 | SMA AMERICA | SB5000US | 5000 | 1 |  |  | 0.96 | Solar Inverter |  | INDOOR
REIPNR-09143 | SUNTECH POWER | STP200UB | 205 | 30 | 194 | 23 |  | Solar | FIXED | Roof
REIPNR-09143 | PV POWERED | PVP2500 | 2500 | 1 |  |  | 0.97 | Solar Inverter |  | Inside
REIPNR-09143 | PV POWERED | PVP3000 | 3000 | 1 |  |  | 0.97 | Solar Inverter |  | INDOOR
REIPNR-09144 | SUNTECH POWER | STP180-24/AB-1 | 180 | 54 | 131.5 | 35 |  | Solar | FIXED | Roof
REIPNR-09144 | SMA AMERICA | SB5000US | 5000 | 2 |  |  | 0.96 | Solar Inverter |  | INDOOR
REIPNR-09145 | SUNPOWER | SPR-230-WHT-U | 238 | 400 | 152 | 5 |  | Solar | FIXED | Roof
REIPNR-09145 | SUNPOWER CORP (ORIGINAL MFRSMA) | SPR-4000M (208V) | 4000 | 1 |  |  | 1 | Solar Inverter |  | OUTDOOR
REIPNR-09145 | SUNPOWER CORP (ORIGINAL MFRSMA) | SPR-7000M (208V) | 7000 | 13 |  |  | 1 | Solar Inverter |  | OUTDOOR
REIPNR-09147 | SOLARWORLD | SW185MONO | 245 | 216 | 180 | 0 |  | Solar | FIXED | Roof
REIPNR-09147 | ENPHASE ENERGY | M175-24-208-S | 240 | 216 |  |  | 0.955 | Solar Inverter |  | OUTDOOR
REIPNR-09148 | SUNPOWER | SPR-225-BLK-U | 225 | 40 | 235 | 31 |  | Solar | FIXED | Roof
REIPNR-09148 | SUNPOWER CORP (ORIGINAL MFRSMA) | SPR-5000M (208V) | 5000 | 2 |  |  | 0.968 | Solar Inverter |  | INDOOR
REIPNR-09149 | CHANGZHOU TRINA SOLAR ENERGY CO | TSM-185D | 230 | 33 | 234 | 30 |  | Solar | FIXED | Roof
REIPNR-09149 | SMA AMERICA | SB7000US (208V) | 7000 | 1 |  |  | 0.971 | Solar Inverter |  | INDOOR
REIPNR-09159 | SHARP | ND-224UC1 | 230 | 383 | 121 | 15 |  | Solar | FIXED | Roof
REIPNR-09159 | SHARP | ND-224U2 | 230 | 215 | 211 | 15 |  | Solar | FIXED | Roof
REIPNR-09159 | SATCON TECHNOLOGY | AE-135-60-PV-A | 135000 | 1 |  |  | 0.962 | Solar Inverter |  | Outside
REIPNR-09160 | SUNTECH POWER | STP210S-18/UB-1 | 280 | 1408 | 142 | 10 |  | Solar | FIXED | Roof
REIPNR-09160 | ADVANCED ENERGY INDUSTRIES | 3159000-104 | 333000 | 1 |  |  | 0.97 | Solar Inverter |  | OUTDOOR
REIPNR-09161 | SUNTECH POWER | STP210-18/UB-1 | 210 | 33 | 269 | 18 |  | Solar | FIXED | Roof
REIPNR-09161 | POWER-ONE | PVI-3000-I-OUTD-US-F (240V) | 3000 | 1 |  |  | 0.952 | Solar Inverter |  | Outside
REIPNR-09161 | POWER-ONE | PVI-3600-US (240V) | 3600 | 1 |  |  | 0.962 | Solar Inverter |  | Outside
REIPNR-09162 | SUNTECH POWER | STP180-24/AB-1 | 185 | 21 | 136 | 23 |  | Solar | FIXED | Roof
REIPNR-09162 | POWER-ONE | PVI-3600-US (240V) | 3600 | 1 |  |  | 0.952 | Solar Inverter |  | Outside
REIPNR-09163 | SOLYNDRA | SL-001-182U | 182 | 840 | 186 | 0 |  | Solar | FIXED | Roof
REIPNR-09163 | SATCON TECHNOLOGY | PVS-135 (208 V) | 135000 | 1 |  |  | 0.96 | Solar Inverter |  | INDOOR
REIPNR-09164 | SUNTECH POWER | STP210S-18/UB-1 | 270 | 18 | 169 | 5 |  | Solar | FIXED | Roof
REIPNR-09164 | SUNTECH POWER | STP210S-18/UB-1 | 270 | 45 | 175 | 5 |  | Solar | FIXED | Roof
REIPNR-09164 | SUNTECH POWER | STP210S-18/UB-1 | 270 | 99 | 175 | 18 |  | Solar | FIXED | Roof
REIPNR-09164 | SOLECTRIA RENEWABLES | PVI15KW-208 | 15000 | 3 |  |  | 0.94 | Solar Inverter |  | OUTDOOR
REIPNR-09165 | SMA AMERICA | SC250U (480V) | 230 | 1482 | 217 | 10 |  | Solar | FIXED | Roof
REIPNR-09165 | PV POWERED | PVP2500 | 260000 | 1 |  |  | 0.977 | Solar Inverter |  | OUTDOOR
REIPNR-09166 | SUNTECH POWER | STP190-18/UB-1 | 190 | 22 | 249 | 17 |  | Solar | FIXED | Roof
REIPNR-09166 | SMA AMERICA | SB5000US (208V) | 5000 | 1 |  |  | 0.97 | Solar Inverter |  | INDOOR
REIPNR-09167 | UNITED SOLAR OVONIC | PVL-144 | 144 | 3432 | 180 | 0 |  | Solar | FIXED | Roof
REIPNR-09167 | PV POWERED | PVP2500 | 260000 | 2 |  |  | 0.96 | Solar Inverter |  | OUTDOOR
REIPNR-09169 | UNITED SOLAR OVONIC | PVL-144 | 144 | 6754 | 180 | 0 |  | Solar | FIXED | Roof
REIPNR-09169 | PV POWERED | PVP75KW-208 | 75000 | 1 |  |  | 0.96 | Solar Inverter |  | OUTDOOR
REIPNR-09169 | PV POWERED | PVP2500 | 260000 | 3 |  |  | 0.96 | Solar Inverter |  | OUTDOOR
REIPNR-09170 | SUNTECH POWER | STP190S-18/UB-1 | 190 | 80 | 164 | 20 |  | Solar | FIXED | Roof
REIPNR-09170 | SMA AMERICA | SB7000US (277V) | 8000 | 2 |  |  | 0.97 | Solar Inverter |  | OUTDOOR
REIPNR-09172 | CHANGZHOU TRINA SOLAR ENERGY CO | TSM-185D | 235 | 30 | 124.6 | 20 |  | Solar | FIXED | Roof
REIPNR-09172 | SMA AMERICA | SB7000US (277V) | 7000 | 1 |  |  | 0.97 | Solar Inverter |  | INDOOR
REIPNR-09174 | SUNTECH POWER | STP180S-24/AB-1 | 185 | 20 | 102.3 | 20 |  | Solar | FIXED | Roof
REIPNR-09174 | SMA AMERICA | SB4000US (208V) | 4000 | 1 |  |  | 0.96 | Solar Inverter |  | INDOOR
REIPNR-09176 | SOLARWORLD | SW185MONO | 225 | 14 | 160 | 14 |  | Solar | FIXED | Roof
REIPNR-09176 | SOLARWORLD | SW185 MONO/T | 225 | 16 | 160 | 27 |  | Solar | FIXED | Roof
REIPNR-09176 | SOLARWORLD | SW185MONO | 225 | 42 | 160 | 29 |  | Solar | FIXED | Roof
REIPNR-09176 | ENPHASE ENERGY | M175-24-240-S02 | 190 | 72 |  |  | 0.955 | Solar Inverter |  | OUTDOOR
REIPNR-09178 | SOLARWORLD | SW185 MONO/T | 245 | 108 | 189 | 3 |  | Solar | FIXED | Roof
REIPNR-09178 | SMA AMERICA | SB7000US (277V) | 7000 | 3 |  |  | 0.965 | Solar Inverter |  | INDOOR
REIPNR-09181 | SOLARWORLD | SW185 MONO/T | 245 | 216 | 99 | 2 |  | Solar | FIXED | Roof
REIPNR-09181 | SMA AMERICA | SB7000US (208V) | 7000 | 6 |  |  | 0.965 | Solar Inverter |  | INDOOR
REIPNR-09183 | SUNTECH POWER | STP210S-18/UB-1 | 280 | 85 | 183 | 24 |  | Solar | FIXED | Pole
REIPNR-09183 | POWER-ONE | PVI-5000-OUTD-US (208 V) | 6000 | 4 |  |  | 0.971 | Solar Inverter |  | OUTDOOR
REIPNR-09185 | UNKNOWN | UNKNOWN | 240 | 1456 | 171 | 11.5 |  | Solar | FIXED | Roof
REIPNR-09185 | SATCON TECHNOLOGY | AE-225-60-PV-D | 375000 | 1 |  |  | 0.955 | Solar Inverter |  | OUTDOOR
REIPNR-09192 | UNKNOWN | UNKNOWN | 240 | 2114 | 171 | 11.5 |  | Solar | FIXED | Roof
REIPNR-09192 | SMA AMERICA | SC250U (480V) | 500000 | 1 |  |  | 0.97 | Solar Inverter |  | OUTDOOR
REIPNR-09193 | UNKNOWN | UNKNOWN | 240 | 462 | 171 | 11.5 |  | Solar | FIXED | Roof
REIPNR-09193 | PV POWERED | PVP100KW-208 | 100000 | 1 |  |  | 0.96 | Solar Inverter |  | OUTDOOR
REIPNR-09194 | UNKNOWN | UNKNOWN | 240 | 2114 | 171 | 11.5 |  | Solar | FIXED | Roof
REIPNR-09194 | SMA AMERICA | SC250U (480V) | 500000 | 1 |  |  | 0.97 | Solar Inverter |  | OUTDOOR
REIPNR-09195 | UNKNOWN | UNKNOWN | 240 | 1148 | 171 | 11.5 |  | Solar | FIXED | Roof
REIPNR-09195 | SMA AMERICA | SC125U (208V) | 250000 | 1 |  |  | 0.97 | Solar Inverter |  | OUTDOOR
REIPNR-09196 | CHANGZHOU TRINA SOLAR ENERGY CO | TSM-185D | 240 | 1064 | 196 | 15 |  | Solar | FIXED | Roof
REIPNR-09196 | SMA AMERICA | SC250U (480V) | 250 | 1 |  |  | 0.97 | Solar Inverter |  | OUTDOOR
REIPNR-09199 | BAODING YINGLI NEW ENERGY RESOURCES CO | YL175(156) | 235 | 1008 | 221 | 15 |  | Solar | FIXED | Ground
REIPNR-09199 | SATCON TECHNOLOGY | AE-100-60-PV-A | 100000 | 2 |  |  | 0.96 | Solar Inverter |  | Outside
REIPNR-09200 | BAODING YINGLI NEW ENERGY RESOURCES CO | YL175(156) | 235 | 338 | 166 | 15 |  | Solar | FIXED | Roof
REIPNR-09200 | SATCON TECHNOLOGY | PVS-50 (208 V) | 75000 | 1 |  |  | 0.96 | Solar Inverter |  | Outside
REIPNR-09201 | BAODING YINGLI NEW ENERGY RESOURCES CO | YL175(156) | 235 | 364 | 177 | 20 |  | Solar | FIXED | Roof
REIPNR-09201 | SATCON TECHNOLOGY | AE-75-60-PV-D | 75000 | 1 |  |  | 0.96 | Solar Inverter |  | Outside
REIPNR-09202 | BAODING YINGLI NEW ENERGY RESOURCES CO | YL175(156) | 235 | 840 | 175 | 10 |  | Solar | FIXED | Roof
REIPNR-09202 | SATCON TECHNOLOGY | PVS-100 (208 V) | 100000 | 2 |  |  | 0.97 | Solar Inverter |  | Outside
REIPNR-09207 | SHARP | ND-V230A1 | 240 | 26 | 153 | 15 |  | Solar | FIXED | Roof
REIPNR-09207 | SHARP | ND-V230A1 | 240 | 991 | 197 | 15 |  | Solar | FIXED | Roof
REIPNR-09207 | SATCON TECHNOLOGY | AE-50-60-PV-F | 50000 | 1 |  |  | 0.964 | Solar Inverter |  | Inside
REIPNR-09207 | SATCON TECHNOLOGY | AE-100-60-PV-A | 100000 | 2 |  |  | 0.967 | Solar Inverter |  | INDOOR
REIPNR-09208 | SHARP | NT-188U1 | 240 | 1053 | 197 | 15 |  | Solar | FIXED | Roof
REIPNR-09208 | SATCON TECHNOLOGY | PVS-250 (240 V) | 250000 | 1 |  |  | 0.96 | Solar Inverter |  | Outside
REIPNR-09209 | SUNTECH POWER | STP200-18/UB-1 | 205 | 31 | 187.2 | 33 |  | Solar | FIXED | Roof
REIPNR-09209 | PV POWERED | PVP2000 | 2000 | 1 |  |  | 0.92 | Solar Inverter |  | INDOOR
REIPNR-09209 | PV POWERED | PVP3500 | 3500 | 1 |  |  | 0.955 | Solar Inverter |  | INDOOR
REIPNR-09210 | SOLARWORLD | SW185 MONO/T | 245 | 156 | 136.5 | 5.3 |  | Solar | FIXED | Roof
REIPNR-09210 | ENPHASE ENERGY | M200-32-240-S02 | 380 | 78 |  |  | 0.955 | Solar Inverter |  | OUTDOOR
REIPNR-09212 | SUNPOWER | SPR-225-BLK-U | 225 | 40 | 256 | 26 |  | Solar | FIXED | Roof
REIPNR-09212 | SUNPOWER CORP (ORIGINAL MFRSMA) | SPR-4000M (208V) | 4000 | 2 |  |  | 0.96 | Solar Inverter |  | INDOOR
REIPNR-09215 | SCHUCO USA |  | 180 | 27 | 257 | 30 |  | Solar | FIXED | Roof
REIPNR-09215 | SCHUCO USA | SB4000US (208V) | 4000 | 1 |  |  | 0.96 | Solar Inverter |  | INDOOR
REIPNR-09218 | SHARP | ND-U230C1 | 230 | 11 | 170 | 30 |  | Solar | FIXED | Roof
REIPNR-09218 | SHARP | ND-U230C1 | 230 | 29 | 260 | 30 |  | Solar | FIXED | Roof
REIPNR-09218 | FRONIUS USA | IG 2000 | 2000 | 1 |  |  | 0.99 | Solar Inverter |  | INDOOR
REIPNR-09218 | FRONIUS USA | IG 3000 | 3000 | 1 |  |  | 0.99 | Solar Inverter |  | INDOOR
REIPNR-09218 | FRONIUS USA | IG 4000 | 4000 | 1 |  |  | 0.99 | Solar Inverter |  | INDOOR
REIPNR-09220 | BAODING YINGLI NEW ENERGY RESOURCES CO | YL175(156) | 225 | 72 | 160 | 35 |  | Solar | FIXED | Ground
REIPNR-09220 | SMA AMERICA | SB7000US (208V) | 7000 | 2 |  |  | 0.971 | Solar Inverter |  | OUTDOOR
REIPNR-09222 | SUNTECH POWER | STP210-18/UB-1 | 210 | 12 | 171 | 9 |  | Solar | FIXED | Roof
REIPNR-09222 | SUNTECH POWER | STP210-18/UB-1 | 210 | 26 | 261 | 15 |  | Solar | FIXED | Roof
REIPNR-09222 | PV POWERED | PVP2000 | 2000 | 1 |  |  | 0.96 | Solar Inverter |  | INDOOR
REIPNR-09222 | PV POWERED | PVP2500 | 2500 | 1 |  |  | 0.96 | Solar Inverter |  | INDOOR
REIPNR-09222 | PV POWERED | PVP3000 | 3000 | 1 |  |  | 0.96 | Solar Inverter |  | Inside
REIPNR-09224 | SUNTECH POWER | STP180-24/AB-1 | 185 | 40 | 184.8 | 20 |  | Solar | FIXED | Roof
REIPNR-09224 | SMA AMERICA | SB7000US (208V) | 7000 | 1 |  |  | 0.97 | Solar Inverter |  | INDOOR
REIPNR-09226 | SUNTECH POWER | STP180S-24/AB-1 | 185 | 55 | 207 | 20 |  | Solar | FIXED | Roof
REIPNR-09226 | PV POWERED | PVP4800 | 4800 | 2 |  |  | 0.96 | Solar Inverter |  | INDOOR
REIPNR-09229 | SHARP | ND-224UC1 | 235 | 18 | 142.6 | 16 |  | Solar | FIXED | Roof
REIPNR-09229 | SHARP | ND-220U1F | 235 | 13 | 231.7 | 18 |  | Solar | FIXED | Roof
REIPNR-09229 | PV POWERED | PVP2000 | 2000 | 2 |  |  | 0.92 | Solar Inverter |  | OUTDOOR
REIPNR-09229 | PV POWERED | PVP3500 | 3500 | 1 |  |  | 0.955 | Solar Inverter |  | OUTDOOR
REIPNR-09239 | CHANGZHOU TRINA SOLAR ENERGY CO | TSM-160D | 235 | 52 | 208 | 5 |  | Solar | FIXED | Roof
REIPNR-09239 | SMA AMERICA | SB5000US (208V) | 5000 | 2 |  |  | 0.97 | Solar Inverter |  | INDOOR
REIPNR-09250 | BAODING YINGLI NEW ENERGY RESOURCES CO | YL175(156) | 235 | 66 | 159 | 30 |  | Solar | FIXED | Ground
REIPNR-09250 | FRONIUS USA |  | 7500 | 2 |  |  | 0.962 | Solar Inverter |  | OUTDOOR
REIPNR-09251 | BP SOLAR | SX3200B | 215 | 35 | 180 | 20 |  | Solar | FIXED | Roof
REIPNR-09251 | FRONIUS USA | IG 3000 | 3000 | 1 |  |  | 0.95 | Solar Inverter |  | INDOOR
REIPNR-09251 | FRONIUS USA | IG 5100 | 5100 | 1 |  |  | 0.95 | Solar Inverter |  | INDOOR
REIPNR-09253 | UNKNOWN | UNKNOWN | 250 | 70 | 174 | 0 |  | Solar | FIXED | Roof
REIPNR-09253 | UNKNOWN | UNKNOWN | 250 | 154 | 174 | 2 |  | Solar | FIXED | Roof
REIPNR-09253 | UNKNOWN | UNKNOWN | 250 | 112 | 354 | 2 |  | Solar | FIXED | Roof
REIPNR-09253 | SMA AMERICA | SB7000US (208V) | 7000 | 12 |  |  | 0.971 | Solar Inverter |  | OUTDOOR
REIPNR-09255 | UNKNOWN | UNKNOWN | 250 | 140 | 180 | 0 |  | Solar | FIXED | Roof
REIPNR-09255 | SMA AMERICA | SB6000U (208V) | 6000 | 6 |  |  | 0.97 | Solar Inverter |  | OUTDOOR
REIPNR-09257 | MATRIX SOLAR/PHOTOWATT | PW1250-115 | 235 | 195 | 216 | 10 |  | Solar | FIXED | Roof
REIPNR-09257 | MATRIX SOLAR/PHOTOWATT | PW1250-115 | 235 | 442 | 196 | 15 |  | Solar | FIXED | Roof
REIPNR-09257 | MATRIX SOLAR/PHOTOWATT | PW1250-115 | 235 | 546 | 238 | 15 |  | Solar | FIXED | Roof
REIPNR-09257 | PV POWERED | PVP4800 | 50000 | 1 |  |  | 0.972 | Solar Inverter |  | OUTDOOR
REIPNR-09257 | PV POWERED | PVP100KW-480 | 100000 | 2 |  |  | 0.96 | Solar Inverter |  | OUTDOOR
REIPNR-09258 | SUNPOWER | SPR-230-WHT-U | 230 | 45 | 156 | 25 |  | Solar | FIXED | Roof
REIPNR-09258 | SUNPOWER CORP (ORIGINAL MFRSMA) | SPR-4000M (208V) | 4000 | 1 |  |  | 0.968 | Solar Inverter |  | INDOOR
REIPNR-09258 | SUNPOWER CORP (ORIGINAL MFRSMA) | SPR-6000M (277V) | 6000 | 1 |  |  | 0.97 | Solar Inverter |  | INDOOR
REIPNR-09259 | CHANGZHOU TRINA SOLAR ENERGY CO | TSM-185D | 230 | 24 | 210 | 10 |  | Solar | FIXED | Roof
REIPNR-09259 | CHANGZHOU TRINA SOLAR ENERGY CO | TSM-160D | 230 | 6 | 210 | 25.5 |  | Solar | FIXED | Roof
REIPNR-09259 | ENPHASE ENERGY | M175-24-240-S02 | 190 | 30 |  |  | 0.955 | Solar Inverter |  | INDOOR
REIPNR-09260 | SCHOTT SOLAR | ASE-250DGF/50-230 | 230 | 442 | 130 | 5 |  | Solar | FIXED | Roof
REIPNR-09260 | SCHOTT SOLAR | ASE-250DGF/50-230 | 230 | 741 | 137 | 5 |  | Solar | FIXED | Roof
REIPNR-09260 | SCHOTT SOLAR | ASE-250DGF/50-230 | 230 | 1469 | 137 | 5 |  | Solar | FIXED | Roof
REIPNR-09260 | SCHOTT SOLAR | ASE-250DGF/50-230 | 230 | 1209 | 227 | 5 |  | Solar | FIXED | Roof
REIPNR-09260 | SOLECTRIA RENEWABLES | PVI60KW-480 | 60000 | 1 |  |  | 0.965 | Solar Inverter |  | OUTDOOR
REIPNR-09260 | SOLECTRIA RENEWABLES | PVI82KW-480 | 82000 | 1 |  |  | 0.965 | Solar Inverter |  | OUTDOOR
REIPNR-09260 | SOLECTRIA RENEWABLES | PVI95KW-480 | 95000 | 1 |  |  | 0.965 | Solar Inverter |  | OUTDOOR
REIPNR-09260 | SOLECTRIA RENEWABLES | PVI2500-208 | 266000 | 1 |  |  | 0.974 | Solar Inverter |  | OUTDOOR
REIPNR-09260 | SOLECTRIA RENEWABLES | PVI 3000 (208V) | 300000 | 1 |  |  | 0.974 | Solar Inverter |  | OUTDOOR
REIPNR-09266 | BP SOLAR | BP3125S | 215 | 4 | 123 | 25 |  | Solar | FIXED | Roof
REIPNR-09266 | BP SOLAR | BP3170N | 215 | 10 | 123 | 25 |  | Solar | FIXED | Roof
REIPNR-09266 | BP SOLAR | BP3150S | 215 | 4 | 211 | 25 |  | Solar | FIXED | Roof
REIPNR-09266 | ENPHASE ENERGY |  | 760 | 9 |  |  | 0.955 | Solar Inverter |  | OUTDOOR
REIPNR-09267 | SUNTECH POWER | STP210S-18/UB-1 | 275 | 2200 | 224 | 10 |  | Solar | FIXED | Roof
REIPNR-09267 | SATCON TECHNOLOGY | PVS-500 (480 V) | 500000 | 1 |  |  | 0.96 | Solar Inverter |  | OUTDOOR
REIPNR-09268 | SUNTECH POWER | STP210S-18/UB-1 | 275 | 1023 | 224 | 10 |  | Solar | FIXED | Roof
REIPNR-09268 | SATCON TECHNOLOGY | PVS-250 (208 V) | 250000 | 1 |  |  | 0.96 | Solar Inverter |  | OUTDOOR
REIPNR-09269 | CFM EQUIPMENT DISTRIBUTORS | GREEN POWER 2500 | 275 | 30 | 210 | 24 |  | Solar | FIXED | Roof
REIPNR-09269 | SMA AMERICA | SB7000US (277V) | 8000 | 1 |  |  | 0.96 | Solar Inverter |  | INDOOR
REIPNR-09270 | SUNPOWER |  | 215 | 35 | 237 | 40 |  | Solar | FIXED | Roof
REIPNR-09270 | ENPHASE ENERGY | M200-32-240-S02 | 380 | 18 |  |  | 0.96 | Solar Inverter |  | OUTDOOR
REIPNR-09271 | SUNPOWER | PL-AP-65 | 185 | 10 | 152 | 20 |  | Solar | FIXED | Roof
REIPNR-09271 | SUNPOWER | SPR-200-BLK-U | 185 | 12 | 242 | 20 |  | Solar | FIXED | Roof
REIPNR-09271 | SUNPOWER | SPR-200-BLK-U | 185 | 16 | 242 | 20 |  | Solar | FIXED | Roof
REIPNR-09271 | PV POWERED | PVP2000 | 2000 | 1 |  |  | 0.92 | Solar Inverter |  | INDOOR
REIPNR-09271 | PV POWERED | PVP4800 | 4800 | 1 |  |  | 0.96 | Solar Inverter |  | INDOOR
REIPNR-09272 | SUNTECH POWER | STP21018 | 210 | 15 | 217 | 15 |  | Solar | FIXED | Roof
REIPNR-09272 | SMA AMERICA | SB4000US (240V) | 4000 | 1 |  |  | 0.968 | Solar Inverter |  | INDOOR
REIPNR-09273 | SCHUCO USA | SWR1800U | 180 | 40 | 230 | 35 |  | Solar | FIXED | Roof
REIPNR-09273 | SCHUCO USA | SB7000US (208V) | 7000 | 1 |  |  | 0.969 | Solar Inverter |  | INDOOR
REIPNR-09294 | SUNTECH POWER | STP210S-18/UB-1 | 270 | 253 | 210 | 25 |  | Solar | FIXED | Ground
REIPNR-09294 | SUNTECH POWER | STP210S-18/UB-1 | 280 | 1540 | 188 | 10 |  | Solar | FIXED | Roof
REIPNR-09294 | SOLECTRIA RENEWABLES | PVI60KW-208 | 60000 | 1 |  |  | 0.965 | Solar Inverter |  | Outside
REIPNR-09294 | SOLECTRIA RENEWABLES | PVI95KW-480 | 95000 | 1 |  |  | 0.96 | Solar Inverter |  | OUTDOOR
REIPNR-09294 | SOLECTRIA RENEWABLES | PVI95KW-208 | 266000 | 1 |  |  | 0.97 | Solar Inverter |  | Outside
REIPNR-09296 | SHARP | ND-224UC1 | 224 | 3514 | 180 | 20 |  | Solar | FIXED | Ground
REIPNR-09296 | SHARP | ND-U230C1 | 235 | 5236 | 191 | 20 |  | Solar | FIXED | Ground
REIPNR-09296 | SMA AMERICA | SC250U (480V) | 250000 | 1 |  |  | 0.97 | Solar Inverter |  | OUTDOOR
REIPNR-09296 | SMA AMERICA | SC250U (480V) | 500000 | 3 |  |  | 0.97 | Solar Inverter |  | OUTDOOR
REIPNR-09297 | CHANGZHOU TRINA SOLAR ENERGY CO | TSM-160D | 275 | 820 | 157 | 5 |  | Solar | FIXED | Roof
REIPNR-09297 | PV POWERED | PVP100KW-208 | 100000 | 1 |  |  | 0.96 | Solar Inverter |  | OUTDOOR
REIPNR-09297 | PV POWERED | PVP100KW-208 | 100000 | 1 |  |  | 0.96 | Solar Inverter |  | OUTDOOR
REIPNR-09298 | SUNTECH POWER | STP210S-18/UB-1 | 275 | 236 | 157 | 5 |  | Solar | FIXED | Roof
REIPNR-09298 | SMA AMERICA | SB6000US (240V) | 6000 | 1 |  |  | 0.97 | Solar Inverter |  | OUTDOOR
REIPNR-09298 | SMA AMERICA | SB7000US (277V) | 7000 | 8 |  |  | 0.97 | Solar Inverter |  | OUTDOOR
REIPNR-09299 | SUNTECH POWER | STP210S-18/UB-1 | 275 | 84 | 185 | 5 |  | Solar | FIXED | Roof
REIPNR-09299 | SMA AMERICA | SB7000US (277V) | 7000 | 3 |  |  | 0.97 | Solar Inverter |  | OUTDOOR
REIPNR-09300 | SUNTECH POWER | STP210S-18/UB-1 | 275 | 82 | 185 | 5 |  | Solar | FIXED | Roof
REIPNR-09300 | SMA AMERICA | SB6000U (208V) | 6000 | 1 |  |  | 0.97 | Solar Inverter |  | OUTDOOR
REIPNR-09300 | SMA AMERICA | SB7000US (208V) | 7000 | 2 |  |  | 0.97 | Solar Inverter |  | OUTDOOR
REIPNR-09301 | SUNTECH POWER | STP210S-18/UB-1 | 275 | 247 | 185 | 5 |  | Solar | FIXED | Roof
REIPNR-09301 | SMA AMERICA | SB6000U (208V) | 6000 | 1 |  |  | 0.97 | Solar Inverter |  | OUTDOOR
REIPNR-09301 | SMA AMERICA | SB7000US (240V) | 7000 | 8 |  |  | 0.97 | Solar Inverter |  | Outside
REIPNR-09302 | SUNTECH POWER | STP210S-18/UB-1 | 275 | 37 | 185 | 5 |  | Solar | FIXED | Roof
REIPNR-09302 | SMA AMERICA | SB5000US | 5000 | 3 |  |  | 0.96 | Solar Inverter |  | OUTDOOR
REIPNR-09303 | SUNTECH POWER | STP210S-18/UB-1 | 275 | 770 | 157 | 5 |  | Solar | FIXED | Roof
REIPNR-09303 | PV POWERED | PVP100KW-208 | 100000 | 2 |  |  | 0.96 | Solar Inverter |  | OUTDOOR
REIPNR-09304 | SUNTECH POWER | STP210S-18/UB-1 | 275 | 540 | 185 | 5 |  | Solar | FIXED | Roof
REIPNR-09304 | PV POWERED | PVP30KW-LV-480 | 50000 | 1 |  |  | 0.96 | Solar Inverter |  | OUTDOOR
REIPNR-09304 | PV POWERED | PVP75KW-208 | 75000 | 1 |  |  | 0.96 | Solar Inverter |  | OUTDOOR
REIPNR-09308 | SUNPOWER | SPR-230-WHT-U | 230 | 42 | 184 | 2 |  | Solar | FIXED | Roof
REIPNR-09308 | SUNPOWER CORP (ORIGINAL MFRSMA) | SPR-4000M (208V) | 4000 | 1 |  |  | 0.97 | Solar Inverter |  | OUTDOOR
REIPNR-09308 | SUNPOWER CORP (ORIGINAL MFRXANTREX) | SPR-5000X (240V) | 5000 | 1 |  |  | 0.97 | Solar Inverter |  | OUTDOOR
REIPNR-09309 | SUNPOWER | SPR-230-WHT-U | 230 | 40 | 184 | 2 |  | Solar | FIXED | Roof
REIPNR-09309 | SUNPOWER CORP (ORIGINAL MFRSMA) | SPR-4000M (208V) | 4000 | 1 |  |  | 0.97 | Solar Inverter |  | OUTDOOR
REIPNR-09309 | SUNPOWER CORP (ORIGINAL MFRSMA) | SPR-4000M (208V) | 4000 | 1 |  |  | 0.97 | Solar Inverter |  | OUTDOOR
REIPNR-09310 | SUNPOWER | SPR-230-WHT-U | 230 | 62 | 184 | 2 |  | Solar | FIXED | Roof
REIPNR-09310 | SUNPOWER CORP (ORIGINAL MFRSMA) | SPR-7000M (208V) | 7000 | 1 |  |  | 0.97 | Solar Inverter |  | OUTDOOR
REIPNR-09310 | SUNPOWER CORP (ORIGINAL MFRSMA) | SPR-7000M (208V) | 7000 | 1 |  |  | 0.97 | Solar Inverter |  | OUTDOOR
REIPNR-09311 | SUNPOWER | SPR-230-WHT-U | 230 | 146 | 184 | 2 |  | Solar | FIXED | Roof
REIPNR-09311 | SUNPOWER CORP (ORIGINAL MFRXANTREX) | SPR-5000X (240V) | 5000 | 1 |  |  | 0.97 | Solar Inverter |  | OUTDOOR
REIPNR-09311 | SUNPOWER CORP (ORIGINAL MFRSMA) | SPR-7000M (208V) | 7000 | 4 |  |  | 0.97 | Solar Inverter |  | Outside
REIPNR-09312 | SUNPOWER | SPR-230-WHT-U | 230 | 61 | 152 | 34 |  | Solar | FIXED | Ground
REIPNR-09312 | SUNPOWER CORP (ORIGINAL MFRSMA) | SPR-3000M (208V) | 3000 | 1 |  |  | 0.97 | Solar Inverter |  | OUTDOOR
REIPNR-09312 | SUNPOWER CORP (ORIGINAL MFRSMA) | SPR-4000M (208V) | 4000 | 1 |  |  | 0.97 | Solar Inverter |  | OUTDOOR
REIPNR-09312 | SUNPOWER CORP (ORIGINAL MFRSMA) | SPR-6000M (208V) | 6000 | 1 |  |  | 0.97 | Solar Inverter |  | OUTDOOR
REIPNR-09313 | SUNPOWER | SPR-230-WHT-U | 230 | 91 | 152 | 34 |  | Solar | FIXED | Ground
REIPNR-09313 | SUNPOWER CORP (ORIGINAL MFRSMA) | SPR-6000M (240V) | 6000 | 1 |  |  | 0.97 | Solar Inverter |  | OUTDOOR
REIPNR-09313 | SUNPOWER CORP (ORIGINAL MFRSMA) | SPR-7000M (208V) | 7000 | 2 |  |  | 0.97 | Solar Inverter |  | OUTDOOR
REIPNR-09315 | SUNPOWER | SPR-230-WHT-U | 230 | 30 | 152 | 34 |  | Solar | FIXED | Roof
REIPNR-09315 | SUNPOWER CORP (ORIGINAL MFRSMA) | SPR-7000M (208V) | 7000 | 1 |  |  | 0.97 | Solar Inverter |  | OUTDOOR
REIPNR-09316 | SUNPOWER | SPR-230-WHT-U | 230 | 60 | 180 | 34 |  | Solar | FIXED | Ground
REIPNR-09316 | SUNPOWER CORP (ORIGINAL MFRSMA) | SPR-7000M (208V) | 7000 | 2 |  |  | 0.97 | Solar Inverter |  | Outside
REIPNR-09317 | SUNPOWER | SPR-230-WHT-U | 230 | 48 | 152 | 34 |  | Solar | FIXED | Ground
REIPNR-09317 | SUNPOWER CORP (ORIGINAL MFRXANTREX) | SPR-5000X (240V) | 5000 | 2 |  |  | 0.97 | Solar Inverter |  | OUTDOOR
REIPNR-09319 | SUNPOWER | SPR-230-WHT-U | 230 | 41 | 246 | 19 |  | Solar | FIXED | Roof
REIPNR-09319 | SUNPOWER CORP (ORIGINAL MFRSMA) | SPR-3000M (208V) | 3000 | 1 |  |  | 0.97 | Solar Inverter |  | INDOOR
REIPNR-09319 | SUNPOWER CORP (ORIGINAL MFRSMA) | SPR-6000M (208V) | 6000 | 1 |  |  | 0.97 | Solar Inverter |  | INDOOR
REIPNR-09320 | CHANGZHOU TRINA SOLAR ENERGY CO | TSM-160D | 235 | 250 | 172.8 | 6 |  | Solar | FIXED | Roof
REIPNR-09320 | SMA AMERICA |  | 6000 | 6 |  |  | 0.97 | Solar Inverter |  | INDOOR
REIPNR-09320 | SMA AMERICA | SB7000US (208V) | 7000 | 3 |  |  | 0.97 | Solar Inverter |  | INDOOR
REIPNR-09321 | CHANGZHOU TRINA SOLAR ENERGY CO | TSM-160D | 235 | 60 | 208.3 | 5 |  | Solar | FIXED | Roof
REIPNR-09321 | SMA AMERICA | SB5000US | 5000 | 3 |  |  | 0.96 | Solar Inverter |  | INDOOR
REIPNR-09322 | CHANGZHOU TRINA SOLAR ENERGY CO | TSM-185D | 235 | 9 | 208.3 | 5 |  | Solar | FIXED | Roof
REIPNR-09322 | SMA AMERICA | SB3000US (208V) | 3000 | 1 |  |  | 0.96 | Solar Inverter |  | INDOOR
REIPNR-09323 | CHANGZHOU TRINA SOLAR ENERGY CO | TSM-160D | 235 | 16 | 208.3 | 5 |  | Solar | FIXED | Roof
REIPNR-09323 | SMA AMERICA | SB3000US (208V) | 3000 | 1 |  |  | 0.96 | Solar Inverter |  | INDOOR
REIPNR-09325 | CHANGZHOU TRINA SOLAR ENERGY CO | TSM-160D | 235 | 16 | 208.3 | 5 |  | Solar | FIXED | Roof
REIPNR-09325 | SMA AMERICA | SB3000US (208V) | 3000 | 1 |  |  | 0.96 | Solar Inverter |  | INDOOR
REIPNR-09326 | SUNTECH POWER | STP180-24/AB-1 | 180 | 44 | 189.4 | 12 |  | Solar | FIXED | Roof
REIPNR-09326 | SMA AMERICA | SB7000US (277V) | 8000 | 1 |  |  | 0.97 | Solar Inverter |  | INDOOR
REIPNR-09327 | CANADIAN SOLAR | CS4C-100 | 576 | 84 | 202 | 25 |  | Solar | FIXED | Roof
REIPNR-09327 | SAT CON | POWERGATE AE-50-60-PV-A | 50000 | 1 |  |  | 0.99 | Solar Inverter |  | OUTDOOR
REIPNR-09329 | CHANGZHOU TRINA SOLAR ENERGY CO | TSM-160D | 230 | 154 | 105 | 11 |  | Solar | FIXED | Roof
REIPNR-09329 | SATCON TECHNOLOGY | PVS-30 (208 V) | 30000 | 1 |  |  | 0.96 | Solar Inverter |  | OUTDOOR
REIPNR-09330 | SUNPOWER | SPR-225-BLK-U | 225 | 44 | 180 | 30 |  | Solar | FIXED | Roof
REIPNR-09330 | SUNPOWER CORP (ORIGINAL MFRSMA) | SPR4000 | 4000 | 1 |  |  | 0.968 | Solar Inverter |  | OUTDOOR
REIPNR-09330 | SUNPOWER CORP (ORIGINAL MFRXANTREX) | SPR-5000X (240V) | 5000 | 1 |  |  | 0.968 | Solar Inverter |  | OUTDOOR
REIPNR-09333 | CHANGZHOU TRINA SOLAR ENERGY CO | TSM-185D | 235 | 2327 | 139 | 10 |  | Solar | FIXED | Roof
REIPNR-09333 | SOLECTRIA RENEWABLES | PVI 5000-P (240V) | 500000 | 1 |  |  | 0.974 | Solar Inverter |  | INDOOR
REIPNR-09335 | SOLARWORLD | SW185MONO | 240 | 24 | 180 | 25 |  | Solar | FIXED | Roof
REIPNR-09335 | SMA AMERICA | SB5000US | 5000 | 1 |  |  | 0.968 | Solar Inverter |  | OUTDOOR
REIPNR-09336 | CHANGZHOU TRINA SOLAR ENERGY CO | TSM-160D | 240 | 20 | 107.6 | 20 |  | Solar | FIXED | Roof
REIPNR-09336 | CHANGZHOU TRINA SOLAR ENERGY CO | TSM-185D | 240 | 30 | 197.9 | 20 |  | Solar | FIXED | Roof
REIPNR-09336 | PV POWERED | PVP3000 | 3000 | 1 |  |  | 0.935 | Solar Inverter |  | INDOOR
REIPNR-09336 | PV POWERED | PVP3500 | 3500 | 1 |  |  | 0.955 | Solar Inverter |  | INDOOR
REIPNR-09336 | PV POWERED | PVP4800 | 4800 | 1 |  |  | 0.96 | Solar Inverter |  | INDOOR
REIPNR-09338 | SCHUCO USA |  | 180 | 18 | 160 | 26 |  | Solar | FIXED | Roof
REIPNR-09338 | SCHUCO USA |  | 180 | 20 | 160 | 35 |  | Solar | FIXED | Roof
REIPNR-09338 | SCHUCO USA | SB3000US (208V) | 3000 | 1 |  |  | 0.96 | Solar Inverter |  | INDOOR
REIPNR-09338 | SMA AMERICA | SB4000US (208V) | 4000 | 1 |  |  | 0.96 | Solar Inverter |  | INDOOR
REIPNR-09342 | BP SOLAR | SX3200B | 215 | 24 | 170 | 21 |  | Solar | FIXED | Roof
REIPNR-09342 | FRONIUS USA | IG 5100 | 5100 | 1 |  |  | 0.952 | Solar Inverter |  | INDOOR
REIPNR-09343 | SUNTECH POWER | STP190-18/UB-1 | 185 | 51 | 175 | 24 |  | Solar | FIXED | Roof
REIPNR-09343 | FRONIUS USA |  | 3800 | 1 |  |  | 0.955 | Solar Inverter |  | INDOOR
REIPNR-09343 | FRONIUS USA |  | 6000 | 1 |  |  | 0.955 | Solar Inverter |  | INDOOR
REIPNR-09344 | SUNPOWER |  | 215 | 32 | 218 | 20 |  | Solar | FIXED | Roof
REIPNR-09344 | SUNPOWER CORP (ORIGINAL MFRSMA) | SPR-7000M (240V) | 7000 | 1 |  |  | 0.96 | Solar Inverter |  | INDOOR
REIPNR-09346 | SUNTECH POWER | STP200-18/UB-1 | 205 | 10 | 126 | 26 |  | Solar | FIXED | Roof
REIPNR-09346 | SUNTECH POWER | STP200-18/UB-1 | 205 | 7 | 216 | 26 |  | Solar | FIXED | Roof
REIPNR-09346 | SOLECTRIA RENEWABLES | PVI1800-240 | 1800 | 1 |  |  | 0.96 | Solar Inverter |  | INDOOR
REIPNR-09346 | SOLECTRIA RENEWABLES | PVI 4000 (208V) | 4000 | 1 |  |  | 0.96 | Solar Inverter |  | INDOOR
REIPNR-09349 | CHANGZHOU TRINA SOLAR ENERGY CO | TSM-160D | 245 | 168 | 105 | 15 |  | Solar | FIXED | Roof
REIPNR-09349 | SMA AMERICA | SB5000US | 5000 | 3 |  |  | 0.968 | Solar Inverter |  | INDOOR
REIPNR-09349 | SMA AMERICA | SB7000US (208V) | 7000 | 3 |  |  | 0.971 | Solar Inverter |  | INDOOR
REIPNR-09350 | SUNTECH POWER | STP200-18/UB-1 | 205 | 6 | 95.3 | 19 |  | Solar | FIXED | Roof
REIPNR-09350 | SUNTECH POWER | STP200-18/UB-1 | 205 | 16 | 176.6 | 19 |  | Solar | FIXED | Roof
REIPNR-09350 | PV POWERED | PVP2000 | 2000 | 1 |  |  | 0.92 | Solar Inverter |  | INDOOR
REIPNR-09350 | PV POWERED | PVP3000 | 3000 | 1 |  |  | 0.935 | Solar Inverter |  | INDOOR
REIPNR-09351 | CHANGZHOU TRINA SOLAR ENERGY CO | TSM-160D | 235 | 44 | 180 | 30 |  | Solar | FIXED | Ground
REIPNR-09351 | PV POWERED | PVP4800 | 4800 | 2 |  |  | 0.96 | Solar Inverter |  | INDOOR
REIPNR-09353 | SUNTECH POWER | STP200-18/UB-1 | 205 | 34 | 133.7 | 20 |  | Solar | FIXED | Roof
REIPNR-09353 | PV POWERED | PVP2500 | 2500 | 1 |  |  | 0.945 | Solar Inverter |  | INDOOR
REIPNR-09353 | PV POWERED | PVP3500 | 3500 | 1 |  |  | 0.955 | Solar Inverter |  | INDOOR
REIPNR-09354 | CHANGZHOU TRINA SOLAR ENERGY CO | TSM-160D | 235 | 18 | 142 | 5 |  | Solar | FIXED | Roof
REIPNR-09354 | PV POWERED | PVP4800 | 4800 | 1 |  |  | 0.96 | Solar Inverter |  | INDOOR
REIPNR-09355 | CHANGZHOU TRINA SOLAR ENERGY CO | TSM-160D | 240 | 29 | 151.4 | 22 |  | Solar | FIXED | Roof
REIPNR-09355 | PV POWERED | PVP2500 | 2500 | 1 |  |  | 0.945 | Solar Inverter |  | Inside
REIPNR-09355 | PV POWERED | PVP3500 | 3500 | 1 |  |  | 0.935 | Solar Inverter |  | INDOOR
REIPNR-09356 | SUNTECH POWER | STP180-24/AB-1 | 180 | 30 | 130.7 | 31 |  | Solar | FIXED | Roof
REIPNR-09356 | PV POWERED | PVP2500 | 2500 | 1 |  |  | 0.945 | Solar Inverter |  | INDOOR
REIPNR-09356 | PV POWERED | PVP3000 | 3000 | 1 |  |  | 0.935 | Solar Inverter |  | INDOOR
REIPNR-09358 | CHANGZHOU TRINA SOLAR ENERGY CO | TSM-160D | 235 | 22 | 189 | 25 |  | Solar | FIXED | Roof
REIPNR-09358 | PV POWERED | PVP4800 | 4800 | 1 |  |  | 0.96 | Solar Inverter |  | Outside
REIPNR-09360 | SUNTECH POWER | STP180-24/AB-1 | 185 | 53 | 234.9 | 30 |  | Solar | FIXED | Roof
REIPNR-09360 | SUNTECH POWER | STP180-24/AB-1 | 185 | 22 | 138.9 | 44 |  | Solar | FIXED | Roof
REIPNR-09360 | PV POWERED | PVP2000 | 2000 | 2 |  |  | 0.92 | Solar Inverter |  | INDOOR
REIPNR-09360 | PV POWERED | PVP3500 | 3500 | 1 |  |  | 0.955 | Solar Inverter |  | INDOOR
REIPNR-09360 | PV POWERED | PVP5200 | 5200 | 1 |  |  | 0.96 | Solar Inverter |  | Inside
REIPNR-09367 | CHANGZHOU TRINA SOLAR ENERGY CO | TSM-185D | 230 | 504 | 218 | 10 |  | Solar | FIXED | Roof
REIPNR-09367 | PV POWERED | PVP100KW-208 | 100000 | 1 |  |  | 0.96 | Solar Inverter |  | OUTDOOR
REIPNR-09369 | SUNTECH POWER | STP180-24/AB-1 | 180 | 44 | 265 | 25 |  | Solar | FIXED | Roof
REIPNR-09369 | SMA AMERICA | SB7000US (277V) | 8000 | 1 |  |  | 0.97 | Solar Inverter |  | OUTDOOR
REIPNR-09375 | REC SCANMODULE | SCM230 | 230 | 44 | 117.6 | 30 |  | Solar | FIXED | Roof
REIPNR-09375 | REC SCANMODULE | SCM230 | 230 | 22 | 207.6 | 30 |  | Solar | FIXED | Roof
REIPNR-09375 | FRONIUS USA |  | 5000 | 1 |  |  | 0.965 | Solar Inverter |  | Outside
REIPNR-09375 | FRONIUS USA |  | 5000 | 2 |  |  | 0.965 | Solar Inverter |  | Outside
REIPNR-09376 | REC SCANMODULE | SCM230 | 230 | 99 | 224 | 20 |  | Solar | FIXED | Roof
REIPNR-09376 | FRONIUS USA |  | 11400 | 2 |  |  | 0.962 | Solar Inverter |  | INDOOR
REIPNR-09377 | UNITED SOLAR OVONIC | PVL-144 | 144 | 6303 | 180 | 0 |  | Solar | FIXED | Roof
REIPNR-09377 | PV POWERED | PVP2800 | 260000 | 3 |  |  | 0.96 | Solar Inverter |  | OUTDOOR
REIPNR-09378 | UNITED SOLAR OVONIC | PVL-144 | 144 | 4224 | 180 | 0 |  | Solar | FIXED | Roof
REIPNR-09378 | PV POWERED | PVP2800 | 260000 | 2 |  |  | 0.96 | Solar Inverter |  | OUTDOOR
REIPNR-09405 | CHANGZHOU TRINA SOLAR ENERGY CO | TSM-185D | 230 | 18 | 259 | 30 |  | Solar | FIXED | Roof
REIPNR-09405 | CHANGZHOU TRINA SOLAR ENERGY CO | TSM-185D | 230 | 9 | 169 | 40 |  | Solar | FIXED | Roof
REIPNR-09405 | ENPHASE ENERGY | M175-24-240-S02 | 190 | 27 |  |  | 0.955 | Solar Inverter |  | OUTDOOR
REIPNR-09408 | CHANGZHOU TRINA SOLAR ENERGY CO | TSM-160D | 230 | 44 | 230 | 44 |  | Solar | FIXED | Roof
REIPNR-09408 | SMA AMERICA | SB5000US | 5000 | 2 |  |  | 0.96 | Solar Inverter |  | INDOOR
REIPNR-09411 | SUNTECH POWER | STP210-18/UB-1 | 210 | 30 | 131 | 25 |  | Solar | FIXED | Roof
REIPNR-09411 | SMA AMERICA |  | 6000 | 1 |  |  | 0.97 | Solar Inverter |  | OUTDOOR
REIPNR-09413 | CANADIAN SOLAR | CS5P-240 | 240 | 192 | 189 | 20 |  | Solar | FIXED | Ground
REIPNR-09413 | SMA AMERICA | SB5000US | 5000 | 2 |  |  | 0.97 | Solar Inverter |  | OUTDOOR
REIPNR-09413 | SMA AMERICA | SB7000US (208V) | 7000 | 5 |  |  | 0.97 | Solar Inverter |  | OUTDOOR
REIPNR-09414 | CHANGZHOU TRINA SOLAR ENERGY CO | TSM-160D | 230 | 1157 | 204 | 10 |  | Solar | FIXED | Roof
REIPNR-09414 | SOLECTRIA RENEWABLES | PVI95KW-208 | 266000 | 1 |  |  | 0.974 | Solar Inverter |  | INDOOR
REIPNR-09417 | SUNTECH POWER | STP200UB | 205 | 36 | 192.3 | 23 |  | Solar | FIXED | Roof
REIPNR-09417 | SMA AMERICA | SB7000US (208V) | 7000 | 1 |  |  | 0.97 | Solar Inverter |  | OUTDOOR
REIPNR-09419 | CHANGZHOU TRINA SOLAR ENERGY CO | TSM-185D | 235 | 42 | 180 | 30 |  | Solar | FIXED | Roof
REIPNR-09419 | CHANGZHOU TRINA SOLAR ENERGY CO | TSM-160D | 235 | 32 | 140.6 | 35 |  | Solar | FIXED | Roof
REIPNR-09419 | PV POWERED | PVP3500 | 3500 | 2 |  |  | 0.955 | Solar Inverter |  | INDOOR
REIPNR-09419 | PV POWERED | PVP4800 | 4800 | 2 |  |  | 0.945 | Solar Inverter |  | INDOOR
REIPNR-09420 | SHARP |  | 235 | 22 | 167.6 | 15 |  | Solar | FIXED | Roof
REIPNR-09420 | ENPHASE ENERGY | M200-32-240-S01 | 380 | 11 |  |  | 0.955 | Solar Inverter |  | OUTDOOR
REIPNR-09421 | ASTROPOWER | LAPX-300 | 230 | 13 | 169 | 31 |  | Solar | FIXED | Roof
REIPNR-09421 | ENPHASE ENERGY | M200-32-208-S01 | 190 | 13 |  |  | 0.955 | Solar Inverter |  | OUTDOOR
REIPNR-09422 | SUNTECH POWER | STP200-18/UB-1 | 200 | 58 | 156.2 | 17 |  | Solar | FIXED | Roof
REIPNR-09422 | SMA AMERICA | SB3000US (208V) | 3000 | 2 |  |  | 0.96 | Solar Inverter |  | INDOOR
REIPNR-09422 | SMA AMERICA | SB7000US (208V) | 7000 | 1 |  |  | 0.97 | Solar Inverter |  | INDOOR
REIPNR-09425 | SUNTECH POWER | STP21018 | 210 | 46 | 215 | 23 |  | Solar | FIXED | Roof
REIPNR-09425 | SOLECTRIA RENEWABLES | PVI 4000 (208V) | 4000 | 1 |  |  | 0.955 | Solar Inverter |  | Inside
REIPNR-09425 | SOLECTRIA RENEWABLES | PVI 5300 (208V) | 5300 | 1 |  |  | 0.955 | Solar Inverter |  | INDOOR
REIPNR-09427 | NINGBO SOLAR ELECTRIC POWER | TDB125X125-72-P 175W | 280 | 315 | 170 | 5 |  | Solar | FIXED | Roof
REIPNR-09427 | NINGBO SOLAR ELECTRIC POWER | TDB125X125-72-P 175W | 280 | 126 | 177 | 5 |  | Solar | FIXED | Roof
REIPNR-09427 | FRONIUS USA |  | 9995 | 1 |  |  | 0.962 | Solar Inverter |  | OUTDOOR
REIPNR-09427 | FRONIUS USA |  | 11400 | 9 |  |  | 0.962 | Solar Inverter |  | OUTDOOR
REIPNR-09428 | SUNTECH POWER | STP190-18/UB-1 | 185 | 52 | 180 | 28 |  | Solar | FIXED | Roof
REIPNR-09428 | SMA AMERICA | SB4000US (208V) | 4000 | 1 |  |  | 0.955 | Solar Inverter |  | INDOOR
REIPNR-09428 | SMA AMERICA | SB6000U (240V) | 6000 | 1 |  |  | 0.955 | Solar Inverter |  | INDOOR
REIPNR-09430 | SUNTECH POWER | STP210-18/UB-1 | 210 | 35 | 153 | 21 |  | Solar | FIXED | Roof
REIPNR-09430 | POWER-ONE | PVI-3000-I-OUTD-US-F (240V) | 3000 | 1 |  |  | 0.95 | Solar Inverter |  | INDOOR
REIPNR-09430 | POWER-ONE | PVI-5000-OUTD-US (240 V) | 5000 | 1 |  |  | 0.95 | Solar Inverter |  | INDOOR
REIPNR-09431 | CONERGY AG | S 175MU | 235 | 26 | 161 | 35 |  | Solar | FIXED | Roof
REIPNR-09431 | SMA AMERICA | SB6000U (240V) | 6000 | 1 |  |  | 0.968 | Solar Inverter |  | OUTDOOR
REIPNR-09433 | CHANGZHOU TRINA SOLAR ENERGY CO | TSM-185D | 230 | 7 | 191 | 18 |  | Solar | FIXED | Roof
REIPNR-09433 | CHANGZHOU TRINA SOLAR ENERGY CO | TSM-160D | 230 | 18 | 100 | 20 |  | Solar | FIXED | Roof
REIPNR-09433 | PV POWERED | PVP2000 | 2000 | 1 |  |  | 0.92 | Solar Inverter |  | OUTDOOR
REIPNR-09433 | PV POWERED | PVP3500 | 3500 | 1 |  |  | 0.955 | Solar Inverter |  | OUTDOOR
REIPNR-09435 | BP SOLAR | SX3200B | 215 | 3 | 163 | 17 |  | Solar | FIXED | Roof
REIPNR-09435 | SUNPOWER |  | 215 | 20 | 163 | 45 |  | Solar | FIXED | Roof
REIPNR-09435 | ENPHASE ENERGY | M175-24-240-S02 | 190 | 3 |  |  | 0.955 | Solar Inverter |  | INDOOR
REIPNR-09435 | FRONIUS USA | IG 4000 | 4000 | 1 |  |  | 0.952 | Solar Inverter |  | INDOOR
REIPNR-09440 | SOLON AG FUER SOLARTECHNIK | P220/6+/01 235WP | 235 | 96 | 164 | 18 |  | Solar | FIXED | Roof
REIPNR-09440 | SMA AMERICA | SB5000US | 5000 | 4 |  |  | 0.97 | Solar Inverter |  | OUTDOOR
REIPNR-09442 | SUNTECH POWER | STP21018 | 210 | 22 | 204 | 35 |  | Solar | FIXED | Roof
REIPNR-09442 | POWER-ONE | PVI-5000-OUTD-US (240 V) | 5000 | 1 |  |  | 0.96 | Solar Inverter |  | INDOOR
REIPNR-09444 | SCHUCO USA |  | 185 | 18 | 192.7 | 18.4 |  | Solar | FIXED | Roof
REIPNR-09444 | SMA AMERICA | SB3000US (208V) | 3000 | 1 |  |  | 0.97 | Solar Inverter |  | OUTDOOR
REIPNR-09446 | CONERGY AG | S 175MU | 230 | 1620 | 200.8 | 10 |  | Solar | FIXED | Roof
REIPNR-09446 | SMA AMERICA | SB7000US (208V) | 7000 | 45 |  |  | 0.971 | Solar Inverter |  | OUTDOOR
REIPNR-09447 | SUNTECH POWER | STP200-18/UB-1 | 205 | 45 | 165 | 15 |  | Solar | FIXED | Roof
REIPNR-09447 | PV POWERED | PVP2000 | 2000 | 1 |  |  | 0.92 | Solar Inverter |  | INDOOR
REIPNR-09447 | PV POWERED | PVP2500 | 2500 | 1 |  |  | 0.945 | Solar Inverter |  | INDOOR
REIPNR-09447 | PV POWERED | PVP4800 | 4800 | 1 |  |  | 0.96 | Solar Inverter |  | INDOOR
REIPNR-09450 | CHANGZHOU TRINA SOLAR ENERGY CO | TSM-160D | 235 | 38 | 121.1 | 26 |  | Solar | FIXED | Roof
REIPNR-09450 | PV POWERED | PVP3500 | 3500 | 1 |  |  | 0.955 | Solar Inverter |  | INDOOR
REIPNR-09450 | PV POWERED | PVP4800 | 4800 | 1 |  |  | 0.96 | Solar Inverter |  | INDOOR
REIPNR-09452 | CHANGZHOU TRINA SOLAR ENERGY CO | TSM-160D | 230 | 28 | 197 | 25 |  | Solar | FIXED | Roof
REIPNR-09452 | PV POWERED | PVP2500 | 2500 | 1 |  |  | 0.945 | Solar Inverter |  | INDOOR
REIPNR-09452 | PV POWERED | PVP3000 | 3000 | 1 |  |  | 0.935 | Solar Inverter |  | INDOOR
REIPNR-09453 | SUNTECH POWER | STP180S-24/AB-1 | 185 | 30 | 173 | 15 |  | Solar | FIXED | Roof
REIPNR-09453 | PV POWERED | PVP2500 | 2500 | 1 |  |  | 0.945 | Solar Inverter |  | OUTDOOR
REIPNR-09453 | PV POWERED | PVP3000 | 3000 | 1 |  |  | 0.935 | Solar Inverter |  | OUTDOOR
REIPNR-09455 | SUNTECH POWER | STP180S-24/AB-1 | 185 | 30 | 209.9 | 35 |  | Solar | FIXED | Roof
REIPNR-09455 | SMA AMERICA | SB5000US | 5000 | 1 |  |  | 0.96 | Solar Inverter |  | INDOOR
REIPNR-09456 | CHANGZHOU TRINA SOLAR ENERGY CO | TSM-160D | 235 | 16 | 160.6 | 30 |  | Solar | FIXED | Roof
REIPNR-09456 | PV POWERED | PVP3000 | 3000 | 1 |  |  | 0.935 | Solar Inverter |  | INDOOR
REIPNR-09457 | CHANGZHOU TRINA SOLAR ENERGY CO | TSM-160D | 235 | 14 | 199.2 | 30 |  | Solar | FIXED | Roof
REIPNR-09457 | PV POWERED | PVP3000 | 3000 | 1 |  |  | 0.935 | Solar Inverter |  | INDOOR
REIPNR-09458 | SUNTECH POWER | STP200-18/UB-1 | 200 | 26 | 125.4 | 26 |  | Solar | FIXED | Roof
REIPNR-09458 | PV POWERED | PVP2000 | 2000 | 1 |  |  | 0.92 | Solar Inverter |  | INDOOR
REIPNR-09458 | PV POWERED | PVP2500 | 2500 | 1 |  |  | 0.945 | Solar Inverter |  | INDOOR
REIPNR-09459 | CHANGZHOU TRINA SOLAR ENERGY CO | TSM-160D | 235 | 27 | 226.8 | 14 |  | Solar | FIXED | Roof
REIPNR-09459 | PV POWERED | PVP2500 | 2500 | 1 |  |  | 0.945 | Solar Inverter |  | Outside
REIPNR-09459 | PV POWERED | PVP3500 | 3500 | 1 |  |  | 0.955 | Solar Inverter |  | OUTDOOR
REIPNR-09460 | SUNTECH POWER | STP180-24/AB-1 | 180 | 22 | 263.2 | 16 |  | Solar | FIXED | Roof
REIPNR-09460 | SUNTECH POWER | STP180-24/AB-1 | 180 | 14 | 263.2 | 24 |  | Solar | FIXED | Roof
REIPNR-09460 | PV POWERED | PVP3000 | 3000 | 2 |  |  | 0.935 | Solar Inverter |  | OUTDOOR
REIPNR-09461 | CHANGZHOU TRINA SOLAR ENERGY CO | TSM-160D | 240 | 33 | 238.4 | 23 |  | Solar | FIXED | Roof
REIPNR-09461 | SMA AMERICA | SB7000US (208V) | 7000 | 1 |  |  | 0.97 | Solar Inverter |  | INDOOR
REIPNR-09464 | SHARP | ND-224U2 | 224 | 50 | 212 | 22 |  | Solar | FIXED | Roof
REIPNR-09464 | SMA AMERICA | SB4000US (208V) | 4000 | 2 |  |  | 0.968 | Solar Inverter |  | INDOOR
REIPNR-09465 | MITSUBISHI ELECTRIC | PV-UE135MF5N | 225 | 198 | 159 | 12 |  | Solar | FIXED | Roof
REIPNR-09465 | SMA AMERICA | SB7000US (208V) | 7000 | 6 |  |  | 0.971 | Solar Inverter |  | INDOOR
REIPNR-09466 | MATRIX SOLAR/PHOTOWATT | PW1000-100 | 230 | 40 | 151 | 21 |  | Solar | FIXED | Roof
REIPNR-09466 | FRONIUS USA | IG 4000 | 4000 | 2 |  |  | 0.958 | Solar Inverter |  | INDOOR
REIPNR-09473 | SUNTECH POWER | STP190-18/UB-1 | 190 | 72 | 195 | 20 |  | Solar | FIXED | Roof
REIPNR-09473 | SMA AMERICA | SB5000US (208V) | 5000 | 3 |  |  | 0.96 | Solar Inverter |  | Outside
REIPNR-09474 | SUNTECH POWER | STP180S-24/AB-1 | 185 | 27 | 175 | 28 |  | Solar | FIXED | Roof
REIPNR-09474 | SUNTECH POWER | STP190S-18/UB-1 | 185 | 16 | 265 | 28 |  | Solar | FIXED | Roof
REIPNR-09474 | MAGNATEK | SB3000 | 3000 | 1 |  |  | 0.96 | Solar Inverter |  | INDOOR
REIPNR-09474 | SMA AMERICA | SB5000US | 5000 | 1 |  |  | 0.96 | Solar Inverter |  | INDOOR
REIPNR-09475 | EVERGREEN SOLAR |  | 210 | 36 | 189 | 25 |  | Solar | FIXED | Roof
REIPNR-09475 | SMA AMERICA | SB7000US (208V) | 7000 | 1 |  |  | 0.98 | Solar Inverter |  | OUTDOOR
REIPNR-09476 | GLORIA SOLAR | GSM6-210D-UO1 | 210 | 47 | 192 | 30 |  | Solar | FIXED | Roof
REIPNR-09476 | GLORIA SOLAR | GSM6-210D-UO1 | 210 | 3 | 102 | 36 |  | Solar | FIXED | Roof
REIPNR-09476 | GRIDPOINT | CONNECT C36 | 200 | 50 |  |  | 0.96 | Solar Inverter |  | INDOOR
REIPNR-09477 | SOLARWORLD | SW185 MONO/T | 235 | 845 | 142 | 10 |  | Solar | FIXED | Roof
REIPNR-09477 | SOLARWORLD | SW185 MONO/T | 245 | 3341 | 142 | 10 |  | Solar | FIXED | Ground
REIPNR-09477 | SATCON TECHNOLOGY | PVS-500 (480 V) | 500000 | 2 |  |  | 0.96 | Solar Inverter |  | OUTDOOR
REIPNR-09478 | UNKNOWN | SW185MAB | 245 | 70 | 180 | 20 |  | Solar | FIXED | Roof
REIPNR-09478 | SMA AMERICA | SB7000US (208V) | 7000 | 1 |  |  | 0.963 | Solar Inverter |  | OUTDOOR
REIPNR-09478 | SMA AMERICA | SB7000US (277V) | 8000 | 1 |  |  | 0.963 | Solar Inverter |  | OUTDOOR
REIPNR-09479 | SUNTECH POWER | STP180-24/AB-1 | 180 | 23 | 167.1 | 25 |  | Solar | FIXED | Roof
REIPNR-09479 | PV POWERED | PVP2000 | 2000 | 1 |  |  | 0.92 | Solar Inverter |  | INDOOR
REIPNR-09479 | PV POWERED | PVP2500 | 2500 | 1 |  |  | 0.945 | Solar Inverter |  | INDOOR
REIPNR-09480 | CHANGZHOU TRINA SOLAR ENERGY CO | TSM-160D | 235 | 44 | 156.1 | 35 |  | Solar | FIXED | Roof
REIPNR-09480 | PV POWERED | PVP4800 | 4800 | 2 |  |  | 0.96 | Solar Inverter |  | INDOOR
REIPNR-09495 | CHANGZHOU TRINA SOLAR ENERGY CO | TSM-185D | 235 | 18 | 187 | 20 |  | Solar | FIXED | Roof
REIPNR-09495 | FRONIUS USA | IG 4000 | 4000 | 1 |  |  | 0.952 | Solar Inverter |  | INDOOR
REIPNR-09496 | SCHUCO USA |  | 230 | 2184 | 195 | 7.5 |  | Solar | FIXED | Ground
REIPNR-09496 | SMA AMERICA | SB700U | 500000 | 1 |  |  | 0.986 | Solar Inverter |  | OUTDOOR
REIPNR-09575 | BP SOLAR | BP360U | 230 | 32 | 203 | 22 |  | Solar | FIXED | Roof
REIPNR-09575 | ENPHASE ENERGY | M175-24-240-S02 | 190 | 32 |  |  | 0.96 | Solar Inverter |  | OUTDOOR
REIPNR-09576 | SUNPOWER | SPR-230-WHT-U | 230 | 38 | 98 | 20 |  | Solar | FIXED | Roof
REIPNR-09576 | SUNPOWER CORP (ORIGINAL MFRSMA) | SPR-3000M (208V) | 3000 | 1 |  |  | 0.97 | Solar Inverter |  | OUTDOOR
REIPNR-09576 | SUNPOWER CORP (ORIGINAL MFRSMA) | SPR-5000M (208V) | 5000 | 1 |  |  | 0.97 | Solar Inverter |  | OUTDOOR
REIPNR-09577 | SUNPOWER | SPR-230-WHT-U | 230 | 38 | 202 | 18 |  | Solar | 1AXIS | Roof
REIPNR-09577 | SUNPOWER CORP (ORIGINAL MFRSMA) | SPR-3000M (240V) | 3000 | 1 |  |  | 0.97 | Solar Inverter |  | OUTDOOR
REIPNR-09577 | SUNPOWER CORP (ORIGINAL MFRSMA) | SPR-5000M (208V) | 5000 | 1 |  |  | 0.97 | Solar Inverter |  | OUTDOOR
REIPNR-09578 | SUNPOWER | SPR-230-WHT-U | 230 | 36 | 166 | 22 |  | Solar | 1AXIS | Roof
REIPNR-09578 | SUNPOWER CORP (ORIGINAL MFRSMA) | SPR-4000M (208V) | 4000 | 2 |  |  | 0.968 | Solar Inverter |  | OUTDOOR
REIPNR-09579 | SUNPOWER | SPR-230-WHT-U | 230 | 32 | 180 | 17 |  | Solar | FIXED | Roof
REIPNR-09579 | SUNPOWER CORP (ORIGINAL MFRSMA) | SPR-7000M (208V) | 7000 | 1 |  |  | 0.971 | Solar Inverter |  | OUTDOOR
REIPNR-09580 | SHARP | ND-224UC1 | 235 | 18 | 231 | 25 |  | Solar | FIXED | Roof
REIPNR-09580 | SMA AMERICA | SB6000U (208V) | 6000 | 1 |  |  | 0.97 | Solar Inverter |  | INDOOR
REIPNR-09581 | SUNTECH POWER | STP200S-18/UB-1 | 205 | 36 | 180 | 30 |  | Solar | FIXED | Roof
REIPNR-09581 | SMA AMERICA | SB7000US (208V) | 7000 | 1 |  |  | 0.97 | Solar Inverter |  | INDOOR
REIPNR-09582 | GE ENERGY | GEPVP-200-M | 210 | 46 | 201 | 30 |  | Solar | FIXED | Roof
REIPNR-09582 | PV POWERED | PVP4800 | 4800 | 2 |  |  | 0.96 | Solar Inverter |  | OUTDOOR
REIPNR-09583 | CHANGZHOU TRINA SOLAR ENERGY CO | TSM-185D | 235 | 42 | 213 | 27 |  | Solar | FIXED | Roof
REIPNR-09583 | PV POWERED | PVP4800 | 4800 | 2 |  |  | 0.96 | Solar Inverter |  | INDOOR
REIPNR-09584 | CHANGZHOU TRINA SOLAR ENERGY CO | TSM-185D | 235 | 42 | 169 | 23 |  | Solar | FIXED | Roof
REIPNR-09584 | PV POWERED | PVP2000 | 2000 | 1 |  |  | 0.92 | Solar Inverter |  | Inside
REIPNR-09584 | PV POWERED | PVP3000 | 3000 | 2 |  |  | 0.935 | Solar Inverter |  | Inside
REIPNR-09585 | CHANGZHOU TRINA SOLAR ENERGY CO | TSM-185D | 240 | 27 | 170 | 25 |  | Solar | FIXED | Roof
REIPNR-09585 | PV POWERED | PVP2000 | 2000 | 1 |  |  | 0.92 | Solar Inverter |  | INDOOR
REIPNR-09585 | PV POWERED | PVP3500 | 3500 | 1 |  |  | 0.955 | Solar Inverter |  | INDOOR
REIPNR-09587 | CHANGZHOU TRINA SOLAR ENERGY CO | TSM-185D | 235 | 44 | 143 | 15 |  | Solar | FIXED | Roof
REIPNR-09587 | CHANGZHOU TRINA SOLAR ENERGY CO | TSM-185D | 235 | 36 | 233 | 15 |  | Solar | FIXED | Roof
REIPNR-09587 | PV POWERED | PVP3500 | 3500 | 2 |  |  | 0.955 | Solar Inverter |  | INDOOR
REIPNR-09587 | PV POWERED | PVP4600 | 4800 | 2 |  |  | 0.96 | Solar Inverter |  | INDOOR
REIPNR-09590 | SUNPOWER | SPR-215-BLK-U | 215 | 51 | 160 | 30 |  | Solar | FIXED | Ground
REIPNR-09590 | SUNPOWER CORP (ORIGINAL MFRSMA) | SPR-5000M (208V) | 5000 | 2 |  |  | 0.97 | Solar Inverter |  | OUTDOOR
REIPNR-09592 | CHANGZHOU TRINA SOLAR ENERGY CO | TSM-185D | 230 | 24 | 99.9 | 25 |  | Solar | FIXED | Roof
REIPNR-09592 | SMA AMERICA | SB5000US (208V) | 5000 | 1 |  |  | 0.96 | Solar Inverter |  | INDOOR
REIPNR-09593 | SUNTECH POWER | STP190-18/UB-1 | 185 | 20 | 210.2 | 23 |  | Solar | FIXED | Roof
REIPNR-09593 | SMA AMERICA | SB4000US (208V) | 4000 | 1 |  |  | 0.96 | Solar Inverter |  | INDOOR
REIPNR-09594 | CHANGZHOU TRINA SOLAR ENERGY CO | TSM-185D | 200 | 42 | 159 | 35 |  | Solar | FIXED | Roof
REIPNR-09594 | SMA AMERICA | SB7000US (277V) | 8000 | 1 |  |  | 0.965 | Solar Inverter |  | INDOOR
REIPNR-09595 | SHARP | ND-224UC1 | 235 | 22 | 180 | 25 |  | Solar | FIXED | Roof
REIPNR-09595 | PV POWERED | PVP4800 | 4800 | 1 |  |  | 0.96 | Solar Inverter |  | INDOOR
REIPNR-09596 | SHARP | ND-U230C1 | 230 | 15 | 208.4 | 33 |  | Solar | FIXED | Roof
REIPNR-09596 | SHARP | ND-U230C1 | 235 | 38 | 120.1 | 30 |  | Solar | FIXED | Roof
REIPNR-09596 | PV POWERED | PVP2000 | 2000 | 2 |  |  | 0.92 | Solar Inverter |  | INDOOR
REIPNR-09596 | PV POWERED | PVP2500 | 2500 | 2 |  |  | 0.945 | Solar Inverter |  | INDOOR
REIPNR-09597 | SHARP | ND-224UC1 | 224 | 84 | 229 | 18 |  | Solar | FIXED | Roof
REIPNR-09597 | SMA AMERICA | SB5000US | 5000 | 2 |  |  | 0.965 | Solar Inverter |  | Outside
REIPNR-09597 | SMA AMERICA | SB7000US (240V) | 7000 | 1 |  |  | 0.965 | Solar Inverter |  | Outside
REIPNR-09598 | CHANGZHOU TRINA SOLAR ENERGY CO | TSM-185D | 230 | 34 | 175 | 32 |  | Solar | FIXED | Roof
REIPNR-09598 | PV POWERED | PVP3000 | 3000 | 1 |  |  | 0.951 | Solar Inverter |  | INDOOR
REIPNR-09598 | PV POWERED | PVP3500 | 3500 | 1 |  |  | 0.951 | Solar Inverter |  | INDOOR
REIPNR-09599 | SUNTECH POWER | STP180S-24/AB-1 | 185 | 24 | 252 | 26 |  | Solar | FIXED | Roof
REIPNR-09599 | SUNTECH POWER | STP180S-24/AB-1 | 185 | 24 | 160 | 36 |  | Solar | FIXED | Roof
REIPNR-09599 | PV POWERED | PVP4800 | 4800 | 2 |  |  | 0.96 | Solar Inverter |  | INDOOR
REIPNR-09600 | SUNTECH POWER | STP200-18/UB-1 | 200 | 34 | 180 | 40 |  | Solar | FIXED | Roof
REIPNR-09600 | SUNTECH POWER | STP200-18/UB-1 | 200 | 16 | 270 | 41 |  | Solar | FIXED | Ground
REIPNR-09600 | PV POWERED | PVP2500 | 2500 | 1 |  |  | 0.945 | Solar Inverter |  | INDOOR
REIPNR-09600 | PV POWERED | PVP3000 | 3000 | 1 |  |  | 0.935 | Solar Inverter |  | INDOOR
REIPNR-09600 | PV POWERED | PVP3500 | 3500 | 1 |  |  | 0.955 | Solar Inverter |  | INDOOR
REIPNR-09601 | CANADIAN SOLAR | CS5P-230 | 230 | 432 | 183 | 30 |  | Solar | FIXED | Ground
REIPNR-09601 | FRONIUS USA |  | 11400 | 9 |  |  | 0.96 | Solar Inverter |  | OUTDOOR
REIPNR-09602 | SHARP | ND-220U1F | 220 | 44 | 115 | 25 |  | Solar | FIXED | Roof
REIPNR-09602 | PV POWERED | PVP4800 | 4800 | 2 |  |  | 0.96 | Solar Inverter |  | INDOOR
REIPNR-09603 | SHARP | ND-220U1F | 220 | 44 | 120 | 25 |  | Solar | FIXED | Roof
REIPNR-09603 | PV POWERED | PVP4800 | 4800 | 2 |  |  | 0.96 | Solar Inverter |  | INDOOR
REIPNR-09604 | CHANGZHOU TRINA SOLAR ENERGY CO | TSM-185D | 235 | 16 | 101 | 31 |  | Solar | FIXED | Roof
REIPNR-09604 | CHANGZHOU TRINA SOLAR ENERGY CO | TSM-185D | 235 | 18 | 191 | 31 |  | Solar | FIXED | Roof
REIPNR-09604 | PV POWERED | PVP3500 | 3500 | 1 |  |  | 0.955 | Solar Inverter |  | Outside
REIPNR-09604 | PV POWERED | PVP4800 | 4800 | 1 |  |  | 0.955 | Solar Inverter |  | Outside
REIPNR-09605 | SHARP | ND-220U2 | 220 | 36 | 236.8 | 30 |  | Solar | FIXED | Roof
REIPNR-09605 | SMA AMERICA | SB7000US (208V) | 7000 | 1 |  |  | 0.97 | Solar Inverter |  | INDOOR
REIPNR-09606 | SUNTECH POWER | STP180S-24/AB-1 | 185 | 45 | 171.2 | 35 |  | Solar | FIXED | Roof
REIPNR-09606 | PV POWERED | PVP3000 | 3000 | 1 |  |  | 0.935 | Solar Inverter |  | OUTDOOR
REIPNR-09606 | PV POWERED | PVP4800 | 4800 | 1 |  |  | 0.96 | Solar Inverter |  | OUTDOOR
REIPNR-09607 | CHANGZHOU TRINA SOLAR ENERGY CO | TSM-185D | 235 | 42 | 256 | 22 |  | Solar | FIXED | Roof
REIPNR-09607 | PV POWERED | PVP4800 | 4800 | 2 |  |  | 0.96 | Solar Inverter |  | INDOOR
REIPNR-09608 | SUNPOWER | SPR-230-WHT-U | 230 | 14 | 90 | 29 |  | Solar | FIXED | Roof
REIPNR-09608 | SUNPOWER | SPR-230-WHT-U | 230 | 14 | 180 | 29 |  | Solar | FIXED | Roof
REIPNR-09608 | SUNPOWER | SPR-230-WHT-U | 230 | 12 | 270 | 29 |  | Solar | FIXED | Roof
REIPNR-09608 | SUNPOWER CORP (ORIGINAL MFRSMA) | SPR-3000M (240V) | 3000 | 3 |  |  | 0.966 | Solar Inverter |  | INDOOR
REIPNR-09609 | SCHUCO USA |  | 235 | 416 | 152 | 7.5 |  | Solar | FIXED | Roof
REIPNR-09609 | POWER-ONE | PVI-CENTRAL-100-US (208 V) | 100000 | 1 |  |  | 0.97 | Solar Inverter |  | INDOOR
REIPNR-09610 | SCHUCO USA |  | 235 | 169 | 152 | 7.5 |  | Solar | FIXED | Roof
REIPNR-09610 | POWER-ONE | PVI-CENTRAL-50-US (208 V) | 50000 | 1 |  |  | 0.97 | Solar Inverter |  | INDOOR
REIPNR-09611 | BP SOLAR | BP3170N | 230 | 12 | 211 | 18 |  | Solar | FIXED | Roof
REIPNR-09611 | BP SOLAR | SX3200W | 230 | 20 | 211 | 47 |  | Solar | FIXED | Roof
REIPNR-09611 | POWER-ONE | PVI-3000-I-OUTD-US | 3000 | 1 |  |  | 0.952 | Solar Inverter |  | INDOOR
REIPNR-09611 | POWER-ONE | PVI-3600-OUTD-US-F (240V) | 3600 | 1 |  |  | 0.952 | Solar Inverter |  | Inside
REIPNR-09663 | BP SOLAR | BP3125U | 215 | 23 | 197 | 33 |  | Solar | FIXED | Roof
REIPNR-09663 | ENPHASE ENERGY | M175-24-240-S | 190 | 2 |  |  | 0.95 | Solar Inverter |  | INDOOR
REIPNR-09663 | FRONIUS USA | IG 4000 | 4000 | 1 |  |  | 0.95 | Solar Inverter |  | INDOOR
REIPNR-09664 | BP SOLAR | BP175 B | 195 | 12 | 190 | 22 |  | Solar | FIXED | Roof
REIPNR-09664 | BP SOLAR | BP175 I | 195 | 12 | 100 | 27 |  | Solar | FIXED | Roof
REIPNR-09664 | BP SOLAR | SX170N | 195 | 12 | 190 | 30 |  | Solar | FIXED | Roof
REIPNR-09664 | FRONIUS USA | IG 3000 | 3000 | 3 |  |  | 0.95 | Solar Inverter |  | INDOOR
REIPNR-09671 | SUNPOWER |  | 230 | 154 | 180 | 34 |  | Solar | FIXED | Roof
REIPNR-09671 | SUNPOWER CORP (ORIGINAL MFRXANTREX) | SPR-5000X (240V) | 7000 | 5 |  |  | 0.971 | Solar Inverter |  | OUTDOOR
REIPNR-09672 | SUNPOWER | SPR-230-WHT-U | 230 | 41 | 166 | 18 |  | Solar | FIXED | Roof
REIPNR-09672 | SUNPOWER CORP (ORIGINAL MFRSMA) | SPR-3000M (208V) | 3000 | 1 |  |  | 0.97 | Solar Inverter |  | Outside
REIPNR-09672 | SUNPOWER CORP (ORIGINAL MFRSMA) | SPR-6000M (208V) | 6000 | 1 |  |  | 0.97 | Solar Inverter |  | Outside
REIPNR-09674 | SUNPOWER | SPR-230-WHT-U | 230 | 140 | 180 | 34 |  | Solar | FIXED | Roof
REIPNR-09674 | SUNPOWER CORP (ORIGINAL MFRSMA) | SPR-6000M (208V) | 6000 | 5 |  |  | 0.971 | Solar Inverter |  | OUTDOOR
REIPNR-09676 | SUNTECH POWER | STP180S-24/AB-1 | 185 | 54 | 148 | 18 |  | Solar | FIXED | Roof
REIPNR-09676 | SMA AMERICA | SB5000US | 5000 | 2 |  |  | 0.968 | Solar Inverter |  | INDOOR
REIPNR-09678 | SUNPOWER | SPR-225-BLK-U | 225 | 34 | 194 | 30 |  | Solar | FIXED | Roof
REIPNR-09678 | SUNPOWER CORP (ORIGINAL MFRSMA) | SPR-4000M (208V) | 4000 | 2 |  |  | 0.96 | Solar Inverter |  | INDOOR
REIPNR-09684 | SHARP | NT-175UC1 | 224 | 69 | 160 | 16 |  | Solar | FIXED | Roof
REIPNR-09684 | SMA AMERICA | SB6000U (208V) | 6000 | 1 |  |  | 0.968 | Solar Inverter |  | OUTDOOR
REIPNR-09684 | SMA AMERICA | SB7000US (208V) | 7000 | 1 |  |  | 0.968 | Solar Inverter |  | OUTDOOR
REIPNR-09686 | SUNPOWER | SPR-210-BLK-U | 210 | 24 | 92 | 12 |  | Solar | FIXED | Roof
REIPNR-09686 | SUNPOWER CORP (ORIGINAL MFRSMA) | SPR-5000M (208V) | 5000 | 1 |  |  | 0.968 | Solar Inverter |  | OUTDOOR
REIPNR-09687 | FIRST SOLAR | FS-277 | 75 | 380 | 192 | 9 |  | Solar | FIXED | Roof
REIPNR-09687 | FIRST SOLAR | FS-277 | 75 | 290 | 129 | 10 |  | Solar | FIXED | Roof
REIPNR-09687 | FIRST SOLAR | FS-277 | 75 | 155 | 194 | 10 |  | Solar | FIXED | Roof
REIPNR-09687 | FIRST SOLAR | FS-277 | 75 | 280 | 218 | 10 |  | Solar | FIXED | Roof
REIPNR-09687 | PV POWERED | PVP30KW-208 | 30000 | 1 |  |  | 0.93 | Solar Inverter |  | INDOOR
REIPNR-09687 | PV POWERED | PVP30KW-208 | 30000 | 1 |  |  | 0.93 | Solar Inverter |  | INDOOR
REIPNR-09687 | PV POWERED | PVP30KW-208 | 30000 | 1 |  |  | 0.93 | Solar Inverter |  | INDOOR
REIPNR-09687 | PV POWERED | PVP30KW-208 | 30000 | 1 |  |  | 0.935 | Solar Inverter |  | INDOOR
REIPNR-09690 | BP SOLAR | SX3200W | 215 | 26 | 238 | 24 |  | Solar | FIXED | Roof
REIPNR-09690 | SMA AMERICA | SB6000U (208V) | 6000 | 1 |  |  | 0.97 | Solar Inverter |  | OUTDOOR
REIPNR-09693 | SOLON AG FUER SOLARTECHNIK | P220/6+/01 235WP | 235 | 104 | 173 | 25 |  | Solar | FIXED | Roof
REIPNR-09693 | SMA AMERICA | SB6000U (208V) | 6000 | 2 |  |  | 0.95 | Solar Inverter |  | INDOOR
REIPNR-09693 | SMA AMERICA | SB7000US (208V) | 7000 | 2 |  |  | 0.95 | Solar Inverter |  | INDOOR
REIPNR-09697 | MATRIX SOLAR/PHOTOWATT | PW1650-175 | 230 | 22 | 105 | 37 |  | Solar | FIXED | Roof
REIPNR-09697 | MATRIX SOLAR/PHOTOWATT | PW1650-175 | 230 | 18 | 185 | 37 |  | Solar | FIXED | Roof
REIPNR-09697 | SMA AMERICA | SB4000US (208V) | 4000 | 1 |  |  | 0.968 | Solar Inverter |  | Outside
REIPNR-09697 | SMA AMERICA | SB5000US | 5000 | 1 |  |  | 0.968 | Solar Inverter |  | Outside
REIPNR-09698 | CHANGZHOU TRINA SOLAR ENERGY CO | TSM-185D | 230 | 225 | 130 | 25 |  | Solar | FIXED | Ground
REIPNR-09698 | FRONIUS USA |  | 9995 | 6 |  |  | 0.99 | Solar Inverter |  | OUTDOOR
REIPNR-09699 | SUNPOWER | SPR-300E-WHT-U | 305 | 1336 | 173 | 0 |  | Solar | FIXED | Roof
REIPNR-09699 | SATCON TECHNOLOGY | AE-225-60-PV-A | 375000 | 1 |  |  | 0.955 | Solar Inverter |  | INDOOR
REIPNR-09700 | BP SOLAR | SX3200W | 215 | 18 | 91 | 30 |  | Solar | FIXED | Roof
REIPNR-09700 | FRONIUS USA | IG 4000 | 4000 | 1 |  |  | 0.95 | Solar Inverter |  | INDOOR
REIPNR-09701 | BP SOLAR | SX3200B | 215 | 14 | 160 | 40 |  | Solar | FIXED | Roof
REIPNR-09701 | BP SOLAR | SX3170B | 215 | 18 | 250 | 40 |  | Solar | FIXED | Roof
REIPNR-09701 | FRONIUS USA | IG 4000 | 4000 | 2 |  |  | 0.95 | Solar Inverter |  | INDOOR
REIPNR-09702 | SUNTECH POWER | STP180-24/AB-1 | 180 | 47 | 180 | 25 |  | Solar | FIXED | Roof
REIPNR-09702 | SMA AMERICA | SB4000US (208V) | 4000 | 1 |  |  | 0.96 | Solar Inverter |  | OUTDOOR
REIPNR-09702 | SMA AMERICA | SB5000US | 5000 | 1 |  |  | 0.96 | Solar Inverter |  | OUTDOOR
REIPNR-09703 | SUNTECH POWER | STP200UB | 205 | 45 | 117.6 | 25 |  | Solar | FIXED | Roof
REIPNR-09703 | SMA AMERICA | SB3000US (208V) | 3000 | 1 |  |  | 0.96 | Solar Inverter |  | OUTDOOR
REIPNR-09703 | SMA AMERICA | SB7000US (208V) | 7000 | 1 |  |  | 0.97 | Solar Inverter |  | OUTDOOR
REIPNR-09704 | SOLARWORLD | SW185 MONO/T | 245 | 3575 | 172 | 10 |  | Solar | FIXED | Roof
REIPNR-09704 | SMA AMERICA | SC250U (480V) | 250000 | 1 |  |  | 0.97 | Solar Inverter |  | INDOOR
REIPNR-09704 | SMA AMERICA | SB5000US | 500000 | 1 |  |  | 0.97 | Solar Inverter |  | INDOOR
REIPNR-09705 | CHANGZHOU TRINA SOLAR ENERGY CO | TSM-160D | 235 | 30 | 162 | 45 |  | Solar | FIXED | Roof
REIPNR-09705 | PV POWERED | PVP3000 | 3000 | 1 |  |  | 0.935 | Solar Inverter |  | OUTDOOR
REIPNR-09705 | PV POWERED | PVP3500 | 3500 | 1 |  |  | 0.955 | Solar Inverter |  | Outside
REIPNR-09706 | CHANGZHOU TRINA SOLAR ENERGY CO | TSM-185D | 235 | 20 | 93 | 18 |  | Solar | FIXED | Roof
REIPNR-09706 | CHANGZHOU TRINA SOLAR ENERGY CO | TSM-185D | 235 | 20 | 183 | 33 |  | Solar | FIXED | Roof
REIPNR-09706 | PV POWERED | PVP4800 | 4800 | 2 |  |  | 0.96 | Solar Inverter |  | INDOOR
REIPNR-09708 | SUNTECH POWER | STP200S-18/UB-1 | 205 | 36 | 180 | 45 |  | Solar | FIXED | Roof
REIPNR-09708 | SMA AMERICA | SB7000US (208V) | 7000 | 1 |  |  | 0.97 | Solar Inverter |  | OUTDOOR
REIPNR-09709 | CHANGZHOU TRINA SOLAR ENERGY CO |  | 240 | 25 | 166.1 | 25 |  | Solar | FIXED | Roof
REIPNR-09709 | PV POWERED | PVP2500 | 2500 | 1 |  |  | 0.945 | Solar Inverter |  | INDOOR
REIPNR-09709 | PV POWERED | PVP3000 | 3000 | 1 |  |  | 0.935 | Solar Inverter |  | INDOOR
REIPNR-09710 | SOLARWORLD | SW185MONO | 235 | 10 | 215 | 19 |  | Solar | FIXED | Roof
REIPNR-09710 | SOLARWORLD | SW185MONO | 235 | 30 | 215 | 33 |  | Solar | FIXED | Roof
REIPNR-09710 | PV POWERED | PVP4800 | 4800 | 2 |  |  | 0.95 | Solar Inverter |  | INDOOR
REIPNR-09711 | SUNTECH POWER | STP180S-24/AB-1 | 185 | 53 | 98.5 | 23 |  | Solar | FIXED | Roof
REIPNR-09711 | PV POWERED | PVP3500 | 3500 | 1 |  |  | 0.955 | Solar Inverter |  | INDOOR
REIPNR-09711 | PV POWERED | PVP5200 | 5200 | 1 |  |  | 0.96 | Solar Inverter |  | INDOOR
REIPNR-09712 | CHANGZHOU TRINA SOLAR ENERGY CO | TSM-160D | 235 | 16 | 148 | 30 |  | Solar | FIXED | Roof
REIPNR-09712 | SMA AMERICA | SB3000US (208V) | 3000 | 1 |  |  | 0.96 | Solar Inverter |  | OUTDOOR
REIPNR-09715 | MATRIX SOLAR/PHOTOWATT | PW1250-135 | 263 | 26 | 207 | 15 |  | Solar | FIXED | Roof
REIPNR-09715 | ENPHASE ENERGY | M200-32-208-S01 | 230 | 30 |  |  | 0.96 | Solar Inverter |  | OUTDOOR
REIPNR-09716 | SUNTECH POWER | STP210-18/UB-1 | 210 | 30 | 201 | 25 |  | Solar | FIXED | Roof
REIPNR-09716 | SMA AMERICA | SB5000US | 5000 | 1 |  |  | 0.968 | Solar Inverter |  | OUTDOOR
REIPNR-09745 | SUNTECH POWER | STP200-18/UB-1 | 205 | 16 | 150.2 | 20 |  | Solar | FIXED | Roof
REIPNR-09745 | SUNTECH POWER | STP200S-18/UB-1 | 205 | 8 | 238 | 20 |  | Solar | FIXED | Roof
REIPNR-09745 | PV POWERED | PVP2000 | 2000 | 1 |  |  | 0.92 | Solar Inverter |  | Inside
REIPNR-09745 | PV POWERED | PVP3000 | 3000 | 1 |  |  | 0.953 | Solar Inverter |  | Inside
REIPNR-09746 | CHANGZHOU TRINA SOLAR ENERGY CO | TSM-160D | 240 | 35 | 256.1 | 30 |  | Solar | FIXED | Roof
REIPNR-09746 | SMA AMERICA | SB4000US (208V) | 4000 | 1 |  |  | 0.96 | Solar Inverter |  | OUTDOOR
REIPNR-09746 | SMA AMERICA | SB5000US | 5000 | 1 |  |  | 0.96 | Solar Inverter |  | OUTDOOR
REIPNR-09747 | CHANGZHOU TRINA SOLAR ENERGY CO | TSM-185D | 235 | 6 | 141 | 10 |  | Solar | FIXED | Roof
REIPNR-09747 | CHANGZHOU TRINA SOLAR ENERGY CO | TSM-185D | 235 | 20 | 141 | 30 |  | Solar | FIXED | Roof
REIPNR-09747 | CHANGZHOU TRINA SOLAR ENERGY CO | TSM-160D | 235 | 24 | 234.3 | 40 |  | Solar | FIXED | Roof
REIPNR-09747 | PV POWERED | PVP2000 | 2000 | 1 |  |  | 0.92 | Solar Inverter |  | INDOOR
REIPNR-09747 | SMA AMERICA | SB5000US | 5000 | 1 |  |  | 0.96 | Solar Inverter |  | Inside
REIPNR-09747 | SMA AMERICA | SB6000U (208V) | 6000 | 1 |  |  | 0.97 | Solar Inverter |  | INDOOR
REIPNR-09748 | CHANGZHOU TRINA SOLAR ENERGY CO | TSM-160D | 240 | 41 | 270 | 40 |  | Solar | FIXED | Roof
REIPNR-09748 | SMA AMERICA | SB3000US (208V) | 3000 | 1 |  |  | 0.96 | Solar Inverter |  | INDOOR
REIPNR-09748 | SMA AMERICA | SB6000U (208V) | 6000 | 1 |  |  | 0.97 | Solar Inverter |  | INDOOR
REIPNR-09749 | CHANGZHOU TRINA SOLAR ENERGY CO | TSM-185D | 230 | 18 | 167.7 | 20 |  | Solar | FIXED | Roof
REIPNR-09749 | PV POWERED | PVP3500 | 3500 | 1 |  |  | 0.955 | Solar Inverter |  | Outside
REIPNR-09750 | CHANGZHOU TRINA SOLAR ENERGY CO | TSM-160D | 235 | 32 | 208 | 31 |  | Solar | FIXED | Roof
REIPNR-09750 | PV POWERED | PVP3500 | 3500 | 2 |  |  | 0.955 | Solar Inverter |  | Outside
REIPNR-09751 | SUNTECH POWER | STP180S-24/AB-1 | 185 | 35 | 183.4 | 20 |  | Solar | FIXED | Roof
REIPNR-09751 | PV POWERED | PVP2000 | 2000 | 1 |  |  | 0.92 | Solar Inverter |  | INDOOR
REIPNR-09751 | PV POWERED | PVP4800 | 4800 | 1 |  |  | 0.96 | Solar Inverter |  | INDOOR
REIPNR-09754 | SHARP | ND-U230C1 | 235 | 20 | 136 | 39 |  | Solar | FIXED | Roof
REIPNR-09754 | SMA AMERICA | SB4000US (208V) | 4000 | 1 |  |  | 0.96 | Solar Inverter |  | INDOOR
REIPNR-09755 | CHANGZHOU TRINA SOLAR ENERGY CO | TSM-160D | 230 | 72 | 180 | 30 |  | Solar | FIXED | Ground
REIPNR-09755 | SMA AMERICA | SB7000US (208V) | 8000 | 2 |  |  | 0.965 | Solar Inverter |  | OUTDOOR
REIPNR-09771 | ET SOLAR INDUSTRY | ET-P672260 | 185 | 88 | 180 | 20 |  | Solar | FIXED | Pole
REIPNR-09771 | FRONIUS USA |  | 7500 | 2 |  |  | 0.95 | Solar Inverter |  | INDOOR
REIPNR-09772 | SUNPOWER | SPR-230-WHT-U | 230 | 21 | 94 | 12 |  | Solar | FIXED | Roof
REIPNR-09772 | SUNPOWER CORP (ORIGINAL MFRSMA) | SPR-3000M (240V) | 3000 | 2 |  |  | 0.97 | Solar Inverter |  | OUTDOOR
REIPNR-09773 | CHANGZHOU TRINA SOLAR ENERGY CO | TSM-185D | 230 | 33 | 200 | 40 |  | Solar | FIXED | Roof
REIPNR-09773 | FRONIUS USA |  | 7500 | 1 |  |  | 0.96 | Solar Inverter |  | INDOOR
REIPNR-09779 | CHANGZHOU TRINA SOLAR ENERGY CO | TSM-185D | 220 | 7938 | 209 | 12.5 |  | Solar | FIXED | Roof
REIPNR-09779 | SMA AMERICA | SB5000US | 500000 | 3 |  |  | 0.975 | Solar Inverter |  | OUTDOOR
REIPNR-09781 | CHANGZHOU TRINA SOLAR ENERGY CO | TSM-185D | 235 | 36 | 175 | 20 |  | Solar | FIXED | Roof
REIPNR-09781 | SMA AMERICA | SB7000US (240V) | 8000 | 1 |  |  | 0.97 | Solar Inverter |  | INDOOR
REIPNR-09782 | SUNPOWER | SPR-230-WHT-U | 230 | 38 | 103 | 14 |  | Solar | FIXED | Roof
REIPNR-09782 | SUNPOWER CORP (ORIGINAL MFRSMA) | SPR-3000M (240V) | 3000 | 1 |  |  | 0.966 | Solar Inverter |  | OUTDOOR
REIPNR-09782 | SUNPOWER CORP (ORIGINAL MFRSMA) | SPR-5000M (240V) | 5000 | 1 |  |  | 0.968 | Solar Inverter |  | OUTDOOR
REIPNR-09783 | SUNPOWER | SPR-230-WHT-U | 230 | 16 | 96 | 11 |  | Solar | FIXED | Roof
REIPNR-09783 | SUNPOWER | SPR-230-WHT-U | 230 | 24 | 186 | 18 |  | Solar | FIXED | Roof
REIPNR-09783 | SUNPOWER CORP (ORIGINAL MFRSMA) | SPR-4000M (240V) | 4000 | 2 |  |  | 0.966 | Solar Inverter |  | OUTDOOR
REIPNR-09783 | SUNPOWER CORP (ORIGINAL MFRSMA) | SPR-5000M (208V) | 5000 | 1 |  |  | 0.968 | Solar Inverter |  | OUTDOOR
REIPNR-09784 | SUNPOWER | SPR-230-WHT-U | 230 | 32 | 180 | 22 |  | Solar | FIXED | Roof
REIPNR-09784 | SUNPOWER CORP (ORIGINAL MFRSMA) | SPR-7000M (208V) | 7000 | 1 |  |  | 0.971 | Solar Inverter |  | OUTDOOR
REIPNR-09785 | SUNPOWER | SPR-230-WHT-U | 230 | 41 | 208 | 30 |  | Solar | FIXED | Roof
REIPNR-09785 | SUNPOWER CORP (ORIGINAL MFRSMA) | SPR-3000M (240V) | 3000 | 1 |  |  | 0.97 | Solar Inverter |  | INDOOR
REIPNR-09785 | SUNPOWER CORP (ORIGINAL MFRSMA) | SPR-6000M (240V) | 6000 | 1 |  |  | 0.97 | Solar Inverter |  | INDOOR
REIPNR-09787 | SUNTECH POWER | STP200UB | 205 | 50 | 214 | 25 |  | Solar | FIXED | Roof
REIPNR-09787 | SMA AMERICA | SB5000US | 5000 | 2 |  |  | 0.96 | Solar Inverter |  | OUTDOOR
REIPNR-09788 | SUNTECH POWER | STP210S-18/UB-1 | 270 | 54 | 172 | 5 |  | Solar | FIXED | Roof
REIPNR-09788 | SOLECTRIA RENEWABLES | PVI15KW-480 | 15000 | 1 |  |  | 0.94 | Solar Inverter |  | OUTDOOR
REIPNR-09813 | SUNTECH POWER | STP180-24/AB-1 | 185 | 22 | 110 | 23 |  | Solar | FIXED | Roof
REIPNR-09813 | SUNTECH POWER | STP180S-24/AB-1 | 185 | 50 | 140 | 23 |  | Solar | FIXED | Roof
REIPNR-09813 | SMA AMERICA | SB4000US (208V) | 4000 | 2 |  |  | 0.955 | Solar Inverter |  | INDOOR
REIPNR-09813 | SMA AMERICA | SB5000US | 5000 | 1 |  |  | 0.955 | Solar Inverter |  | INDOOR
REIPNR-09814 | SUNTECH POWER | STP190-18/UB-1 | 190 | 14 | 222.3 | 45 |  | Solar | FIXED | Roof
REIPNR-09814 | SOLEC INTERNATIONAL | SQ-090 | 200 | 45 | 132.3 | 30 |  | Solar | FIXED | Roof
REIPNR-09814 | SMA AMERICA | SB3000US (208V) | 3000 | 2 |  |  | 0.96 | Solar Inverter |  | INDOOR
REIPNR-09814 | SMA AMERICA | SB5000US | 5000 | 1 |  |  | 0.96 | Solar Inverter |  | INDOOR
REIPNR-09815 | SUNPOWER | SPR-215-BLK-U | 215 | 18 | 128 | 32 |  | Solar | FIXED | Roof
REIPNR-09815 | SUNPOWER | SPR-215-BLK-U | 215 | 16 | 218 | 32 |  | Solar | FIXED | Roof
REIPNR-09815 | SUNPOWER CORP (ORIGINAL MFRSMA) | SPR-3000M (208V) | 3000 | 1 |  |  | 0.955 | Solar Inverter |  | INDOOR
REIPNR-09815 | SUNPOWER CORP (ORIGINAL MFRSMA) | SPR-4000M (208V) | 4000 | 1 |  |  | 0.955 | Solar Inverter |  | INDOOR
REIPNR-09816 | SUNPOWER | SPR-315E-WHT-U | 318 | 5664 | 183 | 9.5 |  | Solar | FIXED | Roof
REIPNR-09816 | SMA AMERICA | SC250U (480V) | 500000 | 3 |  |  | 0.97 | Solar Inverter |  | OUTDOOR
REIPNR-09817 | BP SOLAR | BP175 I | 230 | 68 | 180 | 30 |  | Solar | FIXED | Roof
REIPNR-09817 | FRONIUS USA |  | 5000 | 2 |  |  | 0.958 | Solar Inverter |  | OUTDOOR
REIPNR-09817 | FRONIUS USA |  | 6000 | 1 |  |  | 0.958 | Solar Inverter |  | OUTDOOR
REIPNR-09883 | SUNPOWER | SPR-225-BLK-U | 225 | 54 | 122 | 22.5 |  | Solar | FIXED | Roof
REIPNR-09883 | SUNPOWER CORP (ORIGINAL MFRSMA) | SPR-5000M (208V) | 5000 | 2 |  |  | 0.968 | Solar Inverter |  | OUTDOOR
REIPNR-09884 | SUNPOWER | SPR-225-BLK-U | 225 | 9 | 192 | 30 |  | Solar | FIXED | Roof
REIPNR-09884 | SUNPOWER | SPR-225-BLK-U | 225 | 14 | 192 | 38 |  | Solar | FIXED | Roof
REIPNR-09884 | SUNPOWER | SPR-225-BLK-U | 225 | 22 | 192 | 40 |  | Solar | FIXED | Roof
REIPNR-09884 | SUNPOWER CORP (ORIGINAL MFRSMA) | SPR-4000M (240V) | 4000 | 1 |  |  | 0.96 | Solar Inverter |  | INDOOR
REIPNR-09884 | SUNPOWER CORP (ORIGINAL MFRSMA) | SPR-6000M (208V) | 6000 | 1 |  |  | 0.96 | Solar Inverter |  | INDOOR
REIPNR-09885 | SUNPOWER | SPR-225-BLK-U | 225 | 36 | 114 | 30 |  | Solar | FIXED | Roof
REIPNR-09885 | SUNPOWER | SPR-225-BLK-U | 225 | 24 | 200 | 40 |  | Solar | FIXED | Roof
REIPNR-09885 | SUNPOWER CORP (ORIGINAL MFRSMA) | SPR-5000M (208V) | 5000 | 1 |  |  | 0.96 | Solar Inverter |  | INDOOR
REIPNR-09885 | SUNPOWER CORP (ORIGINAL MFRSMA) | SPR-7000M (208V) | 7000 | 1 |  |  | 0.97 | Solar Inverter |  | INDOOR
REIPNR-09886 | SCHUCO USA |  | 230 | 24 | 188 | 34 |  | Solar | FIXED | Roof
REIPNR-09886 | FRONIUS USA | IG 5100 | 5100 | 1 |  |  | 0.952 | Solar Inverter |  | INDOOR
REIPNR-09887 | CONERGY AG | S 175MU | 235 | 93 | 180 | 30 |  | Solar | FIXED | Ground
REIPNR-09887 | SMA AMERICA | SB4000US (208V) | 4000 | 1 |  |  | 0.95 | Solar Inverter |  | OUTDOOR
REIPNR-09887 | SMA AMERICA | SB6000U (208V) | 6000 | 1 |  |  | 0.95 | Solar Inverter |  | OUTDOOR
REIPNR-09887 | SMA AMERICA | SB7000US (208V) | 7000 | 2 |  |  | 0.95 | Solar Inverter |  | OUTDOOR
REIPNR-09888 | SUNTECH POWER | STP200-18/UB-1 | 205 | 17 | 128 | 40 |  | Solar | FIXED | Roof
REIPNR-09888 | PV POWERED | PVP2000 | 2000 | 2 |  |  | 0.92 | Solar Inverter |  | OUTDOOR
REIPNR-09889 | CHANGZHOU TRINA SOLAR ENERGY CO | TSM-185D | 240 | 21 | 211 | 30.1 |  | Solar | FIXED | Roof
REIPNR-09889 | PV POWERED | PVP2500 | 2500 | 2 |  |  | 0.945 | Solar Inverter |  | OUTDOOR
REIPNR-09890 | SHARP | ND-224UC1 | 235 | 44 | 210.1 | 35 |  | Solar | FIXED | Roof
REIPNR-09890 | PV POWERED | PVP4800 | 4800 | 2 |  |  | 0.96 | Solar Inverter |  | INDOOR
REIPNR-09891 | SCHOTT SOLAR | ASE-250DGF/50-230 | 230 | 714 | 223 | 10 |  | Solar | FIXED | Roof
REIPNR-09891 | SATCON TECHNOLOGY | PVS-135 (240 V) | 135000 | 1 |  |  | 0.96 | Solar Inverter |  | OUTDOOR
REIPNR-09892 | SHARP | ND-224U2 | 235 | 12 | 184.3 | 23 |  | Solar | FIXED | Roof
REIPNR-09892 | PV POWERED | PVP2500 | 2500 | 1 |  |  | 0.945 | Solar Inverter |  | OUTDOOR
REIPNR-09893 | SUNTECH POWER | STP180-24/AB-1 | 185 | 14 | 188 | 23 |  | Solar | FIXED | Roof
REIPNR-09893 | PV POWERED | PVP2500 | 2500 | 1 |  |  | 0.945 | Solar Inverter |  | INDOOR
REIPNR-09894 | SHARP | ND-224UC1 | 235 | 28 | 220 | 30 |  | Solar | FIXED | Roof
REIPNR-09894 | PV POWERED | PVP3000 | 3000 | 2 |  |  | 0.935 | Solar Inverter |  | INDOOR
REIPNR-09895 | SUNTECH POWER | STP180S-24/AB-1 | 185 | 25 | 128 | 12 |  | Solar | FIXED | Roof
REIPNR-09895 | SUNTECH POWER | STP180-24/AB-1 | 185 | 24 | 128 | 30 |  | Solar | FIXED | Roof
REIPNR-09895 | SMA AMERICA | SB3000US (240V) | 3000 | 2 |  |  | 0.96 | Solar Inverter |  | OUTDOOR
REIPNR-09895 | SMA AMERICA | SB4000US (208V) | 4000 | 1 |  |  | 0.96 | Solar Inverter |  | OUTDOOR
REIPNR-09897 | CHANGZHOU TRINA SOLAR ENERGY CO | TSM-185D | 230 | 36 | 222 | 35 |  | Solar | FIXED | Roof
REIPNR-09897 | SMA AMERICA | SB7000US (277V) | 8000 | 1 |  |  | 0.965 | Solar Inverter |  | INDOOR
REIPNR-09898 | CHANGZHOU TRINA SOLAR ENERGY CO | TSM-185D | 235 | 39 | 200 | 31 |  | Solar | FIXED | Roof
REIPNR-09898 | CHANGZHOU TRINA SOLAR ENERGY CO | TSM-185D | 235 | 11 | 110 | 43 |  | Solar | FIXED | Roof
REIPNR-09898 | SMA AMERICA | SB3000US (208V) | 3000 | 1 |  |  | 0.956 | Solar Inverter |  | INDOOR
REIPNR-09898 | SMA AMERICA | SB7000US (240V) | 8000 | 1 |  |  | 0.956 | Solar Inverter |  | INDOOR
REIPNR-09899 | SUNTECH POWER | STP200S-18/UB-1 | 205 | 34 | 163 | 35 |  | Solar | FIXED | Roof
REIPNR-09899 | PV POWERED | PVP3000 | 3000 | 1 |  |  | 0.935 | Solar Inverter |  | INDOOR
REIPNR-09899 | PV POWERED | PVP3500 | 3500 | 1 |  |  | 0.955 | Solar Inverter |  | INDOOR
REIPNR-09900 | CHANGZHOU TRINA SOLAR ENERGY CO | TSM-185D | 235 | 14 | 216 | 37 |  | Solar | FIXED | Roof
REIPNR-09900 | PV POWERED | PVP2500 | 2500 | 1 |  |  | 0.945 | Solar Inverter |  | INDOOR
REIPNR-09901 | CHANGZHOU TRINA SOLAR ENERGY CO | TSM-185D | 235 | 36 | 186 | 33 |  | Solar | FIXED | Roof
REIPNR-09901 | SMA AMERICA | SB7000US (240V) | 7000 | 1 |  |  | 0.97 | Solar Inverter |  | INDOOR
REIPNR-09902 | SUNTECH POWER | STP180S-24/AB-1 | 185 | 21 | 274.1 | 10 |  | Solar | FIXED | Roof
REIPNR-09902 | SUNTECH POWER | STP180S-24/AB-1 | 185 | 10 | 95 | 20 |  | Solar | FIXED | Roof
REIPNR-09902 | SUNWIZE TECHNOLOGIES |  | 185 | 13 | 95 | 40 |  | Solar | FIXED | Roof
REIPNR-09902 | SUNTECH POWER | STP180S-24/AB-1 | 185 | 10 | 183 | 40 |  | Solar | FIXED | Roof
REIPNR-09902 | PV POWERED | PVP2000 | 2000 | 4 |  |  | 0.92 | Solar Inverter |  | OUTDOOR
REIPNR-09902 | PV POWERED | PVP3500 | 3500 | 1 |  |  | 0.955 | Solar Inverter |  | OUTDOOR
REIPNR-09903 | CHANGZHOU TRINA SOLAR ENERGY CO | TSM-185D | 230 | 16 | 129 | 25 |  | Solar | FIXED | Roof
REIPNR-09903 | PV POWERED | PVP3000 | 3000 | 1 |  |  | 0.935 | Solar Inverter |  | INDOOR
REIPNR-09904 | CHANGZHOU TRINA SOLAR ENERGY CO | TSM-185D | 235 | 33 | 178 | 30 |  | Solar | FIXED | Roof
REIPNR-09904 | SMA AMERICA | SB7000US (208V) | 7000 | 1 |  |  | 0.97 | Solar Inverter |  | INDOOR
REIPNR-09905 | CHANGZHOU TRINA SOLAR ENERGY CO | TSM-185D | 240 | 26 | 226 | 18 |  | Solar | FIXED | Roof
REIPNR-09905 | CHANGZHOU TRINA SOLAR ENERGY CO | TSM-185D | 240 | 58 | 135 | 21 |  | Solar | FIXED | Roof
REIPNR-09905 | SMA AMERICA | SB5000US | 5000 | 1 |  |  | 0.96 | Solar Inverter |  | OUTDOOR
REIPNR-09905 | SMA AMERICA | SB6000U (277V) | 6000 | 1 |  |  | 0.97 | Solar Inverter |  | OUTDOOR
REIPNR-09905 | SMA AMERICA | SB7000US (277V) | 7000 | 1 |  |  | 0.97 | Solar Inverter |  | OUTDOOR
REIPNR-09906 | SHARP | ND-224UC1 | 235 | 26 | 172.1 | 18 |  | Solar | FIXED | Roof
REIPNR-09906 | SHARP | ND-U230C1 | 235 | 8 | 263.1 | 34 |  | Solar | FIXED | Roof
REIPNR-09906 | PV POWERED | PVP2000 | 2000 | 1 |  |  | 0.92 | Solar Inverter |  | INDOOR
REIPNR-09906 | PV POWERED | PVP2500 | 2500 | 1 |  |  | 0.945 | Solar Inverter |  | INDOOR
REIPNR-09906 | PV POWERED | PVP3000 | 3000 | 1 |  |  | 0.935 | Solar Inverter |  | INDOOR
REIPNR-09907 | CHANGZHOU TRINA SOLAR ENERGY CO | TSM-185D | 235 | 36 | 184 | 42 |  | Solar | FIXED | Roof
REIPNR-09907 | PV POWERED | PVP3500 | 3500 | 2 |  |  | 0.955 | Solar Inverter |  | INDOOR
REIPNR-09908 | ET SOLAR INDUSTRY | ET-P672280 | 185 | 54 | 145 | 20 |  | Solar | FIXED | Roof
REIPNR-09908 | SMA AMERICA | SB3000US (208V) | 3000 | 1 |  |  | 0.965 | Solar Inverter |  | Inside
REIPNR-09908 | SMA AMERICA | SB5000US | 5000 | 1 |  |  | 0.968 | Solar Inverter |  | INDOOR
REIPNR-09909 | SUNTECH POWER | STP180-24/AB-1 | 185 | 22 | 141.1 | 10 |  | Solar | FIXED | Roof
REIPNR-09909 | SMA AMERICA | SB4000US (208V) | 4000 | 1 |  |  | 0.96 | Solar Inverter |  | INDOOR
REIPNR-09910 | CHANGZHOU TRINA SOLAR ENERGY CO | TSM-185D | 235 | 44 | 127.6 | 30 |  | Solar | FIXED | Roof
REIPNR-09910 | PV POWERED | PVP4800 | 4800 | 2 |  |  | 0.96 | Solar Inverter |  | INDOOR
REIPNR-09911 | CHANGZHOU TRINA SOLAR ENERGY CO | TSM-185D | 235 | 72 | 180 | 30 |  | Solar | FIXED | Roof
REIPNR-09911 | SMA AMERICA | SB7000US (208V) | 8000 | 2 |  |  | 0.965 | Solar Inverter |  | OUTDOOR
REIPNR-09912 | SUNTECH POWER | STP180S-24/AB-1 | 185 | 24 | 223.9 | 32 |  | Solar | FIXED | Roof
REIPNR-09912 | SMA AMERICA | SB4000US (240V) | 4000 | 1 |  |  | 0.96 | Solar Inverter |  | INDOOR
REIPNR-09913 | SUNPOWER | SPR-230-WHT-U | 230 | 75 | 166 | 18 |  | Solar | 1AXIS | Roof
REIPNR-09913 | SUNPOWER CORP (ORIGINAL MFRSMA) | SPR-4000M (240V) | 4000 | 1 |  |  | 0.97 | Solar Inverter |  | INDOOR
REIPNR-09913 | SUNPOWER CORP (ORIGINAL MFRSMA) | SPR-6000M (240V) | 6000 | 1 |  |  | 0.97 | Solar Inverter |  | INDOOR
REIPNR-09913 | SUNPOWER CORP (ORIGINAL MFRSMA) | SPR-7000M (208V) | 7000 | 1 |  |  | 0.97 | Solar Inverter |  | INDOOR
REIPNR-09915 | SUNPOWER | SPR-305-WHT-U | 305 | 560 | 172 | 10 |  | Solar | FIXED | Roof
REIPNR-09915 | SATCON TECHNOLOGY | PVS-75 (208 V) | 75000 | 1 |  |  | 0.97 | Solar Inverter |  | OUTDOOR
REIPNR-09915 | SATCON TECHNOLOGY | PVS-100 (480 V) | 100000 | 1 |  |  | 0.97 | Solar Inverter |  | OUTDOOR
REIPNR-09916 | SCHOTT SOLAR | ASE-250DGF/50-230 | 230 | 1170 | 206 | 10 |  | Solar | FIXED | Roof
REIPNR-09916 | PV POWERED | PVP2000 | 260000 | 1 |  |  | 0.977 | Solar Inverter |  | OUTDOOR
REIPNR-09918 | SOLARWORLD | SW185 MONO/T | 230 | 144 | 223 | 30 |  | Solar | FIXED | Pole
REIPNR-09918 | SUNPOWER CORP (ORIGINAL MFRSMA) | SPR-7000M (208V) | 8000 | 1 |  |  | 0.968 | Solar Inverter |  | Outside
REIPNR-09918 | SUNPOWER CORP (ORIGINAL MFRSMA) | SPR-7000M (208V) | 8000 | 1 |  |  | 0.968 | Solar Inverter |  | Outside
REIPNR-09918 | SUNPOWER CORP (ORIGINAL MFRSMA) | SPR-7000M (208V) | 8000 | 1 |  |  | 0.968 | Solar Inverter |  | Outside
REIPNR-09918 | SUNPOWER CORP (ORIGINAL MFRSMA) | SPR-7000M (277V) | 8000 | 1 |  |  | 0.968 | Solar Inverter |  | Outside
REIPNR-09919 | SUNPOWER | SPR-225-BLK-U | 225 | 10 | 202 | 40 |  | Solar | FIXED | Roof
REIPNR-09919 | SUNPOWER | SPR-225-BLK-U | 225 | 30 | 202 | 40 |  | Solar | FIXED | Roof
REIPNR-09919 | SUNPOWER CORP (ORIGINAL MFRSMA) | SPR-4000M (208V) | 4000 | 2 |  |  | 0.96 | Solar Inverter |  | INDOOR
REIPNR-09920 | CANADIAN SOLAR | CS6P-180 | 180 | 257 | 142 | 10 |  | Solar | FIXED | Roof
REIPNR-09920 | SMA AMERICA | SB5000US | 5000 | 1 |  |  | 0.97 | Solar Inverter |  | INDOOR
REIPNR-09920 | SMA AMERICA | SB7000US (277V) | 8000 | 4 |  |  | 0.97 | Solar Inverter |  | INDOOR
REIPNR-09989 | BP SOLAR | SX3200B | 215 | 12 | 193 | 12 |  | Solar | FIXED | Roof
REIPNR-09989 | BP SOLAR | BP3125S | 215 | 12 | 105 | 25 |  | Solar | FIXED | Roof
REIPNR-09989 | BP SOLAR | BP3125U | 215 | 12 | 193 | 35 |  | Solar | FIXED | Roof
REIPNR-09989 | SMA AMERICA | SB4000US (208V) | 4000 | 2 |  |  | 0.955 | Solar Inverter |  | OUTDOOR
REIPNR-09990 | BP SOLAR | BP3170N | 215 | 36 | 183 | 25 |  | Solar | FIXED | Roof
REIPNR-09990 | FRONIUS USA | IG 4000 | 4000 | 2 |  |  | 0.955 | Solar Inverter |  | OUTDOOR
REIPNR-09991 | SUNTECH POWER | STP200-18/UB-1 | 200 | 32 | 95 | 30 |  | Solar | FIXED | Roof
REIPNR-09991 | PV POWERED | PVP3000 | 3000 | 2 |  |  | 0.935 | Solar Inverter |  | INDOOR
REIPNR-09993 | CHANGZHOU TRINA SOLAR ENERGY CO | TSM-185D | 235 | 46 | 171 | 26 |  | Solar | FIXED | Roof
REIPNR-09993 | SMA AMERICA | SB6000U (208V) | 6000 | 2 |  |  | 0.95 | Solar Inverter |  | INDOOR
REIPNR-09994 | SUNPOWER | SPR-225-BLK-U | 225 | 16 | 61 | 15 |  | Solar | FIXED | Roof
REIPNR-09994 | SUNPOWER | SPR-225-BLK-U | 225 | 16 | 240 | 15 |  | Solar | FIXED | Roof
REIPNR-09994 | SUNPOWER CORP (ORIGINAL MFRSMA) | SPR-4000M (240V) | 4000 | 2 |  |  | 0.968 | Solar Inverter |  | OUTDOOR
REIPNR-09995 | SUNPOWER | SPR-305-WHT-U | 238 | 114 | 125 | 20 |  | Solar | FIXED | Roof
REIPNR-09995 | SUNPOWER CORP (ORIGINAL MFRSMA) | SPR-4000M (208V) | 4000 | 6 |  |  | 0.968 | Solar Inverter |  | Inside
REIPNR-09996 | REC SCANMODULE | SCM230 | 230 | 99 | 145 | 12 |  | Solar | FIXED | Roof
REIPNR-09996 | SMA AMERICA | SB7000US (208V) | 7000 | 3 |  |  | 0.95 | Solar Inverter |  | INDOOR
REIPNR-09997 | SUNPOWER | SPR-225-BLK-U | 225 | 30 | 220 | 36 |  | Solar | FIXED | Roof
REIPNR-09997 | SUNPOWER | SPR-225-BLK-U | 225 | 14 | 130 | 45 |  | Solar | FIXED | Roof
REIPNR-09997 | SUNPOWER CORP (ORIGINAL MFRSMA) | SPR-3000M (208V) | 3000 | 1 |  |  | 0.96 | Solar Inverter |  | INDOOR
REIPNR-09997 | SUNPOWER CORP (ORIGINAL MFRSMA) | SPR-6000M (208V) | 6000 | 1 |  |  | 0.96 | Solar Inverter |  | INDOOR
REIPNR-09998 | SCHUCO USA |  | 220 | 169 | 180 | 10 |  | Solar | FIXED | Roof
REIPNR-09998 | SMA AMERICA | SB4000US (208V) | 4000 | 1 |  |  | 0.97 | Solar Inverter |  | Inside
REIPNR-09998 | SMA AMERICA | SB5000US | 5000 | 4 |  |  | 0.97 | Solar Inverter |  | Inside
REIPNR-09998 | SMA AMERICA | SB6000U (208V) | 6000 | 1 |  |  | 0.97 | Solar Inverter |  | Inside
REIPNR-10002 | SUNPOWER | SPR-225-BLK-U | 225 | 10 | 169 | 25 |  | Solar | FIXED | Roof
REIPNR-10002 | SUNPOWER | SPR-225-BLK-U | 225 | 18 | 169 | 26 |  | Solar | FIXED | Roof
REIPNR-10002 | SUNPOWER | SPR-225-BLK-U | 225 | 16 | 169 | 36 |  | Solar | FIXED | Roof
REIPNR-10002 | SUNPOWER CORP (ORIGINAL MFRSMA) | SPR-4000M (208V) | 4000 | 1 |  |  | 0.96 | Solar Inverter |  | INDOOR
REIPNR-10002 | SUNPOWER CORP (ORIGINAL MFRSMA) | SPR-5000M (208V) | 5000 | 1 |  |  | 0.96 | Solar Inverter |  | INDOOR
REIPNR-10003 | CHANGZHOU TRINA SOLAR ENERGY CO | TSM-185D | 230 | 174 | 217.1 | 20 |  | Solar | FIXED | Roof
REIPNR-10003 | SMA AMERICA | SB5000US | 5000 | 1 |  |  | 0.96 | Solar Inverter |  | OUTDOOR
REIPNR-10003 | SMA AMERICA | SB7000US (208V) | 7000 | 5 |  |  | 0.97 | Solar Inverter |  | OUTDOOR
REIPNR-10004 | BP SOLAR | BP3170N | 215 | 33 | 196 | 28 |  | Solar | FIXED | Roof
REIPNR-10004 | FRONIUS USA |  | 7500 | 1 |  |  | 0.962 | Solar Inverter |  | INDOOR
REIPNR-10005 | CHANGZHOU TRINA SOLAR ENERGY CO | TSM-185D | 230 | 43 | 217.1 | 20 |  | Solar | FIXED | Roof
REIPNR-10005 | SMA AMERICA | SB3000US (240V) | 3000 | 1 |  |  | 0.96 | Solar Inverter |  | OUTDOOR
REIPNR-10005 | SMA AMERICA | SB4000US (208V) | 4000 | 1 |  |  | 0.96 | Solar Inverter |  | OUTDOOR
REIPNR-10005 | SMA AMERICA | SB5000US | 5000 | 1 |  |  | 0.96 | Solar Inverter |  | OUTDOOR
REIPNR-10006 | CANADIAN SOLAR | CS5P-240 | 245 | 232 | 105 | 15 |  | Solar | FIXED | Roof
REIPNR-10006 | SMA AMERICA | SB5000US | 5000 | 3 |  |  | 0.968 | Solar Inverter |  | INDOOR
REIPNR-10006 | SMA AMERICA | SB7000US (208V) | 7000 | 5 |  |  | 0.971 | Solar Inverter |  | INDOOR
REIPNR-10007 | NINGBO SOLAR ELECTRIC POWER | TDB125X125-72-P 175W | 230 | 168 | 144 | 10 |  | Solar | FIXED | Roof
REIPNR-10007 | NINGBO SOLAR ELECTRIC POWER | TDB125X125-72-P 175W | 280 | 319 | 144 | 10 |  | Solar | FIXED | Roof
REIPNR-10007 | SMA AMERICA | SB7000US (277V) | 8000 | 4 |  |  | 0.95 | Solar Inverter |  | INDOOR
REIPNR-10007 | PV POWERED | PVP75KW-208 | 75000 | 1 |  |  | 0.97 | Solar Inverter |  | OUTDOOR
REIPNR-10008 | SUNTECH POWER | STP180S-24/AB-1 | 185 | 24 | 189 | 28 |  | Solar | FIXED | Roof
REIPNR-10008 | PV POWERED | PVP4800 | 4800 | 1 |  |  | 0.96 | Solar Inverter |  | INDOOR
REIPNR-10009 | SUNPOWER | SPR-305-WHT-U | 305 | 568 | 211 | 8 |  | Solar | FIXED | Roof
REIPNR-10009 | SATCON TECHNOLOGY | AE-100-60-PV-A | 100000 | 2 |  |  | 0.96 | Solar Inverter |  | INDOOR
REIPNR-10010 | BP SOLAR | BP3170N | 215 | 26 | 179 | 27 |  | Solar | FIXED | Roof
REIPNR-10010 | SMA AMERICA | SB5000US | 5000 | 1 |  |  | 0.97 | Solar Inverter |  | INDOOR
REIPNR-10012 | CHANGZHOU TRINA SOLAR ENERGY CO | TSM-180D | 235 | 9 | 110 | 25 |  | Solar | FIXED | Roof
REIPNR-10012 | CHANGZHOU TRINA SOLAR ENERGY CO | TSM-185D | 235 | 5 | 188 | 37 |  | Solar | FIXED | Roof
REIPNR-10012 | PV POWERED | PVP2000 | 2000 | 2 |  |  | 0.92 | Solar Inverter |  | INDOOR
REIPNR-10014 | SCHUCO USA |  | 230 | 432 | 198 | 7.5 |  | Solar | FIXED | Roof
REIPNR-10014 | ADVANCED ENERGY INDUSTRIES | 3159000-104 | 100000 | 1 |  |  | 0.956 | Solar Inverter |  | INDOOR
REIPNR-10018 | BP SOLAR | BP3170N | 215 | 16 | 129 | 40 |  | Solar | FIXED | Roof
REIPNR-10018 | FRONIUS USA | IG 4000 | 4000 | 1 |  |  | 0.95 | Solar Inverter |  | INDOOR
REIPNR-10019 | SUNPOWER | SPR-230-WHT-U | 240 | 1000 | 252 | 18.5 |  | Solar | FIXED | Roof
REIPNR-10019 | SATCON TECHNOLOGY | AE-100-60-PV-A | 100000 | 2 |  |  | 0.97 | Solar Inverter |  | Inside
REIPNR-10020 | SUNTECH POWER | STP210-18/UB-1 | 210 | 48 | 180 | 23 |  | Solar | FIXED | Roof
REIPNR-10020 | SMA AMERICA | SB5000US | 5000 | 2 |  |  | 0.968 | Solar Inverter |  | INDOOR
REIPNR-10022 | MATRIX SOLAR/PHOTOWATT | PW1650-175 | 235 | 88 | 180 | 32 |  | Solar | FIXED | Ground
REIPNR-10022 | SMA AMERICA | SB4000US (208V) | 4000 | 2 |  |  | 0.968 | Solar Inverter |  | OUTDOOR
REIPNR-10022 | SMA AMERICA | SB5000US (240V) | 5000 | 2 |  |  | 0.97 | Solar Inverter |  | Outside
REIPNR-10023 | SUNTECH POWER | STP180S-24/AB-1 | 185 | 28 | 204 | 34 |  | Solar | FIXED | Roof
REIPNR-10023 | SMA AMERICA | SB3000US (208V) | 3000 | 2 |  |  | 0.966 | Solar Inverter |  | INDOOR
REIPNR-10024 | CHANGZHOU TRINA SOLAR ENERGY CO | TSM-185D | 230 | 28 | 125 | 34 |  | Solar | FIXED | Roof
REIPNR-10024 | PV POWERED | PVP3000 | 3000 | 2 |  |  | 0.966 | Solar Inverter |  | INDOOR
REIPNR-10025 | SHARP | ND-224U1F | 224 | 533 | 75 | 18.5 |  | Solar | FIXED | Roof
REIPNR-10025 | SATCON TECHNOLOGY | AE-100-60-PV-A | 100000 | 1 |  |  | 0.97 | Solar Inverter |  | INDOOR
REIPNR-10027 | EVERGREEN SOLAR |  | 205 | 76 | 180 | 25 |  | Solar | FIXED | Pole
REIPNR-10027 | FRONIUS USA |  | 7500 | 2 |  |  | 0.962 | Solar Inverter |  | OUTDOOR
REIPNR-10185 | SHARP | ND-224U1F | 224 | 33 | 194 | 42 |  | Solar | FIXED | Roof
REIPNR-10185 | ENPHASE ENERGY | M175-24-240-S02 | 190 | 33 |  |  | 0.96 | Solar Inverter |  | OUTDOOR
REIPNR-10186 | SUNPOWER | SPR-225-BLK-U | 225 | 9 | 114 | 31 |  | Solar | FIXED | Roof
REIPNR-10186 | SUNPOWER | SPR-225-BLK-U | 225 | 21 | 114 | 31 |  | Solar | FIXED | Roof
REIPNR-10186 | SUNPOWER | SPR-225-BLK-U | 225 | 10 | 224 | 36 |  | Solar | FIXED | Roof
REIPNR-10186 | SUNPOWER CORP (ORIGINAL MFRSMA) | SPR-4000M (208V) | 4000 | 1 |  |  | 0.96 | Solar Inverter |  | INDOOR
REIPNR-10186 | SUNPOWER CORP (ORIGINAL MFRSMA) | SPR-4000M (208V) | 4000 | 1 |  |  | 0.96 | Solar Inverter |  | INDOOR
REIPNR-10186 | SUNPOWER CORP (ORIGINAL MFRSMA) | SPR-6000M (208V) | 6000 | 1 |  |  | 0.97 | Solar Inverter |  | INDOOR
REIPNR-10187 | SOLARWORLD | SW185 MONO/T | 245 | 1443 | 220 | 10.5 |  | Solar | FIXED | Roof
REIPNR-10187 | KACO | 1501XI | 100000 | 3 |  |  | 0.96 | Solar Inverter |  | OUTDOOR
REIPNR-10190 | SUNTECH POWER | STP200-18/UB-1 | 205 | 30 | 162 | 24 |  | Solar | FIXED | Roof
REIPNR-10190 | SUNTECH POWER | STP210-18/UB-1 | 205 | 32 | 252 | 24 |  | Solar | FIXED | Roof
REIPNR-10190 | PV POWERED | PVP2500 | 2500 | 1 |  |  | 0.955 | Solar Inverter |  | INDOOR
REIPNR-10190 | PV POWERED | PVP3000 | 3000 | 3 |  |  | 0.92 | Solar Inverter |  | INDOOR
REIPNR-10194 | SUNPOWER | SPR-230-WHT-U | 230 | 38 | 95 | 25 |  | Solar | FIXED | Roof
REIPNR-10194 | SUNPOWER CORP (ORIGINAL MFRSMA) | SPR-3000M (208V) | 3000 | 1 |  |  | 0.97 | Solar Inverter |  | INDOOR
REIPNR-10194 | SUNPOWER CORP (ORIGINAL MFRSMA) | SPR-5000M (240V) | 5000 | 1 |  |  | 0.97 | Solar Inverter |  | INDOOR
REIPNR-10195 | SHARP | ND-220U1F | 220 | 20 | 132.1 | 17 |  | Solar | FIXED | Roof
REIPNR-10195 | SHARP | ND-220U2 | 220 | 16 | 132.1 | 35 |  | Solar | FIXED | Roof
REIPNR-10195 | PV POWERED | PVP3000 | 3000 | 1 |  |  | 0.935 | Solar Inverter |  | INDOOR
REIPNR-10195 | PV POWERED | PVP4800 | 4800 | 1 |  |  | 0.96 | Solar Inverter |  | INDOOR
REIPNR-10196 | CHANGZHOU TRINA SOLAR ENERGY CO | TSM-185D | 235 | 42 | 274.3 | 25 |  | Solar | FIXED | Roof
REIPNR-10196 | PV POWERED | PVP4800 | 4800 | 2 |  |  | 0.96 | Solar Inverter |  | INDOOR
REIPNR-10199 | SUNTECH POWER | STP180S-24/AB-1 | 185 | 38 | 186.9 | 20 |  | Solar | FIXED | Roof
REIPNR-10199 | PV POWERED | PVP2500 | 2500 | 1 |  |  | 0.92 | Solar Inverter |  | OUTDOOR
REIPNR-10199 | PV POWERED | PVP4800 | 4800 | 1 |  |  | 0.96 | Solar Inverter |  | OUTDOOR
REIPNR-10200 | CHANGZHOU TRINA SOLAR ENERGY CO | TSM-185D | 235 | 38 | 178.4 | 24 |  | Solar | FIXED | Roof
REIPNR-10200 | PV POWERED | PVP3500 | 3500 | 1 |  |  | 0.955 | Solar Inverter |  | INDOOR
REIPNR-10200 | PV POWERED | PVP4800 | 4800 | 1 |  |  | 0.92 | Solar Inverter |  | INDOOR
REIPNR-10201 | CANADIAN SOLAR | CS6P-230 | 230 | 2184 | 179 | 10 |  | Solar | 1AXIS | Roof
REIPNR-10201 | SATCON TECHNOLOGY | PVS-500 (480 V) | 500000 | 1 |  |  | 0.976 | Solar Inverter |  | OUTDOOR
REIPNR-10202 | CHIEN LUEN INDUSTRIES (ZHONGSHAN) | BI-156-60W | 230 | 676 | 179 | 10 |  | Solar | FIXED | Roof
REIPNR-10202 | SATCON TECHNOLOGY | PVS-100 (208 V) | 135000 | 1 |  |  | 0.96 | Solar Inverter |  | OUTDOOR
REIPNR-10203 | CHIEN LUEN INDUSTRIES (ZHONGSHAN) | BI-156-60W | 230 | 312 | 179 | 10 |  | Solar | FIXED | Roof
REIPNR-10203 | SATCON TECHNOLOGY | PVS-30 (208 V) | 30000 | 2 |  |  | 0.96 | Solar Inverter |  | OUTDOOR
REIPNR-10204 | SOLARWORLD | SW185 MONO/T | 230 | 624 | 179 | 10 |  | Solar | FIXED | Roof
REIPNR-10204 | SATCON TECHNOLOGY | PVS-135 (480 V) | 135000 | 1 |  |  | 0.961 | Solar Inverter |  | Inside
REIPNR-10205 | CHIEN LUEN INDUSTRIES (ZHONGSHAN) | BI-156-60W | 230 | 676 | 179 | 10 |  | Solar | FIXED | Roof
REIPNR-10205 | SATCON TECHNOLOGY | PVS-100 (480 V) | 135000 | 1 |  |  | 0.96 | Solar Inverter |  | OUTDOOR
REIPNR-10206 | SUNPOWER | SPR-225-BLK-U | 225 | 45 | 170 | 35 |  | Solar | FIXED | Roof
REIPNR-10206 | SUNPOWER CORP (ORIGINAL MFRSMA) | SPR-4000M (240V) | 4000 | 1 |  |  | 0.96 | Solar Inverter |  | INDOOR
REIPNR-10206 | SUNPOWER CORP (ORIGINAL MFRSMA) | SPR-6000M (208V) | 6000 | 1 |  |  | 0.96 | Solar Inverter |  | INDOOR
REIPNR-10208 | SUNPOWER | SPR-230-WHT-U | 230 | 81 | 180 | 34 |  | Solar | FIXED | Ground
REIPNR-10208 | SUNPOWER CORP (ORIGINAL MFRSMA) | SPR-5000M (208V) | 5000 | 1 |  |  | 0.97 | Solar Inverter |  | OUTDOOR
REIPNR-10208 | SUNPOWER CORP (ORIGINAL MFRSMA) | SPR-6000M (240V) | 6000 | 1 |  |  | 0.97 | Solar Inverter |  | OUTDOOR
REIPNR-10208 | SUNPOWER CORP (ORIGINAL MFRSMA) | SPR-7000M (208V) | 7000 | 1 |  |  | 0.97 | Solar Inverter |  | OUTDOOR
REIPNR-10209 | SUNTECH POWER | STP200S-18/UB-1 | 200 | 250 | 180 | 30 |  | Solar | FIXED | Ground
REIPNR-10209 | SMA AMERICA | SB5000US | 5000 | 9 |  |  | 0.96 | Solar Inverter |  | OUTDOOR
REIPNR-10210 | SHARP | ND-220U1F | 220 | 44 | 214 | 38 |  | Solar | FIXED | Roof
REIPNR-10210 | SMA AMERICA | SB5000US | 5000 | 2 |  |  | 0.96 | Solar Inverter |  | INDOOR
REIPNR-10212 | CHANGZHOU TRINA SOLAR ENERGY CO | TSM-185D | 230 | 24 | 167.7 | 25 |  | Solar | FIXED | Roof
REIPNR-10212 | SMA AMERICA | SB5000US (208V) | 5000 | 1 |  |  | 0.96 | Solar Inverter |  | INDOOR
REIPNR-10213 | CHANGZHOU TRINA SOLAR ENERGY CO | TSM-185D | 235 | 34 | 194 | 28 |  | Solar | FIXED | Roof
REIPNR-10213 | PV POWERED | PVP2500 | 2500 | 1 |  |  | 0.945 | Solar Inverter |  | OUTDOOR
REIPNR-10213 | PV POWERED | PVP3000 | 3000 | 1 |  |  | 0.935 | Solar Inverter |  | OUTDOOR
REIPNR-10214 | SUNTECH POWER | STP180S-24/AB-1 | 185 | 30 | 226 | 25 |  | Solar | FIXED | Roof
REIPNR-10214 | SUNTECH POWER | STP180S-24/AB-1 | 185 | 8 | 138 | 32 |  | Solar | FIXED | Roof
REIPNR-10214 | SMA AMERICA | SB3000US (208V) | 3000 | 1 |  |  | 0.96 | Solar Inverter |  | INDOOR
REIPNR-10214 | SMA AMERICA | SB5000US | 5000 | 1 |  |  | 0.96 | Solar Inverter |  | INDOOR
REIPNR-10215 | SUNTECH POWER | STP200S-18/UB-1 | 205 | 45 | 145.4 | 30 |  | Solar | FIXED | Roof
REIPNR-10215 | SMA AMERICA | SB3000US (208V) | 3000 | 1 |  |  | 0.96 | Solar Inverter |  | INDOOR
REIPNR-10215 | SMA AMERICA | SB7000US (208V) | 7000 | 1 |  |  | 0.97 | Solar Inverter |  | INDOOR
REIPNR-10216 | CHANGZHOU TRINA SOLAR ENERGY CO | TSM-185D | 235 | 17 | 138 | 35 |  | Solar | FIXED | Roof
REIPNR-10216 | CHANGZHOU TRINA SOLAR ENERGY CO | TSM-185D | 235 | 11 | 231.4 | 35 |  | Solar | FIXED | Roof
REIPNR-10216 | PV POWERED | PVP2000 | 2000 | 2 |  |  | 0.92 | Solar Inverter |  | OUTDOOR
REIPNR-10216 | PV POWERED | PVP2500 | 2500 | 1 |  |  | 0.945 | Solar Inverter |  | OUTDOOR
REIPNR-10217 | SUNTECH POWER | STP200-18/UB-1 | 200 | 23 | 263 | 26 |  | Solar | FIXED | Roof
REIPNR-10217 | PV POWERED | PVP2000 | 2000 | 2 |  |  | 0.92 | Solar Inverter |  | INDOOR
REIPNR-10218 | SHARP | ND-224UC1 | 235 | 24 | 124.3 | 38 |  | Solar | FIXED | Roof
REIPNR-10218 | SHARP | ND-U230C1 | 235 | 18 | 215 | 40 |  | Solar | FIXED | Roof
REIPNR-10218 | PV POWERED | PVP4800 | 4800 | 2 |  |  | 0.96 | Solar Inverter |  | INDOOR
REIPNR-10219 | CHANGZHOU TRINA SOLAR ENERGY CO | TSM-185D | 235 | 44 | 193 | 29 |  | Solar | FIXED | Pole
REIPNR-10219 | PV POWERED | PVP4800 | 4800 | 2 |  |  | 0.96 | Solar Inverter |  | OUTDOOR
REIPNR-10220 | SHARP | ND-224UC1 | 224 | 432 | 180 | 25 |  | Solar | FIXED | Ground
REIPNR-10220 | PV POWERED | PVP100KW-208 | 100000 | 1 |  |  | 0.955 | Solar Inverter |  | OUTDOOR
REIPNR-10221 | SUNTECH POWER | STP190S-18/UB-1 | 190 | 66 | 175 | 40 |  | Solar | FIXED | Roof
REIPNR-10221 | SMA AMERICA | SB6000US (208V) | 6000 | 2 |  |  | 0.95 | Solar Inverter |  | INDOOR
REIPNR-10223 | CHANGZHOU TRINA SOLAR ENERGY CO | TSM-160D | 235 | 18 | 126.3 | 35 |  | Solar | FIXED | Roof
REIPNR-10223 | PV POWERED | PVP2000 | 2000 | 1 |  |  | 0.92 | Solar Inverter |  | INDOOR
REIPNR-10223 | PV POWERED | PVP2500 | 2500 | 1 |  |  | 0.945 | Solar Inverter |  | Inside
REIPNR-10224 | CANADIAN SOLAR | CS6P-230 | 230 | 24 | 180 | 0 |  | Solar | FIXED | Roof
REIPNR-10224 | CANADIAN SOLAR | CS6P-230 | 230 | 39 | 180 | 5 |  | Solar | FIXED | Roof
REIPNR-10224 | CANADIAN SOLAR | CS6P-230 | 230 | 52 | 90 | 22 |  | Solar | FIXED | Roof
REIPNR-10224 | CANADIAN SOLAR | CS6P-230 | 230 | 52 | 180 | 22 |  | Solar | FIXED | Roof
REIPNR-10224 | SMA AMERICA | SB4000US (208V) | 4000 | 1 |  |  | 0.96 | Solar Inverter |  | INDOOR
REIPNR-10224 | SMA AMERICA | SB5000US | 5000 | 1 |  |  | 0.96 | Solar Inverter |  | INDOOR
REIPNR-10224 | SMA AMERICA | SB6000U (208V) | 6000 | 5 |  |  | 0.97 | Solar Inverter |  | INDOOR
REIPNR-10225 | SUNPOWER | SPR-305-WHT-U | 305 | 63 | 180 | 0 |  | Solar | FIXED | Roof
REIPNR-10225 | SAT CON | POWERGATE 30 | 30000 | 1 |  |  | 0.95 | Solar Inverter |  | INDOOR
REIPNR-10226 | SANYO ELECTRIC |  | 230 | 756 | 182 | 10 |  | Solar | FIXED | Roof
REIPNR-10226 | PV POWERED | PVP75KW-208 | 75000 | 2 |  |  | 0.97 | Solar Inverter |  | OUTDOOR
REIPNR-10227 | SUNPOWER | SPR-230-WHT-U | 230 | 51 | 180 | 34 |  | Solar | 1AXIS | Pole
REIPNR-10227 | SUNPOWER CORP (ORIGINAL MFRSMA) | SPR-5000M (208V) | 5000 | 1 |  |  | 0.97 | Solar Inverter |  | OUTDOOR
REIPNR-10227 | SUNPOWER CORP (ORIGINAL MFRSMA) | SPR-6000M (240V) | 6000 | 1 |  |  | 0.97 | Solar Inverter |  | OUTDOOR
REIPNR-10228 | SANYO ELECTRIC |  | 220 | 392 | 182 | 10 |  | Solar | FIXED | Roof
REIPNR-10228 | PV POWERED | PVP75KW-208 | 75000 | 1 |  |  | 0.97 | Solar Inverter |  | OUTDOOR
REIPNR-10229 | CANADIAN SOLAR | CS5P-240 | 240 | 2192 | 145 | 10 |  | Solar | FIXED | Roof
REIPNR-10229 | PV POWERED | PVP100KW-208 | 500000 | 1 |  |  | 0.95 | Solar Inverter |  | INDOOR
REIPNR-10231 | CHANGZHOU TRINA SOLAR ENERGY CO | TSM-185D | 230 | 57 | 165 | 30 |  | Solar | FIXED | Ground
REIPNR-10231 | SMA AMERICA | SB5000US | 5000 | 1 |  |  | 0.968 | Solar Inverter |  | OUTDOOR
REIPNR-10231 | SMA AMERICA | SB7000US (208V) | 7000 | 1 |  |  | 0.971 | Solar Inverter |  | OUTDOOR
REIPNR-10232 | SUNPOWER | SPR-225-BLK-U | 225 | 56 | 200 | 29 |  | Solar | FIXED | Roof
REIPNR-10232 | SUNPOWER CORP (ORIGINAL MFRSMA) | SPR-4000M (208V) | 4000 | 1 |  |  | 0.96 | Solar Inverter |  | INDOOR
REIPNR-10232 | SUNPOWER CORP (ORIGINAL MFRSMA) | SPR-7000M (208V) | 7000 | 1 |  |  | 0.97 | Solar Inverter |  | Inside
REIPNR-10234 | CHANGZHOU TRINA SOLAR ENERGY CO | TSM-185D | 230 | 28 | 182.6 | 32 |  | Solar | FIXED | Roof
REIPNR-10234 | CHANGZHOU TRINA SOLAR ENERGY CO | TSM-185D | 230 | 14 | 182.6 | 39 |  | Solar | FIXED | Roof
REIPNR-10234 | PV POWERED | PVP2000 | 2000 | 1 |  |  | 0.92 | Solar Inverter |  | INDOOR
REIPNR-10234 | PV POWERED | PVP3000 | 3000 | 1 |  |  | 0.935 | Solar Inverter |  | INDOOR
REIPNR-10234 | PV POWERED | PVP4800 | 4800 | 1 |  |  | 0.96 | Solar Inverter |  | INDOOR
REIPNR-10236 | CHANGZHOU TRINA SOLAR ENERGY CO | TSM-160D | 235 | 24 | 228 | 22 |  | Solar | FIXED | Roof
REIPNR-10236 | PV POWERED | PVP4800 | 4800 | 1 |  |  | 0.96 | Solar Inverter |  | OUTDOOR
REIPNR-10237 | SUNPOWER | SPR-315E-WHT-U | 318 | 3584 | 184 | 5 |  | Solar | FIXED | Roof
REIPNR-10237 | SATCON TECHNOLOGY | PVS-500 (480 V) | 500000 | 2 |  |  | 0.96 | Solar Inverter |  | OUTDOOR
REIPNR-10238 | SHARP | ND-220U1F | 220 | 1391 | 163 | 10 |  | Solar | FIXED | Roof
REIPNR-10238 | SHARP | ND-224U1F | 224 | 1008 | 163 | 25 |  | Solar | FIXED | Ground
REIPNR-10238 | PV POWERED | PVP30KW-208 | 30000 | 1 |  |  | 0.96 | Solar Inverter |  | OUTDOOR
REIPNR-10238 | PV POWERED | PVP100KW-208 | 100000 | 2 |  |  | 0.96 | Solar Inverter |  | OUTDOOR
REIPNR-10238 | PV POWERED | PVP2500 | 260000 | 1 |  |  | 0.96 | Solar Inverter |  | OUTDOOR
REIPNR-10239 | BP SOLAR |  | 215 | 41 | 199 | 20 |  | Solar | FIXED | Roof
REIPNR-10239 | FRONIUS USA | IG 4000 | 4000 | 2 |  |  | 0.95 | Solar Inverter |  | INDOOR
REIPNR-10240 | SUNTECH POWER | STP210-18/UB-1 | 210 | 44 | 176 | 31 |  | Solar | FIXED | Roof
REIPNR-10240 | PV POWERED | PVP4800 | 4800 | 2 |  |  | 0.96 | Solar Inverter |  | OUTDOOR
REIPNR-10241 | SUNPOWER | SPR-210-WHT-U | 175 | 14 | 162 | 24 |  | Solar | FIXED | Roof
REIPNR-10241 | SUNPOWER CORP (ORIGINAL MFRSMA) | SPR-3000M (240V) | 3000 | 1 |  |  | 0.966 | Solar Inverter |  | INDOOR
REIPNR-10246 | CANADIAN SOLAR | CS6P-230 | 230 | 52 | 180 | 34 |  | Solar | FIXED | Ground
REIPNR-10246 | SMA AMERICA | SB6000U (208V) | 6000 | 2 |  |  | 0.97 | Solar Inverter |  | OUTDOOR
REIPNR-10247 | BP SOLAR | BP3125S | 215 | 12 | 162 | 14 |  | Solar | FIXED | Roof
REIPNR-10247 | BP SOLAR | BP3125S | 215 | 18 | 162 | 19 |  | Solar | FIXED | Roof
REIPNR-10247 | BP SOLAR | SX3200B | 215 | 14 | 162 | 23 |  | Solar | FIXED | Roof
REIPNR-10247 | FRONIUS USA | IG 3000 | 3000 | 1 |  |  | 0.95 | Solar Inverter |  | Inside
REIPNR-10247 | FRONIUS USA | IG 4000 | 4000 | 1 |  |  | 0.95 | Solar Inverter |  | OUTDOOR
REIPNR-10247 | SMA AMERICA | SB4000US (208V) | 4000 | 1 |  |  | 0.97 | Solar Inverter |  | OUTDOOR
REIPNR-10248 | CHANGZHOU TRINA SOLAR ENERGY CO | TSM-160D | 235 | 32 | 230 | 30 |  | Solar | FIXED | Roof
REIPNR-10248 | PV POWERED | PVP3500 | 3500 | 2 |  |  | 0.955 | Solar Inverter |  | INDOOR
REIPNR-10250 | CHANGZHOU TRINA SOLAR ENERGY CO | TSM-160D | 235 | 59 | 134 | 20 |  | Solar | FIXED | Roof
REIPNR-10250 | SMA AMERICA | SB6000U (208V) | 6000 | 1 |  |  | 0.97 | Solar Inverter |  | INDOOR
REIPNR-10250 | SMA AMERICA | SB7000US (208V) | 7000 | 1 |  |  | 0.97 | Solar Inverter |  | INDOOR
REIPNR-10251 | CHANGZHOU TRINA SOLAR ENERGY CO | TSM-185D | 235 | 22 | 196 | 14 |  | Solar | FIXED | Roof
REIPNR-10251 | PV POWERED | PVP4800 | 4800 | 1 |  |  | 0.96 | Solar Inverter |  | INDOOR
REIPNR-10252 | SUNPOWER | SPR-225-BLK-U | 225 | 24 | 107 | 28 |  | Solar | FIXED | Roof
REIPNR-10252 | SUNPOWER | SPR-225-BLK-U | 225 | 9 | 187 | 41 |  | Solar | FIXED | Roof
REIPNR-10252 | SUNPOWER | SPR-225-BLK-U | 225 | 18 | 187 | 45 |  | Solar | FIXED | Roof
REIPNR-10252 | SUNPOWER CORP (ORIGINAL MFRSMA) | SPR-5000M (240V) | 5000 | 1 |  |  | 0.96 | Solar Inverter |  | INDOOR
REIPNR-10252 | SUNPOWER CORP (ORIGINAL MFRSMA) | SPR-6000M (240V) | 6000 | 1 |  |  | 0.96 | Solar Inverter |  | INDOOR
REIPNR-10253 | SUNPOWER | SPR-230-WHT-U | 230 | 10 | 98 | 30 |  | Solar | FIXED | Roof
REIPNR-10253 | SUNPOWER CORP (ORIGINAL MFRSMA) | SPR-3000M (208V) | 3000 | 1 |  |  | 0.966 | Solar Inverter |  | INDOOR
REIPNR-10254 | BP SOLAR | BP3160S | 215 | 36 | 228 | 21 |  | Solar | FIXED | Ground
REIPNR-10254 | SMA AMERICA | SB7000US (208V) | 8000 | 1 |  |  | 0.97 | Solar Inverter |  | OUTDOOR
REIPNR-10256 | ANDALAY SOLAR | ST175-1 | 175 | 33 | 154 | 49 |  | Solar | FIXED | Roof
REIPNR-10256 | ENPHASE ENERGY | M200-32-240-S02 | 190 | 33 |  |  | 0.955 | Solar Inverter |  | OUTDOOR
REIPNR-10257 | SUNTECH POWER | STP180S-24/AB-1 | 180 | 48 | 171 | 18 |  | Solar | FIXED | Roof
REIPNR-10257 | SMA AMERICA | SB3000US (240V) | 3000 | 1 |  |  | 0.966 | Solar Inverter |  | INDOOR
REIPNR-10257 | SMA AMERICA | SB5000US | 5000 | 1 |  |  | 0.968 | Solar Inverter |  | INDOOR
REIPNR-10258 | SUNPOWER | SPR-210-BLK-U | 210 | 18 | 125 | 35 |  | Solar | FIXED | Roof
REIPNR-10258 | SUNPOWER CORP (ORIGINAL MFRSMA) | SPR-4000M (208V) | 4000 | 1 |  |  | 0.968 | Solar Inverter |  | INDOOR
REIPNR-10259 | SHARP | ND-224UC1 | 235 | 28 | 154.5 | 23 |  | Solar | FIXED | Roof
REIPNR-10259 | PV POWERED | PVP3000 | 3000 | 2 |  |  | 0.935 | Solar Inverter |  | INDOOR
REIPNR-10260 | CHANGZHOU TRINA SOLAR ENERGY CO | TSM-185D | 230 | 14 | 166 | 22 |  | Solar | FIXED | Roof
REIPNR-10260 | CHANGZHOU TRINA SOLAR ENERGY CO | TSM-185D | 230 | 25 | 256 | 25 |  | Solar | FIXED | Roof
REIPNR-10260 | PV POWERED | PVP2500 | 2500 | 1 |  |  | 0.945 | Solar Inverter |  | INDOOR
REIPNR-10260 | PV POWERED | PVP3000 | 3000 | 2 |  |  | 0.935 | Solar Inverter |  | INDOOR
REIPNR-10261 | SUNPOWER | SPR-225-BLK-U | 225 | 9 | 122 | 26 |  | Solar | FIXED | Roof
REIPNR-10261 | SUNPOWER | SPR-225-BLK-U | 225 | 13 | 212 | 37 |  | Solar | FIXED | Roof
REIPNR-10261 | SUNPOWER | SPR-225-BLK-U | 225 | 14 | 212 | 40 |  | Solar | FIXED | Roof
REIPNR-10261 | SUNPOWER CORP (ORIGINAL MFRSMA) | SPR-3000M (208V) | 3000 | 1 |  |  | 0.96 | Solar Inverter |  | INDOOR
REIPNR-10261 | SUNPOWER CORP (ORIGINAL MFRSMA) | SPR-6000M (208V) | 6000 | 1 |  |  | 0.96 | Solar Inverter |  | INDOOR
REIPNR-10262 | CEEG (SHANGHAI) SOLAR SCIENCE AND TECHNOLOGY CO | SST 190-72M | 275 | 27 | 220 | 30 |  | Solar | FIXED | Roof
REIPNR-10262 | CEEG (SHANGHAI) SOLAR SCIENCE AND TECHNOLOGY CO | SST 190-72M | 275 | 9 | 130 | 40 |  | Solar | FIXED | Roof
REIPNR-10262 | FRONIUS USA |  | 10000 | 1 |  |  | 0.95 | Solar Inverter |  | INDOOR
REIPNR-10263 | SUNTECH POWER | STP180S-24/AB-1 | 185 | 45 | 215 | 22 |  | Solar | FIXED | Roof
REIPNR-10263 | SMA AMERICA | SB3000US (240V) | 3000 | 1 |  |  | 0.966 | Solar Inverter |  | INDOOR
REIPNR-10263 | SMA AMERICA | SB5000US | 5000 | 1 |  |  | 0.968 | Solar Inverter |  | INDOOR
REIPNR-10265 | CANADIAN SOLAR | CS6P-230 | 230 | 70 | 202 | 32 |  | Solar | FIXED | Roof
REIPNR-10265 | KACO | 2901XI | 5000 | 2 |  |  | 0.955 | Solar Inverter |  | INDOOR
REIPNR-10265 | SMA AMERICA | SB7000US (208V) | 7000 | 1 |  |  | 0.971 | Solar Inverter |  | INDOOR
REIPNR-10266 | SUNTECH POWER | STP210S-18/UB-1 | 245 | 224 | 222 | 10 |  | Solar | FIXED | Roof
REIPNR-10266 | SMA AMERICA | SB7000US (277V) | 8000 | 6 |  |  | 0.96 | Solar Inverter |  | INDOOR
REIPNR-10267 | SHARP | ND-220U2 | 220 | 1118 | 181 | 10 |  | Solar | FIXED | Roof
REIPNR-10267 | SHARP | ND-224U1F | 224 | 1296 | 180 | 25 |  | Solar | FIXED | Ground
REIPNR-10267 | PV POWERED | PVP75KW-208 | 75000 | 2 |  |  | 0.955 | Solar Inverter |  | OUTDOOR
REIPNR-10267 | PV POWERED | PVP100KW-208 | 100000 | 1 |  |  | 0.96 | Solar Inverter |  | OUTDOOR
REIPNR-10267 | PV POWERED | PVP30KW-LV-208 | 260000 | 1 |  |  | 0.97 | Solar Inverter |  | OUTDOOR
REIPNR-10268 | MITSUBISHI ELECTRIC | PV-UE135MF5N | 230 | 40 | 200 | 30 |  | Solar | FIXED | Roof
REIPNR-10268 | SMA AMERICA | SB4000US (240V) | 4000 | 1 |  |  | 0.97 | Solar Inverter |  | OUTDOOR
REIPNR-10268 | SMA AMERICA | SB6000U (208V) | 6000 | 1 |  |  | 0.97 | Solar Inverter |  | OUTDOOR
REIPNR-10269 | BP SOLAR | BP3170N | 215 | 27 | 151 | 25 |  | Solar | FIXED | Roof
REIPNR-10269 | FRONIUS USA | IG 2000 | 2000 | 1 |  |  | 0.955 | Solar Inverter |  | OUTDOOR
REIPNR-10269 | FRONIUS USA | IG 4000 | 4000 | 1 |  |  | 0.955 | Solar Inverter |  | OUTDOOR
REIPNR-10270 | SHARP | ND-U230C1 | 240 | 54 | 180 | 18 |  | Solar | FIXED | Ground
REIPNR-10270 | ENPHASE ENERGY | M200-32-208-S01 | 380 | 27 |  |  | 0.955 | Solar Inverter |  | OUTDOOR
REIPNR-10271 | SHARP | ND-216U1F | 216 | 1001 | 166 | 10 |  | Solar | FIXED | Roof
REIPNR-10271 | SHARP | ND-U230C1 | 224 | 456 | 166 | 5 |  | Solar | FIXED | Roof
REIPNR-10271 | PV POWERED | PVP100KW-208 | 100000 | 3 |  |  | 0.955 | Solar Inverter |  | OUTDOOR
REIPNR-10272 | BP SOLAR | SX3200B | 215 | 18 | 107 | 30 |  | Solar | FIXED | Roof
REIPNR-10272 | BP SOLAR | BP3170N | 215 | 34 | 197 | 30 |  | Solar | FIXED | Roof
REIPNR-10272 | ENPHASE ENERGY | M200-32-240-S02 | 380 | 26 |  |  | 0.95 | Solar Inverter |  | OUTDOOR
REIPNR-10274 | CHANGZHOU TRINA SOLAR ENERGY CO | TSM-185D | 230 | 2730 | 185 | 10 |  | Solar | FIXED | Roof
REIPNR-10274 | SATCON TECHNOLOGY | PVS-500 (480 V) | 500000 | 1 |  |  | 0.976 | Solar Inverter |  | OUTDOOR
REIPNR-10275 | BP SOLAR | BP3150S | 215 | 32 | 246 | 33 |  | Solar | FIXED | Roof
REIPNR-10275 | ENPHASE ENERGY | M200-32-240-S02 | 760 | 16 |  |  | 0.955 | Solar Inverter |  | OUTDOOR
REIPNR-10276 | CHANGZHOU TRINA SOLAR ENERGY CO | TSM-185D | 235 | 18 | 190.2 | 24 |  | Solar | FIXED | Roof
REIPNR-10276 | PV POWERED | PVP4800 | 4800 | 1 |  |  | 0.96 | Solar Inverter |  | INDOOR
REIPNR-10277 | BP SOLAR | BP3150B | 215 | 21 | 200 | 25 |  | Solar | FIXED | Roof
REIPNR-10277 | BP SOLAR | SX3200B | 215 | 7 | 110 | 30 |  | Solar | FIXED | Roof
REIPNR-10277 | FRONIUS USA |  | 6000 | 1 |  |  | 0.955 | Solar Inverter |  | INDOOR
REIPNR-10278 | CHANGZHOU TRINA SOLAR ENERGY CO | TSM-185D | 235 | 12 | 164.7 | 12 |  | Solar | FIXED | Roof
REIPNR-10278 | CHANGZHOU TRINA SOLAR ENERGY CO | TSM-185D | 235 | 24 | 164.7 | 20 |  | Solar | FIXED | Roof
REIPNR-10278 | PV POWERED | PVP2500 | 2500 | 1 |  |  | 0.945 | Solar Inverter |  | INDOOR
REIPNR-10278 | PV POWERED | PVP4800 | 4800 | 1 |  |  | 0.96 | Solar Inverter |  | INDOOR
REIPNR-10279 | SUNTECH POWER | STP190-18/UB-1 | 185 | 10 | 73 | 22 |  | Solar | FIXED | Roof
REIPNR-10279 | SUNTECH POWER | STP190-18/UB-1 | 185 | 18 | 253 | 22 |  | Solar | FIXED | Roof
REIPNR-10279 | SOLECTRIA RENEWABLES | PVI1800-240 | 1800 | 1 |  |  | 0.945 | Solar Inverter |  | INDOOR
REIPNR-10279 | SOLECTRIA RENEWABLES | PVI 3000 (208V) | 3000 | 1 |  |  | 0.96 | Solar Inverter |  | Outside
REIPNR-10280 | BP SOLAR | BP3115U | 215 | 24 | 174 | 41 |  | Solar | FIXED | Roof
REIPNR-10280 | ENPHASE ENERGY | M200-32-208-S01 | 190 | 6 |  |  | 0.95 | Solar Inverter |  | INDOOR
REIPNR-10280 | FRONIUS USA | IG 4000 | 4000 | 1 |  |  | 0.95 | Solar Inverter |  | INDOOR
REIPNR-10281 | CHANGZHOU TRINA SOLAR ENERGY CO | TSM-185D | 235 | 34 | 158.4 | 20 |  | Solar | FIXED | Roof
REIPNR-10281 | PV POWERED | PVP3500 | 3500 | 1 |  |  | 0.955 | Solar Inverter |  | INDOOR
REIPNR-10281 | PV POWERED | PVP4800 | 4800 | 1 |  |  | 0.96 | Solar Inverter |  | Inside
REIPNR-10282 | SUNPOWER | SPR-225-BLK-U | 225 | 38 | 181 | 30 |  | Solar | FIXED | Roof
REIPNR-10282 | SUNPOWER CORP (ORIGINAL MFRSMA) | SPR-4000M (208V) | 4000 | 2 |  |  | 0.96 | Solar Inverter |  | INDOOR
REIPNR-10283 | SUNPOWER |  | 225 | 66 | 153 | 35 |  | Solar | FIXED | Roof
REIPNR-10283 | SUNPOWER CORP (ORIGINAL MFRSMA) | SPR-6000M (208V) | 6000 | 1 |  |  | 0.97 | Solar Inverter |  | INDOOR
REIPNR-10283 | SUNPOWER CORP (ORIGINAL MFRSMA) | SPR-7000M (208V) | 7000 | 1 |  |  | 0.97 | Solar Inverter |  | INDOOR
REIPNR-10284 | SUNPOWER | SPR-225-BLK-U | 225 | 42 | 139 | 27 |  | Solar | FIXED | Roof
REIPNR-10284 | SUNPOWER CORP (ORIGINAL MFRSMA) | SPR-4000M (208V) | 4000 | 1 |  |  | 0.96 | Solar Inverter |  | INDOOR
REIPNR-10284 | SUNPOWER CORP (ORIGINAL MFRSMA) | SPR-5000M (208V) | 5000 | 1 |  |  | 0.96 | Solar Inverter |  | INDOOR
REIPNR-10285 | SUNPOWER | SPR-230-WHT-U | 230 | 36 | 224 | 19 |  | Solar | FIXED | Roof
REIPNR-10285 | SUNPOWER |  | 4000 | 2 |  |  | 0.968 | Solar Inverter |  | INDOOR
REIPNR-10286 | BP SOLAR | BP3170N | 195 | 20 | 195 | 26 |  | Solar | FIXED | Roof
REIPNR-10286 | FRONIUS USA | IG 4000 | 4000 | 1 |  |  | 0.95 | Solar Inverter |  | INDOOR
REIPNR-10287 | CHANGZHOU TRINA SOLAR ENERGY CO | TSM-185D | 235 | 36 | 219.6 | 15 |  | Solar | FIXED | Roof
REIPNR-10287 | SMA AMERICA | SB7000US (277V) | 8000 | 1 |  |  | 0.965 | Solar Inverter |  | INDOOR
REIPNR-10288 | CHANGZHOU TRINA SOLAR ENERGY CO | TSM-185D | 230 | 18 | 192 | 22 |  | Solar | FIXED | Roof
REIPNR-10288 | CHANGZHOU TRINA SOLAR ENERGY CO | TSM-185D | 230 | 26 | 102 | 27 |  | Solar | FIXED | Roof
REIPNR-10288 | SMA AMERICA | SB4000US (208V) | 4000 | 1 |  |  | 0.968 | Solar Inverter |  | INDOOR
REIPNR-10288 | SMA AMERICA | SB6000U (208V) | 6000 | 1 |  |  | 0.97 | Solar Inverter |  | INDOOR
REIPNR-10289 | SUNTECH POWER | STP200S-18/UB-1 | 205 | 44 | 213.1 | 22 |  | Solar | FIXED | Roof
REIPNR-10289 | PV POWERED | PVP2000 | 2000 | 2 |  |  | 0.92 | Solar Inverter |  | OUTDOOR
REIPNR-10289 | PV POWERED | PVP4800 | 4800 | 1 |  |  | 0.96 | Solar Inverter |  | OUTDOOR
REIPNR-10290 | SHARP | ND-U230C1 | 224 | 36 | 229 | 18 |  | Solar | FIXED | Roof
REIPNR-10290 | SMA AMERICA | SB3000US (208V) | 3000 | 3 |  |  | 0.965 | Solar Inverter |  | Outside
REIPNR-10291 | KYOCERA SOLAR | KD180GX-LP | 185 | 34 | 211 | 26 |  | Solar | FIXED | Roof
REIPNR-10291 | PV POWERED | PVP2000 | 2000 | 1 |  |  | 0.92 | Solar Inverter |  | INDOOR
REIPNR-10291 | PV POWERED | PVP4800 | 4800 | 1 |  |  | 0.96 | Solar Inverter |  | INDOOR
REIPNR-10292 | SUNPOWER | SPR-225-BLK-U | 225 | 14 | 193 | 15 |  | Solar | FIXED | Roof
REIPNR-10292 | SUNPOWER | SPR-225-BLK-U | 225 | 36 | 193 | 34 |  | Solar | FIXED | Roof
REIPNR-10292 | SUNPOWER CORP (ORIGINAL MFRSMA) | SPR-3000M (240V) | 3000 | 1 |  |  | 1 | Solar Inverter |  | INDOOR
REIPNR-10292 | SUNPOWER CORP (ORIGINAL MFRSMA) | SPR-7000M (240V) | 7000 | 1 |  |  | 1 | Solar Inverter |  | INDOOR
REIPNR-10293 | SUNPOWER | SPR-315E-WHT-U | 315 | 8200 | 165 | 9.5 |  | Solar | FIXED | Roof
REIPNR-10293 | SATCON TECHNOLOGY | AE-135-60-PV-A | 135000 | 1 |  |  | 0.97 | Solar Inverter |  | INDOOR
REIPNR-10293 | SMA AMERICA | SB5000US | 500000 | 4 |  |  | 0.97 | Solar Inverter |  | INDOOR
REIPNR-10295 | SUNTECH POWER | STP210S-18/UB-1 | 285 | 660 | 213 | 10 |  | Solar | FIXED | Roof
REIPNR-10295 | SOLECTRIA RENEWABLES | PVI82KW-208 | 82000 | 2 |  |  | 0.96 | Solar Inverter |  | OUTDOOR
REIPNR-10297 | SHARP | ND-198UC1 | 198 | 48 | 171 | 30.3 |  | Solar | FIXED | Roof
REIPNR-10297 | FRONIUS USA |  | 9995 | 1 |  |  | 0.96 | Solar Inverter |  | INDOOR
REIPNR-10300 | CHANGZHOU TRINA SOLAR ENERGY CO | TSM-185D | 235 | 8 | 130 | 18 |  | Solar | FIXED | Roof
REIPNR-10300 | CHANGZHOU TRINA SOLAR ENERGY CO | TSM-185D | 240 | 8 | 130 | 18 |  | Solar | FIXED | Roof
REIPNR-10300 | PV POWERED | PVP2000 | 2000 | 2 |  |  | 0.92 | Solar Inverter |  | INDOOR
REIPNR-10301 | CHANGZHOU TRINA SOLAR ENERGY CO | TSM-185D | 235 | 28 | 199.5 | 27 |  | Solar | FIXED | Roof
REIPNR-10301 | PV POWERED | PVP3000 | 3000 | 2 |  |  | 0.935 | Solar Inverter |  | INDOOR
REIPNR-10302 | CHANGZHOU TRINA SOLAR ENERGY CO | TSM-185D | 230 | 30 | 115.2 | 35 |  | Solar | FIXED | Roof
REIPNR-10302 | SMA AMERICA | SB7000US (208V) | 7000 | 1 |  |  | 0.97 | Solar Inverter |  | OUTDOOR
REIPNR-10303 | BP SOLAR | SX150B | 215 | 24 | 125 | 22 |  | Solar | FIXED | Roof
REIPNR-10303 | FRONIUS USA |  | 5000 | 1 |  |  | 0.97 | Solar Inverter |  | OUTDOOR
REIPNR-10304 | CHANGZHOU TRINA SOLAR ENERGY CO | TSM-185D | 240 | 23 | 149 | 33 |  | Solar | FIXED | Roof
REIPNR-10304 | PV POWERED | PVP2500 | 2500 | 2 |  |  | 0.945 | Solar Inverter |  | INDOOR
REIPNR-10305 | CHANGZHOU TRINA SOLAR ENERGY CO | TSM-185D | 235 | 30 | 199.5 | 20 |  | Solar | FIXED | Roof
REIPNR-10305 | SMA AMERICA | SB6000U (208V) | 6000 | 1 |  |  | 0.97 | Solar Inverter |  | INDOOR
REIPNR-10306 | CHANGZHOU TRINA SOLAR ENERGY CO | TSM-185D | 240 | 34 | 266 | 20 |  | Solar | FIXED | Roof
REIPNR-10306 | PV POWERED | PVP3000 | 3000 | 2 |  |  | 0.935 | Solar Inverter |  | INDOOR
REIPNR-10307 | CHANGZHOU TRINA SOLAR ENERGY CO | TSM-185D | 235 | 24 | 102.7 | 35 |  | Solar | FIXED | Roof
REIPNR-10307 | SMA AMERICA | SB5000US (240V) | 5000 | 1 |  |  | 0.96 | Solar Inverter |  | INDOOR
REIPNR-10308 | CHANGZHOU TRINA SOLAR ENERGY CO | TSM-185D | 235 | 40 | 148.1 | 20 |  | Solar | FIXED | Roof
REIPNR-10308 | SMA AMERICA | SB3000US (208V) | 3000 | 3 |  |  | 0.96 | Solar Inverter |  | OUTDOOR
REIPNR-10310 | SUNTECH POWER | STP200-18/UB-1 | 200 | 30 | 159.1 | 28 |  | Solar | FIXED | Roof
REIPNR-10310 | PV POWERED | PVP4800 | 4800 | 1 |  |  | 0.96 | Solar Inverter |  | INDOOR
REIPNR-10311 | CHANGZHOU TRINA SOLAR ENERGY CO | TSM-185D | 235 | 18 | 192.2 | 30 |  | Solar | FIXED | Roof
REIPNR-10311 | CHANGZHOU TRINA SOLAR ENERGY CO | TSM-185D | 235 | 8 | 102.2 | 35 |  | Solar | FIXED | Roof
REIPNR-10311 | PV POWERED | PVP2000 | 2000 | 1 |  |  | 0.92 | Solar Inverter |  | INDOOR
REIPNR-10311 | PV POWERED | PVP3500 | 3500 | 1 |  |  | 0.955 | Solar Inverter |  | INDOOR
REIPNR-10313 | SUNTECH POWER | STP200S-18/UB-1 | 205 | 36 | 177.4 | 18 |  | Solar | FIXED | Roof
REIPNR-10313 | PV POWERED | PVP2500 | 2500 | 1 |  |  | 0.945 | Solar Inverter |  | INDOOR
REIPNR-10313 | PV POWERED | PVP4800 | 4800 | 1 |  |  | 0.96 | Solar Inverter |  | INDOOR
REIPNR-10315 | BP SOLAR | SX3200B | 230 | 42 | 208 | 14 |  | Solar | FIXED | Roof
REIPNR-10315 | FRONIUS USA |  | 5000 | 2 |  |  | 0.97 | Solar Inverter |  | INDOOR
REIPNR-10316 | CHANGZHOU TRINA SOLAR ENERGY CO | TSM-180D | 235 | 37 | 163.5 | 28 |  | Solar | FIXED | Roof
REIPNR-10316 | PV POWERED | PVP2500 | 2500 | 2 |  |  | 0.945 | Solar Inverter |  | OUTDOOR
REIPNR-10316 | PV POWERED | PVP3000 | 3000 | 1 |  |  | 0.935 | Solar Inverter |  | OUTDOOR
REIPNR-10317 | SUNTECH POWER | STP180-24/AB-1 | 185 | 40 | 184 | 20 |  | Solar | FIXED | Roof
REIPNR-10317 | SMA AMERICA | SB3000US (208V) | 3000 | 1 |  |  | 0.96 | Solar Inverter |  | OUTDOOR
REIPNR-10317 | SMA AMERICA | SB6000U (208V) | 6000 | 1 |  |  | 0.97 | Solar Inverter |  | OUTDOOR
REIPNR-10319 | CHANGZHOU TRINA SOLAR ENERGY CO | TSM-185D | 185 | 45 | 166.4 | 20 |  | Solar | FIXED | Roof
REIPNR-10319 | PV POWERED | PVP3000 | 3000 | 1 |  |  | 0.935 | Solar Inverter |  | Outside
REIPNR-10319 | PV POWERED | PVP4800 | 4800 | 1 |  |  | 0.96 | Solar Inverter |  | OUTDOOR
REIPNR-10320 | CHANGZHOU TRINA SOLAR ENERGY CO | TSM-185D | 235 | 18 | 159 | 20 |  | Solar | FIXED | Roof
REIPNR-10320 | PV POWERED | PVP3500 | 3500 | 1 |  |  | 0.955 | Solar Inverter |  | INDOOR
REIPNR-10321 | SHARP | ND-224UC1 | 235 | 8 | 131.4 | 19 |  | Solar | FIXED | Roof
REIPNR-10321 | SHARP | ND-224UC1 | 235 | 38 | 220.4 | 26 |  | Solar | FIXED | Roof
REIPNR-10321 | PV POWERED | PVP2000 | 2000 | 1 |  |  | 0.92 | Solar Inverter |  | OUTDOOR
REIPNR-10321 | PV POWERED | PVP3500 | 3500 | 1 |  |  | 0.955 | Solar Inverter |  | OUTDOOR
REIPNR-10321 | PV POWERED | PVP4800 | 4800 | 1 |  |  | 0.96 | Solar Inverter |  | OUTDOOR
REIPNR-10323 | CHANGZHOU TRINA SOLAR ENERGY CO | TSM-185D | 235 | 22 | 204.2 | 30 |  | Solar | FIXED | Roof
REIPNR-10323 | PV POWERED | PVP4800 | 4800 | 1 |  |  | 0.96 | Solar Inverter |  | INDOOR
REIPNR-10324 | SUNPOWER |  | 230 | 36 | 202 | 18 |  | Solar | FIXED | Roof
REIPNR-10324 | SUNPOWER CORP (ORIGINAL MFRSMA) | SPR4000 | 4000 | 2 |  |  | 0.97 | Solar Inverter |  | OUTDOOR
REIPNR-10325 | SUNPOWER | SPR-225-BLK-U | 225 | 24 | 240 | 33 |  | Solar | FIXED | Roof
REIPNR-10325 | SUNPOWER CORP (ORIGINAL MFRSMA) | SPR-5000M (208V) | 5000 | 1 |  |  | 0.96 | Solar Inverter |  | INDOOR
REIPNR-10326 | CHANGZHOU TRINA SOLAR ENERGY CO | TSM-185D | 235 | 47 | 200.3 | 30 |  | Solar | FIXED | Roof
REIPNR-10326 | SMA AMERICA | SB3000US (208V) | 3000 | 1 |  |  | 0.96 | Solar Inverter |  | INDOOR
REIPNR-10326 | SMA AMERICA | SB7000US (208V) | 7000 | 1 |  |  | 0.97 | Solar Inverter |  | INDOOR
REIPNR-10328 | SUNTECH POWER | STP200-18/UB-1 | 205 | 636 | 183.8 | 4.7 |  | Solar | FIXED | Roof
REIPNR-10328 | SMA AMERICA | SB6000U (208V) | 6000 | 6 |  |  | 0.97 | Solar Inverter |  | OUTDOOR
REIPNR-10328 | SMA AMERICA | SB7000US (208V) | 7000 | 12 |  |  | 0.97 | Solar Inverter |  | OUTDOOR
REIPNR-10329 | CHANGZHOU TRINA SOLAR ENERGY CO | TSM-185D | 230 | 24 | 89.9 | 33 |  | Solar | FIXED | Roof
REIPNR-10329 | CHANGZHOU TRINA SOLAR ENERGY CO | TSM-185D | 230 | 16 | 89.9 | 38 |  | Solar | FIXED | Roof
REIPNR-10329 | PV POWERED | PVP3500 | 3500 | 1 |  |  | 0.955 | Solar Inverter |  | INDOOR
REIPNR-10329 | PV POWERED | PVP4800 | 4800 | 1 |  |  | 0.96 | Solar Inverter |  | INDOOR
REIPNR-10330 | CHANGZHOU TRINA SOLAR ENERGY CO | TSM-185D | 230 | 12 | 205.9 | 25 |  | Solar | FIXED | Roof
REIPNR-10330 | PV POWERED | PVP2500 | 2500 | 1 |  |  | 0.945 | Solar Inverter |  | INDOOR
REIPNR-10332 | GLORIA SOLAR | GSM6-230D-UO1 | 280 | 3360 | 180 | 25 |  | Solar | FIXED | Ground
REIPNR-10332 | SMA AMERICA | SC250U (480V) | 500000 | 2 |  |  | 0.986 | Solar Inverter |  | INDOOR
REIPNR-10333 | CHANGZHOU TRINA SOLAR ENERGY CO | TSM-185D | 235 | 12 | 134 | 15 |  | Solar | FIXED | Roof
REIPNR-10333 | CHANGZHOU TRINA SOLAR ENERGY CO | TSM-185D | 235 | 5 | 151 | 24 |  | Solar | FIXED | Roof
REIPNR-10333 | CHANGZHOU TRINA SOLAR ENERGY CO | TSM-185D | 235 | 18 | 240 | 38 |  | Solar | FIXED | Roof
REIPNR-10333 | PV POWERED | PVP2500 | 2500 | 1 |  |  | 0.97 | Solar Inverter |  | INDOOR
REIPNR-10333 | PV POWERED | PVP4800 | 4800 | 1 |  |  | 0.97 | Solar Inverter |  | INDOOR
REIPNR-10334 | CHANGZHOU TRINA SOLAR ENERGY CO | TSM-185D | 240 | 8 | 209 | 30 |  | Solar | FIXED | Roof
REIPNR-10334 | PV POWERED | PVP2000 | 2000 | 1 |  |  | 0.92 | Solar Inverter |  | OUTDOOR
REIPNR-10335 | SOLARWORLD | SW185 MONO/T | 245 | 182 | 151 | 10 |  | Solar | FIXED | Roof
REIPNR-10335 | SOLARWORLD | SW185 MONO/T | 245 | 559 | 151 | 14 |  | Solar | FIXED | Roof
REIPNR-10335 | SOLARWORLD | SW185 MONO/T | 245 | 624 | 241 | 14 |  | Solar | FIXED | Roof
REIPNR-10335 | SATCON TECHNOLOGY | PVS-75 (208 V) | 75000 | 4 |  |  | 0.963 | Solar Inverter
REIPNR-10336 | CHANGZHOU TRINA SOLAR ENERGY CO | TSM-185D | 235 | 24 | 183.4 | 26 |  | Solar | FIXED | Roof
REIPNR-10336 | SMA AMERICA | SB5000US (208V) | 5000 | 1 |  |  | 0.96 | Solar Inverter |  | INDOOR
REIPNR-10337 | SUNPOWER | SPR-225-BLK-U | 225 | 38 | 205 | 35 |  | Solar | FIXED | Roof
REIPNR-10337 | SUNPOWER |  | 225 | 10 | 205 | 43 |  | Solar | FIXED | Roof
REIPNR-10337 | SUNPOWER CORP (ORIGINAL MFRSMA) | SPR-4000M (208V) | 4000 | 1 |  |  | 0.96 | Solar Inverter |  | INDOOR
REIPNR-10337 | SUNPOWER CORP (ORIGINAL MFRSMA) | SPR-6000M (208V) | 6000 | 1 |  |  | 0.96 | Solar Inverter |  | INDOOR
REIPNR-10338 | SUNTECH POWER | STP180S-24/AB-1 | 185 | 50 | 201 | 31 |  | Solar | FIXED | Roof
REIPNR-10338 | SMA AMERICA | SB3000US (208V) | 3000 | 1 |  |  | 0.96 | Solar Inverter |  | INDOOR
REIPNR-10338 | SMA AMERICA | SB6000U (208V) | 6000 | 1 |  |  | 0.97 | Solar Inverter |  | INDOOR
REIPNR-10339 | SOLARWORLD | SW185 MONO/T | 235 | 63 | 155 | 20 |  | Solar | FIXED | Roof
REIPNR-10339 | SMA AMERICA |  | 6000 | 1 |  |  | 0.97 | Solar Inverter |  | INDOOR
REIPNR-10339 | SMA AMERICA | SB7000US (208V) | 7000 | 1 |  |  | 0.97 | Solar Inverter |  | INDOOR
REIPNR-10340 | SUNTECH POWER | STP200-18/UB-1 | 205 | 44 | 111 | 31 |  | Solar | FIXED | Roof
REIPNR-10340 | PV POWERED | PVP4800 | 4800 | 2 |  |  | 0.96 | Solar Inverter |  | INDOOR
REIPNR-10342 | CHANGZHOU TRINA SOLAR ENERGY CO | TSM-185D | 235 | 20 | 224.9 | 15 |  | Solar | FIXED | Roof
REIPNR-10342 | PV POWERED | PVP4800 | 4800 | 1 |  |  | 0.96 | Solar Inverter |  | INDOOR
REIPNR-10343 | CHANGZHOU TRINA SOLAR ENERGY CO | TSM-185D | 235 | 44 | 174 | 34 |  | Solar | FIXED | Roof
REIPNR-10343 | PV POWERED | PVP4800 | 4800 | 2 |  |  | 0.96 | Solar Inverter |  | Outside
REIPNR-10344 | CHANGZHOU TRINA SOLAR ENERGY CO | TSM-185D | 240 | 23 | 147 | 20 |  | Solar | FIXED | Roof
REIPNR-10344 | PV POWERED | PVP2500 | 2500 | 2 |  |  | 0.945 | Solar Inverter |  | INDOOR
REIPNR-10345 | SUNTECH POWER | STP200S-18/UB-1 | 200 | 36 | 160 | 15 |  | Solar | FIXED | Roof
REIPNR-10345 | SUNTECH POWER | STP200-18/UB-1 | 200 | 15 | 250 | 15 |  | Solar | FIXED | Roof
REIPNR-10345 | SMA AMERICA | SB4000US (240V) | 4000 | 1 |  |  | 0.968 | Solar Inverter |  | INDOOR
REIPNR-10345 | SMA AMERICA | SB7000US (208V) | 7000 | 1 |  |  | 0.971 | Solar Inverter |  | INDOOR
REIPNR-10346 | SUNTECH POWER | STP200S-18/UB-1 | 205 | 34 | 248.5 | 25 |  | Solar | FIXED | Roof
REIPNR-10346 | PV POWERED | PVP3000 | 3000 | 1 |  |  | 0.935 | Solar Inverter |  | INDOOR
REIPNR-10346 | PV POWERED | PVP3500 | 3500 | 1 |  |  | 0.955 | Solar Inverter |  | INDOOR
REIPNR-10347 | SHARP | ND-U230C1 | 240 | 134 | 186 | 10 |  | Solar | FIXED | Roof
REIPNR-10347 | SMA AMERICA | SB3000US (208V) | 3000 | 1 |  |  | 0.96 | Solar Inverter |  | INDOOR
REIPNR-10347 | SMA AMERICA | SB5000US (208V) | 5000 | 1 |  |  | 0.967 | Solar Inverter |  | INDOOR
REIPNR-10347 | SMA AMERICA | SB6000U (208V) | 6000 | 2 |  |  | 0.967 | Solar Inverter |  | INDOOR
REIPNR-10347 | SMA AMERICA | SB7000US (208V) | 7000 | 1 |  |  | 0.971 | Solar Inverter |  | INDOOR
REIPNR-10349 | CHANGZHOU TRINA SOLAR ENERGY CO | TSM-185D | 235 | 50 | 178 | 22 |  | Solar | FIXED | Ground
REIPNR-10349 | SMA AMERICA | SB3000US (208V) | 3000 | 1 |  |  | 0.965 | Solar Inverter |  | OUTDOOR
REIPNR-10349 | SMA AMERICA | SB7000US (208V) | 8000 | 1 |  |  | 0.965 | Solar Inverter |  | OUTDOOR
REIPNR-10351 | SOLARWORLD | SW185 MONO/T | 240 | 3523 | 216 | 10 |  | Solar | FIXED | Roof
REIPNR-10351 | PV POWERED | PVP100KW-208 | 260000 | 3 |  |  | 0.97 | Solar Inverter |  | OUTDOOR
REIPNR-10352 | SUNTECH POWER | STP210-18/UB-1 | 205 | 48 | 165 | 23 |  | Solar | FIXED | Roof
REIPNR-10352 | SMA AMERICA | SB3000US (208V) | 3000 | 1 |  |  | 0.955 | Solar Inverter |  | INDOOR
REIPNR-10352 | SMA AMERICA | SB7000US (208V) | 7000 | 1 |  |  | 0.955 | Solar Inverter |  | INDOOR
REIPNR-10354 | SUNTECH POWER | STP210S-18/UB-1 | 275 | 180 | 120 | 22 |  | Solar | FIXED | Roof
REIPNR-10354 | SMA AMERICA | SB7000US (208V) | 7000 | 6 |  |  | 0.97 | Solar Inverter |  | INDOOR
REIPNR-10355 | CHANGZHOU TRINA SOLAR ENERGY CO | TSM-185D | 235 | 22 | 206 | 28 |  | Solar | FIXED | Roof
REIPNR-10355 | PV POWERED | PVP4800 | 4800 | 1 |  |  | 0.96 | Solar Inverter |  | INDOOR
REIPNR-10356 | BP SOLAR | SX3200B | 215 | 15 | 195 | 35 |  | Solar | FIXED | Roof
REIPNR-10356 | SMA AMERICA | SB4000US (208V) | 4000 | 1 |  |  | 0.965 | Solar Inverter |  | OUTDOOR
REIPNR-10357 | CHANGZHOU TRINA SOLAR ENERGY CO | TSM-185D | 235 | 40 | 212.5 | 40 |  | Solar | FIXED | Roof
REIPNR-10357 | PV POWERED | PVP4800 | 4800 | 2 |  |  | 0.96 | Solar Inverter |  | INDOOR
REIPNR-10358 | CHANGZHOU TRINA SOLAR ENERGY CO | TSM-185D | 235 | 8 | 214 | 15 |  | Solar | FIXED | Roof
REIPNR-10358 | CHANGZHOU TRINA SOLAR ENERGY CO | TSM-185D | 235 | 12 | 214 | 25 |  | Solar | FIXED | Roof
REIPNR-10358 | PV POWERED | PVP2000 | 2000 | 1 |  |  | 0.92 | Solar Inverter |  | Inside
REIPNR-10358 | PV POWERED | PVP2500 | 2500 | 1 |  |  | 0.945 | Solar Inverter |  | INDOOR
REIPNR-10359 | BP SOLAR | BP175 B | 230 | 44 | 180 | 35 |  | Solar | FIXED | Ground
REIPNR-10359 | KACO | 3601XI | 5000 | 2 |  |  | 0.96 | Solar Inverter |  | OUTDOOR
REIPNR-10360 | SUNTECH POWER | STP200S-18/UB-1 | 205 | 22 | 245 | 25 |  | Solar | FIXED | Roof
REIPNR-10360 | PV POWERED | PVP5200 | 5200 | 1 |  |  | 0.96 | Solar Inverter |  | INDOOR
REIPNR-10361 | SHARP | ND-220U2 | 220 | 18 | 118 | 15 |  | Solar | FIXED | Roof
REIPNR-10361 | SHARP | ND-220U2 | 220 | 22 | 118 | 20 |  | Solar | FIXED | Roof
REIPNR-10361 | PV POWERED | PVP3500 | 3500 | 1 |  |  | 0.955 | Solar Inverter |  | OUTDOOR
REIPNR-10361 | PV POWERED | PVP4800 | 4800 | 1 |  |  | 0.96 | Solar Inverter |  | OUTDOOR
REIPNR-10363 | SOLARWORLD | SW185 MONO/T | 240 | 2717 | 216 | 10 |  | Solar | FIXED | Roof
REIPNR-10363 | PV POWERED | PVP2800 | 260000 | 2 |  |  | 0.97 | Solar Inverter |  | OUTDOOR
REIPNR-10364 | MATRIX SOLAR/PHOTOWATT | PW1650-175 | 235 | 48 | 180 | 0 |  | Solar | FIXED | Roof
REIPNR-10364 | SMA AMERICA | SB6000U (208V) | 6000 | 2 |  |  | 0.97 | Solar Inverter |  | Outside
REIPNR-10365 | MATRIX SOLAR/PHOTOWATT | PW1000-100 | 235 | 99 | 180 | 0 |  | Solar | FIXED | Roof
REIPNR-10365 | SMA AMERICA | SB7000US (277V) | 8000 | 3 |  |  | 0.97 | Solar Inverter |  | OUTDOOR
REIPNR-10366 | CHANGZHOU TRINA SOLAR ENERGY CO | TSM-185D | 235 | 30 | 134.8 | 25 |  | Solar | FIXED | Roof
REIPNR-10366 | SMA AMERICA | SB6000U (208V) | 6000 | 1 |  |  | 0.97 | Solar Inverter |  | OUTDOOR
REIPNR-10367 | MATRIX SOLAR/PHOTOWATT | PW1000-100 | 235 | 110 | 180 | 0 |  | Solar | FIXED | Roof
REIPNR-10367 | SMA AMERICA | SB4000US (208V) | 4000 | 1 |  |  | 0.97 | Solar Inverter |  | Outside
REIPNR-10367 | SMA AMERICA | SB7000US (208V) | 8000 | 3 |  |  | 0.97 | Solar Inverter |  | Outside
REIPNR-10368 | CHANGZHOU TRINA SOLAR ENERGY CO | TSM-185D | 235 | 14 | 222 | 36 |  | Solar | FIXED | Roof
REIPNR-10368 | PV POWERED | PVP3000 | 3000 | 1 |  |  | 0.935 | Solar Inverter |  | OUTDOOR
REIPNR-10369 | SUNTECH POWER | STP180-24/AB-1 | 235 | 43 | 184.2 | 20 |  | Solar | FIXED | Roof
REIPNR-10369 | PV POWERED | PVP2500 | 2500 | 2 |  |  | 0.945 | Solar Inverter |  | INDOOR
REIPNR-10369 | PV POWERED | PVP4800 | 4800 | 1 |  |  | 0.96 | Solar Inverter |  | INDOOR
REIPNR-10370 | CHANGZHOU TRINA SOLAR ENERGY CO | TSM-185D | 230 | 30 | 264.9 | 22 |  | Solar | FIXED | Roof
REIPNR-10370 | SMA AMERICA | SB7000US (240V) | 7000 | 1 |  |  | 0.97 | Solar Inverter |  | INDOOR
REIPNR-10371 | CHANGZHOU TRINA SOLAR ENERGY CO | TSM-185D | 235 | 21 | 108 | 20 |  | Solar | FIXED | Roof
REIPNR-10371 | CHANGZHOU TRINA SOLAR ENERGY CO | TSM-185D | 235 | 6 | 198 | 20 |  | Solar | FIXED | Roof
REIPNR-10371 | CHANGZHOU TRINA SOLAR ENERGY CO | TSM-185D | 235 | 6 | 288 | 20 |  | Solar | FIXED | Roof
REIPNR-10371 | PV POWERED | PVP2000 | 2000 | 3 |  |  | 0.92 | Solar Inverter |  | Inside
REIPNR-10371 | PV POWERED | PVP2500 | 2500 | 1 |  |  | 0.945 | Solar Inverter |  | Inside
REIPNR-10372 | CHANGZHOU TRINA SOLAR ENERGY CO | TSM-185D | 235 | 22 | 262 | 27 |  | Solar | FIXED | Roof
REIPNR-10372 | PV POWERED | PVP4800 | 4800 | 1 |  |  | 0.96 | Solar Inverter |  | INDOOR
REIPNR-10373 | CHANGZHOU TRINA SOLAR ENERGY CO | TSM-185D | 235 | 26 | 246 | 23 |  | Solar | FIXED | Roof
REIPNR-10373 | SMA AMERICA | SB6000U (240V) | 6000 | 1 |  |  | 0.97 | Solar Inverter |  | INDOOR
REIPNR-10374 | SUNTECH POWER | STP180-24/AB-1 | 185 | 24 | 156.5 | 25 |  | Solar | FIXED | Roof
REIPNR-10374 | SUNTECH POWER | STP180-24/AB-1 | 185 | 48 | 247.4 | 28 |  | Solar | FIXED | Roof
REIPNR-10374 | SUNTECH POWER | STP180-24/AB-1 | 185 | 18 | 156.5 | 70 |  | Solar | FIXED | Roof
REIPNR-10374 | SMA AMERICA | SB3000US (208V) | 3000 | 1 |  |  | 0.96 | Solar Inverter |  | INDOOR
REIPNR-10374 | SMA AMERICA | SB4000US (208V) | 4000 | 2 |  |  | 0.96 | Solar Inverter |  | INDOOR
REIPNR-10374 | SMA AMERICA | SB6000U (208V) | 6000 | 1 |  |  | 0.97 | Solar Inverter |  | INDOOR
REIPNR-10376 | CHANGZHOU TRINA SOLAR ENERGY CO | TSM-185D | 230 | 34 | 208 | 30 |  | Solar | FIXED | Roof
REIPNR-10376 | CHANGZHOU TRINA SOLAR ENERGY CO | TSM-185D | 235 | 10 | 208 | 22 |  | Solar | FIXED | Roof
REIPNR-10376 | PV POWERED | PVP2500 | 2500 | 1 |  |  | 0.945 | Solar Inverter |  | INDOOR
REIPNR-10376 | PV POWERED | PVP3500 | 3500 | 2 |  |  | 0.955 | Solar Inverter |  | INDOOR
REIPNR-10377 | CHANGZHOU TRINA SOLAR ENERGY CO | TSM-185D | 235 | 9 | 180 | 15 |  | Solar | FIXED | Roof
REIPNR-10377 | CHANGZHOU TRINA SOLAR ENERGY CO | TSM-185D | 235 | 33 | 180 | 30 |  | Solar | FIXED | Roof
REIPNR-10377 | PV POWERED | PVP2000 | 2000 | 1 |  |  | 0.92 | Solar Inverter |  | INDOOR
REIPNR-10377 | PV POWERED | PVP2500 | 2500 | 1 |  |  | 0.945 | Solar Inverter |  | Inside
REIPNR-10377 | PV POWERED | PVP4800 | 4800 | 1 |  |  | 0.96 | Solar Inverter |  | INDOOR
REIPNR-10379 | SUNPOWER | SPR-225-BLK-U | 225 | 14 | 104 | 24 |  | Solar | FIXED | Roof
REIPNR-10379 | SUNPOWER | SPR-225-BLK-U | 225 | 8 | 189 | 34 |  | Solar | FIXED | Roof
REIPNR-10379 | SUNPOWER | SPR-225-BLK-U | 225 | 22 | 189 | 42 |  | Solar | FIXED | Roof
REIPNR-10379 | SUNPOWER CORP (ORIGINAL MFRSMA) | SPR-3000M (208V) | 3000 | 1 |  |  | 0.96 | Solar Inverter |  | INDOOR
REIPNR-10379 | SUNPOWER CORP (ORIGINAL MFRSMA) | SPR-6000M (240V) | 6000 | 1 |  |  | 0.96 | Solar Inverter |  | INDOOR
REIPNR-10381 | BP SOLAR | BP3170N | 215 | 16 | 123 | 45 |  | Solar | FIXED | Roof
REIPNR-10381 | ENPHASE ENERGY | M175-24-240-S02 | 190 | 8 |  |  | 0.95 | Solar Inverter |  | INDOOR
REIPNR-10381 | FRONIUS USA | IG 2000 | 2000 | 1 |  |  | 0.95 | Solar Inverter |  | INDOOR
REIPNR-10382 | REC SCANMODULE | SCM230 | 230 | 86 | 224 | 20 |  | Solar | FIXED | Roof
REIPNR-10382 | ENPHASE ENERGY | M200-32-208-S01 | 190 | 1 |  |  | 0.962 | Solar Inverter |  | Inside
REIPNR-10382 | FRONIUS USA | IG 5100 | 5100 | 2 |  |  | 0.962 | Solar Inverter |  | INDOOR
REIPNR-10382 | FRONIUS USA |  | 11400 | 1 |  |  | 0.962 | Solar Inverter |  | INDOOR
REIPNR-10383 | SUNTECH POWER | STP200-18/UB-1 | 200 | 36 | 191 | 30 |  | Solar | FIXED | Roof
REIPNR-10383 | SMA AMERICA | SB7000US (277V) | 7000 | 1 |  |  | 0.971 | Solar Inverter |  | INDOOR
REIPNR-10384 | CHANGZHOU TRINA SOLAR ENERGY CO | TSM-185D | 235 | 14 | 167.1 | 26 |  | Solar | FIXED | Roof
REIPNR-10384 | PV POWERED | PVP3000 | 3000 | 1 |  |  | 0.935 | Solar Inverter |  | INDOOR
REIPNR-10386 | CANADIAN SOLAR | CS6P-230 | 230 | 416 | 207 | 10 |  | Solar | FIXED | Roof
REIPNR-10386 | SATCON TECHNOLOGY | AE-100-60-PV-A | 100000 | 1 |  |  | 0.967 | Solar Inverter |  | INDOOR
REIPNR-10387 | SUNPOWER | SPR-315E-WHT-U | 318 | 13 | 187 | 10 |  | Solar | FIXED | Roof
REIPNR-10387 | SMA AMERICA | SB1100U | 1 | 1 |  |  | 0.968 | Solar Inverter |  | INDOOR
REIPNR-10388 | SUNTECH POWER | STP180S-24/AB-1 | 185 | 42 | 130 | 22 |  | Solar | FIXED | Roof
REIPNR-10388 | SMA AMERICA | SB4000US (240V) | 4000 | 2 |  |  | 0.96 | Solar Inverter |  | INDOOR
REIPNR-10389 | SOLARWORLD | SW185 MONO/T | 215 | 6 | 147 | 10 |  | Solar | FIXED | Roof
REIPNR-10389 | SOLARWORLD | SW185 MONO/T | 215 | 14 | 147 | 15 |  | Solar | FIXED | Roof
REIPNR-10389 | SOLARWORLD | SW185 MONO/T | 215 | 18 | 239 | 15 |  | Solar | FIXED | Roof
REIPNR-10389 | ENPHASE ENERGY | M175-24-240-S02 | 190 | 1 |  |  | 0.955 | Solar Inverter |  | INDOOR
REIPNR-10389 | ENPHASE ENERGY | M175-24-240-S02 | 190 | 5 |  |  | 0.955 | Solar Inverter |  | INDOOR
REIPNR-10389 | FRONIUS USA | IG 3000 | 3000 | 1 |  |  | 0.962 | Solar Inverter |  | INDOOR
REIPNR-10389 | FRONIUS USA | IG 4000 | 4000 | 1 |  |  | 0.962 | Solar Inverter |  | INDOOR
REIPNR-10390 | SUNPOWER | SPR-225-BLK-U | 225 | 12 | 230 | 30 |  | Solar | FIXED | Roof
REIPNR-10390 | SUNPOWER CORP (ORIGINAL MFRSMA) | SPR-5000M (208V) | 5000 | 1 |  |  | 0.96 | Solar Inverter |  | INDOOR
REIPNR-10391 | BP SOLAR | SX170N | 195 | 10 | 199 | 30 |  | Solar | FIXED | Roof
REIPNR-10391 | FRONIUS USA | IG 2000 | 2000 | 1 |  |  | 0.955 | Solar Inverter |  | OUTDOOR
REIPNR-10392 | SOLARWORLD | SW185 MONO/T | 230 | 153 | 236 | 22 |  | Solar | FIXED | Roof
REIPNR-10392 | SMA AMERICA | SB7000US (208V) | 7000 | 5 |  |  | 0.971 | Solar Inverter |  | OUTDOOR
REIPNR-10393 | CANADIAN SOLAR | CS6P-230 | 230 | 110 | 141 | 18 |  | Solar | FIXED | Roof
REIPNR-10393 | PV POWERED | PVP5200 | 5200 | 5 |  |  | 0.96 | Solar Inverter |  | OUTDOOR
REIPNR-10394 | ET SOLAR INDUSTRY | ET-P654185 | 185 | 70 | 180 | 20 |  | Solar | FIXED | Ground
REIPNR-10394 | FRONIUS USA |  | 11400 | 1 |  |  | 0.96 | Solar Inverter |  | INDOOR
REIPNR-10395 | SUNPOWER | SPR-225-BLK-U | 225 | 8 | 191 | 41 |  | Solar | FIXED | Roof
REIPNR-10395 | SUNPOWER | SPR-225-BLK-U | 225 | 28 | 191 | 45 |  | Solar | FIXED | Roof
REIPNR-10395 | SUNPOWER CORP (ORIGINAL MFRSMA) | SPR-3000M (208V) | 3000 | 1 |  |  | 0.96 | Solar Inverter |  | INDOOR
REIPNR-10395 | SUNPOWER CORP (ORIGINAL MFRSMA) | SPR-4000M (208V) | 4000 | 1 |  |  | 0.96 | Solar Inverter |  | INDOOR
REIPNR-10396 | SOLARWORLD | SW185 MONO/T | 235 | 38 | 234 | 38 |  | Solar | FIXED | Roof
REIPNR-10396 | SMA AMERICA | SB4000US (208V) | 4000 | 1 |  |  | 0.95 | Solar Inverter |  | OUTDOOR
REIPNR-10396 | SMA AMERICA | SB6000U (208V) | 6000 | 1 |  |  | 0.95 | Solar Inverter |  | OUTDOOR
REIPNR-10397 | ALPS TECHNOLOGY | ATI-2000(230) | 230 | 165 | 140 | 26.6 |  | Solar | FIXED | Roof
REIPNR-10397 | SMA AMERICA | SB7000US (277V) | 7000 | 1 |  |  | 0.971 | Solar Inverter |  | INDOOR
REIPNR-10397 | SMA AMERICA | SB7000US (277V) | 10000 | 3 |  |  | 0.971 | Solar Inverter |  | Inside
REIPNR-10398 | BAODING YINGLI NEW ENERGY RESOURCES CO | 110(17)P1447X663 | 235 | 26208 | 180 | 25 |  | Solar | FIXED | Ground
REIPNR-10398 | ADVANCED ENERGY INDUSTRIES | 3159000-104 | 500000 | 2 |  |  | 0.975 | Solar Inverter |  | OUTDOOR
REIPNR-10398 | ADVANCED ENERGY INDUSTRIES | 3159000-110 | 550000 | 11 |  |  | 0.975 | Solar Inverter |  | OUTDOOR
REIPNR-10399 | SUNTECH POWER | STP21018 | 275 | 18348 | 180 | 25 |  | Solar | FIXED | Ground
REIPNR-10399 | SUNTECH POWER | STP210S-18/UB-1 | 280 | 17508 | 180 | 25 |  | Solar | FIXED | Ground
REIPNR-10399 | SATCON TECHNOLOGY | AE-100-60-PV-A | 1000000 | 9 |  |  | 0.976 | Solar Inverter |  | OUTDOOR
REIPNR-10400 | ET SOLAR INDUSTRY | ET-P672280 | 280 | 2028 | 196 | 12 |  | Solar | FIXED | Ground
REIPNR-10400 | ET SOLAR INDUSTRY | ET-P672280 | 280 | 1236 | 196 | 20 |  | Solar | FIXED | Roof
REIPNR-10400 | ADVANCED ENERGY INDUSTRIES | 3159000-110 | 333000 | 1 |  |  | 0.982 | Solar Inverter |  | OUTDOOR
REIPNR-10400 | ADVANCED ENERGY INDUSTRIES | 3159000-104 | 500000 | 1 |  |  | 0.965 | Solar Inverter |  | OUTDOOR
REIPNR-10469 | CHANGZHOU TRINA SOLAR ENERGY CO | TSM-185D | 235 | 132 | 164 | 10 |  | Solar | FIXED | Roof
REIPNR-10469 | FRONIUS USA |  | 10000 | 3 |  |  | 0.96 | Solar Inverter |  | OUTDOOR
REIPNR-10470 | SUNPOWER | SPR-315E-WHT-U | 315 | 96 | 182 | 25 |  | Solar | FIXED | Roof
REIPNR-10470 | SUNPOWER CORP (ORIGINAL MFRSMA) | SPR-7000M (240V) | 7000 | 4 |  |  | 0.97 | Solar Inverter |  | INDOOR
REIPNR-10471 | MATRIX SOLAR/PHOTOWATT | PW1000-100 | 230 | 55 | 180 | 2 |  | Solar | FIXED | Roof
REIPNR-10471 | FRONIUS USA |  | 11400 | 1 |  |  | 0.955 | Solar Inverter |  | INDOOR
REIPNR-10472 | MATRIX SOLAR/PHOTOWATT | PW1000-100 | 230 | 80 | 249 | 2 |  | Solar | FIXED | Roof
REIPNR-10472 | FRONIUS USA |  | 10000 | 2 |  |  | 0.95 | Solar Inverter |  | Outside
REIPNR-10473 | MATRIX SOLAR/PHOTOWATT | PW1000-100 | 230 | 33 | 205 | 2 |  | Solar | FIXED | Roof
REIPNR-10473 | FRONIUS USA |  | 7500 | 1 |  |  | 0.95 | Solar Inverter |  | Outside
REIPNR-10474 | CHANGZHOU TRINA SOLAR ENERGY CO | TSM-185D | 230 | 756 | 125 | 10 |  | Solar | FIXED | Roof
REIPNR-10474 | SATCON TECHNOLOGY | PVS-75 (208 V) | 75000 | 2 |  |  | 0.97 | Solar Inverter |  | OUTDOOR
REIPNR-10475 | GLORIA SOLAR | GSM6-230D-UO1 | 280 | 720 | 180 | 25 |  | Solar | FIXED | Ground
REIPNR-10475 | PV POWERED | PVP100KW-208 | 100000 | 2 |  |  | 0.96 | Solar Inverter |  | OUTDOOR
REIPNR-10476 | CHANGZHOU TRINA SOLAR ENERGY CO | TSM-185D | 230 | 216 | 175 | 8 |  | Solar | FIXED | Roof
REIPNR-10476 | SMA AMERICA | SB7000US (208V) | 7000 | 6 |  |  | 0.96 | Solar Inverter |  | INDOOR
REIPNR-10477 | SUNPOWER | SPR-225-BLK-U | 225 | 10 | 116 | 45 |  | Solar | FIXED | Roof
REIPNR-10477 | SUNPOWER | SPR-225-BLK-U | 225 | 42 | 116 | 45 |  | Solar | FIXED | Roof
REIPNR-10477 | SUNPOWER | SPR-225-BLK-U | 225 | 16 | 206 | 45 |  | Solar | FIXED | Roof
REIPNR-10477 | SUNPOWER CORP (ORIGINAL MFRSMA) | SPR-3000M (240V) | 3000 | 1 |  |  | 0.97 | Solar Inverter |  | INDOOR
REIPNR-10477 | SUNPOWER CORP (ORIGINAL MFRSMA) | SPR-4000M (208V) | 4000 | 2 |  |  | 0.97 | Solar Inverter |  | INDOOR
REIPNR-10477 | SUNPOWER CORP (ORIGINAL MFRSMA) | SPR-5000M (208V) | 5000 | 1 |  |  | 0.97 | Solar Inverter |  | INDOOR
REIPNR-10478 | SHARP | ND-224U1F | 224 | 1014 | 160 | 10 |  | Solar | FIXED | Roof
REIPNR-10478 | PV POWERED | PVP100KW-208 | 260000 | 1 |  |  | 0.97 | Solar Inverter |  | OUTDOOR
REIPNR-10479 | SHARP | ND-224UC1 | 230 | 689 | 166 | 14 |  | Solar | FIXED | Roof
REIPNR-10479 | SHARP | ND-220U2 | 230 | 117 | 195 | 14 |  | Solar | FIXED | Roof
REIPNR-10479 | SHARP | ND-224U1F | 230 | 416 | 256 | 18 |  | Solar | FIXED | Roof
REIPNR-10479 | PV POWERED | PVP30KW-208 | 30000 | 1 |  |  | 0.96 | Solar Inverter |  | OUTDOOR
REIPNR-10479 | PV POWERED | PVP5200 | 50000 | 1 |  |  | 0.96 | Solar Inverter |  | OUTDOOR
REIPNR-10479 | PV POWERED | PVP100KW-208 | 100000 | 2 |  |  | 0.96 | Solar Inverter |  | OUTDOOR
REIPNR-10481 | CHANGZHOU TRINA SOLAR ENERGY CO | TSM-160D | 235 | 22 | 180 | 30 |  | Solar | FIXED | Roof
REIPNR-10481 | SMA AMERICA | SB5000US | 5000 | 1 |  |  | 0.96 | Solar Inverter |  | OUTDOOR
REIPNR-10482 | SUNTECH POWER | STP210S-18/UB-1 | 220 | 442 | 205 | 15 |  | Solar | FIXED | Roof
REIPNR-10482 | PV POWERED | PVP100KW-208 | 100000 | 1 |  |  | 0.96 | Solar Inverter |  | OUTDOOR
REIPNR-10483 | CHANGZHOU TRINA SOLAR ENERGY CO | TSM-160D | 235 | 28 | 172.6 | 25 |  | Solar | FIXED | Roof
REIPNR-10483 | PV POWERED | PVP3000 | 3000 | 2 |  |  | 0.935 | Solar Inverter |  | OUTDOOR
REIPNR-10484 | BP SOLAR | BP3170N | 225 | 130 | 180 | 20 |  | Solar | FIXED | Roof
REIPNR-10484 | PV POWERED | PVP30KW-208 | 30000 | 1 |  |  | 0.96 | Solar Inverter |  | OUTDOOR
REIPNR-10485 | SUNPOWER | SPR-225-BLK-U | 225 | 47 | 193 | 32 |  | Solar | FIXED | Roof
REIPNR-10485 | SUNPOWER CORP (ORIGINAL MFRSMA) | SPR-4000M (208V) | 4000 | 1 |  |  | 0.96 | Solar Inverter |  | INDOOR
REIPNR-10485 | SUNPOWER CORP (ORIGINAL MFRSMA) | SPR-6000M (208V) | 6000 | 1 |  |  | 0.96 | Solar Inverter |  | INDOOR
REIPNR-10486 | SUNTECH POWER | STP210S-18/UB-1 | 220 | 936 | 205 | 15 |  | Solar | FIXED | Roof
REIPNR-10486 | PV POWERED | PVP100KW-208 | 100000 | 2 |  |  | 0.96 | Solar Inverter |  | OUTDOOR
REIPNR-10487 | SUNTECH POWER | STP200-18/UB-1 | 205 | 12 | 200 | 25 |  | Solar | FIXED | Roof
REIPNR-10487 | SUNTECH POWER | STP200-18/UB-1 | 205 | 51 | 210 | 30 |  | Solar | FIXED | Roof
REIPNR-10487 | PV POWERED | PVP2500 | 2500 | 1 |  |  | 0.955 | Solar Inverter |  | OUTDOOR
REIPNR-10487 | PV POWERED | PVP4800 | 4800 | 1 |  |  | 0.96 | Solar Inverter |  | OUTDOOR
REIPNR-10487 | SMA AMERICA |  | 6000 | 1 |  |  | 0.97 | Solar Inverter |  | OUTDOOR
REIPNR-10488 | BP SOLAR | SX3200B | 215 | 22 | 151 | 30 |  | Solar | FIXED | Roof
REIPNR-10488 | BP SOLAR | BP3125S | 215 | 20 | 239 | 30 |  | Solar | FIXED | Roof
REIPNR-10488 | FRONIUS USA | IG 4000 | 4000 | 1 |  |  | 0.95 | Solar Inverter |  | INDOOR
REIPNR-10488 | FRONIUS USA | IG 5100 | 5100 | 1 |  |  | 0.95 | Solar Inverter |  | INDOOR
REIPNR-10489 | CHANGZHOU TRINA SOLAR ENERGY CO | TSM-160D | 235 | 18 | 130.8 | 35 |  | Solar | FIXED | Roof
REIPNR-10489 | PV POWERED | PVP3500 | 3500 | 1 |  |  | 0.955 | Solar Inverter |  | INDOOR
REIPNR-10490 | SUNPOWER | SPR-230-WHT-U | 230 | 20 | 130 | 17 |  | Solar | FIXED | Roof
REIPNR-10490 | SUNPOWER CORP (ORIGINAL MFRSMA) | SPR-5000M (277V) | 5000 | 1 |  |  | 0.968 | Solar Inverter |  | OUTDOOR
REIPNR-10491 | CHANGZHOU TRINA SOLAR ENERGY CO | TSM-185D | 235 | 26 | 113 | 26 |  | Solar | FIXED | Roof
REIPNR-10491 | CHANGZHOU TRINA SOLAR ENERGY CO | TSM-185D | 235 | 20 | 203 | 26 |  | Solar | FIXED | Roof
REIPNR-10491 | SMA AMERICA | SB5000US | 5000 | 1 |  |  | 0.955 | Solar Inverter |  | INDOOR
REIPNR-10491 | SMA AMERICA | SB6000U (208V) | 6000 | 1 |  |  | 0.97 | Solar Inverter |  | INDOOR
REIPNR-10492 | SUNPOWER | SPR-225-BLK-U | 225 | 15 | 172 | 13 |  | Solar | FIXED | Roof
REIPNR-10492 | SUNPOWER | SPR-225-BLK-U | 225 | 12 | 172 | 31 |  | Solar | FIXED | Roof
REIPNR-10492 | SUNPOWER CORP (ORIGINAL MFRSMA) | SPR-3000M (208V) | 3000 | 3 |  |  | 0.966 | Solar Inverter |  | INDOOR
REIPNR-10493 | CHANGZHOU TRINA SOLAR ENERGY CO | TSM-160D | 235 | 24 | 249 | 25 |  | Solar | FIXED | Roof
REIPNR-10493 | SMA AMERICA | SB5000US | 5000 | 1 |  |  | 0.96 | Solar Inverter |  | INDOOR
REIPNR-10494 | CHANGZHOU TRINA SOLAR ENERGY CO | TSM-185D | 235 | 22 | 204.3 | 20 |  | Solar | FIXED | Roof
REIPNR-10494 | PV POWERED | PVP4800 | 4800 | 1 |  |  | 0.96 | Solar Inverter |  | OUTDOOR
REIPNR-10495 | CONERGY AG | S 175MU | 235 | 66 | 170 | 25 |  | Solar | FIXED | Ground
REIPNR-10495 | SMA AMERICA | SB7000US (208V) | 7000 | 1 |  |  | 0.971 | Solar Inverter |  | OUTDOOR
REIPNR-10495 | SMA AMERICA | SB7000US (277V) | 8000 | 1 |  |  | 0.965 | Solar Inverter |  | OUTDOOR
REIPNR-10496 | SUNPOWER | SPR-225-BLK-U | 225 | 44 | 129 | 17 |  | Solar | FIXED | Roof
REIPNR-10496 | SUNPOWER CORP (ORIGINAL MFRSMA) | SPR-4000M (208V) | 4000 | 1 |  |  | 0.96 | Solar Inverter |  | INDOOR
REIPNR-10496 | SUNPOWER CORP (ORIGINAL MFRSMA) | SPR-5000M (208V) | 5000 | 1 |  |  | 0.96 | Solar Inverter |  | INDOOR
REIPNR-10497 | SOLAR POWER (SPI) | SP200FP12 | 200 | 168 | 169 | 5 |  | Solar | FIXED | Roof
REIPNR-10497 | SOLAR POWER (SPI) | SP200FP12 | 200 | 168 | 169 | 5 |  | Solar | FIXED | Roof
REIPNR-10497 | SOLAR POWER (SPI) | SP200FP12 | 200 | 224 | 169 | 5 |  | Solar | FIXED | Roof
REIPNR-10497 | SMA AMERICA | SUNNY BOY CONTROL PLUS | 10000 | 10 |  |  | 0.96 | Solar Inverter |  | OUTDOOR
REIPNR-10498 | BP SOLAR | SX3200B | 215 | 38 | 149 | 28 |  | Solar | FIXED | Roof
REIPNR-10498 | FRONIUS USA | IG 4000 | 4000 | 2 |  |  | 0.952 | Solar Inverter |  | INDOOR
REIPNR-10499 | SHARP | ND-U230C1 | 235 | 34 | 189 | 30 |  | Solar | FIXED | Roof
REIPNR-10499 | PV POWERED | PVP2500 | 2500 | 1 |  |  | 0.945 | Solar Inverter |  | INDOOR
REIPNR-10499 | PV POWERED | PVP4800 | 4800 | 1 |  |  | 0.96 | Solar Inverter |  | INDOOR
REIPNR-10501 | CHANGZHOU TRINA SOLAR ENERGY CO | TSM-185D | 235 | 32 | 217.4 | 28 |  | Solar | FIXED | Roof
REIPNR-10501 | PV POWERED | PVP3000 | 3000 | 1 |  |  | 0.935 | Solar Inverter |  | Outside
REIPNR-10501 | PV POWERED | PVP3500 | 3500 | 1 |  |  | 0.955 | Solar Inverter |  | OUTDOOR
REIPNR-10567 | CHANGZHOU TRINA SOLAR ENERGY CO | TSM-185D | 235 | 32 | 242.2 | 21 |  | Solar | FIXED | Roof
REIPNR-10567 | PV POWERED | PVP3000 | 3000 | 1 |  |  | 0.935 | Solar Inverter |  | Inside
REIPNR-10567 | PV POWERED | PVP3500 | 3500 | 1 |  |  | 0.955 | Solar Inverter |  | INDOOR
REIPNR-10568 | CHANGZHOU TRINA SOLAR ENERGY CO | TSM-185D | 235 | 12 | 166.8 | 15 |  | Solar | FIXED | Roof
REIPNR-10568 | CHANGZHOU TRINA SOLAR ENERGY CO | TSM-185D | 235 | 10 | 256.6 | 15 |  | Solar | FIXED | Roof
REIPNR-10568 | PV POWERED | PVP2500 | 2500 | 2 |  |  | 0.945 | Solar Inverter |  | OUTDOOR
REIPNR-10569 | CHANGZHOU TRINA SOLAR ENERGY CO | TSM-185D | 235 | 11 | 214.6 | 25 |  | Solar | FIXED | Roof
REIPNR-10569 | PV POWERED | PVP2500 | 2500 | 1 |  |  | 0.945 | Solar Inverter |  | INDOOR
REIPNR-10570 | SUNTECH POWER | STP180-24/AB-1 | 185 | 42 | 242.9 | 30 |  | Solar | FIXED | Roof
REIPNR-10570 | PV POWERED | PVP3500 | 3500 | 2 |  |  | 0.955 | Solar Inverter |  | INDOOR
REIPNR-10571 | CHANGZHOU TRINA SOLAR ENERGY CO | TSM-185D | 235 | 32 | 169.4 | 25 |  | Solar | FIXED | Roof
REIPNR-10571 | PV POWERED | PVP3000 | 3000 | 2 |  |  | 0.935 | Solar Inverter |  | INDOOR
REIPNR-10572 | SUNTECH POWER | STP180-24/AB-1 | 185 | 24 | 131.8 | 30 |  | Solar | FIXED | Roof
REIPNR-10572 | SMA AMERICA | SB4000US (208V) | 4000 | 1 |  |  | 0.96 | Solar Inverter |  | INDOOR
REIPNR-10575 | SUNTECH POWER | STP180-24/AB-1 | 185 | 39 | 183 | 25 |  | Solar | FIXED | Roof
REIPNR-10575 | PV POWERED | PVP3000 | 3000 | 1 |  |  | 0.935 | Solar Inverter
REIPNR-10575 | PV POWERED | PVP3500 | 3500 | 1 |  |  | 0.955 | Solar Inverter |  | INDOOR
REIPNR-10577 | SUNPOWER | PL-EVER-ES-180P | 180 | 100 | 124 | 10 |  | Solar | FIXED | Roof
REIPNR-10577 | SUNPOWER | PL-EVER-ES-180P | 180 | 20 | 140 | 10 |  | Solar | FIXED | Roof
REIPNR-10577 | FRONIUS USA |  | 6000 | 3 |  |  | 0.962 | Solar Inverter |  | OUTDOOR
REIPNR-10579 | CHANGZHOU TRINA SOLAR ENERGY CO | TSM-185D | 235 | 24 | 173 | 35 |  | Solar | FIXED | Roof
REIPNR-10579 | PV POWERED | PVP2000 | 2000 | 1 |  |  | 0.92 | Solar Inverter |  | Inside
REIPNR-10579 | PV POWERED | PVP4800 | 4800 | 1 |  |  | 0.96 | Solar Inverter |  | INDOOR
REIPNR-10580 | SUNTECH POWER | STP180-24/AB-1 | 185 | 40 | 142.2 | 30 |  | Solar | FIXED | Roof
REIPNR-10580 | SMA AMERICA | SB7000US (208V) | 7000 | 1 |  |  | 0.97 | Solar Inverter |  | Outside
REIPNR-10581 | SHARP | ND-220U1F | 235 | 84 | 180 | 20 |  | Solar | FIXED | Ground
REIPNR-10581 | SMA AMERICA | SB5000US (208V) | 5000 | 2 |  |  | 0.965 | Solar Inverter |  | Outside
REIPNR-10581 | SMA AMERICA | SB7000US (240V) | 8000 | 1 |  |  | 0.965 | Solar Inverter |  | Outside
REIPNR-10582 | SUNTECH POWER | STP180-24/AB-1 | 185 | 26 | 252.3 | 25 |  | Solar | FIXED | Roof
REIPNR-10582 | PV POWERED | PVP2000 | 2000 | 1 |  |  | 0.92 | Solar Inverter |  | INDOOR
REIPNR-10582 | PV POWERED | PVP2500 | 2500 | 1 |  |  | 0.945 | Solar Inverter |  | INDOOR
REIPNR-10583 | KYOCERA SOLAR | KD210GX-L | 225 | 16 | 221 | 26 |  | Solar | FIXED | Roof
REIPNR-10583 | KYOCERA SOLAR | KD210GX-L | 225 | 230 | 133 | 27 |  | Solar | FIXED | Roof
REIPNR-10583 | SMA AMERICA | SB3000US (208V) | 3000 | 1 |  |  | 0.97 | Solar Inverter |  | Outside
REIPNR-10583 | SMA AMERICA | SB6000U (208V) | 6000 | 8 |  |  | 0.97 | Solar Inverter |  | OUTDOOR
REIPNR-10584 | CHANGZHOU TRINA SOLAR ENERGY CO | TSM-185D | 235 | 12 | 230.3 | 35 |  | Solar | FIXED | Roof
REIPNR-10584 | PV POWERED | PVP2500 | 2500 | 1 |  |  | 0.945 | Solar Inverter |  | INDOOR
REIPNR-10585 | SOLARWORLD | SW185 MONO/T | 245 | 68 | 167 | 30 |  | Solar | FIXED | Ground
REIPNR-10585 | SMA AMERICA | SB5000US | 5000 | 3 |  |  | 0.968 | Solar Inverter |  | OUTDOOR
REIPNR-10586 | BP SOLAR | BP3170N | 215 | 14 | 169 | 33 |  | Solar | FIXED | Roof
REIPNR-10586 | FRONIUS USA | IG 3000 | 3000 | 1 |  |  | 0.95 | Solar Inverter |  | INDOOR
REIPNR-10587 | CHANGZHOU TRINA SOLAR ENERGY CO | TSM-185D | 235 | 18 | 235.1 | 25 |  | Solar | FIXED | Roof
REIPNR-10587 | PV POWERED | PVP3500 | 3500 | 1 |  |  | 0.955 | Solar Inverter |  | INDOOR
REIPNR-10588 | SUNTECH POWER | STP175-24/AB-1 | 175 | 6 | 131 | 35 |  | Solar | FIXED | Roof
REIPNR-10588 | SMA AMERICA | SB3000US (208V) | 3000 | 3 |  |  | 0.96 | Solar Inverter |  | INDOOR
REIPNR-10589 | SUNTECH POWER | STP180-24/AB-1 | 185 | 48 | 212.3 | 26 |  | Solar | FIXED | Roof
REIPNR-10589 | SMA AMERICA | SB4000US (208V) | 4000 | 1 |  |  | 0.96 | Solar Inverter |  | INDOOR
REIPNR-10589 | SMA AMERICA | SB5000US | 5000 | 1 |  |  | 0.96 | Solar Inverter |  | INDOOR
REIPNR-10590 | SHARP | ND-224UC1 | 235 | 12 | 209 | 25 |  | Solar | FIXED | Roof
REIPNR-10590 | SHARP | ND-224UC1 | 235 | 24 | 210 | 28 |  | Solar | FIXED | Ground
REIPNR-10590 | SHARP | ND-224UC1 | 235 | 32 | 210 | 32 |  | Solar | FIXED | Roof
REIPNR-10590 | FRONIUS USA |  | 3000 | 2 |  |  | 0.962 | Solar Inverter |  | INDOOR
REIPNR-10590 | FRONIUS USA |  | 5000 | 2 |  |  | 0.962 | Solar Inverter |  | INDOOR
REIPNR-10591 | SUNTECH POWER | STP200UB | 205 | 312 | 130.1 | 15 |  | Solar | FIXED | Roof
REIPNR-10591 | SMA AMERICA | SB7000US (208V) | 7000 | 9 |  |  | 0.97 | Solar Inverter |  | OUTDOOR
REIPNR-10592 | SUNPOWER | SPR-225-BLK-U | 225 | 50 | 196 | 33 |  | Solar | FIXED | Roof
REIPNR-10592 | SUNPOWER CORP (ORIGINAL MFRSMA) | SPR-4000M (240V) | 4000 | 1 |  |  | 0.96 | Solar Inverter |  | INDOOR
REIPNR-10592 | SUNPOWER CORP (ORIGINAL MFRSMA) | SPR-7000M (208V) | 7000 | 1 |  |  | 0.96 | Solar Inverter |  | INDOOR
REIPNR-10593 | KYOCERA SOLAR | KD210GX-LP | 235 | 24 | 207 | 35 |  | Solar | FIXED | Roof
REIPNR-10593 | FRONIUS USA |  | 6000 | 1 |  |  | 0.962 | Solar Inverter |  | INDOOR
REIPNR-10594 | SOLARWORLD | SW185MONO | 245 | 114 | 155 | 20 |  | Solar | FIXED | Roof
REIPNR-10594 | SMA AMERICA | SB7000US (277V) | 8000 | 3 |  |  | 0.97 | Solar Inverter |  | OUTDOOR
REIPNR-10595 | SHARP | ND-U230C1 | 240 | 169 | 162 | 10 |  | Solar | FIXED | Roof
REIPNR-10595 | PV POWERED | PVP30KW-208 | 50000 | 1 |  |  | 0.96 | Solar Inverter |  | OUTDOOR
REIPNR-10596 | UNITED SOLAR OVONIC |  | 225 | 778 | 0 | 3 |  | Solar | FIXED | Roof
REIPNR-10596 | POWER-ONE | PVI-CENTRAL-50-US (208 V) | 50000 | 1 |  |  | 0.958 | Solar Inverter |  | INDOOR
REIPNR-10596 | POWER-ONE | PVI-CENTRAL-100-US (480 V) | 100000 | 1 |  |  | 0.958 | Solar Inverter |  | INDOOR
REIPNR-10597 | BP SOLAR | SX3200B | 215 | 26 | 209 | 21 |  | Solar | FIXED | Roof
REIPNR-10597 | BP SOLAR | SX3200W | 215 | 44 | 111 | 31 |  | Solar | FIXED | Roof
REIPNR-10597 | SMA AMERICA | SB5000US | 5000 | 2 |  |  | 0.95 | Solar Inverter |  | INDOOR
REIPNR-10597 | SMA AMERICA | SB6000U (208V) | 6000 | 1 |  |  | 0.95 | Solar Inverter |  | INDOOR
REIPNR-10598 | CHANGZHOU TRINA SOLAR ENERGY CO | TSM-160D | 235 | 42 | 189 | 5 |  | Solar | FIXED | Roof
REIPNR-10598 | SMA AMERICA | SB7000US (208V) | 8000 | 1 |  |  | 0.82 | Solar Inverter |  | OUTDOOR
REIPNR-10599 | BP SOLAR | SX3200W | 215 | 36 | 233 | 34 |  | Solar | FIXED | Roof
REIPNR-10599 | SMA AMERICA | SB7000US (208V) | 7000 | 1 |  |  | 0.95 | Solar Inverter |  | INDOOR
REIPNR-10600 | CHANGZHOU TRINA SOLAR ENERGY CO | TSM-185D | 230 | 36 | 269 | 19 |  | Solar | FIXED | Roof
REIPNR-10600 | SMA AMERICA | SB7000US (240V) | 7000 | 1 |  |  | 0.969 | Solar Inverter |  | Outside
REIPNR-10601 | SUNPOWER | SPR-225-BLK-U | 225 | 90 | 169 | 25 |  | Solar | FIXED | Roof
REIPNR-10601 | SUNPOWER CORP (ORIGINAL MFRSMA) | SPR-6000M (208V) | 6000 | 3 |  |  | 0.96 | Solar Inverter |  | INDOOR
REIPNR-10661 | SCHOTT SOLAR | ASE-250DGF/17 | 230 | 6 | 150 | 26 |  | Solar | FIXED | Roof
REIPNR-10661 | SCHOTT SOLAR | ASE-250DGF/17 | 230 | 6 | 240 | 26 |  | Solar | FIXED | Roof
REIPNR-10661 | SCHOTT SOLAR | ASE-250DGF/50-230 | 230 | 29 | 240 | 26 |  | Solar | FIXED | Roof
REIPNR-10661 | ENPHASE ENERGY | M200-32-240-S02 | 190 | 41 |  |  | 0.955 | Solar Inverter |  | OUTDOOR
REIPNR-10662 | SUNPOWER | SPR-210-BLK-U | 210 | 30 | 207 | 20 |  | Solar | FIXED | Roof
REIPNR-10662 | SUNPOWER CORP (ORIGINAL MFRSMA) | SPR-6000M (208V) | 6000 | 1 |  |  | 0.968 | Solar Inverter |  | OUTDOOR
REIPNR-10663 | SUNPOWER | SPR-225-BLK-U | 225 | 66 | 170 | 30 |  | Solar | FIXED | Roof
REIPNR-10663 | SUNPOWER CORP (ORIGINAL MFRSMA) | SPR-5000M (208V) | 5000 | 3 |  |  | 0.986 | Solar Inverter |  | INDOOR
REIPNR-10666 | CHANGZHOU TRINA SOLAR ENERGY CO | TSM-185D | 235 | 16 | 167.8 | 22 |  | Solar | FIXED | Roof
REIPNR-10666 | PV POWERED | PVP3500 | 3500 | 1 |  |  | 0.955 | Solar Inverter |  | INDOOR
REIPNR-10667 | SUNTECH POWER | STP180-24/AB-1 | 185 | 52 | 107.3 | 20 |  | Solar | FIXED | Roof
REIPNR-10667 | SUNTECH POWER | STP180S-24/AB-1 | 185 | 8 | 197 | 24 |  | Solar | FIXED | Roof
REIPNR-10667 | SMA AMERICA | SB3000US (208V) | 3000 | 1 |  |  | 0.96 | Solar Inverter |  | Inside
REIPNR-10667 | SMA AMERICA | SB4000US (208V) | 4000 | 1 |  |  | 0.96 | Solar Inverter |  | INDOOR
REIPNR-10667 | SMA AMERICA | SB5000US | 5000 | 1 |  |  | 0.96 | Solar Inverter |  | INDOOR
REIPNR-10668 | CHANGZHOU TRINA SOLAR ENERGY CO | TSM-185D | 235 | 44 | 117 | 28.4 |  | Solar | FIXED | Roof
REIPNR-10668 | PV POWERED | PVP4800 | 4800 | 1 |  |  | 0.96 | Solar Inverter |  | OUTDOOR
REIPNR-10668 | PV POWERED | PVP4800 | 4800 | 1 |  |  | 0.96 | Solar Inverter |  | OUTDOOR
REIPNR-10669 | CHANGZHOU TRINA SOLAR ENERGY CO | TSM-185D | 230 | 21 | 190.6 | 18 |  | Solar | FIXED | Roof
REIPNR-10669 | CHANGZHOU TRINA SOLAR ENERGY CO | TSM-185D | 230 | 25 | 197.9 | 28 |  | Solar | FIXED | Roof
REIPNR-10669 | PV POWERED | PVP2000 | 2000 | 1 |  |  | 0.92 | Solar Inverter |  | Outside
REIPNR-10669 | PV POWERED | PVP2500 | 2500 | 2 |  |  | 0.945 | Solar Inverter |  | Outside
REIPNR-10669 | PV POWERED | PVP3000 | 3000 | 1 |  |  | 0.935 | Solar Inverter |  | Outside
REIPNR-10670 | CHANGZHOU TRINA SOLAR ENERGY CO | TSM-185D | 235 | 22 | 233.2 | 27 |  | Solar | FIXED | Roof
REIPNR-10670 | PV POWERED | PVP4800 | 4800 | 1 |  |  | 0.96 | Solar Inverter |  | INDOOR
REIPNR-10671 | CHANGZHOU TRINA SOLAR ENERGY CO | TSM-185D | 235 | 12 | 218.5 | 10 |  | Solar | FIXED | Roof
REIPNR-10671 | CHANGZHOU TRINA SOLAR ENERGY CO | TSM-185D | 235 | 6 | 218.5 | 40 |  | Solar | FIXED | Roof
REIPNR-10671 | PV POWERED | PVP2000 | 2000 | 1 |  |  | 0.945 | Solar Inverter |  | INDOOR
REIPNR-10671 | PV POWERED | PVP2500 | 2500 | 1 |  |  | 0.92 | Solar Inverter |  | Inside
REIPNR-10673 | CHANGZHOU TRINA SOLAR ENERGY CO | TSM-185D | 235 | 20 | 180 | 10 |  | Solar | FIXED | Roof
REIPNR-10673 | CHANGZHOU TRINA SOLAR ENERGY CO | TSM-180D | 235 | 22 | 180 | 37 |  | Solar | FIXED | Roof
REIPNR-10673 | PV POWERED | PVP4800 | 4800 | 2 |  |  | 0.96 | Solar Inverter |  | INDOOR
REIPNR-10675 | CANADIAN SOLAR | CS5P-230 | 230 | 56 | 200 | 12 |  | Solar | FIXED | Roof
REIPNR-10675 | SMA AMERICA | SB7000US (208V) | 7000 | 2 |  |  | 0.97 | Solar Inverter |  | INDOOR
REIPNR-10676 | BP SOLAR | SX3200B | 230 | 144 | 140 | 10 |  | Solar | FIXED | Roof
REIPNR-10676 | SMA AMERICA | SB7000US (240V) | 8000 | 4 |  |  | 0.965 | Solar Inverter |  | OUTDOOR
REIPNR-10677 | BP SOLAR | SX3200B | 215 | 7 | 96 | 22 |  | Solar | FIXED | Roof
REIPNR-10677 | BP SOLAR | SX3200B | 215 | 14 | 186 | 22 |  | Solar | FIXED | Roof
REIPNR-10677 | FRONIUS USA | IG 2000 | 2000 | 1 |  |  | 0.952 | Solar Inverter |  | INDOOR
REIPNR-10677 | FRONIUS USA | IG 4000 | 4000 | 1 |  |  | 0.952 | Solar Inverter |  | INDOOR
REIPNR-10678 | CHANGZHOU TRINA SOLAR ENERGY CO | TSM-185D | 235 | 36 | 223.2 | 30 |  | Solar | FIXED | Roof
REIPNR-10678 | PV POWERED | PVP3500 | 3500 | 2 |  |  | 0.955 | Solar Inverter |  | INDOOR
REIPNR-10679 | CHANGZHOU TRINA SOLAR ENERGY CO | TSM-185D | 185 | 24 | 180 | 25 |  | Solar | FIXED | Roof
REIPNR-10679 | PV POWERED | PVP4800 | 4800 | 1 |  |  | 0.96 | Solar Inverter |  | INDOOR
REIPNR-10680 | CHANGZHOU TRINA SOLAR ENERGY CO | TSM-185D | 235 | 20 | 266.7 | 25 |  | Solar | FIXED | Roof
REIPNR-10680 | CHANGZHOU TRINA SOLAR ENERGY CO | TSM-185D | 235 | 9 | 177.1 | 40 |  | Solar | FIXED | Roof
REIPNR-10680 | PV POWERED | PVP2000 | 2000 | 1 |  |  | 0.92 | Solar Inverter |  | INDOOR
REIPNR-10680 | PV POWERED | PVP4800 | 4800 | 1 |  |  | 0.96 | Solar Inverter |  | INDOOR
REIPNR-10681 | CHANGZHOU TRINA SOLAR ENERGY CO | TSM-185D | 235 | 14 | 207.2 | 25 |  | Solar | FIXED | Roof
REIPNR-10681 | PV POWERED | PVP3000 | 3000 | 1 |  |  | 0.935 | Solar Inverter |  | INDOOR
REIPNR-10682 | CONERGY AG | S 175MU | 235 | 102 | 180 | 30 |  | Solar | FIXED | Ground
REIPNR-10682 | SMA AMERICA | SB7000US (208V) | 7000 | 2 |  |  | 0.955 | Solar Inverter |  | Outside
REIPNR-10682 | SMA AMERICA | SB7000US (240V) | 8000 | 1 |  |  | 0.955 | Solar Inverter |  | OUTDOOR
REIPNR-10683 | BP SOLAR | BP380U | 215 | 19 | 265 | 32 |  | Solar | FIXED | Roof
REIPNR-10683 | BP SOLAR | SX3200B | 215 | 14 | 175 | 39 |  | Solar | FIXED | Roof
REIPNR-10683 | ENPHASE ENERGY | M200-32-240-S02 | 380 | 17 |  |  | 0.96 | Solar Inverter |  | OUTDOOR
REIPNR-10685 | SUNTECH POWER | STP190-18/UB-1 | 190 | 72 | 197 | 20 |  | Solar | FIXED | Roof
REIPNR-10685 | SUNPOWER CORP (ORIGINAL MFRSMA) | SPR-5000M (208V) | 5000 | 3 |  |  | 0.96 | Solar Inverter |  | Outside
REIPNR-10686 | CHANGZHOU TRINA SOLAR ENERGY CO | TSM-185D | 230 | 338 | 156 | 10 |  | Solar | FIXED | Roof
REIPNR-10686 | KACO | 3601XI | 100000 | 1 |  |  | 0.96 | Solar Inverter |  | OUTDOOR
REIPNR-10687 | SUNPOWER | SPR-230-WHT-U | 230 | 54 | 93 | 18 |  | Solar | FIXED | Roof
REIPNR-10687 | SUNPOWER CORP (ORIGINAL MFRSMA) | SPR-4000M (208V) | 4000 | 1 |  |  | 0.97 | Solar Inverter |  | OUTDOOR
REIPNR-10687 | SUNPOWER CORP (ORIGINAL MFRSMA) | SPR-7000M (208V) | 7000 | 1 |  |  | 0.97 | Solar Inverter |  | OUTDOOR
REIPNR-10688 | CHANGZHOU TRINA SOLAR ENERGY CO | TSM-185D | 235 | 16 | 184.2 | 25 |  | Solar | FIXED | Roof
REIPNR-10688 | PV POWERED | PVP3000 | 3000 | 1 |  |  | 0.935 | Solar Inverter |  | INDOOR
REIPNR-10689 | SUNTECH POWER | STP180S-24/AB-1 | 185 | 34 | 182 | 22 |  | Solar | FIXED | Roof
REIPNR-10689 | SUNTECH POWER | STP180S-24/AB-1 | 185 | 10 | 92 | 25 |  | Solar | FIXED | Roof
REIPNR-10689 | PV POWERED | PVP2000 | 2000 | 1 |  |  | 0.92 | Solar Inverter |  | INDOOR
REIPNR-10689 | PV POWERED | PVP3000 | 3000 | 1 |  |  | 0.935 | Solar Inverter |  | INDOOR
REIPNR-10689 | PV POWERED | PVP3000 | 3000 | 1 |  |  | 0.935 | Solar Inverter |  | INDOOR
REIPNR-10690 | CHANGZHOU TRINA SOLAR ENERGY CO | TSM-185D | 230 | 42 | 198.7 | 20 |  | Solar | FIXED | Roof
REIPNR-10690 | PV POWERED | PVP4800 | 4800 | 2 |  |  | 0.96 | Solar Inverter |  | INDOOR
REIPNR-10692 | SUNPOWER | SPR-225-BLK-U | 225 | 72 | 251 | 37 |  | Solar | FIXED | Roof
REIPNR-10692 | SUNPOWER CORP (ORIGINAL MFRSMA) | SPR-7000M (208V) | 7000 | 2 |  |  | 0.97 | Solar Inverter |  | OUTDOOR
REIPNR-10693 | SUNPOWER | SPR-230-WHT-U | 230 | 43 | 170 | 30 |  | Solar | FIXED | Roof
REIPNR-10693 | SUNPOWER CORP (ORIGINAL MFRSMA) | SPR-3000M (208V) | 3000 | 1 |  |  | 0.965 | Solar Inverter |  | INDOOR
REIPNR-10693 | SUNPOWER CORP (ORIGINAL MFRSMA) | SPR-6000M (208V) | 6000 | 1 |  |  | 0.97 | Solar Inverter |  | INDOOR
REIPNR-10694 | CHANGZHOU TRINA SOLAR ENERGY CO | TSM-185D | 230 | 784 | 210 | 5 |  | Solar | FIXED | Roof
REIPNR-10694 | PV POWERED | PVP75KW-208 | 75000 | 2 |  |  | 0.955 | Solar Inverter |  | OUTDOOR
REIPNR-10696 | CHANGZHOU TRINA SOLAR ENERGY CO | TSM-185D | 230 | 770 | 210 | 5 |  | Solar | FIXED | Roof
REIPNR-10696 | PV POWERED | PVP75KW-208 | 75000 | 2 |  |  | 0.96 | Solar Inverter |  | OUTDOOR
REIPNR-10697 | CHANGZHOU TRINA SOLAR ENERGY CO | TSM-185D | 230 | 742 | 93 | 5 |  | Solar | FIXED | Roof
REIPNR-10697 | CHANGZHOU TRINA SOLAR ENERGY CO | TSM-185D | 230 | 742 | 273 | 5 |  | Solar | FIXED | Roof
REIPNR-10697 | PV POWERED | PVP75KW-480 | 75000 | 4 |  |  | 0.96 | Solar Inverter |  | OUTDOOR
REIPNR-10750 | SUNTECH POWER | STP200S-18/UB-1 | 205 | 38 | 128.6 | 33 |  | Solar | FIXED | Roof
REIPNR-10750 | PV POWERED | PVP3500 | 3500 | 1 |  |  | 0.955 | Solar Inverter |  | INDOOR
REIPNR-10750 | PV POWERED | PVP3500 | 3500 | 1 |  |  | 0.955 | Solar Inverter |  | INDOOR
REIPNR-10751 | CHANGZHOU TRINA SOLAR ENERGY CO | TSM-180D | 235 | 46 | 111.3 | 15 |  | Solar | FIXED | Roof
REIPNR-10751 | PV POWERED | PVP3000 | 3000 | 2 |  |  | 0.935 | Solar Inverter |  | OUTDOOR
REIPNR-10751 | PV POWERED | PVP3500 | 3500 | 1 |  |  | 0.955 | Solar Inverter |  | OUTDOOR
REIPNR-10752 | SUNTECH POWER | STP180S-24/AB-1 | 185 | 38 | 187 | 20 |  | Solar | FIXED | Roof
REIPNR-10752 | PV POWERED | PVP2500 | 2500 | 1 |  |  | 0.945 | Solar Inverter |  | OUTDOOR
REIPNR-10752 | PV POWERED | PVP4800 | 4800 | 1 |  |  | 0.96 | Solar Inverter |  | OUTDOOR
REIPNR-10753 | CHANGZHOU TRINA SOLAR ENERGY CO | TSM-185D | 230 | 33 | 254.1 | 25 |  | Solar | FIXED | Roof
REIPNR-10753 | SMA AMERICA | SB7000US (208V) | 7000 | 1 |  |  | 0.97 | Solar Inverter |  | INDOOR
REIPNR-10754 | BP SOLAR | SX3200W | 215 | 31 | 208 | 29 |  | Solar | FIXED | Roof
REIPNR-10754 | FRONIUS USA | IG 3000 | 3000 | 1 |  |  | 0.97 | Solar Inverter |  | OUTDOOR
REIPNR-10754 | FRONIUS USA |  | 6000 | 1 |  |  | 0.97 | Solar Inverter |  | OUTDOOR
REIPNR-10755 | BP SOLAR | BP175 B | 220 | 46 | 115 | 18.5 |  | Solar | FIXED | Roof
REIPNR-10755 | BP SOLAR | BP175 B | 220 | 154 | 205 | 18.5 |  | Solar | FIXED | Roof
REIPNR-10755 | SMA AMERICA | SB4000US (208V) | 4000 | 1 |  |  | 0.965 | Solar Inverter |  | INDOOR
REIPNR-10755 | SMA AMERICA | SB5000US (277V) | 5000 | 1 |  |  | 0.967 | Solar Inverter |  | Inside
REIPNR-10755 | SMA AMERICA | SB6000U (208V) | 6000 | 5 |  |  | 0.969 | Solar Inverter |  | Inside
REIPNR-10756 | CONERGY AG | S 175MU | 235 | 52 | 180 | 30 |  | Solar | FIXED | Ground
REIPNR-10756 | SMA AMERICA | SB6000U (208V) | 6000 | 2 |  |  | 0.95 | Solar Inverter |  | OUTDOOR
REIPNR-10757 | SUNTECH POWER | STP180S-24/AB-1 | 180 | 30 | 165 | 45 |  | Solar | FIXED | Roof
REIPNR-10757 | SMA AMERICA | SB5000US | 5000 | 1 |  |  | 0.968 | Solar Inverter |  | INDOOR
REIPNR-10759 | SOLARWORLD | SW185 MONO/T | 240 | 10 | 117 | 20 |  | Solar | FIXED | Roof
REIPNR-10759 | SOLARWORLD | SW185 MONO/T | 240 | 22 | 208 | 20 |  | Solar | FIXED | Roof
REIPNR-10759 | SOLARWORLD | SW185 MONO/T | 240 | 4 | 297 | 20 |  | Solar | FIXED | Roof
REIPNR-10759 | ENPHASE ENERGY | M175-24-240-S02 | 190 | 4 |  |  | 0.955 | Solar Inverter |  | INDOOR
REIPNR-10759 | FRONIUS USA | IG 3000 | 3000 | 1 |  |  | 0.962 | Solar Inverter |  | INDOOR
REIPNR-10759 | FRONIUS USA |  | 5000 | 1 |  |  | 0.962 | Solar Inverter |  | INDOOR
REIPNR-10761 | SUNTECH POWER | STP200S-18/UB-1 | 205 | 34 | 143.9 | 30 |  | Solar | FIXED | Roof
REIPNR-10761 | PV POWERED | PVP2500 | 2500 | 1 |  |  | 0.945 | Solar Inverter |  | Inside
REIPNR-10761 | PV POWERED | PVP3500 | 3500 | 1 |  |  | 0.955 | Solar Inverter |  | INDOOR
REIPNR-10763 | SUNTECH POWER | STP210-18/UB-1 | 205 | 14 | 128 | 44 |  | Solar | FIXED | Roof
REIPNR-10763 | PV POWERED | PVP2500 | 2500 | 1 |  |  | 0.955 | Solar Inverter |  | INDOOR
REIPNR-10764 | CANADIAN SOLAR | CS4C-100 | 235 | 132 | 180 | 25 |  | Solar | FIXED | Roof
REIPNR-10764 | PV POWERED | PVP30KW-208 | 30000 | 1 |  |  | 0.93 | Solar Inverter |  | INDOOR
REIPNR-10765 | CHANGZHOU TRINA SOLAR ENERGY CO | TSM-185D | 230 | 8 | 157 | 25 |  | Solar | FIXED | Roof
REIPNR-10765 | CHANGZHOU TRINA SOLAR ENERGY CO | TSM-185D | 230 | 34 | 157 | 30 |  | Solar | FIXED | Roof
REIPNR-10765 | ENPHASE ENERGY | M200-32-240-S02 | 230 | 42 |  |  | 0.95 | Solar Inverter |  | OUTDOOR
REIPNR-10766 | SUNTECH POWER | STP210S-18/UB-1 | 270 | 5640 | 192 | 15 |  | Solar | FIXED | Ground
REIPNR-10766 | SUNTECH POWER | STP210-18/UB-1 | 275 | 8568 | 192 | 15 |  | Solar | FIXED | Ground
REIPNR-10766 | SUNTECH POWER | STP210-18/UB-1 | 280 | 1512 | 192 | 15 |  | Solar | FIXED | Ground
REIPNR-10766 | ADVANCED ENERGY INDUSTRIES | 3159000-104 | 250000 | 1 |  |  | 0.975 | Solar Inverter |  | OUTDOOR
REIPNR-10766 | ADVANCED ENERGY INDUSTRIES | 3159000-110 | 500000 | 7 |  |  | 0.975 | Solar Inverter |  | OUTDOOR
REIPNR-10767 | GLORIA SOLAR | GSM6-220D-UO1 | 225 | 476 | 195 | 5 |  | Solar | FIXED | Pole
REIPNR-10767 | GLORIA SOLAR | GSM6-220D-UO1 | 225 | 168 | 285 | 5 |  | Solar | FIXED | Pole
REIPNR-10767 | GLORIA SOLAR | GSM6-220D-UO1 | 225 | 1820 | 195 | 10 |  | Solar | FIXED | Roof
REIPNR-10767 | GLORIA SOLAR | GSM6-220D-UO1 | 225 | 700 | 195 | 30 |  | Solar | FIXED | Ground
REIPNR-10767 | SATCON TECHNOLOGY | PVS-135 (208 V) | 135000 | 1 |  |  | 0.96 | Solar Inverter |  | OUTDOOR
REIPNR-10767 | SATCON TECHNOLOGY | PVS-500 (480 V) | 500000 | 1 |  |  | 0.96 | Solar Inverter |  | OUTDOOR
REIPNR-10768 | SUNPOWER | SPR-225-BLK-U | 225 | 8 | 138 | 21 |  | Solar | FIXED | Roof
REIPNR-10768 | SUNPOWER CORP (ORIGINAL MFRSMA) | SPR-3000M (240V) | 3000 | 1 |  |  | 0.97 | Solar Inverter |  | Inside
REIPNR-10768 | SUNPOWER CORP (ORIGINAL MFRSMA) | SPR-4000M (208V) | 4000 | 1 |  |  | 0.97 | Solar Inverter |  | Inside
REIPNR-10769 | CHANGZHOU TRINA SOLAR ENERGY CO | TSM-185D | 235 | 8 | 144 | 20 |  | Solar | FIXED | Roof
REIPNR-10769 | CHANGZHOU TRINA SOLAR ENERGY CO | TSM-185D | 235 | 35 | 236 | 20 |  | Solar | FIXED | Roof
REIPNR-10769 | CHANGZHOU TRINA SOLAR ENERGY CO | TSM-185D | 235 | 10 | 144 | 30 |  | Solar | FIXED | Roof
REIPNR-10769 | PV POWERED | PVP2000 | 2000 | 1 |  |  | 0.92 | Solar Inverter |  | INDOOR
REIPNR-10769 | PV POWERED | PVP2500 | 2500 | 2 |  |  | 0.945 | Solar Inverter |  | Inside
REIPNR-10769 | PV POWERED | PVP4800 | 4800 | 1 |  |  | 0.96 | Solar Inverter |  | INDOOR
REIPNR-10770 | SUNTECH POWER | STP200-18/UB-1 | 205 | 40 | 176.3 | 30 |  | Solar | FIXED | Roof
REIPNR-10770 | PV POWERED | PVP3500 | 3500 | 2 |  |  | 0.955 | Solar Inverter |  | INDOOR
REIPNR-10771 | CHANGZHOU TRINA SOLAR ENERGY CO | TSM-185D | 235 | 55 | 105 | 37 |  | Solar | FIXED | Roof
REIPNR-10771 | PV POWERED | PVP2500 | 2500 | 1 |  |  | 0.96 | Solar Inverter |  | INDOOR
REIPNR-10771 | PV POWERED | PVP4800 | 4800 | 2 |  |  | 0.97 | Solar Inverter |  | INDOOR
REIPNR-10772 | CHANGZHOU TRINA SOLAR ENERGY CO | TSM-185D | 235 | 6 | 142 | 5 |  | Solar | FIXED | Roof
REIPNR-10772 | PV POWERED | PVP2000 | 2000 | 1 |  |  | 0.92 | Solar Inverter |  | INDOOR
REIPNR-10773 | SUNTECH POWER | STP180S-24/AB-1 | 185 | 7 | 106.5 | 15 |  | Solar | FIXED | Roof
REIPNR-10773 | SUNTECH POWER | STP180S-24/AB-1 | 185 | 12 | 196.6 | 15 |  | Solar | FIXED | Roof
REIPNR-10773 | SUNTECH POWER | STP180S-24/AB-1 | 185 | 8 | 196.6 | 45 |  | Solar | FIXED | Roof
REIPNR-10773 | PV POWERED | PVP2000 | 2000 | 3 |  |  | 0.92 | Solar Inverter |  | INDOOR
REIPNR-10774 | CHANGZHOU TRINA SOLAR ENERGY CO | TSM-185D | 235 | 44 | 133 | 23 |  | Solar | FIXED | Roof
REIPNR-10774 | PV POWERED | PVP4800 | 4800 | 2 |  |  | 0.955 | Solar Inverter |  | INDOOR
REIPNR-10775 | SUNTECH POWER | STP200S-18/UB-1 | 205 | 20 | 209.6 | 43 |  | Solar | FIXED | Roof
REIPNR-10775 | PV POWERED | PVP3500 | 3500 | 1 |  |  | 0.955 | Solar Inverter |  | INDOOR
REIPNR-10776 | SUNTECH POWER | STP180-24/AB-1 | 185 | 24 | 124.7 | 26 |  | Solar | FIXED | Roof
REIPNR-10776 | SMA AMERICA | SB4000US (208V) | 4000 | 1 |  |  | 0.96 | Solar Inverter |  | INDOOR
REIPNR-10777 | CANADIAN SOLAR | CS5P-230 | 230 | 104 | 135 | 22 |  | Solar | FIXED | Roof
REIPNR-10777 | SMA AMERICA | SB5000US | 5000 | 2 |  |  | 0.971 | Solar Inverter |  | INDOOR
REIPNR-10777 | SMA AMERICA | SB7000US (208V) | 7000 | 2 |  |  | 0.971 | Solar Inverter |  | INDOOR
REIPNR-10778 | SUNTECH POWER | STP210S-18/UB-1 | 220 | 6 | 230 | 22 |  | Solar | FIXED | Roof
REIPNR-10778 | SUNTECH POWER | STP210S-18/UB-1 | 220 | 7 | 140 | 30 |  | Solar | FIXED | Roof
REIPNR-10778 | SUNTECH POWER | STP180S-24/AB-1 | 220 | 12 | 140 | 40 |  | Solar | FIXED | Roof
REIPNR-10778 | SOLECTRIA RENEWABLES | PVI1800-208 | 1800 | 2 |  |  | 0.94 | Solar Inverter |  | INDOOR
REIPNR-10778 | SOLECTRIA RENEWABLES | PVI 3000 (208V) | 3000 | 1 |  |  | 0.96 | Solar Inverter |  | INDOOR
REIPNR-10779 | CANADIAN SOLAR | CS5P-230 | 230 | 39 | 184 | 24 |  | Solar | FIXED | Roof
REIPNR-10779 | SMA AMERICA | SB4000US (208V) | 4000 | 3 |  |  | 0.955 | Solar Inverter |  | INDOOR
REIPNR-10780 | CHANGZHOU TRINA SOLAR ENERGY CO | TSM-185D | 235 | 20 | 109 | 25 |  | Solar | FIXED | Roof
REIPNR-10780 | PV POWERED | PVP4800 | 4800 | 1 |  |  | 0.96 | Solar Inverter |  | OUTDOOR
REIPNR-10782 | CHANGZHOU TRINA SOLAR ENERGY CO | TSM-185D | 230 | 28 | 244.2 | 30 |  | Solar | FIXED | Roof
REIPNR-10782 | PV POWERED | PVP2000 | 2000 | 1 |  |  | 0.92 | Solar Inverter |  | INDOOR
REIPNR-10782 | PV POWERED | PVP3500 | 3500 | 1 |  |  | 0.955 | Solar Inverter |  | INDOOR
REIPNR-10783 | SUNTECH POWER | STP210-18/UB-1 | 210 | 14 | 201.2 | 14 |  | Solar | FIXED | Roof
REIPNR-10783 | SUNTECH POWER | STP210-18/UB-1 | 210 | 14 | 201.2 | 25 |  | Solar | FIXED | Roof
REIPNR-10783 | PV POWERED | PVP2500 | 2500 | 2 |  |  | 0.945 | Solar Inverter |  | INDOOR
REIPNR-10784 | CHANGZHOU TRINA SOLAR ENERGY CO | TSM-185D | 235 | 28 | 213 | 30 |  | Solar | FIXED | Roof
REIPNR-10784 | PV POWERED | PVP2000 | 2000 | 1 |  |  | 0.92 | Solar Inverter |  | INDOOR
REIPNR-10784 | PV POWERED | PVP3500 | 3500 | 1 |  |  | 0.955 | Solar Inverter |  | INDOOR
REIPNR-10785 | SUNTECH POWER | STP200-18/UB-1 | 205 | 148 | 109 | 5 |  | Solar | FIXED | Roof
REIPNR-10785 | SMA AMERICA | SB5000US | 5000 | 6 |  |  | 0.96 | Solar Inverter |  | INDOOR
REIPNR-10786 | SUNTECH POWER | STP200S-18/UB-1 | 205 | 154 | 145 | 1 |  | Solar | FIXED | Roof
REIPNR-10786 | SUNTECH POWER | STP200-18/UB-1 | 205 | 153 | 145 | 20 |  | Solar | FIXED | Roof
REIPNR-10786 | SMA AMERICA | SB4000US (208V) | 4000 | 3 |  |  | 0.96 | Solar Inverter |  | Outside
REIPNR-10786 | SMA AMERICA | SB5000US | 5000 | 2 |  |  | 0.96 | Solar Inverter |  | Outside
REIPNR-10786 | SMA AMERICA | SB6000U (208V) | 6000 | 3 |  |  | 0.97 | Solar Inverter |  | Outside
REIPNR-10786 | SMA AMERICA | SB7000US (208V) | 7000 | 6 |  |  | 0.97 | Solar Inverter |  | Outside
REIPNR-10787 | CHANGZHOU TRINA SOLAR ENERGY CO | TSM-185D | 235 | 148 | 171 | 5 |  | Solar | FIXED | Roof
REIPNR-10787 | SMA AMERICA | SB5000US | 5000 | 4 |  |  | 0.96 | Solar Inverter |  | INDOOR
REIPNR-10787 | SMA AMERICA | SB6000U (208V) | 6000 | 2 |  |  | 0.97 | Solar Inverter |  | INDOOR
REIPNR-10788 | SOLARWORLD | SW175 MONO/P | 175 | 1056 | 232 | 7 |  | Solar | FIXED | Roof
REIPNR-10788 | SATCON TECHNOLOGY | PVS-75 (240 V) | 75000 | 2 |  |  | 0.96 | Solar Inverter |  | INDOOR
REIPNR-10789 | EVERGREEN SOLAR |  | 210 | 546 | 214 | 10 |  | Solar | FIXED | Roof
REIPNR-10789 | SATCON TECHNOLOGY | PVS-100 (208 V) | 100000 | 1 |  |  | 0.967 | Solar Inverter |  | INDOOR
REIPNR-10791 | SUNPOWER | SPR-225-BLK-U | 225 | 24 | 190 | 30 |  | Solar | FIXED | Roof
REIPNR-10791 | SUNPOWER CORP (ORIGINAL MFRSMA) | SPR-5000M (240V) | 5000 | 1 |  |  | 0.96 | Solar Inverter |  | INDOOR
REIPNR-10792 | BP SOLAR | BP3125U | 215 | 14 | 148 | 38 |  | Solar | FIXED | Roof
REIPNR-10792 | BP SOLAR | BP3170N | 215 | 12 | 238 | 38 |  | Solar | FIXED | Roof
REIPNR-10792 | ENPHASE ENERGY | EMU | 380 | 7 |  |  | 0.955 | Solar Inverter |  | INDOOR
REIPNR-10792 | ENPHASE ENERGY | M175-24-208-S | 380 | 6 |  |  | 0.955 | Solar Inverter |  | INDOOR
REIPNR-10793 | CHANGZHOU TRINA SOLAR ENERGY CO | TSM-185D | 235 | 18 | 180 | 30 |  | Solar | FIXED | Ground
REIPNR-10793 | SMA AMERICA | SB3000US (208V) | 3000 | 2 |  |  | 0.97 | Solar Inverter |  | OUTDOOR
REIPNR-10794 | CONERGY AG | S 175MU | 235 | 48 | 170 | 32 |  | Solar | FIXED | Roof
REIPNR-10794 | SMA AMERICA | SB6000U (208V) | 6000 | 2 |  |  | 0.95 | Solar Inverter |  | OUTDOOR
REIPNR-10795 | SHARP | ND-U230C1 | 235 | 204 | 100 | 5 |  | Solar | FIXED | Roof
REIPNR-10795 | SHARP | ND-U230C1 | 235 | 792 | 190 | 5 |  | Solar | FIXED | Roof
REIPNR-10795 | SHARP | ND-U230C1 | 235 | 143 | 142 | 9 |  | Solar | FIXED | Roof
REIPNR-10795 | SHARP | ND-U230C1 | 235 | 143 | 190 | 10 |  | Solar | FIXED | Roof
REIPNR-10795 | SHARP | ND-V230A1 | 235 | 130 | 144.5 | 14 |  | Solar | FIXED | Roof
REIPNR-10795 | PV POWERED | PVP30KW-208 | 90 | 3 |  |  | 0.97 | Solar Inverter |  | OUTDOOR
REIPNR-10795 | PV POWERED | PVP75KW-208 | 100 | 1 |  |  | 0.97 | Solar Inverter |  | OUTDOOR
REIPNR-10795 | PV POWERED | PVP30KW-208 | 30000 | 3 |  |  | 0.94 | Solar Inverter |  | OUTDOOR
REIPNR-10796 | MATRIX SOLAR/PHOTOWATT | PW1250-115 | 230 | 84 | 147.5 | 22.6 |  | Solar | FIXED | Roof
REIPNR-10796 | MATRIX SOLAR/PHOTOWATT | PW1250-115 | 230 | 46 | 168.7 | 22.6 |  | Solar | FIXED | Roof
REIPNR-10796 | MATRIX SOLAR/PHOTOWATT | PW1250-115 | 230 | 14 | 248.6 | 22.6 |  | Solar | FIXED | Roof
REIPNR-10796 | SMA AMERICA | SB5000US | 5000 | 6 |  |  | 0.97 | Solar Inverter |  | INDOOR
REIPNR-10797 | EVERGREEN SOLAR |  | 210 | 22 | 169 | 10 |  | Solar | FIXED | Roof
REIPNR-10797 | EVERGREEN SOLAR |  | 210 | 22 | 169 | 50 |  | Solar | FIXED | Roof
REIPNR-10797 | SMA AMERICA | SB5000US | 5000 | 2 |  |  | 0.97 | Solar Inverter |  | OUTDOOR
REIPNR-10798 | SUNTECH POWER | STP210S-18/UB-1 | 280 | 505 | 175 | 10 |  | Solar | FIXED | Roof
REIPNR-10798 | SOLECTRIA RENEWABLES | PVI15KW-208 | 15000 | 1 |  |  | 0.945 | Solar Inverter |  | INDOOR
REIPNR-10798 | PV POWERED | PVP30KW-208 | 30000 | 1 |  |  | 0.935 | Solar Inverter |  | INDOOR
REIPNR-10798 | PV POWERED | PVP100KW-208 | 100000 | 1 |  |  | 0.96 | Solar Inverter |  | INDOOR
REIPNR-10850 | SUNTECH POWER | STP210S-18/UB-1 | 210 | 33 | 171 | 30 |  | Solar | FIXED | Roof
REIPNR-10850 | PV POWERED | PVP5200 | 7000 | 1 |  |  | 0.97 | Solar Inverter |  | OUTDOOR
REIPNR-10851 | SUNTECH POWER | STP200S-18/UB-1 | 205 | 45 | 265 | 23 |  | Solar | FIXED | Roof
REIPNR-10851 | PV POWERED | PVP3500 | 3500 | 1 |  |  | 0.955 | Solar Inverter |  | INDOOR
REIPNR-10851 | PV POWERED | PVP4800 | 4800 | 1 |  |  | 0.96 | Solar Inverter |  | INDOOR
REIPNR-10852 | BP SOLAR | BP3125U | 230 | 44 | 143 | 30 |  | Solar | FIXED | Roof
REIPNR-10852 | ENPHASE ENERGY | M175-24-240-S02 | 190 | 44 |  |  | 0.96 | Solar Inverter |  | OUTDOOR
REIPNR-10853 | MATRIX SOLAR/PHOTOWATT | PW1000-100 | 230 | 55 | 180 | 0 |  | Solar | FIXED | Roof
REIPNR-10853 | FRONIUS USA |  | 11400 | 1 |  |  | 0.955 | Solar Inverter |  | INDOOR
REIPNR-10854 | REC SCANMODULE | SCM230 | 235 | 22 | 221 | 24 |  | Solar | FIXED | Roof
REIPNR-10854 | SMA AMERICA | SB5000US | 5000 | 1 |  |  | 0.968 | Solar Inverter |  | OUTDOOR
REIPNR-10855 | MATRIX SOLAR/PHOTOWATT | PW1000-100 | 230 | 80 | 180 | 0 |  | Solar | FIXED | Roof
REIPNR-10855 | FRONIUS USA |  | 10000 | 2 |  |  | 0.95 | Solar Inverter |  | INDOOR
REIPNR-10856 | SUNPOWER | SPR-225-BLK-U | 225 | 9 | 189 | 34 |  | Solar | FIXED | Roof
REIPNR-10856 | SUNPOWER | SPR-225-BLK-U | 225 | 9 | 189 | 35 |  | Solar | FIXED | Roof
REIPNR-10856 | SUNPOWER CORP (ORIGINAL MFRSMA) | SPR-4000M (240V) | 4000 | 1 |  |  | 0.96 | Solar Inverter |  | INDOOR
REIPNR-10857 | SCHUCO USA |  | 210 | 30 | 146 | 32 |  | Solar | FIXED | Roof
REIPNR-10857 | SMA AMERICA | SB6000U (240V) | 6000 | 1 |  |  | 0.97 | Solar Inverter |  | INDOOR
REIPNR-10858 | SUNPOWER | SPR-225-BLK-U | 225 | 9 | 104 | 27 |  | Solar | FIXED | Roof
REIPNR-10858 | SUNPOWER | SPR-225-BLK-U | 225 | 24 | 115 | 28 |  | Solar | FIXED | Roof
REIPNR-10858 | SUNPOWER | SPR-225-BLK-U | 225 | 12 | 214 | 48 |  | Solar | FIXED | Roof
REIPNR-10858 | SUNPOWER CORP (ORIGINAL MFRSMA) | SPR-3000M (208V) | 3000 | 1 |  |  | 0.96 | Solar Inverter |  | INDOOR
REIPNR-10858 | SUNPOWER CORP (ORIGINAL MFRSMA) | SPR-7000M (208V) | 7000 | 1 |  |  | 0.97 | Solar Inverter |  | INDOOR
REIPNR-10859 | SUNPOWER |  | 215 | 30 | 232 | 28 |  | Solar | FIXED | Roof
REIPNR-10859 | BP SOLAR | BP3125S | 215 | 6 | 142 | 30 |  | Solar | FIXED | Roof
REIPNR-10859 | ENPHASE ENERGY | M175-24-208-S01 | 380 | 3 |  |  | 0.955 | Solar Inverter |  | INDOOR
REIPNR-10859 | FRONIUS USA |  | 6000 | 1 |  |  | 0.962 | Solar Inverter |  | INDOOR
REIPNR-10860 | ASTROPOWER | AP-110 | 385 | 17 | 168 | 10 |  | Solar | FIXED | Roof
REIPNR-10860 | ASTROPOWER | LAPX-300 | 385 | 9 | 168 | 19 |  | Solar | FIXED | Roof
REIPNR-10860 | POWER-ONE | PVI-5000-OUTD-US (208 V) | 5000 | 2 |  |  | 0.97 | Solar Inverter |  | OUTDOOR
REIPNR-10861 | CANADIAN SOLAR | CS5P-225 | 225 | 222 | 186 | 23 |  | Solar | FIXED | Roof
REIPNR-10861 | SMA AMERICA | SB4000US (208V) | 4000 | 3 |  |  | 0.97 | Solar Inverter |  | OUTDOOR
REIPNR-10861 | SMA AMERICA | SB6000U (208V) | 6000 | 6 |  |  | 0.97 | Solar Inverter |  | OUTDOOR
REIPNR-10862 | CHANGZHOU TRINA SOLAR ENERGY CO | TSM-185D | 235 | 30 | 141.6 | 28 |  | Solar | FIXED | Roof
REIPNR-10862 | CHANGZHOU TRINA SOLAR ENERGY CO | TSM-185D | 235 | 20 | 231 | 44 |  | Solar | FIXED | Roof
REIPNR-10862 | PV POWERED | PVP2500 | 2500 | 1 |  |  | 0.945 | Solar Inverter |  | OUTDOOR
REIPNR-10862 | PV POWERED | PVP3500 | 3500 | 1 |  |  | 0.955 | Solar Inverter |  | OUTDOOR
REIPNR-10862 | PV POWERED | PVP4800 | 4800 | 1 |  |  | 0.96 | Solar Inverter |  | Outside
REIPNR-10863 | CHANGZHOU TRINA SOLAR ENERGY CO | TSM-160D | 230 | 20 | 145.8 | 12 |  | Solar | FIXED | Roof
REIPNR-10863 | CHANGZHOU TRINA SOLAR ENERGY CO | TSM-185D | 230 | 12 | 135.3 | 20 |  | Solar | FIXED | Roof
REIPNR-10863 | PV POWERED | PVP2500 | 2500 | 1 |  |  | 0.945 | Solar Inverter |  | INDOOR
REIPNR-10863 | PV POWERED | PVP4800 | 4800 | 1 |  |  | 0.96 | Solar Inverter |  | INDOOR
REIPNR-10864 | CHANGZHOU TRINA SOLAR ENERGY CO | TSM-160D | 230 | 40 | 182.4 | 20 |  | Solar | FIXED | Roof
REIPNR-10864 | PV POWERED | PVP4800 | 4800 | 2 |  |  | 0.96 | Solar Inverter |  | INDOOR
REIPNR-10865 | MATRIX SOLAR/PHOTOWATT | PW1650-175 | 225 | 60 | 190 | 18 |  | Solar | FIXED | Roof
REIPNR-10865 | MATRIX SOLAR/PHOTOWATT | PW1650-175 | 230 | 120 | 190 | 18 |  | Solar | FIXED | Roof
REIPNR-10865 | SMA AMERICA | SB7000US (208V) | 7000 | 1 |  |  | 0.971 | Solar Inverter |  | OUTDOOR
REIPNR-10865 | SMA AMERICA | SB7000US (208V) | 7000 | 4 |  |  | 0.971 | Solar Inverter |  | OUTDOOR
REIPNR-10866 | CHANGZHOU TRINA SOLAR ENERGY CO | TSM-160D | 230 | 16 | 198.7 | 25 |  | Solar | FIXED | Roof
REIPNR-10866 | PV POWERED | PVP3000 | 3000 | 1 |  |  | 0.955 | Solar Inverter |  | INDOOR
REIPNR-10867 | SUNTECH POWER | STP200-18/UB-1 | 200 | 30 | 115 | 35 |  | Solar | FIXED | Roof
REIPNR-10867 | SUNTECH POWER | STP200-18/UB-1 | 200 | 20 | 205 | 45 |  | Solar | FIXED | Roof
REIPNR-10867 | PV POWERED | PVP2500 | 2500 | 1 |  |  | 0.945 | Solar Inverter |  | INDOOR
REIPNR-10867 | PV POWERED | PVP3000 | 3000 | 1 |  |  | 0.935 | Solar Inverter |  | INDOOR
REIPNR-10867 | PV POWERED | PVP3500 | 3500 | 1 |  |  | 0.955 | Solar Inverter |  | INDOOR
REIPNR-10868 | CHANGZHOU TRINA SOLAR ENERGY CO | TSM-160D | 235 | 30 | 167.4 | 34 |  | Solar | FIXED | Roof
REIPNR-10868 | SMA AMERICA | SB7000US (208V) | 7000 | 1 |  |  | 0.97 | Solar Inverter |  | INDOOR
REIPNR-10869 | CHANGZHOU TRINA SOLAR ENERGY CO | TSM-160D | 200 | 34 | 145.5 | 34 |  | Solar | FIXED | Roof
REIPNR-10869 | PV POWERED | PVP3500 | 3500 | 2 |  |  | 0.955 | Solar Inverter |  | INDOOR
REIPNR-10870 | SOLARWORLD | SW185 MONO/T | 230 | 69 | 262 | 29 |  | Solar | FIXED | Roof
REIPNR-10870 | FRONIUS USA | IG 2000 | 2000 | 1 |  |  | 0.95 | Solar Inverter |  | INDOOR
REIPNR-10870 | FRONIUS USA | IG 4000 | 4000 | 1 |  |  | 0.95 | Solar Inverter |  | INDOOR
REIPNR-10870 | FRONIUS USA | IG 5100 | 5100 | 2 |  |  | 0.95 | Solar Inverter |  | INDOOR
REIPNR-10871 | REC SCANMODULE | SCM230 | 230 | 1848 | 250 | 15 |  | Solar | FIXED | Ground
REIPNR-10871 | SATCON TECHNOLOGY | AE-50-60-PV-A | 50000 | 1 |  |  | 0.959 | Solar Inverter |  | Outside
REIPNR-10871 | SATCON TECHNOLOGY | PVS-100 (208 V) | 135000 | 2 |  |  | 0.965 | Solar Inverter |  | OUTDOOR
REIPNR-10872 | SUNPOWER | SPR-210-WHT-U | 210 | 34 | 170 | 20 |  | Solar | FIXED | Roof
REIPNR-10872 | SUNPOWER | SPR-210-BLK-U | 210 | 7 | 245 | 20 |  | Solar | FIXED | Roof
REIPNR-10872 | SUNPOWER CORP (ORIGINAL MFRSMA) | SPR-3000M (208V) | 3000 | 2 |  |  | 0.966 | Solar Inverter |  | OUTDOOR
REIPNR-10872 | SUNPOWER CORP (ORIGINAL MFRSMA) | SPR-4000M (208V) | 4000 | 1 |  |  | 0.968 | Solar Inverter |  | OUTDOOR
REIPNR-10875 | SOLYNDRA | SL-002-182U | 210 | 540 | 188 | 0 |  | Solar | FIXED | Roof
REIPNR-10875 | SMA AMERICA | SB7000US (208V) | 7000 | 15 |  |  | 0.971 | Solar Inverter |  | OUTDOOR
REIPNR-10877 | CHANGZHOU TRINA SOLAR ENERGY CO | TSM-185D | 235 | 26 | 140.8 | 33 |  | Solar | FIXED | Roof
REIPNR-10877 | CHANGZHOU TRINA SOLAR ENERGY CO | TSM-160D | 235 | 21 | 230.6 | 45 |  | Solar | FIXED | Roof
REIPNR-10877 | PV POWERED | PVP2000 | 2000 | 1 |  |  | 0.92 | Solar Inverter |  | Inside
REIPNR-10877 | PV POWERED | PVP2500 | 2500 | 2 |  |  | 0.945 | Solar Inverter |  | INDOOR
REIPNR-10877 | PV POWERED | PVP3000 | 3000 | 1 |  |  | 0.935 | Solar Inverter |  | INDOOR
REIPNR-10878 | SMA | 2100 | 210 | 95 | 204 | 15 |  | Solar | FIXED | Roof
REIPNR-10878 | PV POWERED | PVP2800 | 2800 | 3 |  |  | 0.94 | Solar Inverter |  | INDOOR
REIPNR-10878 | PV POWERED | PVP4600 | 4600 | 3 |  |  | 0.94 | Solar Inverter |  | INDOOR
REIPNR-10879 | EVERGREEN SOLAR |  | 210 | 72 | 177 | 32 |  | Solar | FIXED | Ground
REIPNR-10879 | FRONIUS USA |  | 7500 | 2 |  |  | 0.96 | Solar Inverter |  | OUTDOOR
REIPNR-10880 | CHANGZHOU TRINA SOLAR ENERGY CO | TSM-185D | 235 | 351 | 163 | 5 |  | Solar | FIXED | Roof
REIPNR-10880 | PV POWERED | PVP75KW-208 | 75000 | 1 |  |  | 0.96 | Solar Inverter |  | OUTDOOR
REIPNR-10881 | BP SOLAR | SX3200B | 215 | 28 | 151 | 29 |  | Solar | FIXED | Roof
REIPNR-10881 | FRONIUS USA |  | 6000 | 1 |  |  | 0.95 | Solar Inverter |  | INDOOR
REIPNR-10882 | CHANGZHOU TRINA SOLAR ENERGY CO | TSM-185D | 235 | 432 | 159 | 5 |  | Solar | FIXED | Roof
REIPNR-10882 | PV POWERED | PVP100KW-208 | 100000 | 1 |  |  | 0.96 | Solar Inverter |  | OUTDOOR
REIPNR-10883 | SUNTECH POWER | STP210S-18/UB-1 | 270 | 2222 | 161 | 10 |  | Solar | FIXED | Roof
REIPNR-10883 | SATCON TECHNOLOGY | PVS-500 (480 V) | 500000 | 1 |  |  | 0.96 | Solar Inverter |  | OUTDOOR
REIPNR-10885 | CHANGZHOU TRINA SOLAR ENERGY CO | TSM-185D | 235 | 29 | 184 | 25 |  | Solar | FIXED | Roof
REIPNR-10885 | PV POWERED | PVP2500 | 2500 | 1 |  |  | 0.945 | Solar Inverter |  | Outside
REIPNR-10885 | PV POWERED | PVP4800 | 4800 | 1 |  |  | 0.96 | Solar Inverter |  | OUTDOOR
REIPNR-10887 | SUNTECH POWER | STP200S-18/UB-1 | 205 | 335 | 138.9 | 5 |  | Solar | FIXED | Roof
REIPNR-10887 | SMA AMERICA | SB5000US | 5000 | 1 |  |  | 0.96 | Solar Inverter |  | INDOOR
REIPNR-10887 | SMA AMERICA | SB7000US (208V) | 7000 | 8 |  |  | 0.97 | Solar Inverter |  | INDOOR
REIPNR-10888 | CHANGZHOU TRINA SOLAR ENERGY CO | TSM-185D | 230 | 76 | 180 | 30 |  | Solar | FIXED | Ground
REIPNR-10888 | SMA AMERICA | SB5000US | 5000 | 2 |  |  | 0.96 | Solar Inverter |  | OUTDOOR
REIPNR-10888 | SMA AMERICA | SB7000US (277V) | 8000 | 1 |  |  | 0.965 | Solar Inverter |  | OUTDOOR
REIPNR-10889 | SUNTECH POWER | STP200S-18/UB-1 | 205 | 134 | 139.2 | 5 |  | Solar | FIXED | Roof
REIPNR-10889 | SMA AMERICA | SB5000US | 5000 | 3 |  |  | 0.96 | Solar Inverter |  | INDOOR
REIPNR-10889 | SMA AMERICA | SB6000U (208V) | 6000 | 2 |  |  | 0.97 | Solar Inverter |  | INDOOR
REIPNR-10890 | CHANGZHOU TRINA SOLAR ENERGY CO | TSM-160D | 230 | 24 | 137.3 | 25 |  | Solar | FIXED | Roof
REIPNR-10890 | SMA AMERICA | SB5000US (208V) | 5000 | 1 |  |  | 0.96 | Solar Inverter |  | INDOOR
REIPNR-10891 | SUNTECH POWER | STP210-18/UB-1 | 205 | 20 | 213.3 | 33 |  | Solar | FIXED | Roof
REIPNR-10891 | PV POWERED | PVP3500 | 3500 | 1 |  |  | 0.955 | Solar Inverter |  | INDOOR
REIPNR-10892 | BP SOLAR | BP3115U | 215 | 21 | 130 | 27 |  | Solar | FIXED | Roof
REIPNR-10892 | BP SOLAR | BP3115S | 215 | 10 | 220 | 38 |  | Solar | FIXED | Roof
REIPNR-10892 | FRONIUS USA | IG 2000 | 2000 | 1 |  |  | 0.95 | Solar Inverter |  | INDOOR
REIPNR-10892 | FRONIUS USA | IG 5100 | 5100 | 1 |  |  | 0.95 | Solar Inverter |  | INDOOR
REIPNR-10893 | CHANGZHOU TRINA SOLAR ENERGY CO | TSM-160D | 230 | 29 | 241 | 35 |  | Solar | FIXED | Roof
REIPNR-10893 | PV POWERED | PVP2500 | 2500 | 1 |  |  | 0.945 | Solar Inverter |  | INDOOR
REIPNR-10893 | PV POWERED | PVP3500 | 3500 | 1 |  |  | 0.955 | Solar Inverter |  | INDOOR
REIPNR-10894 | SOLARWORLD | SW185 MONO/T | 225 | 27 | 175 | 40 |  | Solar | FIXED | Roof
REIPNR-10894 | ENPHASE ENERGY | M200-32-240-S02 | 380 | 14 |  |  | 0.95 | Solar Inverter |  | OUTDOOR
REIPNR-10895 | SUNTECH POWER | STP210S-18/UB-1 | 275 | 148 | 172 | 18 |  | Solar | FIXED | Roof
REIPNR-10895 | SMA AMERICA |  | 6000 | 6 |  |  | 0.97 | Solar Inverter |  | OUTDOOR
REIPNR-10896 | CHANGZHOU TRINA SOLAR ENERGY CO | TSM-185D | 230 | 43 | 182 | 20 |  | Solar | FIXED | Roof
REIPNR-10896 | SMA AMERICA | SB3000US (208V) | 3000 | 1 |  |  | 0.97 | Solar Inverter |  | INDOOR
REIPNR-10896 | SMA AMERICA | SB7000US (208V) | 7000 | 1 |  |  | 0.97 | Solar Inverter |  | INDOOR
REIPNR-10897 | SUNTECH POWER | STP210S-18/UB-1 | 275 | 60 | 172 | 18 |  | Solar | FIXED | Roof
REIPNR-10897 | SMA AMERICA | SB7000US (208V) | 7000 | 2 |  |  | 0.97 | Solar Inverter |  | OUTDOOR
REIPNR-10899 | SUNTECH POWER | STP210-18/UB-1 | 210 | 20 | 193.6 | 11 |  | Solar | FIXED | Roof
REIPNR-10899 | PV POWERED | PVP4800 | 4800 | 1 |  |  | 0.96 | Solar Inverter |  | INDOOR
REIPNR-10900 | BP SOLAR | BP3140B | 215 | 21 | 158 | 16 |  | Solar | FIXED | Roof
REIPNR-10900 | BP SOLAR | BP175 B | 215 | 12 | 158 | 63 |  | Solar | FIXED | Roof
REIPNR-10900 | FRONIUS USA | IG 4000 | 4000 | 1 |  |  | 0.952 | Solar Inverter |  | OUTDOOR
REIPNR-10900 | SMA AMERICA | SB4000US (208V) | 4000 | 1 |  |  | 0.968 | Solar Inverter |  | OUTDOOR
REIPNR-10955 | SUNTECH POWER | STP180S-24/AB-1 | 180 | 22 | 245 | 28 |  | Solar | FIXED | Roof
REIPNR-10955 | SUNTECH POWER | STP180-24/AB-1 | 180 | 21 | 245 | 36 |  | Solar | FIXED | Roof
REIPNR-10955 | SMA AMERICA | SB4000US (208V) | 4000 | 1 |  |  | 0.968 | Solar Inverter |  | INDOOR
REIPNR-10955 | SMA AMERICA | SB6000U (208V) | 6000 | 1 |  |  | 0.968 | Solar Inverter |  | INDOOR
REIPNR-10956 | SUNTECH POWER | STP200S-18/UB-1 | 185 | 24 | 263 | 28 |  | Solar | FIXED | Roof
REIPNR-10956 | PV POWERED | PVP4800 | 4800 | 1 |  |  | 0.96 | Solar Inverter |  | INDOOR
REIPNR-10957 | SUNTECH POWER | STP200S-18/UB-1 | 205 | 30 | 143.1 | 10 |  | Solar | FIXED | Roof
REIPNR-10957 | PV POWERED | PVP2500 | 2500 | 1 |  |  | 0.945 | Solar Inverter |  | INDOOR
REIPNR-10957 | PV POWERED | PVP3000 | 3000 | 1 |  |  | 0.935 | Solar Inverter |  | INDOOR
REIPNR-10958 | SUNTECH POWER | STP180S-24/AB-1 | 185 | 39 | 160.5 | 40 |  | Solar | FIXED | Roof
REIPNR-10958 | SUNTECH POWER | STP200UB | 185 | 27 | 160.5 | 45 |  | Solar | FIXED | Roof
REIPNR-10958 | PV POWERED | PVP3000 | 3000 | 1 |  |  | 0.96 | Solar Inverter |  | INDOOR
REIPNR-10958 | PV POWERED | PVP3500 | 3500 | 1 |  |  | 0.955 | Solar Inverter |  | INDOOR
REIPNR-10958 | PV POWERED | PVP4800 | 4800 | 1 |  |  | 0.96 | Solar Inverter |  | INDOOR
REIPNR-10959 | CANADIAN SOLAR | CS5P-230 | 230 | 104 | 190 | 10 |  | Solar | FIXED | Roof
REIPNR-10959 | CANADIAN SOLAR | CS5P-230 | 230 | 56 | 190 | 30 |  | Solar | FIXED | Roof
REIPNR-10959 | SMA AMERICA | SB6000U (208V) | 6000 | 5 |  |  | 0.97 | Solar Inverter |  | OUTDOOR
REIPNR-10959 | SMA AMERICA | SB7000US (208V) | 7000 | 1 |  |  | 0.97 | Solar Inverter |  | OUTDOOR
REIPNR-10960 | SCHUCO USA |  | 185 | 38 | 204 | 15 |  | Solar | FIXED | Roof
REIPNR-10960 | ENPHASE ENERGY | M175-24-240-S01 | 190 | 8 |  |  | 0.955 | Solar Inverter |  | INDOOR
REIPNR-10960 | FRONIUS USA | IG 5100 | 5000 | 1 |  |  | 0.955 | Solar Inverter |  | INDOOR
REIPNR-10961 | BP SOLAR | SX3200B | 230 | 5 | 133 | 39 |  | Solar | FIXED | Roof
REIPNR-10961 | BP SOLAR | SX3200B | 230 | 20 | 133 | 39 |  | Solar | FIXED | Roof
REIPNR-10961 | BP SOLAR | SX3200B | 230 | 10 | 223 | 39 |  | Solar | FIXED | Roof
REIPNR-10961 | ENPHASE ENERGY | M175-24-208-S | 380 | 18 |  |  | 0.955 | Solar Inverter |  | INDOOR
REIPNR-10963 | SUNPOWER | SPR-230-WHT-U | 230 | 24 | 94 | 18 |  | Solar | FIXED | Roof
REIPNR-10963 | SUNPOWER CORP (ORIGINAL MFRSMA) | SPR-5000M (208V) | 5000 | 1 |  |  | 0.968 | Solar Inverter |  | OUTDOOR
REIPNR-10964 | SUNPOWER | SPR-230-WHT-U | 230 | 30 | 180 | 34 |  | Solar | FIXED | Ground
REIPNR-10964 | SUNPOWER | SPR-230-WHT-U | 230 | 39 | 180 | 34 |  | Solar | FIXED | Ground
REIPNR-10964 | SUNPOWER CORP (ORIGINAL MFRSMA) | SPR4000 | 4000 | 1 |  |  | 0.97 | Solar Inverter |  | OUTDOOR
REIPNR-10964 | SUNPOWER CORP (ORIGINAL MFRSMA) | SPR-5000M (208V) | 5000 | 1 |  |  | 0.97 | Solar Inverter |  | OUTDOOR
REIPNR-10964 | SUNPOWER CORP (ORIGINAL MFRSMA) | SPR-6000M (208V) | 6000 | 1 |  |  | 0.97 | Solar Inverter |  | OUTDOOR
REIPNR-10965 | ET SOLAR INDUSTRY | ET-P654220 | 230 | 56 | 125 | 10 |  | Solar | FIXED | Roof
REIPNR-10965 | SMA AMERICA | SB6000U (208V) | 6000 | 2 |  |  | 0.97 | Solar Inverter |  | OUTDOOR
REIPNR-10966 | BP SOLAR | BP3125S | 215 | 25 | 214 | 14 |  | Solar | FIXED | Roof
REIPNR-10966 | FRONIUS USA | IG 2000 | 2000 | 1 |  |  | 0.952 | Solar Inverter |  | INDOOR
REIPNR-10966 | FRONIUS USA | IG 4000 | 4000 | 1 |  |  | 0.952 | Solar Inverter |  | INDOOR
REIPNR-10967 | SOLARWORLD | SW185MONO | 240 | 32 | 172 | 35 |  | Solar | FIXED | Roof
REIPNR-10967 | SOLARWORLD | SW185MONO | 240 | 10 | 262 | 35 |  | Solar | FIXED | Roof
REIPNR-10967 | SMA AMERICA | SB3000US (208V) | 3000 | 1 |  |  | 0.965 | Solar Inverter |  | Inside
REIPNR-10967 | FRONIUS USA | IG 4000 | 4000 | 2 |  |  | 0.952 | Solar Inverter |  | INDOOR
REIPNR-10968 | BP SOLAR | BP3125U | 215 | 35 | 145 | 38 |  | Solar | FIXED | Roof
REIPNR-10968 | FRONIUS USA | IG 3000 | 3000 | 1 |  |  | 0.962 | Solar Inverter |  | INDOOR
REIPNR-10968 | FRONIUS USA | IG 4000 | 4000 | 1 |  |  | 0.962 | Solar Inverter |  | INDOOR
REIPNR-10969 | SHARP | ND-224U2 | 224 | 39 | 180 | 17 |  | Solar | FIXED | Ground
REIPNR-10969 | SMA AMERICA | SB7000US (208V) | 8000 | 1 |  |  | 0.96 | Solar Inverter |  | OUTDOOR
REIPNR-10970 | CHANGZHOU TRINA SOLAR ENERGY CO | TSM-185D | 235 | 507 | 140 | 5 |  | Solar | FIXED | Roof
REIPNR-10970 | PV POWERED | PVP100KW-480 | 100000 | 1 |  |  | 0.97 | Solar Inverter |  | OUTDOOR
REIPNR-10971 | CHANGZHOU TRINA SOLAR ENERGY CO | TSM-185D | 235 | 36 | 173 | 34 |  | Solar | FIXED | Roof
REIPNR-10971 | PV POWERED | PVP3500 | 3500 | 1 |  |  | 0.955 | Solar Inverter |  | OUTDOOR
REIPNR-10971 | PV POWERED | PVP4800 | 4800 | 1 |  |  | 0.96 | Solar Inverter |  | OUTDOOR
REIPNR-10972 | SUNTECH POWER | STP200-18/UB-1 | 205 | 20 | 170.8 | 16 |  | Solar | FIXED | Roof
REIPNR-10972 | SUNTECH POWER | STP200S-18/UB-1 | 205 | 20 | 260.3 | 24 |  | Solar | FIXED | Roof
REIPNR-10972 | PV POWERED | PVP3500 | 3500 | 1 |  |  | 0.955 | Solar Inverter |  | INDOOR
REIPNR-10973 | CHANGZHOU TRINA SOLAR ENERGY CO | TSM-185D | 235 | 30 | 113 | 20 |  | Solar | FIXED | Roof
REIPNR-10973 | SMA AMERICA | SB7000US (208V) | 7000 | 1 |  |  | 0.97 | Solar Inverter |  | INDOOR
REIPNR-10974 | CHANGZHOU TRINA SOLAR ENERGY CO | TSM-185D | 235 | 20 | 170 | 18 |  | Solar | FIXED | Roof
REIPNR-10974 | PV POWERED | PVP4800 | 4800 | 1 |  |  | 0.96 | Solar Inverter |  | INDOOR
REIPNR-10975 | CHANGZHOU TRINA SOLAR ENERGY CO | TSM-185D | 235 | 48 | 166.7 | 25 |  | Solar | FIXED | Roof
REIPNR-10975 | PV POWERED | PVP4800 | 4800 | 2 |  |  | 0.96 | Solar Inverter |  | INDOOR
REIPNR-10976 | SUNTECH POWER | STP180-24/AB-1 | 185 | 42 | 183 | 20 |  | Solar | FIXED | Roof
REIPNR-10976 | PV POWERED | PVP3500 | 3500 | 1 |  |  | 0.955 | Solar Inverter |  | OUTDOOR
REIPNR-10977 | CHANGZHOU TRINA SOLAR ENERGY CO | TSM-185D | 235 | 8 | 166 | 20 |  | Solar | FIXED | Roof
REIPNR-10977 | CHANGZHOU TRINA SOLAR ENERGY CO | TSM-185D | 235 | 16 | 256 | 20 |  | Solar | FIXED | Roof
REIPNR-10977 | PV POWERED | PVP2000 | 2000 | 1 |  |  | 0.92 | Solar Inverter |  | INDOOR
REIPNR-10977 | PV POWERED | PVP3500 | 3500 | 1 |  |  | 0.92 | Solar Inverter |  | INDOOR
REIPNR-10978 | CHANGZHOU TRINA SOLAR ENERGY CO | TSM-185D | 235 | 130 | 210 | 20 |  | Solar | FIXED | Roof
REIPNR-10978 | PV POWERED | PVP30KW-480 | 30000 | 1 |  |  | 0.935 | Solar Inverter |  | OUTDOOR
REIPNR-10979 | BP SOLAR | BP3125S | 215 | 36 | 124 | 31 |  | Solar | FIXED | Roof
REIPNR-10979 | SMA AMERICA | SB4000US (240V) | 4000 | 2 |  |  | 0.965 | Solar Inverter |  | OUTDOOR
REIPNR-10980 | BP SOLAR | BP3125S | 215 | 32 | 175 | 22 |  | Solar | 1AXIS | Roof
REIPNR-10980 | SMA AMERICA | SB3000US (240V) | 3000 | 1 |  |  | 0.965 | Solar Inverter |  | OUTDOOR
REIPNR-10980 | SMA AMERICA | SB5000US | 5000 | 1 |  |  | 0.965 | Solar Inverter |  | OUTDOOR
REIPNR-10981 | BP SOLAR | BP3170N | 195 | 22 | 140 | 25 |  | Solar | FIXED | Roof
REIPNR-10981 | FRONIUS USA | IG 4000 | 4000 | 1 |  |  | 0.955 | Solar Inverter |  | OUTDOOR
REIPNR-10983 | CHANGZHOU TRINA SOLAR ENERGY CO | TSM-185D | 235 | 442 | 173 | 5 |  | Solar | FIXED | Roof
REIPNR-10983 | PV POWERED | PVP100KW-208 | 100000 | 1 |  |  | 0.96 | Solar Inverter |  | OUTDOOR
REIPNR-10986 | SCHUCO USA |  | 230 | 5 | 176 | 30 |  | Solar | FIXED | Ground
REIPNR-10986 | ENPHASE ENERGY | M200-32-240-S02 | 380 | 3 |  |  | 0.955 | Solar Inverter |  | OUTDOOR
REIPNR-10987 | CHANGZHOU TRINA SOLAR ENERGY CO | TSM-185D | 230 | 12 | 221.2 | 19 |  | Solar | FIXED | Roof
REIPNR-10987 | CHANGZHOU TRINA SOLAR ENERGY CO | TSM-185D | 230 | 18 | 221.2 | 31 |  | Solar | FIXED | Roof
REIPNR-10987 | PV POWERED | PVP2500 | 2500 | 1 |  |  | 0.945 | Solar Inverter |  | Inside
REIPNR-10987 | PV POWERED | PVP3500 | 3500 | 1 |  |  | 0.955 | Solar Inverter |  | INDOOR
REIPNR-10988 | SUNTECH POWER | STP180S-24/AB-1 | 185 | 24 | 116.7 | 35 |  | Solar | FIXED | Roof
REIPNR-10988 | SUNTECH POWER | STP200UB | 185 | 14 | 206.5 | 35 |  | Solar | FIXED | Roof
REIPNR-10988 | ENPHASE ENERGY | M175-24-208-S | 190 | 38 |  |  | 0.955 | Solar Inverter |  | OUTDOOR
REIPNR-10989 | CHANGZHOU TRINA SOLAR ENERGY CO | TSM-185D | 235 | 30 | 201.6 | 25 |  | Solar | FIXED | Roof
REIPNR-10989 | SMA AMERICA | SB7000US (208V) | 7000 | 1 |  |  | 0.97 | Solar Inverter |  | INDOOR
REIPNR-10990 | SUNTECH POWER | STP200-18/UB-1 | 205 | 60 | 159.1 | 28 |  | Solar | FIXED | Roof
REIPNR-10990 | PV POWERED | PVP3500 | 3500 | 3 |  |  | 0.955 | Solar Inverter |  | Inside
REIPNR-10992 | SUNTECH POWER | STP180S-24/AB-1 | 185 | 14 | 228.9 | 35 |  | Solar | FIXED | Roof
REIPNR-10992 | SUNTECH POWER | STP180S-24/AB-1 | 185 | 18 | 138.8 | 40 |  | Solar | FIXED | Roof
REIPNR-10992 | SUNTECH POWER | STP180-24/AB-1 | 185 | 22 | 228.9 | 40 |  | Solar | FIXED | Roof
REIPNR-10992 | PV POWERED | PVP2000 | 2000 | 1 |  |  | 0.92 | Solar Inverter |  | Inside
REIPNR-10992 | PV POWERED | PVP2500 | 2500 | 2 |  |  | 0.945 | Solar Inverter |  | OUTDOOR
REIPNR-10992 | PV POWERED | PVP3000 | 3000 | 1 |  |  | 0.935 | Solar Inverter |  | OUTDOOR
REIPNR-10993 | SUNTECH POWER | STP180-24/AB-1 | 185 | 38 | 211 | 35 |  | Solar | FIXED | Roof
REIPNR-10993 | SMA AMERICA | SB3000US (208V) | 3000 | 1 |  |  | 0.96 | Solar Inverter |  | INDOOR
REIPNR-10993 | SMA AMERICA | SB4000US (208V) | 4000 | 1 |  |  | 0.96 | Solar Inverter |  | INDOOR
REIPNR-10994 | SUNTECH POWER | STP200UB | 275 | 4257 | 187 | 5 |  | Solar | FIXED | Roof
REIPNR-10994 | SMA AMERICA | SC250U (480V) | 500000 | 3 |  |  | 0.97 | Solar Inverter |  | OUTDOOR
REIPNR-10995 | SUNTECH POWER | STP190S-18/UB-1 | 185 | 36 | 246 | 25 |  | Solar | FIXED | Roof
REIPNR-10995 | SUNTECH POWER | STP180-24/AB-1 | 185 | 14 | 156 | 33 |  | Solar | FIXED | Roof
REIPNR-10995 | SMA AMERICA | SB3000US (208V) | 3000 | 1 |  |  | 0.96 | Solar Inverter |  | INDOOR
REIPNR-10995 | SMA AMERICA | SB7000US (208V) | 7000 | 1 |  |  | 0.97 | Solar Inverter |  | INDOOR
REIPNR-10996 | SUNTECH POWER | STP180S-24/AB-1 | 185 | 24 | 125.4 | 25 |  | Solar | FIXED | Roof
REIPNR-10996 | SMA AMERICA | SB4000US (208V) | 4000 | 1 |  |  | 0.96 | Solar Inverter |  | INDOOR
REIPNR-10997 | SUNTECH POWER | STP200-18/UB-1 | 205 | 12 | 192 | 25 |  | Solar | FIXED | Roof
REIPNR-10997 | PV POWERED | PVP2500 | 2500 | 1 |  |  | 0.945 | Solar Inverter |  | INDOOR
REIPNR-10998 | CHANGZHOU TRINA SOLAR ENERGY CO | TSM-185D | 235 | 5 | 178 | 33 |  | Solar | FIXED | Roof
REIPNR-10998 | CHANGZHOU TRINA SOLAR ENERGY CO | TSM-185D | 235 | 35 | 268 | 33 |  | Solar | FIXED | Roof
REIPNR-10998 | PV POWERED | PVP2000 | 2000 | 1 |  |  | 0.92 | Solar Inverter |  | Inside
REIPNR-10998 | PV POWERED | PVP2500 | 2500 | 1 |  |  | 0.935 | Solar Inverter |  | INDOOR
REIPNR-10998 | PV POWERED | PVP3500 | 3500 | 1 |  |  | 0.96 | Solar Inverter |  | INDOOR
REIPNR-10999 | SUNTECH POWER | STP200S-18/UB-1 | 205 | 468 | 175.1 | 3.5 |  | Solar | FIXED | Roof
REIPNR-10999 | PV POWERED | PVP100KW-208 | 100000 | 1 |  |  | 0.971 | Solar Inverter |  | OUTDOOR
REIPNR-11000 | SOLARWORLD | SW185MONO | 245 | 172 | 180 | 33.8 |  | Solar | FIXED | Roof
REIPNR-11000 | SMA AMERICA | SB5000US | 5000 | 1 |  |  | 0.968 | Solar Inverter |  | Outside
REIPNR-11000 | SMA AMERICA | SB7000US (208V) | 7000 | 5 |  |  | 0.971 | Solar Inverter |  | Outside
REIPNR-11001 | SUNTECH POWER | STP200UB | 205 | 6 | 241.7 | 23 |  | Solar | FIXED | Roof
REIPNR-11001 | PV POWERED | PVP1100 | 1100 | 1 |  |  | 0.95 | Solar Inverter |  | INDOOR
REIPNR-11002 | SUNTECH POWER | STP200UB | 205 | 46 | 237 | 23 |  | Solar | FIXED | Roof
REIPNR-11002 | PV POWERED | PVP4800 | 4800 | 2 |  |  | 0.96 | Solar Inverter |  | Outside
REIPNR-11003 | CHANGZHOU TRINA SOLAR ENERGY CO | TSM-185D | 235 | 377 | 203 | 5 |  | Solar | FIXED | Roof
REIPNR-11003 | PV POWERED | PVP100KW-208 | 100000 | 1 |  |  | 0.96 | Solar Inverter |  | Inside
REIPNR-11004 | CHANGZHOU TRINA SOLAR ENERGY CO | TSM-185D | 230 | 6372 | 180 | 26 |  | Solar | FIXED | Ground
REIPNR-11004 | PV POWERED | PVP100KW-208 | 260000 | 5 |  |  | 0.977 | Solar Inverter |  | OUTDOOR
REIPNR-11065 | SUNTECH POWER | STP200-18/UB-1 | 200 | 30 | 164 | 6 |  | Solar | FIXED | Roof
REIPNR-11065 | SMA AMERICA | SB6000U (208V) | 6000 | 1 |  |  | 0.971 | Solar Inverter |  | INDOOR
REIPNR-11066 | SUNTECH POWER | STP210-18/UB-1 | 205 | 24 | 230 | 30 |  | Solar | FIXED | Roof
REIPNR-11066 | SUNTECH POWER | STP200S-18/UB-1 | 205 | 14 | 230 | 32 |  | Solar | FIXED | Roof
REIPNR-11066 | SMA AMERICA | SB4000US (208V) | 4000 | 1 |  |  | 0.968 | Solar Inverter |  | INDOOR
REIPNR-11066 | SMA AMERICA | SB5000US | 5000 | 1 |  |  | 0.968 | Solar Inverter |  | INDOOR
REIPNR-11068 | BP SOLAR | BP3170N | 215 | 28 | 142 | 20 |  | Solar | FIXED | Roof
REIPNR-11068 | FRONIUS USA | IG 3000 | 3000 | 2 |  |  | 0.96 | Solar Inverter |  | INDOOR
REIPNR-11070 | CHANGZHOU TRINA SOLAR ENERGY CO | TSM-185D | 235 | 132 | 161.2 | 20 |  | Solar | FIXED | Roof
REIPNR-11070 | CHANGZHOU TRINA SOLAR ENERGY CO | TSM-185D | 235 | 110 | 251.2 | 20 |  | Solar | FIXED | Roof
REIPNR-11070 | SMA AMERICA | SB6000U (277V) | 6000 | 1 |  |  | 0.97 | Solar Inverter |  | INDOOR
REIPNR-11070 | SMA AMERICA | SB7000US (208V) | 7000 | 3 |  |  | 0.97 | Solar Inverter |  | INDOOR
REIPNR-11070 | SMA AMERICA | SB7000US (208V) | 7000 | 4 |  |  | 0.97 | Solar Inverter |  | INDOOR
REIPNR-11072 | SUNPOWER | SPR-230-WHT-U | 228 | 73 | 120 | 20 |  | Solar | FIXED | Roof
REIPNR-11072 | SMA AMERICA | SB3000US (208V) | 3000 | 1 |  |  | 0.968 | Solar Inverter |  | INDOOR
REIPNR-11072 | SMA AMERICA | SB6000U (208V) | 6000 | 1 |  |  | 0.97 | Solar Inverter |  | Inside
REIPNR-11072 | SMA AMERICA | SB7000US (208V) | 7000 | 1 |  |  | 0.971 | Solar Inverter |  | INDOOR
REIPNR-11073 | BP SOLAR | BP3125S | 215 | 22 | 128 | 23 |  | Solar | FIXED | Roof
REIPNR-11073 | BP SOLAR | BP3115S | 215 | 9 | 218 | 23 |  | Solar | FIXED | Roof
REIPNR-11073 | SMA AMERICA | SB3000US (240V) | 3000 | 1 |  |  | 0.965 | Solar Inverter |  | OUTDOOR
REIPNR-11073 | SMA AMERICA | SB5000US | 5000 | 1 |  |  | 0.965 | Solar Inverter |  | OUTDOOR
REIPNR-11074 | CANADIAN SOLAR | CS5P-235 | 235 | 68 | 169 | 10 |  | Solar | FIXED | Roof
REIPNR-11074 | CANADIAN SOLAR | CS5P-235 | 235 | 92 | 169 | 45 |  | Solar | FIXED | Roof
REIPNR-11074 | ENPHASE ENERGY | M200-32-240-S02 | 380 | 33 |  |  | 0.955 | Solar Inverter |  | OUTDOOR
REIPNR-11074 | ENPHASE ENERGY | M200-32-240-S02 | 380 | 47 |  |  | 0.955 | Solar Inverter |  | OUTDOOR
REIPNR-11075 | BP SOLAR | BP3125U | 215 | 4 | 171 | 30 |  | Solar | FIXED | Roof
REIPNR-11075 | BP SOLAR | BP3125S | 215 | 20 | 261 | 30 |  | Solar | FIXED | Roof
REIPNR-11075 | ENPHASE ENERGY | M200-32-240-S02 | 380 | 12 |  |  | 0.97 | Solar Inverter |  | OUTDOOR
REIPNR-11076 | SUNTECH POWER | STP180S-24/AB-1 | 185 | 45 | 188 | 26 |  | Solar | FIXED | Roof
REIPNR-11076 | SMA AMERICA | SB3000US (240V) | 3000 | 1 |  |  | 0.95 | Solar Inverter |  | INDOOR
REIPNR-11076 | SMA AMERICA | SB5000US | 5000 | 1 |  |  | 0.95 | Solar Inverter |  | INDOOR
REIPNR-11077 | CHANGZHOU TRINA SOLAR ENERGY CO | TSM-185D | 235 | 84 | 222 | 5 |  | Solar | FIXED | Roof
REIPNR-11077 | FRONIUS USA |  | 11400 | 2 |  |  | 0.962 | Solar Inverter |  | OUTDOOR
REIPNR-11078 | SUNPOWER | SPR-225-BLK-U | 225 | 10 | 228 | 20 |  | Solar | FIXED | Roof
REIPNR-11078 | SUNPOWER | SPR-225-BLK-U | 225 | 8 | 138 | 27 |  | Solar | FIXED | Roof
REIPNR-11078 | SUNPOWER CORP (ORIGINAL MFRSMA) | SPR-4000M (208V) | 4000 | 1 |  |  | 0.952 | Solar Inverter |  | INDOOR
REIPNR-11078 | SUNPOWER CORP (ORIGINAL MFRSMA) | SPR-4000M (208V) | 4000 | 1 |  |  | 0.952 | Solar Inverter |  | INDOOR
REIPNR-11080 | SUNTECH POWER | STP200-18/UB-1 | 205 | 78 | 210.2 | 32 |  | Solar | FIXED | Ground
REIPNR-11080 | SMA AMERICA | SB7000US (240V) | 7000 | 2 |  |  | 0.97 | Solar Inverter |  | Outside
REIPNR-11081 | SUNTECH POWER | STP200-18/UB-1 | 205 | 48 | 207.5 | 3 |  | Solar | FIXED | Roof
REIPNR-11081 | SMA AMERICA | SB3000US (208V) | 3000 | 3 |  |  | 0.96 | Solar Inverter |  | INDOOR
REIPNR-11082 | SUNTECH POWER | STP200-18/UB-1 | 205 | 82 | 160.2 | 26 |  | Solar | FIXED | Roof
REIPNR-11082 | SUNTECH POWER | STP200S-18/UB-1 | 205 | 26 | 250.3 | 37 |  | Solar | 2AXIS | Roof
REIPNR-11082 | SMA AMERICA | SB5000US | 5000 | 1 |  |  | 0.96 | Solar Inverter |  | OUTDOOR
REIPNR-11082 | SMA AMERICA | SB6000U (240V) | 6000 | 2 |  |  | 0.97 | Solar Inverter |  | OUTDOOR
REIPNR-11082 | SMA AMERICA | SB7000US (208V) | 8000 | 1 |  |  | 0.965 | Solar Inverter |  | OUTDOOR
REIPNR-11083 | SUNTECH POWER | STP180S-24/AB-1 | 185 | 20 | 115 | 35 |  | Solar | FIXED | Roof
REIPNR-11083 | SUNTECH POWER | STP180-24/AB-1 | 185 | 18 | 205 | 35 |  | Solar | FIXED | Roof
REIPNR-11083 | SMA AMERICA | SB3800U (208V) | 3000 | 1 |  |  | 0.968 | Solar Inverter |  | INDOOR
REIPNR-11083 | SMA AMERICA | SB4000US (208V) | 4000 | 1 |  |  | 0.961 | Solar Inverter |  | INDOOR
REIPNR-11084 | SUNTECH POWER | STP200UB | 205 | 28 | 98 | 20 |  | Solar | FIXED | Roof
REIPNR-11084 | SMA AMERICA | SB6000U (240V) | 6000 | 1 |  |  | 0.97 | Solar Inverter |  | OUTDOOR
REIPNR-11086 | BP SOLAR | BP3125S | 215 | 14 | 113 | 26 |  | Solar | FIXED | Roof
REIPNR-11086 | BP SOLAR | BP3125U | 215 | 6 | 113 | 28 |  | Solar | FIXED | Roof
REIPNR-11086 | BP SOLAR | BP3125S | 215 | 11 | 203 | 35 |  | Solar | FIXED | Roof
REIPNR-11086 | ENPHASE ENERGY | M200-32-240-S02 | 380 | 16 |  |  | 0.955 | Solar Inverter |  | INDOOR
REIPNR-11087 | MC SOLAR | BP970B | 230 | 52 | 194 | 2 |  | Solar | FIXED | Roof
REIPNR-11087 | FRONIUS USA |  | 11400 | 1 |  |  | 0.95 | Solar Inverter |  | INDOOR
REIPNR-11088 | MC SOLAR | BP970B | 230 | 130 | 194 | 2 |  | Solar | FIXED | Roof
REIPNR-11088 | PV POWERED | PVP30KW-480 | 30000 | 1 |  |  | 0.93 | Solar Inverter |  | INDOOR
REIPNR-11089 | SUNPOWER | SPR-230-WHT-U | 230 | 50 | 94 | 18 |  | Solar | FIXED | Roof
REIPNR-11089 | SUNPOWER CORP (ORIGINAL MFRSMA) | SPR-4000M (208V) | 4000 | 1 |  |  | 0.968 | Solar Inverter |  | OUTDOOR
REIPNR-11089 | SUNPOWER CORP (ORIGINAL MFRSMA) | SPR-7000M (208V) | 7000 | 1 |  |  | 0.971 | Solar Inverter |  | OUTDOOR
REIPNR-11092 | CHANGZHOU TRINA SOLAR ENERGY CO | TSM-185D | 235 | 42 | 103 | 34 |  | Solar | FIXED | Roof
REIPNR-11092 | PV POWERED | PVP4800 | 4800 | 2 |  |  | 0.96 | Solar Inverter |  | INDOOR
REIPNR-11093 | SUNTECH POWER | STP180-24/AB-1 | 185 | 24 | 130.8 | 22 |  | Solar | FIXED | Roof
REIPNR-11093 | SMA AMERICA | SB4000US (208V) | 4000 | 1 |  |  | 0.96 | Solar Inverter |  | INDOOR
REIPNR-11094 | SUNTECH POWER | STP200UB | 205 | 34 | 224 | 25 |  | Solar | FIXED | Roof
REIPNR-11094 | PV POWERED | PVP3000 | 3000 | 1 |  |  | 0.935 | Solar Inverter |  | INDOOR
REIPNR-11094 | PV POWERED | PVP3500 | 3500 | 1 |  |  | 0.955 | Solar Inverter |  | INDOOR
REIPNR-11095 | CHANGZHOU TRINA SOLAR ENERGY CO | TSM-185D | 235 | 99 | 161.1 | 24 |  | Solar | FIXED | Roof
REIPNR-11095 | CHANGZHOU TRINA SOLAR ENERGY CO | TSM-185D | 235 | 55 | 251.1 | 24 |  | Solar | FIXED | Roof
REIPNR-11095 | SMA AMERICA | SB5000US | 5000 | 1 |  |  | 0.96 | Solar Inverter |  | INDOOR
REIPNR-11095 | SMA AMERICA | SB7000US (240V) | 7000 | 4 |  |  | 0.97 | Solar Inverter |  | INDOOR
REIPNR-11096 | CHANGZHOU TRINA SOLAR ENERGY CO | TSM-160D | 235 | 72 | 210.2 | 12 |  | Solar | FIXED | Roof
REIPNR-11096 | SMA AMERICA | SB7000US (208V) | 8000 | 2 |  |  | 0.97 | Solar Inverter |  | OUTDOOR
REIPNR-11097 | SUNPOWER | SPR-225-BLK-U | 225 | 56 | 206 | 22 |  | Solar | FIXED | Roof
REIPNR-11097 | SUNPOWER CORP (ORIGINAL MFRSMA) | SPR-3000M (240V) | 3000 | 1 |  |  | 0.966 | Solar Inverter |  | INDOOR
REIPNR-11097 | SUNPOWER CORP (ORIGINAL MFRSMA) | SPR-4000M (208V) | 4000 | 2 |  |  | 0.968 | Solar Inverter |  | INDOOR
REIPNR-11098 | CHANGZHOU TRINA SOLAR ENERGY CO | TSM-160D | 235 | 36 | 127.7 | 30 |  | Solar | FIXED | Roof
REIPNR-11098 | SMA AMERICA | SB7000US (240V) | 8000 | 1 |  |  | 0.96 | Solar Inverter |  | INDOOR
REIPNR-11099 | SUNTECH POWER | STP200-18/UB-1 | 205 | 52 | 160 | 30 |  | Solar | FIXED | Ground
REIPNR-11099 | SMA AMERICA | SB5000US | 5000 | 2 |  |  | 0.96 | Solar Inverter |  | OUTDOOR
REIPNR-11100 | CHANGZHOU TRINA SOLAR ENERGY CO | TSM-185D | 235 | 12 | 112.3 | 15 |  | Solar | FIXED | Roof
REIPNR-11100 | CHANGZHOU TRINA SOLAR ENERGY CO | TSM-185D | 235 | 6 | 112.3 | 22 |  | Solar | FIXED | Roof
REIPNR-11100 | PV POWERED | PVP2000 | 2000 | 1 |  |  | 0.92 | Solar Inverter |  | Inside
REIPNR-11100 | PV POWERED | PVP2500 | 2500 | 1 |  |  | 0.945 | Solar Inverter |  | Inside
REIPNR-11101 | SUNTECH POWER | STP200UB | 205 | 12 | 178 | 30 |  | Solar | FIXED | Roof
REIPNR-11101 | PV POWERED | PVP2500 | 2500 | 1 |  |  | 0.945 | Solar Inverter |  | INDOOR
REIPNR-11102 | SUNTECH POWER | STP200-18/UB-1 | 205 | 26 | 167 | 30 |  | Solar | FIXED | Roof
REIPNR-11102 | SMA AMERICA | SB5000US | 5000 | 1 |  |  | 0.96 | Solar Inverter |  | INDOOR
REIPNR-11105 | SUNTECH POWER | STP180-24/AB-1 | 185 | 36 | 182 | 23 |  | Solar | FIXED | Roof
REIPNR-11105 | SMA AMERICA | SB7000US (208V) | 7000 | 1 |  |  | 0.97 | Solar Inverter |  | INDOOR
REIPNR-11106 | SUNTECH POWER | STP200-18/UB-1 | 205 | 22 | 180 | 30 |  | Solar | FIXED | Roof
REIPNR-11106 | SUNTECH POWER | STP200S-18/UB-1 | 205 | 9 | 206.7 | 37 |  | Solar | FIXED | Roof
REIPNR-11106 | PV POWERED | PVP2000 | 2000 | 1 |  |  | 0.92 | Solar Inverter |  | OUTDOOR
REIPNR-11106 | PV POWERED | PVP4800 | 4800 | 1 |  |  | 0.96 | Solar Inverter |  | OUTDOOR
REIPNR-11107 | SUNTECH POWER | STP200-18/UB-1 | 205 | 24 | 204.1 | 31 |  | Solar | FIXED | Roof
REIPNR-11107 | PV POWERED | PVP4800 | 4800 | 1 |  |  | 0.96 | Solar Inverter |  | INDOOR
REIPNR-11108 | CHANGZHOU TRINA SOLAR ENERGY CO | TSM-160D | 235 | 35 | 232.1 | 20 |  | Solar | FIXED | Roof
REIPNR-11108 | PV POWERED | PVP2500 | 2500 | 1 |  |  | 0.945 | Solar Inverter |  | Inside
REIPNR-11108 | PV POWERED | PVP4800 | 4800 | 1 |  |  | 0.96 | Solar Inverter |  | INDOOR
REIPNR-11109 | CHANGZHOU TRINA SOLAR ENERGY CO | TSM-185D | 235 | 11 | 115 | 30 |  | Solar | FIXED | Roof
REIPNR-11109 | CHANGZHOU TRINA SOLAR ENERGY CO | TSM-185D | 235 | 17 | 200.5 | 30 |  | Solar | FIXED | Roof
REIPNR-11109 | PV POWERED | PVP2000 | 2000 | 2 |  |  | 0.92 | Solar Inverter |  | INDOOR
REIPNR-11109 | PV POWERED | PVP2500 | 2500 | 1 |  |  | 0.955 | Solar Inverter |  | INDOOR
REIPNR-11110 | CHANGZHOU TRINA SOLAR ENERGY CO | TSM-185D | 235 | 6 | 163 | 10 |  | Solar | FIXED | Roof
REIPNR-11110 | CHANGZHOU TRINA SOLAR ENERGY CO | TSM-160D | 235 | 30 | 163 | 25 |  | Solar | FIXED | Roof
REIPNR-11110 | PV POWERED | PVP2000 | 2000 | 1 |  |  | 0.92 | Solar Inverter |  | Inside
REIPNR-11110 | PV POWERED | PVP3000 | 3000 | 1 |  |  | 0.935 | Solar Inverter |  | Inside
REIPNR-11110 | PV POWERED | PVP3500 | 3500 | 1 |  |  | 0.955 | Solar Inverter |  | INDOOR
REIPNR-11111 | SUNTECH POWER | STP200S-18/UB-1 | 205 | 30 | 137.1 | 21 |  | Solar | FIXED | Roof
REIPNR-11111 | SMA AMERICA | SB7000US (208V) | 7000 | 1 |  |  | 0.97 | Solar Inverter |  | INDOOR
REIPNR-11112 | CHANGZHOU TRINA SOLAR ENERGY CO | TSM-185D | 235 | 180 | 175 | 5 |  | Solar | FIXED | Roof
REIPNR-11112 | CHANGZHOU TRINA SOLAR ENERGY CO | TSM-160D | 235 | 36 | 175 | 35 |  | Solar | FIXED | Roof
REIPNR-11112 | SMA AMERICA | SB7000US (208V) | 7000 | 6 |  |  | 0.97 | Solar Inverter |  | INDOOR
REIPNR-11113 | CHANGZHOU TRINA SOLAR ENERGY CO | TSM-160D | 235 | 70 | 201 | 5 |  | Solar | FIXED | Roof
REIPNR-11113 | SMA AMERICA | SB5000US (208V) | 5000 | 3 |  |  | 0.96 | Solar Inverter |  | INDOOR
REIPNR-11114 | CHANGZHOU TRINA SOLAR ENERGY CO | TSM-160D | 235 | 30 | 161.5 | 20 |  | Solar | FIXED | Roof
REIPNR-11114 | CHANGZHOU TRINA SOLAR ENERGY CO | TSM-185D | 235 | 98 | 251.5 | 20 |  | Solar | FIXED | Roof
REIPNR-11114 | SMA AMERICA | SB5000US | 5000 | 2 |  |  | 0.96 | Solar Inverter |  | INDOOR
REIPNR-11114 | SMA AMERICA | SB6000U (208V) | 6000 | 2 |  |  | 0.97 | Solar Inverter |  | INDOOR
REIPNR-11114 | SMA AMERICA | SB7000US (208V) | 7000 | 1 |  |  | 0.97 | Solar Inverter |  | INDOOR
REIPNR-11115 | SUNTECH POWER | STP200S-18/UB-1 | 205 | 26 | 114.4 | 26 |  | Solar | FIXED | Roof
REIPNR-11115 | SMA AMERICA | SB5000US | 5000 | 1 |  |  | 0.96 | Solar Inverter |  | INDOOR
REIPNR-11165 | BP SOLAR | SX3195S | 190 | 10 | 140 | 20 |  | Solar | FIXED | Roof
REIPNR-11165 | BP SOLAR | BP3170N | 190 | 6 | 230 | 20 |  | Solar | FIXED | Roof
REIPNR-11165 | POWER-ONE | PVI-3000-I-OUTD-US | 3000 | 1 |  |  | 0.968 | Solar Inverter |  | INDOOR
REIPNR-11166 | SUNTECH POWER | STP210-18/UB-1 | 210 | 34 | 208 | 25 |  | Solar | FIXED | Roof
REIPNR-11166 | POWER-ONE | PVI-3000-I-OUTD-US | 3000 | 1 |  |  | 0.97 | Solar Inverter |  | INDOOR
REIPNR-11166 | POWER-ONE | PVI-5000-OUTD-US (208 V) | 5000 | 1 |  |  | 0.968 | Solar Inverter |  | INDOOR
REIPNR-11167 | SUNTECH POWER | STP200-18/UB-1 | 205 | 34 | 103 | 35 |  | Solar | FIXED | Roof
REIPNR-11167 | SUNTECH POWER | STP200S-18/UB-1 | 205 | 12 | 195 | 35 |  | Solar | FIXED | Roof
REIPNR-11167 | PV POWERED | PVP2500 | 2500 | 1 |  |  | 0.945 | Solar Inverter |  | Inside
REIPNR-11167 | PV POWERED | PVP4800 | 4800 | 1 |  |  | 0.96 | Solar Inverter |  | INDOOR
REIPNR-11170 | WEBEL SL ENERGY SYSTEMS | W1600-165 | 175 | 19 | 180 | 15 |  | Solar | FIXED | Roof
REIPNR-11170 | WEBEL SL ENERGY SYSTEMS | W1600-165 | 175 | 13 | 180 | 18 |  | Solar | FIXED | Roof
REIPNR-11170 | WEBEL SL ENERGY SYSTEMS | W1600-165 | 175 | 4 | 180 | 20 |  | Solar | FIXED | Roof
REIPNR-11170 | ENPHASE ENERGY | M175-24-240-S02 | 190 | 36 |  |  | 0.955 | Solar Inverter |  | OUTDOOR
REIPNR-11172 | BP SOLAR | SX170B | 220 | 36 | 115 | 10 |  | Solar | FIXED | Roof
REIPNR-11172 | SMA AMERICA | SB7000US (277V) | 7000 | 1 |  |  | 0.971 | Solar Inverter |  | Outside
REIPNR-11173 | BP SOLAR | SX170B | 220 | 36 | 115 | 10 |  | Solar | FIXED | Roof
REIPNR-11173 | SMA AMERICA | SB7000US (208V) | 7000 | 1 |  |  | 0.971 | Solar Inverter |  | Outside
REIPNR-11176 | SOLARWORLD | SW185MONO | 240 | 216 | 220 | 10 |  | Solar | FIXED | Roof
REIPNR-11176 | SMA AMERICA | SB7000US (277V) | 8000 | 6 |  |  | 0.97 | Solar Inverter |  | OUTDOOR
REIPNR-11177 | CHANGZHOU TRINA SOLAR ENERGY CO | TSM-185D | 235 | 2460 | 207 | 2 |  | Solar | FIXED | Roof
REIPNR-11177 | PV POWERED | PVP100KW-208 | 260000 | 2 |  |  | 0.977 | Solar Inverter |  | OUTDOOR
REIPNR-11178 | SUNTECH POWER | STP200UB | 205 | 42 | 150.3 | 35 |  | Solar | FIXED | Roof
REIPNR-11178 | PV POWERED | PVP3500 | 3500 | 1 |  |  | 0.955 | Solar Inverter |  | Inside
REIPNR-11178 | PV POWERED | PVP4800 | 4800 | 1 |  |  | 0.96 | Solar Inverter |  | INDOOR
REIPNR-11179 | CHANGZHOU TRINA SOLAR ENERGY CO | TSM-185D | 235 | 408 | 250.1 | 25 |  | Solar | FIXED | Roof
REIPNR-11179 | PV POWERED | PVP100KW-208 | 100000 | 1 |  |  | 0.96 | Solar Inverter |  | OUTDOOR
REIPNR-11180 | SUNTECH POWER | STP200-18/UB-1 | 205 | 94 | 173.1 | 5 |  | Solar | FIXED | Roof
REIPNR-11180 | SMA AMERICA | SB4000US (208V) | 4000 | 1 |  |  | 0.96 | Solar Inverter |  | INDOOR
REIPNR-11180 | SMA AMERICA | SB7000US (240V) | 7000 | 2 |  |  | 0.97 | Solar Inverter |  | INDOOR
REIPNR-11181 | CHANGZHOU TRINA SOLAR ENERGY CO | TSM-185D | 235 | 55 | 180 | 30 |  | Solar | FIXED | Roof
REIPNR-11181 | PV POWERED | PVP2500 | 2500 | 1 |  |  | 0.945 | Solar Inverter |  | OUTDOOR
REIPNR-11181 | PV POWERED | PVP4800 | 4800 | 2 |  |  | 0.96 | Solar Inverter |  | OUTDOOR
REIPNR-11182 | SUNTECH POWER | STP200UB | 205 | 27 | 155 | 24 |  | Solar | FIXED | Roof
REIPNR-11182 | SUNTECH POWER | STP200-18/UB-1 | 205 | 24 | 245 | 30 |  | Solar | FIXED | Roof
REIPNR-11182 | PV POWERED | PVP4800 | 4800 | 1 |  |  | 0.96 | Solar Inverter |  | OUTDOOR
REIPNR-11184 | CHANGZHOU TRINA SOLAR ENERGY CO | TSM-185D | 235 | 26 | 232.6 | 37 |  | Solar | FIXED | Roof
REIPNR-11184 | PV POWERED | PVP2500 | 2500 | 1 |  |  | 0.945 | Solar Inverter |  | Outside
REIPNR-11184 | PV POWERED | PVP3000 | 3000 | 1 |  |  | 0.97 | Solar Inverter |  | OUTDOOR
REIPNR-11185 | CHANGZHOU TRINA SOLAR ENERGY CO | TSM-185D | 235 | 14 | 275.5 | 33 |  | Solar | FIXED | Roof
REIPNR-11185 | PV POWERED | PVP3000 | 3000 | 1 |  |  | 0.935 | Solar Inverter |  | INDOOR
REIPNR-11187 | SOLARWORLD | SW185MONO | 230 | 4 | 140 | 20 |  | Solar | FIXED | Roof
REIPNR-11187 | SOLARWORLD | SW185MONO | 230 | 18 | 140 | 40 |  | Solar | FIXED | Roof
REIPNR-11187 | SOLARWORLD | SW185MONO | 230 | 14 | 230 | 43 |  | Solar | FIXED | Roof
REIPNR-11187 | ENPHASE ENERGY | M175-24-240-S | 190 | 10 |  |  | 0.955 | Solar Inverter |  | Inside
REIPNR-11187 | FRONIUS USA | IG 2000 | 2000 | 1 |  |  | 0.955 | Solar Inverter |  | Inside
REIPNR-11187 | FRONIUS USA | IG 4000 | 4000 | 1 |  |  | 0.952 | Solar Inverter |  | Inside
REIPNR-11188 | SUNTECH POWER | STP210-18/UB-1 | 210 | 46 | 220 | 20 |  | Solar | FIXED | Roof
REIPNR-11188 | PV POWERED | PVP4800 | 4800 | 2 |  |  | 0.951 | Solar Inverter |  | INDOOR
REIPNR-11189 | SUNTECH POWER | STP180S-24/AB-1 | 185 | 9 | 136 | 30 |  | Solar | FIXED | Roof
REIPNR-11189 | SUNTECH POWER | STP180S-24/AB-1 | 185 | 4 | 228 | 30 |  | Solar | FIXED | Roof
REIPNR-11189 | SUNTECH POWER | STP180S-24/AB-1 | 185 | 9 | 228 | 30 |  | Solar | FIXED | Roof
REIPNR-11189 | SUNTECH POWER | STP190S-18/UB-1 | 185 | 32 | 228 | 30 |  | Solar | FIXED | Roof
REIPNR-11189 | SMA AMERICA | SB3000US (240V) | 3000 | 2 |  |  | 0.966 | Solar Inverter |  | INDOOR
REIPNR-11189 | SMA AMERICA | SB6000U (208V) | 6000 | 1 |  |  | 0.97 | Solar Inverter |  | INDOOR
REIPNR-11190 | SUNTECH POWER | STP200-18/UB-1 | 200 | 49 | 180 | 30 |  | Solar | FIXED | Pole
REIPNR-11190 | SMA AMERICA | SB3000US (240V) | 3000 | 1 |  |  | 0.968 | Solar Inverter |  | OUTDOOR
REIPNR-11190 | SMA AMERICA | SB7000US (208V) | 7000 | 1 |  |  | 0.971 | Solar Inverter |  | OUTDOOR
REIPNR-11191 | SUNTECH POWER | STP210-18/UB-1 | 245 | 43 | 166 | 37 |  | Solar | FIXED | Roof
REIPNR-11191 | POWER-ONE | PVI-3600-OUTD-US-F (208V) | 3600 | 1 |  |  | 0.968 | Solar Inverter |  | Inside
REIPNR-11191 | POWER-ONE | PVI-6000-OUTD-US (208 V) | 6000 | 1 |  |  | 0.97 | Solar Inverter |  | INDOOR
REIPNR-11192 | CHANGZHOU TRINA SOLAR ENERGY CO | TSM-185D | 235 | 30 | 221.1 | 18 |  | Solar | FIXED | Roof
REIPNR-11192 | CHANGZHOU TRINA SOLAR ENERGY CO | TSM-185D | 235 | 18 | 131.6 | 20 |  | Solar | FIXED | Roof
REIPNR-11192 | PV POWERED | PVP3000 | 3000 | 1 |  |  | 0.935 | Solar Inverter |  | INDOOR
REIPNR-11192 | PV POWERED | PVP3500 | 3500 | 2 |  |  | 0.955 | Solar Inverter |  | INDOOR
REIPNR-11193 | SHARP | ND-U230C1 | 235 | 72 | 180 | 20 |  | Solar | FIXED | Ground
REIPNR-11193 | SMA AMERICA | SB7000US (208V) | 8000 | 2 |  |  | 0.965 | Solar Inverter |  | OUTDOOR
REIPNR-11194 | CONERGY AG | S 175MU | 235 | 86 | 180 | 32 |  | Solar | FIXED | Ground
REIPNR-11194 | SMA AMERICA | SB6000U (208V) | 6000 | 1 |  |  | 0.95 | Solar Inverter |  | Outside
REIPNR-11194 | SMA AMERICA | SB7000US (240V) | 7000 | 2 |  |  | 0.95 | Solar Inverter |  | OUTDOOR
REIPNR-11195 | SUNTECH POWER | STP200UB | 205 | 27 | 220 | 34 |  | Solar | FIXED | Roof
REIPNR-11195 | SUNTECH POWER | STP200UB | 205 | 12 | 132 | 38 |  | Solar | FIXED | Roof
REIPNR-11195 | PV POWERED | PVP2500 | 2500 | 1 |  |  | 0.945 | Solar Inverter |  | OUTDOOR
REIPNR-11195 | PV POWERED | PVP4800 | 4800 | 1 |  |  | 0.97 | Solar Inverter |  | OUTDOOR
REIPNR-11199 | SHARP | ND-U230C1 | 230 | 1040 | 206.7 | 10 |  | Solar | FIXED | Roof
REIPNR-11199 | PV POWERED | PVP100KW-208 | 260000 | 1 |  |  | 0.97 | Solar Inverter |  | OUTDOOR
REIPNR-11200 | BP SOLAR | BP3160B | 215 | 40 | 251 | 28 |  | Solar | FIXED | Roof
REIPNR-11200 | FRONIUS USA | IG 5100 | 5100 | 2 |  |  | 0.95 | Solar Inverter |  | INDOOR
REIPNR-11202 | SUNTECH POWER | STP200-18/UB-1 | 205 | 28 | 145.7 | 25 |  | Solar | FIXED | Roof
REIPNR-11202 | SMA AMERICA | SB6000U (208V) | 6000 | 1 |  |  | 0.97 | Solar Inverter |  | INDOOR
REIPNR-11203 | SUNTECH POWER | STP200-18/UB-1 | 205 | 16 | 132.3 | 32 |  | Solar | FIXED | Roof
REIPNR-11203 | PV POWERED | PVP3000 | 3000 | 1 |  |  | 0.935 | Solar Inverter |  | INDOOR
REIPNR-11205 | SUNPOWER | SPR-230-WHT-U | 230 | 32 | 220 | 20 |  | Solar | FIXED | Roof
REIPNR-11205 | SUNPOWER CORP (ORIGINAL MFRSMA) | SPR-7000M (208V) | 7000 | 1 |  |  | 0.971 | Solar Inverter |  | INDOOR
REIPNR-11206 | CHANGZHOU TRINA SOLAR ENERGY CO | TSM-160D | 230 | 44 | 177.2 | 22 |  | Solar | FIXED | Roof
REIPNR-11206 | SMA AMERICA | SB5000US | 5000 | 2 |  |  | 0.968 | Solar Inverter |  | OUTDOOR
REIPNR-11207 | SUNTECH POWER | STP200UB | 205 | 14 | 115 | 38 |  | Solar | FIXED | Roof
REIPNR-11207 | SUNTECH POWER | STP200-18/UB-1 | 205 | 39 | 205 | 38 |  | Solar | FIXED | Roof
REIPNR-11207 | SMA AMERICA | SB4000US (208V) | 4000 | 1 |  |  | 0.96 | Solar Inverter |  | Outside
REIPNR-11207 | SMA AMERICA | SB7000US (208V) | 7000 | 1 |  |  | 0.97 | Solar Inverter |  | Outside
REIPNR-11208 | SUNPOWER | SPR-230-WHT-U | 230 | 24 | 220 | 18 |  | Solar | FIXED | Roof
REIPNR-11208 | SUNPOWER CORP (ORIGINAL MFRSMA) | SPR-5000M (208V) | 5000 | 1 |  |  | 0.968 | Solar Inverter |  | INDOOR
REIPNR-11209 | CHANGZHOU TRINA SOLAR ENERGY CO | TSM-185D | 235 | 22 | 126.3 | 22 |  | Solar | FIXED | Roof
REIPNR-11209 | SUNTECH POWER | STP200UB | 235 | 10 | 219 | 25 |  | Solar | FIXED | Roof
REIPNR-11209 | PV POWERED | PVP2500 | 2500 | 1 |  |  | 0.945 | Solar Inverter |  | INDOOR
REIPNR-11209 | PV POWERED | PVP4800 | 4800 | 1 |  |  | 0.96 | Solar Inverter |  | INDOOR
REIPNR-11210 | SUNPOWER | SPR-230-WHT-U | 230 | 170 | 220 | 18 |  | Solar | FIXED | Ground
REIPNR-11210 | SUNPOWER CORP (ORIGINAL MFRSMA) | SPR-4000M (208V) | 4000 | 1 |  |  | 0.97 | Solar Inverter |  | OUTDOOR
REIPNR-11210 | SUNPOWER CORP (ORIGINAL MFRSMA) | SPR-7000M (208V) | 7000 | 5 |  |  | 0.97 | Solar Inverter |  | OUTDOOR
REIPNR-11211 | CHANGZHOU TRINA SOLAR ENERGY CO | TSM-185D | 230 | 20 | 141.7 | 30 |  | Solar | FIXED | Roof
REIPNR-11211 | PV POWERED | PVP4800 | 4800 | 1 |  |  | 0.96 | Solar Inverter |  | Outside
REIPNR-11213 | SUNTECH POWER | STP200-18/UB-1 | 205 | 36 | 214.3 | 26 |  | Solar | FIXED | Roof
REIPNR-11213 | PV POWERED | PVP3500 | 3500 | 1 |  |  | 0.955 | Solar Inverter |  | INDOOR
REIPNR-11214 | SUNPOWER | SPR-230-WHT-U | 230 | 70 | 220 | 18 |  | Solar | FIXED | Roof
REIPNR-11214 | SUNPOWER CORP (ORIGINAL MFRSMA) | SPR-3000M (208V) | 4000 | 2 |  |  | 0.968 | Solar Inverter |  | INDOOR
REIPNR-11214 | SUNPOWER CORP (ORIGINAL MFRSMA) | SPR-7000M (240V) | 7000 | 1 |  |  | 0.971 | Solar Inverter |  | INDOOR
REIPNR-11217 | SANYO ELECTRIC | HIP-205BA5 | 210 | 76 | 172 | 20 |  | Solar | FIXED | Roof
REIPNR-11217 | SMA AMERICA | SB7000US (208V) | 7000 | 1 |  |  | 0.971 | Solar Inverter |  | Inside
REIPNR-11217 | SMA AMERICA | SB7000US (208V) | 8000 | 1 |  |  | 0.965 | Solar Inverter |  | Inside
REIPNR-11218 | SUNTECH POWER | STP210-18/UB-1 | 245 | 12 | 230 | 30 |  | Solar | FIXED | Roof
REIPNR-11218 | POWER-ONE | PVI-3000-I-OUTD-US | 3000 | 1 |  |  | 0.968 | Solar Inverter |  | Outside
REIPNR-11219 | BAODING YINGLI NEW ENERGY RESOURCES CO | YL175(156) | 230 | 35 | 172 | 30 |  | Solar | FIXED | Roof
REIPNR-11219 | ENPHASE ENERGY | M200-32-240-S02 | 380 | 18 |  |  | 0.955 | Solar Inverter |  | OUTDOOR
REIPNR-11277 | KANEKA | TSC211 | 210 | 46 | 110.3 | 22.5 |  | Solar | FIXED | Roof
REIPNR-11277 | FRONIUS USA |  | 10000 | 1 |  |  | 0.97 | Solar Inverter |  | OUTDOOR
REIPNR-11278 | SHARP | ND-224U1F | 224 | 16 | 155 | 23 |  | Solar | FIXED | Roof
REIPNR-11278 | SHARP | ND-224U1F | 224 | 8 | 245 | 33 |  | Solar | FIXED | Roof
REIPNR-11278 | ENPHASE ENERGY | M175-24-208-S | 190 | 24 |  |  | 0.95 | Solar Inverter |  | OUTDOOR
REIPNR-11279 | REC SCANMODULE | SCM230 | 230 | 7 | 296 | 10.6 |  | Solar | FIXED | Roof
REIPNR-11279 | REC SCANMODULE | SCM230 | 230 | 2 | 116 | 30.3 |  | Solar | FIXED | Roof
REIPNR-11279 | REC SCANMODULE | SCM230 | 230 | 11 | 116 | 30.3 |  | Solar | FIXED | Roof
REIPNR-11279 | REC SCANMODULE | SCM230 | 230 | 6 | 206 | 45 |  | Solar | FIXED | Roof
REIPNR-11279 | ENPHASE ENERGY | M175-24-208-S | 190 | 4 |  |  | 0.97 | Solar Inverter |  | Outside
REIPNR-11279 | ENPHASE ENERGY | M200-32-240-S02 | 380 | 11 |  |  | 0.97 | Solar Inverter |  | Outside
REIPNR-11280 | SHARP | ND-224U1F | 224 | 16 | 170 | 39.9 |  | Solar | FIXED | Roof
REIPNR-11280 | ENPHASE ENERGY | M175-24-208-S | 190 | 16 |  |  | 0.95 | Solar Inverter |  | Outside
REIPNR-11281 | SCHUCO USA |  | 210 | 36 | 180 | 30 |  | Solar | FIXED | Roof
REIPNR-11281 | SMA AMERICA | SB7000US (208V) | 7000 | 1 |  |  | 0.97 | Solar Inverter |  | INDOOR
REIPNR-11282 | SHARP | ND-216U1F | 216 | 24 | 150.5 | 26.5 |  | Solar | FIXED | Roof
REIPNR-11282 | SMA AMERICA | SB5000US | 5000 | 1 |  |  | 0.97 | Solar Inverter |  | INDOOR
REIPNR-11283 | KYOCERA SOLAR | KD210GX-LP | 215 | 10 | 129 | 45 |  | Solar | FIXED | Roof
REIPNR-11283 | SOLECTRIA RENEWABLES | PVI 3000 (208V) | 2900 | 1 |  |  | 0.97 | Solar Inverter |  | OUTDOOR
REIPNR-11284 | SCHUCO USA |  | 210 | 24 | 162 | 33.7 |  | Solar | FIXED | Roof
REIPNR-11284 | SMA AMERICA | SB5000US | 5000 | 0.97 |  |  | 0.97 | Solar Inverter |  | INDOOR
REIPNR-11285 | SCHUCO USA |  | 210 | 48 | 180 | 30 |  | Solar | FIXED | Ground
REIPNR-11285 | FRONIUS USA |  | 10000 | 1 |  |  | 0.962 | Solar Inverter |  | OUTDOOR
REIPNR-11287 | SHARP | ND-224U1F | 235 | 42 | 203 | 34 |  | Solar | FIXED | Roof
REIPNR-11287 | ENPHASE ENERGY | M175-24-208-S | 190 | 42 |  |  | 0.95 | Solar Inverter |  | Outside
REIPNR-11289 | MATRIX SOLAR/PHOTOWATT | PW1000-100 | 220 | 74 | 176 | 15 |  | Solar | FIXED | Roof
REIPNR-11289 | SMA AMERICA | SB5000US (208V) | 5000 | 3 |  |  | 0.97 | Solar Inverter |  | INDOOR
REIPNR-11290 | SCHUCO USA |  | 210 | 24 | 145 | 39.9 |  | Solar | FIXED | Roof
REIPNR-11290 | SMA AMERICA | SB5000US | 5000 | 1 |  |  | 0.97 | Solar Inverter |  | INDOOR
REIPNR-11291 | ET SOLAR INDUSTRY | ET-P654180 | 230 | 14 | 189 | 25 |  | Solar | FIXED | Roof
REIPNR-11291 | ENPHASE ENERGY | M175-24-240-S02 | 190 | 14 |  |  | 0.97 | Solar Inverter |  | OUTDOOR
REIPNR-11292 | SHARP | ND-224U1F | 235 | 420 | 159 | 10 |  | Solar | FIXED | Roof
REIPNR-11292 | PV POWERED | PVP100KW-208 | 100000 | 1 |  |  | 0.95 | Solar Inverter |  | INDOOR
REIPNR-11293 | SHARP | ND-220U1F | 235 | 36 | 190 | 10 |  | Solar | FIXED | Roof
REIPNR-11293 | PV POWERED | PVP4600 | 4600 | 2 |  |  | 0.95 | Solar Inverter |  | INDOOR
REIPNR-11294 | SUNPOWER | SPR-315E-WHT-U | 315 | 5136 | 339 | 1 |  | Solar | FIXED | Ground
REIPNR-11294 | SATCON TECHNOLOGY | PVS-100 (480 V) | 100000 | 2 |  |  | 0.96 | Solar Inverter |  | OUTDOOR
REIPNR-11294 | SATCON TECHNOLOGY | PVS-250 (480 V) | 250000 | 1 |  |  | 0.96 | Solar Inverter |  | OUTDOOR
REIPNR-11294 | SATCON TECHNOLOGY | PVS-500 (480 V) | 500000 | 2 |  |  | 0.96 | Solar Inverter |  | OUTDOOR
REIPNR-11295 | KYOCERA SOLAR | KC200GT | 210 | 46 | 110.3 | 22.5 |  | Solar | FIXED | Roof
REIPNR-11295 | FRONIUS USA |  | 10000 | 1 |  |  | 0.97 | Solar Inverter |  | OUTDOOR
REIPNR-11296 | UNITED SOLAR OVONIC | PVL-68 | 68 | 39 | 155 | 32 |  | Solar | FIXED | Roof
REIPNR-11296 | UNITED SOLAR OVONIC | PVL-68 | 68 | 39 | 155 | 50 |  | Solar | FIXED | Roof
REIPNR-11296 | PV POWERED | PVP2500 | 2500 | 2 |  |  | 0.945 | Solar Inverter |  | INDOOR
REIPNR-11298 | CHANGZHOU TRINA SOLAR ENERGY CO | TSM-185D | 230 | 36 | 87.6 | 24 |  | Solar | FIXED | Roof
REIPNR-11298 | SMA AMERICA | SB7000US (277V) | 8000 | 1 |  |  | 0.965 | Solar Inverter |  | INDOOR
REIPNR-11299 | SUNTECH POWER | STP200S-18/UB-1 | 205 | 40 | 178 | 19 |  | Solar | FIXED | Roof
REIPNR-11299 | PV POWERED | PVP2000 | 2000 | 1 |  |  | 0.96 | Solar Inverter |  | Outside
REIPNR-11299 | PV POWERED | PVP3500 | 3500 | 2 |  |  | 0.955 | Solar Inverter |  | Outside
REIPNR-11300 | SUNTECH POWER | STP200-18/UB-1 | 205 | 24 | 165.5 | 25 |  | Solar | FIXED | Roof
REIPNR-11300 | SUNTECH POWER | STP200-18/UB-1 | 205 | 8 | 165.5 | 40 |  | Solar | FIXED | Roof
REIPNR-11300 | PV POWERED | PVP2500 | 2000 | 1 |  |  | 0.92 | Solar Inverter |  | INDOOR
REIPNR-11300 | PV POWERED | PVP4800 | 4800 | 1 |  |  | 0.96 | Solar Inverter |  | INDOOR
REIPNR-11301 | SUNTECH POWER | STP200-18/UB-1 | 205 | 28 | 90 | 30 |  | Solar | FIXED | Roof
REIPNR-11301 | SMA AMERICA | SB5000US (208V) | 5000 | 1 |  |  | 0.96 | Solar Inverter |  | INDOOR
REIPNR-11302 | CHANGZHOU TRINA SOLAR ENERGY CO | TSM-185D | 230 | 8 | 165.7 | 12 |  | Solar | FIXED | Roof
REIPNR-11302 | CHANGZHOU TRINA SOLAR ENERGY CO | TSM-185D | 230 | 34 | 165.7 | 22 |  | Solar | FIXED | Roof
REIPNR-11302 | PV POWERED | PVP2000 | 2000 | 1 |  |  | 0.92 | Solar Inverter |  | Inside
REIPNR-11302 | PV POWERED | PVP3000 | 3000 | 1 |  |  | 0.955 | Solar Inverter |  | Inside
REIPNR-11302 | PV POWERED | PVP4800 | 4800 | 1 |  |  | 0.96 | Solar Inverter |  | INDOOR
REIPNR-11303 | CHANGZHOU TRINA SOLAR ENERGY CO | TSM-185D | 235 | 7 | 63 | 30 |  | Solar | FIXED | Roof
REIPNR-11303 | CHANGZHOU TRINA SOLAR ENERGY CO | TSM-185D | 235 | 11 | 153 | 32 |  | Solar | FIXED | Roof
REIPNR-11303 | PV POWERED | PVP2000 | 2000 | 1 |  |  | 0.92 | Solar Inverter |  | INDOOR
REIPNR-11303 | PV POWERED | PVP2500 | 2500 | 1 |  |  | 0.945 | Solar Inverter |  | INDOOR
REIPNR-11304 | CHANGZHOU TRINA SOLAR ENERGY CO | TSM-185D | 230 | 56 | 180 | 30 |  | Solar | FIXED | Ground
REIPNR-11304 | PV POWERED | PVP2500 | 2500 | 1 |  |  | 0.945 | Solar Inverter |  | OUTDOOR
REIPNR-11304 | PV POWERED | PVP4800 | 4800 | 2 |  |  | 0.96 | Solar Inverter |  | OUTDOOR
REIPNR-11305 | SUNTECH POWER | STP200-18/UB-1 | 205 | 56 | 209 | 25 |  | Solar | FIXED | Roof
REIPNR-11305 | SMA AMERICA | SB6000U (208V) | 6000 | 2 |  |  | 0.97 | Solar Inverter |  | INDOOR
REIPNR-11306 | SOLARWORLD | SW185MONO | 245 | 572 | 220 | 10 |  | Solar | FIXED | Roof
REIPNR-11306 | SATCON TECHNOLOGY | PVS-135 (208 V) | 135000 | 1 |  |  | 0.97 | Solar Inverter |  | INDOOR
REIPNR-11307 | SUNTECH POWER | STP200UB | 205 | 22 | 168.1 | 25 |  | Solar | FIXED | Roof
REIPNR-11307 | PV POWERED | PVP2500 | 2500 | 2 |  |  | 0.945 | Solar Inverter |  | INDOOR
REIPNR-11308 | CONERGY AG | S 175MU | 235 | 138 | 197 | 18 |  | Solar | FIXED | Roof
REIPNR-11308 | SMA AMERICA | SB7000US (240V) | 7000 | 4 |  |  | 0.95 | Solar Inverter |  | OUTDOOR
REIPNR-11309 | CHANGZHOU TRINA SOLAR ENERGY CO | TSM-160D | 235 | 42 | 165 | 45 |  | Solar | FIXED | Roof
REIPNR-11309 | PV POWERED | PVP2000 | 2000 | 2 |  |  | 0.92 | Solar Inverter |  | Inside
REIPNR-11309 | PV POWERED | PVP2500 | 2500 | 2 |  |  | 0.945 | Solar Inverter |  | INDOOR
REIPNR-11310 | BP SOLAR | BP3125S | 215 | 19 | 185 | 16 |  | Solar | FIXED | Roof
REIPNR-11310 | ENPHASE ENERGY | M175-24-240-S02 | 190 | 1 |  |  | 0.955 | Solar Inverter |  | Outside
REIPNR-11310 | FRONIUS USA | IG 4000 | 4000 | 1 |  |  | 0.952 | Solar Inverter |  | INDOOR
REIPNR-11311 | SUNTECH POWER | STP180S-24/AB-1 | 175 | 30 | 201 | 20 |  | Solar | FIXED | Roof
REIPNR-11311 | SMA AMERICA | SB5000US | 5000 | 1 |  |  | 0.968 | Solar Inverter |  | INDOOR
REIPNR-11312 | BP SOLAR | BP3170N | 215 | 29 | 167 | 18 |  | Solar | FIXED | Roof
REIPNR-11312 | ENPHASE ENERGY | M200-32-240-S02 | 190 | 2 |  |  | 0.955 | Solar Inverter |  | Inside
REIPNR-11312 | FRONIUS USA | IG 5100 | 5100 | 1 |  |  | 0.952 | Solar Inverter |  | INDOOR
REIPNR-11314 | BP SOLAR | SX3200W | 215 | 10 | 122 | 42 |  | Solar | FIXED | Roof
REIPNR-11314 | BP SOLAR | SX3200W | 215 | 20 | 210 | 42 |  | Solar | FIXED | Roof
REIPNR-11314 | FRONIUS USA | IG 3000 | 3000 | 1 |  |  | 0.952 | Solar Inverter |  | INDOOR
REIPNR-11314 | FRONIUS USA | IG 4000 | 4000 | 1 |  |  | 0.952 | Solar Inverter |  | INDOOR
REIPNR-11315 | CANADIAN SOLAR | CS5P-230 | 230 | 72 | 180 | 34 |  | Solar | FIXED | Roof
REIPNR-11315 | SMA AMERICA | SB7000US (208V) | 7000 | 2 |  |  | 0.97 | Solar Inverter |  | INDOOR
REIPNR-11317 | CHANGZHOU TRINA SOLAR ENERGY CO | TSM-160D | 230 | 24 | 226 | 30 |  | Solar | FIXED | Roof
REIPNR-11317 | SMA AMERICA | SB5000US | 5000 | 1 |  |  | 0.96 | Solar Inverter |  | OUTDOOR
REIPNR-11318 | SUNTECH POWER | STP200S-18/UB-1 | 205 | 38 | 90 | 22 |  | Solar | FIXED | Roof
REIPNR-11318 | SUNTECH POWER | STP200UB | 205 | 22 | 180 | 23 |  | Solar | FIXED | Roof
REIPNR-11318 | PV POWERED | PVP3500 | 3500 | 2 |  |  | 0.955 | Solar Inverter |  | INDOOR
REIPNR-11318 | PV POWERED | PVP4800 | 4800 | 1 |  |  | 0.97 | Solar Inverter |  | INDOOR
REIPNR-11319 | SUNPOWER | SPR-230-WHT-U | 230 | 114 | 152 | 34 |  | Solar | FIXED | Ground
REIPNR-11319 | SUNPOWER CORP (ORIGINAL MFRSMA) | SPR4000 | 4000 | 1 |  |  | 0.968 | Solar Inverter |  | OUTDOOR
REIPNR-11319 | SUNPOWER CORP (ORIGINAL MFRSMA) | SPR-7000M (208V) | 7000 | 3 |  |  | 0.971 | Solar Inverter |  | OUTDOOR
REIPNR-11320 | CHANGZHOU TRINA SOLAR ENERGY CO | TSM-185D | 235 | 8 | 155 | 16 |  | Solar | FIXED | Roof
REIPNR-11320 | CHANGZHOU TRINA SOLAR ENERGY CO | TSM-160D | 235 | 42 | 180 | 27 |  | Solar | FIXED | Roof
REIPNR-11320 | PV POWERED | PVP2000 | 2000 | 1 |  |  | 0.92 | Solar Inverter |  | INDOOR
REIPNR-11320 | PV POWERED | PVP4800 | 4800 | 2 |  |  | 0.96 | Solar Inverter |  | INDOOR
REIPNR-11321 | SOLARWORLD | SW185MONO | 245 | 33 | 183 | 10 |  | Solar | 1AXIS | Roof
REIPNR-11321 | SMA AMERICA | SB7000US (208V) | 8000 | 1 |  |  | 0.966 | Solar Inverter |  | OUTDOOR
REIPNR-11322 | SOLARWORLD | SW185MONO | 245 | 25 | 164 | 35 |  | Solar | FIXED | Roof
REIPNR-11322 | ENPHASE ENERGY | M175-24-208-S | 190 | 25 |  |  | 0.955 | Solar Inverter |  | OUTDOOR
REIPNR-11323 | SUNTECH POWER | STP210S-18/UB-1 | 280 | 770 | 150 | 3 |  | Solar | FIXED | Roof
REIPNR-11323 | SATCON TECHNOLOGY | AE-225-60-PV-A | 250000 | 1 |  |  | 0.9602 | Solar Inverter |  | OUTDOOR
REIPNR-11324 | CHANGZHOU TRINA SOLAR ENERGY CO | TSM-185D | 240 | 113 | 209 | 16 |  | Solar | FIXED | Roof
REIPNR-11324 | SMA AMERICA | SB6000U (277V) | 6000 | 2 |  |  | 0.97 | Solar Inverter |  | Outside
REIPNR-11324 | SMA AMERICA | SB7000US (240V) | 7000 | 2 |  |  | 0.97 | Solar Inverter |  | OUTDOOR
REIPNR-11325 | SUNTECH POWER | STP200-18/UB-1 | 205 | 18 | 214.1 | 24 |  | Solar | FIXED | Roof
REIPNR-11325 | PV POWERED | PVP3500 | 3500 | 1 |  |  | 0.935 | Solar Inverter |  | INDOOR
REIPNR-11326 | CHANGZHOU TRINA SOLAR ENERGY CO | TSM-185D | 235 | 40 | 145 | 30 |  | Solar | FIXED | Roof
REIPNR-11326 | PV POWERED | PVP2500 | 2500 | 1 |  |  | 0.945 | Solar Inverter |  | Inside
REIPNR-11326 | PV POWERED | PVP3000 | 3000 | 1 |  |  | 0.935 | Solar Inverter |  | Inside
REIPNR-11326 | PV POWERED | PVP3500 | 3500 | 1 |  |  | 0.955 | Solar Inverter |  | INDOOR
REIPNR-11327 | SCHUCO USA | SB3000US (208V) | 220 | 108 | 222.4 | 7 |  | Solar | FIXED | Roof
REIPNR-11327 | SMA AMERICA | SB7000US (208V) | 7000 | 3 |  |  | 0.96 | Solar Inverter |  | INDOOR
REIPNR-11328 | ASTROPOWER | AP6-170 | 225 | 44 | 133 | 19 |  | Solar | FIXED | Roof
REIPNR-11328 | PACIFIC SOLAR PTY LIMITED | PP-USA-213-S5 | 250 | 44 | 223 | 19 |  | Solar | FIXED | Roof
REIPNR-11328 | ENPHASE ENERGY | M200-32-240-S02 | 215 | 22 |  |  | 0.97 | Solar Inverter |  | OUTDOOR
REIPNR-11328 | SMA AMERICA | SB4000US (208V) | 4000 | 2 |  |  | 0.97 | Solar Inverter |  | INDOOR
REIPNR-11328 | SMA AMERICA | SB5000US | 5000 | 1 |  |  | 0.97 | Solar Inverter |  | INDOOR
REIPNR-11329 | CHANGZHOU TRINA SOLAR ENERGY CO | TSM-185D | 235 | 75 | 147 | 23 |  | Solar | FIXED | Roof
REIPNR-11329 | SMA AMERICA | SB7000US (208V) | 7000 | 1 |  |  | 0.97 | Solar Inverter |  | OUTDOOR
REIPNR-11329 | SMA AMERICA | SB7000US (208V) | 8000 | 1 |  |  | 0.97 | Solar Inverter |  | OUTDOOR
REIPNR-11342 | SUNTECH POWER | STP210S-18/UB-1 | 275 | 6138 | 187 | 5 |  | Solar | FIXED | Roof
REIPNR-11342 | SMA AMERICA | SB700U | 500000 | 2 |  |  | 0.97 | Solar Inverter |  | OUTDOOR
REIPNR-11343 | UNKNOWN | UNKNOWN | 235 | 754 | 216.8 | 10 |  | Solar | FIXED | Roof
REIPNR-11343 | PV POWERED | PVP75KW-208 | 75000 | 1 |  |  | 0.955 | Solar Inverter |  | OUTDOOR
REIPNR-11343 | PV POWERED | PVP75KW-480 | 75000 | 1 |  |  | 0.955 | Solar Inverter |  | OUTDOOR
REIPNR-11345 | UNITED SOLAR OVONIC | ASR-120 | 230 | 312 | 180 | 15 |  | Solar | FIXED | Roof
REIPNR-11345 | SOLECTRIA RENEWABLES | PVI82KW-480 | 82000 | 1 |  |  | 0.97 | Solar Inverter |  | OUTDOOR
REIPNR-11346 | SCHUCO USA |  | 230 | 89 | 176 | 30 |  | Solar | FIXED | Ground
REIPNR-11346 | ENPHASE ENERGY | M200-32-240-S01 | 230 | 45 |  |  | 0.955 | Solar Inverter |  | OUTDOOR
REIPNR-11348 | SUNPOWER | SPR-225-BLK-U | 225 | 44 | 216 | 20 |  | Solar | FIXED | Roof
REIPNR-11348 | SUNPOWER CORP (ORIGINAL MFRSMA) | SPR-4000M (208V) | 4000 | 1 |  |  | 0.968 | Solar Inverter |  | Inside
REIPNR-11348 | SUNPOWER CORP (ORIGINAL MFRSMA) | SPR-5000M (208V) | 5000 | 1 |  |  | 0.968 | Solar Inverter |  | Inside
REIPNR-11350 | UNI-SOLAR | PVL136 | 225 | 320 | 225 | 10 |  | Solar | FIXED | Roof
REIPNR-11350 | SMA AMERICA | SB7000US (277V) | 10000 | 6 |  |  | 0.983 | Solar Inverter |  | INDOOR
REIPNR-11351 | SOLYNDRA | SL-002-150U | 191 | 348 | 173 | 0 |  | Solar | FIXED | Roof
REIPNR-11351 | SOLARWORLD | SW145 MONO/P | 245 | 154 | 173 | 0 |  | Solar | FIXED | Roof
REIPNR-11351 | SATCON TECHNOLOGY | PVS-30 (208 V) | 30000 | 1 |  |  | 0.957 | Solar Inverter |  | INDOOR
REIPNR-11351 | SATCON TECHNOLOGY | PVS-50 (480 V) | 50000 | 1 |  |  | 0.957 | Solar Inverter |  | INDOOR
REIPNR-11352 | MC SOLAR | TF-80B | 235 | 22 | 174 | 22 |  | Solar | FIXED | Roof
REIPNR-11352 | FRONIUS USA |  | 5000 | 1 |  |  | 0.962 | Solar Inverter |  | INDOOR
REIPNR-11353 | SHARP | ND-220U2 | 240 | 507 | 180 | 5 |  | Solar | FIXED | Roof
REIPNR-11353 | PV POWERED | PVP100KW-208 | 100000 | 1 |  |  | 0.955 | Solar Inverter |  | OUTDOOR
REIPNR-11355 | CHANGZHOU TRINA SOLAR ENERGY CO | TSM-185D | 240 | 144 | 92 | 14 |  | Solar | FIXED | Roof
REIPNR-11355 | FRONIUS USA |  | 11400 | 3 |  |  | 0.962 | Solar Inverter |  | OUTDOOR
REIPNR-11357 | BP SOLAR | BP3150S | 215 | 43 | 277 | 4 |  | Solar | FIXED | Roof
REIPNR-11357 | BP SOLAR | BP3125U | 215 | 14 | 277 | 18 |  | Solar | FIXED | Roof
REIPNR-11357 | FRONIUS USA | IG 4000 | 4000 | 1 |  |  | 0.97 | Solar Inverter |  | INDOOR
REIPNR-11357 | FRONIUS USA | IG 4000 | 4000 | 1 |  |  | 0.97 | Solar Inverter |  | INDOOR
REIPNR-11357 | FRONIUS USA | IG 5100 | 5100 | 1 |  |  | 0.97 | Solar Inverter |  | INDOOR
REIPNR-11359 | CHANGZHOU TRINA SOLAR ENERGY CO | TSM-160D | 230 | 10283 | 180 | 30 |  | Solar | FIXED | Roof
REIPNR-11359 | PV POWERED | PVP2800 | 260000 | 7 |  |  | 0.97 | Solar Inverter |  | OUTDOOR
REIPNR-11360 | SHARP | ND-224U1F | 224 | 520 | 182 | 10 |  | Solar | FIXED | Roof
REIPNR-11360 | SHARP | ND-224U1F | 224 | 390 | 195 | 25 |  | Solar | FIXED | Ground
REIPNR-11360 | PV POWERED | PVP30KW-LV-480 | 30000 | 1 |  |  | 0.96 | Solar Inverter |  | OUTDOOR
REIPNR-11360 | PV POWERED | PVP100KW-208 | 100000 | 2 |  |  | 0.96 | Solar Inverter |  | OUTDOOR
REIPNR-11361 | SOLARWORLD | SW185MONO | 245 | 611 | 176 | 15 |  | Solar | FIXED | Roof
REIPNR-11361 | SATCON TECHNOLOGY | PVS-100 (208 V) | 135000 | 1 |  |  | 0.963 | Solar Inverter |  | OUTDOOR
REIPNR-11362 | ISOFOTON | I-94/12 | 230 | 26 | 93 | 16 |  | Solar | 1AXIS | Roof
REIPNR-11362 | SMA AMERICA | SB7000US (277V) | 7000 | 1 |  |  | 0.97 | Solar Inverter |  | OUTDOOR
REIPNR-11363 | SOLARTECH POWER | SPM230P | 240 | 192 | 133 | 25 |  | Solar | FIXED | Ground
REIPNR-11363 | SATCON TECHNOLOGY | PVS-50 (208 V) | 50000 | 1 |  |  | 0.95 | Solar Inverter |  | OUTDOOR
REIPNR-11364 | SHARP | ND-224U2 | 235 | 672 | 190 | 5 |  | Solar | FIXED | Roof
REIPNR-11364 | SHARP | ND-224U1F | 235 | 1274 | 151 | 10 |  | Solar | FIXED | Roof
REIPNR-11364 | PV POWERED | PVP75KW-208 | 75000 | 3 |  |  | 0.96 | Solar Inverter |  | OUTDOOR
REIPNR-11364 | PV POWERED | PVP100KW-208 | 260000 | 1 |  |  | 0.96 | Solar Inverter |  | OUTDOOR
REIPNR-11365 | CHANGZHOU TRINA SOLAR ENERGY CO | TSM-185D | 230 | 20 | 180 | 26 |  | Solar | FIXED | Roof
REIPNR-11365 | CHANGZHOU TRINA SOLAR ENERGY CO | TSM-185D | 230 | 8 | 125 | 36 |  | Solar | FIXED | Roof
REIPNR-11365 | FRONIUS USA | IG 2000 | 2000 | 1 |  |  | 0.95 | Solar Inverter |  | OUTDOOR
REIPNR-11365 | FRONIUS USA | IG 4000 | 4000 | 1 |  |  | 0.95 | Solar Inverter |  | Outside
REIPNR-11366 | SHARP | ND-224UC1 | 224 | 42 | 30 | 1 |  | Solar | FIXED | Roof
REIPNR-11366 | SHARP | ND-224U2 | 224 | 226 | 202 | 10 |  | Solar | FIXED | Roof
REIPNR-11366 | SHARP | ND-208UC1 | 224 | 200 | 218 | 10 |  | Solar | FIXED | Roof
REIPNR-11366 | PV POWERED | PVP100KW-208 | 100000 | 1 |  |  | 0.96 | Solar Inverter |  | OUTDOOR
REIPNR-11368 | CHANGZHOU TRINA SOLAR ENERGY CO | TSM-185D | 230 | 31 | 204 | 40 |  | Solar | FIXED | Roof
REIPNR-11368 | SMA AMERICA | SB7000US (277V) | 8000 | 1 |  |  | 0.96 | Solar Inverter |  | OUTDOOR
REIPNR-11369 | CHANGZHOU TRINA SOLAR ENERGY CO | TSM-160D | 230 | 7345 | 180 | 30 |  | Solar | FIXED | Ground
REIPNR-11369 | PV POWERED | PVP75KW-480 | 260000 | 5 |  |  | 0.97 | Solar Inverter |  | OUTDOOR
REIPNR-11370 | SUNTECH POWER | STP21018 | 225 | 11 | 109 | 24 |  | Solar | FIXED | Roof
REIPNR-11370 | SUNTECH POWER | STP210S-18/UB-1 | 225 | 17 | 199 | 24 |  | Solar | FIXED | Roof
REIPNR-11370 | POWER-ONE | PVI-3000-I-OUTD-US (208V) | 3000 | 1 |  |  | 0.968 | Solar Inverter |  | INDOOR
REIPNR-11370 | POWER-ONE | PVI-3600-OUTD-US-F (208V) | 3600 | 1 |  |  | 0.968 | Solar Inverter |  | INDOOR
REIPNR-11373 | SUNTECH POWER | STP180S-24/AB-1 | 185 | 22 | 152 | 25 |  | Solar | FIXED | Roof
REIPNR-11373 | SUNTECH POWER | STP180S-24/AB-1 | 185 | 9 | 242 | 25 |  | Solar | FIXED | Roof
REIPNR-11373 | SMA AMERICA | SB3000US (208V) | 3000 | 1 |  |  | 0.96 | Solar Inverter |  | INDOOR
REIPNR-11373 | SMA AMERICA | SB4000US (208V) | 4000 | 1 |  |  | 0.96 | Solar Inverter |  | INDOOR
REIPNR-11374 | CHANGZHOU TRINA SOLAR ENERGY CO | TSM-160D | 235 | 84 | 154 | 5 |  | Solar | FIXED | Roof
REIPNR-11374 | SMA AMERICA | SB6000U (240V) | 6000 | 1 |  |  | 0.96 | Solar Inverter |  | Outside
REIPNR-11374 | SMA AMERICA | SB7000US (208V) | 7000 | 2 |  |  | 0.97 | Solar Inverter |  | Outside
REIPNR-11375 | CHANGZHOU TRINA SOLAR ENERGY CO | TSM-185D | 235 | 26 | 154 | 5 |  | Solar | FIXED | Roof
REIPNR-11375 | SMA AMERICA | SB6000U (240V) | 6000 | 1 |  |  | 0.97 | Solar Inverter |  | Outside
REIPNR-11376 | MATRIX SOLAR/PHOTOWATT | PW1000-100 | 190 | 4790 | 150 | 10 |  | Solar | FIXED | Roof
REIPNR-11376 | SMA AMERICA | SB5000US | 500000 | 2 |  |  | 0.97 | Solar Inverter |  | OUTDOOR
REIPNR-11377 | CHANGZHOU TRINA SOLAR ENERGY CO | TSM-160D | 235 | 26 | 154 | 5 |  | Solar | FIXED | Roof
REIPNR-11377 | SMA AMERICA | SB6000U (240V) | 6000 | 1 |  |  | 0.97 | Solar Inverter |  | Outside
REIPNR-11379 | CHANGZHOU TRINA SOLAR ENERGY CO | TSM-160D | 235 | 90 | 154 | 5 |  | Solar | FIXED | Roof
REIPNR-11379 | SMA AMERICA | SB7000US (240V) | 7000 | 3 |  |  | 0.97 | Solar Inverter |  | Outside
REIPNR-11380 | CHANGZHOU TRINA SOLAR ENERGY CO | TSM-185D | 235 | 65 | 154 | 5 |  | Solar | FIXED | Roof
REIPNR-11380 | SMA AMERICA | SB4000US (208V) | 4000 | 1 |  |  | 0.96 | Solar Inverter |  | Outside
REIPNR-11380 | SMA AMERICA | SB5000US (208V) | 5000 | 1 |  |  | 0.96 | Solar Inverter |  | Outside
REIPNR-11380 | SMA AMERICA | SB7000US (277V) | 7000 | 1 |  |  | 0.97 | Solar Inverter |  | Outside
REIPNR-11382 | BAODING YINGLI NEW ENERGY RESOURCES CO | YL175(156) | 260 | 2596 | 170 | 15 |  | Solar | FIXED | Roof
REIPNR-11382 | SATCON TECHNOLOGY | PVS-250 (480 V) | 300000 | 1 |  |  | 0.975 | Solar Inverter |  | INDOOR
REIPNR-11382 | SATCON TECHNOLOGY | PVS-250 (480 V) | 300000 | 1 |  |  | 0.975 | Solar Inverter |  | INDOOR
REIPNR-11384 | MATRIX SOLAR/PHOTOWATT | PW1000-100 | 235 | 74 | 174 | 22 |  | Solar | FIXED | Roof
REIPNR-11384 | FRONIUS USA |  | 11400 | 2 |  |  | 0.96 | Solar Inverter |  | INDOOR
REIPNR-11386 | MATRIX SOLAR/PHOTOWATT | PW1000-100 | 235 | 20 | 177 | 15 |  | Solar | FIXED | Roof
REIPNR-11386 | FRONIUS USA |  | 5000 | 1 |  |  | 0.962 | Solar Inverter |  | INDOOR
REIPNR-11387 | CHANGZHOU TRINA SOLAR ENERGY CO | TSM-185D | 220 | 7839 | 198 | 10 |  | Solar | FIXED | Roof
REIPNR-11387 | CHANGZHOU TRINA SOLAR ENERGY CO | TSM-185D | 235 | 7761 | 198 | 10 |  | Solar | FIXED | Roof
REIPNR-11387 | PV POWERED | PVP75KW-480 | 260000 | 12 |  |  | 0.97 | Solar Inverter |  | Outside
REIPNR-11388 | MATRIX SOLAR/PHOTOWATT | PW1250-115 | 235 | 30 | 177 | 15 |  | Solar | FIXED | Roof
REIPNR-11388 | FRONIUS USA |  | 7500 | 1 |  |  | 0.955 | Solar Inverter |  | INDOOR
REIPNR-11389 | MATRIX SOLAR/PHOTOWATT | PW1250-115 | 235 | 24 | 179 | 15 |  | Solar | FIXED | Roof
REIPNR-11389 | MATRIX SOLAR/PHOTOWATT | PW1000-100 | 235 | 50 | 177 | 22 |  | Solar | FIXED | Roof
REIPNR-11389 | FRONIUS USA |  | 11400 | 2 |  |  | 0.962 | Solar Inverter |  | OUTDOOR
REIPNR-11390 | SUNTECH POWER | STP200S-18/UB-1 | 205 | 7 | 106.8 | 40 |  | Solar | FIXED | Roof
REIPNR-11390 | SUNTECH POWER | STP200UB | 205 | 31 | 196.8 | 40 |  | Solar | FIXED | Roof
REIPNR-11390 | PV POWERED | PVP2000 | 2000 | 1 |  |  | 0.92 | Solar Inverter |  | INDOOR
REIPNR-11390 | PV POWERED | PVP2500 | 2500 | 1 |  |  | 0.945 | Solar Inverter |  | INDOOR
REIPNR-11390 | PV POWERED | PVP3500 | 3500 | 1 |  |  | 0.955 | Solar Inverter |  | INDOOR
REIPNR-11393 | EVERGREEN SOLAR |  | 210 | 396 | 161 | 10 |  | Solar | FIXED | Roof
REIPNR-11393 | SATCON TECHNOLOGY | PVS-100 (208 V) | 100000 | 1 |  |  | 1 | Solar Inverter |  | OUTDOOR
REIPNR-11395 | SUNPOWER | SPR-230-WHT-U | 320 | 400 | 174 | 0 |  | Solar | FIXED | Ground
REIPNR-11395 | SUNPOWER | SPR-315E-WHT-U | 320 | 496 | 188 | 0 |  | Solar | FIXED | Ground
REIPNR-11395 | SUNPOWER CORP (ORIGINAL MFR - PV POWERED LLC) | SPR-5200 | 250000 | 1 |  |  | 0.97 | Solar Inverter |  | OUTDOOR
REIPNR-11397 | SUNPOWER | SPR-230-WHT-U | 320 | 34 | 188 | 0 |  | Solar | FIXED | Ground
REIPNR-11397 | SUNPOWER CORP (ORIGINAL MFR - PV POWERED LLC) | SPR-5200 | 5000 | 1 |  |  | 0.97 | Solar Inverter |  | OUTDOOR
REIPNR-11397 | SUNPOWER CORP (ORIGINAL MFR - PV POWERED LLC) | SPR-5200 | 5000 | 1 |  |  | 0.97 | Solar Inverter |  | OUTDOOR
REIPNR-11404 | SUNTECH POWER | STP180S-24/AB-1 | 190 | 54 | 99 | 27 |  | Solar | FIXED | Roof
REIPNR-11404 | SMA AMERICA | SB5000US | 5000 | 1 |  |  | 0.96 | Solar Inverter |  | OUTDOOR
REIPNR-11404 | SMA AMERICA | SB6000US (208V) | 6000 | 1 |  |  | 0.96 | Solar Inverter |  | OUTDOOR
REIPNR-11406 | SHARP | JH-3500U | 240 | 77 | 184 | 20 |  | Solar | FIXED | Ground
REIPNR-11406 | SMA AMERICA | SB6000U (208V) | 6000 | 2 |  |  | 0.97 | Solar Inverter |  | INDOOR
REIPNR-11406 | FRONIUS USA |  | 11400 | 1 |  |  | 0.962 | Solar Inverter |  | Inside
REIPNR-11409 | SHARP | ND-224U1F | 224 | 494 | 88 | 9.5 |  | Solar | FIXED | Roof
REIPNR-11409 | SHARP | ND-224UC1 | 224 | 1105 | 268 | 9.5 |  | Solar | FIXED | Roof
REIPNR-11409 | PV POWERED | PVP30KW-208 | 28050 | 1 |  |  | 0.935 | Solar Inverter |  | OUTDOOR
REIPNR-11409 | PV POWERED | PVP100KW-208 | 96000 | 2 |  |  | 0.96 | Solar Inverter |  | OUTDOOR
REIPNR-11409 | PV POWERED | PVP75KW-208 | 716200 | 1 |  |  | 0.955 | Solar Inverter |  | OUTDOOR
REIPNR-11410 | ET SOLAR INDUSTRY | ET-P672230 | 185 | 21 | 140 | 40 |  | Solar | FIXED | Roof
REIPNR-11410 | ET SOLAR INDUSTRY | ET-P654185 | 185 | 40 | 225 | 40 |  | Solar | FIXED | Roof
REIPNR-11410 | SMA AMERICA | SB3000US (208V) | 3000 | 1 |  |  | 0.968 | Solar Inverter |  | OUTDOOR
REIPNR-11410 | SMA AMERICA | SB7000US (208V) | 7000 | 1 |  |  | 0.971 | Solar Inverter |  | OUTDOOR
REIPNR-11411 | ET SOLAR INDUSTRY | ET-P672275 | 275 | 22 | 136 | 40 |  | Solar | FIXED | Roof
REIPNR-11411 | SMA AMERICA | SB6000US (240V) | 6000 | 1 |  |  | 0.96 | Solar Inverter |  | INDOOR
REIPNR-11412 | SUNPOWER | SPR-315E-WHT-U | 315 | 16592 | 180 | 0 |  | Solar | 1AXIS | Ground
REIPNR-11412 | SATCON TECHNOLOGY | PVS-100 (208 V) | 100000 | 2 |  |  | 0.96 | Solar Inverter |  | OUTDOOR
REIPNR-11412 | SATCON TECHNOLOGY | PVS-135 (208 V) | 135000 | 2 |  |  | 0.96 | Solar Inverter |  | OUTDOOR
REIPNR-11412 | SATCON TECHNOLOGY | PVS-250 (208 V) | 250000 | 2 |  |  | 0.96 | Solar Inverter |  | OUTDOOR
REIPNR-11412 | SATCON TECHNOLOGY | PVS-500 (480 V) | 500000 | 7 |  |  | 0.96 | Solar Inverter |  | OUTDOOR
REIPNR-11414 | SOLARWORLD | SW185 MONO/T | 235 | 78 | 192 | 20 |  | Solar | FIXED | Ground
REIPNR-11414 | SMA AMERICA | SB7000US (208V) | 8000 | 2 |  |  | 0.96 | Solar Inverter |  | OUTDOOR
REIPNR-11415 | CHANGZHOU TRINA SOLAR ENERGY CO | TSM-185D | 235 | 1079 | 210 | 20 |  | Solar | FIXED | Roof
REIPNR-11415 | PV POWERED | PVP75KW-208 | 75000 | 2 |  |  | 0.966 | Solar Inverter |  | Outside
REIPNR-11415 | PV POWERED | PVP100KW-208 | 100000 | 1 |  |  | 0.97 | Solar Inverter |  | OUTDOOR
REIPNR-11416 | SUNPOWER | SPR-230-WHT-U | 230 | 55 | 164 | 19 |  | Solar | FIXED | Roof
REIPNR-11416 | SUNPOWER CORP (ORIGINAL MFRSMA) | SPR-6000M (208V) | 6000 | 1 |  |  | 0.97 | Solar Inverter |  | OUTDOOR
REIPNR-11416 | SUNPOWER CORP (ORIGINAL MFRSMA) | SPR-7000M (240V) | 7000 | 1 |  |  | 0.97 | Solar Inverter |  | OUTDOOR
REIPNR-11417 | SUNPOWER | SPR-230-WHT-U | 230 | 55 | 120 | 28 |  | Solar | FIXED | Roof
REIPNR-11417 | SUNPOWER CORP (ORIGINAL MFRSMA) | SPR-6000M (208V) | 6000 | 2 |  |  | 0.97 | Solar Inverter |  | INDOOR
REIPNR-11418 | SUNPOWER | SPR-230-WHT-U | 230 | 244 | 174 | 18 |  | Solar | FIXED | Roof
REIPNR-11418 | SUNPOWER CORP (ORIGINAL MFRSMA) | SPR-4000M (208V) | 4000 | 1 |  |  | 0.97 | Solar Inverter |  | INDOOR
REIPNR-11418 | SUNPOWER CORP (ORIGINAL MFRSMA) | SPR-7000M (208V) | 7000 | 7 |  |  | 0.97 | Solar Inverter |  | INDOOR
REIPNR-11419 | CEEG (SHANGHAI) SOLAR SCIENCE AND TECHNOLOGY CO | SST 190-72M | 230 | 22 | 140 | 29 |  | Solar | FIXED | Ground
REIPNR-11419 | CEEG (SHANGHAI) SOLAR SCIENCE AND TECHNOLOGY CO | SST 190-72M | 230 | 44 | 140 | 34 |  | Solar | FIXED | Ground
REIPNR-11419 | CEEG (SHANGHAI) SOLAR SCIENCE AND TECHNOLOGY CO | SST 190-72M | 230 | 22 | 139 | 40 |  | Solar | FIXED | Roof
REIPNR-11419 | SMA AMERICA | SB5000US (240V) | 5000 | 4 |  |  | 0.97 | Solar Inverter |  | INDOOR
REIPNR-11421 | ET SOLAR INDUSTRY | ET-P672230 | 230 | 10 | 96 | 23 |  | Solar | FIXED | Roof
REIPNR-11421 | ET SOLAR INDUSTRY | ET-P672230 | 230 | 20 | 186 | 23 |  | Solar | FIXED | Roof
REIPNR-11421 | FRONIUS USA |  | 6000 | 1 |  |  | 0.97 | Solar Inverter |  | OUTDOOR
REIPNR-11422 | CEEG (SHANGHAI) SOLAR SCIENCE AND TECHNOLOGY CO | SST 190-72M | 230 | 30 | 177 | 34 |  | Solar | FIXED | Roof
REIPNR-11422 | CEEG (SHANGHAI) SOLAR SCIENCE AND TECHNOLOGY CO | SST 190-72M | 230 | 12 | 266 | 34 |  | Solar | FIXED | Roof
REIPNR-11422 | SOLECTRIA RENEWABLES | PVI 5000 (208V) | 5000 | 1 |  |  | 0.97 | Solar Inverter |  | OUTDOOR
REIPNR-11422 | POWER-ONE | PVI-6000-OUTD-US (208 V) | 6000 | 1 |  |  | 0.97 | Solar Inverter |  | OUTDOOR
REIPNR-11423 | SUNTECH POWER | STP210S-18/UB-1 | 205 | 114 | 178 | 7 |  | Solar | FIXED | Roof
REIPNR-11423 | SMA AMERICA | SB7000US (208V) | 7000 | 3 |  |  | 0.97 | Solar Inverter |  | OUTDOOR
REIPNR-11424 | SUNTECH POWER | STP200UB | 205 | 28 | 267 | 5 |  | Solar | FIXED | Roof
REIPNR-11424 | SMA AMERICA | SB6000U (208V) | 6000 | 1 |  |  | 0.97 | Solar Inverter |  | OUTDOOR
REIPNR-11427 | SUNTECH POWER | STP175S-24/AB-1 | 175 | 20 | 138.1 | 34 |  | Solar | FIXED | Roof
REIPNR-11427 | SMA AMERICA | SB4000US (208V) | 4000 | 1 |  |  | 0.968 | Solar Inverter |  | INDOOR
REIPNR-11429 | SUNPOWER | SPR-225-BLK-U | 225 | 610 | 135 | 20 |  | Solar | FIXED | Roof
REIPNR-11429 | SUNPOWER | SPR-225-BLK-U | 225 | 380 | 225 | 25 |  | Solar | FIXED | Roof
REIPNR-11429 | PV POWERED | PVP30KW-LV-208 | 50000 | 1 |  |  | 0.97 | Solar Inverter |  | OUTDOOR
REIPNR-11429 | PV POWERED | PVP75KW-208 | 75000 | 2 |  |  | 0.96 | Solar Inverter |  | OUTDOOR
REIPNR-11430 | SUNPOWER | SPR-225-BLK-U | 225 | 540 | 135 | 18 |  | Solar | FIXED | Roof
REIPNR-11430 | SUNPOWER | SPR-225-BLK-U | 225 | 600 | 225 | 18 |  | Solar | FIXED | Roof
REIPNR-11430 | PV POWERED | PVP30KW-LV-480 | 50000 | 2 |  |  | 0.972 | Solar Inverter |  | OUTDOOR
REIPNR-11430 | PV POWERED | PVP100KW-208 | 100000 | 1 |  |  | 0.972 | Solar Inverter |  | OUTDOOR
REIPNR-11431 | SUNPOWER | SPR-225-BLK-U | 225 | 390 | 135 | 25 |  | Solar | FIXED | Roof
REIPNR-11431 | SUNPOWER | SPR-225-BLK-U | 225 | 270 | 225 | 25 |  | Solar | FIXED | Roof
REIPNR-11431 | SUNPOWER | SPR-225-BLK-U | 225 | 270 | 225 | 30 |  | Solar | FIXED | Roof
REIPNR-11431 | PV POWERED | PVP30KW-480 | 50000 | 2 |  |  | 0.972 | Solar Inverter |  | OUTDOOR
REIPNR-11431 | PV POWERED | PVP75KW-208 | 75000 | 1 |  |  | 0.966 | Solar Inverter |  | OUTDOOR
REIPNR-11432 | SUNTECH POWER | STP200S-18/UB-1 | 205 | 22 | 200 | 27 |  | Solar | FIXED | Roof
REIPNR-11432 | PV POWERED | PVP4800 | 4800 | 1 |  |  | 0.96 | Solar Inverter |  | INDOOR
REIPNR-11433 | SUNTECH POWER | STP200UB | 205 | 38 | 203.4 | 27 |  | Solar | FIXED | Roof
REIPNR-11433 | PV POWERED | PVP3000 | 3000 | 1 |  |  | 0.935 | Solar Inverter |  | Outside
REIPNR-11433 | PV POWERED | PVP4800 | 4800 | 1 |  |  | 0.96 | Solar Inverter |  | Outside
REIPNR-11434 | CHANGZHOU TRINA SOLAR ENERGY CO | TSM-185D | 235 | 16 | 174 | 40 |  | Solar | FIXED | Roof
REIPNR-11434 | PV POWERED | PVP3500 | 3500 | 1 |  |  | 0.955 | Solar Inverter |  | INDOOR
REIPNR-11435 | SUNTECH POWER | STP200UB | 205 | 34 | 127.3 | 18 |  | Solar | FIXED | Roof
REIPNR-11435 | PV POWERED | PVP3500 | 3500 | 1 |  |  | 0.955 | Solar Inverter |  | INDOOR
REIPNR-11435 | PV POWERED | PVP4800 | 4800 | 1 |  |  | 0.96 | Solar Inverter |  | INDOOR
REIPNR-11436 | CHANGZHOU TRINA SOLAR ENERGY CO | TSM-185D | 230 | 22 | 208.9 | 30 |  | Solar | FIXED | Roof
REIPNR-11436 | PV POWERED | PVP4800 | 4800 | 1 |  |  | 0.96 | Solar Inverter |  | INDOOR
REIPNR-11437 | CHANGZHOU TRINA SOLAR ENERGY CO | TSM-185D | 230 | 9 | 156 | 10 |  | Solar | FIXED | Roof
REIPNR-11437 | CHANGZHOU TRINA SOLAR ENERGY CO | TSM-185D | 230 | 108 | 156 | 15 |  | Solar | FIXED | Roof
REIPNR-11437 | CONERGY AG | S 175MU | 235 | 91 | 156 | 10 |  | Solar | FIXED | Roof
REIPNR-11437 | SMA AMERICA | SB7000US (208V) | 7000 | 1 |  |  | 0.97 | Solar Inverter |  | Outside
REIPNR-11437 | SMA AMERICA | SB7000US (277V) | 8000 | 4 |  |  | 0.95 | Solar Inverter |  | Outside
REIPNR-11438 | CHANGZHOU TRINA SOLAR ENERGY CO | TSM-185D | 235 | 14 | 111.4 | 27 |  | Solar | FIXED | Roof
REIPNR-11438 | CHANGZHOU TRINA SOLAR ENERGY CO | TSM-185D | 235 | 12 | 201.5 | 27 |  | Solar | FIXED | Roof
REIPNR-11438 | PV POWERED | PVP2500 | 2500 | 1 |  |  | 0.945 | Solar Inverter |  | INDOOR
REIPNR-11438 | PV POWERED | PVP3000 | 3000 | 1 |  |  | 0.935 | Solar Inverter |  | INDOOR
REIPNR-11439 | SCHUCO USA |  | 225 | 336 | 160.4 | 4 |  | Solar | FIXED | Roof
REIPNR-11439 | POWER-ONE | PVI-CENTRAL-100-US (208 V) | 100000 | 1 |  |  | 0.958 | Solar Inverter |  | INDOOR
REIPNR-11440 | CHANGZHOU TRINA SOLAR ENERGY CO | TSM-185D | 230 | 36 | 180 | 25 |  | Solar | FIXED | Ground
REIPNR-11440 | SMA AMERICA | SB7000US (208V) | 8000 | 1 |  |  | 0.97 | Solar Inverter |  | OUTDOOR
REIPNR-11441 | SCHUCO USA |  | 230 | 26 | 180 | 30 |  | Solar | FIXED | Ground
REIPNR-11441 | SMA AMERICA | SB6000U (240V) | 6000 | 1 |  |  | 0.97 | Solar Inverter |  | OUTDOOR
REIPNR-11442 | SCHUCO USA |  | 230 | 56 | 180 | 30 |  | Solar | FIXED | Ground
REIPNR-11442 | SMA AMERICA | SB6000U (240V) | 6000 | 1 |  |  | 0.97 | Solar Inverter |  | OUTDOOR
REIPNR-11442 | SMA AMERICA | SB7000US (240V) | 7000 | 1 |  |  | 0.97 | Solar Inverter |  | OUTDOOR
REIPNR-11444 | KYOCERA SOLAR | KD210GX-LP | 225 | 56 | 182 | 30 |  | Solar | FIXED | Roof
REIPNR-11444 | SMA AMERICA | SB6000U (277V) | 6000 | 2 |  |  | 0.955 | Solar Inverter |  | OUTDOOR
REIPNR-11445 | KYOCERA SOLAR | KD210GX-LP | 225 | 24 | 202 | 20 |  | Solar | FIXED | Roof
REIPNR-11445 | KYOCERA SOLAR | KD205GX-L | 225 | 20 | 114 | 22 |  | Solar | FIXED | Roof
REIPNR-11445 | SMA AMERICA | SB5000US | 5000 | 1 |  |  | 0.95 | Solar Inverter |  | OUTDOOR
REIPNR-11445 | FRONIUS USA | IG 5100 | 5100 | 1 |  |  | 0.95 | Solar Inverter |  | OUTDOOR
REIPNR-11446 | SOLYNDRA | SL-001-182U | 182 | 1175 | 195 | 0 |  | Solar | FIXED | Roof
REIPNR-11446 | SATCON TECHNOLOGY | PVS-100 (480 V) | 100000 | 2 |  |  | 0.96 | Solar Inverter |  | INDOOR
REIPNR-11447 | CHANGZHOU TRINA SOLAR ENERGY CO | TSM-185D | 235 | 35 | 180 | 25 |  | Solar | FIXED | Roof
REIPNR-11447 | SMA AMERICA | SB3000US (208V) | 3000 | 1 |  |  | 0.96 | Solar Inverter |  | Outside
REIPNR-11447 | SMA AMERICA | SB5000US (208V) | 5000 | 1 |  |  | 0.96 | Solar Inverter |  | OUTDOOR
REIPNR-11448 | SCHUCO USA |  | 235 | 66 | 180 | 25 |  | Solar | FIXED | Roof
REIPNR-11448 | SMA AMERICA | SB7000US (208V) | 7000 | 2 |  |  | 0.97 | Solar Inverter |  | OUTDOOR
REIPNR-11449 | CHANGZHOU TRINA SOLAR ENERGY CO | TSM-185D | 235 | 114 | 180 | 25 |  | Solar | FIXED | Roof
REIPNR-11449 | SMA AMERICA | SB7000US (208V) | 8000 | 3 |  |  | 0.96 | Solar Inverter |  | OUTDOOR
REIPNR-11450 | SUNTECH POWER | STP210-18/UB-1 | 210 | 18 | 191 | 26 |  | Solar | FIXED | Roof
REIPNR-11450 | POWER-ONE | PVI-3600-OUTD-US-F (208V) | 3600 | 1 |  |  | 0.968 | Solar Inverter |  | INDOOR
REIPNR-11454 | EVERGREEN SOLAR | ES-200-VL | 210 | 108 | 176 | 3 |  | Solar | FIXED | Roof
REIPNR-11454 | EVERGREEN SOLAR | ES-200-RL | 210 | 100 | 176 | 10 |  | Solar | FIXED | Roof
REIPNR-11454 | FRONIUS USA |  | 6000 | 2 |  |  | 0.96 | Solar Inverter |  | OUTDOOR
REIPNR-11454 | FRONIUS USA |  | 7500 | 4 |  |  | 0.96 | Solar Inverter |  | OUTDOOR
REIPNR-11455 | CHANGZHOU TRINA SOLAR ENERGY CO | TSM-185D | 235 | 455 | 137 | 10 |  | Solar | FIXED | Roof
REIPNR-11455 | XANTREX TECHNOLOGY | GT100-480 | 100000 | 1 |  |  | 0.96 | Solar Inverter |  | OUTDOOR
REIPNR-11456 | BP SOLAR | BP3170N | 215 | 40 | 145 | 25 |  | Solar | FIXED | Roof
REIPNR-11456 | FRONIUS USA | IG 4000 | 4000 | 1 |  |  | 0.955 | Solar Inverter |  | INDOOR
REIPNR-11456 | FRONIUS USA | IG 5100 | 5100 | 1 |  |  | 0.955 | Solar Inverter |  | INDOOR
REIPNR-11458 | SHARP | ND-224UC1 | 235 | 168 | 188 | 0 |  | Solar | FIXED | Roof
REIPNR-11458 | SHARP | ND-224U2 | 235 | 768 | 188 | 5 |  | Solar | FIXED | Roof
REIPNR-11458 | SHARP | ND-224UC1 | 235 | 108 | 188 | 10 |  | Solar | FIXED | Roof
REIPNR-11458 | PV POWERED | PVP100KW-480 | 260000 | 1 |  |  | 0.97 | Solar Inverter |  | OUTDOOR
REIPNR-11459 | SUNTECH POWER | STP210-18/UB-1 | 225 | 1066 | 138 | 10 |  | Solar | FIXED | Roof
REIPNR-11459 | PV POWERED | PVP100KW-208 | 260000 | 1 |  |  | 0.96 | Solar Inverter |  | OUTDOOR
REIPNR-11462 | BP SOLAR | BP3115S | 215 | 13 | 197 | 40 |  | Solar | FIXED | Roof
REIPNR-11462 | SMA AMERICA | SB4000US (240V) | 4000 | 1 |  |  | 0.968 | Solar Inverter |  | INDOOR
REIPNR-11463 | CANADIAN SOLAR | CS5P-240 | 275 | 46 | 175 | 23 |  | Solar | FIXED | Roof
REIPNR-11463 | SMA AMERICA | SB4000US (208V) | 4000 | 1 |  |  | 0.971 | Solar Inverter |  | INDOOR
REIPNR-11463 | SMA AMERICA | SB7000US (208V) | 8000 | 1 |  |  | 0.962 | Solar Inverter |  | INDOOR
REIPNR-11464 | SUNPOWER | SPR-225-BLK-U | 225 | 7 | 82 | 23 |  | Solar | FIXED | Roof
REIPNR-11464 | SUNPOWER | SPR-225-BLK-U | 225 | 35 | 172 | 23 |  | Solar | FIXED | Roof
REIPNR-11464 | SUNPOWER CORP (ORIGINAL MFRSMA) | SPR-3000M (208V) | 3000 | 4 |  |  | 0.95 | Solar Inverter |  | INDOOR
REIPNR-11465 | SUNPOWER | SPR-230-WHT-U | 230 | 30 | 180 | 39 |  | Solar | FIXED | Roof
REIPNR-11465 | SUNPOWER CORP (ORIGINAL MFRSMA) | SPR-7000M (208V) | 7000 | 1 |  |  | 0.961 | Solar Inverter |  | INDOOR
REIPNR-11466 | SHARP | ND-123UJF | 235 | 60 | 156 | 25 |  | Solar | FIXED | Ground
REIPNR-11466 | ENPHASE ENERGY | M200-32-208-S01 | 380 | 30 |  |  | 0.955 | Solar Inverter |  | OUTDOOR
REIPNR-11468 | SCHUCO USA |  | 185 | 54 | 157 | 30 |  | Solar | FIXED | Pole
REIPNR-11468 | SMA AMERICA | SB5000US | 5000 | 2 |  |  | 0.968 | Solar Inverter |  | OUTDOOR
REIPNR-11469 | CONERGY AG | S 175MU | 235 | 48 | 189 | 22 |  | Solar | FIXED | Roof
REIPNR-11469 | SMA AMERICA | SB6000U (208V) | 6000 | 2 |  |  | 0.95 | Solar Inverter |  | INDOOR
REIPNR-11470 | SOLARWORLD | SW185MONO | 230 | 54 | 147 | 22 |  | Solar | FIXED | Roof
REIPNR-11470 | ENPHASE ENERGY | M200-32-208-S01 | 380 | 27 |  |  | 0.95 | Solar Inverter |  | OUTDOOR
REIPNR-11471 | SCHUCO USA |  | 185 | 24 | 161 | 26.6 |  | Solar | FIXED | Roof
REIPNR-11471 | ENPHASE ENERGY | M175-24-208-S | 190 | 6 |  |  | 0.955 | Solar Inverter |  | OUTDOOR
REIPNR-11471 | SMA AMERICA | SB3000US (208V) | 3000 | 1 |  |  | 0.968 | Solar Inverter |  | Inside
REIPNR-11472 | SCHUCO USA |  | 185 | 62 | 161 | 26.6 |  | Solar | FIXED | Roof
REIPNR-11472 | ENPHASE ENERGY | M175-24-208-S | 190 | 2 |  |  | 0.955 | Solar Inverter |  | OUTDOOR
REIPNR-11472 | SMA AMERICA | SB5000US | 5000 | 2 |  |  | 0.965 | Solar Inverter |  | Inside
REIPNR-11473 | SUNPOWER | SPR-230-WHT-U | 238 | 24 | 203 | 15 |  | Solar | FIXED | Roof
REIPNR-11473 | SUNPOWER | SPR-230-WHT-U | 238 | 60 | 118 | 20 |  | Solar | FIXED | Roof
REIPNR-11473 | SUNPOWER CORP (ORIGINAL MFRSMA) | SPR-5000M (208V) | 5000 | 1 |  |  | 0.97 | Solar Inverter |  | INDOOR
REIPNR-11473 | SUNPOWER CORP (ORIGINAL MFRSMA) | SPR-6000M (208V) | 6000 | 2 |  |  | 0.97 | Solar Inverter |  | INDOOR
REIPNR-11474 | REC SCANMODULE | SCM230 | 235 | 585 | 198 | 5 |  | Solar | FIXED | Roof
REIPNR-11474 | PV POWERED | PVP30KW-LV-208 | 30000 | 1 |  |  | 0.96 | Solar Inverter |  | OUTDOOR
REIPNR-11474 | PV POWERED | PVP100KW-208 | 100000 | 1 |  |  | 0.96 | Solar Inverter |  | Outside
REIPNR-11477 | SOLARWORLD | SW185MONO | 240 | 40 | 252 | 15 |  | Solar | FIXED | Roof
REIPNR-11477 | FRONIUS USA | IG 4000 | 4000 | 1 |  |  | 0.952 | Solar Inverter |  | INDOOR
REIPNR-11477 | FRONIUS USA | IG 5100 | 5100 | 1 |  |  | 0.952 | Solar Inverter |  | INDOOR
REIPNR-11478 | BP SOLAR | BP3170N | 215 | 12 | 238 | 10 |  | Solar | FIXED | Roof
REIPNR-11478 | BP SOLAR | BP3150S | 215 | 9 | 148 | 12 |  | Solar | FIXED | Roof
REIPNR-11478 | BP SOLAR | BP3150S | 215 | 20 | 238 | 22 |  | Solar | FIXED | Roof
REIPNR-11478 | ENPHASE ENERGY | M175-24-240-S02 | 380 | 8 |  |  | 0.955 | Solar Inverter |  | INDOOR
REIPNR-11478 | FRONIUS USA | IG 3000 | 3000 | 1 |  |  | 0.955 | Solar Inverter |  | INDOOR
REIPNR-11478 | FRONIUS USA | IG 3000 | 3000 | 1 |  |  | 0.962 | Solar Inverter |  | INDOOR
REIPNR-11479 | CONERGY AG | S 175MU | 235 | 57 | 248 | 27 |  | Solar | FIXED | Roof
REIPNR-11479 | SMA AMERICA | SB5000US | 5000 | 1 |  |  | 0.95 | Solar Inverter |  | INDOOR
REIPNR-11479 | SMA AMERICA | SB7000US (208V) | 7000 | 1 |  |  | 0.95 | Solar Inverter |  | INDOOR
REIPNR-11480 | CHANGZHOU TRINA SOLAR ENERGY CO | TSM-185D | 235 | 208 | 180 | 32 |  | Solar | FIXED | Roof
REIPNR-11480 | CHANGZHOU TRINA SOLAR ENERGY CO | TSM-185D | 235 | 390 | 180 | 32 |  | Solar | FIXED | Roof
REIPNR-11480 | PV POWERED | PVP100KW-208 | 50000 | 1 |  |  | 0.967 | Solar Inverter |  | OUTDOOR
REIPNR-11480 | SATCON TECHNOLOGY | PVS-100 (208 V) | 100000 | 1 |  |  | 0.967 | Solar Inverter |  | OUTDOOR
REIPNR-11483 | BAODING YINGLI NEW ENERGY RESOURCES CO | YL175(156) | 230 | 35 | 183 | 13 |  | Solar | FIXED | Roof
REIPNR-11483 | BAODING YINGLI NEW ENERGY RESOURCES CO | YL175(156) | 230 | 35 | 181 | 15 |  | Solar | FIXED | Ground
REIPNR-11483 | ENPHASE ENERGY | M200-32-208-S01 | 380 | 36 |  |  | 0.96 | Solar Inverter |  | OUTDOOR
REIPNR-11484 | SUNTECH POWER | STP210-18/UB-1 | 210 | 14 | 241 | 33 |  | Solar | FIXED | Roof
REIPNR-11484 | SUNTECH POWER | STP210-18/UB-1 | 210 | 55 | 241 | 33 |  | Solar | FIXED | Roof
REIPNR-11484 | SUNTECH POWER | STP210-18/UB-1 | 210 | 10 | 151 | 39 |  | Solar | FIXED | Roof
REIPNR-11484 | SUNTECH POWER | STP210-18/UB-1 | 210 | 11 | 151 | 39 |  | Solar | FIXED | Roof
REIPNR-11484 | POWER-ONE | PVI-3000-I-OUTD-US | 3000 | 1 |  |  | 0.97 | Solar Inverter |  | INDOOR
REIPNR-11484 | POWER-ONE | PVI-6000-OUTD-US-W (208 V) | 6000 | 1 |  |  | 0.97 | Solar Inverter |  | INDOOR
REIPNR-11484 | FRONIUS USA |  | 11400 | 1 |  |  | 0.97 | Solar Inverter |  | INDOOR
REIPNR-11485 | SUNTECH POWER | STP21018 | 210 | 42 | 243 | 21 |  | Solar | FIXED | Roof
REIPNR-11485 | POWER-ONE | PVI-3600-OUTD-US-F (240V) | 3600 | 1 |  |  | 0.971 | Solar Inverter |  | INDOOR
REIPNR-11485 | POWER-ONE | PVI-5000-OUTD-US (240 V) | 4200 | 1 |  |  | 0.971 | Solar Inverter |  | Inside
REIPNR-11486 | SUNTECH POWER | STP200UB | 205 | 40 | 245 | 35 |  | Solar | FIXED | Roof
REIPNR-11486 | PV POWERED | PVP3500 | 3500 | 1 |  |  | 0.955 | Solar Inverter |  | INDOOR
REIPNR-11487 | CHANGZHOU TRINA SOLAR ENERGY CO | TSM-185D | 230 | 33 | 140 | 10 |  | Solar | FIXED | Roof
REIPNR-11487 | CHANGZHOU TRINA SOLAR ENERGY CO | TSM-160D | 230 | 165 | 224 | 16 |  | Solar | FIXED | Roof
REIPNR-11487 | SMA AMERICA | SB7000US (208V) | 7000 | 6 |  |  | 0.97 | Solar Inverter |  | INDOOR
REIPNR-11488 | SOLARTECH POWER | SPM200P | 205 | 36 | 180 | 27 |  | Solar | FIXED | Roof
REIPNR-11488 | SMA AMERICA | SB7000US (208V) | 7000 | 1 |  |  | 0.97 | Solar Inverter |  | INDOOR
REIPNR-11489 | SUNTECH POWER | STP200-18/UB-1 | 205 | 18 | 193 | 20 |  | Solar | FIXED | Roof
REIPNR-11489 | PV POWERED | PVP3500 | 3500 | 1 |  |  | 0.955 | Solar Inverter |  | INDOOR
REIPNR-11490 | SUNTECH POWER | STP200UB | 205 | 28 | 236 | 23.3 |  | Solar | FIXED | Roof
REIPNR-11490 | SMA AMERICA | SB6000U (208V) | 6000 | 1 |  |  | 0.97 | Solar Inverter |  | INDOOR
REIPNR-11491 | SUNTECH POWER | STP200-18/UB-1 | 205 | 38 | 196.1 | 34 |  | Solar | FIXED | Roof
REIPNR-11491 | PV POWERED | PVP3000 | 3000 | 1 |  |  | 0.935 | Solar Inverter |  | INDOOR
REIPNR-11491 | PV POWERED | PVP4800 | 4800 | 1 |  |  | 0.96 | Solar Inverter |  | INDOOR
REIPNR-11492 | SUNTECH POWER | STP200-18/UB-1 | 205 | 58 | 180 | 30 |  | Solar | FIXED | Roof
REIPNR-11492 | PV POWERED | PVP2000 | 2000 | 1 |  |  | 0.96 | Solar Inverter |  | OUTDOOR
REIPNR-11492 | PV POWERED | PVP4800 | 4800 | 2 |  |  | 0.96 | Solar Inverter |  | OUTDOOR
REIPNR-11493 | SUNTECH POWER | STP200UB | 205 | 40 | 220.4 | 18 |  | Solar | FIXED | Roof
REIPNR-11493 | PV POWERED | PVP3500 | 3500 | 1 |  |  | 0.955 | Solar Inverter |  | INDOOR
REIPNR-11493 | PV POWERED | PVP3500 | 3500 | 1 |  |  | 0.955 | Solar Inverter |  | INDOOR
REIPNR-11494 | SUNTECH POWER | STP200UB | 205 | 30 | 156.4 | 30 |  | Solar | FIXED | Roof
REIPNR-11494 | SMA AMERICA | SB6000U (208V) | 6000 | 1 |  |  | 0.97 | Solar Inverter |  | INDOOR
REIPNR-11495 | SUNTECH POWER | STP210S-18/UB-1 | 250 | 110 | 175 | 25 |  | Solar | FIXED | Roof
REIPNR-11495 | FRONIUS USA |  | 11400 | 2 |  |  | 0.962 | Solar Inverter |  | OUTDOOR
REIPNR-11496 | SUNTECH POWER | STP210S-18/UB-1 | 250 | 40 | 175 | 25 |  | Solar | FIXED | Roof
REIPNR-11496 | FRONIUS USA |  | 9995 | 1 |  |  | 0.962 | Solar Inverter |  | OUTDOOR
REIPNR-11497 | SUNTECH POWER | STP210S-18/UB-1 | 250 | 26 | 175 | 25 |  | Solar | FIXED | Roof
REIPNR-11497 | FRONIUS USA |  | 6000 | 1 |  |  | 0.962 | Solar Inverter |  | OUTDOOR
REIPNR-11498 | SUNTECH POWER | STP210S-18/UB-1 | 250 | 27 | 175 | 25 |  | Solar | FIXED | Roof
REIPNR-11498 | SMA AMERICA | SB6000U (240V) | 6000 | 1 |  |  | 0.962 | Solar Inverter |  | OUTDOOR
REIPNR-11499 | SUNTECH POWER | STP210S-18/UB-1 | 250 | 55 | 175 | 25 |  | Solar | FIXED | Roof
REIPNR-11499 | FRONIUS USA |  | 11400 | 1 |  |  | 0.962 | Solar Inverter |  | OUTDOOR
REIPNR-11502 | SCHUCO USA |  | 235 | 189 | 226 | 20 |  | Solar | FIXED | Roof
REIPNR-11502 | SMA AMERICA | SB7000US (208V) | 7000 | 6 |  |  | 0.97 | Solar Inverter |  | OUTDOOR
REIPNR-11503 | SUNTECH POWER | STP210S-18/UB-1 | 275 | 390 | 139 | 12 |  | Solar | FIXED | Ground
REIPNR-11503 | SATCON TECHNOLOGY | PVS-100 (208 V) | 100000 | 1 |  |  | 0.96 | Solar Inverter |  | OUTDOOR
REIPNR-11504 | SOLARWORLD | SW185MONO | 280 | 880 | 139 | 12 |  | Solar | FIXED | Ground
REIPNR-11504 | SOLARWORLD | SW185MONO | 285 | 882 | 139 | 12 |  | Solar | FIXED | Ground
REIPNR-11504 | CANADIAN SOLAR | CS5P-230 | 290 | 818 | 139 | 12 |  | Solar | FIXED | Ground
REIPNR-11504 | SATCON TECHNOLOGY | PVS-135 (480 V) | 135000 | 1 |  |  | 0.96 | Solar Inverter |  | OUTDOOR
REIPNR-11504 | SATCON TECHNOLOGY | AE-225-60-PV-A | 250000 | 2 |  |  | 0.96 | Solar Inverter |  | OUTDOOR
REIPNR-11505 | SUNTECH POWER | STP210S-18/UB-1 | 275 | 570 | 139 | 12 |  | Solar | FIXED | Ground
REIPNR-11505 | SATCON TECHNOLOGY | AE-135-60-PV-A | 135000 | 1 |  |  | 0.96 | Solar Inverter |  | OUTDOOR
REIPNR-11506 | SUNTECH POWER | STP210S-18/UB-1 | 275 | 60 | 139 | 12 |  | Solar | FIXED | Ground
REIPNR-11506 | SMA AMERICA | SB7000US (240V) | 7000 | 2 |  |  | 0.96 | Solar Inverter |  | OUTDOOR
REIPNR-11507 | SOLON AG FUER SOLARTECHNIK | P220/6+/01 230WP | 230 | 1183 | 204 | 10 |  | Solar | FIXED | Roof
REIPNR-11507 | SATCON TECHNOLOGY | PVS-250 (240 V) | 250000 | 1 |  |  | 0.96 | Solar Inverter |  | OUTDOOR
REIPNR-11508 | SOLARWORLD | SW185MONO | 230 | 624 | 223 | 10 |  | Solar | FIXED | Roof
REIPNR-11508 | SATCON TECHNOLOGY | AE-135-60-PV-D | 135000 | 1 |  |  | 0.96 | Solar Inverter |  | OUTDOOR
REIPNR-11510 | CHANGZHOU TRINA SOLAR ENERGY CO | TSM-185D | 235 | 78 | 175 | 5 |  | Solar | FIXED | Roof
REIPNR-11510 | SMA AMERICA | SB6000U (208V) | 6000 | 3 |  |  | 0.97 | Solar Inverter |  | OUTDOOR
REIPNR-11512 | CHANGZHOU TRINA SOLAR ENERGY CO | TSM-185D | 235 | 99 | 175 | 5 |  | Solar | FIXED | Roof
REIPNR-11512 | SMA AMERICA | SB7000US (240V) | 7000 | 3 |  |  | 0.97 | Solar Inverter |  | OUTDOOR
REIPNR-11514 | CHANGZHOU TRINA SOLAR ENERGY CO | TSM-185D | 235 | 99 | 175 | 5 |  | Solar | FIXED | Roof
REIPNR-11514 | SMA AMERICA | SB7000US (240V) | 7000 | 3 |  |  | 0.97 | Solar Inverter |  | OUTDOOR
REIPNR-11515 | CHANGZHOU TRINA SOLAR ENERGY CO | TSM-185D | 235 | 72 | 175 | 5 |  | Solar | FIXED | Roof
REIPNR-11515 | SMA AMERICA | SB5000US | 5000 | 3 |  |  | 0.96 | Solar Inverter |  | OUTDOOR
REIPNR-11516 | ET SOLAR INDUSTRY | ET-P654185 | 185 | 1309 | 260 | 14 |  | Solar | FIXED | Roof
REIPNR-11516 | SATCON TECHNOLOGY | AE-225-60-PV-A | 210000 | 1 |  |  | 0.955 | Solar Inverter |  | OUTDOOR
REIPNR-11517 | ET SOLAR INDUSTRY | ET-P654185 | 185 | 270 | 225 | 18 |  | Solar | FIXED | Roof
REIPNR-11517 | SATCON TECHNOLOGY | PVS-50 (208 V) | 50000 | 1 |  |  | 0.955 | Solar Inverter |  | OUTDOOR
REIPNR-11518 | SOLARWORLD | SW185MONO | 245 | 299 | 158 | 10 |  | Solar | FIXED | Roof
REIPNR-11518 | PV POWERED | PVP5200 | 75000 | 1 |  |  | 0.955 | Solar Inverter |  | OUTDOOR
REIPNR-11519 | SOLARWORLD | SW185MONO | 245 | 1651 | 206 | 10 |  | Solar | FIXED | Roof
REIPNR-11519 | PV POWERED | PVP75KW-208 | 75000 | 1 |  |  | 0.95 | Solar Inverter |  | OUTDOOR
REIPNR-11519 | PV POWERED | PVP100KW-208 | 260000 | 1 |  |  | 0.97 | Solar Inverter |  | OUTDOOR
REIPNR-11520 | SOLARWORLD | SW185MONO | 245 | 1872 | 173 | 10 |  | Solar | FIXED | Ground
REIPNR-11520 | PV POWERED | PVP75KW-208 | 50000 | 1 |  |  | 0.97 | Solar Inverter |  | Inside
REIPNR-11520 | PV POWERED | PVP100KW-480 | 260000 | 1 |  |  | 0.97 | Solar Inverter |  | Inside
REIPNR-11521 | SHARP | ND-224U2 | 224 | 390 | 290 | 2.5 |  | Solar | FIXED | Roof
REIPNR-11521 | SHARP | ND-V230A1 | 240 | 195 | 110 | 2.5 |  | Solar | FIXED | Roof
REIPNR-11521 | PV POWERED | PVP30KW-480 | 50000 | 1 |  |  | 0.955 | Solar Inverter |  | OUTDOOR
REIPNR-11521 | PV POWERED | PVP75KW-208 | 75000 | 1 |  |  | 0.971 | Solar Inverter |  | OUTDOOR
REIPNR-11524 | SOLARWORLD | SW185MONO | 245 | 689 | 170 | 10 |  | Solar | FIXED | Roof
REIPNR-11524 | PV POWERED | PVP30KW-LV-208 | 50000 | 1 |  |  | 0.971 | Solar Inverter |  | OUTDOOR
REIPNR-11524 | PV POWERED | PVP75KW-208 | 75000 | 1 |  |  | 0.955 | Solar Inverter |  | Outside
REIPNR-11525 | CHANGZHOU TRINA SOLAR ENERGY CO | TSM-185D | 235 | 28 | 230 | 26 |  | Solar | FIXED | Roof
REIPNR-11525 | PV POWERED | PVP3000 | 3000 | 2 |  |  | 0.98 | Solar Inverter |  | Outside
REIPNR-11526 | SUNTECH POWER | STP200-18/UB-1 | 205 | 30 | 192 | 33 |  | Solar | FIXED | Roof
REIPNR-11526 | SMA AMERICA | SB6000U (208V) | 6000 | 1 |  |  | 0.97 | Solar Inverter |  | INDOOR
REIPNR-11527 | CHANGZHOU TRINA SOLAR ENERGY CO | TSM-185D | 235 | 24 | 189.7 | 30 |  | Solar | FIXED | Roof
REIPNR-11527 | SMA AMERICA | SB5000US | 5000 | 1 |  |  | 0.96 | Solar Inverter |  | INDOOR
REIPNR-11528 | CHANGZHOU TRINA SOLAR ENERGY CO | TSM-185D | 235 | 22 | 142 | 37 |  | Solar | FIXED | Roof
REIPNR-11528 | CHANGZHOU TRINA SOLAR ENERGY CO | TSM-160D | 235 | 21 | 250 | 37 |  | Solar | FIXED | Roof
REIPNR-11528 | PV POWERED | PVP2500 | 2500 | 2 |  |  | 0.95 | Solar Inverter |  | INDOOR
REIPNR-11528 | PV POWERED | PVP4800 | 4800 | 1 |  |  | 0.96 | Solar Inverter |  | INDOOR
REIPNR-11529 | SUNTECH POWER | STP200-18/UB-1 | 205 | 24 | 207.1 | 20 |  | Solar | FIXED | Roof
REIPNR-11529 | PV POWERED | PVP4800 | 4800 | 1 |  |  | 0.96 | Solar Inverter |  | INDOOR
REIPNR-11530 | CHANGZHOU TRINA SOLAR ENERGY CO | TSM-160D | 235 | 22 | 117.8 | 28 |  | Solar | FIXED | Roof
REIPNR-11530 | PV POWERED | PVP4800 | 4800 | 1 |  |  | 0.96 | Solar Inverter |  | INDOOR
REIPNR-11531 | SUNTECH POWER | STP200S-18/UB-1 | 205 | 8 | 120 | 22 |  | Solar | FIXED | Roof
REIPNR-11531 | SUNTECH POWER | STP200S-18/UB-1 | 205 | 20 | 210 | 22 |  | Solar | FIXED | Roof
REIPNR-11531 | PV POWERED | PVP2000 | 2000 | 1 |  |  | 0.92 | Solar Inverter |  | INDOOR
REIPNR-11531 | PV POWERED | PVP3500 | 3500 | 1 |  |  | 0.955 | Solar Inverter |  | INDOOR
REIPNR-11532 | SUNTECH POWER | STP200-18/UB-1 | 205 | 30 | 90 | 30 |  | Solar | FIXED | Roof
REIPNR-11532 | PV POWERED | PVP2500 | 2500 | 1 |  |  | 0.945 | Solar Inverter |  | INDOOR
REIPNR-11532 | PV POWERED | PVP3000 | 3000 | 1 |  |  | 0.935 | Solar Inverter |  | Inside
REIPNR-11533 | KYOCERA SOLAR | KD210GX-LP | 210 | 1380 | 175 | 2 |  | Solar | FIXED | Roof
REIPNR-11533 | SATCON TECHNOLOGY | PVS-250 (480 V) | 250000 | 1 |  |  | 0.96 | Solar Inverter |  | INDOOR
REIPNR-11534 | CHANGZHOU TRINA SOLAR ENERGY CO | TSM-185D | 235 | 99 | 175 | 5 |  | Solar | FIXED | Roof
REIPNR-11534 | SMA AMERICA | SB7000US (208V) | 7000 | 3 |  |  | 0.97 | Solar Inverter |  | OUTDOOR
REIPNR-11536 | REC SCANMODULE | SCM230 | 235 | 1275 | 180 | 20 |  | Solar | 1AXIS | Roof
REIPNR-11536 | SMA AMERICA | SB7000US (240V) | 8000 | 6 |  |  | 0.985 | Solar Inverter |  | OUTDOOR
REIPNR-11536 | SMA AMERICA | SB1100U | 10000 | 21 |  |  | 0.985 | Solar Inverter |  | OUTDOOR
REIPNR-11538 | SOLYNDRA | SL-002-182U | 210 | 5732 | 221 | 0 |  | Solar | FIXED | Roof
REIPNR-11538 | SATCON TECHNOLOGY | PVS-500 (480 V) | 500000 | 2 |  |  | 0.96 | Solar Inverter |  | Outside
REIPNR-11540 | SHARP |  | 260 | 312 | 135 | 11.6 |  | Solar | FIXED | Roof
REIPNR-11540 | SHARP | NT-170UC1 | 260 | 325 | 180 | 11.6 |  | Solar | FIXED | Roof
REIPNR-11540 | PV POWERED | PVP100KW-208 | 75000 | 2 |  |  | 0.955 | Solar Inverter |  | OUTDOOR
REIPNR-11542 | ALEO SOLAR |  | 220 | 44 | 162 | 18 |  | Solar | FIXED | Roof
REIPNR-11542 | SOLECTRIA RENEWABLES | PVI 5300 (208V) | 5300 | 2 |  |  | 0.966 | Solar Inverter |  | OUTDOOR
REIPNR-11543 | BAODING YINGLI NEW ENERGY RESOURCES CO | YL175(156) | 260 | 84 | 114 | 18 |  | Solar | FIXED | Roof
REIPNR-11543 | BAODING YINGLI NEW ENERGY RESOURCES CO | YL175(156) | 260 | 72 | 204 | 34 |  | Solar | FIXED | Roof
REIPNR-11543 | PV POWERED | PVP30KW-208 | 35000 | 1 |  |  | 0.966 | Solar Inverter |  | OUTDOOR
REIPNR-11544 | BP SOLAR | BP3170N | 215 | 24 | 159 | 26 |  | Solar | FIXED | Roof
REIPNR-11544 | FRONIUS USA | IG 5100 | 5100 | 1 |  |  | 0.95 | Solar Inverter |  | OUTDOOR
REIPNR-11545 | BAODING YINGLI NEW ENERGY RESOURCES CO | YL175(156) | 260 | 455 | 177 | 11 |  | Solar | FIXED | Roof
REIPNR-11545 | BAODING YINGLI NEW ENERGY RESOURCES CO | YL175(156) | 260 | 429 | 87 | 14 |  | Solar | FIXED | Roof
REIPNR-11545 | BAODING YINGLI NEW ENERGY RESOURCES CO | YL175(156) | 260 | 403 | 177 | 14 |  | Solar | FIXED | Roof
REIPNR-11545 | BAODING YINGLI NEW ENERGY RESOURCES CO | YL175(156) | 260 | 429 | 267 | 14 |  | Solar | FIXED | Roof
REIPNR-11545 | PV POWERED | PVP100KW-208 | 100000 | 2 |  |  | 0.96 | Solar Inverter |  | OUTDOOR
REIPNR-11545 | PV POWERED | PVP100KW-480 | 260000 | 1 |  |  | 0.97 | Solar Inverter |  | OUTDOOR
REIPNR-11546 | CHANGZHOU TRINA SOLAR ENERGY CO | TSM-160D | 230 | 1339 | 183 | 30 |  | Solar | FIXED | Roof
REIPNR-11546 | XANTREX TECHNOLOGY | STRM - REMOTE METER | 250000 | 1 |  |  | 0.96 | Solar Inverter |  | INDOOR
REIPNR-11547 | BAODING YINGLI NEW ENERGY RESOURCES CO | YL175(156) | 260 | 195 | 122 | 9 |  | Solar | FIXED | Roof
REIPNR-11547 | BAODING YINGLI NEW ENERGY RESOURCES CO | YL175(156) | 260 | 845 | 212 | 9 |  | Solar | FIXED | Roof
REIPNR-11547 | BAODING YINGLI NEW ENERGY RESOURCES CO | YL175(156) | 260 | 611 | 302 | 9 |  | Solar | FIXED | Roof
REIPNR-11547 | BAODING YINGLI NEW ENERGY RESOURCES CO | YL175(156) | 260 | 234 | 212 | 11 |  | Solar | FIXED | Roof
REIPNR-11547 | PV POWERED | PVP30KW-LV-480 | 50000 | 1 |  |  | 0.972 | Solar Inverter |  | Outside
REIPNR-11547 | PV POWERED | PVP75KW-208 | 75000 | 2 |  |  | 0.955 | Solar Inverter |  | OUTDOOR
REIPNR-11547 | PV POWERED | PVP100KW-480 | 260000 | 1 |  |  | 0.97 | Solar Inverter |  | OUTDOOR
REIPNR-11548 | BAODING YINGLI NEW ENERGY RESOURCES CO | YL175(156) | 260 | 299 | 122 | 9 |  | Solar | FIXED | Roof
REIPNR-11548 | BAODING YINGLI NEW ENERGY RESOURCES CO | YL175(156) | 260 | 377 | 212 | 9 |  | Solar | FIXED | Roof
REIPNR-11548 | BAODING YINGLI NEW ENERGY RESOURCES CO | YL175(156) | 260 | 715 | 212 | 11 |  | Solar | FIXED | Roof
REIPNR-11548 | PV POWERED | PVP75KW-208 | 75000 | 1 |  |  | 0.955 | Solar Inverter |  | OUTDOOR
REIPNR-11548 | PV POWERED | PVP100KW-208 | 260000 | 1 |  |  | 0.97 | Solar Inverter |  | Outside
REIPNR-11549 | YES! SOLAR | ES3000 (208V) | 230 | 104 | 228 | 10 |  | Solar | FIXED | Roof
REIPNR-11549 | PV POWERED | PVP30KW-208 | 30000 | 1 |  |  | 0.93 | Solar Inverter |  | OUTDOOR
REIPNR-11550 | SOLARTECH POWER | SPM220P | 220 | 432 | 199 | 10 |  | Solar | FIXED | Roof
REIPNR-11550 | SYSGRATION | SOLEIL 2000-120 | 460 | 216 |  |  | 0.93 | Solar Inverter |  | OUTDOOR
REIPNR-11551 | RIGHTHAND ENGINEERING | WINVERTER-MONITOR | 230 | 10 | 128 | 18 |  | Solar | FIXED | Roof
REIPNR-11551 | REC SCANMODULE | SCM230 | 230 | 26 | 219 | 19 |  | Solar | FIXED | Roof
REIPNR-11551 | SMA AMERICA | SB3000US (240V) | 3000 | 1 |  |  | 0.97 | Solar Inverter |  | INDOOR
REIPNR-11552 | SUNTECH POWER | STP200-18/UB-1 | 200 | 12 | 133 | 35 |  | Solar | FIXED | Roof
REIPNR-11552 | SMA AMERICA | SB3000US (208V) | 3000 | 1 |  |  | 0.966 | Solar Inverter |  | INDOOR
REIPNR-11553 | SCHUCO USA | SWR2500U (240V) | 230 | 357 | 180 | 20 |  | Solar | FIXED | Roof
REIPNR-11553 | SMA AMERICA | SB7000US (208V) | 8000 | 7 |  |  | 0.98 | Solar Inverter |  | Outside
REIPNR-11553 | SMA AMERICA | SB7000US (277V) | 9000 | 2 |  |  | 0.98 | Solar Inverter |  | OUTDOOR
REIPNR-11554 | SOLARWORLD | SW185MONO | 240 | 17 | 197 | 15 |  | Solar | FIXED | Roof
REIPNR-11554 | SOLARWORLD | SW185MONO | 240 | 27 | 197 | 18 |  | Solar | FIXED | Roof
REIPNR-11554 | FRONIUS USA | IG 2000 | 2000 | 1 |  |  | 0.952 | Solar Inverter |  | INDOOR
REIPNR-11554 | FRONIUS USA | IG 4000 | 4000 | 1 |  |  | 0.952 | Solar Inverter |  | INDOOR
REIPNR-11554 | FRONIUS USA | IG 4000 | 4000 | 1 |  |  | 0.952 | Solar Inverter |  | INDOOR
REIPNR-11555 | CHANGZHOU TRINA SOLAR ENERGY CO | TSM-160D | 230 | 20 | 201 | 10 |  | Solar | FIXED | Roof
REIPNR-11555 | SMA AMERICA | SB4000US (208V) | 4000 | 2 |  |  | 0.96 | Solar Inverter |  | INDOOR
REIPNR-11556 | SOLARWORLD | SW185MONO | 235 | 29 | 178 | 22 |  | Solar | FIXED | Roof
REIPNR-11556 | FRONIUS USA |  | 5000 | 1 |  |  | 0.97 | Solar Inverter |  | INDOOR
REIPNR-11557 | BP SOLAR | SX3200W | 215 | 68 | 188 | 30 |  | Solar | FIXED | Roof
REIPNR-11557 | FRONIUS USA | IG 2000 | 2000 | 1 |  |  | 0.97 | Solar Inverter |  | OUTDOOR
REIPNR-11557 | FRONIUS USA |  | 11400 | 1 |  |  | 0.97 | Solar Inverter |  | Outside
REIPNR-11559 | SUNTECH POWER | STP200-18/UB-1 | 205 | 67 | 178 | 7 |  | Solar | FIXED | Roof
REIPNR-11559 | SMA AMERICA | SB6000US (208V) | 6000 | 1 |  |  | 0.97 | Solar Inverter |  | OUTDOOR
REIPNR-11559 | SMA AMERICA | SB7000US (208V) | 7000 | 1 |  |  | 0.97 | Solar Inverter |  | OUTDOOR
REIPNR-11560 | SUNTECH POWER | STP200-18/UB-1 | 205 | 14 | 181 | 5 |  | Solar | FIXED | Roof
REIPNR-11560 | SMA AMERICA | SB4000US (208V) | 4000 | 1 |  |  | 0.96 | Solar Inverter |  | OUTDOOR
REIPNR-11562 | SUNTECH POWER | STP200UB | 205 | 297 | 181 | 5 |  | Solar | FIXED | Roof
REIPNR-11562 | SUNTECH POWER | STP200UB | 205 | 108 | 178 | 7 |  | Solar | FIXED | Roof
REIPNR-11562 | SMA AMERICA | SB4000US (208V) | 4000 | 1 |  |  | 0.96 | Solar Inverter |  | Outside
REIPNR-11562 | SMA AMERICA | SB5000US | 5000 | 1 |  |  | 0.96 | Solar Inverter |  | Outside
REIPNR-11562 | SMA AMERICA | SB7000US (208V) | 7000 | 2 |  |  | 0.96 | Solar Inverter |  | Outside
REIPNR-11562 | SMA AMERICA | SB7000US (208V) | 7000 | 4 |  |  | 0.96 | Solar Inverter |  | Outside
REIPNR-11562 | SMA AMERICA | SB7000US (208V) | 7000 | 4 |  |  | 0.96 | Solar Inverter |  | Outside
REIPNR-11563 | SUNTECH POWER | STP200-18/UB-1 | 205 | 67 | 178 | 7 |  | Solar | FIXED | Roof
REIPNR-11563 | SMA AMERICA | SB6000U (240V) | 6000 | 1 |  |  | 0.97 | Solar Inverter |  | OUTDOOR
REIPNR-11563 | SMA AMERICA | SB7000US (208V) | 7000 | 1 |  |  | 0.97 | Solar Inverter |  | OUTDOOR
REIPNR-11564 | SUNTECH POWER | STP200-18/UB-1 | 205 | 78 | 181 | 5 |  | Solar | FIXED | Roof
REIPNR-11564 | SMA AMERICA | SB7000US (208V) | 7000 | 2 |  |  | 0.97 | Solar Inverter |  | Outside
REIPNR-11565 | SUNTECH POWER | STP200-18/UB-1 | 205 | 45 | 178 | 7 |  | Solar | FIXED | Roof
REIPNR-11565 | SMA AMERICA | SB3000US (240V) | 3000 | 1 |  |  | 0.96 | Solar Inverter |  | Outside
REIPNR-11565 | SMA AMERICA | SB7000US (208V) | 7000 | 1 |  |  | 0.97 | Solar Inverter |  | Outside
REIPNR-11566 | SUNTECH POWER | STP200-18/UB-1 | 205 | 9 | 181 | 5 |  | Solar | FIXED | Roof
REIPNR-11566 | SMA AMERICA | SB3000US (208V) | 3000 | 1 |  |  | 0.96 | Solar Inverter |  | Outside
REIPNR-11568 | SUNTECH POWER | STP200-18/UB-1 | 205 | 52 | 178 | 7 |  | Solar | FIXED | Roof
REIPNR-11568 | SMA AMERICA | SB5000US | 5000 | 2 |  |  | 0.96 | Solar Inverter |  | OUTDOOR
REIPNR-11570 | SUNTECH POWER | STP200-18/UB-1 | 205 | 26 | 267 | 5 |  | Solar | FIXED | Roof
REIPNR-11570 | SMA AMERICA | SB5000US | 5000 | 1 |  |  | 0.96 | Solar Inverter |  | OUTDOOR
REIPNR-11571 | SUNTECH POWER | STP210S-18/UB-1 | 280 | 1496 | 225 | 10 |  | Solar | FIXED | Roof
REIPNR-11571 | PV POWERED | PVP100KW-208 | 100000 | 1 |  |  | 0.96 | Solar Inverter |  | OUTDOOR
REIPNR-11571 | PV POWERED | PVP100KW-208 | 260000 | 1 |  |  | 0.96 | Solar Inverter |  | Outside
REIPNR-11572 | SUNTECH POWER | STP200-18/UB-1 | 205 | 2436 | 213 | 10 |  | Solar | FIXED | Roof
REIPNR-11572 | PV POWERED | PVP100KW-208 | 100000 | 2 |  |  | 0.971 | Solar Inverter |  | OUTDOOR
REIPNR-11572 | PV POWERED | PVP2800 | 260000 | 1 |  |  | 0.971 | Solar Inverter |  | OUTDOOR
REIPNR-11573 | SCHOTT SOLAR | ASE-250DGF/50-230 | 230 | 4316 | 187 | 10 |  | Solar | FIXED | Roof
REIPNR-11573 | PV POWERED | PVP100KW-208 | 260000 | 3 |  |  | 0.977 | Solar Inverter |  | OUTDOOR
REIPNR-11574 | CHANGZHOU TRINA SOLAR ENERGY CO | TSM-185D | 235 | 22 | 196 | 3 |  | Solar | FIXED | Roof
REIPNR-11574 | CHANGZHOU TRINA SOLAR ENERGY CO | TSM-160D | 235 | 72 | 14 | 5 |  | Solar | FIXED | Roof
REIPNR-11574 | CHANGZHOU TRINA SOLAR ENERGY CO | TSM-185D | 235 | 80 | 194 | 5 |  | Solar | FIXED | Roof
REIPNR-11574 | CHANGZHOU TRINA SOLAR ENERGY CO | TSM-185D | 235 | 44 | 196 | 12 |  | Solar | FIXED | Roof
REIPNR-11574 | CHANGZHOU TRINA SOLAR ENERGY CO | TSM-185D | 235 | 13 | 106.7 | 22 |  | Solar | FIXED | Roof
REIPNR-11574 | SMA AMERICA | SB4000US (208V) | 4000 | 1 |  |  | 0.96 | Solar Inverter |  | OUTDOOR
REIPNR-11574 | SMA AMERICA | SB5000US | 5000 | 4 |  |  | 0.96 | Solar Inverter |  | OUTDOOR
REIPNR-11574 | SMA AMERICA | SB7000US (208V) | 7000 | 4 |  |  | 0.97 | Solar Inverter |  | OUTDOOR
REIPNR-11575 | CHANGZHOU TRINA SOLAR ENERGY CO | TSM-160D | 235 | 90 | 206 | 10 |  | Solar | FIXED | Roof
REIPNR-11575 | SMA AMERICA | SB4000US (208V) | 4000 | 1 |  |  | 0.96 | Solar Inverter |  | INDOOR
REIPNR-11575 | SMA AMERICA | SB7000US (277V) | 7000 | 2 |  |  | 0.97 | Solar Inverter |  | INDOOR
REIPNR-11576 | CHANGZHOU TRINA SOLAR ENERGY CO | TSM-160D | 235 | 124 | 213 | 5 |  | Solar | FIXED | Roof
REIPNR-11576 | SMA AMERICA | SB5000US | 5000 | 6 |  |  | 0.96 | Solar Inverter |  | Outside
REIPNR-11577 | CHANGZHOU TRINA SOLAR ENERGY CO | TSM-185D | 230 | 20 | 201 | 10 |  | Solar | FIXED | Roof
REIPNR-11577 | SMA AMERICA | SB4000US (208V) | 4000 | 2 |  |  | 0.96 | Solar Inverter |  | OUTDOOR
REIPNR-11579 | KYOCERA SOLAR | KD210GX-LP | 235 | 168 | 165 | 10 |  | Solar | FIXED | Roof
REIPNR-11579 | PV POWERED | PVP30KW-480 | 35000 | 1 |  |  | 0.95 | Solar Inverter |  | INDOOR
REIPNR-11580 | SANYO ELECTRIC | HIP-205BA5 | 215 | 140 | 190 | 33 |  | Solar | FIXED | Roof
REIPNR-11580 | ENPHASE ENERGY | M200-32-240-S02 | 210 | 140 |  |  | 0.96 | Solar Inverter |  | OUTDOOR
REIPNR-11581 | EVERGREEN SOLAR |  | 210 | 90 | 180 | 35 |  | Solar | FIXED | Ground
REIPNR-11581 | PV POWERED | PVP3500 | 3800 | 5 |  |  | 0.955 | Solar Inverter |  | OUTDOOR
REIPNR-11584 | SUNTECH POWER | STP21018 | 210 | 10 | 130 | 21 |  | Solar | FIXED | Roof
REIPNR-11584 | SUNPOWER | SPR-210-BLK-U | 210 | 25 | 220 | 21 |  | Solar | FIXED | Roof
REIPNR-11584 | POWER-ONE | PVI-3000-I-OUTD-US | 3000 | 1 |  |  | 0.968 | Solar Inverter |  | INDOOR
REIPNR-11584 | POWER-ONE | PVI-6000-OUTD-US (240 V) | 6000 | 1 |  |  | 0.968 | Solar Inverter |  | INDOOR
REIPNR-11585 | CONERGY AG | S 175MU | 230 | 69 | 155 | 20 |  | Solar | FIXED | Ground
REIPNR-11585 | SMA AMERICA | SB6000U (277V) | 6000 | 1 |  |  | 0.95 | Solar Inverter |  | OUTDOOR
REIPNR-11585 | SMA AMERICA | SB7000US (208V) | 7000 | 1 |  |  | 0.95 | Solar Inverter |  | OUTDOOR
REIPNR-11586 | GE ENERGY | GEPVP-200-M | 205 | 83 | 211 | 23 |  | Solar | FIXED | Roof
REIPNR-11586 | SMA AMERICA | SB4000US (208V) | 4000 | 1 |  |  | 0.97 | Solar Inverter |  | OUTDOOR
REIPNR-11586 | SMA AMERICA | SB5000US | 5000 | 1 |  |  | 0.97 | Solar Inverter |  | Outside
REIPNR-11586 | SMA AMERICA | SB7000US (208V) | 7000 | 1 |  |  | 0.97 | Solar Inverter |  | Outside
REIPNR-11587 | CHANGZHOU TRINA SOLAR ENERGY CO | TSM-160D | 235 | 120 | 208 | 35 |  | Solar | FIXED | Roof
REIPNR-11587 | SMA AMERICA | SB7000US (277V) | 9000 | 3 |  |  | 0.98 | Solar Inverter |  | Inside
REIPNR-11588 | ASTROPOWER | API-065-MNA | 280 | 3168 | 152 | 5 |  | Solar | FIXED | Roof
REIPNR-11588 | PV POWERED | PVP100KW-208 | 260000 | 3 |  |  | 0.97 | Solar Inverter |  | Inside
REIPNR-11589 | CONERGY AG | S 175MU | 235 | 588 | 180 | 15 |  | Solar | FIXED | Ground
REIPNR-11589 | SMA AMERICA | SB5000US | 5000 | 1 |  |  | 0.95 | Solar Inverter |  | OUTDOOR
REIPNR-11589 | SMA AMERICA | SB7000US (277V) | 8000 | 16 |  |  | 0.95 | Solar Inverter |  | OUTDOOR
REIPNR-11590 | CHANGZHOU TRINA SOLAR ENERGY CO | TSM-175D | 235 | 60 | 230 | 26 |  | Solar | FIXED | Roof
REIPNR-11590 | ENPHASE ENERGY | M175-24-208-S | 190 | 60 |  |  | 0.955 | Solar Inverter |  | OUTDOOR
REIPNR-11591 | SUNPOWER | SPR-225-BLK-U | 228 | 52 | 122 | 29 |  | Solar | FIXED | Roof
REIPNR-11591 | ENPHASE ENERGY | M200-32-208-S01 | 190 | 52 |  |  | 0.955 | Solar Inverter |  | OUTDOOR
REIPNR-11592 | CHIEN LUEN INDUSTRIES (ZHONGSHAN) | BI-156-60W | 235 | 209 | 187 | 10 |  | Solar | FIXED | Roof
REIPNR-11592 | CHIEN LUEN INDUSTRIES (ZHONGSHAN) | BI-156-60W | 235 | 292 | 97 | 23 |  | Solar | FIXED | Roof
REIPNR-11592 | CEEG (SHANGHAI) SOLAR SCIENCE AND TECHNOLOGY CO | SST 190-72M | 235 | 614 | 187 | 23 |  | Solar | FIXED | Roof
REIPNR-11592 | CHIEN LUEN INDUSTRIES (ZHONGSHAN) | BI-156-60W | 235 | 502 | 277 | 23 |  | Solar | FIXED | Roof
REIPNR-11592 | SMA AMERICA | SB7000US (208V) | 7000 | 49 |  |  | 0.955 | Solar Inverter |  | OUTDOOR
REIPNR-11593 | BP SOLAR | BP3170N | 215 | 21 | 138 | 18 |  | Solar | FIXED | Roof
REIPNR-11593 | BP SOLAR | SX3200W | 215 | 27 | 138 | 21 |  | Solar | FIXED | Roof
REIPNR-11593 | FRONIUS USA | IG 5100 | 5100 | 2 |  |  | 0.95 | Solar Inverter |  | OUTDOOR
REIPNR-11594 | SOLARWORLD | SW185 MONO/T | 245 | 216 | 202 | 8 |  | Solar | FIXED | Roof
REIPNR-11594 | PV POWERED | PVP5200 | 50000 | 1 |  |  | 0.964 | Solar Inverter |  | OUTDOOR
REIPNR-11595 | SUNPOWER | SPR-215-WHT-U | 215 | 52 | 180 | 0 |  | Solar | 2AXIS | Ground
REIPNR-11595 | SUNPOWER CORP (ORIGINAL MFR - PV POWERED LLC) | SPR-3500 | 3000 | 1 |  |  | 0.96 | Solar Inverter |  | OUTDOOR
REIPNR-11595 | SUNPOWER CORP (ORIGINAL MFR - PV POWERED LLC) | SPR-4600 | 4000 | 2 |  |  | 0.955 | Solar Inverter |  | OUTDOOR
REIPNR-11596 | SOLARWORLD | SW185 MONO/T | 240 | 1300 | 150 | 10 |  | Solar | FIXED | Roof
REIPNR-11596 | PV POWERED | PVP100KW-208 | 260000 | 1 |  |  | 0.97 | Solar Inverter |  | OUTDOOR
REIPNR-11597 | BP SOLAR | SX3200B | 215 | 22 | 128 | 23 |  | Solar | FIXED | Roof
REIPNR-11597 | BP SOLAR | SX3200B | 215 | 9 | 218 | 23 |  | Solar | FIXED | Roof
REIPNR-11597 | FRONIUS USA | IG 2000 | 2000 | 1 |  |  | 0.952 | Solar Inverter |  | OUTDOOR
REIPNR-11597 | SMA AMERICA | SB5000US | 5000 | 1 |  |  | 0.968 | Solar Inverter |  | OUTDOOR
REIPNR-11598 | SOLARWORLD | SW185 MONO/T | 240 | 455 | 150 | 10 |  | Solar | FIXED | Roof
REIPNR-11598 | PV POWERED | PVP100KW-208 | 100000 | 1 |  |  | 0.96 | Solar Inverter |  | OUTDOOR
REIPNR-11601 | CHANGZHOU TRINA SOLAR ENERGY CO | TSM-185D | 225 | 66 | 208.5 | 15 |  | Solar | FIXED | Roof
REIPNR-11601 | SMA AMERICA | SB4000US (208V) | 4000 | 3 |  |  | 0.968 | Solar Inverter |  | OUTDOOR
REIPNR-11602 | BP SOLAR | BP3170N | 215 | 16 | 170 | 40 |  | Solar | FIXED | Roof
REIPNR-11602 | FRONIUS USA | IG 2000 | 2000 | 2 |  |  | 0.952 | Solar Inverter |  | INDOOR
REIPNR-11603 | SCHUCO USA |  | 225 | 10 | 225 | 20 |  | Solar | FIXED | Roof
REIPNR-11603 | ENPHASE ENERGY | M200-32-240-S02 | 380 | 5 |  |  | 0.95 | Solar Inverter |  | OUTDOOR
REIPNR-11606 | SCHUCO USA |  | 225 | 10 | 225 | 20 |  | Solar | FIXED | Roof
REIPNR-11606 | ENPHASE ENERGY | M200-32-240-S02 | 380 | 5 |  |  | 0.95 | Solar Inverter |  | OUTDOOR
REIPNR-11607 | SUNTECH POWER | STP210-18/UB-1 | 210 | 12 | 143 | 24 |  | Solar | FIXED | Roof
REIPNR-11607 | SUNTECH POWER | STP210S-18/UB-1 | 230 | 12 | 233 | 24 |  | Solar | FIXED | Roof
REIPNR-11607 | SMA AMERICA | SB3000US (208V) | 3000 | 2 |  |  | 0.96 | Solar Inverter |  | INDOOR
REIPNR-11608 | CHANGZHOU TRINA SOLAR ENERGY CO | TSM-185D | 225 | 99 | 205 | 15 |  | Solar | FIXED | Roof
REIPNR-11608 | SMA AMERICA | SB7000US (208V) | 7000 | 3 |  |  | 0.965 | Solar Inverter |  | OUTDOOR
REIPNR-11609 | SUNTECH POWER | STP200S-18/UB-1 | 205 | 36 | 163 | 20 |  | Solar | FIXED | Roof
REIPNR-11609 | SMA AMERICA | SB7000US (208V) | 7000 | 1 |  |  | 0.97 | Solar Inverter |  | INDOOR
REIPNR-11610 | SUNTECH POWER | STP200S-18/UB-1 | 205 | 31 | 112 | 23 |  | Solar | FIXED | Roof
REIPNR-11610 | PV POWERED | PVP2500 | 2500 | 1 |  |  | 0.945 | Solar Inverter |  | INDOOR
REIPNR-11610 | PV POWERED | PVP3500 | 3500 | 1 |  |  | 0.955 | Solar Inverter |  | INDOOR
REIPNR-11611 | BP SOLAR | BP3125S | 215 | 20 | 171 | 27 |  | Solar | FIXED | Roof
REIPNR-11611 | FRONIUS USA | IG 4000 | 4000 | 1 |  |  | 0.95 | Solar Inverter |  | INDOOR
REIPNR-11612 | SUNTECH POWER | STP200-18/UB-1 | 205 | 58 | 180 | 30 |  | Solar | FIXED | Roof
REIPNR-11612 | PV POWERED | PVP2500 | 2500 | 1 |  |  | 0.945 | Solar Inverter |  | OUTDOOR
REIPNR-11612 | PV POWERED | PVP3500 | 3500 | 1 |  |  | 0.955 | Solar Inverter |  | Outside
REIPNR-11612 | PV POWERED | PVP4800 | 4800 | 1 |  |  | 0.96 | Solar Inverter |  | OUTDOOR
REIPNR-11615 | CHANGZHOU TRINA SOLAR ENERGY CO | TSM-160D | 235 | 30 | 184.4 | 15 |  | Solar | FIXED | Roof
REIPNR-11615 | SMA AMERICA | SB7000US (208V) | 7000 | 1 |  |  | 0.97 | Solar Inverter |  | OUTDOOR
REIPNR-11618 | SUNTECH POWER | STP180-24/AB-1 | 185 | 20 | 153.6 | 42 |  | Solar | FIXED | Roof
REIPNR-11618 | SMA AMERICA | SB4000US (208V) | 4000 | 1 |  |  | 0.96 | Solar Inverter |  | INDOOR
REIPNR-11620 | CHANGZHOU TRINA SOLAR ENERGY CO | TSM-185D | 235 | 25 | 192.9 | 24 |  | Solar | FIXED | Roof
REIPNR-11620 | PV POWERED | PVP3000 | 3000 | 2 |  |  | 0.935 | Solar Inverter |  | INDOOR
REIPNR-11623 | SUNTECH POWER | STP200-18/UB-1 | 205 | 20 | 212.4 | 15 |  | Solar | FIXED | Roof
REIPNR-11623 | PV POWERED | PVP3500 | 3500 | 1 |  |  | 0.955 | Solar Inverter |  | Outside
REIPNR-11624 | CHANGZHOU TRINA SOLAR ENERGY CO | TSM-185D | 240 | 3653 | 220 | 5 |  | Solar | FIXED | Roof
REIPNR-11624 | PV POWERED | PVP100KW-208 | 260000 | 1 |  |  | 0.97 | Solar Inverter |  | OUTDOOR
REIPNR-11624 | PV POWERED | PVP100KW-208 | 260000 | 2 |  |  | 0.97 | Solar Inverter |  | OUTDOOR
REIPNR-11625 | SUNTECH POWER | STP21018 | 205 | 33 | 150.3 | 28 |  | Solar | FIXED | Roof
REIPNR-11625 | SUNTECH POWER | STP200UB | 205 | 27 | 240.1 | 42 |  | Solar | FIXED | Roof
REIPNR-11625 | PV POWERED | PVP2500 | 2500 | 1 |  |  | 0.945 | Solar Inverter |  | INDOOR
REIPNR-11625 | PV POWERED | PVP4800 | 4800 | 2 |  |  | 0.96 | Solar Inverter |  | INDOOR
REIPNR-11626 | SUNTECH POWER | STP200-18/UB-1 | 205 | 20 | 234 | 18 |  | Solar | FIXED | Roof
REIPNR-11626 | PV POWERED | PVP2000 | 2000 | 1 |  |  | 0.92 | Solar Inverter |  | Inside
REIPNR-11626 | PV POWERED | PVP2500 | 2500 | 1 |  |  | 0.945 | Solar Inverter |  | INDOOR
REIPNR-11627 | CHANGZHOU TRINA SOLAR ENERGY CO | TSM-160D | 230 | 6 | 180 | 30 |  | Solar | FIXED | Roof
REIPNR-11627 | PV POWERED | PVP2000 | 2000 | 1 |  |  | 0.92 | Solar Inverter |  | OUTDOOR
REIPNR-11628 | BP SOLAR | BP3170N | 215 | 39 | 240 | 33 |  | Solar | FIXED | Roof
REIPNR-11628 | BP SOLAR | BP3125S | 215 | 8 | 240 | 38 |  | Solar | FIXED | Roof
REIPNR-11628 | FRONIUS USA | IG 2000 | 2000 | 1 |  |  | 0.955 | Solar Inverter |  | INDOOR
REIPNR-11628 | FRONIUS USA | IG 4000 | 4000 | 1 |  |  | 0.955 | Solar Inverter |  | INDOOR
REIPNR-11628 | FRONIUS USA | IG 5100 | 5100 | 1 |  |  | 0.955 | Solar Inverter |  | INDOOR
REIPNR-11629 | CHANGZHOU TRINA SOLAR ENERGY CO | TSM-160D | 230 | 22 | 219 | 18 |  | Solar | FIXED | Roof
REIPNR-11629 | SMA AMERICA | SB5000US | 5000 | 1 |  |  | 0.96 | Solar Inverter |  | OUTDOOR
REIPNR-11630 | CHANGZHOU TRINA SOLAR ENERGY CO | TSM-160D | 230 | 11 | 188 | 9 |  | Solar | FIXED | Roof
REIPNR-11630 | CHANGZHOU TRINA SOLAR ENERGY CO | TSM-185D | 230 | 12 | 188 | 33 |  | Solar | FIXED | Roof
REIPNR-11630 | SMA AMERICA | SB3000US (208V) | 3000 | 1 |  |  | 0.96 | Solar Inverter |  | OUTDOOR
REIPNR-11630 | SMA AMERICA | SB4000US (208V) | 4000 | 1 |  |  | 0.96 | Solar Inverter |  | Outside
REIPNR-11631 | CHANGZHOU TRINA SOLAR ENERGY CO | TSM-160D | 230 | 33 | 189 | 32 |  | Solar | FIXED | Roof
REIPNR-11631 | SMA AMERICA | SB7000US (277V) | 7000 | 1 |  |  | 0.97 | Solar Inverter |  | Inside
REIPNR-11632 | SANYO ELECTRIC | HIP-200BA3 | 200 | 15 | 178 | 30 |  | Solar | FIXED | Roof
REIPNR-11632 | FRONIUS USA | IG 3000 | 3000 | 1 |  |  | 0.955 | Solar Inverter |  | INDOOR
REIPNR-11633 | CHANGZHOU TRINA SOLAR ENERGY CO | TSM-160D | 230 | 20 | 193 | 35 |  | Solar | FIXED | Roof
REIPNR-11633 | FRONIUS USA | FRONIUS DATALOGGER EASY BOX | 4000 | 1 |  |  | 0.94 | Solar Inverter |  | OUTDOOR
REIPNR-11634 | SHARP | NT-188U1 | 240 | 1248 | 173 | 10 |  | Solar | FIXED | Roof
REIPNR-11634 | PV POWERED | PVP100KW-208 | 260000 | 1 |  |  | 0.97 | Solar Inverter |  | OUTDOOR
REIPNR-11635 | SOLYNDRA | SL-002-182U | 200 | 2416 | 180 | 0 |  | Solar | FIXED | Roof
REIPNR-11635 | SATCON TECHNOLOGY | PVS-375 (480 V) | 375000 | 1 |  |  | 0.97 | Solar Inverter |  | OUTDOOR
REIPNR-11636 | BP SOLAR | BP3170N | 215 | 22 | 125 | 14 |  | Solar | FIXED | Roof
REIPNR-11636 | FRONIUS USA | IG 5100 | 5100 | 1 |  |  | 0.95 | Solar Inverter |  | OUTDOOR
REIPNR-11637 | BP SOLAR | BP3170N | 215 | 18 | 125 | 14 |  | Solar | FIXED | Roof
REIPNR-11637 | FRONIUS USA | IG 4000 | 4000 | 1 |  |  | 0.95 | Solar Inverter |  | OUTDOOR
REIPNR-11638 | SOLON AG FUER SOLARTECHNIK | P250/6+/01 290WP | 280 | 1628 | 180 | 10 |  | Solar | FIXED | Roof
REIPNR-11638 | SATCON TECHNOLOGY | PVS-375 (480 V) | 375000 | 1 |  |  | 0.9603 | Solar Inverter |  | OUTDOOR
REIPNR-11639 | SUNTECH POWER | STP200S-18/UB-1 | 275 | 572 | 177 | 10 |  | Solar | FIXED | Roof
REIPNR-11639 | SUNTECH POWER | STP200S-18/UB-1 | 275 | 176 | 177 | 16 |  | Solar | FIXED | Roof
REIPNR-11639 | SATCON TECHNOLOGY | PVS-500 (480 V) | 50000 | 1 |  |  | 0.955 | Solar Inverter |  | OUTDOOR
REIPNR-11639 | SATCON TECHNOLOGY | PVS-135 (480 V) | 135000 | 1 |  |  | 0.96 | Solar Inverter |  | OUTDOOR
REIPNR-11640 | SUNTECH POWER | STP210-18/UB-1 | 245 | 22 | 158 | 22 |  | Solar | FIXED | Roof
REIPNR-11640 | POWER-ONE | PVI-5000-OUTD-US (208 V) | 5000 | 1 |  |  | 0.97 | Solar Inverter |  | Inside
REIPNR-11641 | SOLYNDRA | SL-002-182U | 200 | 2432 | 180 | 0 |  | Solar | FIXED | Roof
REIPNR-11641 | SATCON TECHNOLOGY | AE-225-60-PV-A | 375000 | 1 |  |  | 0.97 | Solar Inverter |  | OUTDOOR
REIPNR-11642 | CHANGZHOU TRINA SOLAR ENERGY CO | TSM-160D | 230 | 205 | 172 | 7 |  | Solar | FIXED | Roof
REIPNR-11642 | ENPHASE ENERGY | M175-24-208-S | 190 | 25 |  |  | 0.971 | Solar Inverter |  | INDOOR
REIPNR-11642 | SMA AMERICA | SB7000US (208V) | 7000 | 5 |  |  | 0.971 | Solar Inverter |  | INDOOR
REIPNR-11643 | SOLYNDRA | SL-002-182U | 182 | 1360 | 180 | 0 |  | Solar | FIXED | Roof
REIPNR-11643 | SATCON TECHNOLOGY | AE-225-60-PV-A | 210000 | 1 |  |  | 0.97 | Solar Inverter |  | OUTDOOR
REIPNR-11644 | SOLON | SOLQUICK BLACK XT 280 | 280 | 1628 | 180 | 10 |  | Solar | FIXED | Roof
REIPNR-11644 | SATCON TECHNOLOGY | PVS-375 (480 V) | 375000 | 1 |  |  | 0.9603 | Solar Inverter |  | OUTDOOR
REIPNR-11646 | SOLARWORLD | SW185 MONO/T | 225 | 14 | 183 | 45 |  | Solar | FIXED | Roof
REIPNR-11646 | SOLARWORLD | SW185MONO | 225 | 8 | 183 | 55 |  | Solar | FIXED | Roof
REIPNR-11646 | FRONIUS USA | IG 2000 | 2000 | 1 |  |  | 0.96 | Solar Inverter |  | INDOOR
REIPNR-11646 | FRONIUS USA | IG 3000 | 3000 | 1 |  |  | 0.95 | Solar Inverter |  | INDOOR
REIPNR-11649 | KYOCERA SOLAR | KD210GX-LP | 225 | 20 | 186 | 27 |  | Solar | FIXED | Roof
REIPNR-11649 | KYOCERA SOLAR | KD210GX-L | 225 | 6 | 97 | 35 |  | Solar | FIXED | Roof
REIPNR-11649 | KYOCERA SOLAR | KD205GX-L | 225 | 6 | 280 | 35 |  | Solar | FIXED | Roof
REIPNR-11649 | ENPHASE ENERGY | M200-32-208-S01 | 190 | 12 |  |  | 0.95 | Solar Inverter |  | Outside
REIPNR-11649 | FRONIUS USA |  | 5000 | 1 |  |  | 0.95 | Solar Inverter |  | OUTDOOR
REIPNR-11650 | KYOCERA SOLAR | KD210GX-LP | 240 | 504 | 179 | 10 |  | Solar | FIXED | Roof
REIPNR-11650 | SMA AMERICA | SB7000US (208V) | 8000 | 12 |  |  | 0.983 | Solar Inverter |  | Inside
REIPNR-11652 | KYOCERA SOLAR | KD210GX-LP | 240 | 1008 | 180 | 10 |  | Solar | FIXED | Roof
REIPNR-11652 | SMA AMERICA | SB7000US (240V) | 8000 | 24 |  |  | 0.983 | Solar Inverter |  | OUTDOOR
REIPNR-11653 | SUNPOWER | SPR-230-WHT-U | 230 | 14 | 164 | 22 |  | Solar | FIXED | Roof
REIPNR-11653 | SUNPOWER CORP (ORIGINAL MFRSMA) | SPR-3000M (208V) | 3000 | 1 |  |  | 0.966 | Solar Inverter |  | Inside
REIPNR-11654 | EVERGREEN SOLAR |  | 210 | 60 | 167 | 25 |  | Solar | FIXED | Roof
REIPNR-11654 | SMA AMERICA | SB4000US (208V) | 4000 | 1 |  |  | 0.96 | Solar Inverter |  | OUTDOOR
REIPNR-11655 | KYOCERA SOLAR | KC200GT | 225 | 26 | 70 | 25 |  | Solar | FIXED | Roof
REIPNR-11655 | KYOCERA SOLAR | KC120-1 | 225 | 11 | 250 | 25 |  | Solar | FIXED | Roof
REIPNR-11655 | KYOCERA SOLAR | KD210GX-LP | 225 | 15 | 160 | 37 |  | Solar | FIXED | Roof
REIPNR-11655 | ENPHASE ENERGY | M175-24-208-S | 190 | 52 |  |  | 0.95 | Solar Inverter |  | OUTDOOR
REIPNR-11659 | SUNTECH POWER | STP210S-18/UB-1 | 275 | 935 | 165 | 10 |  | Solar | FIXED | Roof
REIPNR-11659 | SATCON TECHNOLOGY | PVS-250 (480 V) | 250000 | 1 |  |  | 0.966 | Solar Inverter |  | OUTDOOR
REIPNR-11665 | SHARP | ND-220U2 | 240 | 1162 | 149 | 10 |  | Solar | FIXED | Roof
REIPNR-11665 | SHARP | ND-220U2 | 240 | 1092 | 220 | 10 |  | Solar | FIXED | Roof
REIPNR-11665 | SATCON TECHNOLOGY | PVS-250 (208 V) | 250000 | 1 |  |  | 0.96 | Solar Inverter |  | OUTDOOR
REIPNR-11665 | SATCON TECHNOLOGY | PVS-250 (208 V) | 250000 | 1 |  |  | 0.96 | Solar Inverter |  | Outside
REIPNR-11666 | SUNTECH POWER | STP210S-18/UB-1 | 280 | 4884 | 180 | 10 |  | Solar | FIXED | Roof
REIPNR-11666 | PV POWERED | PVP2000EVR | 260000 | 4 |  |  | 0.97 | Solar Inverter |  | OUTDOOR
REIPNR-11667 | REC SCANMODULE | SCM230 | 230 | 406 | 210 | 30 |  | Solar | FIXED | Roof
REIPNR-11667 | PV POWERED | PVP75KW-208 | 75000 | 1 |  |  | 0.96 | Solar Inverter |  | OUTDOOR
REIPNR-11668 | SOLYNDRA | SL-002-150U | 210 | 1844 | 180 | 0 |  | Solar | FIXED | Roof
REIPNR-11668 | PV POWERED | PVP30KW-LV-480 | 35000 | 1 |  |  | 0.972 | Solar Inverter |  | Outside
REIPNR-11668 | PV POWERED | PVP100KW-208 | 260000 | 1 |  |  | 0.97 | Solar Inverter |  | OUTDOOR
REIPNR-11669 | SOLYNDRA | SL-002-182U | 210 | 1608 | 180 | 0 |  | Solar | FIXED | Roof
REIPNR-11669 | PV POWERED | PVP2000EVR | 260000 | 1 |  |  | 0.97 | Solar Inverter |  | OUTDOOR
REIPNR-11670 | SOLYNDRA | SL-002-150U | 210 | 1920 | 180 | 0 |  | Solar | FIXED | Roof
REIPNR-11670 | PV POWERED | PVP3500 | 50000 | 1 |  |  | 0.972 | Solar Inverter |  | OUTDOOR
REIPNR-11670 | PV POWERED | PVP2000EVR | 260000 | 1 |  |  | 0.97 | Solar Inverter |  | OUTDOOR
REIPNR-11671 | SOLYNDRA | SL-002-150U | 210 | 1588 | 180 | 0 |  | Solar | FIXED | Roof
REIPNR-11671 | PV POWERED | PVP2000EVR | 260000 | 1 |  |  | 0.97 | Solar Inverter |  | OUTDOOR
REIPNR-11672 | ET SOLAR INDUSTRY | ET-P672280 | 280 | 528 | 227 | 10 |  | Solar | FIXED | Roof
REIPNR-11672 | SUNTECH POWER | STP210S-18/UB-1 | 280 | 1166 | 227 | 10 |  | Solar | FIXED | Roof
REIPNR-11672 | PV POWERED | PVP100KW-208 | 250000 | 1 |  |  | 0.975 | Solar Inverter |  | Inside
REIPNR-11672 | PV POWERED | PVP100KW-208 | 250000 | 1 |  |  | 0.975 | Solar Inverter |  | Inside
REIPNR-11678 | SOLARWORLD | SW185 MONO/T | 235 | 322 | 160 | 10 |  | Solar | FIXED | Roof
REIPNR-11678 | PV POWERED | PVP75KW-208 | 75000 | 1 |  |  | 0.95 | Solar Inverter |  | OUTDOOR
REIPNR-11679 | BAODING YINGLI NEW ENERGY RESOURCES CO | YL175(156) | 255 | 351 | 185 | 0 |  | Solar | FIXED | Roof
REIPNR-11679 | BAODING YINGLI NEW ENERGY RESOURCES CO | YL175(156) | 260 | 260 | 185 | 0 |  | Solar | FIXED | Roof
REIPNR-11679 | BAODING YINGLI NEW ENERGY RESOURCES CO | YL175(156) | 260 | 78 | 185 | 5 |  | Solar | FIXED | Roof
REIPNR-11679 | BAODING YINGLI NEW ENERGY RESOURCES CO | YL175(156) | 260 | 988 | 185 | 10 |  | Solar | FIXED | Roof
REIPNR-11679 | PV POWERED | PVP75KW-480 | 75000 | 2 |  |  | 0.96 | Solar Inverter |  | OUTDOOR
REIPNR-11679 | PV POWERED | PVP2000EVR | 260000 | 1 |  |  | 0.97 | Solar Inverter |  | OUTDOOR
REIPNR-11682 | BAODING YINGLI NEW ENERGY RESOURCES CO | YL175(156) | 235 | 308 | 185 | 5 |  | Solar | FIXED | Roof
REIPNR-11682 | PV POWERED | PVP75KW-208 | 75000 | 1 |  |  | 0.96 | Solar Inverter |  | OUTDOOR
REIPNR-11691 | CANADIAN SOLAR | CS5P-230 | 225 | 80 | 174 | 10 |  | Solar | FIXED | Roof
REIPNR-11691 | SOLECTRIA RENEWABLES | PVI13KW-208 | 10000 | 2 |  |  | 0.956 | Solar Inverter |  | OUTDOOR
REIPNR-11693 | BAODING YINGLI NEW ENERGY RESOURCES CO | YL175(156) | 260 | 1118 | 180 | 25 |  | Solar | FIXED | Ground
REIPNR-11693 | ADVANCED ENERGY INDUSTRIES | 3159000-110 | 250000 | 1 |  |  | 0.981 | Solar Inverter |  | OUTDOOR
REIPNR-11695 | CANADIAN SOLAR | CS6P-230 | 245 | 247 | 114 | 10 |  | Solar | FIXED | Roof
REIPNR-11695 | CANADIAN SOLAR | CS5P-230 | 245 | 234 | 294 | 10 |  | Solar | FIXED | Roof
REIPNR-11695 | SOLECTRIA RENEWABLES | PVI95KW-480 | 60000 | 2 |  |  | 0.957 | Solar Inverter |  | OUTDOOR
REIPNR-11704 | UNKNOWN | UNKNOWN | 225 | 350 | 180 | 23 |  | Solar | FIXED | Ground
REIPNR-11704 | PV POWERED | PVP75KW-208 | 75000 | 1 |  |  | 0.96 | Solar Inverter |  | OUTDOOR
REIPNR-11710 | SOLARWORLD | SW185MONO | 245 | 15 | 94 | 20 |  | Solar | FIXED | Roof
REIPNR-11710 | SOLARWORLD | SW185MONO | 245 | 22 | 184 | 24 |  | Solar | FIXED | Roof
REIPNR-11710 | ENPHASE ENERGY | M200-32-208-S01 | 190 | 1 |  |  | 0.955 | Solar Inverter |  | Inside
REIPNR-11710 | FRONIUS USA | IG 4000 | 4000 | 1 |  |  | 0.952 | Solar Inverter |  | INDOOR
REIPNR-11710 | FRONIUS USA | IG 5100 | 5100 | 1 |  |  | 0.952 | Solar Inverter |  | INDOOR
REIPNR-11712 | CHANGZHOU TRINA SOLAR ENERGY CO | TSM-185D | 230 | 12 | 162 | 12 |  | Solar | FIXED | Roof
REIPNR-11712 | CHANGZHOU TRINA SOLAR ENERGY CO | TSM-185D | 230 | 15 | 162 | 20 |  | Solar | FIXED | Roof
REIPNR-11712 | ENPHASE ENERGY | M200-32-208-S01 | 190 | 27 |  |  | 0.955 | Solar Inverter |  | OUTDOOR
REIPNR-11714 | BAODING YINGLI NEW ENERGY RESOURCES CO | YL175(156) | 230 | 117 | 220 | 30 |  | Solar | FIXED | Roof
REIPNR-11714 | SMA AMERICA | SB7000US (277V) | 8000 | 3 |  |  | 0.965 | Solar Inverter |  | OUTDOOR
REIPNR-11725 | SOLYNDRA | SL-001-182U | 255 | 3211 | 202 | 10 |  | Solar | FIXED | Roof
REIPNR-11725 | SATCON TECHNOLOGY | PVS-100 (480 V) | 210000 | 1 |  |  | 0.96 | Solar Inverter |  | INDOOR
REIPNR-11725 | SATCON TECHNOLOGY | PVS-500 (480 V) | 500000 | 1 |  |  | 0.97 | Solar Inverter |  | INDOOR
REIPNR-11726 | SCHUCO USA |  | 230 | 378 | 211 | 5 |  | Solar | FIXED | Roof
REIPNR-11726 | SMA AMERICA | SB7000US (208V) | 8000 | 9 |  |  | 0.96 | Solar Inverter |  | OUTDOOR
REIPNR-11727 | SCHUCO USA | SWR2500U (208V) | 230 | 798 | 211 | 5 |  | Solar | FIXED | Roof
REIPNR-11727 | SMA AMERICA | SB7000US (208V) | 8000 | 19 |  |  | 0.96 | Solar Inverter |  | OUTDOOR
REIPNR-11729 | SCHUCO USA |  | 230 | 504 | 211 | 5 |  | Solar | FIXED | Roof
REIPNR-11729 | SMA AMERICA | SB7000US (277V) | 8000 | 12 |  |  | 0.96 | Solar Inverter |  | OUTDOOR
REIPNR-11731 | SCHUCO USA | SWR2500U (208V) | 230 | 504 | 211 | 5 |  | Solar | FIXED | Roof
REIPNR-11731 | SMA AMERICA | SB7000US (240V) | 8000 | 12 |  |  | 0.96 | Solar Inverter |  | Outside
REIPNR-11733 | SUNTECH POWER | STP210S-18/UB-1 | 250 | 36 | 175 | 25 |  | Solar | FIXED | Roof
REIPNR-11733 | FRONIUS USA |  | 7500 | 1 |  |  | 0.962 | Solar Inverter |  | OUTDOOR
REIPNR-11734 | CHANGZHOU TRINA SOLAR ENERGY CO | TSM-185D | 240 | 14 | 117.8 | 16 |  | Solar | FIXED | Roof
REIPNR-11734 | CHANGZHOU TRINA SOLAR ENERGY CO | TSM-185D | 240 | 2 | 117.8 | 20 |  | Solar | FIXED | Roof
REIPNR-11734 | CHANGZHOU TRINA SOLAR ENERGY CO | TSM-185D | 240 | 10 | 197.8 | 24 |  | Solar | FIXED | Roof
REIPNR-11734 | CHANGZHOU TRINA SOLAR ENERGY CO | TSM-185D | 240 | 6 | 207.8 | 24 |  | Solar | FIXED | Roof
REIPNR-11734 | CHANGZHOU TRINA SOLAR ENERGY CO | TSM-185D | 240 | 12 | 197.8 | 26 |  | Solar | FIXED | Roof
REIPNR-11734 | CHANGZHOU TRINA SOLAR ENERGY CO | TSM-185D | 240 | 12 | 207.8 | 26 |  | Solar | FIXED | Roof
REIPNR-11734 | ENPHASE ENERGY | M200-32-240-S02 | 215 | 1 |  |  | 0.96 | Solar Inverter |  | OUTDOOR
REIPNR-11734 | ENPHASE ENERGY | M200-32-240-S02 | 215 | 1 |  |  | 0.96 | Solar Inverter |  | OUTDOOR
REIPNR-11734 | ENPHASE ENERGY | M200-32-240-S02 | 215 | 54 |  |  | 0.96 | Solar Inverter |  | OUTDOOR
REIPNR-11736 | SUNTECH POWER | STP200-18/UB-1 | 205 | 27 | 220.2 | 30 |  | Solar | FIXED | Roof
REIPNR-11736 | SUNTECH POWER | STP200UB | 205 | 12 | 220.2 | 35 |  | Solar | FIXED | Roof
REIPNR-11736 | PV POWERED | PVP2500 | 2500 | 1 |  |  | 0.945 | Solar Inverter |  | Inside
REIPNR-11736 | PV POWERED | PVP4800 | 4800 | 1 |  |  | 0.96 | Solar Inverter |  | INDOOR
REIPNR-11738 | SUNTECH POWER | STP200-18/UB-1 | 205 | 10 | 219 | 33 |  | Solar | FIXED | Roof
REIPNR-11738 | SUNTECH POWER | STP200S-18/UB-1 | 205 | 22 | 129.2 | 40 |  | Solar | FIXED | Roof
REIPNR-11738 | PV POWERED | PVP2000 | 2000 | 1 |  |  | 0.92 | Solar Inverter |  | INDOOR
REIPNR-11738 | PV POWERED | PVP4800 | 4800 | 1 |  |  | 0.96 | Solar Inverter |  | INDOOR
REIPNR-11739 | CHANGZHOU TRINA SOLAR ENERGY CO | TSM-185D | 235 | 50 | 197 | 17 |  | Solar | FIXED | Roof
REIPNR-11739 | PV POWERED | PVP2500 | 2500 | 1 |  |  | 0.945 | Solar Inverter |  | OUTDOOR
REIPNR-11739 | PV POWERED | PVP4800 | 4800 | 2 |  |  | 0.96 | Solar Inverter |  | OUTDOOR
REIPNR-11740 | CHANGZHOU TRINA SOLAR ENERGY CO | TSM-185D | 235 | 12 | 235 | 12 |  | Solar | FIXED | Roof
REIPNR-11740 | CHANGZHOU TRINA SOLAR ENERGY CO | TSM-185D | 235 | 30 | 150.8 | 18 |  | Solar | FIXED | Roof
REIPNR-11740 | PV POWERED | PVP2500 | 2500 | 1 |  |  | 0.945 | Solar Inverter |  | Outside
REIPNR-11740 | PV POWERED | PVP3000 | 3000 | 1 |  |  | 0.935 | Solar Inverter |  | Outside
REIPNR-11740 | PV POWERED | PVP3500 | 3500 | 1 |  |  | 0.955 | Solar Inverter |  | Outside
REIPNR-11741 | CHANGZHOU TRINA SOLAR ENERGY CO | TSM-185D | 235 | 44 | 203.6 | 22 |  | Solar | FIXED | Roof
REIPNR-11741 | PV POWERED | PVP4800 | 4800 | 2 |  |  | 0.96 | Solar Inverter |  | OUTDOOR
REIPNR-11742 | SUNTECH POWER | STP200UB | 205 | 34 | 138 | 20 |  | Solar | FIXED | Roof
REIPNR-11742 | PV POWERED | PVP2000 | 2000 | 1 |  |  | 0.92 | Solar Inverter |  | INDOOR
REIPNR-11742 | PV POWERED | PVP4800 | 4800 | 1 |  |  | 0.96 | Solar Inverter |  | INDOOR
REIPNR-11743 | UNITED SOLAR OVONIC | ASR-68 | 68 | 10 | 160 | 0 |  | Solar | FIXED | Roof
REIPNR-11743 | UNITED SOLAR OVONIC | PVL-144 | 144 | 77 | 160 | 0 |  | Solar | FIXED | Roof
REIPNR-11743 | UNITED SOLAR OVONIC | PVL-144 | 144 | 44 | 160 | 7 |  | Solar | FIXED | Roof
REIPNR-11743 | SMA AMERICA | SB4000US (208V) | 4000 | 2 |  |  | 0.97 | Solar Inverter |  | INDOOR
REIPNR-11743 | SMA AMERICA | SB6000U (208V) | 6000 | 2 |  |  | 0.97 | Solar Inverter |  | INDOOR
REIPNR-11744 | UNITED SOLAR OVONIC | ASR-68 | 68 | 8 | 160 | 7 |  | Solar | FIXED | Roof
REIPNR-11744 | UNITED SOLAR OVONIC | PVL-144 | 144 | 119 | 160 | 7 |  | Solar | FIXED | Roof
REIPNR-11744 | SMA AMERICA | SB4000US (208V) | 4000 | 2 |  |  | 0.97 | Solar Inverter |  | INDOOR
REIPNR-11744 | SMA AMERICA | SB7000US (208V) | 7000 | 1 |  |  | 0.97 | Solar Inverter |  | INDOOR
REIPNR-11745 | SUNTECH POWER | STP210-18/UB-1 | 270 | 1474 | 206 | 10 |  | Solar | FIXED | Roof
REIPNR-11745 | PV POWERED | PVP75KW-208 | 75000 | 1 |  |  | 0.97 | Solar Inverter |  | OUTDOOR
REIPNR-11745 | PV POWERED | PVP100KW-208 | 260000 | 1 |  |  | 0.97 | Solar Inverter |  | OUTDOOR
REIPNR-11746 | CANADIAN SOLAR | CS6P-230 | 230 | 117 | 135 | 3 |  | Solar | FIXED | Roof
REIPNR-11746 | SMA AMERICA | SB7000US (208V) | 8000 | 3 |  |  | 0.965 | Solar Inverter |  | OUTDOOR
REIPNR-11749 | SUNTECH POWER | STP210S-18/UB-1 | 210 | 825 | 157 | 15 |  | Solar | FIXED | Roof
REIPNR-11749 | POWER-ONE | PVI-CENTRAL-100-US (208 V) | 100000 | 1 |  |  | 0.956 | Solar Inverter |  | INDOOR
REIPNR-11749 | POWER-ONE | PVI-CENTRAL-100-US (208 V) | 100000 | 1 |  |  | 0.956 | Solar Inverter |  | INDOOR
REIPNR-11750 | SCHUCO USA |  | 230 | 318 | 182 | 7.5 |  | Solar | FIXED | Roof
REIPNR-11750 | SMA AMERICA | SB7000US (208V) | 7000 | 9 |  |  | 0.965 | Solar Inverter |  | INDOOR
REIPNR-11751 | CHANGZHOU TRINA SOLAR ENERGY CO | TSM-185D | 235 | 270 | 203 | 10 |  | Solar | FIXED | Roof
REIPNR-11751 | FRONIUS USA |  | 11400 | 5 |  |  | 0.962 | Solar Inverter |  | Outside
REIPNR-11752 | SUNTECH POWER | STP210-18/UB-1 | 210 | 294 | 173 | 1 |  | Solar | FIXED | Roof
REIPNR-11752 | SUNTECH POWER | STP210-18/UB-1 | 210 | 210 | 353 | 1 |  | Solar | FIXED | Roof
REIPNR-11752 | PV POWERED | PVP100KW-208 | 100000 | 1 |  |  | 0.956 | Solar Inverter |  | INDOOR
REIPNR-11753 | CHANGZHOU TRINA SOLAR ENERGY CO | TSM-185D | 235 | 1014 | 180 | 10 |  | Solar | FIXED | Roof
REIPNR-11753 | PV POWERED | PVP100KW-208 | 100000 | 2 |  |  | 0.96 | Solar Inverter |  | OUTDOOR
REIPNR-11754 | CHANGZHOU TRINA SOLAR ENERGY CO | TSM-185D | 235 | 923 | 216 | 10 |  | Solar | FIXED | Roof
REIPNR-11754 | POWER-ONE | PVI-CENTRAL-100-US (208 V) | 100000 | 2 |  |  | 0.956 | Solar Inverter |  | Outside
REIPNR-11755 | UNITED SOLAR OVONIC | PVL-144 | 144 | 2112 | 180 | 0 |  | Solar | FIXED | Roof
REIPNR-11755 | PV POWERED | PVP100KW-208 | 260000 | 1 |  |  | 0.97 | Solar Inverter |  | OUTDOOR
REIPNR-11756 | TRINA SOLAR | TSM-230PA05 | 230 | 30 | 110 | 21 |  | Solar | FIXED | Roof
REIPNR-11756 | FRONIUS USA |  | 6000 | 1 |  |  | 0.96 | Solar Inverter |  | OUTDOOR
REIPNR-11757 | SUNTECH POWER | STP200S-18/UB-1 | 205 | 36 | 120 | 33 |  | Solar | FIXED | Roof
REIPNR-11757 | SMA AMERICA | SB7000US (240V) | 7000 | 1 |  |  | 0.97 | Solar Inverter |  | INDOOR
REIPNR-11758 | CHANGZHOU TRINA SOLAR ENERGY CO | TSM-185D | 235 | 42 | 214.2 | 28 |  | Solar | FIXED | Roof
REIPNR-11758 | PV POWERED | PVP4800 | 4800 | 2 |  |  | 0.96 | Solar Inverter |  | INDOOR
REIPNR-11760 | SCHUCO USA |  | 185 | 60 | 180 | 0 |  | Solar | FIXED | Roof
REIPNR-11760 | FRONIUS USA |  | 10000 | 1 |  |  | 0.962 | Solar Inverter |  | OUTDOOR
REIPNR-11761 | SUNTECH POWER | STP180S-24/AB-1 | 185 | 84 | 96.2 | 35 |  | Solar | FIXED | Roof
REIPNR-11761 | SMA AMERICA | SB5000US | 5000 | 3 |  |  | 0.968 | Solar Inverter |  | OUTDOOR
REIPNR-11762 | MC SOLAR | BP970B | 235 | 44 | 175 | 25 |  | Solar | FIXED | Ground
REIPNR-11762 | SMA AMERICA | SB5000US | 5000 | 2 |  |  | 0.968 | Solar Inverter |  | INDOOR
REIPNR-11763 | BP SOLAR | BP175 I | 215 | 29 | 217 | 30 |  | Solar | FIXED | Roof
REIPNR-11763 | FRONIUS USA | IG 2000 | 2000 | 1 |  |  | 0.955 | Solar Inverter |  | INDOOR
REIPNR-11763 | FRONIUS USA | IG 5100 | 5000 | 1 |  |  | 0.955 | Solar Inverter |  | INDOOR
REIPNR-11764 | SOLARWORLD | SW185MONO | 220 | 5 | 165 | 24 |  | Solar | FIXED | Roof
REIPNR-11764 | SOLARWORLD | SW185MONO | 220 | 1 | 255 | 24 |  | Solar | FIXED | Roof
REIPNR-11764 | ENPHASE ENERGY | M200-32-208-S01 | 190 | 6 |  |  | 0.955 | Solar Inverter |  | INDOOR
REIPNR-11765 | BP SOLAR | BP175 B | 215 | 47 | 180 | 31 |  | Solar | FIXED | Ground
REIPNR-11765 | FRONIUS USA | IG 5100 | 5000 | 2 |  |  | 0.95 | Solar Inverter |  | OUTDOOR
REIPNR-11766 | CEEG (SHANGHAI) SOLAR SCIENCE AND TECHNOLOGY CO | SST 190-72M | 230 | 10 | 225 | 7 |  | Solar | FIXED | Roof
REIPNR-11766 | CEEG (SHANGHAI) SOLAR SCIENCE AND TECHNOLOGY CO | SST 190-72M | 230 | 24 | 135 | 30 |  | Solar | FIXED | Roof
REIPNR-11766 | CEEG (SHANGHAI) SOLAR SCIENCE AND TECHNOLOGY CO | SST 190-72M | 230 | 24 | 225 | 30 |  | Solar | FIXED | Roof
REIPNR-11766 | SMA AMERICA | SB3000US (208V) | 3000 | 1 |  |  | 0.95 | Solar Inverter |  | OUTDOOR
REIPNR-11766 | SMA AMERICA | SB5000US (277V) | 5000 | 2 |  |  | 0.95 | Solar Inverter |  | OUTDOOR
REIPNR-11768 | SUNTECH POWER | STP200UB | 205 | 34 | 222 | 33 |  | Solar | FIXED | Roof
REIPNR-11768 | PV POWERED | PVP3000 | 3000 | 1 |  |  | 0.935 | Solar Inverter |  | INDOOR
REIPNR-11768 | PV POWERED | PVP3500 | 3500 | 1 |  |  | 0.935 | Solar Inverter |  | INDOOR
REIPNR-11769 | CHANGZHOU TRINA SOLAR ENERGY CO | TSM-185D | 230 | 22 | 278 | 20 |  | Solar | FIXED | Roof
REIPNR-11769 | SMA AMERICA | SB5000US | 5000 | 1 |  |  | 0.968 | Solar Inverter |  | OUTDOOR
REIPNR-11771 | SUNTECH POWER | STP200UB | 205 | 11 | 128.9 | 31 |  | Solar | FIXED | Roof
REIPNR-11771 | SUNTECH POWER | STP200S-18/UB-1 | 205 | 18 | 218.7 | 43 |  | Solar | FIXED | Roof
REIPNR-11771 | PV POWERED | PVP2000 | 2000 | 1 |  |  | 0.92 | Solar Inverter |  | INDOOR
REIPNR-11771 | PV POWERED | PVP3500 | 3500 | 1 |  |  | 0.955 | Solar Inverter |  | INDOOR
REIPNR-11773 | SUNTECH POWER | STP200-18/UB-1 | 205 | 28 | 245.1 | 18 |  | Solar | FIXED | Roof
REIPNR-11773 | SUNTECH POWER | STP200-18/UB-1 | 205 | 18 | 156.9 | 27 |  | Solar | FIXED | Roof
REIPNR-11773 | PV POWERED | PVP2500 | 2500 | 1 |  |  | 0.92 | Solar Inverter |  | INDOOR
REIPNR-11773 | PV POWERED | PVP3000 | 3000 | 1 |  |  | 0.935 | Solar Inverter |  | INDOOR
REIPNR-11773 | PV POWERED | PVP3500 | 3500 | 1 |  |  | 0.955 | Solar Inverter |  | Inside
REIPNR-11774 | SUNTECH POWER | STP200UB | 205 | 22 | 104.3 | 22 |  | Solar | FIXED | Roof
REIPNR-11774 | PV POWERED | PVP4800 | 4800 | 1 |  |  | 0.96 | Solar Inverter |  | OUTDOOR
REIPNR-11775 | CHANGZHOU TRINA SOLAR ENERGY CO | TSM-185D | 235 | 132 | 184 | 5 |  | Solar | FIXED | Roof
REIPNR-11775 | SMA AMERICA | SB5000US (240V) | 5000 | 6 |  |  | 0.96 | Solar Inverter |  | OUTDOOR
REIPNR-11776 | SUNTECH POWER | STP200UB | 205 | 38 | 178 | 18 |  | Solar | FIXED | Roof
REIPNR-11776 | SUNTECH POWER | STP200-18/UB-1 | 205 | 26 | 267 | 18 |  | Solar | FIXED | Roof
REIPNR-11776 | SMA AMERICA | SB3000US (208V) | 3000 | 1 |  |  | 0.96 | Solar Inverter |  | INDOOR
REIPNR-11776 | SMA AMERICA | SB4000US (208V) | 4000 | 1 |  |  | 0.96 | Solar Inverter |  | Inside
REIPNR-11776 | SMA AMERICA | SB5000US | 5000 | 1 |  |  | 0.96 | Solar Inverter |  | Inside
REIPNR-11777 | CHANGZHOU TRINA SOLAR ENERGY CO | TSM-185D | 235 | 39 | 178 | 35 |  | Solar | FIXED | Roof
REIPNR-11777 | SMA AMERICA | SB7000US (277V) | 8000 | 1 |  |  | 0.965 | Solar Inverter |  | INDOOR
REIPNR-11778 | SUNTECH POWER | STP200S-18/UB-1 | 205 | 10 | 183.2 | 15 |  | Solar | FIXED | Roof
REIPNR-11778 | SUNTECH POWER | STP200UB | 205 | 14 | 183.2 | 20 |  | Solar | FIXED | Roof
REIPNR-11778 | PV POWERED | PVP2000 | 2000 | 1 |  |  | 0.92 | Solar Inverter |  | Inside
REIPNR-11778 | PV POWERED | PVP2500 | 2500 | 1 |  |  | 0.945 | Solar Inverter |  | INDOOR
REIPNR-11779 | CHANGZHOU TRINA SOLAR ENERGY CO | TSM-185D | 235 | 34 | 128.3 | 33 |  | Solar | FIXED | Roof
REIPNR-11779 | PV POWERED | PVP2500 | 2500 | 1 |  |  | 0.945 | Solar Inverter |  | INDOOR
REIPNR-11779 | PV POWERED | PVP3000 | 3000 | 1 |  |  | 0.935 | Solar Inverter |  | Inside
REIPNR-11780 | SUNTECH POWER | STP200UB | 205 | 30 | 97 | 21 |  | Solar | FIXED | Roof
REIPNR-11780 | PV POWERED | PVP2500 | 2500 | 1 |  |  | 0.945 | Solar Inverter |  | Inside
REIPNR-11780 | PV POWERED | PVP3000 | 3000 | 1 |  |  | 0.96 | Solar Inverter |  | INDOOR
REIPNR-11781 | SUNTECH POWER | STP200UB | 205 | 30 | 248 | 23 |  | Solar | FIXED | Roof
REIPNR-11781 | PV POWERED | PVP2500 | 2500 | 1 |  |  | 0.945 | Solar Inverter |  | Inside
REIPNR-11781 | PV POWERED | PVP3000 | 3000 | 1 |  |  | 0.935 | Solar Inverter |  | INDOOR
REIPNR-11782 | SUNTECH POWER | STP200UB | 205 | 34 | 131 | 20 |  | Solar | FIXED | Roof
REIPNR-11782 | PV POWERED | PVP3000 | 3000 | 1 |  |  | 0.97 | Solar Inverter |  | INDOOR
REIPNR-11782 | PV POWERED | PVP3500 | 3500 | 1 |  |  | 0.97 | Solar Inverter |  | INDOOR
REIPNR-11783 | CHANGZHOU TRINA SOLAR ENERGY CO | TSM-185D | 230 | 20 | 125 | 31 |  | Solar | FIXED | Roof
REIPNR-11783 | SMA AMERICA | SB4000US (208V) | 4000 | 1 |  |  | 0.96 | Solar Inverter |  | OUTDOOR
REIPNR-11784 | SUNTECH POWER | STP200UB | 205 | 20 | 103.6 | 4.5 |  | Solar | FIXED | Roof
REIPNR-11784 | SUNTECH POWER | STP200UB | 205 | 20 | 103.6 | 14 |  | Solar | FIXED | Roof
REIPNR-11784 | SUNTECH POWER | STP200UB | 205 | 20 | 103.6 | 25 |  | Solar | FIXED | Roof
REIPNR-11784 | SMA AMERICA | SB4000US (208V) | 4000 | 3 |  |  | 0.96 | Solar Inverter |  | OUTDOOR
REIPNR-11785 | SUNTECH POWER | STP200UB | 205 | 140 | 103.6 | 19 |  | Solar | FIXED | Roof
REIPNR-11785 | SMA AMERICA | SB6000U (208V) | 6000 | 2 |  |  | 0.97 | Solar Inverter |  | Inside
REIPNR-11785 | SMA AMERICA | SB7000US (277V) | 8000 | 2 |  |  | 0.965 | Solar Inverter |  | Inside
REIPNR-11786 | SUNPOWER | SPR-225-BLK-U | 225 | 42 | 180 | 42 |  | Solar | FIXED | Roof
REIPNR-11786 | SCHOTT SOLAR | ASE-250DGF/50-230 | 230 | 48 | 180 | 5 |  | Solar | FIXED | Roof
REIPNR-11786 | SUNPOWER CORP (ORIGINAL MFRSMA) | SPR-4000M (208V) | 4000 | 1 |  |  | 0.96 | Solar Inverter |  | INDOOR
REIPNR-11786 | SMA AMERICA | SB5000US | 5000 | 2 |  |  | 0.96 | Solar Inverter |  | INDOOR
REIPNR-11786 | SUNPOWER CORP (ORIGINAL MFRSMA) | SPR-6000M (208V) | 6000 | 1 |  |  | 0.96 | Solar Inverter |  | INDOOR
REIPNR-11787 | SUNTECH POWER | STP180S-24/AB-1 | 185 | 14 | 180 | 18 |  | Solar | FIXED | Roof
REIPNR-11787 | SUNTECH POWER | STP180-24/AB-1 | 185 | 20 | 270 | 25 |  | Solar | FIXED | Roof
REIPNR-11787 | SMA AMERICA | SB3000US (208V) | 3000 | 1 |  |  | 0.966 | Solar Inverter |  | INDOOR
REIPNR-11787 | SMA AMERICA | SB4000US (208V) | 4000 | 1 |  |  | 0.968 | Solar Inverter |  | INDOOR
REIPNR-11788 | SUNTECH POWER | STP170-24/AB-1 | 270 | 1848 | 194 | 10 |  | Solar | FIXED | Roof
REIPNR-11788 | SATCON TECHNOLOGY | PVS-500 (480 V) | 500000 | 1 |  |  | 0.96 | Solar Inverter |  | OUTDOOR
REIPNR-11789 | CHANGZHOU TRINA SOLAR ENERGY CO | TSM-185D | 230 | 21 | 163 | 13 |  | Solar | FIXED | Roof
REIPNR-11789 | SMA AMERICA | SB4000US (208V) | 4000 | 1 |  |  | 0.95 | Solar Inverter |  | OUTDOOR
REIPNR-11790 | SUNTECH POWER | STP175S-24/AB-1 | 175 | 20 | 163 | 20 |  | Solar | FIXED | Roof
REIPNR-11790 | ENPHASE ENERGY | M175-24-240-S02 | 79 | 20 |  |  | 0.95 | Solar Inverter |  | OUTDOOR
REIPNR-11791 | SUNTECH POWER | STP180S-24/AB-1 | 185 | 14 | 134 | 33 |  | Solar | FIXED | Roof
REIPNR-11791 | SMA AMERICA | SB3000US (208V) | 3000 | 1 |  |  | 0.95 | Solar Inverter |  | OUTDOOR
REIPNR-11792 | SUNTECH POWER | STP200UB | 205 | 52 | 158.8 | 5 |  | Solar | FIXED | Roof
REIPNR-11792 | SMA AMERICA | SB5000US | 5000 | 2 |  |  | 0.96 | Solar Inverter |  | OUTDOOR
REIPNR-11793 | CHANGZHOU TRINA SOLAR ENERGY CO | TSM-185D | 235 | 30 | 164 | 20 |  | Solar | FIXED | Roof
REIPNR-11793 | SMA AMERICA | SB7000US (208V) | 7000 | 1 |  |  | 0.97 | Solar Inverter |  | INDOOR
REIPNR-11794 | CHANGZHOU TRINA SOLAR ENERGY CO | TSM-160D | 230 | 36 | 196 | 33 |  | Solar | FIXED | Roof
REIPNR-11794 | SMA AMERICA | SB7000US (240V) | 7000 | 1 |  |  | 0.97 | Solar Inverter |  | OUTDOOR
REIPNR-11795 | CHANGZHOU TRINA SOLAR ENERGY CO | TSM-185D | 230 | 48 | 208 | 20 |  | Solar | FIXED | Ground
REIPNR-11795 | SMA AMERICA | SB3000US (208V) | 3000 | 1 |  |  | 0.965 | Solar Inverter |  | OUTDOOR
REIPNR-11795 | SMA AMERICA | SB7000US (208V) | 7000 | 1 |  |  | 0.968 | Solar Inverter |  | OUTDOOR
REIPNR-11799 | CHANGZHOU TRINA SOLAR ENERGY CO | TSM-185D | 230 | 36 | 200 | 32 |  | Solar | FIXED | Roof
REIPNR-11799 | SMA AMERICA | SB7000US (208V) | 7000 | 1 |  |  | 0.96 | Solar Inverter |  | INDOOR
REIPNR-11800 | SCHUCO USA |  | 185 | 132 | 189.8 | 36.9 |  | Solar | FIXED | Roof
REIPNR-11800 | SMA AMERICA | SB7000US (277V) | 8000 | 3 |  |  | 0.965 | Solar Inverter |  | INDOOR
REIPNR-11801 | SUNTECH POWER | STP180-24/AB-1 | 185 | 54 | 219 | 26 |  | Solar | FIXED | Roof
REIPNR-11801 | PV POWERED | PVP4800 | 4800 | 2 |  |  | 0.96 | Solar Inverter |  | INDOOR
REIPNR-11803 | SUNTECH POWER | STP180-24/AB-1 | 185 | 50 | 166.7 | 20 |  | Solar | FIXED | Roof
REIPNR-11803 | PV POWERED | PVP3000 | 3000 | 1 |  |  | 0.935 | Solar Inverter |  | Inside
REIPNR-11803 | PV POWERED | PVP4800 | 4800 | 1 |  |  | 0.96 | Solar Inverter |  | INDOOR
REIPNR-11804 | SUNTECH POWER | STP200-18/UB-1 | 205 | 26 | 147.1 | 44 |  | Solar | FIXED | Roof
REIPNR-11804 | SMA AMERICA | SB5000US | 5000 | 1 |  |  | 0.96 | Solar Inverter |  | OUTDOOR
REIPNR-11805 | CHANGZHOU TRINA SOLAR ENERGY CO | TSM-185D | 235 | 5 | 118 | 15 |  | Solar | FIXED | Roof
REIPNR-11805 | CHANGZHOU TRINA SOLAR ENERGY CO | TSM-185D | 235 | 12 | 207.2 | 18 |  | Solar | FIXED | Roof
REIPNR-11805 | PV POWERED | PVP1100 | 1100 | 1 |  |  | 0.905 | Solar Inverter |  | INDOOR
REIPNR-11805 | PV POWERED | PVP2000EVR | 2500 | 1 |  |  | 0.945 | Solar Inverter |  | Inside
REIPNR-11806 | CHANGZHOU TRINA SOLAR ENERGY CO | TSM-185D | 235 | 34 | 175 | 30 |  | Solar | FIXED | Roof
REIPNR-11806 | PV POWERED | PVP3500 | 3500 | 2 |  |  | 0.955 | Solar Inverter |  | INDOOR
REIPNR-11807 | CANADIAN SOLAR | CS6P-230 | 250 | 32 | 132 | 25 |  | Solar | 1AXIS | Roof
REIPNR-11807 | CANADIAN SOLAR | CS6P-230 | 250 | 16 | 222 | 25 |  | Solar | 1AXIS | Roof
REIPNR-11807 | SMA AMERICA | SB4000US (208V) | 4000 | 1 |  |  | 0.97 | Solar Inverter |  | INDOOR
REIPNR-11807 | SMA AMERICA | SB7000US (208V) | 8000 | 1 |  |  | 0.965 | Solar Inverter |  | INDOOR
REIPNR-11808 | EVERGREEN SOLAR |  | 210 | 50 | 178 | 25 |  | Solar | FIXED | Roof
REIPNR-11808 | SMA AMERICA | SB3000US (208V) | 3000 | 1 |  |  | 0.97 | Solar Inverter |  | OUTDOOR
REIPNR-11808 | SMA AMERICA | SB6000U (208V) | 6000 | 1 |  |  | 0.97 | Solar Inverter |  | OUTDOOR
REIPNR-11809 | SUNTECH POWER | STP200-18/UB-1 | 205 | 22 | 159 | 35 |  | Solar | FIXED | Roof
REIPNR-11809 | SUNTECH POWER | STP200-18/UB-1 | 205 | 12 | 249 | 35 |  | Solar | FIXED | Roof
REIPNR-11809 | PV POWERED | PVP2500 | 2500 | 1 |  |  | 0.945 | Solar Inverter |  | INDOOR
REIPNR-11809 | PV POWERED | PVP4800 | 4800 | 1 |  |  | 0.96 | Solar Inverter |  | INDOOR
REIPNR-11810 | SUNTECH POWER | STP200S-18/UB-1 | 205 | 10 | 100.6 | 25 |  | Solar | FIXED | Roof
REIPNR-11810 | SUNTECH POWER | STP21018 | 205 | 28 | 193.9 | 25 |  | Solar | FIXED | Roof
REIPNR-11810 | SMA AMERICA | SB3000US (240V) | 3000 | 1 |  |  | 0.96 | Solar Inverter |  | INDOOR
REIPNR-11810 | SMA AMERICA | SB6000U (208V) | 6000 | 1 |  |  | 0.97 | Solar Inverter |  | INDOOR
REIPNR-11811 | CHANGZHOU TRINA SOLAR ENERGY CO | TSM-160D | 230 | 36 | 120.6 | 33 |  | Solar | FIXED | Roof
REIPNR-11811 | SMA AMERICA | SB7000US (208V) | 8000 | 1 |  |  | 0.965 | Solar Inverter |  | INDOOR
REIPNR-11813 | BP SOLAR | BP3170N | 215 | 15 | 210 | 37 |  | Solar | FIXED | Roof
REIPNR-11813 | FRONIUS USA | IG 2000 | 2000 | 2 |  |  | 0.95 | Solar Inverter |  | INDOOR
REIPNR-11814 | SUNPOWER | SPR-315E-WHT-U | 318 | 472 | 170 | 5 |  | Solar | FIXED | Roof
REIPNR-11814 | SATCON TECHNOLOGY | PVS-75 (208 V) | 75000 | 2 |  |  | 0.963 | Solar Inverter |  | OUTDOOR
REIPNR-11817 | SOLARWORLD | SW185MONO | 225 | 35 | 180 | 18 |  | Solar | FIXED | Roof
REIPNR-11817 | FRONIUS USA | IG 4000 | 4000 | 1 |  |  | 0.952 | Solar Inverter |  | INDOOR
REIPNR-11817 | FRONIUS USA | IG 5100 | 5100 | 1 |  |  | 0.952 | Solar Inverter |  | INDOOR
REIPNR-11818 | SCHOTT SOLAR | ASE-250DGF/50-230 | 230 | 1330 | 0 | 0 |  | Solar | FIXED | Roof
REIPNR-11818 | SMA AMERICA | SB7000US (208V) | 8000 | 6 |  |  | 0.965 | Solar Inverter |  | OUTDOOR
REIPNR-11818 | SATCON TECHNOLOGY | AE-50-60-PV-A | 50000 | 1 |  |  | 0.96 | Solar Inverter |  | OUTDOOR
REIPNR-11818 | SATCON TECHNOLOGY | AE-75-60-PV-A | 75000 | 2 |  |  | 0.963 | Solar Inverter |  | OUTDOOR
REIPNR-11819 | SUNPOWER | SPR-225-BLK-U | 225 | 18 | 221 | 30 |  | Solar | FIXED | Roof
REIPNR-11819 | SMA AMERICA | SB4000US (208V) | 4000 | 1 |  |  | 0.968 | Solar Inverter |  | Inside
REIPNR-11827 | PACIFIC SOLAR PTY LIMITED | PP-USA-213-B5 | 144 | 27 | 40 | 5 |  | Solar | FIXED | Roof
REIPNR-11827 | PACIFIC SOLAR PTY LIMITED | PP-USA-213-B5 | 144 | 54 | 220 | 5 |  | Solar | FIXED | Roof
REIPNR-11827 | CHANGZHOU TRINA SOLAR ENERGY CO | TSM-160D | 240 | 60 | 217 | 0 |  | Solar | FIXED | Roof
REIPNR-11827 | SMA AMERICA | SB4000US (208V) | 4000 | 6 |  |  | 0.965 | Solar Inverter |  | INDOOR
REIPNR-11829 | CHANGZHOU TRINA SOLAR ENERGY CO | TSM-160D | 230 | 24 | 173 | 25 |  | Solar | FIXED | Roof
REIPNR-11829 | SMA AMERICA | SB5000US | 5000 | 1 |  |  | 0.96 | Solar Inverter |  | OUTDOOR
REIPNR-11830 | CHANGZHOU TRINA SOLAR ENERGY CO | TSM-160D | 230 | 20 | 134 | 17 |  | Solar | FIXED | Roof
REIPNR-11830 | CHANGZHOU TRINA SOLAR ENERGY CO | TSM-185D | 230 | 9 | 134 | 32 |  | Solar | FIXED | Roof
REIPNR-11830 | FRONIUS USA | IG 2000 | 2000 | 1 |  |  | 0.95 | Solar Inverter |  | OUTDOOR
REIPNR-11830 | FRONIUS USA | IG 4000 | 4000 | 1 |  |  | 0.95 | Solar Inverter |  | Outside
REIPNR-11831 | SCHUCO USA |  | 210 | 14 | 188 | 38 |  | Solar | FIXED | Roof
REIPNR-11831 | SMA AMERICA | SB4000US (208V) | 4000 | 1 |  |  | 0.96 | Solar Inverter |  | OUTDOOR
REIPNR-11832 | CHANGZHOU TRINA SOLAR ENERGY CO | TSM-160D | 230 | 20 | 135 | 22 |  | Solar | FIXED | Roof
REIPNR-11832 | FRONIUS USA | IG 4000 | 4000 | 1 |  |  | 0.95 | Solar Inverter |  | OUTDOOR
REIPNR-11833 | CHANGZHOU TRINA SOLAR ENERGY CO | TSM-185D | 235 | 16 | 192 | 29 |  | Solar | FIXED | Roof
REIPNR-11833 | CHANGZHOU TRINA SOLAR ENERGY CO | TSM-185D | 235 | 10 | 102 | 38 |  | Solar | FIXED | Roof
REIPNR-11833 | PV POWERED | PVP2000 | 2000 | 1 |  |  | 0.92 | Solar Inverter |  | INDOOR
REIPNR-11833 | PV POWERED | PVP3500 | 3500 | 1 |  |  | 0.955 | Solar Inverter |  | INDOOR
REIPNR-11834 | SUNTECH POWER | STP200-18/UB-1 | 205 | 32 | 164.3 | 26 |  | Solar | FIXED | Roof
REIPNR-11834 | PV POWERED | PVP3000 | 3000 | 2 |  |  | 0.935 | Solar Inverter |  | INDOOR
REIPNR-11835 | SUNTECH POWER | STP200UB | 205 | 38 | 108.7 | 33 |  | Solar | FIXED | Roof
REIPNR-11835 | PV POWERED | PVP2000 | 2000 | 1 |  |  | 0.92 | Solar Inverter |  | INDOOR
REIPNR-11835 | PV POWERED | PVP2000 | 2000 | 1 |  |  | 0.92 | Solar Inverter |  | INDOOR
REIPNR-11835 | PV POWERED | PVP3500 | 3500 | 1 |  |  | 0.955 | Solar Inverter |  | INDOOR
REIPNR-11836 | SUNTECH POWER | STP200UB | 205 | 35 | 150.2 | 18 |  | Solar | FIXED | Roof
REIPNR-11836 | PV POWERED | PVP2000 | 2000 | 1 |  |  | 0.92 | Solar Inverter |  | INDOOR
REIPNR-11836 | PV POWERED | PVP4800 | 4800 | 1 |  |  | 0.96 | Solar Inverter |  | INDOOR
REIPNR-11837 | SUNTECH POWER | STP200UB | 205 | 28 | 207.2 | 24 |  | Solar | FIXED | Roof
REIPNR-11837 | SMA AMERICA | SB6000U (208V) | 6000 | 1 |  |  | 0.97 | Solar Inverter |  | INDOOR
REIPNR-11838 | CHANGZHOU TRINA SOLAR ENERGY CO | TSM-185D | 235 | 30 | 145.1 | 32 |  | Solar | FIXED | Roof
REIPNR-11838 | SMA AMERICA | SB7000US (208V) | 7000 | 1 |  |  | 0.97 | Solar Inverter |  | OUTDOOR
REIPNR-11840 | SUNTECH POWER | STP175-24/AB-1 | 175 | 62 | 189.9 | 10 |  | Solar | FIXED | Roof
REIPNR-11840 | ENPHASE ENERGY | M175-24-240-S02 | 190 | 62 |  |  | 0.955 | Solar Inverter |  | OUTDOOR
REIPNR-11842 | SUNTECH POWER | STP210S-18/UB-1 | 270 | 682 | 220 | 10 |  | Solar | FIXED | Roof
REIPNR-11842 | PV POWERED | PVP100KW-208 | 260000 | 1 |  |  | 0.97 | Solar Inverter |  | INDOOR
REIPNR-11843 | SUNTECH POWER | STP210-18/UB-1 | 270 | 649 | 220 | 10 |  | Solar | FIXED | Roof
REIPNR-11843 | PV POWERED | PVP100KW-208 | 50000 | 1 |  |  | 0.971 | Solar Inverter |  | INDOOR
REIPNR-11843 | PV POWERED | PVP100KW-208 | 100000 | 1 |  |  | 0.96 | Solar Inverter |  | INDOOR
REIPNR-11844 | CHANGZHOU TRINA SOLAR ENERGY CO | TSM-185D | 240 | 36 | 180 | 0 |  | Solar | FIXED | Roof
REIPNR-11844 | SMA AMERICA | SB7000US (208V) | 8000 | 1 |  |  | 0.968 | Solar Inverter |  | INDOOR
REIPNR-11847 | CONERGY AG | S 175MU | 235 | 96 | 168 | 35 |  | Solar | FIXED | Ground
REIPNR-11847 | SMA AMERICA | SB4000US (208V) | 4000 | 1 |  |  | 0.968 | Solar Inverter |  | Outside
REIPNR-11847 | SMA AMERICA | SB6000U (208V) | 6000 | 3 |  |  | 0.97 | Solar Inverter |  | Outside
REIPNR-11848 | SUNTECH POWER | STP210-18/UB-1 | 210 | 40 | 184 | 25 |  | Solar | FIXED | Roof
REIPNR-11848 | POWER-ONE | PVI-3600-OUTD-US-F (240V) | 4200 | 2 |  |  | 0.968 | Solar Inverter |  | INDOOR
REIPNR-11849 | SOLON AG FUER SOLARTECHNIK | P220/6+/01 200WP | 230 | 36 | 116 | 23 |  | Solar | FIXED | Roof
REIPNR-11849 | FRONIUS USA |  | 7500 | 1 |  |  | 0.96 | Solar Inverter |  | OUTDOOR
REIPNR-11850 | CHANGZHOU TRINA SOLAR ENERGY CO | TSM-185D | 230 | 22 | 204 | 16 |  | Solar | FIXED | Roof
REIPNR-11850 | SMA AMERICA | SB5000US | 5000 | 1 |  |  | 0.95 | Solar Inverter |  | INDOOR
REIPNR-11851 | SOLARWORLD | SW185 MONO/T | 225 | 2 | 99 | 37 |  | Solar | FIXED | Roof
REIPNR-11851 | SOLARWORLD | SW185MONO | 225 | 27 | 189 | 37 |  | Solar | FIXED | Roof
REIPNR-11851 | ENPHASE ENERGY | M175-24-208-S | 190 | 29 |  |  | 0.955 | Solar Inverter |  | OUTDOOR
REIPNR-11852 | CHANGZHOU TRINA SOLAR ENERGY CO | TSM-160D | 235 | 312 | 175 | 0 |  | Solar | FIXED | Roof
REIPNR-11852 | SMA AMERICA | SB7000US (277V) | 7000 | 9 |  |  | 0.97 | Solar Inverter |  | INDOOR
REIPNR-11853 | CHANGZHOU TRINA SOLAR ENERGY CO | TSM-160D | 235 | 6 | 109 | 10 |  | Solar | FIXED | Roof
REIPNR-11853 | CHANGZHOU TRINA SOLAR ENERGY CO | TSM-185D | 235 | 36 | 199.8 | 40 |  | Solar | FIXED | Roof
REIPNR-11853 | PV POWERED | PVP3500 | 2000 | 1 |  |  | 0.92 | Solar Inverter |  | Inside
REIPNR-11853 | PV POWERED | PVP3500 | 3500 | 2 |  |  | 0.955 | Solar Inverter |  | INDOOR
REIPNR-11854 | SUNTECH POWER | STP200UB | 205 | 42 | 134.1 | 22 |  | Solar | FIXED | Roof
REIPNR-11854 | PV POWERED | PVP3500 | 3500 | 1 |  |  | 0.955 | Solar Inverter |  | INDOOR
REIPNR-11854 | PV POWERED | PVP4800 | 4800 | 1 |  |  | 0.96 | Solar Inverter |  | Inside
REIPNR-11855 | KYOCERA SOLAR | KD210GX-L | 235 | 325 | 35 | 1.5 |  | Solar | FIXED | Roof
REIPNR-11855 | KYOCERA SOLAR | KD210GX-LP | 235 | 312 | 215 | 1.5 |  | Solar | FIXED | Roof
REIPNR-11855 | KYOCERA SOLAR | KD210GX-LP | 235 | 2366 | 215 | 10 |  | Solar | FIXED | Roof
REIPNR-11855 | KYOCERA SOLAR | KD210GX-LP | 235 | 1118 | 180 | 30 |  | Solar | FIXED | Ground
REIPNR-11855 | PV POWERED | PVP75KW-208 | 75000 | 2 |  |  | 0.97 | Solar Inverter |  | OUTDOOR
REIPNR-11855 | PV POWERED | PVP100KW-208 | 260000 | 1 |  |  | 0.97 | Solar Inverter |  | OUTDOOR
REIPNR-11855 | ADVANCED ENERGY INDUSTRIES | 3159000-104 | 500000 | 1 |  |  | 0.97 | Solar Inverter |  | OUTDOOR
REIPNR-11857 | SANYO ELECTRIC | HIP-200BA19 | 220 | 45 | 227 | 24 |  | Solar | FIXED | Roof
REIPNR-11857 | SMA AMERICA | SB4000US (208V) | 4000 | 1 |  |  | 1 | Solar Inverter |  | INDOOR
REIPNR-11857 | SMA AMERICA | SB6000U (208V) | 6000 | 1 |  |  | 1 | Solar Inverter |  | INDOOR
REIPNR-11858 | CHANGZHOU TRINA SOLAR ENERGY CO | TSM-185D | 230 | 38 | 174 | 26 |  | Solar | FIXED | Roof
REIPNR-11858 | ENPHASE ENERGY | EMU | 380 | 19 |  |  | 0.955 | Solar Inverter |  | OUTDOOR
REIPNR-11859 | SHARP | ND-220U2 | 240 | 63 | 180 | 18 |  | Solar | FIXED | Roof
REIPNR-11859 | ENPHASE ENERGY | M175-24-208-S | 190 | 63 |  |  | 0.955 | Solar Inverter |  | OUTDOOR
REIPNR-11860 | SUNTECH POWER | STP180-24/AB-1 | 185 | 20 | 226 | 26.6 |  | Solar | FIXED | Roof
REIPNR-11860 | SUNTECH POWER | STP180S-24/AB-1 | 185 | 27 | 226 | 26.6 |  | Solar | FIXED | Roof
REIPNR-11860 | SUNTECH POWER | STP180S-24/AB-1 | 185 | 18 | 138 | 36.9 |  | Solar | FIXED | Roof
REIPNR-11860 | SMA AMERICA | SB4000US (208V) | 4000 | 2 |  |  | 0.968 | Solar Inverter |  | INDOOR
REIPNR-11862 | SUNTECH POWER | STP200UB | 228 | 102 | 168 | 10 |  | Solar | FIXED | Roof
REIPNR-11862 | SUNPOWER CORP (ORIGINAL MFRSMA) | SPR-7000M (208V) | 7000 | 3 |  |  | 0.96 | Solar Inverter |  | OUTDOOR
REIPNR-11864 | SCHUCO USA |  | 180 | 52 | 219.3 | 33.7 |  | Solar | FIXED | Roof
REIPNR-11864 | SMA AMERICA | SB4000US (208V) | 4000 | 1 |  |  | 0.96 | Solar Inverter |  | INDOOR
REIPNR-11864 | SMA AMERICA | SB6000U (208V) | 6000 | 1 |  |  | 0.96 | Solar Inverter |  | INDOOR
REIPNR-11865 | CHANGZHOU TRINA SOLAR ENERGY CO | TSM-185D | 230 | 22 | 197 | 10 |  | Solar | FIXED | Roof
REIPNR-11865 | SMA AMERICA | SB5000US (240V) | 5000 | 1 |  |  | 0.968 | Solar Inverter |  | OUTDOOR
REIPNR-11866 | CHANGZHOU TRINA SOLAR ENERGY CO | TSM-160D | 230 | 33 | 256 | 22 |  | Solar | FIXED | Roof
REIPNR-11866 | SMA AMERICA | SB7000US (208V) | 7000 | 1 |  |  | 0.97 | Solar Inverter |  | OUTDOOR
REIPNR-11867 | SUNPOWER | SPR-225-BLK-U | 225 | 24 | 178 | 20 |  | Solar | FIXED | Roof
REIPNR-11867 | SUNPOWER | SPR-225-BLK-U | 225 | 30 | 178 | 45 |  | Solar | FIXED | Roof
REIPNR-11867 | SUNPOWER CORP (ORIGINAL MFRSMA) | SPR-5000M (240V) | 5000 | 1 |  |  | 0.968 | Solar Inverter |  | INDOOR
REIPNR-11867 | SUNPOWER CORP (ORIGINAL MFRSMA) | SPR-7000M (208V) | 7000 | 1 |  |  | 0.971 | Solar Inverter |  | INDOOR
REIPNR-11868 | CHANGZHOU TRINA SOLAR ENERGY CO | TSM-160D | 230 | 252 | 158 | 10 |  | Solar | FIXED | Roof
REIPNR-11868 | CHANGZHOU TRINA SOLAR ENERGY CO | TSM-185D | 230 | 312 | 165 | 10 |  | Solar | FIXED | Roof
REIPNR-11868 | CHANGZHOU TRINA SOLAR ENERGY CO | TSM-185D | 230 | 120 | 180 | 35 |  | Solar | FIXED | Ground
REIPNR-11868 | SOLECTRIA RENEWABLES | PVI13KW-208 | 13000 | 2 |  |  | 0.958 | Solar Inverter |  | Outside
REIPNR-11868 | SOLECTRIA RENEWABLES | PVI60KW-208 | 60000 | 2 |  |  | 0.965 | Solar Inverter |  | Outside
REIPNR-11869 | NINGBO SOLAR ELECTRIC POWER | TDB125X125-72-P 175W | 230 | 34 | 158 | 10 |  | Solar | FIXED | Roof
REIPNR-11869 | NINGBO SOLAR ELECTRIC POWER | TDB125X125-72-P 175W | 230 | 18 | 248 | 20 |  | Solar | FIXED | Roof
REIPNR-11869 | ENPHASE ENERGY | M175-24-240-S | 215 | 52 |  |  | 0.96 | Solar Inverter |  | OUTDOOR
REIPNR-11870 | SCHUCO USA |  | 180 | 18 | 173.3 | 30.3 |  | Solar | FIXED | Roof
REIPNR-11870 | SCHUCO USA |  | 180 | 34 | 173.3 | 33.7 |  | Solar | FIXED | Roof
REIPNR-11870 | SMA AMERICA | SB4000US (208V) | 4000 | 1 |  |  | 0.968 | Solar Inverter |  | INDOOR
REIPNR-11870 | SMA AMERICA | SB5000US | 5000 | 1 |  |  | 0.968 | Solar Inverter |  | INDOOR
REIPNR-11871 | SUNTECH POWER | STP180S-24/AB-1 | 185 | 57 | 94 | 18 |  | Solar | FIXED | Roof
REIPNR-11871 | SUNTECH POWER | STP180S-24/AB-1 | 185 | 30 | 184 | 18 |  | Solar | FIXED | Roof
REIPNR-11871 | SUNTECH POWER | STP180S-24/AB-1 | 185 | 57 | 274 | 18 |  | Solar | FIXED | Roof
REIPNR-11871 | SMA AMERICA | SB5000US | 5000 | 5 |  |  | 0.968 | Solar Inverter |  | OUTDOOR
REIPNR-11872 | SUNTECH POWER | STP200S-18/UB-1 | 205 | 1596 | 180 | 10 |  | Solar | FIXED | Roof
REIPNR-11872 | PV POWERED | PVP100KW-208 | 100000 | 3 |  |  | 0.971 | Solar Inverter |  | Outside
REIPNR-11873 | BP SOLAR | SX170N | 215 | 13 | 175 | 32 |  | Solar | FIXED | Roof
REIPNR-11873 | SMA AMERICA | SB4000US (208V) | 4000 | 1 |  |  | 0.968 | Solar Inverter |  | INDOOR
REIPNR-11874 | SUNTECH POWER | STP200UB | 205 | 48 | 103 | 26 |  | Solar | FIXED | Roof
REIPNR-11874 | PV POWERED | PVP4800 | 4800 | 2 |  |  | 0.96 | Solar Inverter |  | INDOOR
REIPNR-11875 | BP SOLAR | BP3170N | 215 | 14 | 146 | 10 |  | Solar | FIXED | Roof
REIPNR-11875 | SMA AMERICA | SB5000US | 5000 | 1 |  |  | 0.95 | Solar Inverter |  | OUTDOOR
REIPNR-11876 | SUNTECH POWER | STP200UB | 205 | 30 | 165 | 30 |  | Solar | FIXED | Roof
REIPNR-11876 | PV POWERED | PVP2000 | 2000 | 1 |  |  | 0.92 | Solar Inverter |  | INDOOR
REIPNR-11876 | PV POWERED | PVP4800 | 4800 | 1 |  |  | 0.96 | Solar Inverter |  | INDOOR
REIPNR-11877 | BP SOLAR | BP3170N | 215 | 14 | 146 | 10 |  | Solar | FIXED | Roof
REIPNR-11877 | SMA AMERICA | SB5000US | 5000 | 1 |  |  | 0.95 | Solar Inverter |  | OUTDOOR
REIPNR-11878 | SUNTECH POWER | STP200UB | 205 | 24 | 230.6 | 30 |  | Solar | FIXED | Roof
REIPNR-11878 | SUNTECH POWER | STP200UB | 205 | 10 | 140.4 | 40 |  | Solar | FIXED | Roof
REIPNR-11878 | SMA AMERICA | SB3000US (208V) | 3000 | 1 |  |  | 0.96 | Solar Inverter |  | INDOOR
REIPNR-11878 | SMA AMERICA | SB5000US | 5000 | 1 |  |  | 0.96 | Solar Inverter |  | INDOOR
REIPNR-11879 | SUNTECH POWER | STP180S-24/AB-1 | 185 | 46 | 109 | 27 |  | Solar | FIXED | Roof
REIPNR-11879 | PV POWERED | PVP2000 | 2000 | 1 |  |  | 0.92 | Solar Inverter |  | INDOOR
REIPNR-11879 | PV POWERED | PVP2500 | 2500 | 1 |  |  | 0.945 | Solar Inverter |  | Inside
REIPNR-11879 | PV POWERED | PVP4800 | 4800 | 1 |  |  | 0.96 | Solar Inverter |  | INDOOR
REIPNR-11880 | SUNPOWER | SPR-225-BLK-U | 228 | 78 | 126 | 5 |  | Solar | FIXED | Roof
REIPNR-11880 | SUNPOWER | SPR-225-BLK-U | 228 | 221 | 126 | 20 |  | Solar | FIXED | Roof
REIPNR-11880 | SUNPOWER | SPR-225-BLK-U | 228 | 39 | 126 | 35 |  | Solar | FIXED | Roof
REIPNR-11880 | SUNPOWER | SPR-225-BLK-U | 228 | 221 | 126 | 35 |  | Solar | FIXED | Ground
REIPNR-11880 | SUNPOWER CORP (ORIGINAL MFRSMA) | SPR-7000M (240V) | 7000 | 1 |  |  | 0.955 | Solar Inverter |  | Outside
REIPNR-11880 | SUNPOWER CORP (ORIGINAL MFRSMA) | SPR-7000M (240V) | 7000 | 14 |  |  | 0.955 | Solar Inverter |  | Outside
REIPNR-11881 | SUNTECH POWER | STP200-18/UB-1 | 205 | 36 | 173 | 32 |  | Solar | FIXED | Roof
REIPNR-11881 | SMA AMERICA | SB7000US (208V) | 7000 | 1 |  |  | 0.97 | Solar Inverter |  | OUTDOOR
REIPNR-11882 | SUNTECH POWER | STP200-18/UB-1 | 205 | 40 | 241 | 20 |  | Solar | FIXED | Roof
REIPNR-11882 | PV POWERED | PVP3500 | 3500 | 2 |  |  | 0.96 | Solar Inverter |  | INDOOR
REIPNR-11883 | SUNTECH POWER | STP200UB | 205 | 14 | 213 | 18 |  | Solar | FIXED | Roof
REIPNR-11883 | PV POWERED | PVP2500 | 2500 | 1 |  |  | 0.955 | Solar Inverter |  | INDOOR
REIPNR-11884 | SUNTECH POWER | STP200-18/UB-1 | 205 | 34 | 184 | 29 |  | Solar | FIXED | Roof
REIPNR-11884 | PV POWERED | PVP3000 | 3000 | 1 |  |  | 0.935 | Solar Inverter |  | INDOOR
REIPNR-11884 | PV POWERED | PVP3500 | 3500 | 1 |  |  | 0.955 | Solar Inverter |  | INDOOR
REIPNR-11885 | SUNTECH POWER | STP200UB | 205 | 35 | 188.3 | 25 |  | Solar | FIXED | Roof
REIPNR-11885 | PV POWERED | PVP2000 | 2000 | 1 |  |  | 0.96 | Solar Inverter |  | INDOOR
REIPNR-11885 | PV POWERED | PVP4800 | 4800 | 1 |  |  | 0.96 | Solar Inverter |  | INDOOR
REIPNR-11886 | SUNTECH POWER | STP200UB | 205 | 9 | 162.9 | 33 |  | Solar | FIXED | Roof
REIPNR-11886 | SUNTECH POWER | STP200UB | 205 | 16 | 252.9 | 33 |  | Solar | FIXED | Roof
REIPNR-11886 | PV POWERED | PVP2000 | 2000 | 1 |  |  | 0.92 | Solar Inverter |  | INDOOR
REIPNR-11886 | PV POWERED | PVP3000 | 3000 | 1 |  |  | 0.935 | Solar Inverter |  | INDOOR
REIPNR-11887 | SUNTECH POWER | STP200-18/UB-1 | 205 | 44 | 176 | 25 |  | Solar | FIXED | Roof
REIPNR-11887 | PV POWERED | PVP4800 | 4800 | 2 |  |  | 0.96 | Solar Inverter |  | OUTDOOR
REIPNR-11889 | SUNTECH POWER | STP180-24/AB-1 | 185 | 36 | 190 | 20 |  | Solar | FIXED | Roof
REIPNR-11889 | SUNTECH POWER | STP180-24/AB-1 | 185 | 12 | 190 | 25 |  | Solar | FIXED | Roof
REIPNR-11889 | SMA AMERICA | SB3000US (208V) | 3000 | 1 |  |  | 0.96 | Solar Inverter |  | Inside
REIPNR-11889 | SMA AMERICA | SB6000U (208V) | 6000 | 1 |  |  | 0.97 | Solar Inverter |  | Inside
REIPNR-11890 | SUNTECH POWER | STP200S-18/UB-1 | 205 | 44 | 127 | 22 |  | Solar | FIXED | Roof
REIPNR-11890 | PV POWERED | PVP4800 | 4800 | 2 |  |  | 0.96 | Solar Inverter |  | INDOOR
REIPNR-11891 | SUNTECH POWER | STP200-18/UB-1 | 205 | 42 | 87.5 | 30 |  | Solar | FIXED | Roof
REIPNR-11891 | PV POWERED | PVP3500 | 3500 | 1 |  |  | 0.955 | Solar Inverter |  | INDOOR
REIPNR-11891 | PV POWERED | PVP4800 | 4800 | 1 |  |  | 0.96 | Solar Inverter |  | INDOOR
REIPNR-11892 | SUNTECH POWER | STP200-18/UB-1 | 205 | 48 | 233.1 | 20 |  | Solar | FIXED | Roof
REIPNR-11892 | PV POWERED | PVP2000 | 2000 | 1 |  |  | 0.92 | Solar Inverter |  | Inside
REIPNR-11892 | PV POWERED | PVP3500 | 3500 | 1 |  |  | 0.955 | Solar Inverter |  | Inside
REIPNR-11892 | PV POWERED | PVP4800 | 4800 | 1 |  |  | 0.96 | Solar Inverter |  | INDOOR
REIPNR-11893 | SUNTECH POWER | STP200-18/UB-1 | 205 | 20 | 118.2 | 15 |  | Solar | FIXED | Roof
REIPNR-11893 | SUNTECH POWER | STP200-18/UB-1 | 205 | 16 | 208.1 | 15 |  | Solar | FIXED | Roof
REIPNR-11893 | PV POWERED | PVP3000 | 3000 | 1 |  |  | 0.935 | Solar Inverter |  | Inside
REIPNR-11893 | PV POWERED | PVP3500 | 3500 | 1 |  |  | 0.955 | Solar Inverter |  | Inside
REIPNR-11894 | SOLARWORLD | SW185MONO | 235 | 52 | 143 | 20 |  | Solar | FIXED | Roof
REIPNR-11894 | SOLARWORLD | SW185MONO | 235 | 156 | 233 | 20 |  | Solar | FIXED | Roof
REIPNR-11894 | SMA AMERICA | SB5000US | 5000 | 1 |  |  | 0.967 | Solar Inverter |  | OUTDOOR
REIPNR-11894 | SMA AMERICA | SB6000U (208V) | 6000 | 1 |  |  | 0.969 | Solar Inverter |  | OUTDOOR
REIPNR-11894 | SMA AMERICA | SB7000US (277V) | 8000 | 4 |  |  | 0.963 | Solar Inverter |  | OUTDOOR
REIPNR-11895 | SUNTECH POWER | STP180S-24/AB-1 | 185 | 22 | 231 | 18 |  | Solar | FIXED | Roof
REIPNR-11895 | SMA AMERICA | SB4000US (208V) | 4000 | 1 |  |  | 0.968 | Solar Inverter |  | INDOOR
REIPNR-11896 | SCHOTT SOLAR | ASE-300-DGF/42-240 | 230 | 4998 | 136.9 | 10 |  | Solar | FIXED | Roof
REIPNR-11896 | SATCON TECHNOLOGY | PVS-500 (480 V) | 500000 | 2 |  |  | 0.96 | Solar Inverter |  | OUTDOOR
REIPNR-11897 | CHANGZHOU TRINA SOLAR ENERGY CO | TSM-185D | 230 | 36 | 203.6 | 19 |  | Solar | FIXED | Roof
REIPNR-11897 | SMA AMERICA | SB7000US (277V) | 8000 | 1 |  |  | 0.965 | Solar Inverter |  | OUTDOOR
REIPNR-11898 | CHANGZHOU TRINA SOLAR ENERGY CO | TSM-160D | 230 | 43 | 145 | 45 |  | Solar | FIXED | Roof
REIPNR-11898 | SMA AMERICA | SB3000US (208V) | 3000 | 1 |  |  | 0.966 | Solar Inverter |  | INDOOR
REIPNR-11898 | SMA AMERICA | SB7000US (208V) | 7000 | 1 |  |  | 0.971 | Solar Inverter |  | INDOOR
REIPNR-11900 | SUNTECH POWER | STP180S-24/AB-1 | 185 | 68 | 209 | 35 |  | Solar | FIXED | Roof
REIPNR-11900 | SMA AMERICA | SB3000US (208V) | 3000 | 1 |  |  | 0.966 | Solar Inverter |  | INDOOR
REIPNR-11900 | SMA AMERICA | SB5000US (208V) | 5000 | 2 |  |  | 0.968 | Solar Inverter |  | INDOOR
REIPNR-11901 | CHANGZHOU TRINA SOLAR ENERGY CO | TSM-185D | 235 | 1992 | 140 | 5 |  | Solar | FIXED | Roof
REIPNR-11901 | PV POWERED | PVP100KW-208 | 100000 | 2 |  |  | 0.971 | Solar Inverter |  | OUTDOOR
REIPNR-11901 | PV POWERED | PVP100KW-208 | 260000 | 1 |  |  | 0.977 | Solar Inverter |  | OUTDOOR
REIPNR-11902 | CHANGZHOU TRINA SOLAR ENERGY CO | TSM-160D | 230 | 10 | 216 | 42 |  | Solar | FIXED | Roof
REIPNR-11902 | SMA AMERICA | SB3000US (208V) | 3000 | 1 |  |  | 0.961 | Solar Inverter |  | INDOOR
REIPNR-11903 | CHANGZHOU TRINA SOLAR ENERGY CO | TSM-185D | 230 | 28 | 154.2 | 16 |  | Solar | FIXED | Roof
REIPNR-11903 | SMA AMERICA | SB3000US (208V) | 3000 | 1 |  |  | 0.96 | Solar Inverter |  | OUTDOOR
REIPNR-11903 | SMA AMERICA | SB5000US | 5000 | 1 |  |  | 0.96 | Solar Inverter |  | OUTDOOR
REIPNR-11904 | CHANGZHOU TRINA SOLAR ENERGY CO | TSM-185D | 230 | 24 | 150.8 | 16 |  | Solar | FIXED | Roof
REIPNR-11904 | SMA AMERICA | SB5000US | 5000 | 1 |  |  | 0.96 | Solar Inverter |  | OUTDOOR
REIPNR-11905 | SUNWIZE TECHNOLOGIES |  | 390 | 96 | 180 | 10 |  | Solar | FIXED | Roof
REIPNR-11905 | SMA AMERICA | SB7000US (277V) | 10000 | 3 |  |  | 0.98 | Solar Inverter |  | INDOOR
REIPNR-11906 | SUNTECH POWER | STP21018 | 210 | 32 | 168 | 24 |  | Solar | FIXED | Roof
REIPNR-11906 | POWER-ONE | PVI-3000-I-OUTD-US | 3000 | 2 |  |  | 0.96 | Solar Inverter |  | INDOOR
REIPNR-11907 | SUNTECH POWER | STP180S-24/AB-1 | 185 | 7 | 225.5 | 15 |  | Solar | FIXED | Roof
REIPNR-11907 | SUNTECH POWER | STP180-24/AB-1 | 185 | 10 | 225.5 | 20 |  | Solar | FIXED | Roof
REIPNR-11907 | PV POWERED | PVP2000 | 2000 | 2 |  |  | 0.92 | Solar Inverter |  | INDOOR
REIPNR-11908 | CHANGZHOU TRINA SOLAR ENERGY CO | TSM-185D | 235 | 42 | 146.4 | 30 |  | Solar | FIXED | Roof
REIPNR-11908 | PV POWERED | PVP4800 | 48000 | 2 |  |  | 0.96 | Solar Inverter |  | INDOOR
REIPNR-11909 | CHANGZHOU TRINA SOLAR ENERGY CO | TSM-160D | 230 | 6 | 157.7 | 38 |  | Solar | FIXED | Roof
REIPNR-11909 | PV POWERED | PVP2000 | 2000 | 1 |  |  | 0.92 | Solar Inverter |  | OUTDOOR
REIPNR-11910 | CHANGZHOU TRINA SOLAR ENERGY CO | TSM-160D | 230 | 74 | 166.1 | 20 |  | Solar | FIXED | Roof
REIPNR-11910 | SMA AMERICA | SB4000US (208V) | 4000 | 1 |  |  | 0.96 | Solar Inverter |  | OUTDOOR
REIPNR-11910 | SMA AMERICA | SB5000US | 5000 | 1 |  |  | 0.96 | Solar Inverter |  | OUTDOOR
REIPNR-11910 | SMA AMERICA | SB7000US (208V) | 8000 | 1 |  |  | 0.965 | Solar Inverter |  | OUTDOOR
REIPNR-11911 | SUNTECH POWER | STP200UB | 205 | 24 | 179 | 29 |  | Solar | FIXED | Roof
REIPNR-11911 | PV POWERED | PVP4800 | 4800 | 1 |  |  | 0.92 | Solar Inverter |  | INDOOR
REIPNR-11912 | CHANGZHOU TRINA SOLAR ENERGY CO | TSM-160D | 230 | 11 | 174.9 | 15 |  | Solar | FIXED | Roof
REIPNR-11912 | SMA AMERICA | SB3800U (240V) | 3000 | 1 |  |  | 0.96 | Solar Inverter |  | OUTDOOR
REIPNR-11913 | SUNTECH POWER | STP200UB | 205 | 12 | 109 | 20 |  | Solar | FIXED | Roof
REIPNR-11913 | SUNTECH POWER | STP200-18/UB-1 | 205 | 18 | 200 | 22 |  | Solar | FIXED | Roof
REIPNR-11913 | SUNTECH POWER | STP200-18/UB-1 | 205 | 18 | 109 | 28 |  | Solar | FIXED | Roof
REIPNR-11913 | SUNTECH POWER | STP200-18/UB-1 | 205 | 10 | 109 | 39 |  | Solar | FIXED | Roof
REIPNR-11913 | PV POWERED | PVP2000 | 2000 | 1 |  |  | 0.92 | Solar Inverter |  | Outside
REIPNR-11913 | PV POWERED | PVP2500 | 2500 | 1 |  |  | 0.945 | Solar Inverter |  | Outside
REIPNR-11913 | PV POWERED | PVP4800 | 4800 | 2 |  |  | 0.96 | Solar Inverter |  | Outside
REIPNR-11914 | SUNTECH POWER | STP200UB | 185 | 24 | 191 | 29 |  | Solar | FIXED | Roof
REIPNR-11914 | PV POWERED | PVP4800 | 4800 | 1 |  |  | 0.96 | Solar Inverter |  | Outside
REIPNR-11915 | CHANGZHOU TRINA SOLAR ENERGY CO | TSM-160D | 230 | 36 | 54 | 17 |  | Solar | FIXED | Roof
REIPNR-11915 | SMA AMERICA | SB7000US (208V) | 8000 | 1 |  |  | 0.97 | Solar Inverter |  | OUTDOOR
REIPNR-11917 | CHANGZHOU TRINA SOLAR ENERGY CO | TSM-160D | 230 | 36 | 174.9 | 15 |  | Solar | FIXED | Roof
REIPNR-11917 | SMA AMERICA | SB7000US (277V) | 8000 | 1 |  |  | 0.965 | Solar Inverter |  | OUTDOOR
REIPNR-11918 | SUNTECH POWER | STP200UB | 205 | 32 | 180 | 30 |  | Solar | FIXED | Ground
REIPNR-11918 | PV POWERED | PVP3000 | 3000 | 2 |  |  | 0.935 | Solar Inverter |  | OUTDOOR
REIPNR-11919 | CHANGZHOU TRINA SOLAR ENERGY CO | TSM-160D | 230 | 34 | 157.7 | 38 |  | Solar | FIXED | Roof
REIPNR-11919 | SMA AMERICA | SB3000US (240V) | 3000 | 1 |  |  | 0.96 | Solar Inverter |  | OUTDOOR
REIPNR-11919 | SMA AMERICA | SB5000US | 5000 | 1 |  |  | 0.96 | Solar Inverter |  | OUTDOOR
REIPNR-11921 | CHANGZHOU TRINA SOLAR ENERGY CO | TSM-160D | 235 | 33 | 119.1 | 35 |  | Solar | FIXED | Roof
REIPNR-11921 | SMA AMERICA | SB7000US (208V) | 7000 | 1 |  |  | 0.97 | Solar Inverter |  | INDOOR
REIPNR-11922 | SUNTECH POWER | STP200-18/UB-1 | 205 | 20 | 171.3 | 18 |  | Solar | FIXED | Roof
REIPNR-11922 | SMA AMERICA | SB3000US (208V) | 3000 | 2 |  |  | 0.935 | Solar Inverter |  | INDOOR
REIPNR-11923 | CHANGZHOU TRINA SOLAR ENERGY CO | TSM-160D | 235 | 28 | 106.4 | 25 |  | Solar | FIXED | Roof
REIPNR-11923 | PV POWERED | PVP2500 | 2500 | 1 |  |  | 0.945 | Solar Inverter |  | Inside
REIPNR-11923 | PV POWERED | PVP3500 | 3500 | 1 |  |  | 0.955 | Solar Inverter |  | INDOOR
REIPNR-11924 | SUNTECH POWER | STP180S-24/AB-1 | 185 | 46 | 259.7 | 18 |  | Solar | FIXED | Roof
REIPNR-11924 | SMA AMERICA | SB4000US (208V) | 4000 | 1 |  |  | 0.96 | Solar Inverter |  | OUTDOOR
REIPNR-11924 | SMA AMERICA | SB4000US (208V) | 4000 | 1 |  |  | 0.96 | Solar Inverter |  | OUTDOOR
REIPNR-11925 | SUNTECH POWER | STP200-18/UB-1 | 205 | 18 | 199 | 25 |  | Solar | FIXED | Roof
REIPNR-11925 | PV POWERED | PVP3500 | 3500 | 1 |  |  | 0.955 | Solar Inverter |  | INDOOR
REIPNR-11927 | SUNTECH POWER | STP200UB | 205 | 40 | 180 | 30 |  | Solar | FIXED | Ground
REIPNR-11927 | PV POWERED | PVP3500 | 3500 | 2 |  |  | 0.955 | Solar Inverter |  | OUTDOOR
REIPNR-11929 | SUNPOWER | SPR-230-WHT-U | 230 | 117 | 180 | 34 |  | Solar | FIXED | Ground
REIPNR-11929 | SUNPOWER CORP (ORIGINAL MFRFRONIUS) | SPR-6500F-208 | 6000 | 1 |  |  | 0.97 | Solar Inverter |  | OUTDOOR
REIPNR-11929 | SUNPOWER CORP (ORIGINAL MFRFRONIUS) | SPR-6500F-277 | 7000 | 3 |  |  | 0.97 | Solar Inverter |  | OUTDOOR
REIPNR-11931 | REC SCANMODULE | SCM230 | 235 | 22 | 180 | 23 |  | Solar | FIXED | Roof
REIPNR-11931 | SMA AMERICA | SB5000US (208V) | 5000 | 1 |  |  | 0.968 | Solar Inverter |  | OUTDOOR
REIPNR-11933 | SUNTECH POWER | STP210S-18/UB-1 | 270 | 100 | 180 | 33 |  | Solar | FIXED | Ground
REIPNR-11933 | SMA AMERICA | SB6000U (208V) | 6000 | 5 |  |  | 0.96 | Solar Inverter |  | OUTDOOR
REIPNR-11934 | BP SOLAR | BP3170N | 215 | 30 | 235 | 32 |  | Solar | FIXED | Roof
REIPNR-11934 | FRONIUS USA | IG 4000 | 4000 | 2 |  |  | 0.96 | Solar Inverter |  | INDOOR
REIPNR-11936 | SUNTECH POWER | STP200-18/UB-1 | 205 | 36 | 217.6 | 15 |  | Solar | FIXED | Roof
REIPNR-11936 | SMA AMERICA | SB7000US (208V) | 7000 | 1 |  |  | 0.97 | Solar Inverter |  | INDOOR
REIPNR-11937 | SUNTECH POWER | STP200-18/UB-1 | 205 | 39 | 176 | 25 |  | Solar | FIXED | Roof
REIPNR-11937 | SMA AMERICA | SB7000US (208V) | 7000 | 1 |  |  | 0.97 | Solar Inverter |  | OUTDOOR
REIPNR-11938 | CHANGZHOU TRINA SOLAR ENERGY CO | TSM-185D | 230 | 11 | 182.2 | 17 |  | Solar | FIXED | Roof
REIPNR-11938 | CHANGZHOU TRINA SOLAR ENERGY CO | TSM-185D | 230 | 6 | 112.5 | 38 |  | Solar | FIXED | Roof
REIPNR-11938 | CHANGZHOU TRINA SOLAR ENERGY CO | TSM-185D | 230 | 6 | 237 | 38 |  | Solar | FIXED | Roof
REIPNR-11938 | CHANGZHOU TRINA SOLAR ENERGY CO | TSM-160D | 230 | 42 | 146.6 | 40 |  | Solar | FIXED | Roof
REIPNR-11938 | CHANGZHOU TRINA SOLAR ENERGY CO | TSM-185D | 230 | 18 | 190.3 | 40 |  | Solar | FIXED | Roof
REIPNR-11938 | PV POWERED | PVP2000 | 2000 | 2 |  |  | 0.92 | Solar Inverter |  | INDOOR
REIPNR-11938 | PV POWERED | PVP2500 | 2500 | 1 |  |  | 0.945 | Solar Inverter |  | INDOOR
REIPNR-11938 | PV POWERED | PVP3500 | 3500 | 1 |  |  | 0.955 | Solar Inverter |  | INDOOR
REIPNR-11938 | PV POWERED | PVP4800 | 4800 | 2 |  |  | 0.96 | Solar Inverter |  | INDOOR
REIPNR-11939 | SUNTECH POWER | STP200-18/UB-1 | 205 | 34 | 256.4 | 25 |  | Solar | FIXED | Roof
REIPNR-11939 | PV POWERED | PVP3000 | 3000 | 1 |  |  | 0.935 | Solar Inverter |  | INDOOR
REIPNR-11939 | PV POWERED | PVP3500 | 3500 | 1 |  |  | 0.955 | Solar Inverter |  | INDOOR
REIPNR-11940 | MATRIX SOLAR/PHOTOWATT | PW1000-100 | 185 | 22 | 223 | 38.4 |  | Solar | FIXED | Roof
REIPNR-11940 | SMA AMERICA | SB4000US (208V) | 4000 | 1 |  |  | 0.968 | Solar Inverter |  | INDOOR
REIPNR-11943 | CHANGZHOU TRINA SOLAR ENERGY CO | TSM-185D | 235 | 16 | 162.1 | 35 |  | Solar | FIXED | Roof
REIPNR-11943 | PV POWERED | PVP3000 | 3000 | 1 |  |  | 0.935 | Solar Inverter |  | INDOOR
REIPNR-11944 | SOLARWORLD | SW185MONO | 240 | 1190 | 203 | 11 |  | Solar | FIXED | Roof
REIPNR-11944 | PV POWERED | PVP2000EVR | 260000 | 1 |  |  | 0.97 | Solar Inverter |  | OUTDOOR
REIPNR-11945 | PACIFIC SOLAR PTY LIMITED | PP-USA-213-S5 | 250 | 1610 | 180 | 27 |  | Solar | FIXED | Ground
REIPNR-11945 | KACO | 1501XI | 100000 | 4 |  |  | 0.96 | Solar Inverter |  | OUTDOOR
REIPNR-11946 | SOLARWORLD | SW185MONO | 250 | 1157 | 213 | 10 |  | Solar | FIXED | Roof
REIPNR-11946 | SMA AMERICA | SC250U (480V) | 250000 | 1 |  |  | 0.97 | Solar Inverter |  | INDOOR
REIPNR-11947 | SOLYNDRA | SL-002-182U | 182 | 1400 | 192 | 0 |  | Solar | FIXED | Roof
REIPNR-11947 | PV POWERED | PVP100KW-208 | 100000 | 2 |  |  | 0.96 | Solar Inverter |  | INDOOR
REIPNR-11950 | CHANGZHOU TRINA SOLAR ENERGY CO | TSM-185D | 235 | 24 | 250.1 | 43 |  | Solar | FIXED | Roof
REIPNR-11950 | CHANGZHOU TRINA SOLAR ENERGY CO | TSM-185D | 235 | 10 | 160 | 45 |  | Solar | FIXED | Roof
REIPNR-11950 | SMA AMERICA | SB3000US (208V) | 3000 | 1 |  |  | 0.96 | Solar Inverter |  | INDOOR
REIPNR-11950 | SMA AMERICA | SB6000U (208V) | 6000 | 1 |  |  | 0.97 | Solar Inverter |  | Inside
REIPNR-11951 | SOLARWORLD | SW185MONO | 235 | 20 | 218 | 33 |  | Solar | FIXED | Roof
REIPNR-11951 | SMA AMERICA | SB5000US (208V) | 5000 | 1 |  |  | 0.97 | Solar Inverter |  | INDOOR
REIPNR-11952 | SUNPOWER | SPR-230-WHT-U | 230 | 48 | 226 | 18 |  | Solar | FIXED | Roof
REIPNR-11952 | SUNPOWER CORP (ORIGINAL MFRSMA) | SPR-5000M (208V) | 5000 | 2 |  |  | 0.97 | Solar Inverter |  | Outside
REIPNR-11953 | SUNPOWER | SPR-230-WHT-U | 230 | 208 | 180 | 34 |  | Solar | FIXED | Ground
REIPNR-11953 | SUNPOWER CORP (ORIGINAL MFRSMA) | SPR-4000M (208V) | 4000 | 1 |  |  | 0.97 | Solar Inverter |  | OUTDOOR
REIPNR-11953 | SUNPOWER CORP (ORIGINAL MFRSMA) | SPR-7000M (277V) | 7000 | 6 |  |  | 0.97 | Solar Inverter |  | OUTDOOR
REIPNR-11954 | SUNTECH POWER | STP210-18/UB-1 | 210 | 40 | 125 | 35 |  | Solar | FIXED | Roof
REIPNR-11954 | SUNTECH POWER | STP210-18/UB-1 | 210 | 10 | 215 | 45 |  | Solar | FIXED | Roof
REIPNR-11954 | POWER-ONE | PVI-3600-OUTD-US-F (208V) | 3600 | 1 |  |  | 0.968 | Solar Inverter |  | INDOOR
REIPNR-11954 | POWER-ONE | PVI-6000-OUTD-US (208 V) | 6000 | 1 |  |  | 0.968 | Solar Inverter |  | INDOOR
REIPNR-11955 | SUNPOWER | SPR-225-BLK-U | 225 | 36 | 167 | 30 |  | Solar | FIXED | Roof
REIPNR-11955 | SUNPOWER CORP (ORIGINAL MFRFRONIUS) | SPR-8000F-277 | 8000 | 1 |  |  | 0.962 | Solar Inverter |  | INDOOR
REIPNR-11956 | SUNPOWER | SPR-225-BLK-U | 225 | 18 | 171 | 40 |  | Solar | FIXED | Roof
REIPNR-11956 | SUNPOWER CORP (ORIGINAL MFRFRONIUS) | SPR-4000F-208 | 4000 | 1 |  |  | 0.968 | Solar Inverter |  | INDOOR
REIPNR-11957 | REC SCANMODULE | SCM230 | 230 | 36 | 158 | 28 |  | Solar | FIXED | Roof
REIPNR-11957 | SMA AMERICA | SB7000US (277V) | 7000 | 1 |  |  | 0.971 | Solar Inverter |  | INDOOR
REIPNR-11958 | SUNTECH POWER | STP210S-18/UB-1 | 220 | 81 | 214 | 10 |  | Solar | FIXED | Roof
REIPNR-11958 | FRONIUS USA |  | 6000 | 1 |  |  | 0.97 | Solar Inverter |  | Inside
REIPNR-11958 | FRONIUS USA |  | 11400 | 1 |  |  | 0.97 | Solar Inverter |  | INDOOR
REIPNR-11959 | SUNTECH POWER | STP190-18/UB-1 | 185 | 78 | 204 | 19 |  | Solar | FIXED | Roof
REIPNR-11959 | SMA AMERICA | SB4000US (208V) | 4000 | 2 |  |  | 0.96 | Solar Inverter |  | INDOOR
REIPNR-11959 | SMA AMERICA | SB6000U (240V) | 6000 | 1 |  |  | 0.97 | Solar Inverter |  | INDOOR
REIPNR-11960 | SUNTECH POWER | STP190S-18/UB-1 | 185 | 42 | 116 | 19 |  | Solar | FIXED | Roof
REIPNR-11960 | SMA AMERICA | SB4000US (208V) | 4000 | 2 |  |  | 0.968 | Solar Inverter |  | INDOOR
REIPNR-11961 | CHANGZHOU TRINA SOLAR ENERGY CO | TSM-185D | 230 | 52 | 180 | 30 |  | Solar | FIXED | Ground
REIPNR-11961 | SMA AMERICA | SB6000U (208V) | 6000 | 2 |  |  | 0.971 | Solar Inverter |  | INDOOR
REIPNR-11962 | SUNTECH POWER | STP200S-18/UB-1 | 205 | 20 | 180 | 20 |  | Solar | FIXED | Roof
REIPNR-11962 | SUNTECH POWER | STP200S-18/UB-1 | 205 | 16 | 270 | 22 |  | Solar | FIXED | Roof
REIPNR-11962 | PV POWERED | PVP3000 | 3000 | 1 |  |  | 0.95 | Solar Inverter |  | INDOOR
REIPNR-11962 | PV POWERED | PVP3500 | 3500 | 1 |  |  | 0.95 | Solar Inverter |  | INDOOR
REIPNR-11963 | SUNPOWER | SPR-305-WHT-U | 305 | 497 | 199 | 5 |  | Solar | FIXED | Roof
REIPNR-11963 | SATCON TECHNOLOGY | AE-50-60-PV-D | 50000 | 1 |  |  | 0.965 | Solar Inverter |  | OUTDOOR
REIPNR-11963 | SATCON TECHNOLOGY | AE-135-60-PV-A | 135000 | 1 |  |  | 0.96 | Solar Inverter |  | Outside
REIPNR-11964 | SUNPOWER | SPR-305-WHT-U | 305 | 161 | 199 | 5 |  | Solar | FIXED | Roof
REIPNR-11964 | SATCON TECHNOLOGY | AE-50-60-PV-A | 50000 | 1 |  |  | 0.955 | Solar Inverter |  | OUTDOOR
REIPNR-11966 | SANYO ELECTRIC | HIP-205BA5 | 220 | 28 | 154 | 34 |  | Solar | FIXED | Roof
REIPNR-11966 | SMA AMERICA | SB3000US (208V) | 3000 | 2 |  |  | 0.97 | Solar Inverter |  | INDOOR
REIPNR-11968 | SOLARWORLD | SW185MONO | 240 | 22 | 225 | 27 |  | Solar | FIXED | Roof
REIPNR-11968 | ENPHASE ENERGY | M200-32-240-S02 | 190 | 22 |  |  | 0.945 | Solar Inverter |  | OUTDOOR
REIPNR-11969 | ET SOLAR INDUSTRY | ET-P672230 | 230 | 88 | 178 | 9 |  | Solar | FIXED | Roof
REIPNR-11969 | ENPHASE ENERGY | M200-32-208-S01 | 215 | 88 |  |  | 0.963 | Solar Inverter |  | OUTDOOR
REIPNR-11970 | SUNTECH POWER | STP210-18/UB-1 | 210 | 36 | 183 | 23 |  | Solar | FIXED | Roof
REIPNR-11970 | POWER-ONE | PVI-3600-OUTD-US-F (208V) | 3600 | 2 |  |  | 0.968 | Solar Inverter |  | INDOOR
REIPNR-11971 | SUNTECH POWER | STP210-18/UB-1 | 210 | 24 | 214 | 48 |  | Solar | FIXED | Roof
REIPNR-11971 | POWER-ONE | PVI-5000-OUTD-US (240 V) | 5000 | 1 |  |  | 0.968 | Solar Inverter |  | INDOOR
REIPNR-11972 | SOLARWORLD | SW245 MONO | 245 | 24 | 188 | 24.4 |  | Solar | FIXED | Roof
REIPNR-11972 | SMA AMERICA |  | 6000 | 1 |  |  | 0.968 | Solar Inverter |  | OUTDOOR
REIPNR-11974 | BP SOLAR | SX3200B | 215 | 30 | 218 | 23 |  | Solar | FIXED | Roof
REIPNR-11974 | FRONIUS USA | IG 4000 | 4000 | 2 |  |  | 0.97 | Solar Inverter |  | INDOOR
REIPNR-11975 | SUNTECH POWER | STP200-18/UB-1 | 200 | 11 | 120 | 25 |  | Solar | FIXED | Roof
REIPNR-11975 | PV POWERED | PVP2500 | 2500 | 1 |  |  | 0.95 | Solar Inverter |  | INDOOR
REIPNR-11976 | BP SOLAR | BP3165N | 230 | 48 | 230 | 35 |  | Solar | FIXED | Roof
REIPNR-11976 | SMA AMERICA | SB6000U (208V) | 6000 | 2 |  |  | 0.965 | Solar Inverter |  | INDOOR
REIPNR-11977 | SOLARWORLD | SW185MONO | 240 | 910 | 202 | 10 |  | Solar | FIXED | Roof
REIPNR-11977 | SATCON TECHNOLOGY | AE-100-60-PV-A | 100000 | 2 |  |  | 0.99 | Solar Inverter |  | INDOOR
REIPNR-11978 | SOLYNDRA | SL-002-182U | 182 | 65 | 169 | 0 |  | Solar | FIXED | Roof
REIPNR-11978 | FRONIUS USA |  | 10000 | 1 |  |  | 0.962 | Solar Inverter |  | Inside
REIPNR-11979 | CHANGZHOU TRINA SOLAR ENERGY CO | TSM-185D | 235 | 403 | 205 | 18.5 |  | Solar | FIXED | Roof
REIPNR-11979 | SOLECTRIA RENEWABLES | PVI82KW-208 | 82000 | 1 |  |  | 0.965 | Solar Inverter |  | OUTDOOR
REIPNR-11980 | CHANGZHOU TRINA SOLAR ENERGY CO | TSM-185D | 235 | 455 | 225 | 18 |  | Solar | FIXED | Roof
REIPNR-11980 | SOLECTRIA RENEWABLES | PVI95KW-208 | 95000 | 1 |  |  | 0.96 | Solar Inverter |  | OUTDOOR
REIPNR-11982 | BP SOLAR | BP3170N | 230 | 28 | 143 | 18 |  | Solar | FIXED | Roof
REIPNR-11982 | FRONIUS USA | IG 2000 | 2000 | 1 |  |  | 0.97 | Solar Inverter |  | INDOOR
REIPNR-11982 | FRONIUS USA | IG 4000 | 4000 | 1 |  |  | 0.97 | Solar Inverter |  | Inside
REIPNR-11983 | SOLARWORLD | SW185MONO | 235 | 15 | 227 | 30 |  | Solar | FIXED | Roof
REIPNR-11983 | ENPHASE ENERGY | M200-32-208-S02 | 380 | 15 |  |  | 0.97 | Solar Inverter |  | OUTDOOR
REIPNR-11985 | SUNTECH POWER | STP200UB | 205 | 24 | 168 | 32 |  | Solar | FIXED | Roof
REIPNR-11985 | PV POWERED | PVP4800 | 4800 | 1 |  |  | 0.96 | Solar Inverter |  | INDOOR
REIPNR-11986 | SUNTECH POWER | STP200UB | 205 | 26 | 135.9 | 30 |  | Solar | FIXED | Roof
REIPNR-11986 | SMA AMERICA | SB5000US | 5000 | 1 |  |  | 0.96 | Solar Inverter |  | INDOOR
REIPNR-11987 | SUNTECH POWER | STP200UB | 205 | 32 | 156.6 | 30 |  | Solar | FIXED | Roof
REIPNR-11987 | PV POWERED | PVP3000 | 3000 | 1 |  |  | 0.935 | Solar Inverter |  | INDOOR
REIPNR-11988 | SUNTECH POWER | STP200UB | 205 | 30 | 185.8 | 25 |  | Solar | FIXED | Roof
REIPNR-11988 | SMA AMERICA | SB6000U (208V) | 6000 | 1 |  |  | 0.97 | Solar Inverter |  | INDOOR
REIPNR-11990 | SUNTECH POWER | STP180S-24/AB-1 | 185 | 26 | 235.5 | 20 |  | Solar | FIXED | Roof
REIPNR-11990 | PV POWERED | PVP2000 | 2000 | 1 |  |  | 0.92 | Solar Inverter |  | Outside
REIPNR-11990 | PV POWERED | PVP3000 | 3000 | 1 |  |  | 0.935 | Solar Inverter |  | Outside
REIPNR-11991 | SUNPOWER | SPR-225-BLK-U | 228 | 25 | 125 | 34 |  | Solar | FIXED | Roof
REIPNR-11991 | ENPHASE ENERGY | M175-24-240-S02 | 190 | 25 |  |  | 0.955 | Solar Inverter |  | OUTDOOR
REIPNR-11992 | CHANGZHOU TRINA SOLAR ENERGY CO | TSM-185D | 230 | 24 | 52 | 12 |  | Solar | FIXED | Roof
REIPNR-11992 | SMA AMERICA | SB5000US | 5000 | 1 |  |  | 0.96 | Solar Inverter |  | OUTDOOR
REIPNR-11993 | SUNTECH POWER | STP210S-18/UB-1 | 280 | 20 | 130 | 36 |  | Solar | FIXED | Roof
REIPNR-11993 | SMA AMERICA | SB5000US | 5000 | 1 |  |  | 0.968 | Solar Inverter |  | Outside
REIPNR-11994 | SUNTECH POWER | STP210-18/UB-1 | 210 | 7 | 184 | 25 |  | Solar | FIXED | Roof
REIPNR-11994 | SUNTECH POWER | STP21018 | 210 | 15 | 94 | 40 |  | Solar | FIXED | Roof
REIPNR-11994 | SUNTECH POWER | STP21018 | 210 | 14 | 274 | 40 |  | Solar | FIXED | Roof
REIPNR-11994 | POWER-ONE | PVI-3000-I-OUTD-US-F (240V) | 3000 | 1 |  |  | 0.968 | Solar Inverter |  | INDOOR
REIPNR-11994 | POWER-ONE | PVI-5000-OUTD-US (208 V) | 5000 | 1 |  |  | 0.968 | Solar Inverter |  | INDOOR
REIPNR-11996 | SCHOTT SOLAR | ASE-300-DGF/42-240 | 230 | 759 | 219.1 | 5 |  | Solar | FIXED | Pole
REIPNR-11996 | SCHOTT SOLAR | ASE-300-DGF/42-240 | 230 | 574 | 219.1 | 10 |  | Solar | FIXED | Roof
REIPNR-11996 | SATCON TECHNOLOGY | PVS-75 (208 V) | 75000 | 1 |  |  | 0.96 | Solar Inverter |  | Outside
REIPNR-11996 | SATCON TECHNOLOGY | AE-100-60-PV-A | 100000 | 1 |  |  | 0.96 | Solar Inverter |  | Outside
REIPNR-11996 | SATCON TECHNOLOGY | AE-135-60-PV-D | 135000 | 1 |  |  | 0.96 | Solar Inverter |  | Outside
REIPNR-11997 | WEBEL SL ENERGY SYSTEMS | W1600-165 | 175 | 19 | 172 | 23 |  | Solar | FIXED | Roof
REIPNR-11997 | WEBEL SL ENERGY SYSTEMS | W1600-165 | 175 | 14 | 263 | 23 |  | Solar | FIXED | Roof
REIPNR-11997 | ENPHASE ENERGY | M200-32-208-S01 | 190 | 33 |  |  | 0.95 | Solar Inverter |  | OUTDOOR
REIPNR-11998 | REC SCANMODULE | SCM230 | 230 | 2212 | 216 | 10 |  | Solar | FIXED | Roof
REIPNR-11998 | ADVANCED ENERGY INDUSTRIES | 3159000-104 | 500000 | 1 |  |  | 0.986 | Solar Inverter |  | OUTDOOR
REIPNR-11999 | CANADIAN SOLAR | CS6P-230 | 230 | 212 | 156 | 10 |  | Solar | FIXED | Roof
REIPNR-11999 | CANADIAN SOLAR | CS5P-230 | 230 | 52 | 247 | 28 |  | Solar | FIXED | Roof
REIPNR-11999 | SMA AMERICA | SB6000U (208V) | 6000 | 2 |  |  | 0.97 | Solar Inverter |  | Outside
REIPNR-11999 | SMA AMERICA | SB7000US (208V) | 7000 | 2 |  |  | 0.97 | Solar Inverter |  | OUTDOOR
REIPNR-11999 | SMA AMERICA | SB7000US (277V) | 9000 | 4 |  |  | 0.97 | Solar Inverter |  | OUTDOOR
REIPNR-12000 | SOLARWORLD | SW185MONO | 245 | 286 | 202 | 10 |  | Solar | FIXED | Roof
REIPNR-12000 | PV POWERED | PVP75KW-208 | 75000 | 1 |  |  | 0.955 | Solar Inverter |  | Inside
REIPNR-12001 | SUNTECH POWER | STP200UB | 205 | 520 | 173 | 5 |  | Solar | FIXED | Roof
REIPNR-12001 | PV POWERED | PVP100KW-208 | 100000 | 1 |  |  | 0.971 | Solar Inverter |  | OUTDOOR
REIPNR-12002 | SOLARWORLD | SW185MONO | 245 | 1209 | 186.8 | 10 |  | Solar | FIXED | Roof
REIPNR-12002 | PV POWERED | PVP2500 | 260000 | 1 |  |  | 0.97 | Solar Inverter |  | OUTDOOR
REIPNR-12003 | SUNTECH POWER | STP200UB | 205 | 1040 | 173 | 5 |  | Solar | FIXED | Roof
REIPNR-12003 | PV POWERED |  | 100000 | 2 |  |  | 0.97 | Solar Inverter |  | OUTDOOR
REIPNR-12004 | SUNTECH POWER | STP200-18/UB-1 | 205 | 1521 | 173 | 5 |  | Solar | FIXED | Roof
REIPNR-12004 | PV POWERED | PVP100KW-208 | 100000 | 3 |  |  | 0.971 | Solar Inverter |  | INDOOR
REIPNR-12005 | SOLARWORLD | SW185MONO | 245 | 1898 | 189 | 10 |  | Solar | FIXED | Roof
REIPNR-12005 | PV POWERED | PVP75KW-208 | 75000 | 1 |  |  | 0.955 | Solar Inverter |  | OUTDOOR
REIPNR-12005 | PV POWERED | PVP100KW-208 | 260000 | 1 |  |  | 0.97 | Solar Inverter |  | OUTDOOR
REIPNR-12006 | CHANGZHOU TRINA SOLAR ENERGY CO | TSM-185D | 235 | 84 | 161 | 3 |  | Solar | FIXED | Roof
REIPNR-12006 | SMA AMERICA | SB5000US (208V) | 5000 | 1 |  |  | 0.96 | Solar Inverter |  | OUTDOOR
REIPNR-12006 | SMA AMERICA | SB7000US (277V) | 7000 | 1 |  |  | 0.965 | Solar Inverter |  | OUTDOOR
REIPNR-12006 | SMA AMERICA | SB7000US (208V) | 7000 | 1 |  |  | 0.97 | Solar Inverter |  | OUTDOOR
REIPNR-12007 | SOLARWORLD | SW185MONO | 245 | 793 | 205 | 10 |  | Solar | FIXED | Roof
REIPNR-12007 | PV POWERED | PVP100KW-480 | 50000 | 1 |  |  | 0.97 | Solar Inverter |  | OUTDOOR
REIPNR-12007 | PV POWERED | PVP100KW-208 | 100000 | 1 |  |  | 0.955 | Solar Inverter |  | OUTDOOR
REIPNR-12008 | CHANGZHOU TRINA SOLAR ENERGY CO | TSM-185D | 235 | 117 | 161 | 3 |  | Solar | FIXED | Roof
REIPNR-12008 | SMA AMERICA | SB7000US (277V) | 8000 | 3 |  |  | 0.965 | Solar Inverter |  | Inside
REIPNR-12009 | SOLARWORLD | SW185MONO | 245 | 1196 | 195 | 10 |  | Solar | FIXED | Roof
REIPNR-12009 | PV POWERED | PVP100KW-208 | 260000 | 1 |  |  | 0.97 | Solar Inverter |  | OUTDOOR
REIPNR-12010 | SOLARWORLD | SW185MONO | 245 | 663 | 148 | 10 |  | Solar | FIXED | Roof
REIPNR-12010 | PV POWERED | PVP75KW-208 | 50000 | 1 |  |  | 0.971 | Solar Inverter |  | OUTDOOR
REIPNR-12010 | PV POWERED | PVP100KW-208 | 100000 | 1 |  |  | 0.955 | Solar Inverter |  | OUTDOOR
REIPNR-12011 | SOLARWORLD | SW185MONO | 245 | 546 | 224 | 10 |  | Solar | FIXED | Roof
REIPNR-12011 | PV POWERED | PVP100KW-208 | 100000 | 1 |  |  | 0.96 | Solar Inverter |  | OUTDOOR
REIPNR-12012 | SOLARWORLD | SW185MONO | 245 | 4329 | 194.5 | 10 |  | Solar | FIXED | Roof
REIPNR-12012 | PV POWERED | PVP75KW-208 | 75000 | 1 |  |  | 0.955 | Solar Inverter |  | OUTDOOR
REIPNR-12012 | PV POWERED | PVP100KW-208 | 260000 | 3 |  |  | 0.97 | Solar Inverter |  | OUTDOOR
REIPNR-12013 | SOLARWORLD | SW185 MONO/T | 245 | 78 | 174 | 10 |  | Solar | FIXED | Roof
REIPNR-12013 | SOLARWORLD | SW185MONO | 245 | 299 | 219 | 10 |  | Solar | FIXED | Roof
REIPNR-12013 | SMA AMERICA | SB6000U (208V) | 6000 | 3 |  |  | 0.97 | Solar Inverter |  | Outside
REIPNR-12013 | PV POWERED | PVP75KW-208 | 50000 | 1 |  |  | 0.971 | Solar Inverter |  | OUTDOOR
REIPNR-12014 | SOLARWORLD | SW185MONO | 245 | 260 | 188 | 10 |  | Solar | FIXED | Roof
REIPNR-12014 | PV POWERED | PVP30KW-LV-480 | 50000 | 1 |  |  | 0.971 | Solar Inverter |  | OUTDOOR
REIPNR-12015 | SOLARWORLD | SW185MONO | 245 | 1768 | 143 | 10 |  | Solar | FIXED | Roof
REIPNR-12015 | PV POWERED | PVP100KW-208 | 100000 | 1 |  |  | 0.96 | Solar Inverter |  | OUTDOOR
REIPNR-12015 | PV POWERED | PVP100KW-208 | 260000 | 1 |  |  | 0.97 | Solar Inverter |  | OUTDOOR
REIPNR-12016 | CHANGZHOU TRINA SOLAR ENERGY CO | TSM-185D | 235 | 104 | 81 | 1.2 |  | Solar | FIXED | Roof
REIPNR-12016 | CHANGZHOU TRINA SOLAR ENERGY CO | TSM-185D | 235 | 104 | 261 | 1.2 |  | Solar | FIXED | Roof
REIPNR-12016 | PV POWERED | PVP75KW-480 | 75000 | 1 |  |  | 0.96 | Solar Inverter |  | OUTDOOR
REIPNR-12017 | CHANGZHOU TRINA SOLAR ENERGY CO | TSM-185D | 235 | 16 | 81 | 1.2 |  | Solar | FIXED | Roof
REIPNR-12017 | CHANGZHOU TRINA SOLAR ENERGY CO | TSM-185D | 235 | 18 | 261 | 1.2 |  | Solar | FIXED | Roof
REIPNR-12017 | ENPHASE ENERGY | M200-32-240-S02 | 190 | 32 |  |  | 0.955 | Solar Inverter |  | OUTDOOR
REIPNR-12018 | SOLARWORLD | SW185MONO | 245 | 3224 | 190 | 10 |  | Solar | FIXED | Roof
REIPNR-12018 | PV POWERED | PVP100KW-208 | 100000 | 1 |  |  | 0.96 | Solar Inverter |  | OUTDOOR
REIPNR-12018 | PV POWERED | PVP100KW-208 | 260000 | 2 |  |  | 0.97 | Solar Inverter |  | OUTDOOR
REIPNR-12019 | CHANGZHOU TRINA SOLAR ENERGY CO | TSM-185D | 235 | 66 | 81 | 1.2 |  | Solar | FIXED | Roof
REIPNR-12019 | CHANGZHOU TRINA SOLAR ENERGY CO | TSM-185D | 235 | 64 | 261 | 1.2 |  | Solar | FIXED | Roof
REIPNR-12019 | ENPHASE ENERGY | M200-32-240-S02 | 190 | 130 |  |  | 0.955 | Solar Inverter |  | OUTDOOR
REIPNR-12020 | SOLARWORLD | SW185MONO | 245 | 1872 | 194 | 10 |  | Solar | FIXED | Roof
REIPNR-12020 | SOLARWORLD | SW185MONO | 255 | 117 | 194 | 10 |  | Solar | FIXED | Roof
REIPNR-12020 | PV POWERED | PVP75KW-208 | 75000 | 1 |  |  | 0.955 | Solar Inverter |  | OUTDOOR
REIPNR-12020 | PV POWERED | PVP100KW-208 | 260000 | 1 |  |  | 0.97 | Solar Inverter |  | OUTDOOR
REIPNR-12021 | CHANGZHOU TRINA SOLAR ENERGY CO | TSM-185D | 235 | 10 | 81 | 1.2 |  | Solar | FIXED | Roof
REIPNR-12021 | CHANGZHOU TRINA SOLAR ENERGY CO | TSM-185D | 235 | 12 | 261 | 1.2 |  | Solar | FIXED | Roof
REIPNR-12021 | ENPHASE ENERGY | M200-32-240-S02 | 190 | 22 |  |  | 0.955 | Solar Inverter |  | OUTDOOR
REIPNR-12022 | ET SOLAR INDUSTRY | ET-P654185 | 185 | 11 | 168 | 10 |  | Solar | FIXED | Roof
REIPNR-12022 | ET SOLAR INDUSTRY | ET-P654185 | 185 | 33 | 168 | 20 |  | Solar | FIXED | Roof
REIPNR-12022 | FRONIUS USA |  | 7500 | 1 |  |  | 0.95 | Solar Inverter |  | OUTDOOR
REIPNR-12023 | SUNTECH POWER | STP210S-18/UB-1 | 220 | 18 | 210 | 2 |  | Solar | FIXED | Roof
REIPNR-12023 | SUNTECH POWER | STP210S-18/UB-1 | 220 | 86 | 210 | 10 |  | Solar | FIXED | Roof
REIPNR-12023 | FRONIUS USA | IG 4000 | 4000 | 1 |  |  | 0.96 | Solar Inverter |  | Outside
REIPNR-12023 | FRONIUS USA |  | 6000 | 1 |  |  | 0.96 | Solar Inverter |  | Outside
REIPNR-12023 | FRONIUS USA |  | 11400 | 1 |  |  | 0.96 | Solar Inverter |  | OUTDOOR
REIPNR-12024 | ET SOLAR INDUSTRY | ET-P672275 | 275 | 18 | 114 | 31 |  | Solar | FIXED | Roof
REIPNR-12024 | ET SOLAR INDUSTRY | ET-P672275 | 275 | 18 | 209 | 31 |  | Solar | FIXED | Roof
REIPNR-12024 | SMA AMERICA | SB4000US (208V) | 4000 | 2 |  |  | 0.97 | Solar Inverter |  | OUTDOOR
REIPNR-12026 | CONERGY AG | S 175MU | 235 | 32 | 223 | 18 |  | Solar | FIXED | Roof
REIPNR-12026 | FRONIUS USA | IG 4000 | 4000 | 2 |  |  | 0.95 | Solar Inverter |  | OUTDOOR
REIPNR-12027 | CHANGZHOU TRINA SOLAR ENERGY CO | TSM-185D | 210 | 210 | 204 | 10 |  | Solar | FIXED | Roof
REIPNR-12027 | SMA AMERICA | SB7000US (277V) | 10000 | 4 |  |  | 0.983 | Solar Inverter |  | OUTDOOR
REIPNR-12028 | SUNTECH POWER | STP210-18/UB-1 | 225 | 22 | 155 | 25 |  | Solar | FIXED | Roof
REIPNR-12028 | SUNTECH POWER | STP210-18/UB-1 | 225 | 9 | 243 | 25 |  | Solar | FIXED | Roof
REIPNR-12028 | POWER-ONE | PVI-3000-I-OUTD-US | 3000 | 1 |  |  | 0.968 | Solar Inverter |  | INDOOR
REIPNR-12028 | POWER-ONE | PVI-5000-OUTD-US (208 V) | 5000 | 1 |  |  | 0.97 | Solar Inverter |  | INDOOR
REIPNR-12029 | BP SOLAR | BP3125S | 215 | 45 | 145 | 17 |  | Solar | FIXED | Roof
REIPNR-12029 | BP SOLAR | BP3125S | 215 | 49 | 239 | 24 |  | Solar | FIXED | Roof
REIPNR-12029 | FRONIUS USA | IG 4000 | 4000 | 1 |  |  | 0.95 | Solar Inverter |  | INDOOR
REIPNR-12029 | FRONIUS USA | IG 5100 | 5100 | 3 |  |  | 0.95 | Solar Inverter |  | INDOOR
REIPNR-12030 | SUNTECH POWER | STP21018 | 210 | 32 | 125 | 18 |  | Solar | FIXED | Roof
REIPNR-12030 | SUNTECH POWER | STP210-18/UB-1 | 210 | 6 | 215 | 18 |  | Solar | FIXED | Roof
REIPNR-12030 | SUNTECH POWER | STP210-18/UB-1 | 210 | 17 | 215 | 22 |  | Solar | FIXED | Roof
REIPNR-12030 | POWER-ONE | PVI-3000-I-OUTD-US | 3000 | 1 |  |  | 0.968 | Solar Inverter |  | INDOOR
REIPNR-12030 | POWER-ONE | PVI-3600-OUTD-US-F (208V) | 3600 | 1 |  |  | 0.968 | Solar Inverter |  | INDOOR
REIPNR-12030 | POWER-ONE | PVI-3600-US (240V) | 4200 | 1 |  |  | 0.968 | Solar Inverter |  | INDOOR
REIPNR-12031 | CHANGZHOU TRINA SOLAR ENERGY CO | TSM-185D | 230 | 44 | 191 | 32 |  | Solar | FIXED | Roof
REIPNR-12031 | FRONIUS USA |  | 10000 | 1 |  |  | 0.97 | Solar Inverter |  | OUTDOOR
REIPNR-12032 | CHANGZHOU TRINA SOLAR ENERGY CO | TSM-185D | 230 | 39 | 207 | 21 |  | Solar | FIXED | Roof
REIPNR-12032 | SMA AMERICA | SB7000US (277V) | 8000 | 1 |  |  | 0.965 | Solar Inverter |  | OUTDOOR
REIPNR-12033 | BP SOLAR | BP3170N | 215 | 26 | 130 | 24 |  | Solar | FIXED | Roof
REIPNR-12033 | SMA AMERICA | SB6000U (208V) | 6000 | 1 |  |  | 0.97 | Solar Inverter |  | INDOOR
REIPNR-12034 | BP SOLAR | BP3170N | 215 | 31 | 152 | 29 |  | Solar | FIXED | Roof
REIPNR-12034 | FRONIUS USA | IG 2000 | 2000 | 1 |  |  | 0.97 | Solar Inverter |  | OUTDOOR
REIPNR-12034 | FRONIUS USA | IG 5100 | 5100 | 1 |  |  | 0.97 | Solar Inverter |  | OUTDOOR
REIPNR-12035 | SOLYNDRA | SL-002-182U | 182 | 448 | 180 | 0 |  | Solar | FIXED | Roof
REIPNR-12035 | SMA AMERICA | SB6000US (208V) | 6000 | 12 |  |  | 0.97 | Solar Inverter |  | INDOOR
REIPNR-12037 | CHANGZHOU TRINA SOLAR ENERGY CO | TSM-185D | 230 | 1820 | 200 | 10 |  | Solar | FIXED | Roof
REIPNR-12037 | PV POWERED | PVP100KW-208 | 100000 | 1 |  |  | 0.96 | Solar Inverter |  | OUTDOOR
REIPNR-12037 | PV POWERED | PVP100KW-208 | 260000 | 1 |  |  | 0.97 | Solar Inverter |  | OUTDOOR
REIPNR-12039 | CHANGZHOU TRINA SOLAR ENERGY CO | TSM-185D | 235 | 28 | 127.4 | 33 |  | Solar | FIXED | Roof
REIPNR-12039 | PV POWERED | PVP2000 | 2000 | 1 |  |  | 0.96 | Solar Inverter |  | INDOOR
REIPNR-12039 | PV POWERED | PVP4800 | 4800 | 1 |  |  | 0.92 | Solar Inverter |  | INDOOR
REIPNR-12040 | CHANGZHOU TRINA SOLAR ENERGY CO | TSM-185D | 230 | 16 | 170.1 | 20 |  | Solar | FIXED | Roof
REIPNR-12040 | CHANGZHOU TRINA SOLAR ENERGY CO | TSM-185D | 230 | 10 | 260.1 | 20 |  | Solar | FIXED | Roof
REIPNR-12040 | PV POWERED | PVP2500 | 2500 | 1 |  |  | 0.945 | Solar Inverter |  | INDOOR
REIPNR-12040 | PV POWERED | PVP3500 | 3500 | 1 |  |  | 0.955 | Solar Inverter |  | INDOOR
REIPNR-12041 | CHANGZHOU TRINA SOLAR ENERGY CO | TSM-185D | 235 | 36 | 124.7 | 25 |  | Solar | FIXED | Roof
REIPNR-12041 | SMA AMERICA | SB7000US (277V) | 8000 | 1 |  |  | 0.965 | Solar Inverter |  | INDOOR
REIPNR-12042 | SUNTECH POWER | STP200UB | 205 | 60 | 190 | 30 |  | Solar | FIXED | Ground
REIPNR-12042 | SMA AMERICA | SB5000US (208V) | 5000 | 1 |  |  | 0.96 | Solar Inverter |  | OUTDOOR
REIPNR-12042 | SMA AMERICA | SB7000US (277V) | 7000 | 1 |  |  | 0.97 | Solar Inverter |  | OUTDOOR
REIPNR-12043 | CHANGZHOU TRINA SOLAR ENERGY CO | TSM-185D | 235 | 16 | 162.7 | 25 |  | Solar | FIXED | Roof
REIPNR-12043 | SMA AMERICA | SB3000US (208V) | 3000 | 1 |  |  | 0.965 | Solar Inverter |  | OUTDOOR
REIPNR-12044 | MATRIX SOLAR/PHOTOWATT | PW1650-175 | 185 | 1276 | 167 | 10 |  | Solar | FIXED | Roof
REIPNR-12044 | SOLECTRIA RENEWABLES | PVI82KW-480 | 82000 | 3 |  |  | 0.95 | Solar Inverter |  | Outside
REIPNR-12045 | MATRIX SOLAR/PHOTOWATT | PW1650-175 | 185 | 258 | 180 | 41 |  | Solar | FIXED | Ground
REIPNR-12045 | SMA AMERICA | SB7000US (277V) | 8000 | 6 |  |  | 0.96 | Solar Inverter |  | OUTDOOR
REIPNR-12046 | MATRIX SOLAR/PHOTOWATT | PW1650-175 | 185 | 38 | 220 | 40 |  | Solar | FIXED | Roof
REIPNR-12046 | ENPHASE ENERGY | M200-32-240-S02 | 175 | 38 |  |  | 0.95 | Solar Inverter |  | Outside
REIPNR-12047 | UNITED SOLAR OVONIC | PVL-144 | 144 | 4015 | 180 | 0 |  | Solar | FIXED | Roof
REIPNR-12047 | PV POWERED | PVP2000EVR | 260000 | 2 |  |  | 0.97 | Solar Inverter |  | OUTDOOR
REIPNR-12048 | BAODING YINGLI NEW ENERGY RESOURCES CO | YL175(156) | 235 | 598 | 168 | 5 |  | Solar | FIXED | Roof
REIPNR-12048 | PV POWERED | PVP75KW-208 | 75000 | 2 |  |  | 0.955 | Solar Inverter |  | OUTDOOR
REIPNR-12049 | BAODING YINGLI NEW ENERGY RESOURCES CO | YL175(156) | 235 | 364 | 195 | 10 |  | Solar | FIXED | Roof
REIPNR-12049 | PV POWERED | PVP100KW-208 | 100000 | 1 |  |  | 0.955 | Solar Inverter |  | OUTDOOR
REIPNR-12050 | YES! SOLAR | ES5300P (240V) | 235 | 338 | 195 | 10 |  | Solar | FIXED | Roof
REIPNR-12050 | PV POWERED | PVP75KW-208 | 75000 | 1 |  |  | 0.955 | Solar Inverter |  | OUTDOOR
REIPNR-12052 | SUNTECH POWER | STP200-18/UB-1 | 205 | 34 | 180 | 35 |  | Solar | FIXED | Roof
REIPNR-12052 | PV POWERED | PVP3000 | 3000 | 1 |  |  | 0.935 | Solar Inverter |  | INDOOR
REIPNR-12052 | PV POWERED | PVP3500 | 3500 | 1 |  |  | 0.955 | Solar Inverter |  | INDOOR
REIPNR-12053 | SUNTECH POWER | STP200-18/UB-1 | 205 | 20 | 136.8 | 40 |  | Solar | FIXED | Roof
REIPNR-12053 | PV POWERED | PVP3500 | 3500 | 1 |  |  | 0.955 | Solar Inverter |  | INDOOR
REIPNR-12054 | SUNTECH POWER | STP200-18/UB-1 | 205 | 12 | 265.6 | 40 |  | Solar | FIXED | Roof
REIPNR-12054 | PV POWERED | PVP2500 | 2500 | 1 |  |  | 0.945 | Solar Inverter |  | INDOOR
REIPNR-12055 | SUNTECH POWER | STP200S-18/UB-1 | 205 | 54 | 163.2 | 20 |  | Solar | FIXED | Roof
REIPNR-12055 | PV POWERED | PVP4800 | 4800 | 1 |  |  | 0.96 | Solar Inverter |  | INDOOR
REIPNR-12055 | PV POWERED | PVP4800 | 4800 | 1 |  |  | 0.96 | Solar Inverter |  | INDOOR
REIPNR-12056 | CHANGZHOU TRINA SOLAR ENERGY CO | TSM-160D | 235 | 22 | 166 | 36 |  | Solar | FIXED | Roof
REIPNR-12056 | CHANGZHOU TRINA SOLAR ENERGY CO | TSM-185D | 235 | 18 | 256 | 36 |  | Solar | FIXED | Roof
REIPNR-12056 | PV POWERED | PVP4600 | 4800 | 1 |  |  | 0.955 | Solar Inverter |  | INDOOR
REIPNR-12056 | SMA AMERICA | SB5000US | 5000 | 1 |  |  | 0.96 | Solar Inverter |  | INDOOR
REIPNR-12058 | SUNTECH POWER | STP200-18/UB-1 | 205 | 26 | 99 | 20 |  | Solar | FIXED | Roof
REIPNR-12058 | PV POWERED | PVP2000 | 2000 | 1 |  |  | 0.92 | Solar Inverter |  | INDOOR
REIPNR-12058 | PV POWERED | PVP3500 | 3500 | 1 |  |  | 0.955 | Solar Inverter |  | INDOOR
REIPNR-12059 | BAODING YINGLI NEW ENERGY RESOURCES CO | YL175(156) | 235 | 312 | 184 | 5 |  | Solar | FIXED | Roof
REIPNR-12059 | BAODING YINGLI NEW ENERGY RESOURCES CO | YL175(156) | 235 | 195 | 139 | 7 |  | Solar | FIXED | Roof
REIPNR-12059 | BAODING YINGLI NEW ENERGY RESOURCES CO | YL175(156) | 235 | 158 | 229 | 7 |  | Solar | FIXED | Roof
REIPNR-12059 | PV POWERED | PVP30KW-LV-480 | 50000 | 1 |  |  | 0.971 | Solar Inverter |  | Outside
REIPNR-12059 | PV POWERED | PVP100KW-208 | 100000 | 1 |  |  | 0.96 | Solar Inverter |  | OUTDOOR
REIPNR-12060 | MATRIX SOLAR/PHOTOWATT | PW1250-115 | 190 | 19 | 203 | 20 |  | Solar | FIXED | Roof
REIPNR-12060 | MATRIX SOLAR/PHOTOWATT | PW1000-90 | 190 | 21 | 113 | 27 |  | Solar | FIXED | Roof
REIPNR-12060 | ENPHASE ENERGY | M175-24-208-S | 190 | 40 |  |  | 0.95 | Solar Inverter |  | OUTDOOR
REIPNR-12063 | SUNTECH POWER | STP190S-18/UB-1 | 190 | 32 | 180 | 20 |  | Solar | FIXED | Roof
REIPNR-12063 | SMA AMERICA | SB7000US (208V) | 7000 | 1 |  |  | 0.96 | Solar Inverter |  | Outside
REIPNR-12065 | BP SOLAR | BP175 B | 215 | 8 | 206 | 36 |  | Solar | FIXED | Roof
REIPNR-12065 | BP SOLAR | BP3115U | 215 | 4 | 116 | 43 |  | Solar | FIXED | Roof
REIPNR-12065 | ENPHASE ENERGY | M175-24-208-S | 190 | 4 |  |  | 0.955 | Solar Inverter |  | INDOOR
REIPNR-12065 | FRONIUS USA | IG 2000 | 2000 | 1 |  |  | 0.952 | Solar Inverter |  | INDOOR
REIPNR-12066 | SUNTECH POWER | STP210S-18/UB-1 | 210 | 24 | 191 | 26 |  | Solar | FIXED | Ground
REIPNR-12066 | SMA AMERICA | SB6000US (208V) | 6000 | 1 |  |  | 0.95 | Solar Inverter |  | OUTDOOR
REIPNR-12067 | SUNPOWER | SPR-225-BLK-U | 225 | 12 | 140 | 30 |  | Solar | FIXED | Roof
REIPNR-12067 | SUNPOWER | SPR-225-BLK-U | 225 | 14 | 148 | 30 |  | Solar | FIXED | Ground
REIPNR-12067 | SUNPOWER | SPR-225-BLK-U | 225 | 14 | 148 | 30 |  | Solar | FIXED | Ground
REIPNR-12067 | SUNPOWER | SPR-225-BLK-U | 225 | 20 | 148 | 30 |  | Solar | FIXED | Ground
REIPNR-12067 | SUNPOWER | SPR-225-BLK-U | 225 | 12 | 230 | 30 |  | Solar | FIXED | Roof
REIPNR-12067 | SUNPOWER CORP (ORIGINAL MFRSMA) | SPR-3000M (208V) | 3000 | 4 |  |  | 0.966 | Solar Inverter |  | INDOOR
REIPNR-12067 | SUNPOWER CORP (ORIGINAL MFRSMA) | SPR-5000M (208V) | 5000 | 1 |  |  | 0.968 | Solar Inverter |  | INDOOR
REIPNR-12068 | SUNTECH POWER | STP180-24/AB-1 | 185 | 33 | 220 | 45 |  | Solar | FIXED | Roof
REIPNR-12068 | SMA AMERICA | SB6000U (208V) | 6000 | 1 |  |  | 0.97 | Solar Inverter |  | INDOOR
REIPNR-12069 | BAODING YINGLI NEW ENERGY RESOURCES CO | YL175(156) | 230 | 26 | 148 | 38 |  | Solar | FIXED | Roof
REIPNR-12069 | SMA AMERICA | SB6000U (277V) | 6000 | 1 |  |  | 0.97 | Solar Inverter |  | Outside
REIPNR-12070 | UNITED SOLAR OVONIC | PVL-124 | 144 | 352 | 180 | 0 |  | Solar | FIXED | Roof
REIPNR-12070 | SATCON TECHNOLOGY | AE-50-60-PV-D | 50000 | 1 |  |  | 0.955 | Solar Inverter |  | INDOOR
REIPNR-12072 | SUNTECH POWER | STP180-24/AB-1 | 185 | 40 | 225 | 40 |  | Solar | FIXED | Roof
REIPNR-12072 | SMA AMERICA | SB7000US (208V) | 7000 | 1 |  |  | 0.96 | Solar Inverter |  | INDOOR
REIPNR-12073 | SHARP | ND-224UC1 | 235 | 4 | 130 | 35 |  | Solar | FIXED | Roof
REIPNR-12073 | SHARP | ND-224UC1 | 235 | 18 | 230 | 35 |  | Solar | FIXED | Roof
REIPNR-12073 | ENPHASE ENERGY | M175-24-240-S02 | 190 | 22 |  |  | 0.955 | Solar Inverter |  | OUTDOOR
REIPNR-12078 | CANADIAN SOLAR | CS5P-210 | 210 | 144 | 210 | 7 |  | Solar | FIXED | Roof
REIPNR-12078 | SMA AMERICA | SB5000US | 5000 | 6 |  |  | 0.97 | Solar Inverter |  | OUTDOOR
REIPNR-12079 | ET SOLAR INDUSTRY | ET-P654185 | 185 | 66 | 207 | 18 |  | Solar | FIXED | Roof
REIPNR-12079 | FRONIUS USA |  | 10000 | 1 |  |  | 0.95 | Solar Inverter |  | OUTDOOR
REIPNR-12081 | SUNTECH POWER | STP210-18/UB-1 | 210 | 5 | 134 | 42 |  | Solar | FIXED | Roof
REIPNR-12081 | SUNTECH POWER | STP210-18/UB-1 | 210 | 15 | 224 | 42 |  | Solar | FIXED | Roof
REIPNR-12081 | POWER-ONE | PVI-3000-I-OUTD-US | 4100 | 1 |  |  | 0.968 | Solar Inverter |  | Outside
REIPNR-12083 | CHANGZHOU TRINA SOLAR ENERGY CO | TSM-185D | 230 | 69 | 155.5 | 5 |  | Solar | FIXED | Roof
REIPNR-12083 | CHANGZHOU TRINA SOLAR ENERGY CO | TSM-185D | 230 | 121 | 245 | 20 |  | Solar | FIXED | Roof
REIPNR-12083 | SMA AMERICA | SB5000US (277V) | 5000 | 1 |  |  | 0.96 | Solar Inverter |  | OUTDOOR
REIPNR-12083 | SMA AMERICA | SB7000US (208V) | 7000 | 5 |  |  | 0.97 | Solar Inverter |  | Outside
REIPNR-12084 | BP SOLAR | BP175 B | 230 | 18 | 165 | 16.5 |  | Solar | FIXED | Roof
REIPNR-12084 | BP SOLAR | BP175 B | 230 | 32 | 165 | 27 |  | Solar | FIXED | Roof
REIPNR-12084 | ENPHASE ENERGY | M200-32-240-S02 | 380 | 25 |  |  | 0.955 | Solar Inverter |  | OUTDOOR
REIPNR-12085 | SUNTECH POWER | STP180S-24/AB-1 | 185 | 40 | 115 | 30 |  | Solar | FIXED | Roof
REIPNR-12085 | SUNTECH POWER | STP180-24/AB-1 | 185 | 16 | 205 | 45 |  | Solar | FIXED | Roof
REIPNR-12085 | SMA AMERICA | SB3000US (240V) | 3000 | 1 |  |  | 0.96 | Solar Inverter |  | INDOOR
REIPNR-12085 | SMA AMERICA | SB7000US (208V) | 7000 | 1 |  |  | 0.97 | Solar Inverter |  | INDOOR
REIPNR-12086 | MATRIX SOLAR/PHOTOWATT | PW1650-175 | 190 | 297 | 144 | 10 |  | Solar | FIXED | Roof
REIPNR-12086 | MATRIX SOLAR/PHOTOWATT | PW1650-175 | 190 | 108 | 234 | 22 |  | Solar | FIXED | Roof
REIPNR-12086 | SMA AMERICA | SB7000US (208V) | 7000 | 3 |  |  | 0.97 | Solar Inverter |  | Inside
REIPNR-12086 | SOLECTRIA RENEWABLES | PVI15KW-208 | 60000 | 1 |  |  | 0.965 | Solar Inverter |  | OUTDOOR
REIPNR-12087 | SUNPOWER | SPR-230-WHT-U | 230 | 18 | 129 | 8 |  | Solar | FIXED | Roof
REIPNR-12087 | SUNPOWER | SPR-230-WHT-U | 320 | 144 | 219 | 6 |  | Solar | FIXED | Roof
REIPNR-12087 | SUNPOWER CORP (ORIGINAL MFRSMA) | SPR-4000M (208V) | 4000 | 1 |  |  | 0.97 | Solar Inverter |  | Outside
REIPNR-12087 | SUNPOWER CORP (ORIGINAL MFRFRONIUS) | SPR-6500F-240 | 6000 | 8 |  |  | 0.971 | Solar Inverter |  | OUTDOOR
REIPNR-12088 | SHARP | ND-224U1F | 224 | 169 | 167 | 5 |  | Solar | FIXED | Roof
REIPNR-12088 | PV POWERED | PVP30KW-LV-480 | 30000 | 1 |  |  | 0.93 | Solar Inverter |  | INDOOR
REIPNR-12089 | CANADIAN SOLAR | CS5P-240 | 250 | 598 | 191 | 10 |  | Solar | FIXED | Roof
REIPNR-12089 | SOLECTRIA RENEWABLES | PVI60KW-208 | 60000 | 2 |  |  | 0.955 | Solar Inverter |  | OUTDOOR
REIPNR-12090 | CANADIAN SOLAR | CS5P-240 | 250 | 572 | 187 | 10 |  | Solar | FIXED | Roof
REIPNR-12090 | SOLECTRIA RENEWABLES | PVI60KW-208 | 60000 | 2 |  |  | 0.955 | Solar Inverter |  | OUTDOOR
REIPNR-12091 | CANADIAN SOLAR | CS5P-240 | 250 | 325 | 206.9 | 10 |  | Solar | FIXED | Roof
REIPNR-12091 | SOLECTRIA RENEWABLES | PVI82KW-208 | 82000 | 1 |  |  | 0.955 | Solar Inverter |  | OUTDOOR
REIPNR-12092 | SOLAR INTEGRATED TECHNOLOGIES | SI-T1 288 | 250 | 286 | 208.6 | 10 |  | Solar | FIXED | Roof
REIPNR-12092 | SOLECTRIA RENEWABLES | PVI60KW-480 | 60000 | 1 |  |  | 0.955 | Solar Inverter |  | OUTDOOR
REIPNR-12093 | SOLARTECH POWER | SPM230P | 250 | 585 | 194 | 10 |  | Solar | FIXED | Roof
REIPNR-12093 | SOLECTRIA RENEWABLES | PVI60KW-208 | 60000 | 2 |  |  | 0.955 | Solar Inverter |  | OUTDOOR
REIPNR-12094 | ISOFOTON | I-150 S/24 | 250 | 973 | 175 | 10 |  | Solar | FIXED | Roof
REIPNR-12094 | SOLECTRIA RENEWABLES | PVI95KW-208 | 10000 | 1 |  |  | 0.955 | Solar Inverter |  | OUTDOOR
REIPNR-12094 | SOLECTRIA RENEWABLES | PVI95KW-480 | 95000 | 2 |  |  | 0.955 | Solar Inverter |  | OUTDOOR
REIPNR-12095 | SOLAR INTEGRATED TECHNOLOGIES | SI-T1 288 | 250 | 884 | 158.9 | 10 |  | Solar | FIXED | Roof
REIPNR-12095 | SOLECTRIA RENEWABLES | PVI95KW-480 | 95000 | 2 |  |  | 0.955 | Solar Inverter |  | OUTDOOR
REIPNR-12096 | SOLON AG FUER SOLARTECHNIK | P220/6+/01 230WP | 235 | 42 | 248 | 39.5 |  | Solar | FIXED | Roof
REIPNR-12096 | SMA AMERICA | SB7000US (277V) | 8000 | 1 |  |  | 0.965 | Solar Inverter |  | INDOOR
REIPNR-12097 | SOLARWORLD | SW185MONO | 235 | 88 | 165 | 15 |  | Solar | FIXED | Roof
REIPNR-12097 | SMA AMERICA | SB5000US | 5000 | 1 |  |  | 0.968 | Solar Inverter |  | Inside
REIPNR-12097 | SMA AMERICA | SB7000US (208V) | 7000 | 2 |  |  | 0.971 | Solar Inverter |  | INDOOR
REIPNR-12098 | SUNTECH POWER | STP200S-18/UB-1 | 205 | 39 | 267 | 5 |  | Solar | FIXED | Roof
REIPNR-12098 | SMA AMERICA | SB7000US (240V) | 7000 | 1 |  |  | 0.97 | Solar Inverter |  | OUTDOOR
REIPNR-12100 | SOLARWORLD | SW185MONO | 230 | 341 | 158 | 10 |  | Solar | FIXED | Roof
REIPNR-12100 | PV POWERED | PVP75KW-208 | 75 | 1 |  |  | 0.971 | Solar Inverter |  | OUTDOOR
REIPNR-12101 | SUNTECH POWER | STP210-18/UB-1 | 210 | 36 | 191 | 39 |  | Solar | FIXED | Pole
REIPNR-12101 | SMA AMERICA | SB3000US (208V) | 3000 | 1 |  |  | 0.95 | Solar Inverter |  | OUTDOOR
REIPNR-12101 | SMA AMERICA | SB6000U (208V) | 6000 | 1 |  |  | 0.95 | Solar Inverter |  | OUTDOOR
REIPNR-12105 | SUNTECH POWER | STP180S-24/AB-1 | 185 | 66 | 170 | 15 |  | Solar | FIXED | Roof
REIPNR-12105 | SUNTECH POWER | STP180S-24/AB-1 | 185 | 20 | 170 | 25 |  | Solar | FIXED | Roof
REIPNR-12105 | SUNTECH POWER | STP180S-24/AB-1 | 185 | 64 | 261 | 25 |  | Solar | FIXED | Roof
REIPNR-12105 | SMA AMERICA | SB4000US (208V) | 4000 | 4 |  |  | 0.965 | Solar Inverter |  | OUTDOOR
REIPNR-12105 | SMA AMERICA | SB6000U (240V) | 6000 | 2 |  |  | 0.965 | Solar Inverter |  | OUTDOOR
REIPNR-12106 | SUNTECH POWER | STP180S-24/AB-1 | 185 | 30 | 105 | 24 |  | Solar | FIXED | Roof
REIPNR-12106 | SMA AMERICA | SB5000US | 5000 | 1 |  |  | 0.968 | Solar Inverter |  | INDOOR
REIPNR-12107 | SUNTECH POWER | STP210S-18/UB-1 | 270 | 935 | 170 | 10 |  | Solar | FIXED | Roof
REIPNR-12107 | PV POWERED | PVP2500 | 260000 | 1 |  |  | 0.965 | Solar Inverter |  | OUTDOOR
REIPNR-12108 | NINGBO SOLAR ELECTRIC POWER | TDB125X125-72-P 175W | 280 | 121 | 170 | 10 |  | Solar | FIXED | Roof
REIPNR-12108 | FRONIUS USA |  | 11400 | 3 |  |  | 0.955 | Solar Inverter |  | INDOOR
REIPNR-12109 | BAODING YINGLI NEW ENERGY RESOURCES CO | YL175(156) | 235 | 1638 | 167 | 5 |  | Solar | FIXED | Roof
REIPNR-12109 | BAODING YINGLI NEW ENERGY RESOURCES CO | YL175(156) | 235 | 767 | 168 | 10 |  | Solar | FIXED | Roof
REIPNR-12109 | BAODING YINGLI NEW ENERGY RESOURCES CO | YL175(156) | 235 | 234 | 177 | 25 |  | Solar | FIXED | Roof
REIPNR-12109 | PV POWERED | PVP5200 | 50000 | 1 |  |  | 0.96 | Solar Inverter |  | OUTDOOR
REIPNR-12109 | PV POWERED | PVP75KW-208 | 75000 | 1 |  |  | 0.955 | Solar Inverter |  | OUTDOOR
REIPNR-12109 | PV POWERED | PVP100KW-208 | 100000 | 2 |  |  | 0.96 | Solar Inverter |  | OUTDOOR
REIPNR-12109 | PV POWERED | PVP2500 | 260000 | 1 |  |  | 0.97 | Solar Inverter |  | OUTDOOR
REIPNR-12110 | ET SOLAR INDUSTRY | ET-P654220 | 230 | 21 | 242 | 29 |  | Solar | FIXED | Roof
REIPNR-12110 | ENPHASE ENERGY | M190-72-208-SXX (-NA) | 190 | 21 |  |  | 0.955 | Solar Inverter |  | OUTDOOR
REIPNR-12114 | SOLARWORLD | SW185MONO | 225 | 21 | 183 | 28 |  | Solar | FIXED | Roof
REIPNR-12114 | FRONIUS USA | IG 5100 | 5100 | 1 |  |  | 0.952 | Solar Inverter |  | INDOOR
REIPNR-12115 | ET SOLAR INDUSTRY | ET-P654185 | 185 | 9 | 157 | 36 |  | Solar | FIXED | Roof
REIPNR-12115 | ET SOLAR INDUSTRY | ET-P654185 | 185 | 14 | 157 | 36 |  | Solar | FIXED | Roof
REIPNR-12115 | ET SOLAR INDUSTRY | ET-P654185 | 185 | 16 | 247 | 36 |  | Solar | FIXED | Roof
REIPNR-12115 | SMA AMERICA | SB3000US (208V) | 3000 | 3 |  |  | 0.968 | Solar Inverter |  | INDOOR
REIPNR-12116 | SUNPOWER | SPR-230-WHT-U | 238 | 30 | 207.7 | 30 |  | Solar | FIXED | Roof
REIPNR-12116 | SUNPOWER | SPR-230-WHT-U | 238 | 20 | 117.7 | 40 |  | Solar | FIXED | Roof
REIPNR-12116 | SUNPOWER CORP (ORIGINAL MFRSMA) | SPR-5000M (208V) | 5000 | 1 |  |  | 0.968 | Solar Inverter |  | INDOOR
REIPNR-12116 | SUNPOWER CORP (ORIGINAL MFRSMA) | SPR-6000M (208V) | 6000 | 1 |  |  | 0.97 | Solar Inverter |  | INDOOR
REIPNR-12117 | SUNTECH POWER | STP180-24/AB-1 | 180 | 32 | 170 | 40 |  | Solar | FIXED | Roof
REIPNR-12117 | CHANGZHOU TRINA SOLAR ENERGY CO | TSM-185D | 230 | 156 | 170 | 10 |  | Solar | FIXED | Roof
REIPNR-12117 | FRONIUS USA |  | 6000 | 1 |  |  | 0.962 | Solar Inverter |  | OUTDOOR
REIPNR-12117 | FRONIUS USA |  | 11000 | 3 |  |  | 0.92 | Solar Inverter |  | OUTDOOR
REIPNR-12119 | CHANGZHOU TRINA SOLAR ENERGY CO | TSM-185D | 230 | 36 | 175 | 32 |  | Solar | FIXED | Roof
REIPNR-12119 | SMA AMERICA | SB7000US (240V) | 7000 | 1 |  |  | 0.97 | Solar Inverter |  | OUTDOOR
REIPNR-12121 | SUNPOWER | SPR-230-WHT-U | 230 | 24 | 158 | 30 |  | Solar | FIXED | Roof
REIPNR-12121 | SUNPOWER CORP (ORIGINAL MFRSMA) | SPR-5000M (208V) | 5000 | 1 |  |  | 0.968 | Solar Inverter |  | INDOOR
REIPNR-12125 | SCHOTT SOLAR | ASE-250DGF/17 | 230 | 24 | 133 | 32 |  | Solar | FIXED | Roof
REIPNR-12125 | SCHOTT SOLAR | SAPC-123 | 230 | 26 | 233 | 33 |  | Solar | FIXED | Roof
REIPNR-12125 | SMA AMERICA | SB5000US | 5000 | 1 |  |  | 0.95 | Solar Inverter |  | INDOOR
REIPNR-12125 | SMA AMERICA | SB6000US (277V) | 6000 | 1 |  |  | 0.97 | Solar Inverter |  | INDOOR
REIPNR-12126 | SUNTECH POWER | STP200UB | 205 | 20 | 137.9 | 20 |  | Solar | FIXED | Roof
REIPNR-12126 | PV POWERED | PVP3500 | 3500 | 1 |  |  | 0.955 | Solar Inverter |  | INDOOR
REIPNR-12128 | SUNTECH POWER | STP200S-18/UB-1 | 205 | 45 | 213 | 20 |  | Solar | FIXED | Roof
REIPNR-12128 | SMA AMERICA | SB4000US (208V) | 4000 | 1 |  |  | 0.968 | Solar Inverter |  | INDOOR
REIPNR-12128 | SMA AMERICA | SB6000U (208V) | 6000 | 1 |  |  | 0.97 | Solar Inverter |  | INDOOR
REIPNR-12129 | SUNTECH POWER | STP200S-18/UB-1 | 205 | 15 | 137.9 | 20 |  | Solar | FIXED | Roof
REIPNR-12129 | PV POWERED | PVP2000 | 2000 | 2 |  |  | 0.92 | Solar Inverter |  | INDOOR
REIPNR-12130 | CANADIAN SOLAR | CS5P-210 | 210 | 99 | 180 | 15 |  | Solar | FIXED | Roof
REIPNR-12130 | SMA AMERICA | SB7000US (208V) | 7000 | 3 |  |  | 0.97 | Solar Inverter |  | INDOOR
REIPNR-12131 | SUNPOWER | SPR-230-WHT-U | 230 | 9 | 120 | 13 |  | Solar | FIXED | Roof
REIPNR-12131 | SUNPOWER | SPR-230-WHT-U | 230 | 5 | 205 | 34 |  | Solar | FIXED | Roof
REIPNR-12131 | SUNPOWER | SPR-230-WHT-U | 230 | 8 | 120 | 50 |  | Solar | FIXED | Roof
REIPNR-12131 | ENPHASE ENERGY | M200-32-240-S02 | 210 | 22 |  |  | 0.96 | Solar Inverter |  | INDOOR
REIPNR-12132 | CHANGZHOU TRINA SOLAR ENERGY CO | TSM-185D | 230 | 36 | 150 | 17 |  | Solar | FIXED | Roof
REIPNR-12132 | SMA AMERICA | SB7000US (208V) | 7000 | 1 |  |  | 0.969 | Solar Inverter |  | OUTDOOR
REIPNR-12133 | SUNTECH POWER | STP200UB | 205 | 40 | 180 | 32 |  | Solar | FIXED | Roof
REIPNR-12133 | PV POWERED | PVP3500 | 3500 | 2 |  |  | 0.96 | Solar Inverter |  | INDOOR
REIPNR-12135 | SUNTECH POWER | STP200UB | 205 | 30 | 188 | 17 |  | Solar | FIXED | Roof
REIPNR-12135 | PV POWERED | PVP2500 | 2500 | 1 |  |  | 0.945 | Solar Inverter |  | OUTDOOR
REIPNR-12135 | PV POWERED | PVP3000 | 3000 | 1 |  |  | 0.935 | Solar Inverter |  | OUTDOOR
REIPNR-12136 | SUNTECH POWER | STP190S-18/UB-1 | 190 | 36 | 169 | 35.5 |  | Solar | FIXED | Roof
REIPNR-12136 | SMA AMERICA | SB7000US (208V) | 7000 | 1 |  |  | 0.96 | Solar Inverter |  | INDOOR
REIPNR-12137 | CHANGZHOU TRINA SOLAR ENERGY CO | TSM-185D | 230 | 14 | 143 | 41 |  | Solar | FIXED | Roof
REIPNR-12137 | FRONIUS USA | IG 3000 | 3000 | 1 |  |  | 0.95 | Solar Inverter |  | OUTDOOR
REIPNR-12138 | SUNTECH POWER | STP210S-18/UB-1 | 205 | 33 | 142.6 | 45 |  | Solar | FIXED | Roof
REIPNR-12138 | SMA AMERICA | SB3000US (208V) | 3000 | 1 |  |  | 0.96 | Solar Inverter |  | INDOOR
REIPNR-12138 | SMA AMERICA | SB4000US (208V) | 4000 | 1 |  |  | 0.96 | Solar Inverter |  | Inside
REIPNR-12139 | CHANGZHOU TRINA SOLAR ENERGY CO | TSM-185D | 230 | 32 | 165 | 48 |  | Solar | FIXED | Roof
REIPNR-12139 | FRONIUS USA | IG 4000 | 4000 | 2 |  |  | 0.952 | Solar Inverter |  | OUTDOOR
REIPNR-12141 | SUNPOWER | SPR-225-BLK-U | 225 | 30 | 213 | 27 |  | Solar | FIXED | Roof
REIPNR-12141 | SUNPOWER CORP (ORIGINAL MFRFRONIUS) | SPR-6500F-208 | 6000 | 1 |  |  | 0.97 | Solar Inverter |  | INDOOR
REIPNR-12143 | SCHUCO USA |  | 180 | 30 | 186 | 32 |  | Solar | FIXED | Roof
REIPNR-12143 | SMA AMERICA | SB5000US | 5000 | 1 |  |  | 0.95 | Solar Inverter |  | INDOOR
REIPNR-12144 | SUNTECH POWER | STP200UB | 205 | 50 | 236.1 | 25 |  | Solar | FIXED | Roof
REIPNR-12144 | SMA AMERICA | SB5000US | 5000 | 2 |  |  | 0.96 | Solar Inverter |  | INDOOR
REIPNR-12145 | SUNTECH POWER | STP180S-24/AB-1 | 185 | 54 | 209 | 30 |  | Solar | FIXED | Roof
REIPNR-12145 | SMA AMERICA | SB5000US | 5000 | 2 |  |  | 0.96 | Solar Inverter |  | Outside
REIPNR-12146 | TRINA SOLAR | TSM-230PA05.05 | 230 | 21 | 206 | 24 |  | Solar | FIXED | Roof
REIPNR-12146 | FRONIUS USA | IG 4000 | 4000 | 1 |  |  | 0.96 | Solar Inverter |  | OUTDOOR
REIPNR-12147 | CHANGZHOU TRINA SOLAR ENERGY CO | TSM-185D | 235 | 48 | 180 | 30 |  | Solar | FIXED | Ground
REIPNR-12147 | SMA AMERICA | SB5000US | 5000 | 2 |  |  | 0.96 | Solar Inverter |  | OUTDOOR
REIPNR-12148 | CHANGZHOU TRINA SOLAR ENERGY CO | TSM-180D | 230 | 24 | 170 | 21 |  | Solar | FIXED | Roof
REIPNR-12148 | SMA AMERICA | SB5000US | 5000 | 1 |  |  | 0.96 | Solar Inverter |  | OUTDOOR
REIPNR-12149 | SUNTECH POWER | STP210-18/UB-1 | 225 | 18 | 145 | 31 |  | Solar | FIXED | Roof
REIPNR-12149 | SUNTECH POWER | STP210-18/UB-1 | 225 | 25 | 235 | 31 |  | Solar | FIXED | Roof
REIPNR-12149 | ENPHASE ENERGY | M200-32-240-S01 | 190 | 43 |  |  | 0.968 | Solar Inverter |  | Outside
REIPNR-12150 | CHANGZHOU TRINA SOLAR ENERGY CO | TSM-185D | 230 | 22 | 177 | 40 |  | Solar | FIXED | Roof
REIPNR-12150 | SMA AMERICA | SB5000US | 5000 | 1 |  |  | 0.96 | Solar Inverter |  | OUTDOOR
REIPNR-12151 | SUNTECH POWER | STP21018 | 210 | 36 | 241 | 32.5 |  | Solar | FIXED | Roof
REIPNR-12151 | POWER-ONE | PVI-3600-OUTD-US-F (208V) | 3600 | 2 |  |  | 0.968 | Solar Inverter |  | Outside
REIPNR-12152 | CHANGZHOU TRINA SOLAR ENERGY CO | TSM-185D | 230 | 14 | 178 | 16 |  | Solar | FIXED | Roof
REIPNR-12152 | CHANGZHOU TRINA SOLAR ENERGY CO | TSM-185D | 230 | 14 | 136 | 22 |  | Solar | FIXED | Roof
REIPNR-12152 | FRONIUS USA | IG 3000 | 3000 | 1 |  |  | 0.97 | Solar Inverter |  | INDOOR
REIPNR-12153 | SUNPOWER | SPR-230-WHT-U | 230 | 4 | 193 | 30 |  | Solar | FIXED | Roof
REIPNR-12153 | SUNPOWER | SPR-315E-WHT-U | 320 | 5 | 103 | 25 |  | Solar | FIXED | Roof
REIPNR-12153 | SUNPOWER | SPR-315E-WHT-U | 320 | 23 | 193 | 28 |  | Solar | FIXED | Roof
REIPNR-12153 | ADVANCED ENERGY INDUSTRIES | 3159000-110 | 3000 | 1 |  |  | 0.968 | Solar Inverter |  | INDOOR
REIPNR-12153 | ADVANCED ENERGY INDUSTRIES | 3159000-110 | 6000 | 1 |  |  | 0.97 | Solar Inverter |  | Inside
REIPNR-12153 | SMA AMERICA | SB7000US (240V) | 7000 | 1 |  |  | 0.936 | Solar Inverter |  | Inside
REIPNR-12154 | SUNTECH POWER | STP190S-18/UB-1 | 190 | 45 | 200 | 30 |  | Solar | FIXED | Roof
REIPNR-12154 | SMA AMERICA | SB4000US (240V) | 4000 | 1 |  |  | 0.968 | Solar Inverter |  | INDOOR
REIPNR-12154 | SMA | SB 6000 | 6000 | 1 |  |  | 0.968 | Solar Inverter |  | INDOOR
REIPNR-12155 | SUNPOWER |  | 230 | 52 | 162 | 19 |  | Solar | FIXED | Roof
REIPNR-12155 | SUNPOWER CORP (ORIGINAL MFRFRONIUS) | SPR-4000F-277 | 4000 | 1 |  |  | 0.97 | Solar Inverter |  | OUTDOOR
REIPNR-12155 | SUNPOWER CORP (ORIGINAL MFRFRONIUS) | SPR-6500F-277 | 7000 | 1 |  |  | 0.97 | Solar Inverter |  | OUTDOOR
REIPNR-12156 | CHANGZHOU TRINA SOLAR ENERGY CO | TSM-185D | 230 | 39 | 176 | 21 |  | Solar | FIXED | Roof
REIPNR-12156 | SMA AMERICA | SWR1800U | 8000 | 1 |  |  | 0.97 | Solar Inverter |  | OUTDOOR
REIPNR-12157 | BP SOLAR | BP175 B | 215 | 52 | 180 | 34 |  | Solar | FIXED | Ground
REIPNR-12157 | SMA AMERICA | SB6000U (240V) | 6000 | 1 |  |  | 0.965 | Solar Inverter |  | OUTDOOR
REIPNR-12157 | SMA AMERICA | SB6000U (277V) | 6000 | 1 |  |  | 0.965 | Solar Inverter |  | OUTDOOR
REIPNR-12158 | CHANGZHOU TRINA SOLAR ENERGY CO | TSM-185D | 230 | 30 | 118 | 20 |  | Solar | FIXED | Roof
REIPNR-12158 | FRONIUS USA |  | 6000 | 1 |  |  | 0.962 | Solar Inverter |  | OUTDOOR
REIPNR-12159 | SUNPOWER | SPR-230-WHT-U | 230 | 47 | 162 | 19 |  | Solar | FIXED | Roof
REIPNR-12159 | SUNPOWER CORP (ORIGINAL MFRSMA) | SPR-4000M (208V) | 4000 | 1 |  |  | 0.971 | Solar Inverter |  | OUTDOOR
REIPNR-12159 | SUNPOWER CORP (ORIGINAL MFRSMA) | SPR-6000M (208V) | 6000 | 1 |  |  | 0.971 | Solar Inverter |  | OUTDOOR
REIPNR-12160 | SHARP | ND-224UC1 | 240 | 7 | 98 | 34 |  | Solar | FIXED | Roof
REIPNR-12160 | SHARP | ND-224UC1 | 240 | 8 | 188 | 34 |  | Solar | FIXED | Roof
REIPNR-12160 | SHARP | ND-224UC1 | 240 | 13 | 278 | 34 |  | Solar | FIXED | Roof
REIPNR-12160 | FRONIUS USA | IG 2000 | 2000 | 2 |  |  | 0.96 | Solar Inverter |  | OUTDOOR
REIPNR-12160 | FRONIUS USA | IG 3000 | 3000 | 1 |  |  | 0.97 | Solar Inverter |  | OUTDOOR
REIPNR-12161 | CHANGZHOU TRINA SOLAR ENERGY CO | TSM-185D | 235 | 6799 | 180 | 25 |  | Solar | FIXED | Ground
REIPNR-12161 | SMA AMERICA | SB5000US | 500000 | 3 |  |  | 0.98 | Solar Inverter |  | OUTDOOR
REIPNR-12162 | ET SOLAR INDUSTRY | ET-P654180 | 185 | 260 | 180 | 0 |  | Solar | FIXED | Roof
REIPNR-12162 | SMA AMERICA | SB6000U (208V) | 6000 | 3 |  |  | 0.955 | Solar Inverter |  | OUTDOOR
REIPNR-12162 | SMA AMERICA | SB7000US (208V) | 8000 | 3 |  |  | 0.96 | Solar Inverter |  | Outside
REIPNR-12163 | CHANGZHOU TRINA SOLAR ENERGY CO | TSM-185D | 230 | 39 | 162 | 19 |  | Solar | FIXED | Roof
REIPNR-12163 | SMA AMERICA | SUNNY BOY CONTROL PLUS-485 | 8000 | 1 |  |  | 0.963 | Solar Inverter |  | OUTDOOR
REIPNR-12164 | ET SOLAR INDUSTRY | ET-P654185 | 185 | 40 | 199 | 15 |  | Solar | FIXED | Roof
REIPNR-12164 | ET SOLAR INDUSTRY | ET-P654180 | 185 | 22 | 199 | 22 |  | Solar | FIXED | Roof
REIPNR-12164 | FRONIUS USA |  | 3800 | 1 |  |  | 0.95 | Solar Inverter |  | OUTDOOR
REIPNR-12164 | FRONIUS USA |  | 7500 | 1 |  |  | 0.95 | Solar Inverter |  | OUTDOOR
REIPNR-12165 | MATRIX SOLAR/PHOTOWATT | PW1650-175 | 240 | 312 | 118 | 2.8 |  | Solar | FIXED | Roof
REIPNR-12165 | MATRIX SOLAR/PHOTOWATT | PW1650-175 | 240 | 325 | 298 | 2.8 |  | Solar | FIXED | Roof
REIPNR-12165 | SATCON TECHNOLOGY | PVS-75 (480 V) | 75000 | 2 |  |  | 0.966 | Solar Inverter |  | OUTDOOR
REIPNR-12166 | CHANGZHOU TRINA SOLAR ENERGY CO | TSM-185D | 230 | 33 | 201 | 35 |  | Solar | FIXED | Roof
REIPNR-12166 | SMA AMERICA | SUNNY BOY CONTROL PLUS-485 | 7000 | 1 |  |  | 0.969 | Solar Inverter |  | OUTDOOR
REIPNR-12169 | SOLYNDRA | SL-002-173U | 173 | 744 | 160 | 0 |  | Solar | FIXED | Roof
REIPNR-12169 | SOLYNDRA | SL-002-182U | 182 | 121 | 160 | 0 |  | Solar | FIXED | Roof
REIPNR-12169 | SATCON TECHNOLOGY | PVS-50 (208 V) | 50000 | 1 |  |  | 0.96 | Solar Inverter |  | OUTDOOR
REIPNR-12169 | SATCON TECHNOLOGY | PVS-75 (208 V) | 75000 | 1 |  |  | 0.96 | Solar Inverter |  | OUTDOOR
REIPNR-12170 | SUNTECH POWER | STP200S-18/UB-1 | 205 | 33 | 245.8 | 22 |  | Solar | FIXED | Roof
REIPNR-12170 | SMA AMERICA | SB3000US (208V) | 3000 | 1 |  |  | 0.96 | Solar Inverter |  | Inside
REIPNR-12170 | SMA AMERICA | SB5000US | 5000 | 1 |  |  | 0.96 | Solar Inverter |  | INDOOR
REIPNR-12171 | MATRIX SOLAR/PHOTOWATT | PW1250-115 | 235 | 90 | 215.5 | 23 |  | Solar | FIXED | Roof
REIPNR-12171 | SMA AMERICA | SB7000US (208V) | 7000 | 3 |  |  | 0.969 | Solar Inverter |  | OUTDOOR
REIPNR-12172 | SUNTECH POWER | STP200UB | 205 | 48 | 263 | 27 |  | Solar | FIXED | Roof
REIPNR-12172 | PV POWERED | PVP4800 | 4800 | 2 |  |  | 0.96 | Solar Inverter |  | INDOOR
REIPNR-12174 | SUNTECH POWER | STP210-18/UB-1 | 210 | 86 | 171 | 24 |  | Solar | FIXED | Ground
REIPNR-12174 | FRONIUS USA |  | 6000 | 1 |  |  | 0.962 | Solar Inverter |  | OUTDOOR
REIPNR-12174 | FRONIUS USA |  | 11400 | 1 |  |  | 0.962 | Solar Inverter |  | OUTDOOR
REIPNR-12176 | CHANGZHOU TRINA SOLAR ENERGY CO | TSM-185D | 230 | 16 | 164 | 22.5 |  | Solar | FIXED | Roof
REIPNR-12176 | CHANGZHOU TRINA SOLAR ENERGY CO | TSM-185D | 230 | 24 | 254 | 22.5 |  | Solar | FIXED | Roof
REIPNR-12176 | ENPHASE ENERGY | M200-32-208-S01 | 190 | 40 |  |  | 0.955 | Solar Inverter |  | OUTDOOR
REIPNR-12177 | SOLYNDRA | SL-002-182U | 200 | 112 | 165 | 0 |  | Solar | FIXED | Roof
REIPNR-12177 | SMA AMERICA | SB7000US (277V) | 7000 | 2 |  |  | 0.971 | Solar Inverter |  | Inside
REIPNR-12177 | SMA AMERICA | SB7000US (277V) | 8000 | 1 |  |  | 0.961 | Solar Inverter |  | INDOOR
REIPNR-12178 | BP SOLAR | BP175 B | 215 | 38 | 176 | 32 |  | Solar | FIXED | Roof
REIPNR-12178 | FRONIUS USA | IG 4000 | 4000 | 2 |  |  | 0.95 | Solar Inverter |  | INDOOR
REIPNR-12179 | SUNPOWER | SPR-225-BLK-U | 225 | 42 | 160 | 45 |  | Solar | FIXED | Roof
REIPNR-12179 | SUNPOWER CORP (ORIGINAL MFRFRONIUS) | SPR-4000F-208 | 4000 | 1 |  |  | 0.96 | Solar Inverter |  | INDOOR
REIPNR-12179 | SUNPOWER CORP (ORIGINAL MFRFRONIUS) | SPR-4000F-277 | 5000 | 1 |  |  | 0.96 | Solar Inverter |  | INDOOR
REIPNR-12180 | UNITED SOLAR OVONIC | PVL-144 | 144 | 1078 | 180 | 0 |  | Solar | FIXED | Roof
REIPNR-12180 | SATCON TECHNOLOGY | PVS-135 (480 V) | 135000 | 1 |  |  | 0.97 | Solar Inverter |  | OUTDOOR
REIPNR-12181 | SOLYNDRA | SL-002-182U | 200 | 576 | 165 | 0 |  | Solar | 1AXIS | Roof
REIPNR-12181 | SAT CON | SATCON 100, SATCON 75 | 100000 | 1 |  |  | 0.967 | Solar Inverter |  | INDOOR
REIPNR-12182 | SUNPOWER | SPR-315E-WHT-U | 318 | 30 | 180 | 35 |  | Solar | FIXED | Ground
REIPNR-12182 | FRONIUS USA |  | 10000 | 1 |  |  | 0.962 | Solar Inverter |  | INDOOR
REIPNR-12183 | SUNPOWER | SPR-230-WHT-U | 238 | 12 | 142 | 37 |  | Solar | FIXED | Roof
REIPNR-12183 | SMA AMERICA | SB3000US (208V) | 3000 | 1 |  |  | 0.955 | Solar Inverter |  | INDOOR
REIPNR-12184 | SOLARWORLD | SW185MONO | 245 | 40 | 180 | 45 |  | Solar | FIXED | Roof
REIPNR-12184 | ENPHASE ENERGY | M200-32-240-S02 | 190 | 40 |  |  | 0.955 | Solar Inverter |  | OUTDOOR
REIPNR-12186 | SUNPOWER | SPR-225-BLK-U | 225 | 27 | 194 | 23 |  | Solar | FIXED | Roof
REIPNR-12186 | SUNPOWER CORP (ORIGINAL MFRSMA) | SPR-5000M (208V) | 5000 | 1 |  |  | 0.97 | Solar Inverter |  | INDOOR
REIPNR-12190 | SUNTECH POWER | STP200-18/UB-1 | 205 | 24 | 214.6 | 25 |  | Solar | FIXED | Roof
REIPNR-12190 | PV POWERED | PVP4800 | 4800 | 1 |  |  | 0.96 | Solar Inverter |  | INDOOR
REIPNR-12192 | SOLARWORLD | SW185MONO | 245 | 39 | 189 | 10 |  | Solar | FIXED | Roof
REIPNR-12192 | SMA AMERICA | SB7000US (277V) | 8000 | 1 |  |  | 0.965 | Solar Inverter |  | OUTDOOR
REIPNR-12193 | SUNTECH POWER | STP200S-18/UB-1 | 205 | 18 | 176.5 | 25 |  | Solar | FIXED | Roof
REIPNR-12193 | SUNTECH POWER | STP210S-18/UB-1 | 205 | 12 | 86.5 | 35 |  | Solar | FIXED | Roof
REIPNR-12193 | PV POWERED | PVP2500 | 2500 | 1 |  |  | 0.945 | Solar Inverter |  | OUTDOOR
REIPNR-12193 | PV POWERED | PVP3500 | 3500 | 1 |  |  | 0.955 | Solar Inverter |  | OUTDOOR
REIPNR-12195 | SUNTECH POWER | STP200UB | 205 | 39 | 166.5 | 18 |  | Solar | FIXED | Roof
REIPNR-12195 | SMA AMERICA | SB7000US (208V) | 7000 | 1 |  |  | 0.97 | Solar Inverter |  | INDOOR
REIPNR-12196 | SOLARWORLD | SW185MONO | 245 | 208 | 193 | 10 |  | Solar | FIXED | Roof
REIPNR-12196 | PV POWERED | PVP100KW-208 | 50000 | 1 |  |  | 0.971 | Solar Inverter |  | OUTDOOR
REIPNR-12197 | SOLARWORLD | SW185MONO | 245 | 169 | 163 | 10 |  | Solar | FIXED | Roof
REIPNR-12197 | PV POWERED | PVP30KW-480 | 50000 | 1 |  |  | 0.966 | Solar Inverter |  | OUTDOOR
REIPNR-12198 | SOLARWORLD | SW175 MONO | 175 | 60 | 150 | 19 |  | Solar | FIXED | Roof
REIPNR-12198 | SOLARWORLD | SW175 MONO | 175 | 26 | 240 | 19 |  | Solar | FIXED | Roof
REIPNR-12198 | ENPHASE ENERGY | M175-24-240-S02 | 380 | 43 |  |  | 0.955 | Solar Inverter |  | OUTDOOR
REIPNR-12200 | SOLARWORLD | SW185MONO | 245 | 377 | 217 | 10 |  | Solar | FIXED | Roof
REIPNR-12200 | PV POWERED | PVP75KW-208 | 75000 | 1 |  |  | 0.955 | Solar Inverter |  | OUTDOOR
REIPNR-12201 | SOLARWORLD | SW185MONO | 245 | 56 | 180 | 35 |  | Solar | FIXED | Ground
REIPNR-12201 | SMA AMERICA | SB6000U (208V) | 6000 | 2 |  |  | 0.968 | Solar Inverter |  | INDOOR
REIPNR-12202 | CHANGZHOU TRINA SOLAR ENERGY CO | TSM-185D | 230 | 33 | 162 | 18 |  | Solar | FIXED | Roof
REIPNR-12202 | SMA AMERICA | SB7000US (208V) | 7000 | 1 |  |  | 0.971 | Solar Inverter |  | OUTDOOR
REIPNR-12203 | CHANGZHOU TRINA SOLAR ENERGY CO | TSM-180D | 230 | 22 | 125 | 25 |  | Solar | FIXED | Roof
REIPNR-12203 | SMA AMERICA | SB5000US | 5000 | 1 |  |  | 0.97 | Solar Inverter |  | OUTDOOR
REIPNR-12204 | SOLARWORLD | SW185MONO | 245 | 286 | 170.4 | 10 |  | Solar | FIXED | Roof
REIPNR-12204 | PV POWERED | PVP75KW-480 | 75000 | 1 |  |  | 0.955 | Solar Inverter |  | Outside
REIPNR-12207 | CHANGZHOU TRINA SOLAR ENERGY CO | TSM-185D | 235 | 96 | 180 | 25 |  | Solar | FIXED | Ground
REIPNR-12207 | PV POWERED | PVP30KW-208 | 30000 | 1 |  |  | 0.93 | Solar Inverter |  | OUTDOOR
REIPNR-12208 | CHANGZHOU TRINA SOLAR ENERGY CO | TSM-185D | 235 | 144 | 180 | 25 |  | Solar | FIXED | Ground
REIPNR-12208 | PV POWERED | PVP30KW-208 | 30000 | 1 |  |  | 0.935 | Solar Inverter |  | OUTDOOR
SPP001 | UNKNOWN | TBD | 1588050 | 1 |  |  |  | Solar
SPP001 | UNKNOWN | UNKNOWN | 1588050 | 1 |  |  |  | Solar Inverter
SPP006 | UNKNOWN | TBD | 9720 | 1 |  |  |  | Solar
SPP006 | UNKNOWN | UNKNOWN | 9720 | 1 |  |  |  | Solar Inverter
SPP012 | UNKNOWN | TBD | 21600 | 1 |  |  |  | Solar
SPP012 | UNKNOWN | UNKNOWN | 21600 | 1 |  |  |  | Solar Inverter
SPP014 | UNKNOWN | TBD | 531280 | 1 |  |  |  | Solar
SPP014 | UNKNOWN | UNKNOWN | 531280 | 1 |  |  |  | Solar Inverter
SPP017 | UNKNOWN | TBD | 52800 | 1 |  |  |  | Solar
SPP017 | UNKNOWN | UNKNOWN | 52800 | 1 |  |  |  | Solar Inverter
SPP018 | UNKNOWN | TBD | 105600 | 1 |  |  |  | Solar
SPP018 | UNKNOWN | UNKNOWN | 105600 | 1 |  |  |  | Solar Inverter
SPP019 | UNKNOWN | TBD | 24960 | 1 |  |  |  | Solar
SPP019 | UNKNOWN | UNKNOWN | 24960 | 1 |  |  |  | Solar Inverter
SPP025 | UNKNOWN | TBD | 3060 | 1 |  |  |  | Solar
SPP025 | UNKNOWN | UNKNOWN | 3060 | 1 |  |  |  | Solar Inverter
SPP028 | UNKNOWN | TBD | 126900 | 1 |  |  |  | Solar
SPP028 | UNKNOWN | UNKNOWN | 126900 | 1 |  |  |  | Solar Inverter
SPP036 | UNKNOWN | TBD | 262080 | 1 |  |  |  | Solar
SPP036 | UNKNOWN | UNKNOWN | 262080 | 1 |  |  |  | Solar Inverter
SPP049 | UNKNOWN | TBD | 267840 | 1 |  |  |  | Solar
SPP049 | UNKNOWN | UNKNOWN | 267840 | 1 |  |  |  | Solar Inverter
SPP053 | UNKNOWN | TBD | 371520 | 1 |  |  |  | Solar
SPP053 | UNKNOWN | UNKNOWN | 371520 | 1 |  |  |  | Solar Inverter
SPP054 | UNKNOWN | TBD | 285600 | 1 |  |  |  | Solar
SPP054 | UNKNOWN | UNKNOWN | 285600 | 1 |  |  |  | Solar Inverter
SPP059 | UNKNOWN | TBD | 336600 | 1 |  |  |  | Solar
SPP059 | UNKNOWN | UNKNOWN | 336600 | 1 |  |  |  | Solar Inverter
SPP067 | UNKNOWN | TBD | 276480 | 1 |  |  |  | Solar
SPP067 | UNKNOWN | UNKNOWN | 276480 | 1 |  |  |  | Solar Inverter
SPP076 | UNKNOWN | TBD | 84000 | 1 |  |  |  | Solar
SPP076 | UNKNOWN | UNKNOWN | 84000 | 1 |  |  |  | Solar Inverter
SPP077 | UNKNOWN | TBD | 84000 | 1 |  |  |  | Solar
SPP077 | UNKNOWN | UNKNOWN | 84000 | 1 |  |  |  | Solar Inverter
SPP110 | UNKNOWN | TBD | 7200 | 1 |  |  |  | Solar
SPP110 | UNKNOWN | UNKNOWN | 7200 | 1 |  |  |  | Solar Inverter
SPP215 | UNKNOWN | TBD | 358190 | 1 |  |  |  | Solar
SPP215 | UNKNOWN | UNKNOWN | 358190 | 1 |  |  |  | Solar Inverter
SPP226 | EVERGREEN SOLAR | ES-180-RL | 180 | 2448 | 194 | 10 |  | Solar | FIXED | Roof
SPP226 | XANTREX TECHNOLOGY | GT100-480 | 100000 | 1 |  |  | 0.96 | Solar Inverter |  | OUTDOOR
SPP226 | XANTREX TECHNOLOGY | GT250-480 | 250000 | 1 |  |  | 0.96 | Solar Inverter |  | OUTDOOR
SPP232 | UNKNOWN | TBD | 4160 | 1 |  |  |  | Solar
SPP232 | UNKNOWN | UNKNOWN | 4160 | 1 |  |  |  | Solar Inverter
SPP237 | UNITED SOLAR OVONIC | PVL-136 | 136 | 80 | 201 | 6 |  | Solar | FIXED | Roof
SPP237 | SMA AMERICA | SB5000US (208V) | 5000 | 2 |  |  | 1 | Solar Inverter |  | INDOOR
SPP240 | EVERGREEN SOLAR | ES-190-SL | 190 | 1260 | 196 | 10 |  | Solar | FIXED | Roof
SPP240 | XANTREX TECHNOLOGY | GT250-480 | 250000 | 1 |  |  | 0.95 | Solar Inverter |  | OUTDOOR
SPP248 | UNKNOWN | TBD | 1250 | 1 |  |  |  | Solar
SPP248 | UNKNOWN | UNKNOWN | 1250 | 1 |  |  |  | Solar Inverter
SPP251 | UNKNOWN | TBD | 2870 | 1 |  |  |  | Solar
SPP251 | UNKNOWN | UNKNOWN | 2870 | 1 |  |  |  | Solar Inverter
SPP252 | UNKNOWN | TBD | 33000 | 1 |  |  |  | Solar
SPP252 | UNKNOWN | UNKNOWN | 33000 | 1 |  |  |  | Solar Inverter
SPP253 | UNKNOWN | TBD | 3060 | 1 |  |  |  | Solar
SPP253 | UNKNOWN | UNKNOWN | 3060 | 1 |  |  |  | Solar Inverter
SPP261 | UNKNOWN | TBD | 2260 | 1 |  |  |  | Solar
SPP261 | UNKNOWN | UNKNOWN | 2260 | 1 |  |  |  | Solar Inverter
SPP262 | UNKNOWN | TBD | 2050 | 1 |  |  |  | Solar
SPP262 | UNKNOWN | UNKNOWN | 2050 | 1 |  |  |  | Solar Inverter
SPP266 | UNKNOWN | TBD | 5250 | 1 |  |  |  | Solar
SPP266 | UNKNOWN | UNKNOWN | 5250 | 1 |  |  |  | Solar Inverter
SPP267 | UNKNOWN | TBD | 12600 | 1 |  |  |  | Solar
SPP267 | UNKNOWN | UNKNOWN | 12600 | 1 |  |  |  | Solar Inverter
SPP268 | UNKNOWN | TBD | 4670 | 1 |  |  |  | Solar
SPP268 | UNKNOWN | UNKNOWN | 4670 | 1 |  |  |  | Solar Inverter
SPP269 | UNKNOWN | TBD | 3360 | 1 |  |  |  | Solar
SPP269 | UNKNOWN | UNKNOWN | 3360 | 1 |  |  |  | Solar Inverter
SPP273 | UNKNOWN | TBD | 4080 | 1 |  |  |  | Solar
SPP273 | UNKNOWN | UNKNOWN | 4080 | 1 |  |  |  | Solar Inverter
SPP274 | UNKNOWN | TBD | 4080 | 1 |  |  |  | Solar
SPP274 | UNKNOWN | UNKNOWN | 4080 | 1 |  |  |  | Solar Inverter
SPP275 | UNKNOWN | TBD | 18820 | 1 |  |  |  | Solar
SPP275 | UNKNOWN | UNKNOWN | 18820 | 1 |  |  |  | Solar Inverter
SPP277 | UNKNOWN | TBD | 960 | 1 |  |  |  | Solar
SPP277 | UNKNOWN | UNKNOWN | 960 | 1 |  |  |  | Solar Inverter
SPP280 | UNKNOWN | TBD | 3000 | 1 |  |  |  | Solar
SPP280 | UNKNOWN | UNKNOWN | 3000 | 1 |  |  |  | Solar Inverter
SPP282 | UNKNOWN | TBD | 1598960 | 1 |  |  |  | Solar
SPP282 | UNKNOWN | UNKNOWN | 1598960 | 1 |  |  |  | Solar Inverter
SPP283 | UNKNOWN | TBD | 300120 | 1 |  |  |  | Solar
SPP283 | UNKNOWN | UNKNOWN | 300120 | 1 |  |  |  | Solar Inverter
SPP284 | UNKNOWN | TBD | 258640 | 1 |  |  |  | Solar
SPP284 | UNKNOWN | UNKNOWN | 258640 | 1 |  |  |  | Solar Inverter
SPP285 | UNKNOWN | TBD | 517280 | 1 |  |  |  | Solar
SPP285 | UNKNOWN | UNKNOWN | 517280 | 1 |  |  |  | Solar Inverter
SPP287 | UNKNOWN | TBD | 602680 | 1 |  |  |  | Solar
SPP287 | UNKNOWN | UNKNOWN | 602680 | 1 |  |  |  | Solar Inverter
SPP288 | UNKNOWN | TBD | 273280 | 1 |  |  |  | Solar
SPP288 | UNKNOWN | UNKNOWN | 273280 | 1 |  |  |  | Solar Inverter
SPP289 | UNKNOWN | TBD | 4600 | 1 |  |  |  | Solar
SPP289 | UNKNOWN | UNKNOWN | 4600 | 1 |  |  |  | Solar Inverter
SPP290 | UNKNOWN | TBD | 8550 | 1 |  |  |  | Solar
SPP290 | UNKNOWN | UNKNOWN | 8550 | 1 |  |  |  | Solar Inverter
SPP292 | UNKNOWN | TBD | 3780 | 1 |  |  |  | Solar
SPP292 | UNKNOWN | UNKNOWN | 3780 | 1 |  |  |  | Solar Inverter
SPP293 | UNKNOWN | TBD | 19350 | 1 |  |  |  | Solar
SPP293 | UNKNOWN | UNKNOWN | 19350 | 1 |  |  |  | Solar Inverter
SPP301 | UNKNOWN | TBD | 174960 | 1 |  |  |  | Solar
SPP301 | UNKNOWN | UNKNOWN | 174960 | 1 |  |  |  | Solar Inverter
SPP302 | UNKNOWN | TBD | 3440 | 1 |  |  |  | Solar
SPP302 | UNKNOWN | UNKNOWN | 3440 | 1 |  |  |  | Solar Inverter
SPP305 | UNKNOWN | TBD | 25920 | 1 |  |  |  | Solar
SPP305 | UNKNOWN | UNKNOWN | 25920 | 1 |  |  |  | Solar Inverter
SPP306 | SUNPOWER | SPR-230-WHT-U | 230 | 88 | 160 | 25 |  | Solar | FIXED | Roof
SPP306 | SUNPOWER CORP (ORIGINAL MFRSMA) | SPR-5000M (240V) | 5000 | 1 |  |  | 0.95 | Solar Inverter |  | INDOOR
SPP306 | SUNPOWER CORP (ORIGINAL MFRSMA) | SPR-7000M (208V) | 7000 | 2 |  |  | 0.95 | Solar Inverter |  | INDOOR
SPP307 | UNKNOWN | TBD | 31200 | 1 |  |  |  | Solar
SPP307 | UNKNOWN | UNKNOWN | 31200 | 1 |  |  |  | Solar Inverter
SPP308 | UNKNOWN | TBD | 281260 | 1 |  |  |  | Solar
SPP308 | UNKNOWN | UNKNOWN | 281260 | 1 |  |  |  | Solar Inverter
SPP310 | UNKNOWN | TBD | 602700 | 1 |  |  |  | Solar
SPP310 | UNKNOWN | UNKNOWN | 602700 | 1 |  |  |  | Solar Inverter
SPP311 | UNKNOWN | TBD | 1920 | 1 |  |  |  | Solar
SPP311 | UNKNOWN | UNKNOWN | 1920 | 1 |  |  |  | Solar Inverter
SPP312 | UNKNOWN | TBD | 325680 | 1 |  |  |  | Solar
SPP312 | UNKNOWN | UNKNOWN | 325680 | 1 |  |  |  | Solar Inverter
SPP313 | SOLON AG FUER SOLARTECHNIK | P220/6+/01 220WP | 220 | 12 | 183 | 25 |  | Solar | FIXED | Roof
SPP313 | XANTREX TECHNOLOGY | GT2.8-NA-240/208 (208V) | 2800 | 1 |  |  | 0.94 | Solar Inverter |  | INDOOR
SPP314 | SHARP | ND-224U1F | 224 | 20 | 176 | 35 |  | Solar | FIXED | Roof
SPP314 | SHARP | ND-224U1F | 224 | 20 | 258 | 35 |  | Solar | FIXED | Roof
SPP314 | SMA AMERICA | SB4000US (208V) | 4000 | 2 |  |  | 0.968 | Solar Inverter |  | INDOOR
SPP315 | UNKNOWN | TBD | 97000 | 1 |  |  |  | Solar
SPP315 | UNKNOWN | UNKNOWN | 97000 | 1 |  |  |  | Solar Inverter
SPP316 | UNKNOWN | TBD | 45400 | 1 |  |  |  | Solar
SPP316 | UNKNOWN | UNKNOWN | 45400 | 1 |  |  |  | Solar Inverter
SPP317 | UNKNOWN | TBD | 42240 | 1 |  |  |  | Solar
SPP317 | UNKNOWN | UNKNOWN | 42240 | 1 |  |  |  | Solar Inverter
SPP318 | EVERGREEN SOLAR | ES-190-SL | 190 | 960 | 149 | 10 |  | Solar | FIXED | Roof
SPP318 | SATCON TECHNOLOGY | PVS-135 (208 V) | 135000 | 1 |  |  | 0.955 | Solar Inverter |  | OUTDOOR
SPP319 | UNKNOWN | TBD | 176800 | 1 |  |  |  | Solar
SPP319 | UNKNOWN | UNKNOWN | 176800 | 1 |  |  |  | Solar Inverter
SPP320 | UNKNOWN | TBD | 221200 | 1 |  |  |  | Solar
SPP320 | UNKNOWN | UNKNOWN | 221200 | 1 |  |  |  | Solar Inverter
SPP322 | UNKNOWN | TBD | 110660 | 1 |  |  |  | Solar
SPP322 | UNKNOWN | UNKNOWN | 110660 | 1 |  |  |  | Solar Inverter
SPP323 | UNKNOWN | TBD | 62700 | 1 |  |  |  | Solar
SPP323 | UNKNOWN | UNKNOWN | 62700 | 1 |  |  |  | Solar Inverter
SPP324 | UNKNOWN | TBD | 2870 | 1 |  |  |  | Solar
SPP324 | UNKNOWN | UNKNOWN | 2870 | 1 |  |  |  | Solar Inverter
SPP325 | UNKNOWN | TBD | 8060 | 1 |  |  |  | Solar
SPP325 | UNKNOWN | UNKNOWN | 8060 | 1 |  |  |  | Solar Inverter
SPP327 | SUNTECH POWER | STP175S-24/AB-1 | 175 | 1320 | 180 | 0 |  | Solar | FIXED | Roof
SPP327 | SATCON TECHNOLOGY | PVS-250 (208 V) | 250000 | 1 |  |  | 0.96 | Solar Inverter |  | OUTDOOR
SPP328 | UNKNOWN | TBD | 412390 | 1 |  |  |  | Solar
SPP328 | UNKNOWN | UNKNOWN | 412390 | 1 |  |  |  | Solar Inverter
SPP329 | UNKNOWN | TBD | 20000 | 1 |  |  |  | Solar
SPP329 | UNKNOWN | UNKNOWN | 20000 | 1 |  |  |  | Solar Inverter
SPP330 | UNKNOWN | TBD | 38640 | 1 |  |  |  | Solar
SPP330 | UNKNOWN | UNKNOWN | 38640 | 1 |  |  |  | Solar Inverter
SPP331 | UNKNOWN | TBD | 100980 | 1 |  |  |  | Solar
SPP331 | UNKNOWN | UNKNOWN | 100980 | 1 |  |  |  | Solar Inverter
SPP332 | UNKNOWN | TBD | 503010 | 1 |  |  |  | Solar
SPP332 | UNKNOWN | UNKNOWN | 503010 | 1 |  |  |  | Solar Inverter
SPP333 | SCHOTT SOLAR | SAPC-170 | 170 | 12 | 223 | 46 |  | Solar | FIXED | Roof
SPP333 | SMA AMERICA | SB4000US (208V) | 4000 | 1 |  |  | 0.955 | Solar Inverter |  | INDOOR
SPP335 | EVERGREEN SOLAR | ES-190-SL | 190 | 1536 | 180 | 10 |  | Solar | FIXED | Roof
SPP335 | XANTREX TECHNOLOGY | GT250-480 | 250000 | 1 |  |  | 0.96 | Solar Inverter |  | OUTDOOR
SPP337 | SHARP | ND-224U1F | 224 | 1372 | 204 | 10 |  | Solar | FIXED | Roof
SPP337 | XANTREX TECHNOLOGY | GT250-480 | 250000 | 1 |  |  | 0.955 | Solar Inverter |  | OUTDOOR
SPP338 | UNKNOWN | TBD | 123900 | 1 |  |  |  | Solar
SPP338 | UNKNOWN | UNKNOWN | 123900 | 1 |  |  |  | Solar Inverter
SPP340 | SCHOTT SOLAR | SAPC-165 | 165 | 44 | 135 | 35 |  | Solar | FIXED | Roof
SPP340 | SMA AMERICA | SB7000US (208V) | 7000 | 1 |  |  | 0.971 | Solar Inverter |  | OUTDOOR
SPP341 | UNKNOWN | TBD | 633600 | 1 |  |  |  | Solar
SPP341 | UNKNOWN | UNKNOWN | 633600 | 1 |  |  |  | Solar Inverter
SPP342 | DAY4 ENERGY | DAY4 48MC 170 | 170 | 544 | 192 | 15 |  | Solar | FIXED | Roof
SPP342 | XANTREX TECHNOLOGY | GT100-480 | 100000 | 1 |  |  | 0.967 | Solar Inverter |  | INDOOR
SPP343 | UNKNOWN | TBD | 100100 | 1 |  |  |  | Solar
SPP343 | UNKNOWN | UNKNOWN | 100100 | 1 |  |  |  | Solar Inverter
SPP344 | FIRST SOLAR | FS-272 | 72.5 | 474 | 180 | 0 |  | Solar | FIXED | Roof
SPP344 | FIRST SOLAR | FS-272 | 72.5 | 864 | 180 | 0 |  | Solar | FIXED | Roof
SPP344 | UNKNOWN | 175 | 72.5 | 2244 | 180 | 0 |  | Solar | FIXED | Roof
SPP344 | UNKNOWN | 175 | 72.5 | 2982 | 180 | 0 |  | Solar | FIXED | Roof
SPP344 | UNKNOWN | 175 | 72.5 | 3744 | 180 | 0 |  | Solar | FIXED | Roof
SPP344 | UNKNOWN | 175 | 72.5 | 4392 | 180 | 0 |  | Solar | FIXED | Roof
SPP344 | UNKNOWN | 175 | 72.5 | 8064 | 180 | 0 |  | Solar | FIXED | Roof
SPP344 | SATCON TECHNOLOGY | AE-50-60-PV-D | 50000 | 1 |  |  | 0.95 | Solar Inverter |  | INDOOR
SPP344 | SATCON TECHNOLOGY | AE-100-60-PV-A | 100000 | 2 |  |  | 0.95 | Solar Inverter |  | INDOOR
SPP344 | SATCON TECHNOLOGY | AE-135-60-PV-D | 135000 | 3 |  |  | 0.95 | Solar Inverter |  | INDOOR
SPP344 | SATCON TECHNOLOGY | AE-225-60-PV-A | 225000 | 2 |  |  | 0.95 | Solar Inverter |  | INDOOR
SPP344 | XANTREX TECHNOLOGY | GT250-480 | 250000 | 2 |  |  | 0.95 | Solar Inverter |  | INDOOR
SPP345 | UNKNOWN | TBD | 371490 | 1 |  |  |  | Solar
SPP345 | UNKNOWN | UNKNOWN | 371490 | 1 |  |  |  | Solar Inverter
SPP346 | UNKNOWN | TBD | 5000 | 1 |  |  |  | Solar
SPP346 | UNKNOWN | UNKNOWN | 5000 | 1 |  |  |  | Solar Inverter
SPP347 | UNKNOWN | TBD | 53000 | 1 |  |  |  | Solar
SPP347 | UNKNOWN | UNKNOWN | 53000 | 1 |  |  |  | Solar Inverter
SPP348 | UNKNOWN | TBD | 20000 | 1 |  |  |  | Solar
SPP348 | UNKNOWN | UNKNOWN | 20000 | 1 |  |  |  | Solar Inverter
SPP349 | SHARP | ND-216U1F | 216 | 1225 | 146 | 12.5 |  | Solar | FIXED | Roof
SPP349 | SATCON TECHNOLOGY | PVS-50 (208 V) | 50000 | 1 |  |  | 0.955 | Solar Inverter |  | OUTDOOR
SPP349 | SATCON TECHNOLOGY | PVS-75 (240 V) | 75000 | 1 |  |  | 0.955 | Solar Inverter |  | OUTDOOR
SPP349 | SATCON TECHNOLOGY | PVS-100 (240 V) | 100000 | 1 |  |  | 0.955 | Solar Inverter |  | OUTDOOR
SPP350 | UNKNOWN | TBD | 160270 | 1 |  |  |  | Solar
SPP350 | UNKNOWN | UNKNOWN | 160270 | 1 |  |  |  | Solar Inverter
SPP351 | UNKNOWN | TBD | 8190 | 1 |  |  |  | Solar
SPP351 | UNKNOWN | UNKNOWN | 8190 | 1 |  |  |  | Solar Inverter
SPP353 | UNKNOWN | TBD | 19800 | 1 |  |  |  | Solar
SPP353 | UNKNOWN | UNKNOWN | 19800 | 1 |  |  |  | Solar Inverter
SPP354 | SHARP | ND-216U1F | 216 | 130 | 125 | 27 |  | Solar | FIXED | Roof
SPP354 | SHARP | ND-216U1F | 216 | 104 | 215 | 27 |  | Solar | FIXED | Roof
SPP354 | SATCON TECHNOLOGY | PVS-30 (480 V) | 30000 | 2 |  |  | 0.95 | Solar Inverter |  | OUTDOOR
SPP355 | SHARP | ND-216U1F | 216 | 476 | 145 | 10 |  | Solar | FIXED | Roof
SPP355 | SATCON TECHNOLOGY | PVS-100 (208 V) | 100000 | 1 |  |  | 1 | Solar Inverter |  | OUTDOOR
SPP356 | SHARP | ND-216U1F | 216 | 1008 | 225 | 13 |  | Solar | FIXED | Roof
SPP356 | SATCON TECHNOLOGY | PVS-75 (208 V) | 75000 | 1 |  |  | 0.955 | Solar Inverter |  | INDOOR
SPP356 | SATCON TECHNOLOGY | PVS-100 (240 V) | 100000 | 1 |  |  | 0.955 | Solar Inverter |  | INDOOR
SPP357 | SHARP | ND-216U1F | 216 | 322 | 163 | 13 |  | Solar | FIXED | Pole
SPP357 | SATCON TECHNOLOGY | PVS-75 (240 V) | 750000 | 1 |  |  | 0.955 | Solar Inverter |  | OUTDOOR
SPP358 | UNKNOWN | TBD | 14200 | 1 |  |  |  | Solar
SPP358 | UNKNOWN | UNKNOWN | 14200 | 1 |  |  |  | Solar Inverter
SPP360 | UNKNOWN | TBD | 150000 | 1 |  |  |  | Solar
SPP360 | UNKNOWN | UNKNOWN | 150000 | 1 |  |  |  | Solar Inverter
SPP361 | UNKNOWN | TBD | 193400 | 1 |  |  |  | Solar
SPP361 | UNKNOWN | UNKNOWN | 193400 | 1 |  |  |  | Solar Inverter
SPP363 | SUNPOWER | SPR-230-WHT-U | 230 | 90 | 180 | 10 |  | Solar | FIXED | Roof
SPP363 | SMA AMERICA | SB7000US (208V) | 7000 | 3 |  |  | 0.96 | Solar Inverter |  | OUTDOOR
SPP364 | UNKNOWN | TBD | 675560 | 1 |  |  |  | Solar
SPP364 | UNKNOWN | UNKNOWN | 675560 | 1 |  |  |  | Solar Inverter
SPP365 | UNKNOWN | TBD | 1268820 | 1 |  |  |  | Solar
SPP365 | UNKNOWN | UNKNOWN | 1268820 | 1 |  |  |  | Solar Inverter
SPP366 | UNKNOWN | TBD | 496770 | 1 |  |  |  | Solar
SPP366 | UNKNOWN | UNKNOWN | 496770 | 1 |  |  |  | Solar Inverter
SPP367 | UNKNOWN | TBD | 4000 | 1 |  |  |  | Solar
SPP367 | UNKNOWN | UNKNOWN | 4000 | 1 |  |  |  | Solar Inverter
SPP368 | UNKNOWN | TBD | 9100 | 1 |  |  |  | Solar
SPP368 | UNKNOWN | UNKNOWN | 9100 | 1 |  |  |  | Solar Inverter
SPP369 | NINGBO SOLAR ELECTRIC POWER | TDB125X125-72-P 150W | 170 | 1760 | 187 | 10 |  | Solar | FIXED | Roof
SPP369 | NINGBO SOLAR ELECTRIC POWER | TDB125X125-72-P 150W | 170 | 4125 | 222 | 10 |  | Solar | FIXED | Roof
SPP369 | SOLECTRIA RENEWABLES | PVI82KW-208 | 82000 | 11 |  |  | 0.965 | Solar Inverter |  | OUTDOOR
SPP378 | UNKNOWN | TBD | 8400 | 1 |  |  |  | Solar
SPP378 | UNKNOWN | UNKNOWN | 8400 | 1 |  |  |  | Solar Inverter
SPP382 | UNKNOWN | TBD | 420970 | 1 |  |  |  | Solar
SPP382 | UNKNOWN | UNKNOWN | 420970 | 1 |  |  |  | Solar Inverter
SPP385 | SUNPOWER | SPR-230-WHT-U | 230 | 5104 | 227 | 1.8 |  | Solar | FIXED | Roof
SPP385 | XANTREX TECHNOLOGY | PV225S-480 | 225000 | 5 |  |  | 0.945 | Solar Inverter |  | OUTDOOR
SRP01001 | SUNTECH POWER | STP210-18/UB-1 | 205 | 770 | 180 | 10 |  | Solar | FIXED | Roof
SRP01001 | SATCON TECHNOLOGY | AE-135-60-PV-A | 135000 | 1 |  |  | 0.96 | Solar Inverter |  | OUTDOOR
SRP01002 | ASTROPOWER | APX-140-MNB | 230 | 468 | 137 | 10 |  | Solar | FIXED | Roof
SRP01002 | SMA AMERICA | SB7000US (240V) | 9000 | 12 |  |  | 0.97 | Solar Inverter |  | OUTDOOR
SRP01003 | SOLAR POWER (SPI) | SP205FP12 | 225 | 156 | 203 | 10 |  | Solar | FIXED | Roof
SRP01003 | SOLAR POWER (SPI) | SP205FP12 | 235 | 546 | 203 | 10 |  | Solar | FIXED | Roof
SRP01003 | PV POWERED | PVP30KW-208 | 30000 | 1 |  |  | 0.935 | Solar Inverter |  | OUTDOOR
SRP01003 | PV POWERED | PVP100KW-208 | 100000 | 1 |  |  | 0.971 | Solar Inverter |  | Outside
SRP01004 | CHANGZHOU TRINA SOLAR ENERGY CO | TSM-185D | 230 | 1248 | 177 | 10 |  | Solar | FIXED | Roof
SRP01004 | ADVANCED ENERGY INDUSTRIES | 3159000-110 | 250000 | 1 |  |  | 0.96 | Solar Inverter |  | OUTDOOR
SRP01005 | ASTROPOWER | AP-100 | 230 | 261 | 174 | 10 |  | Solar | FIXED | Roof
SRP01005 | SMA AMERICA | SB6000U (208V) | 6000 | 6 |  |  | 0.97 | Solar Inverter |  | Outside
SRP01005 | SMA AMERICA | SB7000US (208V) | 7000 | 3 |  |  | 0.97 | Solar Inverter |  | OUTDOOR
SRP01006 | CHANGZHOU TRINA SOLAR ENERGY CO | TSM-185D | 230 | 455 | 219 | 10 |  | Solar | FIXED | Roof
SRP01006 | CHANGZHOU TRINA SOLAR ENERGY CO | TSM-185D | 230 | 455 | 219 | 10 |  | Solar | FIXED | Roof
SRP01006 | PV POWERED | PVP100KW-208 | 100000 | 1 |  |  | 0.96 | Solar Inverter |  | Outside
SRP01006 | PV POWERED | PVP100KW-480 | 100000 | 1 |  |  | 0.96 | Solar Inverter |  | OUTDOOR
SRP01007 | SOLARWORLD | SW185MONO | 260 | 135 | 127 | 16 |  | Solar | FIXED | Roof
SRP01007 | SMA AMERICA | SB4000US (240V) | 4000 | 1 |  |  | 0.965 | Solar Inverter |  | Outside
SRP01007 | SMA AMERICA | SB5000US | 5000 | 1 |  |  | 0.967 | Solar Inverter |  | Outside
SRP01007 | SMA AMERICA | SB7000US (277V) | 7000 | 3 |  |  | 0.971 | Solar Inverter |  | Outside
SRP01008 | SOLARWORLD | SW185MONO | 260 | 24 | 217 | 15 |  | Solar | FIXED | Roof
SRP01008 | SOLARWORLD | SW185MONO | 260 | 44 | 127 | 18 |  | Solar | FIXED | Roof
SRP01008 | SMA AMERICA | SB3300U | 3000 | 1 |  |  | 0.965 | Solar Inverter |  | Outside
SRP01008 | SMA AMERICA | SB5000US | 5000 | 1 |  |  | 0.967 | Solar Inverter |  | Outside
SRP01008 | SMA AMERICA | SB7000US (240V) | 7000 | 1 |  |  | 0.967 | Solar Inverter |  | Outside
SRP01009 | CHANGZHOU TRINA SOLAR ENERGY CO | TSM-160D | 235 | 12 | 205 | 10 |  | Solar | FIXED | Roof
SRP01009 | CHANGZHOU TRINA SOLAR ENERGY CO | TSM-185D | 235 | 8 | 205 | 25 |  | Solar | FIXED | Roof
SRP01009 | PV POWERED | PVP2000 | 2000 | 1 |  |  | 0.92 | Solar Inverter |  | Outside
SRP01009 | PV POWERED | PVP2500 | 2500 | 1 |  |  | 0.945 | Solar Inverter |  | Outside
SRP01010 | CHANGZHOU TRINA SOLAR ENERGY CO | TSM-160D | 230 | 52 | 170 | 30 |  | Solar | FIXED | Ground
SRP01010 | SMA AMERICA | SB6000U (240V) | 6000 | 2 |  |  | 0.97 | Solar Inverter |  | OUTDOOR
SRP01011 | SUNTECH POWER | STP200UB | 205 | 60 | 156 | 40 |  | Solar | FIXED | Roof
SRP01011 | SMA AMERICA | SB5000US | 5000 | 1 |  |  | 0.96 | Solar Inverter |  | INDOOR
SRP01011 | SMA AMERICA | SB7000US (208V) | 7000 | 1 |  |  | 0.97 | Solar Inverter |  | INDOOR
SRP01012 | SCHOTT SOLAR | ASE-250DGF/17 | 220 | 1313 | 185 | 7 |  | Solar | FIXED | Roof
SRP01012 | XANTREX TECHNOLOGY | GT2.5-NA-DS-240 | 250000 | 1 |  |  | 0.96 | Solar Inverter |  | OUTDOOR
SRP01013 | SOLARWORLD | SW185MONO | 245 | 1736 | 195 | 10 |  | Solar | FIXED | Roof
SRP01013 | ADVANCED ENERGY | MM5 | 500000 | 1 |  |  | 0.97 | Solar Inverter |  | INDOOR
SRP01014 | SOLARWORLD | SW185MONO | 245 | 1190 | 195 | 10 |  | Solar | FIXED | Roof
SRP01014 | PV POWERED | PVP100KW-208 | 260000 | 1 |  |  | 0.97 | Solar Inverter |  | OUTDOOR
SRP01015 | ET SOLAR INDUSTRY | ET-P672230 | 230 | 70 | 202 | 18 |  | Solar | FIXED | Roof
SRP01015 | FRONIUS USA |  | 6000 | 1 |  |  | 0.96 | Solar Inverter |  | OUTDOOR
SRP01015 | FRONIUS USA |  | 10000 | 1 |  |  | 0.955 | Solar Inverter |  | OUTDOOR
SRP01016 | ET SOLAR INDUSTRY | ET-P672230 | 230 | 42 | 202 | 18 |  | Solar | FIXED | Roof
SRP01016 | FRONIUS USA |  | 10000 | 1 |  |  | 0.955 | Solar Inverter |  | OUTDOOR
SRP01017 | ET SOLAR INDUSTRY | ET-P672230 | 230 | 56 | 154 | 15 |  | Solar | FIXED | Ground
SRP01017 | FRONIUS USA |  | 11400 | 1 |  |  | 0.96 | Solar Inverter |  | OUTDOOR
SRP01018 | CHANGZHOU TRINA SOLAR ENERGY CO | TSM-185D | 220 | 168 | 223 | 10 |  | Solar | FIXED | Roof
SRP01018 | CHANGZHOU TRINA SOLAR ENERGY CO | TSM-185D | 225 | 406 | 223 | 10 |  | Solar | FIXED | Roof
SRP01018 | CHANGZHOU TRINA SOLAR ENERGY CO | TSM-185D | 230 | 194 | 223 | 10 |  | Solar | FIXED | Roof
SRP01018 | CHANGZHOU TRINA SOLAR ENERGY CO | TSM-185D | 240 | 480 | 223 | 10 |  | Solar | FIXED | Roof
SRP01018 | ADVANCED ENERGY INDUSTRIES | 3159000-110 | 250000 | 1 |  |  | 0.96 | Solar Inverter |  | OUTDOOR
SRP01019 | SOLARWORLD | SW185MONO | 240 | 8333 | 147 | 10 |  | Solar | FIXED | Roof
SRP01019 | SMA AMERICA | SC250U (480V) | 250000 | 1 |  |  | 0.97 | Solar Inverter |  | INDOOR
SRP01019 | SMA AMERICA | SC250U (480V) | 500000 | 3 |  |  | 0.97 | Solar Inverter |  | INDOOR
SRP01020 | CONERGY AG | S 175MU | 235 | 45 | 211 | 30 |  | Solar | FIXED | Roof
SRP01020 | SMA AMERICA | SB4000US (208V) | 4000 | 1 |  |  | 0.95 | Solar Inverter |  | INDOOR
SRP01020 | SMA AMERICA | SB7000US (208V) | 7000 | 1 |  |  | 0.95 | Solar Inverter |  | INDOOR
SRP01021 | SUNPOWER | SPR-315E-WHT-U | 318 | 35 | 150 | 32 |  | Solar | FIXED | Roof
SRP01021 | SUNPOWER CORP (ORIGINAL MFRSMA) | SPR-4000M (208V) | 4000 | 1 |  |  | 0.968 | Solar Inverter |  | INDOOR
SRP01021 | SUNPOWER CORP (ORIGINAL MFRSMA) | SPR-7000M (208V) | 7000 | 1 |  |  | 0.971 | Solar Inverter |  | INDOOR
SRP01022 | SUNPOWER | SPR-225-BLK-U | 225 | 32 | 180 | 38 |  | Solar | FIXED | Roof
SRP01022 | SUNPOWER CORP (ORIGINAL MFRSMA) | SPR-7000M (208V) | 7000 | 1 |  |  | 0.97 | Solar Inverter |  | INDOOR
SRP01023 | SOLARWORLD | SW185MONO | 245 | 504 | 190 | 10 |  | Solar | FIXED | Roof
SRP01023 | PV POWERED | PVP100KW-208 | 100000 | 1 |  |  | 0.96 | Solar Inverter |  | OUTDOOR
SRP01026 | ET SOLAR INDUSTRY | ET-P672230 | 230 | 56 | 154 | 15 |  | Solar | FIXED | Ground
SRP01026 | FRONIUS USA |  | 11400 | 1 |  |  | 0.96 | Solar Inverter |  | OUTDOOR
SRP01027 | ET SOLAR INDUSTRY | ET-P672230 | 230 | 70 | 154 | 15 |  | Solar | FIXED | Ground
SRP01027 | FRONIUS USA |  | 6000 | 1 |  |  | 0.96 | Solar Inverter |  | OUTDOOR
SRP01027 | FRONIUS USA |  | 10000 | 1 |  |  | 0.955 | Solar Inverter |  | OUTDOOR
SRP01028 | SUNTECH POWER | STP210-18/UB-1 | 245 | 30 | 95 | 34 |  | Solar | FIXED | Roof
SRP01028 | SUNTECH POWER | STP210-18/UB-1 | 245 | 6 | 185 | 34 |  | Solar | FIXED | Roof
SRP01028 | SUNTECH POWER | STP210-18/UB-1 | 245 | 12 | 95 | 44 |  | Solar | FIXED | Roof
SRP01028 | POWER-ONE | PVI-6000-OUTD-US (277 V) | 6000 | 2 |  |  | 0.97 | Solar Inverter |  | INDOOR
SRP01029 | SUNTECH POWER | STP210-18/UB-1 | 225 | 25 | 194 | 27 |  | Solar | FIXED | Roof
SRP01029 | POWER-ONE | PVI-6000-OUTD-US (208 V) | 6000 | 1 |  |  | 0.97 | Solar Inverter |  | INDOOR
SRP01030 | SUNTECH POWER | STP210-18/UB-1 | 210 | 28 | 199 | 27 |  | Solar | FIXED | Roof
SRP01030 | POWER-ONE | PVI-6000-OUTD-US (208 V) | 6000 | 1 |  |  | 0.97 | Solar Inverter |  | INDOOR
SRP01031 | ET SOLAR INDUSTRY | ET-P672230 | 230 | 84 | 154 | 15 |  | Solar | FIXED | Ground
SRP01031 | FRONIUS USA |  | 6000 | 1 |  |  | 0.96 | Solar Inverter |  | OUTDOOR
SRP01031 | FRONIUS USA |  | 11400 | 1 |  |  | 0.955 | Solar Inverter |  | OUTDOOR
SRP01032 | CHANGZHOU TRINA SOLAR ENERGY CO | TSM-185D | 235 | 42 | 152 | 8 |  | Solar | FIXED | Roof
SRP01032 | SMA AMERICA | SB5000US (208V) | 5000 | 2 |  |  | 0.97 | Solar Inverter |  | INDOOR
SRP01033 | ET SOLAR INDUSTRY | ET-P672230 | 230 | 26 | 154 | 15 |  | Solar | FIXED | Ground
SRP01033 | FRONIUS USA |  | 5000 | 1 |  |  | 0.955 | Solar Inverter |  | OUTDOOR
SRP01034 | ET SOLAR INDUSTRY | ET-P672230 | 230 | 28 | 154 | 15 |  | Solar | FIXED | Ground
SRP01034 | FRONIUS USA |  | 6000 | 1 |  |  | 0.96 | Solar Inverter |  | OUTDOOR
SRP01035 | ET SOLAR INDUSTRY | ET-P672230 | 230 | 56 | 154 | 15 |  | Solar | FIXED | Ground
SRP01035 | FRONIUS USA |  | 11400 | 1 |  |  | 0.96 | Solar Inverter |  | OUTDOOR
SRP01036 | SOLARWORLD | SW145 MONO | 245 | 3 | 140 | 5 |  | Solar | FIXED | Roof
SRP01036 | SOLARWORLD | SW145 MONO/P | 245 | 14 | 230 | 5 |  | Solar | FIXED | Roof
SRP01036 | SOLARWORLD | SW145 MONO | 245 | 8 | 230 | 12 |  | Solar | FIXED | Roof
SRP01036 | ENPHASE ENERGY | M200-32-208-S01 | 190 | 3 |  |  | 0.955 | Solar Inverter |  | INDOOR
SRP01036 | FRONIUS USA | IG 2000 | 2000 | 1 |  |  | 0.962 | Solar Inverter |  | INDOOR
SRP01036 | FRONIUS USA | IG 4000 | 4000 | 1 |  |  | 0.962 | Solar Inverter |  | INDOOR
SRP01037 | ET SOLAR INDUSTRY | ET-P672230 | 230 | 28 | 154 | 15 |  | Solar | FIXED | Ground
SRP01037 | FRONIUS USA |  | 6000 | 1 |  |  | 0.96 | Solar Inverter |  | OUTDOOR
SRP01038 | ET SOLAR INDUSTRY | ET-P672230 | 230 | 70 | 154 | 15 |  | Solar | FIXED | Ground
SRP01038 | FRONIUS USA |  | 6000 | 1 |  |  | 0.96 | Solar Inverter |  | OUTDOOR
SRP01038 | FRONIUS USA |  | 10000 | 1 |  |  | 0.995 | Solar Inverter |  | OUTDOOR
SRP01039 | ET SOLAR INDUSTRY | ET-P672230 | 230 | 28 | 154 | 15 |  | Solar | FIXED | Ground
SRP01039 | FRONIUS USA |  | 6000 | 1 |  |  | 0.96 | Solar Inverter |  | OUTDOOR
SRP01040 | ET SOLAR INDUSTRY | ET-P672230 | 230 | 28 | 154 | 15 |  | Solar | FIXED | Ground
SRP01040 | FRONIUS USA |  | 6000 | 1 |  |  | 0.96 | Solar Inverter |  | OUTDOOR
SRP01041 | SOLARWORLD | SW185MONO | 245 | 14 | 206 | 15 |  | Solar | FIXED | Roof
SRP01041 | SOLARWORLD | SW185MONO | 245 | 21 | 206 | 22 |  | Solar | FIXED | Roof
SRP01041 | FRONIUS USA | IG 4000 | 4000 | 1 |  |  | 0.965 | Solar Inverter |  | INDOOR
SRP01041 | FRONIUS USA | IG 5100 | 5100 | 1 |  |  | 0.965 | Solar Inverter |  | INDOOR
SRP01042 | ET SOLAR INDUSTRY | ET-P672230 | 230 | 70 | 154 | 15 |  | Solar | FIXED | Ground
SRP01042 | FRONIUS USA |  | 6000 | 1 |  |  | 0.96 | Solar Inverter |  | OUTDOOR
SRP01042 | FRONIUS USA |  | 10000 | 1 |  |  | 0.955 | Solar Inverter |  | OUTDOOR
SRP01043 | SHARP | ND-224U2 | 224 | 35 | 138 | 23 |  | Solar | FIXED | Roof
SRP01043 | SHARP | ND-224U1F | 224 | 9 | 228 | 23 |  | Solar | FIXED | Roof
SRP01043 | ENPHASE ENERGY | M175-24-208-S | 190 | 44 |  |  | 0.955 | Solar Inverter |  | OUTDOOR
SRP01044 | SUNPOWER |  | 238 | 660 | 287 | 18 |  | Solar | FIXED | Roof
SRP01044 | SATCON TECHNOLOGY | AE-30-60-PV-A | 30000 | 1 |  |  | 0.95 | Solar Inverter |  | OUTDOOR
SRP01045 | CHANGZHOU TRINA SOLAR ENERGY CO | TSM-185D | 235 | 24 | 258.2 | 45 |  | Solar | FIXED | Roof
SRP01045 | SMA AMERICA | SB5000US | 5000 | 1 |  |  | 0.96 | Solar Inverter |  | OUTDOOR
SRP01046 | BP SOLAR | BP3125S | 215 | 20 | 216 | 25 |  | Solar | FIXED | Roof
SRP01046 | FRONIUS USA | IG 5100 | 5000 | 1 |  |  | 0.955 | Solar Inverter
SRP01047 | BP SOLAR | SX3195B | 195 | 39 | 217 | 25 |  | Solar | FIXED | Roof
SRP01047 | SMA AMERICA | SB3000US (208V) | 3000 | 1 |  |  | 0.965 | Solar Inverter |  | Outside
SRP01047 | SMA AMERICA | SB5000US (208V) | 5000 | 1 |  |  | 0.965 | Solar Inverter |  | Outside
SRP01050 | SUNPOWER | SPR-225-BLK-U | 228 | 12 | 165 | 30 |  | Solar | FIXED | Roof
SRP01050 | SUNPOWER |  | 228 | 22 | 255 | 30 |  | Solar | FIXED | Roof
SRP01050 | SUNPOWER CORP (ORIGINAL MFRSMA) | SPR-3000M (208V) | 3000 | 1 |  |  | 0.965 | Solar Inverter |  | INDOOR
SRP01050 | SUNPOWER CORP (ORIGINAL MFRSMA) | SPR-5000M (208V) | 5000 | 1 |  |  | 0.968 | Solar Inverter |  | INDOOR
SRP01051 | CHANGZHOU TRINA SOLAR ENERGY CO | TSM-185D | 230 | 32 | 131 | 28 |  | Solar | FIXED | Roof
SRP01051 | FRONIUS USA | IG 4000 | 4000 | 2 |  |  | 0.952 | Solar Inverter |  | INDOOR
SRP01052 | SOLON AG FUER SOLARTECHNIK | P220/6+/01 230WP | 235 | 72 | 15 | 5 |  | Solar | FIXED | Roof
SRP01052 | SOLON AG FUER SOLARTECHNIK | P220/6+/01 230WP | 235 | 168 | 195 | 5 |  | Solar | FIXED | Roof
SRP01052 | SMA AMERICA | SB7000US (208V) | 7000 | 3 |  |  | 0.95 | Solar Inverter |  | INDOOR
SRP01052 | SMA AMERICA | SB7000US (208V) | 7000 | 4 |  |  | 0.95 | Solar Inverter |  | INDOOR
SRP01053 | SUNTECH POWER | STP180-24/AB-1 | 185 | 46 | 196 | 30 |  | Solar | FIXED | Roof
SRP01053 | PV POWERED | PVP3000 | 3000 | 1 |  |  | 0.935 | Solar Inverter |  | Inside
SRP01053 | PV POWERED | PVP4800 | 4800 | 1 |  |  | 0.96 | Solar Inverter |  | Inside
SRP01054 | BP SOLAR | BP3125S | 215 | 12 | 176 | 33 |  | Solar | FIXED | Roof
SRP01054 | BP SOLAR | BP3125S | 215 | 11 | 176 | 36 |  | Solar | FIXED | Roof
SRP01054 | ENPHASE ENERGY | M175-24-240-S02 | 190 | 23 |  |  | 0.955 | Solar Inverter |  | OUTDOOR
SRP01055 | SUNTECH POWER | STP210S-18/UB-1 | 240 | 3458 | 146 | 5 |  | Solar | FIXED | Roof
SRP01055 | ADVANCED ENERGY INDUSTRIES | 3159000-110 | 250000 | 1 |  |  | 0.975 | Solar Inverter |  | INDOOR
SRP01055 | ADVANCED ENERGY INDUSTRIES | 3159000-110 | 500000 | 1 |  |  | 0.975 | Solar Inverter |  | Inside
SRP01057 | CHANGZHOU TRINA SOLAR ENERGY CO | TSM-185D | 230 | 20 | 188 | 18 |  | Solar | FIXED | Roof
SRP01057 | PV POWERED | PVP4800 | 4800 | 1 |  |  | 0.95 | Solar Inverter |  | INDOOR
SRP01059 | CHANGZHOU TRINA SOLAR ENERGY CO | TSM-185D | 235 | 18 | 100 | 18 |  | Solar | FIXED | Roof
SRP01059 | PV POWERED | PVP3500 | 3500 | 1 |  |  | 0.955 | Solar Inverter |  | INDOOR
SRP01060 | CHANGZHOU TRINA SOLAR ENERGY CO | TSM-185D | 230 | 40 | 204 | 24 |  | Solar | FIXED | Roof
SRP01060 | PV POWERED | PVP4800 | 4800 | 2 |  |  | 0.96 | Solar Inverter |  | Outside
SRP01062 | SHARP | ND-208UC1 | 208 | 22 | 141 | 40 |  | Solar | FIXED | Roof
SRP01062 | SOLECTRIA RENEWABLES | PVI 4000 (208V) | 4000 | 1 |  |  | 0.96 | Solar Inverter |  | INDOOR
SRP01063 | CHANGZHOU TRINA SOLAR ENERGY CO | TSM-185D | 230 | 24 | 96 | 30 |  | Solar | FIXED | Roof
SRP01063 | SUNPOWER | SPR-230-WHT-U | 230 | 20 | 180 | 30 |  | Solar | FIXED | Roof
SRP01063 | SUNPOWER CORP (ORIGINAL MFRSMA) | SPR-5000M (240V) | 5000 | 2 |  |  | 0.968 | Solar Inverter |  | INDOOR
SRP01064 | ET SOLAR INDUSTRY | ET-P672275 | 275 | 14 | 244 | 5 |  | Solar | FIXED | Roof
SRP01064 | ET SOLAR INDUSTRY | ET-P672275 | 275 | 22 | 244 | 20 |  | Solar | FIXED | Roof
SRP01064 | SMA AMERICA | SB3000US (208V) | 3000 | 1 |  |  | 0.965 | Solar Inverter |  | OUTDOOR
SRP01064 | SMA AMERICA | SB5000US | 5000 | 1 |  |  | 0.968 | Solar Inverter |  | OUTDOOR
SRP01065 | CANADIAN SOLAR | CS5P-230 | 230 | 117 | 145 | 30 |  | Solar | FIXED | Ground
SRP01065 | SMA AMERICA | SB7000US (277V) | 8000 | 3 |  |  | 0.965 | Solar Inverter |  | INDOOR
SRP01066 | SUNPOWER | SPR-230-WHT-U | 230 | 40 | 160 | 30 |  | Solar | FIXED | Roof
SRP01066 | SUNPOWER CORP (ORIGINAL MFRSMA) | SPR-4000M (208V) | 4000 | 2 |  |  | 0.968 | Solar Inverter |  | INDOOR
SRP01067 | SOLARWORLD | SW185MONO | 240 | 5252 | 181 | 10 |  | Solar | FIXED | Roof
SRP01067 | PV POWERED | PVP100KW-208 | 100000 | 1 |  |  | 0.96 | Solar Inverter |  | OUTDOOR
SRP01067 | PV POWERED | PVP2000EVR | 260000 | 4 |  |  | 0.96 | Solar Inverter |  | OUTDOOR
SRP01068 | SUNTECH POWER | STP21018 | 205 | 30 | 221 | 5 |  | Solar | FIXED | Roof
SRP01068 | SMA AMERICA | SB6000U (240V) | 6000 | 1 |  |  | 0.97 | Solar Inverter |  | OUTDOOR
SRP01069 | CHANGZHOU TRINA SOLAR ENERGY CO | TSM-185D | 230 | 35 | 172 | 31 |  | Solar | FIXED | Roof
SRP01069 | SMA AMERICA | SB3000US (240V) | 3000 | 1 |  |  | 0.961 | Solar Inverter |  | INDOOR
SRP01069 | SMA AMERICA | SB6000U (240V) | 6000 | 1 |  |  | 0.97 | Solar Inverter |  | INDOOR
SRP01070 | SUNTECH POWER | STP180S-24/AB-1 | 185 | 40 | 221 | 22 |  | Solar | FIXED | Roof
SRP01070 | SUNTECH POWER | STP180S-24/AB-1 | 185 | 41 | 131 | 32 |  | Solar | FIXED | Roof
SRP01070 | SMA AMERICA | SB3000US (208V) | 3000 | 1 |  |  | 0.96 | Solar Inverter |  | INDOOR
SRP01070 | SMA AMERICA | SB5000US | 5000 | 1 |  |  | 0.96 | Solar Inverter |  | INDOOR
SRP01070 | SMA AMERICA | SB7000US (208V) | 7000 | 1 |  |  | 0.97 | Solar Inverter |  | INDOOR
SRP01072 | SUNTECH POWER | STP200-18/UB-1 | 205 | 30 | 249.1 | 30 |  | Solar | FIXED | Roof
SRP01072 | PV POWERED | PVP2500 | 2500 | 1 |  |  | 0.945 | Solar Inverter |  | Inside
SRP01072 | PV POWERED | PVP3000 | 3000 | 1 |  |  | 0.935 | Solar Inverter |  | INDOOR
SRP01073 | SUNTECH POWER | STP200UB | 205 | 78 | 167 | 30 |  | Solar | FIXED | Ground
SRP01073 | SMA AMERICA | SB5000US (208V) | 5000 | 3 |  |  | 0.968 | Solar Inverter |  | OUTDOOR
SRP01074 | SUNTECH POWER | STP200UB | 205 | 22 | 155.4 | 20 |  | Solar | FIXED | Roof
SRP01074 | PV POWERED | PVP4800 | 4800 | 1 |  |  | 0.96 | Solar Inverter |  | INDOOR
SRP01075 | SUNTECH POWER | STP21018 | 205 | 18 | 198.4 | 33 |  | Solar | FIXED | Roof
SRP01075 | PV POWERED | PVP3500 | 3500 | 1 |  |  | 0.955 | Solar Inverter |  | INDOOR
SRP01076 | SUNTECH POWER | STP200UB | 205 | 44 | 138.7 | 32 |  | Solar | FIXED | Roof
SRP01076 | PV POWERED | PVP4800 | 4800 | 2 |  |  | 0.96 | Solar Inverter |  | INDOOR
SRP01077 | MATRIX SOLAR/PHOTOWATT | PW1000-105 | 240 | 41 | 229 | 19 |  | Solar | FIXED | Roof
SRP01077 | MATRIX SOLAR/PHOTOWATT | PW1000-105 | 240 | 14 | 139 | 27 |  | Solar | FIXED | Roof
SRP01077 | ENPHASE ENERGY | M200-32-240-S01 | 215 | 55 |  |  | 0.955 | Solar Inverter |  | OUTDOOR
SRP01078 | CEEG (SHANGHAI) SOLAR SCIENCE AND TECHNOLOGY CO | SST 175-72M | 275 | 18 | 218 | 30 |  | Solar | FIXED | Roof
SRP01078 | SMA AMERICA | SB4000US (240V) | 4000 | 1 |  |  | 0.96 | Solar Inverter |  | Inside
SRP01079 | ET SOLAR INDUSTRY | ET-P672275 | 275 | 20 | 193 | 35 |  | Solar | FIXED | Roof
SRP01079 | SMA AMERICA | SB5000US | 5000 | 1 |  |  | 0.968 | Solar Inverter |  | Inside
SRP01080 | SANYO ELECTRIC | HIP-205BA5 | 220 | 16 | 267 | 32 |  | Solar | FIXED | Roof
SRP01080 | SANYO ELECTRIC | HIP-205BA5 | 220 | 27 | 267 | 37 |  | Solar | FIXED | Roof
SRP01080 | FRONIUS USA |  | 3800 | 1 |  |  | 0.96 | Solar Inverter |  | INDOOR
SRP01080 | FRONIUS USA |  | 6000 | 1 |  |  | 0.96 | Solar Inverter |  | INDOOR
SRP01081 | ET SOLAR INDUSTRY | ET-P672275 | 275 | 22 | 265 | 28 |  | Solar | FIXED | Roof
SRP01081 | SMA AMERICA | SB5000US | 5000 | 1 |  |  | 0.96 | Solar Inverter |  | Outside
SRP01082 | REC SCANMODULE | SCM230 | 235 | 378 | 130 | 20 |  | Solar | FIXED | Roof
SRP01082 | SOLECTRIA RENEWABLES | PVI82KW-208 | 82000 | 1 |  |  | 0.965 | Solar Inverter |  | INDOOR
SRP01083 | BP SOLAR | SX3200B | 215 | 12 | 206 | 36 |  | Solar | FIXED | Roof
SRP01083 | FRONIUS USA |  | 3000 | 1 |  |  | 0.952 | Solar Inverter |  | INDOOR
SRP01084 | SUNPOWER | SPR-230-WHT-U | 230 | 19 | 187 | 28 |  | Solar | FIXED | Roof
SRP01084 | SUNPOWER | SPR-230-WHT-U | 230 | 13 | 97 | 38 |  | Solar | FIXED | Roof
SRP01084 | ENPHASE ENERGY | M200-32-240-S02 | 210 | 32 |  |  | 0.96 | Solar Inverter |  | Outside
SRP01085 | ET SOLAR INDUSTRY | ET-P672275 | 275 | 36 | 180 | 30 |  | Solar | FIXED | Roof
SRP01085 | FRONIUS USA |  | 10000 | 1 |  |  | 0.96 | Solar Inverter |  | Outside
SRP01087 | CHANGZHOU TRINA SOLAR ENERGY CO | TSM-185D | 230 | 40 | 180 | 30 |  | Solar | FIXED | Ground
SRP01087 | PV POWERED | PVP5200 | 4800 | 2 |  |  | 0.95 | Solar Inverter |  | INDOOR
SRP01089 | SUNPOWER | SPR-315E-WHT-U | 318 | 728 | 83 | 14 |  | Solar | FIXED | Roof
SRP01089 | SUNPOWER | SPR-315E-WHT-U | 318 | 728 | 263 | 14 |  | Solar | FIXED | Roof
SRP01089 | SATCON TECHNOLOGY | AE-100-60-PV-A | 100000 | 4 |  |  | 0.97 | Solar Inverter |  | OUTDOOR
SRP01090 | CHANGZHOU TRINA SOLAR ENERGY CO | TSM-185D | 235 | 12 | 220 | 22 |  | Solar | FIXED | Roof
SRP01090 | CHANGZHOU TRINA SOLAR ENERGY CO | TSM-185D | 235 | 12 | 220 | 33 |  | Solar | FIXED | Roof
SRP01090 | SMA AMERICA | SB4000US (208V) | 4000 | 2 |  |  | 0.96 | Solar Inverter |  | INDOOR
SRP01091 | SUNPOWER | SPR-225-BLK-U | 225 | 36 | 152 | 35 |  | Solar | FIXED | Roof
SRP01091 | SUNPOWER CORP (ORIGINAL MFRFRONIUS) | SPR-8000F-240 | 8000 | 1 |  |  | 0.962 | Solar Inverter |  | OUTDOOR
SRP01093 | CANADIAN SOLAR | CS6P-230 | 385 | 14 | 199 | 33 |  | Solar | FIXED | Roof
SRP01093 | CANADIAN SOLAR | CS6P-230 | 385 | 12 | 219 | 33 |  | Solar | FIXED | Roof
SRP01093 | POWER-ONE | PVI-5000-OUTD-US (208 V) | 5000 | 2 |  |  | 0.971 | Solar Inverter |  | OUTDOOR
SRP01094 | BP SOLAR | BP3170N | 230 | 45 | 122 | 22 |  | Solar | FIXED | Roof
SRP01094 | BP SOLAR | BP3140S | 230 | 21 | 180 | 35 |  | Solar | FIXED | Roof
SRP01094 | FRONIUS USA | IG 5100 | 5100 | 3 |  |  | 0.95 | Solar Inverter |  | INDOOR
SRP01095 | SHARP | ND-224U2 | 235 | 72 | 180 | 10 |  | Solar | FIXED | Roof
SRP01095 | ENPHASE ENERGY | M200-32-208-S01 | 190 | 72 |  |  | 0.955 | Solar Inverter |  | OUTDOOR
SRP01096 | SUNPOWER | SPR-225-BLK-U | 225 | 20 | 129 | 43 |  | Solar | FIXED | Roof
SRP01096 | SUNPOWER | SPR-225-BLK-U | 225 | 20 | 219 | 43 |  | Solar | FIXED | Roof
SRP01096 | SUNPOWER CORP (ORIGINAL MFRFRONIUS) | SPR-8000F-208 | 8000 | 1 |  |  | 0.96 | Solar Inverter |  | INDOOR
SRP01097 | SUNTECH POWER | STP180S-24/AB-1 | 185 | 42 | 117 | 9 |  | Solar | FIXED | Roof
SRP01097 | SMA AMERICA | SB4000US (208V) | 4000 | 2 |  |  | 0.96 | Solar Inverter |  | INDOOR
SRP01098 | REC SCANMODULE | SCM230 | 230 | 6 | 213 | 7 |  | Solar | FIXED | Roof
SRP01098 | REC SCANMODULE | SCM230 | 230 | 16 | 213 | 34 |  | Solar | FIXED | Roof
SRP01098 | ENPHASE ENERGY | M200-32-240-S02 | 380 | 11 |  |  | 0.95 | Solar Inverter |  | Outside
SRP01099 | SOLARWORLD | SW185MONO | 245 | 63 | 180 | 20 |  | Solar | FIXED | Ground
SRP01099 | SMA AMERICA | SB5000US (208V) | 5000 | 1 |  |  | 0.967 | Solar Inverter |  | OUTDOOR
SRP01099 | SMA AMERICA | SB700U | 8000 | 1 |  |  | 0.963 | Solar Inverter |  | OUTDOOR
SRP01100 | SUNPOWER CORP (ORIGINAL MFRFRONIUS) | SPR-3300F-208 | 230 | 48 | 202 | 22 |  | Solar | FIXED | Roof
SRP01100 | SUNPOWER CORP (ORIGINAL MFRFRONIUS) | SPR-4000F-208 | 4000 | 1 |  |  | 0.968 | Solar Inverter |  | INDOOR
SRP01100 | SUNPOWER CORP (ORIGINAL MFRSMA) | SPR-7000M (208V) | 7000 | 1 |  |  | 0.971 | Solar Inverter |  | INDOOR
SRP01101 | CHANGZHOU TRINA SOLAR ENERGY CO | TSM-185D | 235 | 20 | 215 | 20 |  | Solar | FIXED | Roof
SRP01101 | PV POWERED | PVP4800 | 4800 | 1 |  |  | 0.96 | Solar Inverter |  | INDOOR
SRP01102 | SUNPOWER | SPR-230-WHT-U | 230 | 10 | 103 | 21 |  | Solar | FIXED | Roof
SRP01102 | SUNPOWER | SPR-230-WHT-U | 230 | 23 | 193 | 22 |  | Solar | FIXED | Roof
SRP01102 | ENPHASE ENERGY | M200-32-240-S02 | 210 | 33 |  |  | 0.955 | Solar Inverter |  | OUTDOOR
SRP01103 | SUNPOWER | SPR-225-BLK-U | 225 | 34 | 153 | 34 |  | Solar | FIXED | Roof
SRP01103 | SUNPOWER CORP (ORIGINAL MFRSMA) | SPR-3000M (208V) | 3000 | 1 |  |  | 0.968 | Solar Inverter |  | INDOOR
SRP01103 | SUNPOWER CORP (ORIGINAL MFRSMA) | SPR-4000M (208V) | 4000 | 1 |  |  | 0.968 | Solar Inverter |  | INDOOR
SRP01104 | SUNPOWER | SPR-225-BLK-U | 225 | 30 | 235 | 21 |  | Solar | FIXED | Roof
SRP01104 | SUNPOWER CORP (ORIGINAL MFRSMA) | SPR-6000M (208V) | 6000 | 1 |  |  | 0.97 | Solar Inverter |  | OUTDOOR
SRP01105 | SANYO ELECTRIC | HIP-205BA5 | 220 | 24 | 152 | 30 |  | Solar | FIXED | Roof
SRP01105 | SMA AMERICA | SB6000U (208V) | 6000 | 1 |  |  | 0.97 | Solar Inverter |  | INDOOR
SRP01106 | SCHOTT SOLAR | ASE-250DGF/50-230 | 230 | 742 | 210 | 5 |  | Solar | FIXED | Roof
SRP01106 | SAT CON | AE-135-60 PV | 135000 | 1 |  |  | 0.96 | Solar Inverter |  | OUTDOOR
SRP01107 | SUNTECH POWER | STP180S-24/AB-1 | 185 | 51 | 160 | 18 |  | Solar | FIXED | Roof
SRP01107 | SUNTECH POWER | STP190-18/UB-1 | 185 | 20 | 245 | 18 |  | Solar | FIXED | Roof
SRP01107 | SMA AMERICA | SB3000US (208V) | 3000 | 1 |  |  | 0.966 | Solar Inverter |  | OUTDOOR
SRP01107 | SMA AMERICA | SB4000US (208V) | 4000 | 1 |  |  | 0.968 | Solar Inverter |  | OUTDOOR
SRP01107 | SMA AMERICA | SB6000U (208V) | 6000 | 1 |  |  | 0.97 | Solar Inverter |  | OUTDOOR
SRP01108 | SCHOTT SOLAR | ASE-250DGF/50-230 | 230 | 1148 | 185 | 5 |  | Solar | FIXED | Roof
SRP01108 | SAT CON | AE-225-60-PV-A & AE-50-60-PV-A | 250000 | 1 |  |  | 0.9602 | Solar Inverter |  | OUTDOOR
SRP01109 | CHANGZHOU TRINA SOLAR ENERGY CO | TSM-185D | 235 | 90 | 129.2 | 19 |  | Solar | FIXED | Roof
SRP01109 | CHANGZHOU TRINA SOLAR ENERGY CO | TSM-185D | 235 | 70 | 219.2 | 19 |  | Solar | FIXED | Roof
SRP01109 | SMA AMERICA | SB5000US | 5000 | 1 |  |  | 0.96 | Solar Inverter |  | Outside
SRP01109 | SMA AMERICA | SB6000U (208V) | 6000 | 2 |  |  | 0.97 | Solar Inverter |  | Outside
SRP01109 | SMA AMERICA | SB7000US (208V) | 7000 | 3 |  |  | 0.97 | Solar Inverter |  | Outside
SRP01110 | SUNTECH POWER | STP180S-24/AB-1 | 185 | 34 | 127 | 16 |  | Solar | FIXED | Roof
SRP01110 | SUNTECH POWER | STP180S-24/AB-1 | 185 | 12 | 215 | 16 |  | Solar | FIXED | Roof
SRP01110 | PV POWERED | PVP2000 | 2000 | 1 |  |  | 0.95 | Solar Inverter |  | INDOOR
SRP01110 | PV POWERED | PVP3000 | 3000 | 2 |  |  | 0.95 | Solar Inverter |  | INDOOR
SRP01111 | ET SOLAR INDUSTRY | ET-P672275 | 275 | 24 | 111 | 27 |  | Solar | FIXED | Roof
SRP01111 | SMA AMERICA | SB6000U (208V) | 6000 | 1 |  |  | 0.96 | Solar Inverter |  | OUTDOOR
SRP01112 | ET SOLAR INDUSTRY | ET-P672230 | 235 | 33 | 210 | 22 |  | Solar | FIXED | Roof
SRP01112 | SMA AMERICA | SB7000US (277V) | 7000 | 1 |  |  | 0.97 | Solar Inverter |  | OUTDOOR
SRP01114 | ET SOLAR INDUSTRY | ET-P672230 | 230 | 39 | 143 | 37 |  | Solar | FIXED | Roof
SRP01114 | SMA AMERICA | SB7000US (277V) | 8000 | 1 |  |  | 0.96 | Solar Inverter |  | Outside
SRP01115 | SUNPOWER | SPR-225-BLK-U | 225 | 20 | 252 | 30 |  | Solar | FIXED | Roof
SRP01115 | SUNPOWER CORP (ORIGINAL MFRSMA) | SPR-5000M (208V) | 5000 | 1 |  |  | 0.97 | Solar Inverter |  | INDOOR
SRP01116 | SUNTECH POWER | STP210-18/UB-1 | 210 | 21 | 183 | 39 |  | Solar | FIXED | Roof
SRP01116 | PV POWERED | PVP5200 | 6000 | 1 |  |  | 0.965 | Solar Inverter |  | INDOOR
SRP01117 | SUNTECH POWER | STP210S-18/UB-1 | 270 | 1100 | 190 | 10 |  | Solar | FIXED | Roof
SRP01117 | SATCON TECHNOLOGY | PVS-250 (480 V) | 250000 | 1 |  |  | 0.96 | Solar Inverter |  | INDOOR
SRP01118 | CHANGZHOU TRINA SOLAR ENERGY CO | TSM-185D | 230 | 104 | 97 | 2 |  | Solar | FIXED | Roof
SRP01118 | SMA AMERICA | SB6000U (208V) | 6000 | 4 |  |  | 0.968 | Solar Inverter |  | Inside
SRP01119 | CHANGZHOU TRINA SOLAR ENERGY CO | TSM-185D | 230 | 52 | 97 | 2 |  | Solar | FIXED | Roof
SRP01119 | CHANGZHOU TRINA SOLAR ENERGY CO | TSM-185D | 230 | 52 | 277 | 2 |  | Solar | FIXED | Roof
SRP01119 | SMA AMERICA | SB6000U (208V) | 6000 | 3 |  |  | 0.968 | Solar Inverter |  | Inside
SRP01119 | SMA AMERICA | SB7000US (208V) | 7000 | 1 |  |  | 0.968 | Solar Inverter |  | Inside
SRP01120 | NINGBO SOLAR ELECTRIC POWER | TDB125X125-72-P 175W | 230 | 575 | 205 | 15 |  | Solar | FIXED | Roof
SRP01120 | ENPHASE ENERGY | M200-32-240-S02 | 190 | 575 |  |  | 0.96 | Solar Inverter |  | OUTDOOR
SRP01123 | CHANGZHOU TRINA SOLAR ENERGY CO | TSM-185D | 235 | 42 | 179 | 20 |  | Solar | FIXED | Roof
SRP01123 | PV POWERED | PVP4800 | 4800 | 1 |  |  | 0.96 | Solar Inverter |  | OUTDOOR
SRP01123 | PV POWERED | PVP4800 | 4800 | 1 |  |  | 0.96 | Solar Inverter |  | OUTDOOR
SRP01124 | CHANGZHOU TRINA SOLAR ENERGY CO | TSM-185D | 235 | 44 | 180 | 30 |  | Solar | FIXED | Ground
SRP01124 | PV POWERED | PVP3000 | 3000 | 2 |  |  | 0.935 | Solar Inverter |  | OUTDOOR
SRP01124 | PV POWERED | PVP3500 | 3500 | 1 |  |  | 0.955 | Solar Inverter |  | OUTDOOR
SRP01126 | SUNPOWER CORP (ORIGINAL MFRFRONIUS) | SPR-3300F-208 | 320 | 6240 | 207 | 5 |  | Solar | FIXED | Roof
SRP01126 | SATCON TECHNOLOGY | PVS-250 (240 V) | 250000 | 1 |  |  | 0.96 | Solar Inverter |  | OUTDOOR
SRP01126 | SATCON TECHNOLOGY | PVS-500 (480 V) | 500000 | 3 |  |  | 0.96 | Solar Inverter |  | OUTDOOR
SRP01127 | SOLARWORLD | SW185MONO | 245 | 588 | 212 | 10 |  | Solar | FIXED | Roof
SRP01127 | SATCON TECHNOLOGY | PVS-135 (208 V) | 135000 | 1 |  |  | 0.96 | Solar Inverter |  | INDOOR
SRP01129 | SOLARWORLD | SW185MONO | 245 | 1232 | 212 | 10 |  | Solar | FIXED | Roof
SRP01129 | PV POWERED | PVP100KW-480 | 260000 | 1 |  |  | 0.97 | Solar Inverter |  | INDOOR
SRP01130 | SUNTECH POWER | STP200UB | 235 | 42 | 281 | 25 |  | Solar | FIXED | Roof
SRP01130 | PV POWERED | PVP4800 | 4800 | 1 |  |  | 0.96 | Solar Inverter |  | Inside
SRP01130 | PV POWERED | PVP4800 | 4800 | 1 |  |  | 0.96 | Solar Inverter |  | Inside
SRP01131 | CANADIAN SOLAR | CS6P-230 | 230 | 56 | 136 | 0 |  | Solar | FIXED | Roof
SRP01131 | CANADIAN SOLAR | CS6P-230 | 230 | 64 | 136 | 5 |  | Solar | FIXED | Roof
SRP01131 | ENPHASE ENERGY | M200-32-208-S01 | 215 | 120 |  |  | 0.963 | Solar Inverter |  | OUTDOOR
SRP01132 | SUNTECH POWER | STP200UB | 205 | 28 | 270.6 | 30 |  | Solar | FIXED | Roof
SRP01132 | SMA AMERICA | SB6000U (208V) | 6000 | 1 |  |  | 0.97 | Solar Inverter |  | INDOOR
SRP01133 | CHANGZHOU TRINA SOLAR ENERGY CO | TSM-185D | 235 | 42 | 228 | 20 |  | Solar | FIXED | Roof
SRP01133 | PV POWERED | PVP4800 | 4800 | 1 |  |  | 0.96 | Solar Inverter |  | OUTDOOR
SRP01133 | PV POWERED | PVP4800 | 4800 | 1 |  |  | 0.96 | Solar Inverter |  | OUTDOOR
SRP01134 | CHANGZHOU TRINA SOLAR ENERGY CO | TSM-185D | 235 | 948 | 182 | 10 |  | Solar | FIXED | Roof
SRP01134 | PV POWERED | PVP100KW-208 | 100000 | 2 |  |  | 0.955 | Solar Inverter |  | OUTDOOR
SRP01135 | SUNTECH POWER | STP200UB | 205 | 244 | 127.5 | 4 |  | Solar | FIXED | Roof
SRP01135 | PV POWERED | PVP5200 | 5000 | 8 |  |  | 0.96 | Solar Inverter |  | Outside
SRP01135 | PV POWERED | PVP5200 | 7000 | 1 |  |  | 0.97 | Solar Inverter |  | OUTDOOR
SRP01136 | CHANGZHOU TRINA SOLAR ENERGY CO | TSM-185D | 235 | 14 | 114 | 25 |  | Solar | FIXED | Roof
SRP01136 | CHANGZHOU TRINA SOLAR ENERGY CO | TSM-185D | 235 | 14 | 114 | 25 |  | Solar | FIXED | Roof
SRP01136 | PV POWERED | PVP3000 | 3000 | 1 |  |  | 0.94 | Solar Inverter |  | Outside
SRP01136 | PV POWERED | PVP3000 | 3000 | 1 |  |  | 0.94 | Solar Inverter |  | Outside
SRP01137 | CHANGZHOU TRINA SOLAR ENERGY CO | TSM-185D | 235 | 40 | 114 | 25 |  | Solar | FIXED | Roof
SRP01137 | PV POWERED | PVP4800 | 4800 | 2 |  |  | 0.96 | Solar Inverter |  | OUTDOOR
SRP01138 | CHANGZHOU TRINA SOLAR ENERGY CO | TSM-185D | 235 | 28 | 114 | 25 |  | Solar | FIXED | Roof
SRP01138 | PV POWERED | PVP3000 | 3000 | 2 |  |  | 0.94 | Solar Inverter |  | OUTDOOR
SRP01139 | SOLON AG FUER SOLARTECHNIK | P220/6+/01 230WP | 235 | 26 | 148.5 | 42.5 |  | Solar | FIXED | Roof
SRP01139 | SOLON AG FUER SOLARTECHNIK | P220/6+/01 200WP | 235 | 34 | 238.5 | 42.5 |  | Solar | FIXED | Roof
SRP01139 | SMA AMERICA | SB3000US (240V) | 3000 | 1 |  |  | 0.97 | Solar Inverter |  | INDOOR
SRP01139 | SMA AMERICA | SB4000US (208V) | 4000 | 1 |  |  | 0.97 | Solar Inverter |  | INDOOR
SRP01139 | SMA AMERICA | SB6000U (240V) | 6000 | 1 |  |  | 0.97 | Solar Inverter |  | INDOOR
SRP01140 | CHANGZHOU TRINA SOLAR ENERGY CO | TSM-185D | 235 | 24 | 180 | 10 |  | Solar | FIXED | Roof
SRP01140 | CHANGZHOU TRINA SOLAR ENERGY CO | TSM-185D | 235 | 11 | 268.3 | 25 |  | Solar | FIXED | Roof
SRP01140 | CHANGZHOU TRINA SOLAR ENERGY CO | TSM-185D | 235 | 10 | 268.3 | 30 |  | Solar | FIXED | Roof
SRP01140 | PV POWERED | PVP2000 | 2000 | 1 |  |  | 0.935 | Solar Inverter |  | INDOOR
SRP01140 | PV POWERED | PVP2500 | 2500 | 3 |  |  | 0.92 | Solar Inverter |  | INDOOR
SRP01141 | CHANGZHOU TRINA SOLAR ENERGY CO | TSM-185D | 235 | 44 | 162.5 | 18 |  | Solar | FIXED | Roof
SRP01141 | PV POWERED | PVP4800 | 4800 | 2 |  |  | 0.96 | Solar Inverter |  | INDOOR
SRP01142 | SUNPOWER | SPR-225-BLK-U | 225 | 44 | 193 | 36 |  | Solar | FIXED | Roof
SRP01142 | SUNPOWER CORP (ORIGINAL MFRSMA) | SPR4000 | 4000 | 1 |  |  | 0.96 | Solar Inverter |  | Inside
SRP01142 | SUNPOWER CORP (ORIGINAL MFRSMA) | SPR-5000M (208V) | 5000 | 1 |  |  | 0.96 | Solar Inverter |  | Inside
SRP01143 | SUNTECH POWER | STP21018 | 205 | 28 | 245 | 25 |  | Solar | FIXED | Roof
SRP01143 | SMA AMERICA | SB6000U (208V) | 6000 | 1 |  |  | 0.97 | Solar Inverter |  | INDOOR
SRP01144 | SUNTECH POWER | STP200UB | 205 | 16 | 185.2 | 25 |  | Solar | FIXED | Roof
SRP01144 | PV POWERED | PVP3000 | 3000 | 1 |  |  | 0.935 | Solar Inverter |  | INDOOR
SRP01145 | SUNPOWER | SPR-305-WHT-U | 228 | 1040 | 166 | 9.5 |  | Solar | FIXED | Roof
SRP01145 | SATCON TECHNOLOGY | PVS-250 (208 V) | 250000 | 1 |  |  | 0.96 | Solar Inverter |  | OUTDOOR
SRP01146 | BP SOLAR | SX3200B | 215 | 7 | 125 | 21 |  | Solar | FIXED | Roof
SRP01146 | BP SOLAR | BP3170N | 215 | 18 | 125 | 32 |  | Solar | FIXED | Roof
SRP01146 | FRONIUS USA | IG 2000 | 2000 | 1 |  |  | 0.95 | Solar Inverter |  | INDOOR
SRP01146 | FRONIUS USA | IG 4000 | 4000 | 1 |  |  | 0.95 | Solar Inverter |  | INDOOR
SRP01147 | SUNTECH POWER | STP200UB | 205 | 22 | 216.3 | 25 |  | Solar | FIXED | Roof
SRP01147 | PV POWERED | PVP4800 | 4800 | 1 |  |  | 0.96 | Solar Inverter |  | INDOOR
SRP01149 | SUNTECH POWER | STP200UB | 185 | 49 | 114.5 | 25 |  | Solar | FIXED | Roof
SRP01149 | SMA AMERICA | SB4000US (208V) | 4000 | 1 |  |  | 0.96 | Solar Inverter |  | INDOOR
SRP01149 | SMA AMERICA | SB5000US | 5000 | 1 |  |  | 0.96 | Solar Inverter |  | INDOOR
SRP01150 | CHANGZHOU TRINA SOLAR ENERGY CO | TSM-185D | 230 | 25 | 253 | 35 |  | Solar | FIXED | Roof
SRP01150 | CHANGZHOU TRINA SOLAR ENERGY CO | TSM-185D | 235 | 13 | 164 | 40 |  | Solar | FIXED | Roof
SRP01150 | ENPHASE ENERGY | M175-24-240-S01 | 235 | 38 |  |  | 0.955 | Solar Inverter |  | OUTDOOR
SRP01151 | SUNTECH POWER | STP200UB | 205 | 26 | 210.6 | 25 |  | Solar | FIXED | Roof
SRP01151 | SMA AMERICA | SB5000US | 5000 | 1 |  |  | 0.96 | Solar Inverter |  | INDOOR
SRP01152 | SOLON AG FUER SOLARTECHNIK | P220/6+/01 235WP | 235 | 10 | 171 | 36.9 |  | Solar | FIXED | Roof
SRP01152 | SOLON AG FUER SOLARTECHNIK | P220/6+/01 230WP | 235 | 60 | 261 | 39.8 |  | Solar | FIXED | Roof
SRP01152 | SMA AMERICA | SB5000US (240V) | 5000 | 1 |  |  | 0.97 | Solar Inverter |  | INDOOR
SRP01152 | SMA AMERICA | SB7000US (208V) | 7000 | 2 |  |  | 0.97 | Solar Inverter |  | INDOOR
SRP01156 | SUNPOWER | SPR-225-BLK-U | 225 | 32 | 128 | 25 |  | Solar | FIXED | Roof
SRP01156 | SUNPOWER CORP (ORIGINAL MFRSMA) | SPR-7000M (208V) | 7000 | 1 |  |  | 0.962 | Solar Inverter |  | OUTDOOR
SRP01157 | SCHUCO USA | SWR2100U | 215 | 36 | 180 | 0 |  | Solar | FIXED | Roof
SRP01157 | SMA AMERICA | SB7000US (208V) | 7000 | 1 |  |  | 0.97 | Solar Inverter |  | Inside
SRP01158 | SOLARWORLD | SW185MONO | 235 | 20 | 107 | 15 |  | Solar | FIXED | Roof
SRP01158 | SOLARWORLD | SW185MONO | 235 | 20 | 197 | 36 |  | Solar | FIXED | Roof
SRP01158 | FRONIUS USA | IG 5100 | 5100 | 2 |  |  | 0.962 | Solar Inverter |  | INDOOR
SRP01159 | BP SOLAR | BP3170N | 215 | 32 | 155 | 32 |  | Solar | FIXED | Ground
SRP01159 | FRONIUS USA | IG 4000 | 4000 | 2 |  |  | 0.95 | Solar Inverter |  | OUTDOOR
SRP01160 | SUNPOWER CORP (ORIGINAL MFRSMA) | SPR-3000M (208V) | 238 | 39 | 148 | 32 |  | Solar | FIXED | Roof
SRP01160 | SUNPOWER CORP (ORIGINAL MFRSMA) | SPR-3000M (208V) | 3000 | 1 |  |  | 0.968 | Solar Inverter |  | Outside
SRP01160 | SUNPOWER CORP (ORIGINAL MFRSMA) | SPR-7000M (208V) | 7000 | 1 |  |  | 0.971 | Solar Inverter |  | Outside
SRP01161 | SOLARWORLD | SW185MONO | 240 | 17 | 131 | 20 |  | Solar | FIXED | Roof
SRP01161 | SOLARWORLD | SW185MONO | 240 | 5 | 220 | 20 |  | Solar | FIXED | Roof
SRP01161 | ENPHASE ENERGY | M200-32-208-S01 | 190 | 22 |  |  | 0.97 | Solar Inverter |  | OUTDOOR
SRP01163 | NATCON7 | PMRS | 280 | 275 | 195 | 5 |  | Solar | FIXED | Roof
SRP01163 | PV POWERED | PVP75KW-208 | 75000 | 1 |  |  | 0.955 | Solar Inverter |  | INDOOR
SRP01164 | BP SOLAR | SX3200W | 215 | 7 | 138 | 15 |  | Solar | FIXED | Roof
SRP01164 | BP SOLAR | SX3200W | 215 | 8 | 138 | 35 |  | Solar | FIXED | Roof
SRP01164 | BP SOLAR | SX3200B_Q | 215 | 8 | 224 | 35 |  | Solar | FIXED | Roof
SRP01164 | FRONIUS USA | IG 2000 | 2000 | 3 |  |  | 0.955 | Solar Inverter |  | OUTDOOR
SRP01165 | SUNPOWER | SPR-225-BLK-U | 225 | 28 | 206 | 45 |  | Solar | FIXED | Roof
SRP01165 | SUNPOWER CORP (ORIGINAL MFRFRONIUS) | SPR-6500F-208 | 6500 | 1 |  |  | 0.962 | Solar Inverter |  | INDOOR
SRP01167 | CANADIAN SOLAR | CS5P-240 | 250 | 40 | 182 | 25 |  | Solar | FIXED | Roof
SRP01167 | FRONIUS USA |  | 3800 | 1 |  |  | 0.96 | Solar Inverter |  | INDOOR
SRP01167 | FRONIUS USA |  | 6000 | 1 |  |  | 0.96 | Solar Inverter |  | Inside
SRP01168 | CANADIAN SOLAR | CS6P-230 | 290 | 52 | 190 | 10 |  | Solar | FIXED | Roof
SRP01168 | SMA AMERICA | SB5000US | 5000 | 3 |  |  | 0.968 | Solar Inverter |  | Outside
SRP01169 | CHANGZHOU TRINA SOLAR ENERGY CO | TSM-185D | 230 | 12 | 113 | 32 |  | Solar | FIXED | Roof
SRP01169 | CHANGZHOU TRINA SOLAR ENERGY CO | TSM-185D | 230 | 22 | 203 | 40 |  | Solar | FIXED | Roof
SRP01169 | PV POWERED | PVP2000 | 2000 | 1 |  |  | 0.92 | Solar Inverter |  | INDOOR
SRP01169 | PV POWERED | PVP2500 | 2500 | 1 |  |  | 0.945 | Solar Inverter |  | INDOOR
SRP01169 | PV POWERED | PVP4800 | 4800 | 1 |  |  | 0.96 | Solar Inverter |  | INDOOR
SRP01170 | SCHUCO USA |  | 230 | 66 | 250 | 18 |  | Solar | FIXED | Roof
SRP01170 | PV POWERED | PVP4800 | 4800 | 3 |  |  | 0.96 | Solar Inverter |  | INDOOR
SRP01171 | SHARP |  | 235 | 24 | 170 | 40 |  | Solar | FIXED | Roof
SRP01171 | SMA AMERICA | SB5000US | 5000 | 1 |  |  | 0.96 | Solar Inverter |  | INDOOR
SRP01172 | SOLARWORLD | SW185MONO | 245 | 216 | 229 | 10 |  | Solar | FIXED | Roof
SRP01172 | SMA AMERICA | SB7000US (277V) | 7680 | 1 |  |  | 0.96 | Solar Inverter |  | OUTDOOR
SRP01173 | REC SCANMODULE | SCM205 | 230 | 33 | 156 | 31 |  | Solar | FIXED | Roof
SRP01173 | SMA AMERICA | SB7000US (277V) | 7000 | 1 |  |  | 0.97 | Solar Inverter |  | INDOOR
SRP01174 | CHANGZHOU TRINA SOLAR ENERGY CO | TSM-185D | 235 | 42 | 110 | 26 |  | Solar | FIXED | Roof
SRP01174 | SMA AMERICA | SB4000US (208V) | 4000 | 1 |  |  | 0.968 | Solar Inverter |  | INDOOR
SRP01174 | SMA AMERICA | SB5000US | 5000 | 1 |  |  | 0.968 | Solar Inverter |  | INDOOR
SRP01175 | SUNPOWER | SPR-230-WHT-U | 230 | 32 | 180 | 34 |  | Solar | FIXED | Roof
SRP01175 | SUNPOWER CORP (ORIGINAL MFRSMA) | SPR-7000M (208V) | 7000 | 1 |  |  | 0.97 | Solar Inverter |  | Outside
SRP01177 | SOLARWORLD | SW185MONO | 235 | 252 | 180 | 35 |  | Solar | FIXED | Pole
SRP01177 | SMA AMERICA | SB700U | 7000 | 7 |  |  | 0.95 | Solar Inverter |  | OUTDOOR
SRP01180 | SOLARWORLD | SW185MONO | 245 | 1183 | 193.7 | 10 |  | Solar | FIXED | Roof
SRP01180 | SOLARWORLD | SW185MONO | 245 | 2002 | 194.7 | 10 |  | Solar | FIXED | Roof
SRP01180 | PV POWERED | PVP30KW-208 | 50000 | 1 |  |  | 0.971 | Solar Inverter |  | OUTDOOR
SRP01180 | PV POWERED | PVP100KW-208 | 100000 | 3 |  |  | 0.96 | Solar Inverter |  | OUTDOOR
SRP01180 | PV POWERED | PVP100KW-208 | 260000 | 1 |  |  | 0.965 | Solar Inverter |  | OUTDOOR
SRP01181 | REC SCANMODULE | SCM230 | 235 | 78 | 162 | 5 |  | Solar | FIXED | Roof
SRP01181 | SMA AMERICA | SB7000US (277V) | 8000 | 2 |  |  | 0.965 | Solar Inverter |  | INDOOR
SRP01182 | BP SOLAR | SX3200B_Q | 215 | 6 | 217 | 15 |  | Solar | FIXED | Roof
SRP01182 | BP SOLAR | SX3200B_Q | 215 | 13 | 217 | 39 |  | Solar | FIXED | Roof
SRP01182 | ENPHASE ENERGY | M200-32-240-S02 | 380 | 10 |  |  | 0.95 | Solar Inverter |  | OUTDOOR
SRP01183 | CHANGZHOU TRINA SOLAR ENERGY CO | TSM-185D | 230 | 40 | 191 | 24 |  | Solar | FIXED | Roof
SRP01183 | SMA AMERICA | SB5000US | 5000 | 2 |  |  | 0.97 | Solar Inverter |  | INDOOR
SRP01184 | BP SOLAR | SX3195B | 195 | 28 | 201 | 34 |  | Solar | FIXED | Roof
SRP01184 | SMA AMERICA | SB6000U (208V) | 6000 | 1 |  |  | 0.97 | Solar Inverter |  | OUTDOOR
SRP01185 | BP SOLAR | SX3200B | 215 | 34 | 142 | 19 |  | Solar | FIXED | Roof
SRP01185 | FRONIUS USA | IG 2000 | 2000 | 1 |  |  | 0.952 | Solar Inverter |  | INDOOR
SRP01185 | FRONIUS USA | IG 5100 | 5100 | 1 |  |  | 0.952 | Solar Inverter |  | INDOOR
SRP01186 | CHANGZHOU TRINA SOLAR ENERGY CO | TSM-185D | 235 | 42 | 185 | 15 |  | Solar | FIXED | Roof
SRP01186 | CHANGZHOU TRINA SOLAR ENERGY CO | TSM-185D | 235 | 86 | 95 | 22 |  | Solar | FIXED | Roof
SRP01186 | CHANGZHOU TRINA SOLAR ENERGY CO | TSM-185D | 235 | 12 | 185 | 37 |  | Solar | FIXED | Roof
SRP01186 | SMA AMERICA | SB6000U (208V) | 6000 | 1 |  |  | 0.966 | Solar Inverter |  | OUTDOOR
SRP01186 | SMA AMERICA | SB6000U (208V) | 6000 | 1 |  |  | 0.966 | Solar Inverter |  | OUTDOOR
SRP01186 | SMA AMERICA | SB6000U (208V) | 6000 | 1 |  |  | 0.966 | Solar Inverter |  | OUTDOOR
SRP01186 | SMA AMERICA | SB6000U (208V) | 6000 | 2 |  |  | 0.966 | Solar Inverter |  | OUTDOOR
SRP01189 | SUNPOWER | SPR-225-BLK-U | 225 | 48 | 136 | 27 |  | Solar | FIXED | Roof
SRP01189 | SUNPOWER CORP (ORIGINAL MFRSMA) | SPR-5000M (208V) | 5000 | 2 |  |  | 0.968 | Solar Inverter |  | OUTDOOR
SRP01190 | SOLARWORLD | SW185 MONO/T | 245 | 26 | 180 | 10 |  | Solar | FIXED | Roof
SRP01190 | SMA AMERICA | SB6000U (208V) | 6000 | 1 |  |  | 0.97 | Solar Inverter |  | OUTDOOR
SRP01191 | SUNPOWER | SPR-225-BLK-U | 235 | 30 | 181 | 18 |  | Solar | FIXED | Roof
SRP01191 | SUNPOWER CORP (ORIGINAL MFRSMA) | SPR-6000M (277V) | 6500 | 1 |  |  | 0.962 | Solar Inverter |  | Inside
SRP01192 | SUNPOWER | PL-ND-U8E1D | 238 | 16 | 290 | 10 |  | Solar | FIXED | Roof
SRP01192 | SUNPOWER | SPR-230-WHT-U | 238 | 8 | 127 | 12 |  | Solar | FIXED | Roof
SRP01192 | SUNPOWER CORP (ORIGINAL MFRSMA) | SPR-6000M (240V) | 5000 | 1 |  |  | 0.968 | Solar Inverter |  | INDOOR
SRP01193 | SUNPOWER | SPR-225-BLK-U | 228 | 22 | 210 | 23 |  | Solar | FIXED | Roof
SRP01193 | SUNPOWER | SPR-225-BLK-U | 228 | 11 | 138 | 25 |  | Solar | FIXED | Roof
SRP01193 | SUNPOWER CORP (ORIGINAL MFRSMA) | SPR-7000M (208V) | 7000 | 1 |  |  | 0.968 | Solar Inverter |  | OUTDOOR
SRP01194 | SOLARWORLD | SW185MONO | 245 | 351 | 159.3 | 10 |  | Solar | FIXED | Roof
SRP01194 | PV POWERED | PVP75KW-208 | 75000 | 1 |  |  | 0.955 | Solar Inverter |  | OUTDOOR
SRP01195 | SUNPOWER | SPR-225-BLK-U | 228 | 72 | 180 | 30 |  | Solar | FIXED | Roof
SRP01195 | SUNPOWER CORP (ORIGINAL MFRSMA) | SPR-7000M (208V) | 7000 | 1 |  |  | 0.971 | Solar Inverter |  | OUTDOOR
SRP01195 | SUNPOWER CORP (ORIGINAL MFRSMA) | SPR-7000M (277V) | 8000 | 1 |  |  | 0.962 | Solar Inverter |  | OUTDOOR
SRP01196 | SUNPOWER | SPR-225-BLK-U | 228 | 105 | 180 | 30 |  | Solar | FIXED | Ground
SRP01196 | SUNPOWER CORP (ORIGINAL MFRSMA) | SPR-7000M (277V) | 7000 | 1 |  |  | 0.971 | Solar Inverter |  | OUTDOOR
SRP01196 | SUNPOWER CORP (ORIGINAL MFRSMA) | SPR-7000M (277V) | 8000 | 1 |  |  | 0.962 | Solar Inverter |  | OUTDOOR
SRP01197 | SANYO ELECTRIC | HIP-205BA5 | 220 | 32 | 136 | 34 |  | Solar | FIXED | Roof
SRP01197 | SMA AMERICA | SB7000US (208V) | 7000 | 1 |  |  | 0.971 | Solar Inverter |  | Outside
SRP01198 | SOLARWORLD | SW185MONO | 245 | 338 | 124.2 | 23.2 |  | Solar | FIXED | Roof
SRP01198 | SOLARWORLD | SW185MONO | 245 | 338 | 251.8 | 23.2 |  | Solar | FIXED | Roof
SRP01198 | PV POWERED | PVP75KW-208 | 50000 | 2 |  |  | 0.955 | Solar Inverter |  | OUTDOOR
SRP01199 | SOLARWORLD | SW185MONO | 245 | 208 | 202 | 10 |  | Solar | FIXED | Roof
SRP01199 | PV POWERED | PVP75KW-208 | 50000 | 1 |  |  | 0.971 | Solar Inverter |  | OUTDOOR
SRP01200 | ASTROPOWER | LAPX-300 | 290 | 1650 | 213 | 11 |  | Solar | FIXED | Roof
SRP01200 | SATCON TECHNOLOGY | PVS-375 (480 V) | 375000 | 1 |  |  | 0.955 | Solar Inverter |  | OUTDOOR
SRP01201 | CHANGZHOU TRINA SOLAR ENERGY CO | TSM-185D | 235 | 18 | 168.2 | 16 |  | Solar | FIXED | Roof
SRP01201 | PV POWERED | PVP3000 | 3500 | 1 |  |  | 0.955 | Solar Inverter |  | Outside
SRP01202 | SUNTECH POWER | STP200UB | 205 | 30 | 169.7 | 24 |  | Solar | FIXED | Roof
SRP01202 | PV POWERED | PVP2500 | 2500 | 1 |  |  | 0.945 | Solar Inverter |  | Inside
SRP01202 | PV POWERED | PVP3000 | 3000 | 1 |  |  | 0.935 | Solar Inverter |  | Inside
SRP01203 | CHANGZHOU TRINA SOLAR ENERGY CO | TSM-185D | 230 | 27 | 111 | 24 |  | Solar | FIXED | Roof
SRP01203 | SMA AMERICA | SB3000US (208V) | 3000 | 2 |  |  | 0.96 | Solar Inverter |  | INDOOR
SRP01204 | SUNTECH POWER | STP200-18/UB-1 | 205 | 12 | 268.8 | 25 |  | Solar | FIXED | Roof
SRP01204 | SUNTECH POWER | STP200S-18/UB-1 | 205 | 14 | 182.5 | 30 |  | Solar | FIXED | Roof
SRP01204 | PV POWERED | PVP2500 | 2500 | 2 |  |  | 0.945 | Solar Inverter |  | INDOOR
SRP01206 | SUNTECH POWER | STP200UB | 205 | 48 | 186 | 30 |  | Solar | FIXED | Roof
SRP01206 | PV POWERED | PVP4800 | 4800 | 2 |  |  | 0.96 | Solar Inverter |  | INDOOR
SRP01207 | SUNTECH POWER | STP200UB | 205 | 32 | 210.8 | 26 |  | Solar | FIXED | Roof
SRP01207 | PV POWERED | PVP2500 | 2500 | 1 |  |  | 0.945 | Solar Inverter |  | INDOOR
SRP01207 | PV POWERED | PVP2800 | 3500 | 1 |  |  | 0.955 | Solar Inverter |  | INDOOR
SRP01208 | SUNTECH POWER | STP180-24/AB-1 | 185 | 18 | 137.7 | 10 |  | Solar | FIXED | Roof
SRP01208 | PV POWERED | PVP3000 | 3000 | 1 |  |  | 0.935 | Solar Inverter |  | INDOOR
SRP01209 | SUNPOWER |  | 230 | 24 | 195 | 40 |  | Solar | FIXED | Roof
SRP01209 | SUNPOWER CORP (ORIGINAL MFRSMA) | SPR-5000M (240V) | 5000 | 1 |  |  | 0.97 | Solar Inverter |  | INDOOR
SRP01211 | SUNPOWER | SPR-230-WHT-U | 240 | 14 | 151 | 30 |  | Solar | FIXED | Roof
SRP01211 | SUNPOWER | SPR-230-WHT-U | 240 | 16 | 241 | 31 |  | Solar | FIXED | Roof
SRP01211 | ENPHASE ENERGY | M175-24-240-S02 | 210 | 30 |  |  | 0.968 | Solar Inverter |  | OUTDOOR
SRP01212 | SUNPOWER |  | 318 | 16 | 198 | 21 |  | Solar | FIXED | Roof
SRP01212 | SUNPOWER CORP (ORIGINAL MFRSMA) | SPR-5000M (208V) | 5000 | 1 |  |  | 0.968 | Solar Inverter |  | OUTDOOR
SRP01213 | SOLARWORLD | SW185MONO | 230 | 689 | 152 | 10 |  | Solar | FIXED | Roof
SRP01213 | SMA AMERICA | SB5000US | 5000 | 1 |  |  | 0.968 | Solar Inverter |  | Outside
SRP01213 | PV POWERED | PVP100KW-208 | 100000 | 1 |  |  | 0.96 | Solar Inverter |  | OUTDOOR
SRP01214 | SUNPOWER | SPR-225-BLK-U | 225 | 12 | 187 | 20 |  | Solar | FIXED | Roof
SRP01214 | SUNPOWER CORP (ORIGINAL MFRSMA) | SPR-3000M (208V) | 3000 | 1 |  |  | 0.962 | Solar Inverter |  | OUTDOOR
SRP01215 | RIGHTHAND ENGINEERING | WINVERTER-MONITOR | 230 | 36 | 118 | 23 |  | Solar | FIXED | Roof
SRP01215 | SMA AMERICA | SB7000US (208V) | 7000 | 1 |  |  | 0.971 | Solar Inverter |  | INDOOR
SRP01216 | BAODING YINGLI NEW ENERGY RESOURCES CO | YL175(156) | 235 | 4095 | 180 | 11 |  | Solar | FIXED | Roof
SRP01216 | PV POWERED | PVP75KW-480 | 75000 | 1 |  |  | 0.97 | Solar Inverter |  | OUTDOOR
SRP01216 | PV POWERED | PVP100KW-208 | 260000 | 3 |  |  | 0.97 | Solar Inverter |  | OUTDOOR
SRP01222 | SOLARWORLD | SW185MONO | 230 | 1050 | 207 | 10 |  | Solar | FIXED | Roof
SRP01222 | PV POWERED | PVP100KW-208 | 260000 | 1 |  |  | 0.97 | Solar Inverter |  | OUTDOOR
SRP01224 | MAGNATEK | 3000 | 240 | 4485 | 199 | 10 |  | Solar | FIXED | Roof
SRP01224 | PV POWERED | PVP2500 | 260000 | 3 |  |  | 0.982 | Solar Inverter |  | OUTDOOR
SRP01225 | MATRIX SOLAR/PHOTOWATT | PW1650-175 | 240 | 4407 | 80 | 1 |  | Solar | FIXED | Roof
SRP01225 | MATRIX SOLAR/PHOTOWATT | PW1650-175 | 240 | 4342 | 260 | 1 |  | Solar | FIXED | Roof
SRP01225 | PV POWERED | PVP100KW-208 | 260000 | 6 |  |  | 0.97 | Solar Inverter |  | OUTDOOR
SRP01226 | SUNPOWER | SPR-230-WHT-U | 240 | 18 | 182 | 40 |  | Solar | FIXED | Roof
SRP01226 | SUNPOWER |  | 4000 | 1 |  |  | 0.968 | Solar Inverter |  | Inside
SRP01227 | CANADIAN SOLAR | CS6P-230 | 235 | 44 | 189 | 20 |  | Solar | FIXED | Roof
SRP01227 | SMA AMERICA | SB5000US (277V) | 5000 | 2 |  |  | 0.96 | Solar Inverter |  | OUTDOOR
SRP01229 | SUNPOWER | SPR-230-WHT-U | 230 | 14 | 101 | 42 |  | Solar | FIXED | Roof
SRP01229 | SUNPOWER | SPR-230-WHT-U | 230 | 27 | 281 | 42 |  | Solar | FIXED | Roof
SRP01229 | SUNPOWER CORP (ORIGINAL MFRFRONIUS) | SPR-3300F-208 | 3000 | 1 |  |  | 0.96 | Solar Inverter |  | INDOOR
SRP01229 | SUNPOWER CORP (ORIGINAL MFRFRONIUS) | SPR-6500F-208 | 6000 | 1 |  |  | 0.968 | Solar Inverter |  | INDOOR
SRP01231 | CANADIAN SOLAR | CS5P-230 | 235 | 48 | 189 | 20 |  | Solar | FIXED | Roof
SRP01231 | SMA AMERICA | SB5000US | 5000 | 2 |  |  | 0.96 | Solar Inverter |  | OUTDOOR
SRP01233 | CANADIAN SOLAR | CS5P-230 | 235 | 143 | 189 | 20 |  | Solar | FIXED | Roof
SRP01233 | SMA AMERICA | SB6000U (208V) | 6000 | 1 |  |  | 0.97 | Solar Inverter |  | OUTDOOR
SRP01233 | SMA AMERICA | SB7000US (277V) | 8000 | 3 |  |  | 0.96 | Solar Inverter |  | OUTDOOR
SRP01234 | CANADIAN SOLAR | CS6P-230 | 235 | 213 | 189 | 5 |  | Solar | FIXED | Roof
SRP01234 | SMA AMERICA | SB6000U (208V) | 6000 | 4 |  |  | 0.96 | Solar Inverter |  | OUTDOOR
SRP01234 | SMA AMERICA | SB7000US (277V) | 8000 | 3 |  |  | 0.97 | Solar Inverter |  | OUTDOOR
SRP01235 | CANADIAN SOLAR | CS5P-235 | 235 | 39 | 189 | 20 |  | Solar | FIXED | Roof
SRP01235 | SMA AMERICA | SB7000US (277V) | 8000 | 1 |  |  | 0.96 | Solar Inverter |  | OUTDOOR
SRP01236 | CANADIAN SOLAR | CS5P-230 | 235 | 44 | 189 | 20 |  | Solar | FIXED | Roof
SRP01236 | SMA AMERICA | SB5000US | 5000 | 2 |  |  | 0.96 | Solar Inverter |  | OUTDOOR
SRP01237 | CANADIAN SOLAR | CS5P-230 | 235 | 13 | 189 | 20 |  | Solar | FIXED | Roof
SRP01237 | SMA AMERICA | SB4000US (240V) | 4000 | 1 |  |  | 0.96 | Solar Inverter |  | OUTDOOR
SRP01238 | CANADIAN SOLAR | CS6P-230 | 235 | 39 | 189 | 20 |  | Solar | FIXED | Roof
SRP01238 | SMA AMERICA | SB7000US (277V) | 8000 | 1 |  |  | 0.96 | Solar Inverter |  | OUTDOOR
SRP01239 | SHARP | ND-224UC1 | 240 | 88 | 200 | 10 |  | Solar | FIXED | Roof
SRP01239 | FRONIUS USA |  | 11400 | 2 |  |  | 0.96 | Solar Inverter |  | INDOOR
SRP01240 | CHANGZHOU TRINA SOLAR ENERGY CO | TSM-185D | 235 | 50 | 228.4 | 33 |  | Solar | FIXED | Roof
SRP01240 | SMA AMERICA | SB6000U (208V) | 6000 | 2 |  |  | 0.97 | Solar Inverter |  | INDOOR
SRP01241 | SUNTECH POWER | STP200UB | 205 | 46 | 203.4 | 18 |  | Solar | FIXED | Roof
SRP01241 | PV POWERED | PVP4800 | 4800 | 2 |  |  | 0.96 | Solar Inverter |  | INDOOR
SRP01242 | SUNTECH POWER | STP200UB | 205 | 20 | 195 | 4 |  | Solar | FIXED | Roof
SRP01242 | PV POWERED | PVP3500 | 3500 | 1 |  |  | 0.96 | Solar Inverter |  | INDOOR
SRP01243 | SUNPOWER | SPR-225-BLK-U | 228 | 8775 | 171 | 10 |  | Solar | FIXED | Roof
SRP01243 | SATCON TECHNOLOGY | PVS-500 (480 V) | 500000 | 4 |  |  | 0.96 | Solar Inverter |  | OUTDOOR
SRP01244 | BP SOLAR | BP3170N | 215 | 33 | 258 | 30 |  | Solar | FIXED | Roof
SRP01244 | SMA AMERICA | SB3000US (240V) | 3000 | 1 |  |  | 0.965 | Solar Inverter |  | OUTDOOR
SRP01244 | SMA AMERICA | SB6000U (208V) | 6000 | 1 |  |  | 0.965 | Solar Inverter |  | OUTDOOR
SRP01245 | SOLARWORLD | SW145 MONO | 245 | 9 | 100 | 33 |  | Solar | FIXED | Roof
SRP01245 | SOLARWORLD | SW185MONO | 245 | 9 | 198 | 33 |  | Solar | FIXED | Roof
SRP01245 | SMA AMERICA | SB3000US (240V) | 3000 | 1 |  |  | 0.965 | Solar Inverter |  | OUTDOOR
SRP01245 | SMA AMERICA | SB4000US (208V) | 4000 | 1 |  |  | 0.965 | Solar Inverter |  | Outside
SRP01246 | SUNTECH POWER | STP180S-24/AB-1 | 185 | 52 | 180 | 30 |  | Solar | FIXED | Ground
SRP01246 | SMA AMERICA | SB4000US (208V) | 4000 | 1 |  |  | 0.968 | Solar Inverter |  | INDOOR
SRP01246 | SMA AMERICA | SB5000US | 5000 | 1 |  |  | 0.968 | Solar Inverter |  | INDOOR
SRP01247 | BP SOLAR | SX170N | 195 | 8 | 232 | 25 |  | Solar | FIXED | Roof
SRP01247 | FRONIUS USA | IG 2000 | 2000 | 1 |  |  | 0.955 | Solar Inverter |  | OUTDOOR
SRP01248 | SUNPOWER | SPR-315E-WHT-U | 318 | 23 | 180 | 40 |  | Solar | FIXED | Roof
SRP01248 | SUNPOWER CORP (ORIGINAL MFR - PV POWERED LLC) | SPR-3500 | 3000 | 1 |  |  | 0.961 | Solar Inverter |  | INDOOR
SRP01248 | SUNPOWER CORP (ORIGINAL MFR - PV POWERED LLC) | SPR-5200 | 6000 | 1 |  |  | 0.97 | Solar Inverter |  | INDOOR
SRP01250 | CHANGZHOU TRINA SOLAR ENERGY CO | TSM-185D | 230 | 52 | 101 | 2 |  | Solar | FIXED | Roof
SRP01250 | CHANGZHOU TRINA SOLAR ENERGY CO | TSM-185D | 230 | 26 | 281 | 2 |  | Solar | FIXED | Roof
SRP01250 | SMA AMERICA | SB6000U (208V) | 6000 | 3 |  |  | 0.968 | Solar Inverter |  | INDOOR
SRP01251 | SUNTECH POWER | STP200UB | 230 | 66 | 155 | 18 |  | Solar | FIXED | Roof
SRP01251 | SMA AMERICA | SB5000US | 5000 | 3 |  |  | 0.968 | Solar Inverter |  | INDOOR
SRP01252 | CHANGZHOU TRINA SOLAR ENERGY CO | TSM-185D | 230 | 78 | 100 | 2 |  | Solar | FIXED | Roof
SRP01252 | SMA AMERICA | SB6000U (208V) | 6000 | 3 |  |  | 0.968 | Solar Inverter |  | INDOOR
SRP01253 | SUNTECH POWER | STP200UB | 205 | 22 | 232.7 | 31 |  | Solar | FIXED | Roof
SRP01253 | PV POWERED | PVP4800 | 4800 | 1 |  |  | 0.96 | Solar Inverter |  | INDOOR
SRP01254 | SUNTECH POWER | STP200S-18/UB-1 | 205 | 9 | 105 | 25 |  | Solar | FIXED | Roof
SRP01254 | SUNTECH POWER | STP200UB | 205 | 22 | 191.4 | 25 |  | Solar | FIXED | Roof
SRP01254 | PV POWERED | PVP2000 | 2000 | 1 |  |  | 0.92 | Solar Inverter |  | INDOOR
SRP01254 | PV POWERED | PVP4800 | 4800 | 1 |  |  | 0.96 | Solar Inverter |  | INDOOR
SRP01255 | SUNTECH POWER | STP200UB | 205 | 32 | 170.9 | 19 |  | Solar | FIXED | Roof
SRP01255 | PV POWERED | PVP3000 | 3000 | 2 |  |  | 0.935 | Solar Inverter |  | Outside
SRP01256 | SUNTECH POWER | STP200UB | 205 | 24 | 153.5 | 25 |  | Solar | FIXED | Roof
SRP01256 | PV POWERED |  | 4800 | 1 |  |  | 0.96 | Solar Inverter |  | INDOOR
SRP01257 | SUNTECH POWER | STP200UB | 205 | 22 | 169 | 25 |  | Solar | FIXED | Roof
SRP01257 | PV POWERED | PVP4800 | 4800 | 1 |  |  | 0.96 | Solar Inverter |  | INDOOR
SRP01258 | SUNTECH POWER | STP200UB | 205 | 60 | 132 | 34 |  | Solar | FIXED | Roof
SRP01258 | SMA AMERICA | SB4000US (208V) | 4000 | 1 |  |  | 0.97 | Solar Inverter |  | INDOOR
SRP01258 | SMA AMERICA | SB7000US (277V) | 7000 | 1 |  |  | 0.96 | Solar Inverter |  | INDOOR
SRP01259 | SUNTECH POWER | STP200-18/UB-1 | 205 | 20 | 138.3 | 30 |  | Solar | FIXED | Roof
SRP01259 | PV POWERED | PVP3500 | 3500 | 1 |  |  | 0.955 | Solar Inverter |  | Inside
SRP01261 | SUNTECH POWER | STP200-18/UB-1 | 205 | 29 | 252.6 | 30 |  | Solar | FIXED | Roof
SRP01261 | SUNTECH POWER | STP200UB | 205 | 14 | 163 | 37 |  | Solar | FIXED | Roof
SRP01261 | PV POWERED | PVP2500 | 2500 | 2 |  |  | 0.9455 | Solar Inverter |  | OUTDOOR
SRP01261 | PV POWERED | PVP3500 | 3500 | 1 |  |  | 0.955 | Solar Inverter |  | OUTDOOR
SRP01262 | SUNTECH POWER | STP200-18/UB-1 | 205 | 44 | 163 | 20 |  | Solar | FIXED | Roof
SRP01262 | PV POWERED | PVP5200 | 4800 | 2 |  |  | 0.96 | Solar Inverter |  | INDOOR
SRP01263 | SUNPOWER | SPR-230-WHT-U | 230 | 14 | 98 | 28 |  | Solar | FIXED | Roof
SRP01263 | SUNPOWER | SPR-230-WHT-U | 230 | 13 | 278 | 28 |  | Solar | FIXED | Roof
SRP01263 | SUNPOWER | PL-BP-3160L | 318 | 26 | 188 | 28 |  | Solar | FIXED | Roof
SRP01263 | ENPHASE ENERGY | M200-32-240-S02 | 190 | 1 |  |  | 0.955 | Solar Inverter |  | Outside
SRP01263 | SMA AMERICA | SB3000US (208V) | 3000 | 3 |  |  | 0.965 | Solar Inverter |  | INDOOR
SRP01263 | SMA AMERICA | SB5000US | 5000 | 1 |  |  | 0.968 | Solar Inverter |  | INDOOR
SRP01264 | SUNPOWER | SPR-230-WHT-U | 228 | 27 | 97 | 30 |  | Solar | FIXED | Roof
SRP01264 | SUNPOWER | SPR-225-BLK-U | 228 | 31 | 277 | 30 |  | Solar | FIXED | Roof
SRP01264 | SUNPOWER | SPR-225-BLK-U | 228 | 21 | 187 | 45 |  | Solar | FIXED | Roof
SRP01264 | ENPHASE ENERGY | M175-24-208-S | 380 | 41 |  |  | 0.95 | Solar Inverter |  | OUTDOOR
SRP01265 | KYOCERA SOLAR | KD210GX-L | 235 | 7634 | 186 | 10 |  | Solar | FIXED | Roof
SRP01265 | KYOCERA SOLAR | KD210GX-LP | 235 | 5050 | 206 | 10 |  | Solar | FIXED | Roof
SRP01265 | ADVANCED ENERGY INDUSTRIES | 3159000-110 | 500000 | 5 |  |  | 0.985 | Solar Inverter |  | OUTDOOR
SRP01269 | SOLARTECH POWER | SPM230P | 250 | 312 | 206 | 10 |  | Solar | FIXED | Roof
SRP01269 | SOLECTRIA RENEWABLES | PVI82KW-208 | 82000 | 1 |  |  | 0.96 | Solar Inverter |  | OUTDOOR
SRP01270 | SUNTECH POWER | STP180S-24/AB-1 | 185 | 90 | 144 | 20 |  | Solar | FIXED | Roof
SRP01270 | SMA AMERICA | SB6000U (208V) | 6000 | 3 |  |  | 0.97 | Solar Inverter |  | OUTDOOR
SRP01271 | SOLARTECH POWER | SPM230P | 250 | 273 | 215 | 10 |  | Solar | FIXED | Roof
SRP01271 | SOLECTRIA RENEWABLES | PVI60KW-480 | 60000 | 1 |  |  | 0.96 | Solar Inverter |  | Inside
SRP01273 | SUNTECH POWER | STP180-24/AB-1 | 185 | 84 | 150.9 | 21 |  | Solar | FIXED | Roof
SRP01273 | SMA AMERICA | SB7000US (208V) | 7000 | 2 |  |  | 0.97 | Solar Inverter |  | OUTDOOR
SRP01274 | BP SOLAR | SX3200B | 215 | 20 | 105 | 25 |  | Solar | FIXED | Roof
SRP01274 | FRONIUS USA | IG 3000 | 3000 | 1 |  |  | 0.955 | Solar Inverter |  | OUTDOOR
SRP01274 | FRONIUS USA | IG 3000 | 3000 | 1 |  |  | 0.955 | Solar Inverter |  | OUTDOOR
SRP01275 | SUNTECH POWER | STP180-24/AB-1 | 185 | 30 | 148.5 | 30 |  | Solar | FIXED | Roof
SRP01275 | SMA AMERICA | SB6000U (208V) | 6000 | 1 |  |  | 0.97 | Solar Inverter |  | OUTDOOR
SRP01276 | BP SOLAR | SX3195B | 195 | 48 | 108 | 23 |  | Solar | FIXED | Roof
SRP01276 | BP SOLAR | SX3195B | 195 | 22 | 198 | 25 |  | Solar | FIXED | Roof
SRP01276 | FRONIUS USA | IG 5100 | 5000 | 3 |  |  | 0.955 | Solar Inverter |  | INDOOR
SRP01277 | BP SOLAR | BP3170N | 215 | 23 | 188 | 30 |  | Solar | FIXED | Roof
SRP01277 | BP SOLAR | SX3200B | 215 | 7 | 100 | 38 |  | Solar | FIXED | Roof
SRP01277 | FRONIUS USA | IG 2000 | 2000 | 1 |  |  | 0.955 | Solar Inverter |  | INDOOR
SRP01277 | FRONIUS USA | IG 3000 | 3000 | 1 |  |  | 0.955 | Solar Inverter |  | INDOOR
SRP01277 | FRONIUS USA | IG 4000 | 4000 | 1 |  |  | 0.955 | Solar Inverter |  | INDOOR
SRP01278 | SOLARWORLD | SW185MONO | 240 | 2041 | 180 | 20 |  | Solar | FIXED | Ground
SRP01278 | SATCON TECHNOLOGY | AE-100-60-PV-A | 75000 | 1 |  |  | 0.97 | Solar Inverter |  | OUTDOOR
SRP01278 | SATCON TECHNOLOGY | PVS-500 (480 V) | 375000 | 1 |  |  | 0.97 | Solar Inverter |  | OUTDOOR
SRP01280 | CHANGZHOU TRINA SOLAR ENERGY CO | TSM-185D | 235 | 56 | 181 | 35 |  | Solar | FIXED | Roof
SRP01280 | SMA AMERICA | SB4000US (208V) | 4000 | 1 |  |  | 0.97 | Solar Inverter |  | OUTDOOR
SRP01280 | SMA AMERICA | SB7000US (208V) | 7000 | 1 |  |  | 0.97 | Solar Inverter |  | OUTDOOR
SRP01281 | SOLARWORLD | SW185MONO | 220 | 36 | 206 | 35 |  | Solar | FIXED | Roof
SRP01281 | SOLARWORLD | SW185MONO | 220 | 9 | 116 | 45 |  | Solar | FIXED | Roof
SRP01281 | FRONIUS USA | IG 2000 | 2000 | 1 |  |  | 0.952 | Solar Inverter |  | INDOOR
SRP01281 | FRONIUS USA |  | 7500 | 1 |  |  | 0.965 | Solar Inverter |  | INDOOR
SRP01284 | SUNTECH POWER | STP180S-24/AB-1 | 185 | 73 | 183 | 22 |  | Solar | FIXED | Roof
SRP01284 | SMA AMERICA | SB6000U (208V) | 6000 | 1 |  |  | 0.97 | Solar Inverter |  | OUTDOOR
SRP01284 | SMA AMERICA | SB7000US (277V) | 7000 | 1 |  |  | 0.97 | Solar Inverter |  | OUTDOOR
SRP01285 | SOLARWORLD | SW185MONO | 225 | 26 | 213 | 30 |  | Solar | FIXED | Roof
SRP01285 | ENPHASE ENERGY | M200-32-240-S02 | 190 | 26 |  |  | 0.96 | Solar Inverter |  | INDOOR
SRP01287 | GLORIA SOLAR | GSM6-230D-UO1 | 270 | 187 | 194 | 10 |  | Solar | FIXED | Roof
SRP01287 | POWER-ONE | PVI-CENTRAL-50-US (208 V) | 50000 | 1 |  |  | 0.96 | Solar Inverter |  | INDOOR
SRP01288 | SOLARWORLD | SW185MONO | 240 | 557 | 180 | 20 |  | Solar | FIXED | Pole
SRP01288 | SATCON TECHNOLOGY | PVS-135 (208 V) | 135000 | 1 |  |  | 0.955 | Solar Inverter |  | OUTDOOR
SRP01289 | TRINA SOLAR | TSM-235PA05.18 | 235 | 27 | 102 | 25.3 |  | Solar | FIXED | Roof
SRP01289 | TRINA SOLAR | TSM-235PA05.05 | 235 | 8 | 102 | 26.6 |  | Solar | FIXED | Roof
SRP01289 | TRINA SOLAR | TSM-235PA05.18 | 235 | 11 | 282 | 26.6 |  | Solar | FIXED | Roof
SRP01289 | ENPHASE ENERGY | M190-72-208-SXX (-NA) | 190 | 46 |  |  | 0.955 | Solar Inverter |  | OUTDOOR
SRP01290 | SIEMENS SOLAR INDUSTRIES | SP150-24P | 235 | 3 | 187 | 18 |  | Solar | FIXED | Roof
SRP01290 | SIEMENS SOLAR INDUSTRIES | SP150-24P | 235 | 8 | 187 | 21 |  | Solar | FIXED | Roof
SRP01290 | SIEMENS SOLAR INDUSTRIES | SP150-24P | 235 | 12 | 97 | 25 |  | Solar | FIXED | Roof
SRP01290 | SIEMENS SOLAR INDUSTRIES | SP150-24P | 235 | 4 | 277 | 27 |  | Solar | FIXED | Roof
SRP01290 | ENPHASE ENERGY | M200-32-240-S02 | 215 | 27 |  |  | 0.971 | Solar Inverter |  | Outside
SRP01291 | CONERGY AG | S 175MU | 235 | 78 | 148 | 20 |  | Solar | FIXED | Roof
SRP01291 | SMA AMERICA | SB3000US (208V) | 3000 | 1 |  |  | 0.968 | Solar Inverter |  | Outside
SRP01291 | SMA AMERICA | SB7000US (208V) | 8000 | 2 |  |  | 0.965 | Solar Inverter |  | OUTDOOR
SRP01292 | CONERGY AG | S 175MU | 235 | 49 | 148 | 20 |  | Solar | FIXED | Roof
SRP01292 | SMA AMERICA | SB4000US (208V) | 4000 | 1 |  |  | 0.968 | Solar Inverter |  | OUTDOOR
SRP01292 | SMA AMERICA | SB7000US (240V) | 8000 | 1 |  |  | 0.965 | Solar Inverter |  | Outside
SRP01293 | CHANGZHOU TRINA SOLAR ENERGY CO | TSM-185D | 230 | 52 | 97 | 2 |  | Solar | FIXED | Roof
SRP01293 | CHANGZHOU TRINA SOLAR ENERGY CO | TSM-185D | 230 | 26 | 277 | 2 |  | Solar | FIXED | Roof
SRP01293 | SMA AMERICA | SB6000U (208V) | 6000 | 2 |  |  | 0.968 | Solar Inverter |  | INDOOR
SRP01293 | SMA AMERICA | SB7000US (208V) | 7000 | 1 |  |  | 0.968 | Solar Inverter |  | INDOOR
SRP01294 | SCHUCO USA |  | 235 | 171 | 221 | 18.4 |  | Solar | FIXED | Roof
SRP01294 | SMA AMERICA | SB5000US | 5000 | 3 |  |  | 0.97 | Solar Inverter |  | Outside
SRP01294 | SMA AMERICA | SB7000US (208V) | 7000 | 3 |  |  | 0.97 | Solar Inverter |  | Outside
SRP01295 | SUNTECH POWER | STP180S-24/AB-1 | 185 | 50 | 136 | 22 |  | Solar | FIXED | Roof
SRP01295 | SMA AMERICA | SB4000US (208V) | 4000 | 1 |  |  | 0.968 | Solar Inverter |  | INDOOR
SRP01295 | SMA AMERICA | SB5000US | 5000 | 1 |  |  | 0.968 | Solar Inverter |  | INDOOR
SRP01296 | SUNPOWER | SPR-230-WHT-U | 230 | 126 | 172 | 27 |  | Solar | FIXED | Roof
SRP01296 | SUNPOWER CORP (ORIGINAL MFRSMA) | SPR4000 | 4000 | 1 |  |  | 0.968 | Solar Inverter |  | Inside
SRP01296 | SUNPOWER CORP (ORIGINAL MFRSMA) | SPR-7000M (208V) | 7000 | 3 |  |  | 0.97 | Solar Inverter |  | INDOOR
SRP01298 | SUNTECH POWER | STP180S-24/AB-1 | 185 | 52 | 174 | 34 |  | Solar | FIXED | Roof
SRP01298 | SMA AMERICA | SB5000US | 5000 | 2 |  |  | 0.968 | Solar Inverter |  | INDOOR
SRP01299 | CHANGZHOU TRINA SOLAR ENERGY CO | TSM-185D | 230 | 78 | 279 | 2 |  | Solar | FIXED | Roof
SRP01299 | SMA AMERICA | SB6000U (240V) | 6000 | 3 |  |  | 0.968 | Solar Inverter |  | INDOOR
SRP01300 | SUNTECH POWER | STP200-18/UB-1 | 205 | 46 | 130.3 | 20 |  | Solar | FIXED | Roof
SRP01300 | PV POWERED | PVP4800 | 4800 | 1 |  |  | 0.96 | Solar Inverter |  | INDOOR
SRP01300 | PV POWERED | PVP4800 | 4800 | 1 |  |  | 0.96 | Solar Inverter |  | INDOOR
SRP01301 | SOLARWORLD | SW185MONO | 240 | 40 | 188 | 30 |  | Solar | FIXED | Ground
SRP01301 | SMA AMERICA | SB5000US | 5000 | 2 |  |  | 0.976 | Solar Inverter |  | OUTDOOR
SRP01302 | SUNTECH POWER | STP180S-24/AB-1 | 185 | 54 | 220 | 30 |  | Solar | FIXED | Ground
SRP01302 | SMA AMERICA | SB5000US | 5000 | 2 |  |  | 0.968 | Solar Inverter |  | INDOOR
SRP01303 | SUNTECH POWER | STP200S-18/UB-1 | 205 | 12 | 186 | 18 |  | Solar | FIXED | Roof
SRP01303 | SUNTECH POWER | STP200UB | 205 | 18 | 186 | 22 |  | Solar | FIXED | Roof
SRP01303 | PV POWERED | PVP2000 | 2500 | 1 |  |  | 0.945 | Solar Inverter |  | OUTDOOR
SRP01303 | PV POWERED | PVP3000 | 3500 | 1 |  |  | 0.955 | Solar Inverter |  | OUTDOOR
SRP01304 | SUNTECH POWER | STP180-24/AB-1 | 185 | 36 | 110 | 16 |  | Solar | FIXED | Roof
SRP01304 | SMA AMERICA | SB3300U | 3000 | 2 |  |  | 0.961 | Solar Inverter |  | INDOOR
SRP01305 | CANADIAN SOLAR | CS6P-230 | 230 | 23 | 210 | 20 |  | Solar | FIXED | Roof
SRP01305 | PV POWERED |  | 2500 | 2 |  |  | 0.945 | Solar Inverter |  | INDOOR
SRP01306 | SUNPOWER |  | 225 | 54 | 160 | 29 |  | Solar | FIXED | Roof
SRP01306 | SUNPOWER |  | 6000 | 1 |  |  | 0.968 | Solar Inverter |  | INDOOR
SRP01307 | CANADIAN SOLAR | CS6P-230 | 230 | 13 | 145 | 30 |  | Solar | FIXED | Roof
SRP01307 | SMA AMERICA | SB4000US (208V) | 4000 | 1 |  |  | 0.968 | Solar Inverter |  | OUTDOOR
SRP01308 | SUNTECH POWER | STP200S-18/UB-1 | 205 | 18 | 204 | 30 |  | Solar | FIXED | Roof
SRP01308 | PV POWERED | PVP2000 | 2500 | 2 |  |  | 0.945 | Solar Inverter |  | INDOOR
SRP01309 | SUNTECH POWER | STP180S-24/AB-1 | 185 | 36 | 180 | 15 |  | Solar | FIXED | Ground
SRP01309 | SMA AMERICA | SB7000US (208V) | 7000 | 1 |  |  | 0.971 | Solar Inverter |  | OUTDOOR
SRP01310 | SUNTECH POWER | STP180S-24/AB-1 | 185 | 28 | 180 | 26 |  | Solar | FIXED | Roof
SRP01310 | SMA | SB 3000 | 3000 | 2 |  |  | 0.966 | Solar Inverter |  | Outside
SRP01312 | SUNTECH POWER | STP200UB | 205 | 29 | 169 | 35 |  | Solar | FIXED | Roof
SRP01312 | SMA AMERICA | SB3000US (240V) | 3000 | 2 |  |  | 0.96 | Solar Inverter |  | INDOOR
SRP01315 | SUNPOWER | SPR-225-BLK-U | 225 | 36 | 186 | 17 |  | Solar | FIXED | Roof
SRP01315 | SUNPOWER | SPR-230-WHT-U | 230 | 30 | 186 | 17 |  | Solar | FIXED | Roof
SRP01315 | SUNPOWER CORP (ORIGINAL MFRSMA) | SPR4000 | 4000 | 1 |  |  | 0.968 | Solar Inverter |  | OUTDOOR
SRP01315 | SUNPOWER CORP (ORIGINAL MFRSMA) | SPR-6000M (208V) | 6000 | 1 |  |  | 0.97 | Solar Inverter |  | Outside
SRP01316 | SCHUCO USA |  | 185 | 22 | 204.7 | 25 |  | Solar | FIXED | Roof
SRP01316 | SMA AMERICA | SB4000US (208V) | 4000 | 1 |  |  | 0.97 | Solar Inverter |  | Inside
SRP01317 | SUNPOWER | SPR-315E-WHT-U | 320 | 520 | 207 | 3 |  | Solar | FIXED | Roof
SRP01317 | SUNPOWER | SPR-315E-WHT-U | 320 | 6888 | 207 | 5 |  | Solar | FIXED | Roof
SRP01317 | SUNPOWER | SPR-315E-WHT-U | 320 | 1352 | 207 | 14 |  | Solar | FIXED | Roof
SRP01317 | SATCON TECHNOLOGY | AE-135-60-PV-A | 135000 | 1 |  |  | 0.96 | Solar Inverter |  | OUTDOOR
SRP01317 | SATCON TECHNOLOGY | PVS-250 (208 V) | 250000 | 1 |  |  | 0.96 | Solar Inverter |  | OUTDOOR
SRP01317 | SATCON TECHNOLOGY | PVS-500 (480 V) | 500000 | 4 |  |  | 0.96 | Solar Inverter |  | OUTDOOR
SRP01318 | CHANGZHOU TRINA SOLAR ENERGY CO | TSM-185D | 230 | 26 | 135 | 18 |  | Solar | FIXED | Roof
SRP01318 | CHANGZHOU TRINA SOLAR ENERGY CO | TSM-185D | 230 | 22 | 220 | 34 |  | Solar | FIXED | Roof
SRP01318 | SMA AMERICA | SB5000US | 5000 | 1 |  |  | 0.968 | Solar Inverter |  | INDOOR
SRP01318 | SMA AMERICA | SB6000U (208V) | 6000 | 1 |  |  | 0.97 | Solar Inverter |  | INDOOR
SRP01319 | SUNPOWER | SPR-210-BLK-U | 210 | 43 | 125 | 27 |  | Solar | FIXED | Roof
SRP01319 | SUNPOWER | SPR-225-BLK-U | 210 | 9 | 125 | 34 |  | Solar | FIXED | Roof
SRP01319 | SUNPOWER | SPR-225-BLK-U | 225 | 22 | 125 | 27 |  | Solar | FIXED | Roof
SRP01319 | SUNPOWER | SPR-225-BLK-U | 225 | 6 | 215 | 43 |  | Solar | FIXED | Roof
SRP01319 | SUNPOWER | SPR-225-BLK-U | 225 | 15 | 215 | 46 |  | Solar | FIXED | Roof
SRP01319 | ENPHASE ENERGY | M200-32-208-S01 | 210 | 95 |  |  | 0.95 | Solar Inverter |  | OUTDOOR
SRP01320 | SUNTECH POWER | STP200-18/UB-1 | 185 | 58 | 137 | 27 |  | Solar | FIXED | Roof
SRP01320 | ENPHASE ENERGY | M200-32-208-S01 | 380 | 29 |  |  | 0.95 | Solar Inverter |  | OUTDOOR
SRP01321 | CHANGZHOU TRINA SOLAR ENERGY CO | TSM-185D | 235 | 754 | 177 | 5 |  | Solar | FIXED | Roof
SRP01321 | PV POWERED | PVP75KW-208 | 75000 | 1 |  |  | 0.96 | Solar Inverter |  | OUTDOOR
SRP01321 | PV POWERED | PVP100KW-208 | 100000 | 1 |  |  | 0.96 | Solar Inverter |  | Outside
SRP01322 | SUNTECH POWER | STP210-18/UB-1 | 210 | 12 | 122 | 42 |  | Solar | FIXED | Roof
SRP01322 | POWER-ONE | PVI-3600-OUTD-US-F (208V) | 3600 | 1 |  |  | 0.968 | Solar Inverter |  | Outside
SRP01324 | SUNPOWER | SPR-225-BLK-U | 225 | 12 | 179 | 13 |  | Solar | FIXED | Roof
SRP01324 | SUNPOWER | SPR-225-BLK-U | 225 | 20 | 179 | 55 |  | Solar | FIXED | Roof
SRP01324 | SUNPOWER CORP (ORIGINAL MFRSMA) | SPR-3000M (208V) | 3000 | 1 |  |  | 0.962 | Solar Inverter |  | Outside
SRP01324 | SUNPOWER CORP (ORIGINAL MFRFRONIUS) | SPR-4000F-208 | 4000 | 1 |  |  | 0.962 | Solar Inverter |  | OUTDOOR
SRP01326 | SUNPOWER | SPR-225-BLK-U | 225 | 30 | 208 | 25 |  | Solar | FIXED | Roof
SRP01326 | SUNPOWER CORP (ORIGINAL MFRSMA) | SPR-7000M (208V) | 7000 | 1 |  |  | 0.968 | Solar Inverter |  | OUTDOOR
SRP01327 | SUNPOWER | SPR-230-WHT-U | 240 | 14 | 168 | 33 |  | Solar | FIXED | Roof
SRP01327 | SUNPOWER CORP (ORIGINAL MFRSMA) | SPR-3000M (208V) | 3000 | 1 |  |  | 0.965 | Solar Inverter |  | OUTDOOR
SRP01328 | CANADIAN SOLAR | CS6P-230 | 235 | 180 | 205 | 5 |  | Solar | FIXED | Roof
SRP01328 | SMA AMERICA | SB6000US (240V) | 6000 | 6 |  |  | 0.955 | Solar Inverter |  | OUTDOOR
SRP01329 | REC SCANMODULE | SCM230 | 230 | 60 | 199 | 22 |  | Solar | FIXED | Roof
SRP01329 | ENPHASE ENERGY | M200-32-208-S01 | 190 | 60 |  |  | 0.95 | Solar Inverter |  | OUTDOOR
SRP01330 | BP SOLAR | BP175 B | 195 | 77 | 119 | 16 |  | Solar | FIXED | Roof
SRP01330 | FRONIUS USA | IG 4000 | 4000 | 1 |  |  | 0.95 | Solar Inverter |  | OUTDOOR
SRP01330 | FRONIUS USA | IG 5100 | 5100 | 2 |  |  | 0.95 | Solar Inverter |  | OUTDOOR
SRP01331 | CANADIAN SOLAR | CS6P-230 | 290 | 1837 | 186 | 0 |  | Solar | FIXED | Roof
SRP01331 | CANADIAN SOLAR | CS6P-230 | 290 | 1617 | 180 | 35 |  | Solar | FIXED | Roof
SRP01331 | SMA AMERICA | SB5000US | 500000 | 2 |  |  | 0.986 | Solar Inverter |  | INDOOR
SRP01332 | CHANGZHOU TRINA SOLAR ENERGY CO | TSM-185D | 230 | 38 | 225 | 25 |  | Solar | FIXED | Roof
SRP01332 | SMA AMERICA | SB4000US (208V) | 4000 | 2 |  |  | 0.952 | Solar Inverter |  | OUTDOOR
SRP01333 | CHANGZHOU TRINA SOLAR ENERGY CO | TSM-185D | 230 | 18 | 137 | 32 |  | Solar | FIXED | Roof
SRP01333 | FRONIUS USA | IG 4000 | 4000 | 1 |  |  | 0.97 | Solar Inverter |  | OUTDOOR
SRP01334 | CHANGZHOU TRINA SOLAR ENERGY CO | TSM-185D | 230 | 18 | 150 | 36 |  | Solar | FIXED | Roof
SRP01334 | CHANGZHOU TRINA SOLAR ENERGY CO | TSM-185D | 230 | 26 | 240 | 36 |  | Solar | FIXED | Roof
SRP01334 | ENPHASE ENERGY | M200-32-240-S02 | 215 | 44 |  |  | 0.96 | Solar Inverter |  | OUTDOOR
SRP01336 | CHANGZHOU TRINA SOLAR ENERGY CO | TSM-185D | 230 | 39 | 174 | 20 |  | Solar | FIXED | Roof
SRP01336 | SMA AMERICA | SB7000US (208V) | 8000 | 1 |  |  | 0.96 | Solar Inverter |  | OUTDOOR
SRP01337 | CHANGZHOU TRINA SOLAR ENERGY CO | TSM-185D | 230 | 28 | 168 | 19 |  | Solar | FIXED | Roof
SRP01337 | ENPHASE ENERGY | M200-32-208-S01 | 190 | 28 |  |  | 0.955 | Solar Inverter |  | OUTDOOR
SRP01339 | SUNTECH POWER | STP180S-24/AB-1 | 185 | 32 | 175 | 26 |  | Solar | FIXED | Roof
SRP01339 | PV POWERED | PVP2500 | 2500 | 1 |  |  | 0.95 | Solar Inverter |  | INDOOR
SRP01339 | PV POWERED | PVP3500 | 3500 | 1 |  |  | 0.95 | Solar Inverter |  | INDOOR
SRP01340 | CHANGZHOU TRINA SOLAR ENERGY CO | TSM-185D | 235 | 31 | 76 | 30 |  | Solar | FIXED | Roof
SRP01340 | CHANGZHOU TRINA SOLAR ENERGY CO | TSM-185D | 235 | 12 | 256 | 30 |  | Solar | FIXED | Roof
SRP01340 | SMA AMERICA | SB3000US (208V) | 3000 | 1 |  |  | 0.966 | Solar Inverter |  | INDOOR
SRP01340 | SMA AMERICA | SB4000US (208V) | 4000 | 2 |  |  | 0.968 | Solar Inverter |  | INDOOR
SRP01341 | CHANGZHOU TRINA SOLAR ENERGY CO | TSM-185D | 235 | 8 | 255 | 18 |  | Solar | FIXED | Roof
SRP01341 | CHANGZHOU TRINA SOLAR ENERGY CO | TSM-185D | 235 | 8 | 165 | 33 |  | Solar | FIXED | Roof
SRP01341 | ALPHA TECHNOLOGIES | SOLARIS 3500 XP | 4200 | 1 |  |  | 0.97 | Solar Inverter |  | INDOOR
SRP01342 | SUNPOWER | SPR-225-BLK-U | 225 | 50 | 114 | 30 |  | Solar | FIXED | Roof
SRP01342 | SUNPOWER | SPR-225-BLK-U | 225 | 16 | 204 | 49 |  | Solar | FIXED | Roof
SRP01342 | SUNPOWER CORP (ORIGINAL MFRSMA) | SPR-3000M (208V) | 3000 | 2 |  |  | 0.966 | Solar Inverter |  | Inside
SRP01342 | SUNPOWER CORP (ORIGINAL MFRSMA) | SPR-7000M (208V) | 7000 | 1 |  |  | 0.971 | Solar Inverter |  | Inside
SRP01344 | SOLON AG FUER SOLARTECHNIK | P220/6+/01 235WP | 245 | 16 | 155 | 38 |  | Solar | FIXED | Roof
SRP01344 | SOLON AG FUER SOLARTECHNIK | P220/6+/01 235WP | 245 | 26 | 243 | 38 |  | Solar | FIXED | Roof
SRP01344 | SUNPOWER CORP (ORIGINAL MFRSMA) | SPR-4000M (208V) | 4000 | 1 |  |  | 0.968 | Solar Inverter |  | Outside
SRP01344 | SUNPOWER CORP (ORIGINAL MFRSMA) | SPR-6000M (208V) | 6000 | 1 |  |  | 0.969 | Solar Inverter |  | Outside
SRP01346 | KYOCERA SOLAR | KD210GX-LP | 225 | 24 | 167 | 33.7 |  | Solar | FIXED | Roof
SRP01346 | ENPHASE ENERGY | M200-32-208-S01 | 190 | 24 |  |  | 0.96 | Solar Inverter |  | Outside
SRP01347 | SHARP | ND-224UC1 | 235 | 7 | 73 | 12 |  | Solar | FIXED | Roof
SRP01347 | SHARP | ND-224UC1 | 235 | 20 | 253 | 19 |  | Solar | FIXED | Roof
SRP01347 | SHARP | ND-224U1F | 235 | 16 | 162 | 27 |  | Solar | FIXED | Roof
SRP01347 | ENPHASE ENERGY | M200-32-208-S01 | 190 | 36 |  |  | 0.95 | Solar Inverter |  | Outside
SRP01347 | ENPHASE ENERGY | M175-24-208-S | 215 | 7 |  |  | 0.95 | Solar Inverter |  | Outside
SRP01348 | SOLARWORLD | SW185MONO | 240 | 22 | 193 | 30 |  | Solar | FIXED | Roof
SRP01348 | SMA AMERICA | SB5000US | 5000 | 1 |  |  | 0.95 | Solar Inverter |  | INDOOR
SRP01350 | SUNPOWER | SPR-315E-WHT-U | 318 | 63 | 170 | 35 |  | Solar | FIXED | Roof
SRP01350 | SUNPOWER CORP (ORIGINAL MFRSMA) | SPR-6000M (208V) | 6000 | 2 |  |  | 0.971 | Solar Inverter |  | Inside
SRP01350 | SUNPOWER CORP (ORIGINAL MFRSMA) | SPR-7000M (208V) | 7000 | 1 |  |  | 0.971 | Solar Inverter |  | Inside
SRP01352 | SILIKEN MANUFACTURING USA | SLK60P6L 233 WP | 245 | 96 | 170 | 20 |  | Solar | FIXED | Roof
SRP01352 | SMA AMERICA | SB7000US (208V) | 7000 | 3 |  |  | 0.97 | Solar Inverter |  | OUTDOOR
SRP01353 | BP SOLAR | BP3170N | 215 | 36 | 242 | 30 |  | Solar | FIXED | Roof
SRP01353 | FRONIUS USA |  | 7500 | 1 |  |  | 0.95 | Solar Inverter |  | OTHER
SRP01354 | SCHOTT SOLAR | ASE-250DGF/50-230 | 230 | 48 | 180 | 39.5 |  | Solar | FIXED | Ground
SRP01354 | FRONIUS USA |  | 10000 | 1 |  |  | 0.96 | Solar Inverter |  | INDOOR
SRP01359 | MATRIX SOLAR/PHOTOWATT | PW1650-175 | 240 | 403 | 138 | 11 |  | Solar | FIXED | Roof
SRP01359 | PV POWERED | PVP75KW-480 | 75000 | 1 |  |  | 0.955 | Solar Inverter |  | OUTDOOR
SRP01360 | SUNPOWER | SPR-315E-WHT-U | 320 | 5520 | 180 | 0 |  | Solar | FIXED | Ground
SRP01360 | SATCON TECHNOLOGY | AE-500-60-PV-A | 500000 | 3 |  |  | 0.96 | Solar Inverter |  | OUTDOOR
SRP01361 | SUNTECH POWER | STP210S-18/UB-1 | 275 | 2321 | 220 | 10 |  | Solar | FIXED | Roof
SRP01361 | PV POWERED | PVP30KW-208 | 50000 | 1 |  |  | 0.96 | Solar Inverter |  | OUTDOOR
SRP01361 | PV POWERED | PVP75KW-208 | 260000 | 2 |  |  | 0.97 | Solar Inverter |  | OUTDOOR
SRP01362 | MATRIX SOLAR/PHOTOWATT | PW1650-175 | 240 | 1313 | 256 | 10 |  | Solar | FIXED | Roof
SRP01362 | MATRIX SOLAR/PHOTOWATT | PW1650-175 | 240 | 507 | 138 | 11.3 |  | Solar | FIXED | Roof
SRP01362 | PV POWERED | PVP100KW-208 | 100000 | 1 |  |  | 0.97 | Solar Inverter |  | Outside
SRP01362 | PV POWERED | PVP100KW-480 | 260000 | 1 |  |  | 0.96 | Solar Inverter |  | OUTDOOR
SRP01363 | KYOCERA SOLAR | KD205GX-LP | 205 | 5620 | 180 | 25 |  | Solar | FIXED | Ground
SRP01363 | KYOCERA SOLAR | KD210GX-L | 210 | 36 | 180 | 25 |  | Solar | FIXED | Ground
SRP01363 | PV POWERED | PVP100KW-208 | 260000 | 4 |  |  | 0.97 | Solar Inverter |  | OUTDOOR
SRP01364 | MATRIX SOLAR/PHOTOWATT | PW1650-175 | 240 | 1313 | 256 | 10 |  | Solar | FIXED | Roof
SRP01364 | PV POWERED | PVP100KW-208 | 260000 | 1 |  |  | 0.97 | Solar Inverter |  | OUTDOOR
SRP01366 | BP SOLAR | BP3125U | 215 | 33 | 138 | 28 |  | Solar | FIXED | Roof
SRP01366 | SMA AMERICA | SB7000US (208V) | 7000 | 1 |  |  | 0.97 | Solar Inverter |  | INDOOR
SRP01367 | BP SOLAR | SX3195B | 195 | 30 | 210 | 40 |  | Solar | FIXED | Roof
SRP01367 | SMA AMERICA | SB6000U (208V) | 6000 | 1 |  |  | 0.97 | Solar Inverter |  | OUTDOOR
SRP01369 | BP SOLAR | BP175 B | 215 | 8 | 50 | 2 |  | Solar | FIXED | Roof
SRP01369 | BP SOLAR | BP3125S | 215 | 16 | 230 | 27 |  | Solar | FIXED | Roof
SRP01369 | ENPHASE ENERGY | M200-32-240-S02 | 190 | 24 |  |  | 0.955 | Solar Inverter |  | OUTDOOR
SRP01371 | BP SOLAR | BP3125U | 215 | 13 | 37 | 9 |  | Solar | FIXED | Roof
SRP01371 | BP SOLAR | BP3125U | 215 | 5 | 217 | 21 |  | Solar | FIXED | Roof
SRP01371 | BP SOLAR | BP3125U | 215 | 13 | 217 | 40 |  | Solar | FIXED | Roof
SRP01371 | ENPHASE ENERGY | M200-32-240-S02 | 190 | 31 |  |  | 0.955 | Solar Inverter |  | OUTDOOR
SRP01373 | CEEG (SHANGHAI) SOLAR SCIENCE AND TECHNOLOGY CO | SST 170-72M | 230 | 19 | 138 | 25 |  | Solar | FIXED | Roof
SRP01373 | CEEG (SHANGHAI) SOLAR SCIENCE AND TECHNOLOGY CO | SST 170-72M | 230 | 9 | 138 | 34 |  | Solar | FIXED | Roof
SRP01373 | SMA AMERICA | SB6000U (240V) | 6000 | 1 |  |  | 0.968 | Solar Inverter |  | OUTDOOR
SRP01374 | KYOCERA | KC200GT | 235 | 36 | 138 | 32 |  | Solar | FIXED | Roof
SRP01374 | FRONIUS USA | IG 4000 | 4000 | 2 |  |  | 0.952 | Solar Inverter |  | INDOOR
SRP01375 | SOLARWORLD | SW185MONO | 245 | 676 | 218.8 | 10 |  | Solar | FIXED | Roof
SRP01375 | PV POWERED | PVP30KW-208 | 50000 | 1 |  |  | 0.966 | Solar Inverter |  | OUTDOOR
SRP01375 | PV POWERED | PVP100KW-208 | 100000 | 1 |  |  | 0.96 | Solar Inverter |  | OUTDOOR
SRP01376 | SOLARWORLD | SW185MONO | 245 | 1118 | 193 | 10 |  | Solar | FIXED | Roof
SRP01376 | PV POWERED | PVP100KW-208 | 260000 | 1 |  |  | 0.97 | Solar Inverter |  | OUTDOOR
SRP01377 | SUNTECH POWER | STP180S-24/AB-1 | 185 | 45 | 112 | 18 |  | Solar | FIXED | Roof
SRP01377 | SUNTECH POWER | STP180S-24/AB-1 | 185 | 33 | 142 | 20 |  | Solar | FIXED | Roof
SRP01377 | SMA AMERICA | SB7000US (208V) | 7000 | 2 |  |  | 0.971 | Solar Inverter |  | INDOOR
SRP01378 | SUNTECH POWER | STP180-24/AB-1 | 185 | 52 | 180 | 14 |  | Solar | FIXED | Roof
SRP01378 | SMA AMERICA | SB4000US (208V) | 4000 | 1 |  |  | 0.968 | Solar Inverter |  | INDOOR
SRP01378 | SMA AMERICA | SB5000US | 5000 | 1 |  |  | 0.968 | Solar Inverter |  | INDOOR
SRP01379 | SOLARWORLD | SW185MONO | 240 | 18 | 110 | 27 |  | Solar | FIXED | Roof
SRP01379 | SOLARWORLD | SW185MONO | 240 | 19 | 200 | 40 |  | Solar | FIXED | Roof
SRP01379 | ENPHASE ENERGY | M200-32-208-S01 | 190 | 37 |  |  | 0.955 | Solar Inverter |  | OUTDOOR
SRP01380 | SUNTECH POWER | STP180-24/AB-1 | 185 | 14 | 180 | 35 |  | Solar | FIXED | Roof
SRP01380 | SUNTECH POWER | STP180-24/AB-1 | 185 | 21 | 180 | 39 |  | Solar | FIXED | Roof
SRP01380 | SUNTECH POWER | STP180S-24/AB-1 | 185 | 14 | 268 | 41 |  | Solar | FIXED | Roof
SRP01380 | ENPHASE ENERGY | M200-32-240-S02 | 190 | 21 |  |  | 0.955 | Solar Inverter |  | OUTDOOR
SRP01380 | ENPHASE ENERGY | M200-32-240-S02 | 380 | 14 |  |  | 0.955 | Solar Inverter |  | OUTDOOR
SRP01381 | SUNTECH POWER | STP180S-24/AB-1 | 185 | 27 | 210 | 34 |  | Solar | FIXED | Roof
SRP01381 | SMA AMERICA | SB5000US | 5000 | 1 |  |  | 0.968 | Solar Inverter |  | INDOOR
SRP01382 | ET SOLAR INDUSTRY | ET-P672275 | 275 | 36 | 166 | 34 |  | Solar | FIXED | Roof
SRP01382 | FRONIUS USA |  | 9995 | 1 |  |  | 0.96 | Solar Inverter |  | OUTDOOR
SRP01383 | ET SOLAR INDUSTRY | ET-P672275 | 275 | 33 | 144 | 39 |  | Solar | FIXED | Roof
SRP01383 | SMA AMERICA | SB700U-SBD | 8000 | 1 |  |  | 0.96 | Solar Inverter |  | OUTDOOR
SRP01384 | SOLARWORLD | SW185MONO | 225 | 9 | 174 | 17 |  | Solar | FIXED | Roof
SRP01384 | SOLARWORLD | SW185MONO | 225 | 7 | 84 | 20 |  | Solar | FIXED | Roof
SRP01384 | ENPHASE ENERGY | M200-32-208-S01 | 190 | 9 |  |  | 0.955 | Solar Inverter |  | Outside
SRP01384 | ENPHASE ENERGY | M200-32-240-S02 | 190 | 7 |  |  | 0.955 | Solar Inverter |  | Outside
SRP01385 | BP SOLAR | SX3200B | 215 | 6 | 155 | 13 |  | Solar | FIXED | Roof
SRP01385 | BP SOLAR | SX3200N_Q | 215 | 25 | 245 | 13 |  | Solar | FIXED | Roof
SRP01385 | ENPHASE ENERGY | EMU | 380 | 3 |  |  | 0.955 | Solar Inverter |  | INDOOR
SRP01385 | ENPHASE ENERGY | EMU | 380 | 4 |  |  | 0.955 | Solar Inverter |  | INDOOR
SRP01385 | FRONIUS USA | IG 4000 | 4000 | 1 |  |  | 0.952 | Solar Inverter |  | INDOOR
SRP01386 | SUNTECH POWER | STP180-24/AB-1 | 185 | 34 | 185 | 5 |  | Solar | FIXED | Roof
SRP01386 | SUNTECH POWER | STP180S-24/AB-1 | 185 | 14 | 185 | 20 |  | Solar | FIXED | Roof
SRP01386 | SUNTECH POWER | STP180S-24/AB-1 | 185 | 7 | 275 | 20 |  | Solar | FIXED | Roof
SRP01386 | ENPHASE ENERGY | M200-32-208-S01 | 190 | 15 |  |  | 0.95 | Solar Inverter |  | OUTDOOR
SRP01386 | ENPHASE ENERGY | M200-32-240-S02 | 380 | 20 |  |  | 0.95 | Solar Inverter |  | Outside
SRP01395 | SUNTECH POWER | STP200-18/UB-1 | 205 | 44 | 118.4 | 18 |  | Solar | FIXED | Roof
SRP01395 | PV POWERED | PVP3000 | 4800 | 2 |  |  | 0.96 | Solar Inverter |  | INDOOR
SRP01396 | SUNTECH POWER | STP200S-18/UB-1 | 205 | 8 | 136.3 | 18 |  | Solar | FIXED | Roof
SRP01396 | SUNTECH POWER | STP200UB | 205 | 14 | 136.3 | 25 |  | Solar | FIXED | Roof
SRP01396 | SUNTECH POWER | STP200S-18/UB-1 | 205 | 14 | 136.3 | 30 |  | Solar | FIXED | Roof
SRP01396 | PV POWERED | PVP2000 | 2000 | 1 |  |  | 0.92 | Solar Inverter |  | OUTDOOR
SRP01396 | PV POWERED | PVP2500 | 2500 | 1 |  |  | 0.945 | Solar Inverter |  | Outside
SRP01397 | SUNTECH POWER | STP180-24/AB-1 | 185 | 44 | 240.2 | 30 |  | Solar | FIXED | Roof
SRP01397 | SMA AMERICA | SB7000US (277V) | 8000 | 1 |  |  | 0.965 | Solar Inverter |  | INDOOR
SRP01398 | CHANGZHOU TRINA SOLAR ENERGY CO | TSM-185D | 235 | 26 | 276.7 | 26 |  | Solar | FIXED | Roof
SRP01398 | SMA AMERICA | SB6000U (208V) | 6000 | 1 |  |  | 0.97 | Solar Inverter |  | INDOOR
SRP01400 | SUNTECH POWER | STP200-18/UB-1 | 205 | 6 | 172 | 19 |  | Solar | FIXED | Roof
SRP01400 | SUNTECH POWER | STP200-18/UB-1 | 205 | 27 | 265 | 20 |  | Solar | FIXED | Roof
SRP01400 | PV POWERED | PVP2000 | 2000 | 1 |  |  | 0.92 | Solar Inverter |  | INDOOR
SRP01400 | PV POWERED | PVP4800 | 4800 | 1 |  |  | 0.96 | Solar Inverter |  | INDOOR
SRP01401 | ET SOLAR INDUSTRY | ET-P672275 | 275 | 33 | 264 | 30 |  | Solar | FIXED | Roof
SRP01401 | SMA AMERICA | SB7000US (208V) | 8000 | 1 |  |  | 0.97 | Solar Inverter |  | OUTDOOR
SRP01402 | SUNTECH POWER | STP200-18/UB-1 | 205 | 61 | 166.7 | 20 |  | Solar | FIXED | Roof
SRP01402 | PV POWERED | PVP2500 | 2500 | 1 |  |  | 0.945 | Solar Inverter |  | OUTDOOR
SRP01402 | PV POWERED | PVP3500 | 3500 | 1 |  |  | 0.955 | Solar Inverter |  | OUTDOOR
SRP01402 | PV POWERED | PVP4800 | 4800 | 1 |  |  | 0.96 | Solar Inverter |  | OUTDOOR
SRP01404 | SUNTECH POWER | STP200-18/UB-1 | 205 | 32 | 237 | 32 |  | Solar | FIXED | Roof
SRP01404 | PV POWERED | PVP3000 | 3000 | 2 |  |  | 0.935 | Solar Inverter |  | INDOOR
SRP01405 | CHANGZHOU TRINA SOLAR ENERGY CO | TSM-185D | 235 | 20 | 223 | 33 |  | Solar | FIXED | Roof
SRP01405 | PV POWERED | PVP4800 | 4800 | 1 |  |  | 0.96 | Solar Inverter |  | INDOOR
SRP01406 | SUNTECH POWER | STP180-24/AB-1 | 185 | 42 | 169 | 35 |  | Solar | FIXED | Roof
SRP01406 | PV POWERED | PVP3000 | 3000 | 1 |  |  | 0.955 | Solar Inverter |  | INDOOR
SRP01406 | PV POWERED | PVP4800 | 4800 | 1 |  |  | 0.96 | Solar Inverter |  | INDOOR
SRP01407 | SUNTECH POWER | STP200-18/UB-1 | 205 | 50 | 207 | 19 |  | Solar | FIXED | Roof
SRP01407 | SMA AMERICA | SB4000US (208V) | 4000 | 1 |  |  | 0.96 | Solar Inverter |  | INDOOR
SRP01407 | SMA AMERICA | SB5000US | 5000 | 1 |  |  | 0.96 | Solar Inverter |  | INDOOR
SRP01408 | SUNTECH POWER | STP200-18/UB-1 | 205 | 81 | 196 | 30 |  | Solar | FIXED | Roof
SRP01408 | SMA AMERICA | SB7000US (208V) | 7000 | 1 |  |  | 0.97 | Solar Inverter |  | OUTDOOR
SRP01408 | SMA AMERICA | SB7000US (277V) | 8000 | 1 |  |  | 0.965 | Solar Inverter |  | OUTDOOR
SRP01409 | SUNTECH POWER | STP200-18/UB-1 | 205 | 47 | 188.1 | 18 |  | Solar | FIXED | Roof
SRP01409 | PV POWERED | PVP3500 | 3500 | 1 |  |  | 0.955 | Solar Inverter |  | OUTDOOR
SRP01409 | PV POWERED | PVP4800 | 4800 | 1 |  |  | 0.96 | Solar Inverter |  | OUTDOOR
SRP01410 | KYOCERA SOLAR | KD210GX-L | 210 | 234 | 180 | 32 |  | Solar | FIXED | Ground
SRP01410 | SMA AMERICA | ST42 (277V) | 42000 | 1 |  |  | 0.965 | Solar Inverter |  | OUTDOOR
SRP01411 | KYOCERA SOLAR | KD210GX-L | 210 | 504 | 145 | 39.3 |  | Solar | FIXED | Ground
SRP01411 | SMA AMERICA | ST42 (208V) | 36000 | 3 |  |  | 0.97 | Solar Inverter |  | OUTDOOR
SRP01412 | KYOCERA SOLAR | KD210GX-L | 210 | 600 | 145 | 39.3 |  | Solar | FIXED | Roof
SRP01412 | SMA AMERICA | ST36 (208V) | 36000 | 1 |  |  | 0.97 | Solar Inverter |  | OUTDOOR
SRP01412 | SMA AMERICA | ST42 (208V) | 42000 | 2 |  |  | 0.971 | Solar Inverter |  | Outside
SRP01414 | SUNTECH POWER | STP180-24/AB-1 | 185 | 62 | 114 | 20 |  | Solar | FIXED | Roof
SRP01414 | ENPHASE ENERGY | M200-32-240-S02 | 380 | 31 |  |  | 0.955 | Solar Inverter |  | OUTDOOR
SRP01415 | SCHUCO USA |  | 185 | 24 | 183 | 15 |  | Solar | FIXED | Roof
SRP01415 | SCHUCO USA |  | 185 | 8 | 183 | 45 |  | Solar | FIXED | Roof
SRP01415 | SMA AMERICA | SB3000US (208V) | 3000 | 2 |  |  | 0.96 | Solar Inverter |  | OUTDOOR
SRP01416 | KYOCERA SOLAR | KD210GX-LP | 210 | 1275 | 180 | 32 |  | Solar | FIXED | Ground
SRP01416 | SMA AMERICA | SC250U (480V) | 250000 | 1 |  |  | 0.975 | Solar Inverter |  | OUTDOOR
SRP01417 | KYOCERA SOLAR | KD210GX-LP | 210 | 540 | 180 | 32 |  | Solar | FIXED | Ground
SRP01417 | SMA AMERICA | SB4000US (240V) | 48 | 2 |  |  | 0.97 | Solar Inverter |  | OUTDOOR
SRP01418 | SUNTECH POWER | STP175S-24/AB-1 | 175 | 18 | 271 | 9 |  | Solar | FIXED | Roof
SRP01418 | ENPHASE ENERGY | M200-32-208-S01 | 190 | 18 |  |  | 0.96 | Solar Inverter |  | OUTDOOR
SRP01420 | BP SOLAR | SX3200B | 230 | 70 | 207 | 26.6 |  | Solar | FIXED | Roof
SRP01420 | ENPHASE ENERGY | M200-32-240-S02 | 380 | 35 |  |  | 0.96 | Solar Inverter |  | OUTDOOR
SRP01421 | KYOCERA SOLAR | KD210GX-LP | 210 | 390 | 204 | 10 |  | Solar | FIXED | Roof
SRP01421 | PV POWERED | PVP75KW-208 | 75000 | 1 |  |  | 0.955 | Solar Inverter |  | INDOOR
SRP01422 | KYOCERA SOLAR | KD210GX-LP | 210 | 462 | 224 | 5 |  | Solar | FIXED | Roof
SRP01422 | PV POWERED | PVP100KW-208 | 100000 | 1 |  |  | 0.955 | Solar Inverter |  | INDOOR
SRP01424 | SUNTECH POWER | STP200-18/UB-1 | 205 | 34 | 196.2 | 34 |  | Solar | FIXED | Roof
SRP01424 | PV POWERED | PVP3000 | 3000 | 1 |  |  | 0.935 | Solar Inverter |  | INDOOR
SRP01424 | PV POWERED | PVP3500 | 3500 | 1 |  |  | 0.955 | Solar Inverter |  | INDOOR
SRP01425 | SUNTECH POWER | STP200-18/UB-1 | 205 | 39 | 137.9 | 26 |  | Solar | FIXED | Roof
SRP01425 | SMA AMERICA | SB7000US (208V) | 7000 | 1 |  |  | 0.97 | Solar Inverter |  | INDOOR
SRP01426 | CHANGZHOU TRINA SOLAR ENERGY CO | TSM-185D | 235 | 46 | 105.2 | 35 |  | Solar | FIXED | Roof
SRP01426 | PV POWERED | PVP4800 | 4800 | 2 |  |  | 0.96 | Solar Inverter |  | INDOOR
SRP01427 | SUNTECH POWER | STP200S-18/UB-1 | 205 | 24 | 127.5 | 10 |  | Solar | FIXED | Roof
SRP01427 | SUNTECH POWER | STP200-18/UB-1 | 205 | 20 | 127.5 | 22 |  | Solar | FIXED | Roof
SRP01427 | PV POWERED | PVP3500 | 3500 | 1 |  |  | 0.955 | Solar Inverter |  | INDOOR
SRP01427 | PV POWERED | PVP4800 | 4800 | 1 |  |  | 0.96 | Solar Inverter |  | INDOOR
SRP01428 | SUNTECH POWER | STP200-18/UB-1 | 205 | 36 | 267.9 | 25 |  | Solar | FIXED | Roof
SRP01428 | SMA AMERICA | SB7000US (208V) | 7000 | 1 |  |  | 0.97 | Solar Inverter |  | INDOOR
SRP01429 | SUNTECH POWER | STP200-18/UB-1 | 205 | 44 | 209 | 34 |  | Solar | FIXED | Roof
SRP01429 | PV POWERED | PVP4800 | 4800 | 2 |  |  | 0.96 | Solar Inverter |  | INDOOR
SRP01430 | CHANGZHOU TRINA SOLAR ENERGY CO | TSM-185D | 230 | 44 | 118 | 25 |  | Solar | FIXED | Roof
SRP01430 | PV POWERED | PVP4800 | 4800 | 2 |  |  | 0.96 | Solar Inverter |  | INDOOR
SRP01431 | CHANGZHOU TRINA SOLAR ENERGY CO | TSM-185D | 230 | 28 | 200.9 | 33 |  | Solar | FIXED | Roof
SRP01431 | SMA AMERICA | SB3000US (208V) | 3000 | 1 |  |  | 0.96 | Solar Inverter |  | INDOOR
SRP01431 | SMA AMERICA | SB4000US (208V) | 4000 | 1 |  |  | 0.96 | Solar Inverter |  | Inside
SRP01432 | SUNTECH POWER | STP200-18/UB-1 | 205 | 39 | 107 | 32 |  | Solar | FIXED | Roof
SRP01432 | SMA AMERICA | SB7000US (208V) | 7000 | 1 |  |  | 0.97 | Solar Inverter |  | INDOOR
SRP01433 | SUNTECH POWER | STP200-18/UB-1 | 205 | 24 | 161.5 | 25 |  | Solar | FIXED | Roof
SRP01433 | SMA AMERICA | SB4000US (208V) | 4000 | 1 |  |  | 0.96 | Solar Inverter |  | INDOOR
SRP01434 | SUNTECH POWER | STP200-18/UB-1 | 205 | 44 | 187.6 | 20 |  | Solar | FIXED | Roof
SRP01434 | PV POWERED | PVP4800 | 4800 | 2 |  |  | 0.96 | Solar Inverter |  | OUTDOOR
SRP01435 | REC SCANMODULE | SCM230 | 230 | 2772 | 211 | 12 |  | Solar | FIXED | Roof
SRP01435 | ADVANCED ENERGY INDUSTRIES | 3159000-104 | 500000 | 1 |  |  | 0.983 | Solar Inverter |  | OUTDOOR
SRP01436 | SOLARWORLD | SW185MONO | 245 | 728 | 214 | 10 |  | Solar | FIXED | Roof
SRP01436 | PV POWERED | PVP30KW-208 | 50000 | 1 |  |  | 0.971 | Solar Inverter |  | OUTDOOR
SRP01436 | PV POWERED | PVP100KW-208 | 100000 | 1 |  |  | 0.955 | Solar Inverter |  | OUTDOOR
SRP01438 | BP SOLAR | SX170N | 195 | 32 | 140 | 16 |  | Solar | FIXED | Roof
SRP01438 | SMA AMERICA | SB7000US (208V) | 7000 | 1 |  |  | 0.95 | Solar Inverter |  | OUTDOOR
SRP01439 | DAY4 ENERGY | DAY4 48MC 190 | 230 | 42 | 199 | 10 |  | Solar | FIXED | Roof
SRP01439 | FRONIUS USA |  | 10000 | 1 |  |  | 0.962 | Solar Inverter |  | INDOOR
SRP01441 | SUNTECH POWER | STP200-18/UB-1 | 205 | 11 | 142.7 | 20 |  | Solar | FIXED | Roof
SRP01441 | SUNTECH POWER | STP200-18/UB-1 | 205 | 38 | 232.7 | 25 |  | Solar | FIXED | Roof
SRP01441 | PV POWERED | PVP2500 | 2500 | 1 |  |  | 0.945 | Solar Inverter |  | Outside
SRP01441 | PV POWERED | PVP3500 | 3500 | 1 |  |  | 0.955 | Solar Inverter |  | Outside
SRP01441 | PV POWERED | PVP3500 | 3500 | 1 |  |  | 0.955 | Solar Inverter |  | Outside
SRP01442 | CHANGZHOU TRINA SOLAR ENERGY CO | TSM-185D | 235 | 30 | 193.3 | 35 |  | Solar | FIXED | Roof
SRP01442 | SMA AMERICA | SB7000US (208V) | 7000 | 1 |  |  | 0.97 | Solar Inverter |  | INDOOR
SRP01443 | CHANGZHOU TRINA SOLAR ENERGY CO | TSM-185D | 235 | 16 | 256.3 | 43 |  | Solar | FIXED | Roof
SRP01443 | PV POWERED | PVP3500 | 3500 | 1 |  |  | 0.955 | Solar Inverter |  | INDOOR
SRP01444 | CHANGZHOU TRINA SOLAR ENERGY CO | TSM-185D | 235 | 22 | 186.5 | 40 |  | Solar | FIXED | Roof
SRP01444 | PV POWERED | PVP4800 | 4800 | 1 |  |  | 0.96 | Solar Inverter |  | INDOOR
SRP01445 | CHANGZHOU TRINA SOLAR ENERGY CO | TSM-185D | 235 | 8 | 152.9 | 15 |  | Solar | FIXED | Roof
SRP01445 | CHANGZHOU TRINA SOLAR ENERGY CO | TSM-185D | 235 | 14 | 243.2 | 15 |  | Solar | FIXED | Roof
SRP01445 | PV POWERED | PVP2000 | 2000 | 1 |  |  | 0.92 | Solar Inverter |  | Inside
SRP01445 | PV POWERED | PVP3000 | 3000 | 1 |  |  | 0.935 | Solar Inverter |  | INDOOR
SRP01446 | SUNTECH POWER | STP200UB | 205 | 45 | 168.3 | 20 |  | Solar | FIXED | Roof
SRP01446 | PV POWERED | PVP3500 | 3500 | 1 |  |  | 0.955 | Solar Inverter |  | INDOOR
SRP01446 | PV POWERED | PVP4800 | 4800 | 1 |  |  | 0.96 | Solar Inverter |  | INDOOR
SRP01449 | MATRIX SOLAR/PHOTOWATT | PW1250-115 | 230 | 26 | 120 | 18 |  | Solar | FIXED | Roof
SRP01449 | MATRIX SOLAR/PHOTOWATT | PW1250-115 | 230 | 14 | 210 | 23 |  | Solar | FIXED | Roof
SRP01449 | ENPHASE ENERGY | M175-24-240-S02 | 190 | 40 |  |  | 0.955 | Solar Inverter |  | OUTDOOR
SRP01451 | SCHOTT SOLAR | ASE-250DGF/50-230 | 230 | 169 | 213 | 10 |  | Solar | FIXED | Roof
SRP01451 | PV POWERED | PVP30KW-208 | 30000 | 1 |  |  | 0.97 | Solar Inverter |  | OUTDOOR
SRP01456 | SUNPOWER | SPR-230-WHT-U | 230 | 103 | 180 | 34 |  | Solar | FIXED | Ground
SRP01456 | SUNPOWER CORP (ORIGINAL MFRSMA) | SPR-4000M (208V) | 4000 | 1 |  |  | 0.97 | Solar Inverter |  | OUTDOOR
SRP01456 | SUNPOWER CORP (ORIGINAL MFRSMA) | SPR-6000M (208V) | 6000 | 1 |  |  | 0.97 | Solar Inverter |  | OUTDOOR
SRP01456 | SUNPOWER CORP (ORIGINAL MFRSMA) | SPR-7000M (208V) | 7000 | 2 |  |  | 0.97 | Solar Inverter |  | OUTDOOR
SRP01457 | SUNPOWER | SPR-230-WHT-U | 230 | 16 | 123 | 20 |  | Solar | FIXED | Roof
SRP01457 | SUNPOWER CORP (ORIGINAL MFRSMA) | SPR-4000M (208V) | 4000 | 1 |  |  | 0.97 | Solar Inverter |  | INDOOR
SRP01458 | DAY4 ENERGY | DAY4 48MC 160 | 230 | 10 | 122 | 20 |  | Solar | FIXED | Roof
SRP01458 | DAY4 ENERGY | DAY4 48MC 160 | 230 | 18 | 213 | 25 |  | Solar | FIXED | Roof
SRP01458 | POWER-ONE | PVI-6000-OUTD-US (208 V) | 6000 | 1 |  |  | 0.964 | Solar Inverter |  | OUTDOOR
SRP01459 | BP SOLAR | BP3170N | 230 | 42 | 194 | 24 |  | Solar | FIXED | Roof
SRP01459 | SUNSET | SUNSTRING 5000 | 5000 | 2 |  |  | 0.95 | Solar Inverter |  | Inside
SRP01460 | SUNTECH POWER | STP200-18/UB-1 | 205 | 24 | 129 | 26 |  | Solar | FIXED | Roof
SRP01460 | SMA AMERICA | SB4000US (208V) | 4000 | 1 |  |  | 0.96 | Solar Inverter |  | INDOOR
SRP01461 | SUNTECH POWER | STP180S-24/AB-1 | 185 | 52 | 220 | 30 |  | Solar | FIXED | Roof
SRP01461 | SMA AMERICA | SB4000US (208V) | 4000 | 1 |  |  | 0.965 | Solar Inverter |  | INDOOR
SRP01461 | SMA AMERICA | SB5000US | 5000 | 1 |  |  | 0.968 | Solar Inverter |  | INDOOR
SRP01462 | BP SOLAR | BP175 B | 230 | 108 | 112 | 15 |  | Solar | FIXED | Roof
SRP01462 | SMA AMERICA | SB7000US (208V) | 7000 | 4 |  |  | 0.965 | Solar Inverter |  | INDOOR
SRP01464 | SUNTECH POWER | STP180S-24/AB-1 | 185 | 110 | 307 | 14 |  | Solar | FIXED | Roof
SRP01464 | SUNTECH POWER | STP180S-24/AB-1 | 185 | 220 | 127 | 24 |  | Solar | FIXED | Roof
SRP01464 | SMA AMERICA | SB7000US (277V) | 10000 | 6 |  |  | 0.983 | Solar Inverter |  | INDOOR
SRP01465 | SUNTECH POWER | STP180S-24/AB-1 | 185 | 110 | 304 | 10 |  | Solar | FIXED | Roof
SRP01465 | SUNTECH POWER | STP180-24/AB-1 | 185 | 40 | 213 | 40 |  | Solar | FIXED | Roof
SRP01465 | SMA AMERICA | SB7000US (208V) | 7000 | 1 |  |  | 0.971 | Solar Inverter |  | INDOOR
SRP01465 | SMA AMERICA | SB1100U | 10000 | 2 |  |  | 0.983 | Solar Inverter |  | INDOOR
SRP01466 | SOLARWORLD | SW185MONO | 245 | 72 | 204 | 10 |  | Solar | FIXED | Roof
SRP01466 | SMA AMERICA | SB5000US | 5000 | 3 |  |  | 0.967 | Solar Inverter |  | Outside
SRP01471 | MATRIX SOLAR/PHOTOWATT | PW1650-175 | 240 | 39 | 222 | 18 |  | Solar | FIXED | Roof
SRP01471 | SMA AMERICA | SB7000US (277V) | 8000 | 1 |  |  | 0.96 | Solar Inverter |  | INDOOR
SRP01473 | CHANGZHOU TRINA SOLAR ENERGY CO | TSM-185D | 240 | 430 | 151 | 10 |  | Solar | FIXED | Roof
SRP01473 | CHANGZHOU TRINA SOLAR ENERGY CO | TSM-185D | 240 | 184 | 180 | 10 |  | Solar | FIXED | Roof
SRP01473 | ENPHASE ENERGY | M200-32-240-S02 | 215 | 614 |  |  | 0.963 | Solar Inverter |  | OUTDOOR
SRP01474 | SUNPOWER | SPR-315E-WHT-U | 327 | 9432 | 181 | 5 |  | Solar | FIXED | Roof
SRP01474 | SUNPOWER | SPR-315E-WHT-U | 327 | 18096 | 210 | 5 |  | Solar | FIXED | Roof
SRP01474 | SATCON TECHNOLOGY | PVS-500 (480 V) | 500000 | 15 |  |  | 0.96 | Solar Inverter |  | OUTDOOR
SRP01475 | SUNPOWER | SPR-230-WHT-U | 230 | 10 | 174 | 20 |  | Solar | FIXED | Roof
SRP01475 | ENPHASE ENERGY | M200-32-240-S01 | 210 | 10 |  |  | 0.96 | Solar Inverter |  | OUTDOOR
SRP01476 | SOLARWORLD | SW185MONO | 245 | 322 | 195 | 9 |  | Solar | FIXED | Roof
SRP01476 | SOLARWORLD | SW185MONO | 245 | 234 | 195 | 10 |  | Solar | FIXED | Roof
SRP01476 | PV POWERED | PVP75KW-208 | 75000 | 2 |  |  | 0.955 | Solar Inverter |  | INDOOR
SRP01477 | SOLYNDRA | SL-002-182U | 210 | 20 | 182 | 0 |  | Solar | FIXED | Roof
SRP01477 | SMA AMERICA | SB4000US (208V) | 4000 | 1 |  |  | 0.96 | Solar Inverter |  | Outside
SRP01478 | SOLYNDRA | SL-002-182U | 210 | 88 | 182 | 0 |  | Solar | FIXED | Roof
SRP01478 | SMA AMERICA | SB5000US | 5000 | 1 |  |  | 0.96 | Solar Inverter |  | Outside
SRP01478 | SMA AMERICA | SB7000US (208V) | 7000 | 2 |  |  | 0.97 | Solar Inverter |  | Outside
SRP01479 | DAY4 ENERGY | DAY4 48MC 160 | 280 | 10 | 102 | 24 |  | Solar | FIXED | Roof
SRP01479 | SMA AMERICA | SB3000US (208V) | 3000 | 1 |  |  | 0.95 | Solar Inverter |  | INDOOR
SRP01480 | SUNTECH POWER | STP210-18/UB-1 | 225 | 16 | 206 | 42 |  | Solar | FIXED | Roof
SRP01480 | POWER-ONE | PVI-3600-OUTD-US-F (208V) | 3600 | 1 |  |  | 0.968 | Solar Inverter |  | INDOOR
SRP01481 | SUNTECH POWER | STP210S-18/UB-1 | 225 | 20 | 210 | 30 |  | Solar | FIXED | Roof
SRP01481 | POWER-ONE | PVI-3600-US (240V) | 4200 | 1 |  |  | 0.968 | Solar Inverter |  | INDOOR
SRP01482 | MATRIX SOLAR/PHOTOWATT | PW1000-100 | 190 | 40 | 154 | 33 |  | Solar | FIXED | Roof
SRP01482 | SMA AMERICA | SB7000US (208V) | 7000 | 1 |  |  | 0.96 | Solar Inverter |  | OUTDOOR
SRP01485 | REC SCANMODULE | SCM230 | 230 | 1848 | 211 | 12 |  | Solar | FIXED | Roof
SRP01485 | ADVANCED ENERGY INDUSTRIES | 3159000-104 | 333000 | 1 |  |  | 0.983 | Solar Inverter |  | OUTDOOR
SRP01487 | SUNTECH POWER | STP180S-24/AB-1 | 185 | 65 | 217 | 17 |  | Solar | FIXED | Roof
SRP01487 | SUNTECH POWER | STP180S-24/AB-1 | 185 | 44 | 127 | 45 |  | Solar | FIXED | Roof
SRP01487 | SMA AMERICA | SB4000US (208V) | 4000 | 1 |  |  | 0.968 | Solar Inverter |  | INDOOR
SRP01487 | SMA AMERICA | SB7000US (208V) | 7000 | 2 |  |  | 0.971 | Solar Inverter |  | INDOOR
SRP01488 | SANYO ELECTRIC | HIP-205BA5 | 220 | 91 | 200 | 17 |  | Solar | FIXED | Roof
SRP01488 | SMA AMERICA | SB6000U (240V) | 6000 | 2 |  |  | 0.97 | Solar Inverter |  | Inside
SRP01488 | SMA AMERICA | SB7000US (208V) | 7000 | 1 |  |  | 0.97 | Solar Inverter |  | INDOOR
SRP01489 | SUNPOWER | SPR-225-BLK-U | 225 | 22 | 78 | 26 |  | Solar | FIXED | Roof
SRP01489 | SUNPOWER | SPR-225-BLK-U | 225 | 32 | 258 | 26 |  | Solar | FIXED | Roof
SRP01489 | SUNPOWER CORP (ORIGINAL MFRSMA) | SPR-3000M (208V) | 3000 | 2 |  |  | 0.966 | Solar Inverter |  | INDOOR
SRP01489 | SUNPOWER CORP (ORIGINAL MFRSMA) | SPR-7000M (208V) | 7000 | 1 |  |  | 0.971 | Solar Inverter |  | INDOOR
SRP01490 | SUNTECH POWER | STP180-24/AB-1 | 185 | 56 | 250 | 38 |  | Solar | FIXED | Roof
SRP01490 | SMA AMERICA | SB4000US (208V) | 4000 | 1 |  |  | 0.968 | Solar Inverter |  | INDOOR
SRP01490 | SMA AMERICA | SB6000US (208V) | 6000 | 1 |  |  | 0.97 | Solar Inverter |  | INDOOR
SRP01493 | CHANGZHOU TRINA SOLAR ENERGY CO | TSM-160D | 230 | 20 | 165 | 32 |  | Solar | FIXED | Roof
SRP01493 | FRONIUS USA | IG 4000 | 4000 | 1 |  |  | 0.952 | Solar Inverter |  | OUTDOOR
SRP01494 | CHANGZHOU TRINA SOLAR ENERGY CO | TSM-160D | 230 | 26 | 134 | 32 |  | Solar | FIXED | Roof
SRP01494 | FRONIUS USA |  | 6000 | 1 |  |  | 0.96 | Solar Inverter |  | OUTDOOR
SRP01495 | CHANGZHOU TRINA SOLAR ENERGY CO | TSM-160D | 230 | 26 | 138 | 21 |  | Solar | FIXED | Roof
SRP01495 | SMA AMERICA | SB5000US | 5000 | 1 |  |  | 0.968 | Solar Inverter |  | OUTDOOR
SRP01497 | CHANGZHOU TRINA SOLAR ENERGY CO | TSM-185D | 235 | 10 | 93 | 36 |  | Solar | FIXED | Roof
SRP01497 | PV POWERED | PVP2500 | 2500 | 1 |  |  | 0.945 | Solar Inverter |  | INDOOR
SRP01498 | CHANGZHOU TRINA SOLAR ENERGY CO | TSM-160D | 230 | 20 | 200 | 33 |  | Solar | FIXED | Roof
SRP01498 | FRONIUS USA | IG 4000 | 4000 | 1 |  |  | 0.962 | Solar Inverter |  | OUTDOOR
SRP01499 | CHANGZHOU TRINA SOLAR ENERGY CO | TSM-160D | 230 | 26 | 179 | 18 |  | Solar | FIXED | Roof
SRP01499 | SMA AMERICA | SB5000US | 5000 | 1 |  |  | 0.968 | Solar Inverter |  | OUTDOOR
SRP01500 | CHANGZHOU TRINA SOLAR ENERGY CO | TSM-185D | 235 | 26 | 243.5 | 19 |  | Solar | FIXED | Roof
SRP01500 | SMA AMERICA | SB6000U (208V) | 6000 | 1 |  |  | 0.97 | Solar Inverter |  | INDOOR
SRP01501 | MATRIX SOLAR/PHOTOWATT | PW1650-175 | 235 | 24 | 220 | 33 |  | Solar | FIXED | Roof
SRP01501 | MATRIX SOLAR/PHOTOWATT | PW1650-175 | 235 | 24 | 220 | 36 |  | Solar | FIXED | Roof
SRP01501 | FRONIUS USA |  | 10000 | 1 |  |  | 0.96 | Solar Inverter |  | INDOOR
SRP01502 | CHANGZHOU TRINA SOLAR ENERGY CO | TSM-185D | 235 | 26 | 211.4 | 25 |  | Solar | FIXED | Roof
SRP01502 | SMA AMERICA | SB6000U (208V) | 6000 | 1 |  |  | 0.97 | Solar Inverter |  | INDOOR
SRP01503 | MATRIX SOLAR/PHOTOWATT | PW1000-100 | 235 | 110 | 220 | 16 |  | Solar | FIXED | Roof
SRP01503 | FRONIUS USA |  | 11400 | 2 |  |  | 0.96 | Solar Inverter |  | OUTDOOR
SRP01504 | SUNPOWER | SPR-230-WHT-U | 230 | 38 | 250 | 20 |  | Solar | FIXED | Roof
SRP01504 | SUNPOWER CORP (ORIGINAL MFRSMA) | SPR-4000M (208V) | 4000 | 1 |  |  | 0.968 | Solar Inverter |  | INDOOR
SRP01504 | SUNPOWER CORP (ORIGINAL MFRSMA) | SPR-5000M (208V) | 5000 | 1 |  |  | 0.968 | Solar Inverter |  | INDOOR
SRP01505 | CANADIAN SOLAR | CS6P-230 | 250 | 15 | 217 | 45 |  | Solar | FIXED | Roof
SRP01505 | PV POWERED | PVP4800 | 4800 | 1 |  |  | 0.96 | Solar Inverter |  | INDOOR
SRP01506 | CHANGZHOU TRINA SOLAR ENERGY CO | TSM-185D | 235 | 26 | 197 | 20 |  | Solar | FIXED | Roof
SRP01506 | SMA AMERICA | SB6000U (208V) | 6000 | 1 |  |  | 0.97 | Solar Inverter |  | OUTDOOR
SRP01507 | CHANGZHOU TRINA SOLAR ENERGY CO | TSM-185D | 235 | 36 | 208 | 25 |  | Solar | FIXED | Roof
SRP01507 | SMA AMERICA | SB700U-SBD | 8000 | 1 |  |  | 0.965 | Solar Inverter |  | INDOOR
SRP01508 | CHANGZHOU TRINA SOLAR ENERGY CO | TSM-180D | 235 | 20 | 168 | 26 |  | Solar | FIXED | Roof
SRP01508 | PV POWERED | PVP4800 | 4800 | 1 |  |  | 0.96 | Solar Inverter |  | INDOOR
SRP01509 | SUNTECH POWER | STP200UB | 205 | 28 | 184 | 35 |  | Solar | FIXED | Roof
SRP01509 | SMA AMERICA | SB6000U (208V) | 6000 | 1 |  |  | 0.97 | Solar Inverter |  | INDOOR
SRP01510 | SUNTECH POWER | STP200-18/UB-1 | 205 | 30 | 266 | 30 |  | Solar | FIXED | Roof
SRP01510 | SMA AMERICA | SB3000US (208V) | 3000 | 2 |  |  | 0.96 | Solar Inverter |  | INDOOR
SRP01511 | SUNTECH POWER | STP200S-18/UB-1 | 205 | 16 | 266.6 | 20 |  | Solar | FIXED | Roof
SRP01511 | SUNTECH POWER | STP200UB | 205 | 8 | 178 | 22 |  | Solar | FIXED | Roof
SRP01511 | PV POWERED | PVP2000 | 2000 | 1 |  |  | 0.92 | Solar Inverter |  | OUTDOOR
SRP01511 | PV POWERED | PVP3000 | 3000 | 1 |  |  | 0.935 | Solar Inverter |  | OUTDOOR
SRP01512 | SUNTECH POWER | STP200-18/UB-1 | 205 | 40 | 120.7 | 35 |  | Solar | FIXED | Roof
SRP01512 | PV POWERED | PVP3500 | 3500 | 2 |  |  | 0.955 | Solar Inverter |  | INDOOR
SRP01513 | CHANGZHOU TRINA SOLAR ENERGY CO | TSM-185D | 235 | 33 | 197.1 | 22 |  | Solar | FIXED | Roof
SRP01513 | SMA AMERICA | SB7000US (208V) | 7000 | 1 |  |  | 0.97 | Solar Inverter |  | OUTDOOR
SRP01514 | CHANGZHOU TRINA SOLAR ENERGY CO | TSM-185D | 235 | 22 | 221 | 19 |  | Solar | FIXED | Roof
SRP01514 | PV POWERED | PVP4800 | 4800 | 1 |  |  | 0.96 | Solar Inverter |  | INDOOR
SRP01515 | SUNTECH POWER | STP200S-18/UB-1 | 205 | 6 | 219 | 27 |  | Solar | FIXED | Roof
SRP01515 | SUNTECH POWER | STP200-18/UB-1 | 205 | 19 | 129 | 35 |  | Solar | FIXED | Roof
SRP01515 | PV POWERED | PVP2000 | 2000 | 1 |  |  | 0.92 | Solar Inverter |  | INDOOR
SRP01515 | PV POWERED | PVP2000 | 2000 | 2 |  |  | 0.92 | Solar Inverter |  | INDOOR
SRP01516 | CHANGZHOU TRINA SOLAR ENERGY CO | TSM-185D | 235 | 14 | 169 | 23 |  | Solar | FIXED | Roof
SRP01516 | PV POWERED | PVP3000 | 3000 | 1 |  |  | 0.935 | Solar Inverter |  | INDOOR
SRP01517 | CANADIAN SOLAR | CS5A-180 | 180 | 12 | 169 | 20 |  | Solar | FIXED | Roof
SRP01517 | ENPHASE ENERGY | M200-32-240-S02 | 380 | 6 |  |  | 0.96 | Solar Inverter |  | OUTDOOR
SRP01518 | SUNPOWER | SPR-225-BLK-U | 225 | 24 | 234 | 32 |  | Solar | FIXED | Roof
SRP01518 | SUNPOWER | SPR-225-BLK-U | 225 | 34 | 144 | 34 |  | Solar | FIXED | Roof
SRP01518 | SUNPOWER CORP (ORIGINAL MFRSMA) | SPR-3000M (208V) | 3000 | 1 |  |  | 0.968 | Solar Inverter |  | INDOOR
SRP01518 | SUNPOWER CORP (ORIGINAL MFRSMA) | SPR-4000M (208V) | 4000 | 1 |  |  | 0.968 | Solar Inverter |  | INDOOR
SRP01518 | SUNPOWER CORP (ORIGINAL MFRSMA) | SPR-5000M (208V) | 5000 | 1 |  |  | 0.968 | Solar Inverter |  | INDOOR
SRP01519 | SUNTECH POWER | STP180-24/AB-1 | 185 | 45 | 156 | 30 |  | Solar | FIXED | Roof
SRP01519 | SMA AMERICA | SB3000US (208V) | 3000 | 3 |  |  | 0.965 | Solar Inverter |  | INDOOR
SRP01520 | SUNTECH POWER | STP175S-24/AB-1 | 175 | 22 | 235 | 22 |  | Solar | FIXED | Roof
SRP01520 | SUNTECH POWER | STP175-24/AB-1 | 175 | 22 | 145 | 45 |  | Solar | FIXED | Roof
SRP01520 | ENPHASE ENERGY | M175-24-240-S02 | 190 | 22 |  |  | 0.97 | Solar Inverter |  | OUTDOOR
SRP01520 | ENPHASE ENERGY | M175-24-240-S02 | 190 | 22 |  |  | 0.97 | Solar Inverter |  | OUTDOOR
SRP01521 | SUNPOWER | SPR-230-WHT-U | 240 | 1341 | 138 | 5 |  | Solar | 1AXIS | Ground
SRP01521 | SATCON TECHNOLOGY | AE-100-60-PV-A | 100000 | 3 |  |  | 0.97 | Solar Inverter |  | OUTDOOR
SRP01522 | SUNPOWER | SPR-230-WHT-U | 230 | 30 | 180 | 34 |  | Solar | FIXED | Ground
SRP01522 | SUNPOWER CORP (ORIGINAL MFRSMA) | SPR-7000M (208V) | 7000 | 1 |  |  | 0.97 | Solar Inverter |  | OUTDOOR
SRP01523 | SUNPOWER | SPR-290-WHT-U | 230 | 135 | 180 | 34 |  | Solar | FIXED | Ground
SRP01523 | SUNPOWER CORP (ORIGINAL MFRSMA) | SPR-4000M (208V) | 4000 | 1 |  |  | 0.97 | Solar Inverter |  | OUTDOOR
SRP01523 | SUNPOWER CORP (ORIGINAL MFRSMA) | SPR-6000M (208V) | 6000 | 1 |  |  | 0.97 | Solar Inverter |  | OUTDOOR
SRP01523 | SUNPOWER CORP (ORIGINAL MFRSMA) | SPR-7000M (208V) | 7000 | 3 |  |  | 0.97 | Solar Inverter |  | OUTDOOR
SRP01524 | KYOCERA SOLAR | KD210GX-LP | 225 | 9 | 95 | 18 |  | Solar | FIXED | Roof
SRP01524 | KYOCERA SOLAR | KD210GX-LP | 225 | 9 | 195 | 18 |  | Solar | FIXED | Roof
SRP01524 | KYOCERA SOLAR | KD210GX-LP | 225 | 27 | 282 | 18 |  | Solar | FIXED | Roof
SRP01524 | ENPHASE ENERGY | M175-24-240-S02 | 190 | 25 |  |  | 0.95 | Solar Inverter |  | OUTDOOR
SRP01524 | FRONIUS USA | IG 4000 | 4000 | 1 |  |  | 0.95 | Solar Inverter |  | Outside
SRP01525 | KYOCERA SOLAR | KD210GX-LP | 225 | 78 | 195 | 10 |  | Solar | FIXED | Roof
SRP01525 | SMA AMERICA | SB6000U (208V) | 6000 | 3 |  |  | 0.95 | Solar Inverter |  | INDOOR
SRP01526 | SOLYNDRA | SL-002-182U | 210 | 132 | 182 | 0 |  | Solar | FIXED | Roof
SRP01526 | SMA AMERICA | SB4000US (208V) | 4000 | 2 |  |  | 0.96 | Solar Inverter |  | Outside
SRP01526 | SMA AMERICA | SB7000US (208V) | 7000 | 3 |  |  | 0.97 | Solar Inverter |  | Outside
SRP01527 | KYOCERA SOLAR | KD210GX-LP | 225 | 39 | 183 | 35 |  | Solar | FIXED | Roof
SRP01527 | FRONIUS USA |  | 7500 | 1 |  |  | 0.95 | Solar Inverter |  | OUTDOOR
SRP01528 | SUNTECH POWER | STP190S-18/UB-1 | 185 | 55 | 179 | 20 |  | Solar | FIXED | Roof
SRP01528 | ENPHASE ENERGY | M175-24-240-S02 | 190 | 55 |  |  | 0.95 | Solar Inverter |  | OUTDOOR
SRP01529 | SUNTECH POWER | STP180S-24/AB-1 | 185 | 62 | 112 | 25 |  | Solar | FIXED | Roof
SRP01529 | SUNTECH POWER | STP180-24/AB-1 | 185 | 13 | 177 | 35 |  | Solar | FIXED | Roof
SRP01529 | ENPHASE ENERGY | M175-24-240-S02 | 190 | 75 |  |  | 0.95 | Solar Inverter |  | OUTDOOR
SRP01530 | MATRIX SOLAR/PHOTOWATT | PW1650-175 | 235 | 200 | 183 | 35 |  | Solar | FIXED | Ground
SRP01530 | SOLECTRIA RENEWABLES | PVI13KW-480 | 13000 | 1 |  |  | 0.958 | Solar Inverter |  | OUTDOOR
SRP01530 | SOLECTRIA RENEWABLES | PVI15KW-208 | 15000 | 2 |  |  | 0.958 | Solar Inverter |  | OUTDOOR
SRP01531 | KYOCERA SOLAR | KD210GX-LP | 225 | 12 | 118 | 27 |  | Solar | FIXED | Roof
SRP01531 | KYOCERA SOLAR | KD210GX-LP | 225 | 63 | 208 | 27 |  | Solar | FIXED | Roof
SRP01531 | ENPHASE ENERGY | M200-32-208-S01 | 190 | 12 |  |  | 0.95 | Solar Inverter |  | OUTDOOR
SRP01531 | FRONIUS USA |  | 7500 | 2 |  |  | 0.95 | Solar Inverter |  | OUTDOOR
SRP01532 | MATRIX SOLAR/PHOTOWATT | PW1650-175 | 235 | 180 | 183 | 35 |  | Solar | FIXED | Ground
SRP01532 | SOLECTRIA RENEWABLES | PVI13KW-208 | 13000 | 1 |  |  | 0.958 | Solar Inverter |  | OUTDOOR
SRP01532 | SOLECTRIA RENEWABLES | PVI15KW-208 | 15000 | 2 |  |  | 0.958 | Solar Inverter |  | OUTDOOR
SRP01533 | CHANGZHOU TRINA SOLAR ENERGY CO | TSM-185D | 235 | 156 | 185 | 18 |  | Solar | FIXED | Roof
SRP01533 | PV POWERED | PVP75KW-208 | 50000 | 1 |  |  | 0.95 | Solar Inverter |  | OUTDOOR
SRP01534 | CHANGZHOU TRINA SOLAR ENERGY CO | TSM-185D | 235 | 182 | 95 | 18 |  | Solar | FIXED | Roof
SRP01534 | CHANGZHOU TRINA SOLAR ENERGY CO | TSM-185D | 235 | 91 | 185 | 18 |  | Solar | FIXED | Roof
SRP01534 | PV POWERED | PVP75KW-208 | 50000 | 2 |  |  | 0.95 | Solar Inverter |  | OUTDOOR
SRP01537 | SUNTECH POWER | STP210S-18/UB-1 | 270 | 561 | 165 | 20 |  | Solar | FIXED | Ground
SRP01537 | SATCON TECHNOLOGY | PVS-135 (208 V) | 135000 | 1 |  |  | 0.96 | Solar Inverter |  | OUTDOOR
SRP01538 | NINGBO SOLAR ELECTRIC POWER | TDB125X125-72-P 175W | 210 | 30 | 136 | 26 |  | Solar | FIXED | Roof
SRP01538 | NINGBO SOLAR ELECTRIC POWER | TDB125X125-72-P 175W | 210 | 30 | 226 | 45 |  | Solar | FIXED | Roof
SRP01538 | PV POWERED | PVP2000 | 2000 | 3 |  |  | 0.97 | Solar Inverter |  | INDOOR
SRP01538 | PV POWERED | PVP2500 | 2500 | 1 |  |  | 0.97 | Solar Inverter |  | INDOOR
SRP01538 | PV POWERED | PVP3500 | 3500 | 1 |  |  | 0.97 | Solar Inverter |  | INDOOR
SRP01539 | SOLARWORLD | SW185MONO | 240 | 26 | 180 | 30 |  | Solar | FIXED | Pole
SRP01539 | ENPHASE ENERGY | M175-24-240-S02 | 190 | 26 |  |  | 0.97 | Solar Inverter |  | OUTDOOR
SRP01540 | BP SOLAR | BP3170N | 195 | 22 | 107 | 23 |  | Solar | FIXED | Roof
SRP01540 | BP SOLAR | BP175 B | 195 | 12 | 107 | 30 |  | Solar | FIXED | Roof
SRP01540 | SMA AMERICA | SB3000US (208V) | 3000 | 3 |  |  | 0.97 | Solar Inverter |  | OUTDOOR
SRP01541 | SUNTECH POWER | STP210S-18/UB-1 | 280 | 2640 | 190 | 15 |  | Solar | FIXED | Ground
SRP01541 | ADVANCED ENERGY INDUSTRIES | 3159000-110 | 333000 | 2 |  |  | 0.98 | Solar Inverter |  | Inside
SRP01542 | CHANGZHOU TRINA SOLAR ENERGY CO | TSM-185D | 235 | 2100 | 180 | 5 |  | Solar | FIXED | Roof
SRP01542 | ADVANCED ENERGY INDUSTRIES | 3159000-104 | 500000 | 1 |  |  | 0.985 | Solar Inverter |  | OUTDOOR
SRP01543 | SHARP | ND-224UC1 | 235 | 1176 | 187 | 10 |  | Solar | FIXED | Roof
SRP01543 | PV POWERED | PVP100KW-208 | 260000 | 2 |  |  | 0.97 | Solar Inverter |  | OUTDOOR
SRP01544 | SANYO ELECTRIC | HIP-205BA5 | 215 | 20 | 176 | 23 |  | Solar | FIXED | Roof
SRP01544 | SMA AMERICA | SB4000US (208V) | 4000 | 1 |  |  | 0.968 | Solar Inverter |  | INDOOR
SRP01546 | CHANGZHOU TRINA SOLAR ENERGY CO | TSM-185D | 235 | 30 | 136.9 | 25 |  | Solar | FIXED | Roof
SRP01546 | SMA AMERICA | SB7000US (208V) | 7000 | 1 |  |  | 0.97 | Solar Inverter |  | INDOOR
SRP01547 | CANADIAN SOLAR | CS5P-235 | 230 | 28 | 178 | 23 |  | Solar | FIXED | Roof
SRP01547 | ENPHASE ENERGY | M175-24-240-S02 | 190 | 28 |  |  | 0.955 | Solar Inverter |  | OUTDOOR
SRP01548 | SANYO ELECTRIC | HIP-205BA5 | 215 | 24 | 166 | 34 |  | Solar | FIXED | Roof
SRP01548 | SMA AMERICA | SB6000U (208V) | 6000 | 1 |  |  | 0.97 | Solar Inverter |  | INDOOR
SRP01549 | BP SOLAR | BP3170N | 230 | 44 | 198 | 12 |  | Solar | FIXED | Roof
SRP01549 | FRONIUS USA |  | 11400 | 1 |  |  | 0.962 | Solar Inverter |  | INDOOR
SRP01550 | KYOCERA SOLAR | KD210GX-LP | 235 | 44 | 200 | 30 |  | Solar | FIXED | Ground
SRP01550 | SMA AMERICA | SB5000US | 5000 | 2 |  |  | 0.968 | Solar Inverter |  | INDOOR
SRP01551 | REC SCANMODULE | SCM230 | 230 | 28 | 180 | 30 |  | Solar | FIXED | Roof
SRP01551 | SMA AMERICA | SB6000U (208V) | 6000 | 1 |  |  | 0.955 | Solar Inverter |  | INDOOR
SRP01552 | REC SCANMODULE | SCM230 | 230 | 26 | 125 | 24 |  | Solar | FIXED | Roof
SRP01552 | SMA AMERICA | SB5000US | 5000 | 1 |  |  | 0.97 | Solar Inverter |  | INDOOR
SRP01553 | CHANGZHOU TRINA SOLAR ENERGY CO | TSM-185D | 230 | 16 | 165 | 32 |  | Solar | FIXED | Roof
SRP01553 | CHANGZHOU TRINA SOLAR ENERGY CO | TSM-165D | 230 | 22 | 243 | 32 |  | Solar | FIXED | Roof
SRP01553 | FRONIUS USA | IG 4000 | 4000 | 2 |  |  | 0.952 | Solar Inverter |  | OUTDOOR
SRP01555 | SOLARWORLD | SW185MONO | 245 | 48 | 173 | 10 |  | Solar | FIXED | Roof
SRP01555 | SOLARWORLD | SW185 MONO/T | 245 | 28 | 173 | 18 |  | Solar | FIXED | Roof
SRP01555 | SMA AMERICA | SB5000US | 5000 | 2 |  |  | 0.967 | Solar Inverter |  | Outside
SRP01555 | SMA AMERICA | SB6000U (208V) | 6000 | 1 |  |  | 0.969 | Solar Inverter |  | Outside
SRP01557 | KYOCERA SOLAR | KD210GX-LP | 235 | 22 | 178 | 18 |  | Solar | FIXED | Roof
SRP01557 | SMA AMERICA | SB5000US | 5000 | 1 |  |  | 0.97 | Solar Inverter |  | INDOOR
SRP01558 | KYOCERA SOLAR | KC200GT | 235 | 44 | 180 | 30 |  | Solar | FIXED | Ground
SRP01558 | FRONIUS USA |  | 10000 | 1 |  |  | 0.955 | Solar Inverter |  | INDOOR
SRP01559 | SOLARWORLD | SW185 MONO/T | 245 | 154 | 176 | 5 |  | Solar | FIXED | Roof
SRP01559 | PV POWERED | PVP30KW-LV-480 | 50000 | 1 |  |  | 0.96 | Solar Inverter |  | OUTDOOR
SRP01561 | SANYO ELECTRIC | HIP-205BA5 | 220 | 64 | 198 | 20 |  | Solar | FIXED | Roof
SRP01561 | SMA AMERICA | SB7000US (208V) | 7000 | 2 |  |  | 0.97 | Solar Inverter |  | OUTDOOR
SRP01562 | CHANGZHOU TRINA SOLAR ENERGY CO | TSM-185D | 230 | 9 | 155 | 15 |  | Solar | FIXED | Roof
SRP01562 | CHANGZHOU TRINA SOLAR ENERGY CO | TSM-185D | 230 | 26 | 159 | 20 |  | Solar | FIXED | Roof
SRP01562 | CHANGZHOU TRINA SOLAR ENERGY CO | TSM-185D | 230 | 24 | 155 | 25 |  | Solar | FIXED | Roof
SRP01562 | SMA AMERICA | SB5000US | 5000 | 1 |  |  | 0.97 | Solar Inverter |  | OUTDOOR
SRP01562 | SMA AMERICA | SB7000US (208V) | 7000 | 1 |  |  | 0.97 | Solar Inverter |  | OUTDOOR
SRP01563 | CHANGZHOU TRINA SOLAR ENERGY CO | TSM-185D | 235 | 42 | 179 | 8 |  | Solar | FIXED | Roof
SRP01563 | SMA AMERICA | SB5000US | 5000 | 2 |  |  | 0.97 | Solar Inverter |  | INDOOR
SRP01565 | BP SOLAR | BP3125S | 215 | 36 | 156 | 22 |  | Solar | FIXED | Roof
SRP01565 | FRONIUS USA |  | 7500 | 1 |  |  | 0.95 | Solar Inverter |  | OUTDOOR
SRP01566 | SUNTECH POWER | STP21018 | 280 | 330 | 202 | 10 |  | Solar | FIXED | Roof
SRP01566 | PV POWERED | PVP75KW-208 | 75000 | 1 |  |  | 0.97 | Solar Inverter |  | INDOOR
SRP01567 | SOLARWORLD | SW185MONO | 240 | 15 | 181 | 31 |  | Solar | FIXED | Roof
SRP01567 | FRONIUS USA | IG 2000 | 2000 | 2 |  |  | 0.952 | Solar Inverter |  | INDOOR
SRP01568 | SUNTECH POWER | STP21018 | 280 | 671 | 202 | 10 |  | Solar | FIXED | Roof
SRP01568 | PV POWERED | PVP75KW-480 | 75000 | 2 |  |  | 0.97 | Solar Inverter |  | INDOOR
SRP01569 | SUNTECH POWER | STP180S-24/AB-1 | 185 | 22 | 293 | 12 |  | Solar | FIXED | Roof
SRP01569 | SUNTECH POWER | STP180S-24/AB-1 | 185 | 30 | 107 | 26 |  | Solar | FIXED | Roof
SRP01569 | SUNTECH POWER | STP180S-24/AB-1 | 185 | 16 | 293 | 26 |  | Solar | FIXED | Roof
SRP01569 | SMA AMERICA | SB3000US (208V) | 3000 | 1 |  |  | 0.968 | Solar Inverter |  | INDOOR
SRP01569 | SMA AMERICA | SB4000US (208V) | 4000 | 1 |  |  | 0.968 | Solar Inverter |  | INDOOR
SRP01569 | SMA AMERICA | SB5000US | 5000 | 1 |  |  | 0.968 | Solar Inverter |  | INDOOR
SRP01571 | CANADIAN SOLAR | CS6P-230 | 230 | 20 | 81 | 7 |  | Solar | FIXED | Roof
SRP01571 | CANADIAN SOLAR | CS6P-230 | 230 | 20 | 261 | 7 |  | Solar | FIXED | Roof
SRP01571 | CANADIAN SOLAR | CS6P-230 | 230 | 78 | 81 | 18 |  | Solar | FIXED | Roof
SRP01571 | CANADIAN SOLAR | CS6P-230 | 230 | 182 | 171 | 18 |  | Solar | FIXED | Roof
SRP01571 | CANADIAN SOLAR | CS6P-230 | 230 | 52 | 261 | 18 |  | Solar | FIXED | Roof
SRP01571 | CANADIAN SOLAR | CS6P-230 | 230 | 36 | 81 | 26 |  | Solar | FIXED | Roof
SRP01571 | CANADIAN SOLAR | CS6P-230 | 230 | 36 | 261 | 26 |  | Solar | FIXED | Roof
SRP01571 | CANADIAN SOLAR | CS6P-230 | 230 | 60 | 171 | 30 |  | Solar | FIXED | Roof
SRP01571 | SMA AMERICA | SB4000US (208V) | 4000 | 3 |  |  | 0.96 | Solar Inverter |  | OUTDOOR
SRP01571 | SMA AMERICA | SB5000US | 5000 | 14 |  |  | 0.96 | Solar Inverter |  | OUTDOOR
SRP01571 | SMA AMERICA | SB7000US (208V) | 7000 | 2 |  |  | 0.97 | Solar Inverter |  | OUTDOOR
SRP01573 | SUNTECH POWER | STP21018 | 230 | 24 | 177.7 | 28 |  | Solar | FIXED | Roof
SRP01573 | SMA AMERICA | SB6000U (208V) | 6000 | 1 |  |  | 0.97 | Solar Inverter |  | Inside
SRP01574 | CANADIAN SOLAR | CS6P-230 | 230 | 33 | 92 | 18 |  | Solar | FIXED | Roof
SRP01574 | CANADIAN SOLAR | CS6P-230 | 230 | 33 | 182 | 18 |  | Solar | FIXED | Roof
SRP01574 | CANADIAN SOLAR | CS6P-230 | 230 | 26 | 272 | 18 |  | Solar | FIXED | Roof
SRP01574 | SMA AMERICA | SB5000US | 5000 | 1 |  |  | 0.96 | Solar Inverter |  | Inside
SRP01574 | SMA AMERICA | SB7000US (208V) | 7000 | 2 |  |  | 0.97 | Solar Inverter |  | Inside
SRP01575 | CANADIAN SOLAR | CS6P-230 | 230 | 117 | 171 | 18 |  | Solar | FIXED | Roof
SRP01575 | SMA AMERICA | SB4000US (208V) | 4000 | 3 |  |  | 0.96 | Solar Inverter |  | OUTDOOR
SRP01575 | SMA AMERICA | SB5000US | 5000 | 3 |  |  | 0.96 | Solar Inverter |  | OUTDOOR
SRP01576 | CHANGZHOU TRINA SOLAR ENERGY CO | TSM-185D | 235 | 32 | 180 | 30 |  | Solar | FIXED | Ground
SRP01576 | PV POWERED | PVP3500 | 3500 | 2 |  |  | 0.955 | Solar Inverter |  | OUTDOOR
SRP01577 | SUNTECH POWER | STP200-18/UB-1 | 205 | 28 | 154.4 | 25 |  | Solar | FIXED | Roof
SRP01577 | SUNTECH POWER | STP200UB | 205 | 9 | 244.5 | 25 |  | Solar | FIXED | Roof
SRP01577 | PV POWERED | PVP2000 | 2000 | 1 |  |  | 0.92 | Solar Inverter |  | INDOOR
SRP01577 | PV POWERED | PVP2500 | 2500 | 1 |  |  | 0.945 | Solar Inverter |  | INDOOR
SRP01577 | PV POWERED | PVP3000 | 3000 | 1 |  |  | 0.935 | Solar Inverter |  | INDOOR
SRP01578 | CANADIAN SOLAR | CS6P-230 | 250 | 2400 | 198 | 10 |  | Solar | FIXED | Roof
SRP01578 | PV POWERED | PVP100KW-208 | 260000 | 2 |  |  | 0.97 | Solar Inverter |  | INDOOR
SRP01580 | CANADIAN SOLAR | CS6P-230 | 230 | 94 | 247 | 10 |  | Solar | FIXED | Roof
SRP01580 | SMA AMERICA | SB5000US | 5000 | 1 |  |  | 0.96 | Solar Inverter |  | INDOOR
SRP01580 | SMA AMERICA | SB7000US (208V) | 7000 | 1 |  |  | 0.97 | Solar Inverter |  | INDOOR
SRP01580 | SMA AMERICA | SB7000US (208V) | 8000 | 1 |  |  | 0.96 | Solar Inverter |  | INDOOR
SRP01581 | BP SOLAR | BP3125U | 215 | 30 | 209 | 45 |  | Solar | FIXED | Roof
SRP01581 | FRONIUS USA | IG 2000 | 2000 | 1 |  |  | 0.95 | Solar Inverter |  | OUTDOOR
SRP01581 | FRONIUS USA | IG 4000 | 4000 | 1 |  |  | 0.95 | Solar Inverter |  | OUTDOOR
SRP01582 | CANADIAN SOLAR | CS6P-230 | 230 | 186 | 247 | 10 |  | Solar | FIXED | Roof
SRP01582 | SMA AMERICA | SB5000US | 5000 | 2 |  |  | 0.96 | Solar Inverter |  | INDOOR
SRP01582 | SMA AMERICA | SB7000US (208V) | 7000 | 3 |  |  | 0.97 | Solar Inverter |  | INDOOR
SRP01582 | SMA AMERICA | SB7000US (208V) | 8000 | 1 |  |  | 0.96 | Solar Inverter |  | INDOOR
SRP01584 | BP SOLAR | BP3125U | 215 | 42 | 77 | 8 |  | Solar | FIXED | Roof
SRP01584 | FRONIUS USA | IG 4000 | 4000 | 1 |  |  | 0.95 | Solar Inverter |  | OUTDOOR
SRP01584 | FRONIUS USA | IG 5100 | 5100 | 1 |  |  | 0.95 | Solar Inverter |  | OUTDOOR
SRP01588 | MATRIX SOLAR/PHOTOWATT | PW1000-100 | 230 | 96 | 152 | 18.5 |  | Solar | FIXED | Roof
SRP01588 | ENPHASE ENERGY | M175-24-240-S02 | 190 | 96 |  |  | 0.955 | Solar Inverter |  | OUTDOOR
SRP01589 | SANYO ELECTRIC | HIP-205BA5 | 220 | 30 | 93 | 26 |  | Solar | FIXED | Roof
SRP01589 | SMA AMERICA | SB6000US (208V) | 6000 | 1 |  |  | 0.955 | Solar Inverter |  | INDOOR
SRP01592 | SUNTECH POWER | STP200UB | 205 | 30 | 133 | 27 |  | Solar | FIXED | Roof
SRP01592 | PV POWERED | PVP2500 | 2500 | 1 |  |  | 0.945 | Solar Inverter |  | INDOOR
SRP01592 | PV POWERED | PVP3000 | 3000 | 1 |  |  | 0.935 | Solar Inverter |  | INDOOR
SRP01593 | SANYO ELECTRIC | HIP-205BA3 | 220 | 18 | 155 | 46 |  | Solar | FIXED | Roof
SRP01593 | FRONIUS USA |  | 3800 | 1 |  |  | 0.955 | Solar Inverter |  | Inside
SRP01594 | SANYO ELECTRIC | HIP-205BA19 | 220 | 11 | 201 | 23 |  | Solar | FIXED | Roof
SRP01594 | SANYO ELECTRIC | HIP-205BA5 | 220 | 5 | 111 | 30 |  | Solar | FIXED | Roof
SRP01594 | SMA AMERICA | SB4000US (240V) | 4000 | 1 |  |  | 0.96 | Solar Inverter |  | INDOOR
SRP01595 | SUNTECH POWER | STP180-24/AB-1 | 185 | 6 | 103.8 | 10 |  | Solar | FIXED | Roof
SRP01595 | SUNTECH POWER | STP180-24/AB-1 | 185 | 38 | 103.8 | 43 |  | Solar | FIXED | Roof
SRP01595 | PV POWERED | PVP2000 | 2000 | 1 |  |  | 0.92 | Solar Inverter |  | INDOOR
SRP01595 | PV POWERED | PVP2500 | 2500 | 1 |  |  | 0.945 | Solar Inverter |  | INDOOR
SRP01595 | PV POWERED | PVP4800 | 4800 | 1 |  |  | 0.96 | Solar Inverter |  | INDOOR
SRP01597 | CHANGZHOU TRINA SOLAR ENERGY CO | TSM-185D | 235 | 26 | 197 | 30 |  | Solar | FIXED | Roof
SRP01597 | SMA AMERICA | SB6000U (208V) | 6000 | 1 |  |  | 0.97 | Solar Inverter |  | OUTDOOR
SRP01599 | REC SCANMODULE | SCM225 | 225 | 48 | 184 | 26 |  | Solar | FIXED | Roof
SRP01599 | FRONIUS USA |  | 10000 | 1 |  |  | 0.955 | Solar Inverter |  | INDOOR
SRP01601 | KYOCERA SOLAR | KD210GX-LP | 235 | 110 | 180 | 30 |  | Solar | FIXED | Ground
SRP01601 | FRONIUS USA |  | 11400 | 2 |  |  | 0.96 | Solar Inverter |  | Inside
SRP01602 | SANYO ELECTRIC | HIP-200BA5 | 220 | 32 | 147 | 30 |  | Solar | FIXED | Roof
SRP01602 | SANYO ELECTRIC | HIP-205BA5 | 220 | 24 | 147 | 32 |  | Solar | FIXED | Roof
SRP01602 | FRONIUS USA |  | 9995 | 1 |  |  | 0.962 | Solar Inverter |  | INDOOR
SRP01603 | MATRIX SOLAR/PHOTOWATT | PW1650-175 | 225 | 39 | 165 | 15 |  | Solar | FIXED | Roof
SRP01603 | SMA AMERICA | SB7000US (277V) | 8000 | 1 |  |  | 0.965 | Solar Inverter |  | INDOOR
SRP01604 | SUNTECH POWER | STP200UB | 205 | 24 | 277 | 13 |  | Solar | FIXED | Roof
SRP01604 | SMA AMERICA | SB4000US (208V) | 4000 | 1 |  |  | 0.96 | Solar Inverter |  | INDOOR
SRP01605 | CHANGZHOU TRINA SOLAR ENERGY CO | TSM-185D | 230 | 12 | 267.9 | 23 |  | Solar | FIXED | Roof
SRP01605 | CHANGZHOU TRINA SOLAR ENERGY CO | TSM-185D | 230 | 9 | 177.9 | 24 |  | Solar | FIXED | Roof
SRP01605 | PV POWERED | PVP2000 | 2000 | 1 |  |  | 0.92 | Solar Inverter |  | INDOOR
SRP01605 | PV POWERED | PVP2500 | 2500 | 1 |  |  | 0.945 | Solar Inverter |  | INDOOR
SRP01606 | BAODING YINGLI NEW ENERGY RESOURCES CO | 110(17)P1447X663 | 230 | 60 | 157.9 | 39 |  | Solar | FIXED | Ground
SRP01606 | SMA AMERICA | SB7000US (208V) | 7000 | 2 |  |  | 0.969 | Solar Inverter |  | INDOOR
SRP01607 | SUNTECH POWER | STP21018 | 210 | 14 | 161.1 | 14 |  | Solar | FIXED | Roof
SRP01607 | SUNTECH POWER | STP21018 | 210 | 22 | 161.1 | 20 |  | Solar | FIXED | Roof
SRP01607 | PV POWERED | PVP2500 | 2500 | 1 |  |  | 0.955 | Solar Inverter |  | INDOOR
SRP01607 | PV POWERED | PVP4800 | 4800 | 1 |  |  | 0.965 | Solar Inverter |  | INDOOR
SRP01608 | SUNTECH POWER | STP200-18/UB-1 | 200 | 28 | 135 | 27 |  | Solar | FIXED | Roof
SRP01608 | SMA AMERICA | SB6000US (208V) | 6000 | 1 |  |  | 0.97 | Solar Inverter |  | INDOOR
SRP01609 | SUNTECH POWER | STP180S-24/AB-1 | 185 | 27 | 122 | 32 |  | Solar | FIXED | Roof
SRP01609 | SUNTECH POWER | STP180S-24/AB-1 | 18520 | 20 | 122 | 24 |  | Solar | FIXED | Roof
SRP01609 | SMA AMERICA | SB4000US (208V) | 4000 | 1 |  |  | 0.968 | Solar Inverter |  | INDOOR
SRP01609 | SMA AMERICA | SB5000US (208V) | 5000 | 1 |  |  | 0.968 | Solar Inverter |  | INDOOR
SRP01610 | SUNTECH POWER | STP200UB | 205 | 42 | 105.3 | 15 |  | Solar | FIXED | Roof
SRP01610 | SMA AMERICA | SB7000US (208V) | 8000 | 1 |  |  | 0.965 | Solar Inverter |  | OUTDOOR
SRP01611 | CHANGZHOU TRINA SOLAR ENERGY CO | TSM-185D | 230 | 30 | 160 | 35 |  | Solar | FIXED | Roof
SRP01611 | FRONIUS USA |  | 6000 | 1 |  |  | 0.96 | Solar Inverter |  | OUTDOOR
SRP01612 | CHANGZHOU TRINA SOLAR ENERGY CO | TSM-185D | 230 | 22 | 168 | 31 |  | Solar | FIXED | Roof
SRP01612 | SMA AMERICA | SB5000US | 5000 | 1 |  |  | 0.96 | Solar Inverter |  | OUTDOOR
SRP01614 | CHANGZHOU TRINA SOLAR ENERGY CO | TSM-185D | 230 | 22 | 85 | 15 |  | Solar | FIXED | Roof
SRP01614 | CHANGZHOU TRINA SOLAR ENERGY CO | TSM-185D | 230 | 20 | 178 | 15 |  | Solar | FIXED | Roof
SRP01614 | CHANGZHOU TRINA SOLAR ENERGY CO | TSM-185D | 230 | 28 | 256 | 15 |  | Solar | FIXED | Roof
SRP01614 | SMA AMERICA | SB4000US (208V) | 4000 | 1 |  |  | 0.968 | Solar Inverter |  | Outside
SRP01614 | SMA AMERICA | SB5000US | 5000 | 1 |  |  | 0.968 | Solar Inverter |  | Outside
SRP01614 | SMA AMERICA | SB6000US (208V) | 6000 | 1 |  |  | 0.968 | Solar Inverter |  | OUTDOOR
SRP01615 | CHANGZHOU TRINA SOLAR ENERGY CO | TSM-185D | 230 | 33 | 215 | 34 |  | Solar | FIXED | Roof
SRP01615 | FRONIUS USA |  | 6000 | 1 |  |  | 0.962 | Solar Inverter |  | OUTDOOR
SRP01616 | CHANGZHOU TRINA SOLAR ENERGY CO | TSM-185D | 230 | 36 | 167 | 21 |  | Solar | FIXED | Roof
SRP01616 | SMA AMERICA | SB7000US (208V) | 7000 | 1 |  |  | 0.969 | Solar Inverter |  | OUTDOOR
SRP01617 | SUNTECH POWER | STP200UB | 205 | 50 | 263.8 | 26 |  | Solar | FIXED | Roof
SRP01617 | SMA AMERICA | SB5000US | 5000 | 2 |  |  | 0.96 | Solar Inverter |  | INDOOR
SRP01618 | CHANGZHOU TRINA SOLAR ENERGY CO | TSM-185D | 235 | 10 | 158.4 | 23 |  | Solar | FIXED | Roof
SRP01618 | PV POWERED | PVP2500 | 2500 | 1 |  |  | 0.945 | Solar Inverter |  | INDOOR
SRP01619 | CHANGZHOU TRINA SOLAR ENERGY CO | TSM-185D | 235 | 28 | 152 | 20 |  | Solar | FIXED | Roof
SRP01619 | PV POWERED | PVP3000 | 3000 | 2 |  |  | 0.935 | Solar Inverter |  | INDOOR
SRP01620 | CHANGZHOU TRINA SOLAR ENERGY CO | TSM-185D | 235 | 24 | 194.9 | 36 |  | Solar | FIXED | Roof
SRP01620 | PV POWERED | PVP4800 | 4800 | 1 |  |  | 0.96 | Solar Inverter |  | INDOOR
SRP01621 | CHANGZHOU TRINA SOLAR ENERGY CO | TSM-185D | 235 | 48 | 264 | 25 |  | Solar | FIXED | Roof
SRP01621 | SMA AMERICA | SB5000US (208V) | 5000 | 2 |  |  | 0.96 | Solar Inverter |  | INDOOR
SRP01623 | SUNTECH POWER | STP200UB | 205 | 6 | 160 | 20 |  | Solar | FIXED | Roof
SRP01623 | SUNPOWER | SPR-205-BLK-U | 205 | 14 | 250.1 | 20 |  | Solar | FIXED | Roof
SRP01623 | PV POWERED | PVP2000 | 2000 | 1 |  |  | 0.92 | Solar Inverter |  | INDOOR
SRP01623 | PV POWERED | PVP2500 | 2500 | 1 |  |  | 0.945 | Solar Inverter |  | INDOOR
SRP01624 | CHANGZHOU TRINA SOLAR ENERGY CO | TSM-185D | 235 | 30 | 197 | 20 |  | Solar | FIXED | Roof
SRP01624 | SMA AMERICA | SB7000US (208V) | 7000 | 1 |  |  | 0.97 | Solar Inverter |  | INDOOR
SRP01625 | CHANGZHOU TRINA SOLAR ENERGY CO | TSM-185D | 235 | 30 | 235 | 30 |  | Solar | FIXED | Roof
SRP01625 | SMA AMERICA | SB7000US (208V) | 7000 | 1 |  |  | 0.97 | Solar Inverter |  | INDOOR
SRP01626 | SUNTECH POWER | STP200S-18/UB-1 | 205 | 26 | 222.3 | 25 |  | Solar | FIXED | Roof
SRP01626 | SUNTECH POWER | STP200S-18/UB-1 | 205 | 8 | 134 | 40 |  | Solar | FIXED | Roof
SRP01626 | PV POWERED | PVP2000 | 2000 | 1 |  |  | 0.92 | Solar Inverter |  | OUTDOOR
SRP01626 | PV POWERED | PVP2500 | 2500 | 2 |  |  | 0.945 | Solar Inverter |  | OUTDOOR
SRP01627 | SUNTECH POWER | STP180-24/AB-1 | 185 | 58 | 192 | 31 |  | Solar | FIXED | Roof
SRP01627 | SMA AMERICA | SB4000US (208V) | 4000 | 1 |  |  | 0.96 | Solar Inverter |  | Inside
SRP01627 | SMA AMERICA | SB6000U (208V) | 6000 | 1 |  |  | 0.97 | Solar Inverter |  | INDOOR
SRP01628 | CHANGZHOU TRINA SOLAR ENERGY CO | TSM-185D | 235 | 36 | 114.3 | 25 |  | Solar | FIXED | Roof
SRP01628 | SMA AMERICA | SB7000US (277V) | 8000 | 1 |  |  | 0.965 | Solar Inverter |  | INDOOR
SRP01629 | SANYO ELECTRIC | HIP-205BA5 | 220 | 21 | 172 | 18 |  | Solar | FIXED | Roof
SRP01629 | SANYO ELECTRIC | HIP-205BA3 | 220 | 14 | 82 | 20 |  | Solar | FIXED | Roof
SRP01629 | SANYO ELECTRIC | HIP-205BA3 | 220 | 14 | 262 | 20 |  | Solar | FIXED | Roof
SRP01629 | FRONIUS USA |  | 6000 | 2 |  |  | 0.962 | Solar Inverter |  | INDOOR
SRP01630 | NINGBO SOLAR ELECTRIC POWER | TDB125X125-72-P 175W | 230 | 12 | 103 | 9 |  | Solar | FIXED | Roof
SRP01630 | SMA AMERICA | SWR2500U (240V) | 2500 | 1 |  |  | 0.96 | Solar Inverter |  | Inside
SRP01631 | SUNTECH POWER | STP210S-18/UB-1 | 225 | 42 | 130 | 18 |  | Solar | FIXED | Roof
SRP01631 | POWER-ONE | PVI-5000-OUTD-US (208 V) | 5000 | 2 |  |  | 0.97 | Solar Inverter |  | Outside
SRP01632 | SANYO ELECTRIC | HIP-205BA19 | 220 | 21 | 112 | 34 |  | Solar | FIXED | Roof
SRP01632 | SMA AMERICA | SB5000US | 5000 | 1 |  |  | 0.955 | Solar Inverter |  | OUTDOOR
SRP01633 | REC SCANMODULE | SCM230 | 230 | 28 | 191 | 21 |  | Solar | FIXED | Roof
SRP01633 | FRONIUS USA |  | 6000 | 1 |  |  | 0.97 | Solar Inverter |  | INDOOR
SRP01634 | NINGBO SOLAR ELECTRIC POWER | TDB125X125-72-P 175W | 230 | 33 | 197 | 20 |  | Solar | FIXED | Roof
SRP01634 | ENPHASE ENERGY | M175-24-240-S02 | 215 | 33 |  |  | 0.96 | Solar Inverter |  | OUTDOOR
SRP01635 | BP SOLAR | SX3200B | 215 | 24 | 103 | 11 |  | Solar | FIXED | Roof
SRP01635 | SMA AMERICA | SB6000U (208V) | 6000 | 1 |  |  | 0.97 | Solar Inverter |  | OUTDOOR
SRP01636 | CHANGZHOU TRINA SOLAR ENERGY CO | TSM-185D | 235 | 6 | 104.1 | 16 |  | Solar | FIXED | Roof
SRP01636 | CHANGZHOU TRINA SOLAR ENERGY CO | TSM-185D | 235 | 36 | 194.1 | 16 |  | Solar | FIXED | Roof
SRP01636 | PV POWERED | PVP2000 | 2000 | 1 |  |  | 0.92 | Solar Inverter |  | INDOOR
SRP01636 | PV POWERED | PVP2500 | 2500 | 2 |  |  | 0.945 | Solar Inverter |  | INDOOR
SRP01636 | PV POWERED | PVP3500 | 3500 | 1 |  |  | 0.955 | Solar Inverter |  | INDOOR
SRP01637 | SUNPOWER | SPR-230-WHT-U | 240 | 570 | 117 | 2 |  | Solar | FIXED | Roof
SRP01637 | SUNPOWER | SPR-230-WHT-U | 240 | 466 | 297 | 2 |  | Solar | FIXED | Roof
SRP01637 | SCHUCO USA | SWR2500U-SBD (240V) | 250000 | 1 |  |  | 0.968 | Solar Inverter |  | OUTDOOR
SRP01638 | CHANGZHOU TRINA SOLAR ENERGY CO | TSM-185D | 235 | 51 | 157.3 | 27 |  | Solar | FIXED | Roof
SRP01638 | SMA AMERICA | SB4000US (208V) | 4000 | 1 |  |  | 0.96 | Solar Inverter |  | OUTDOOR
SRP01638 | SMA AMERICA | SB7000US (208V) | 8000 | 1 |  |  | 0.965 | Solar Inverter |  | OUTDOOR
SRP01639 | CHANGZHOU TRINA SOLAR ENERGY CO | TSM-185D | 230 | 6 | 130 | 14 |  | Solar | FIXED | Roof
SRP01639 | CHANGZHOU TRINA SOLAR ENERGY CO | TSM-185D | 230 | 12 | 130 | 25 |  | Solar | FIXED | Roof
SRP01639 | CHANGZHOU TRINA SOLAR ENERGY CO | TSM-185D | 230 | 10 | 130 | 40 |  | Solar | FIXED | Roof
SRP01639 | ENPHASE ENERGY | M200-32-208-S01 | 190 | 28 |  |  | 0.955 | Solar Inverter |  | OUTDOOR
SRP01641 | CONERGY AG | S 175MU | 230 | 4 | 40 | 15 |  | Solar | FIXED | Roof
SRP01641 | CONERGY AG | S 175MU | 230 | 20 | 220 | 15 |  | Solar | FIXED | Roof
SRP01641 | SMA AMERICA | SB5000US | 5000 | 1 |  |  | 0.968 | Solar Inverter |  | INDOOR
SRP01643 | SUNTECH POWER | STP200UB | 205 | 26 | 205 | 37 |  | Solar | FIXED | Roof
SRP01643 | SMA AMERICA | SB5000US | 5000 | 1 |  |  | 0.968 | Solar Inverter |  | INDOOR
SRP01644 | CANADIAN SOLAR | CS6P-230 | 230 | 14 | 83 | 31 |  | Solar | FIXED | Roof
SRP01644 | CANADIAN SOLAR | CS5P-230 | 230 | 14 | 260 | 31 |  | Solar | FIXED | Roof
SRP01644 | PV POWERED | PVP3000 | 3000 | 2 |  |  | 0.943 | Solar Inverter |  | INDOOR
SRP01645 | SUNPOWER | SPR-315E-WHT-U | 318 | 36 | 126 | 30 |  | Solar | FIXED | Roof
SRP01645 | SUNPOWER CORP (ORIGINAL MFRSMA) | SPR-5000M (208V) | 5000 | 2 |  |  | 0.96 | Solar Inverter |  | Inside
SRP01646 | SUNTECH POWER | STP200UB | 205 | 33 | 132 | 34 |  | Solar | FIXED | Roof
SRP01646 | FRONIUS USA |  | 6000 | 1 |  |  | 0.96 | Solar Inverter |  | INDOOR
SRP01647 | CHANGZHOU TRINA SOLAR ENERGY CO | TSM-185D | 235 | 37 | 198 | 20 |  | Solar | FIXED | Roof
SRP01647 | SMA AMERICA | SB4000US (208V) | 4000 | 1 |  |  | 0.96 | Solar Inverter |  | INDOOR
SRP01647 | SMA AMERICA | SB6000U (208V) | 6000 | 1 |  |  | 0.97 | Solar Inverter |  | INDOOR
SRP01648 | SUNPOWER | SPR-315E-WHT-U | 320 | 1296 | 356 | 1 |  | Solar | FIXED | Ground
SRP01648 | SUNPOWER | SPR-315E-WHT-U | 320 | 328 | 93 | 2 |  | Solar | FIXED | Ground
SRP01648 | SUNPOWER | SPR-315E-WHT-U | 320 | 328 | 273 | 2 |  | Solar | FIXED | Ground
SRP01648 | SUNPOWER | SPR-315E-WHT-U | 320 | 1296 | 176 | 12 |  | Solar | FIXED | Ground
SRP01648 | SATCON TECHNOLOGY | PVS-500 (480 V) | 500000 | 2 |  |  | 0.96 | Solar Inverter |  | OUTDOOR
SRP01649 | SCHUCO USA |  | 235 | 228 | 180 | 30 |  | Solar | FIXED | Roof
SRP01649 | PV POWERED | PVP75KW-208 | 50000 | 1 |  |  | 0.961 | Solar Inverter |  | OUTDOOR
SRP01650 | CHANGZHOU TRINA SOLAR ENERGY CO | TSM-185D | 235 | 93 | 178 | 20 |  | Solar | FIXED | Roof
SRP01650 | SMA AMERICA | SB6000U (208V) | 6000 | 3 |  |  | 0.96 | Solar Inverter |  | OUTDOOR
SRP01651 | CHANGZHOU TRINA SOLAR ENERGY CO | TSM-185D | 235 | 50 | 178 | 20 |  | Solar | FIXED | Roof
SRP01651 | SMA AMERICA | SB5000US (240V) | 5000 | 1 |  |  | 0.96 | Solar Inverter |  | Outside
SRP01651 | SMA AMERICA | SB6000U (208V) | 6000 | 1 |  |  | 0.96 | Solar Inverter |  | OUTDOOR
SRP01652 | BP SOLAR | SX3200B | 230 | 36 | 189 | 41 |  | Solar | FIXED | Roof
SRP01652 | SMA AMERICA | SB7000US (208V) | 7000 | 1 |  |  | 0.95 | Solar Inverter |  | OUTDOOR
SRP01653 | SOLARWORLD | SW185MONO | 230 | 390 | 183 | 10 |  | Solar | FIXED | Roof
SRP01653 | PV POWERED | PVP75KW-208 | 75000 | 1 |  |  | 0.955 | Solar Inverter |  | OUTDOOR
SRP01654 | SUNPOWER | SPR-230-WHT-U | 230 | 78 | 180 | 34 |  | Solar | FIXED | Ground
SRP01654 | SUNPOWER CORP (ORIGINAL MFRSMA) | SPR-5000M (208V) | 5000 | 2 |  |  | 0.97 | Solar Inverter |  | OUTDOOR
SRP01654 | SUNPOWER CORP (ORIGINAL MFRSMA) | SPR-7000M (208V) | 7000 | 1 |  |  | 0.97 | Solar Inverter |  | OUTDOOR
SRP01655 | BP SOLAR | SX3200B | 215 | 24 | 212 | 11 |  | Solar | FIXED | Roof
SRP01655 | FRONIUS USA | IG 5100 | 5100 | 1 |  |  | 0.95 | Solar Inverter |  | OUTDOOR
SRP01656 | SUNPOWER |  | 238 | 52 | 240 | 30 |  | Solar | FIXED | Roof
SRP01656 | SUNPOWER CORP (ORIGINAL MFRSMA) | SPR-4000M (208V) | 4000 | 3 |  |  | 0.96 | Solar Inverter |  | INDOOR
SRP01657 | EVERGREEN SOLAR |  | 210 | 44 | 135 | 23 |  | Solar | FIXED | Roof
SRP01657 | SMA AMERICA | SB5000US (208V) | 5000 | 2 |  |  | 0.965 | Solar Inverter |  | INDOOR
SRP01659 | SUNTECH POWER | STP180S-24/AB-1 | 185 | 18 | 190 | 13 |  | Solar | FIXED | Roof
SRP01659 | SUNTECH POWER | STP180S-24/AB-1 | 185 | 9 | 100 | 18 |  | Solar | FIXED | Roof
SRP01659 | SMA AMERICA | SB3000US (240V) | 3000 | 2 |  |  | 0.96 | Solar Inverter |  | OUTDOOR
SRP01660 | SUNPOWER CORP (ORIGINAL MFRSMA) | SPR-3000M (208V) | 225 | 20 | 131 | 35 |  | Solar | FIXED | Roof
SRP01660 | SUNPOWER CORP (ORIGINAL MFRSMA) | SPR-4000M (208V) | 4000 | 1 |  |  | 0.968 | Solar Inverter |  | INDOOR
SRP01661 | SIEMENS SOLAR INDUSTRIES | SM55 | 228 | 1131 | 135 | 10 |  | Solar | FIXED | Roof
SRP01661 | SATCON TECHNOLOGY | PVS-250 (240 V) | 250000 | 1 |  |  | 0.96 | Solar Inverter |  | OUTDOOR
SRP01662 | SUNTECH POWER | STP180S-24/AB-1 | 185 | 29 | 200 | 28 |  | Solar | FIXED | Roof
SRP01662 | PV POWERED | PVP2500 | 2500 | 2 |  |  | 0.94 | Solar Inverter |  | INDOOR
SRP01663 | SUNPOWER | SPR-225-BLK-U | 225 | 24 | 160 | 36 |  | Solar | FIXED | Roof
SRP01663 | SUNPOWER CORP (ORIGINAL MFRSMA) | SPR-5000M (208V) | 5000 | 1 |  |  | 0.96 | Solar Inverter |  | INDOOR
SRP01664 | CANADIAN SOLAR | CS6P-230 | 290 | 352 | 165 | 10 |  | Solar | FIXED | Roof
SRP01664 | PV POWERED | PVP100KW-208 | 100000 | 1 |  |  | 0.955 | Solar Inverter |  | INDOOR
SRP01665 | YES! SOLAR | ES205W | 235 | 12810 | 180 | 26 |  | Solar | FIXED | Ground
SRP01665 | SHARP | JH-3500U | 1400000 | 2 |  |  | 0.972 | Solar Inverter |  | INDOOR
SRP01666 | CHANGZHOU TRINA SOLAR ENERGY CO | TSM-185D | 235 | 48 | 212.6 | 17 |  | Solar | FIXED | Roof
SRP01666 | PV POWERED | PVP4800 | 4800 | 2 |  |  | 0.96 | Solar Inverter |  | OUTDOOR
SRP01667 | CHANGZHOU TRINA SOLAR ENERGY CO | TSM-185D | 235 | 416 | 148 | 15 |  | Solar | FIXED | Roof
SRP01667 | PV POWERED | PVP100KW-208 | 100000 | 1 |  |  | 0.971 | Solar Inverter |  | OUTDOOR
SRP01668 | SUNTECH POWER | STP210S-18/UB-1 | 280 | 924 | 202 | 10 |  | Solar | FIXED | Roof
SRP01668 | PV POWERED | PVP100KW-208 | 260000 | 1 |  |  | 0.97 | Solar Inverter |  | OUTDOOR
SRP01670 | SUNTECH POWER | STP210S-18/UB-1 | 280 | 572 | 226 | 10 |  | Solar | FIXED | Roof
SRP01670 | PV POWERED | PVP75KW-208 | 50000 | 1 |  |  | 0.97 | Solar Inverter |  | OUTDOOR
SRP01670 | PV POWERED | PVP100KW-208 | 100000 | 1 |  |  | 0.97 | Solar Inverter |  | OUTDOOR
SRP01671 | CHANGZHOU TRINA SOLAR ENERGY CO | TSM-185D | 235 | 26 | 99.3 | 30 |  | Solar | FIXED | Roof
SRP01671 | SMA AMERICA | SB6000U (208V) | 6000 | 1 |  |  | 0.97 | Solar Inverter |  | INDOOR
SRP01672 | CHANGZHOU TRINA SOLAR ENERGY CO | TSM-185D | 235 | 18 | 90 | 24 |  | Solar | FIXED | Roof
SRP01672 | PV POWERED | PVP4800 | 4800 | 1 |  |  | 0.96 | Solar Inverter |  | INDOOR
SRP01673 | CHANGZHOU TRINA SOLAR ENERGY CO | TSM-185D | 230 | 26 | 181.9 | 20 |  | Solar | FIXED | Roof
SRP01673 | SMA AMERICA | SB6000U (208V) | 6000 | 1 |  |  | 0.97 | Solar Inverter |  | INDOOR
SRP01674 | SUNTECH POWER | STP200UB | 205 | 32 | 198.4 | 36 |  | Solar | FIXED | Roof
SRP01674 | PV POWERED | PVP3000 | 3000 | 2 |  |  | 0.935 | Solar Inverter |  | INDOOR
SRP01675 | CHANGZHOU TRINA SOLAR ENERGY CO | TSM-185D | 235 | 24 | 180 | 28 |  | Solar | FIXED | Roof
SRP01675 | SMA AMERICA | SB6000U (208V) | 6000 | 1 |  |  | 0.97 | Solar Inverter |  | INDOOR
SRP01676 | CHANGZHOU TRINA SOLAR ENERGY CO | TSM-185D | 230 | 4 | 222 | 36 |  | Solar | FIXED | Roof
SRP01676 | ENPHASE ENERGY | M200-32-208-S01 | 190 | 4 |  |  | 0.955 | Solar Inverter |  | OUTDOOR
SRP01677 | SUNTECH POWER | STP200UB | 205 | 40 | 185 | 28 |  | Solar | FIXED | Roof
SRP01677 | SUNTECH POWER | STP200UB | 205 | 18 | 95.3 | 31 |  | Solar | FIXED | Roof
SRP01677 | PV POWERED | PVP3500 | 3500 | 3 |  |  | 0.955 | Solar Inverter |  | INDOOR
SRP01678 | SUNTECH POWER | STP200S-18/UB-1 | 205 | 18 | 133.4 | 30 |  | Solar | FIXED | Roof
SRP01678 | SUNTECH POWER | STP200UB | 205 | 12 | 223.4 | 30 |  | Solar | FIXED | Roof
SRP01678 | SMA AMERICA | SB3000US (208V) | 3000 | 2 |  |  | 0.96 | Solar Inverter |  | INDOOR
SRP01679 | CHANGZHOU TRINA SOLAR ENERGY CO | TSM-185D | 235 | 26 | 175.3 | 33 |  | Solar | FIXED | Roof
SRP01679 | SMA AMERICA | SB6000U (208V) | 6000 | 1 |  |  | 0.97 | Solar Inverter |  | INDOOR
SRP01682 | BAODING YINGLI NEW ENERGY RESOURCES CO | YL175(156) | 235 | 15 | 98 | 26.6 |  | Solar | FIXED | Roof
SRP01682 | BAODING YINGLI NEW ENERGY RESOURCES CO | YL175(156) | 235 | 20 | 278 | 26.6 |  | Solar | FIXED | Roof
SRP01682 | ENPHASE ENERGY | M200-32-240-S02 | 215 | 35 |  |  | 0.965 | Solar Inverter |  | OUTDOOR
SRP01683 | CHANGZHOU TRINA SOLAR ENERGY CO | TSM-185D | 235 | 24 | 267.3 | 15 |  | Solar | FIXED | Roof
SRP01683 | SMA AMERICA | SB6000U (208V) | 6000 | 1 |  |  | 0.97 | Solar Inverter |  | INDOOR
SRP01685 | SUNTECH POWER | STP200-18/UB-1 | 205 | 14 | 213 | 35 |  | Solar | FIXED | Roof
SRP01685 | SMA AMERICA | SB4000US (208V) | 4000 | 1 |  |  | 0.96 | Solar Inverter |  | INDOOR
SRP01686 | SUNTECH POWER | STP200-18/UB-1 | 205 | 24 | 180 | 23 |  | Solar | FIXED | Roof
SRP01686 | SMA AMERICA | SB4000US (208V) | 4000 | 1 |  |  | 0.96 | Solar Inverter |  | INDOOR
SRP01687 | CANADIAN SOLAR | CS6P-230 | 230 | 22 | 195 | 30 |  | Solar | FIXED | Roof
SRP01687 | SMA AMERICA | SB5000US | 5000 | 1 |  |  | 0.968 | Solar Inverter |  | Outside
SRP01688 | SUNTECH POWER | STP200-18/UB-1 | 205 | 18 | 174 | 15 |  | Solar | FIXED | Roof
SRP01688 | PV POWERED | PVP3500 | 3500 | 1 |  |  | 0.955 | Solar Inverter |  | INDOOR
SRP01689 | SUNPOWER | SPR-210-BLK-U | 210 | 6 | 185 | 18 |  | Solar | FIXED | Roof
SRP01689 | SUNPOWER CORP (ORIGINAL MFRSMA) | SPR-5000M (208V) | 5000 | 1 |  |  | 0.96 | Solar Inverter |  | OUTDOOR
SRP01690 | SUNTECH POWER | STP200-18/UB-1 | 205 | 20 | 172.4 | 28 |  | Solar | FIXED | Roof
SRP01690 | PV POWERED | PVP3500 | 3500 | 1 |  |  | 0.955 | Solar Inverter |  | INDOOR
SRP01692 | CHANGZHOU TRINA SOLAR ENERGY CO | TSM-185D | 235 | 45 | 120.9 | 25 |  | Solar | FIXED | Roof
SRP01692 | PV POWERED | PVP2000 | 2000 | 1 |  |  | 0.92 | Solar Inverter |  | Inside
SRP01692 | PV POWERED | PVP4800 | 4800 | 2 |  |  | 0.96 | Solar Inverter |  | INDOOR
SRP01693 | SUNTECH POWER | STP180S-24/AB-1 | 185 | 14 | 148 | 16 |  | Solar | FIXED | Roof
SRP01693 | SUNTECH POWER | STP180S-24/AB-1 | 185 | 18 | 148 | 23 |  | Solar | FIXED | Roof
SRP01693 | SMA AMERICA | SB3000US (208V) | 3000 | 2 |  |  | 0.966 | Solar Inverter |  | INDOOR
SRP01694 | MATRIX SOLAR/PHOTOWATT | PW1650-175 | 190 | 506 | 217.5 | 10 |  | Solar | FIXED | Roof
SRP01694 | SOLECTRIA RENEWABLES | PVI82KW-208 | 82000 | 1 |  |  | 0.965 | Solar Inverter |  | Outside
SRP01695 | CANADIAN SOLAR | CS5P-230 | 230 | 14 | 225 | 15 |  | Solar | FIXED | Roof
SRP01695 | CANADIAN SOLAR | CS6P-230 | 230 | 9 | 225 | 20 |  | Solar | FIXED | Roof
SRP01695 | CANADIAN SOLAR | CS6P-230 | 230 | 10 | 140 | 30 |  | Solar | FIXED | Roof
SRP01695 | PV POWERED | PVP2000 | 2000 | 1 |  |  | 0.92 | Solar Inverter |  | INDOOR
SRP01695 | PV POWERED | PVP2500 | 2500 | 1 |  |  | 0.94 | Solar Inverter |  | INDOOR
SRP01695 | PV POWERED | PVP3000 | 3000 | 1 |  |  | 0.93 | Solar Inverter |  | INDOOR
SRP01696 | SUNTECH POWER | STP200-18/UB-1 | 205 | 12 | 142.6 | 17 |  | Solar | FIXED | Roof
SRP01696 | SMA AMERICA | SB3000US (208V) | 3000 | 1 |  |  | 0.96 | Solar Inverter |  | INDOOR
SRP01698 | MATRIX SOLAR/PHOTOWATT | PW1650-175 | 230 | 101 | 170 | 28.5 |  | Solar | FIXED | Roof
SRP01698 | ENPHASE ENERGY | M175-24-240-S02 | 190 | 101 |  |  | 0.955 | Solar Inverter |  | OUTDOOR
SRP01699 | SUNTECH POWER | STP200-18/UB-1 | 205 | 34 | 220.4 | 22 |  | Solar | FIXED | Roof
SRP01699 | PV POWERED | PVP3000 | 3000 | 1 |  |  | 0.935 | Solar Inverter |  | INDOOR
SRP01699 | PV POWERED | PVP3500 | 3500 | 1 |  |  | 0.955 | Solar Inverter |  | INDOOR
SRP01700 | CHANGZHOU TRINA SOLAR ENERGY CO | TSM-185D | 235 | 42 | 236.9 | 25 |  | Solar | FIXED | Roof
SRP01700 | PV POWERED | PVP4800 | 4800 | 2 |  |  | 0.96 | Solar Inverter |  | Inside
SRP01701 | CHANGZHOU TRINA SOLAR ENERGY CO | TSM-185D | 235 | 24 | 233.3 | 25 |  | Solar | FIXED | Roof
SRP01701 | PV POWERED | PVP4800 | 4800 | 1 |  |  | 0.96 | Solar Inverter |  | INDOOR
SRP01702 | BP SOLAR | BP3115U | 215 | 16 | 174 | 27 |  | Solar | FIXED | Roof
SRP01702 | BP SOLAR | SX3200B | 215 | 22 | 174 | 27 |  | Solar | FIXED | Roof
SRP01702 | FRONIUS USA | IG 4000 | 4000 | 1 |  |  | 0.95 | Solar Inverter |  | INDOOR
SRP01702 | FRONIUS USA | IG 5100 | 5100 | 1 |  |  | 0.95 | Solar Inverter |  | INDOOR
SRP01703 | CHANGZHOU TRINA SOLAR ENERGY CO | TSM-185D | 235 | 18 | 126 | 15 |  | Solar | FIXED | Roof
SRP01703 | PV POWERED | PVP4800 | 4800 | 1 |  |  | 0.96 | Solar Inverter |  | INDOOR
SRP01704 | SUNTECH POWER | STP200UB | 205 | 20 | 102.3 | 20 |  | Solar | FIXED | Roof
SRP01704 | SUNTECH POWER | STP200-18/UB-1 | 205 | 12 | 192.3 | 20 |  | Solar | FIXED | Roof
SRP01704 | PV POWERED | PVP2500 | 2500 | 1 |  |  | 0.945 | Solar Inverter |  | OUTDOOR
SRP01704 | PV POWERED | PVP3500 | 3500 | 1 |  |  | 0.955 | Solar Inverter |  | OUTDOOR
SRP01705 | CHANGZHOU TRINA SOLAR ENERGY CO | TSM-185D | 235 | 50 | 180 | 30 |  | Solar | FIXED | Ground
SRP01705 | SMA AMERICA | SB6000U (208V) | 6000 | 2 |  |  | 0.97 | Solar Inverter |  | OUTDOOR
SRP01706 | CHANGZHOU TRINA SOLAR ENERGY CO | TSM-185D | 230 | 5 | 147.1 | 25 |  | Solar | FIXED | Roof
SRP01706 | CHANGZHOU TRINA SOLAR ENERGY CO | TSM-185D | 230 | 30 | 237.8 | 25 |  | Solar | FIXED | Roof
SRP01706 | PV POWERED | PVP2000 | 2000 | 1 |  |  | 0.92 | Solar Inverter |  | Inside
SRP01706 | PV POWERED | PVP2500 | 2500 | 1 |  |  | 0.945 | Solar Inverter |  | Inside
SRP01706 | PV POWERED | PVP4800 | 4800 | 1 |  |  | 0.96 | Solar Inverter |  | Inside
SRP01707 | SUNTECH POWER | STP200-18/UB-1 | 205 | 26 | 256.5 | 26 |  | Solar | FIXED | Roof
SRP01707 | SMA AMERICA | SB5000US | 5000 | 1 |  |  | 0.96 | Solar Inverter |  | INDOOR
SRP01708 | SUNTECH POWER | STP200-18/UB-1 | 205 | 30 | 207 | 35 |  | Solar | FIXED | Roof
SRP01708 | PV POWERED | PVP2500 | 2500 | 1 |  |  | 0.945 | Solar Inverter |  | INDOOR
SRP01708 | PV POWERED | PVP3000 | 3000 | 1 |  |  | 0.935 | Solar Inverter |  | INDOOR
SRP01709 | CONERGY AG | S 175MU | 235 | 34 | 191 | 34 |  | Solar | FIXED | Roof
SRP01709 | ENPHASE ENERGY | M200-32-240-S02 | 380 | 15 |  |  | 0.955 | Solar Inverter |  | OUTDOOR
SRP01710 | BP SOLAR | BP3125S | 215 | 27 | 115 | 25 |  | Solar | FIXED | Roof
SRP01710 | BP SOLAR | BP3125S | 215 | 7 | 115 | 30 |  | Solar | FIXED | Roof
SRP01710 | BP SOLAR | BP3125S | 215 | 8 | 205 | 30 |  | Solar | FIXED | Roof
SRP01710 | ENPHASE ENERGY | M200-32-208-S01 | 190 | 42 |  |  | 0.95 | Solar Inverter |  | Roof
SRP01711 | BP SOLAR | SX3195S | 195 | 22 | 132 | 30 |  | Solar | FIXED | Roof
SRP01711 | FRONIUS USA | IG 5100 | 5100 | 1 |  |  | 0.955 | Solar Inverter |  | OUTDOOR
SRP01712 | ASTROPOWER | APX-140-MNB | 230 | 6552 | 180 | 20 |  | Solar | FIXED | Ground
SRP01712 | ADVANCED ENERGY INDUSTRIES | 3159000-104 | 250000 | 1 |  |  | 0.985 | Solar Inverter |  | OUTDOOR
SRP01712 | ADVANCED ENERGY INDUSTRIES | 3159000-104 | 500000 | 2 |  |  | 0.99 | Solar Inverter |  | OUTDOOR
SRP01714 | KYOCERA SOLAR | KD210GX-LP | 235 | 33 | 129 | 35 |  | Solar | FIXED | Roof
SRP01714 | SMA AMERICA | SB7000US (208V) | 7000 | 1 |  |  | 0.97 | Solar Inverter |  | INDOOR
SRP01715 | BP SOLAR | SX3200B | 215 | 15 | 160 | 44 |  | Solar | FIXED | Roof
SRP01715 | FRONIUS USA | IG 2000 | 2000 | 2 |  |  | 0.955 | Solar Inverter |  | OUTDOOR
SRP01716 | BP SOLAR | SX3200B | 195 | 24 | 205 | 23 |  | Solar | FIXED | Roof
SRP01716 | FRONIUS USA | IG 5100 | 5100 | 1 |  |  | 0.955 | Solar Inverter |  | OUTDOOR
SRP01717 | BP SOLAR | SX3195S | 195 | 51 | 118 | 23 |  | Solar | FIXED | Roof
SRP01717 | FRONIUS USA | IG 2000 | 2000 | 1 |  |  | 0.955 | Solar Inverter |  | OUTDOOR
SRP01717 | FRONIUS USA | IG 3000 | 3000 | 1 |  |  | 0.955 | Solar Inverter |  | OUTDOOR
SRP01717 | FRONIUS USA | IG 5100 | 5100 | 1 |  |  | 0.955 | Solar Inverter |  | OUTDOOR
SRP01718 | BP SOLAR | BP3125S | 215 | 24 | 246 | 31 |  | Solar | FIXED | Roof
SRP01718 | SMA AMERICA | SB5000US | 5000 | 1 |  |  | 0.955 | Solar Inverter |  | INDOOR
SRP01720 | SOLARWORLD | SW185MONO | 245 | 45 | 240 | 45 |  | Solar | FIXED | Roof
SRP01720 | SMA AMERICA | SB3000US (208V) | 3000 | 1 |  |  | 0.966 | Solar Inverter |  | INDOOR
SRP01720 | SMA AMERICA | SB7000US (208V) | 7000 | 1 |  |  | 0.971 | Solar Inverter |  | INDOOR
SRP01722 | SUNTECH POWER | STP210S-18/UB-1 | 205 | 42 | 228.2 | 25 |  | Solar | FIXED | Roof
SRP01722 | SMA AMERICA | SB7000US (208V) | 8000 | 1 |  |  | 0.965 | Solar Inverter |  | INDOOR
SRP01723 | CHANGZHOU TRINA SOLAR ENERGY CO | TSM-185D | 235 | 22 | 116.8 | 20 |  | Solar | FIXED | Roof
SRP01723 | SMA AMERICA | SB5000US | 5000 | 1 |  |  | 0.96 | Solar Inverter |  | Inside
SRP01724 | CHANGZHOU TRINA SOLAR ENERGY CO | TSM-185D | 235 | 42 | 182 | 37 |  | Solar | FIXED | Roof
SRP01724 | PV POWERED | PVP4800 | 4800 | 2 |  |  | 0.96 | Solar Inverter |  | INDOOR
SRP01725 | SUNTECH POWER | STP210-18/UB-1 | 210 | 27 | 174.7 | 30 |  | Solar | FIXED | Roof
SRP01725 | PV POWERED | PVP4800 | 4800 | 1 |  |  | 0.96 | Solar Inverter |  | INDOOR
SRP01726 | SUNPOWER | SPR-230-WHT-U | 230 | 13 | 251.2 | 20 |  | Solar | FIXED | Roof
SRP01726 | SUNTECH POWER | STP210-18/UB-1 | 230 | 11 | 161.2 | 25 |  | Solar | FIXED | Roof
SRP01726 | SMA AMERICA | SB3000US (208V) | 3000 | 1 |  |  | 0.96 | Solar Inverter |  | INDOOR
SRP01726 | SMA AMERICA | SB4000US (208V) | 4000 | 1 |  |  | 0.96 | Solar Inverter |  | INDOOR
SRP01727 | SUNTECH POWER | STP200UB | 205 | 12 | 168.2 | 25 |  | Solar | FIXED | Roof
SRP01727 | PV POWERED | PVP2500 | 2500 | 1 |  |  | 0.945 | Solar Inverter |  | INDOOR
SRP01728 | SUNTECH POWER | STP180-24/AB-1 | 185 | 16 | 224.5 | 25 |  | Solar | FIXED | Roof
SRP01728 | PV POWERED | PVP2500 | 2500 | 1 |  |  | 0.945 | Solar Inverter |  | OUTDOOR
SRP01729 | SUNTECH POWER | STP200-18/UB-1 | 205 | 22 | 187.9 | 22 |  | Solar | FIXED | Roof
SRP01729 | PV POWERED | PVP4800 | 4800 | 1 |  |  | 0.96 | Solar Inverter |  | OUTDOOR
SRP01730 | CHANGZHOU TRINA SOLAR ENERGY CO | TSM-185D | 230 | 33 | 83 | 27 |  | Solar | FIXED | Roof
SRP01730 | CHANGZHOU TRINA SOLAR ENERGY CO | TSM-185D | 230 | 39 | 268 | 27 |  | Solar | FIXED | Roof
SRP01730 | SMA AMERICA | SB7000US (208V) | 7000 | 1 |  |  | 0.969 | Solar Inverter |  | OUTDOOR
SRP01730 | SMA AMERICA | SB7000US (208V) | 8000 | 1 |  |  | 0.963 | Solar Inverter |  | Outside
SRP01731 | CHANGZHOU TRINA SOLAR ENERGY CO | TSM-185D | 230 | 24 | 138 | 20 |  | Solar | FIXED | Roof
SRP01731 | SMA AMERICA | SB5000US (208V) | 5000 | 1 |  |  | 0.968 | Solar Inverter |  | Outside
SRP01732 | GE ENERGY | GEPV-173-MCB | 210 | 240 | 180 | 30 |  | Solar | FIXED | Ground
SRP01732 | PV POWERED | PVP75KW-208 | 75000 | 1 |  |  | 0.96 | Solar Inverter |  | OUTDOOR
SRP01733 | SUNPOWER | SPR-315E-WHT-U | 318 | 16 | 235 | 34 |  | Solar | FIXED | Roof
SRP01733 | SUNPOWER | SPR-315E-WHT-U | 318 | 49 | 145 | 35 |  | Solar | FIXED | Roof
SRP01733 | SUNPOWER CORP (ORIGINAL MFRSMA) | SPR-5000M (208V) | 5000 | 1 |  |  | 0.955 | Solar Inverter |  | INDOOR
SRP01733 | SUNPOWER CORP (ORIGINAL MFRSMA) | SPR-7000M (208V) | 7000 | 1 |  |  | 0.955 | Solar Inverter |  | INDOOR
SRP01733 | SUNPOWER CORP (ORIGINAL MFRSMA) | SPR-7000M (277V) | 8000 | 1 |  |  | 0.955 | Solar Inverter |  | INDOOR
SRP01734 | SUNTECH POWER | STP210S-18/UB-1 | 280 | 858 | 213 | 10 |  | Solar | FIXED | Roof
SRP01734 | PV POWERED | PVP100KW-208 | 100000 | 2 |  |  | 0.97 | Solar Inverter |  | Outside
SRP01735 | CHANGZHOU TRINA SOLAR ENERGY CO | TSM-185D | 235 | 52 | 226 | 41 |  | Solar | FIXED | Roof
SRP01735 | ENPHASE ENERGY | M200-32-208-S01 | 215 | 52 |  |  | 0.97 | Solar Inverter |  | OUTDOOR
SRP01736 | SOLARWORLD | SW185MONO | 230 | 132 | 153 | 30 |  | Solar | FIXED | Ground
SRP01736 | SMA AMERICA | SB7000US (240V) | 7000 | 4 |  |  | 0.969 | Solar Inverter |  | OUTDOOR
SRP01739 | UNKNOWN | UNKNOWN | 235 | 494 | 216 | 10 |  | Solar | FIXED | Roof
SRP01739 | PV POWERED | PVP100KW-208 | 100000 | 1 |  |  | 0.96 | Solar Inverter |  | OUTDOOR
SRP01740 | CHANGZHOU TRINA SOLAR ENERGY CO | TSM-185D | 230 | 42 | 178 | 33 |  | Solar | FIXED | Roof
SRP01740 | SMA AMERICA | SB5000US | 5000 | 2 |  |  | 0.97 | Solar Inverter |  | INDOOR
SRP01746 | SUNTECH POWER | STP180S-24/AB-1 | 185 | 46 | 210 | 33 |  | Solar | FIXED | Roof
SRP01746 | SMA AMERICA | SB4000US (208V) | 4000 | 2 |  |  | 0.96 | Solar Inverter |  | OUTDOOR
SRP01747 | SUNTECH POWER | STP200-18/UB-1 | 205 | 31 | 226 | 27 |  | Solar | FIXED | Roof
SRP01747 | PV POWERED | PVP2500 | 2500 | 1 |  |  | 0.945 | Solar Inverter |  | Outside
SRP01747 | PV POWERED | PVP3500 | 3500 | 1 |  |  | 0.955 | Solar Inverter |  | Outside
SRP01748 | CHANGZHOU TRINA SOLAR ENERGY CO | TSM-185D | 235 | 45 | 208.4 | 15 |  | Solar | FIXED | Roof
SRP01748 | SMA AMERICA | SB4000US (208V) | 4000 | 1 |  |  | 0.96 | Solar Inverter |  | INDOOR
SRP01748 | SMA AMERICA | SB7000US (208V) | 7000 | 1 |  |  | 0.97 | Solar Inverter |  | INDOOR
SRP01749 | CHANGZHOU TRINA SOLAR ENERGY CO | TSM-185D | 235 | 42 | 145.8 | 27 |  | Solar | FIXED | Roof
SRP01749 | SMA AMERICA | SB5000US | 5000 | 2 |  |  | 0.96 | Solar Inverter |  | OUTDOOR
SRP01750 | CHANGZHOU TRINA SOLAR ENERGY CO | TSM-185D | 230 | 22 | 118.7 | 25 |  | Solar | FIXED | Roof
SRP01750 | CHANGZHOU TRINA SOLAR ENERGY CO | TSM-185D | 230 | 9 | 208.6 | 33 |  | Solar | FIXED | Roof
SRP01750 | PV POWERED | PVP2000 | 2000 | 1 |  |  | 0.92 | Solar Inverter |  | INDOOR
SRP01750 | PV POWERED | PVP4800 | 4800 | 1 |  |  | 0.96 | Solar Inverter |  | INDOOR
SRP01751 | SUNTECH POWER | STP200UB | 205 | 29 | 118.4 | 22 |  | Solar | FIXED | Roof
SRP01751 | SMA AMERICA | SB3000US (240V) | 3000 | 2 |  |  | 0.96 | Solar Inverter |  | Outside
SRP01752 | CHANGZHOU TRINA SOLAR ENERGY CO | TSM-185D | 235 | 16 | 131.5 | 25 |  | Solar | FIXED | Roof
SRP01752 | CHANGZHOU TRINA SOLAR ENERGY CO | TSM-185D | 235 | 16 | 221.5 | 25 |  | Solar | FIXED | Roof
SRP01752 | PV POWERED | PVP3500 | 3500 | 1 |  |  | 0.955 | Solar Inverter |  | INDOOR
SRP01752 | PV POWERED | PVP3500 | 3500 | 1 |  |  | 0.955 | Solar Inverter |  | INDOOR
SRP01753 | SUNPOWER | SPR-315E-WHT-U | 318 | 192 | 210 | 5 |  | Solar | FIXED | Roof
SRP01753 | SATCON TECHNOLOGY | PVS-75 (208 V) | 75000 | 1 |  |  | 0.96 | Solar Inverter |  | OUTDOOR
SRP01754 | NEO SOLAR POWER | 7C00-6A230 | 230 | 33 | 245 | 30 |  | Solar | FIXED | Roof
SRP01754 | SMA AMERICA | SB7000US (277V) | 7000 | 1 |  |  | 0.965 | Solar Inverter |  | OUTDOOR
SRP01756 | SUNTECH POWER | STP180-24/AB-1 | 185 | 27 | 262 | 30 |  | Solar | FIXED | Roof
SRP01756 | SMA AMERICA | SB5000US | 5000 | 1 |  |  | 0.968 | Solar Inverter |  | INDOOR
SRP01757 | SUNTECH POWER | STP190S-18/UB-1 | 185 | 3 | 120 | 28 |  | Solar | FIXED | Roof
SRP01757 | SUNTECH POWER | STP190S-18/UB-1 | 185 | 6 | 120 | 32 |  | Solar | FIXED | Roof
SRP01757 | SUNTECH POWER | STP190S-18/UB-1 | 185 | 3 | 220 | 32 |  | Solar | FIXED | Roof
SRP01757 | SUNTECH POWER | STP190S-18/UB-1 | 185 | 8 | 220 | 32 |  | Solar | FIXED | Roof
SRP01757 | SUNTECH POWER | STP190S-18/UB-1 | 185 | 3 | 120 | 42 |  | Solar | FIXED | Roof
SRP01757 | ENPHASE ENERGY | M175-24-240-S02 | 190 | 23 |  |  | 0.955 | Solar Inverter |  | OUTDOOR
SRP01758 | SUNPOWER | SPR-315E-WHT-U | 318 | 30 | 105 | 20 |  | Solar | FIXED | Roof
SRP01758 | SUNPOWER CORP (ORIGINAL MFRSMA) | SPR-4000M (208V) | 4000 | 1 |  |  | 0.968 | Solar Inverter |  | INDOOR
SRP01758 | SUNPOWER CORP (ORIGINAL MFRXANTREX) | SPR-5000X | 5000 | 1 |  |  | 0.968 | Solar Inverter |  | INDOOR
SRP01759 | CANADIAN SOLAR | CS6P-230 | 230 | 29 | 190 | 30 |  | Solar | FIXED | Roof
SRP01759 | PV POWERED | PVP2500 | 2500 | 1 |  |  | 0.96 | Solar Inverter |  | Outside
SRP01759 | PV POWERED | PVP4800 | 4800 | 1 |  |  | 0.94 | Solar Inverter |  | Outside
SRP01760 | SUNPOWER | SPR-225-BLK-U | 225 | 30 | 180 | 22 |  | Solar | FIXED | Roof
SRP01760 | SMA AMERICA | SB6000US (208V) | 6000 | 1 |  |  | 0.97 | Solar Inverter |  | INDOOR
SRP01761 | BP SOLAR | BP3125U | 215 | 46 | 248 | 25 |  | Solar | FIXED | Roof
SRP01761 | SMA AMERICA | SB5000US | 5000 | 1 |  |  | 0.965 | Solar Inverter |  | INDOOR
SRP01761 | SMA AMERICA | SB5000US | 5000 | 1 |  |  | 0.965 | Solar Inverter |  | INDOOR
SRP01762 | SUNTECH POWER | STP180S-24/AB-1 | 185 | 38 | 194 | 34 |  | Solar | FIXED | Roof
SRP01762 | SMA AMERICA | SB4000US (208V) | 4000 | 2 |  |  | 0.968 | Solar Inverter |  | INDOOR
SRP01763 | MATRIX SOLAR/PHOTOWATT | PW1650-175 | 240 | 130 | 52 | 2.5 |  | Solar | FIXED | Roof
SRP01763 | MATRIX SOLAR/PHOTOWATT | PW1650-175 | 240 | 117 | 232 | 2.5 |  | Solar | FIXED | Roof
SRP01763 | MATRIX SOLAR/PHOTOWATT | PW1650-175 | 240 | 1521 | 142 | 10 |  | Solar | FIXED | Roof
SRP01763 | SMA AMERICA | SB5000US (208V) | 5000 | 1 |  |  | 0.955 | Solar Inverter |  | OUTDOOR
SRP01763 | SMA AMERICA | SB7000US (240V) | 8000 | 5 |  |  | 0.96 | Solar Inverter |  | OUTDOOR
SRP01763 | SMA AMERICA | SB7000US (208V) | 8000 | 1 |  |  | 0.97 | Solar Inverter |  | OUTDOOR
SRP01763 | PV POWERED | PVP100KW-208 | 260000 | 1 |  |  | 0.97 | Solar Inverter |  | OUTDOOR
SRP01764 | MATRIX SOLAR/PHOTOWATT | PW1650-175 | 240 | 247 | 52 | 2.5 |  | Solar | FIXED | Roof
SRP01764 | MATRIX SOLAR/PHOTOWATT | PW1650-175 | 240 | 377 | 232 | 2.5 |  | Solar | FIXED | Roof
SRP01764 | PV POWERED | PVP30KW-LV-208 | 50000 | 1 |  |  | 0.971 | Solar Inverter |  | Outside
SRP01764 | PV POWERED | PVP75KW-480 | 75000 | 1 |  |  | 0.955 | Solar Inverter |  | OUTDOOR
SRP01765 | MATRIX SOLAR/PHOTOWATT | PW1650-175 | 240 | 20 | 142 | 7.5 |  | Solar | FIXED | Roof
SRP01765 | MATRIX SOLAR/PHOTOWATT | PW1650-175 | 240 | 507 | 142 | 10 |  | Solar | FIXED | Roof
SRP01765 | MATRIX SOLAR/PHOTOWATT | PW1650-175 | 240 | 117 | 118 | 11 |  | Solar | FIXED | Roof
SRP01765 | SMA AMERICA | SB5000US | 5000 | 1 |  |  | 0.955 | Solar Inverter |  | OUTDOOR
SRP01765 | SMA AMERICA | SB7000US (240V) | 8000 | 1 |  |  | 0.96 | Solar Inverter |  | OUTDOOR
SRP01765 | SMA AMERICA | SB7000US (240V) | 8000 | 2 |  |  | 0.96 | Solar Inverter |  | OUTDOOR
SRP01765 | PV POWERED | PVP75KW-480 | 75000 | 1 |  |  | 0.955 | Solar Inverter |  | OUTDOOR
SRP01766 | SUNTECH POWER | STP180S-24/AB-1 | 185 | 54 | 174 | 33 |  | Solar | FIXED | Roof
SRP01766 | SMA AMERICA | SB4000US (208V) | 4000 | 2 |  |  | 0.968 | Solar Inverter |  | OUTDOOR
SRP01767 | SUNTECH POWER | STP210S-18/UB-1 | 390 | 8 | 134 | 20 |  | Solar | FIXED | Roof
SRP01767 | POWER-ONE | PVI-3000-I-OUTD-US | 3000 | 1 |  |  | 0.968 | Solar Inverter |  | Inside
SRP01768 | UNKNOWN | UNKNOWN | 235 | 49 | 243 | 30 |  | Solar | FIXED | Roof
SRP01768 | UNKNOWN | UNKNOWN | 235 | 13 | 153 | 40 |  | Solar | FIXED | Roof
SRP01768 | ENPHASE ENERGY | M200-32-240-S02 | 190 | 62 |  |  | 0.955 | Solar Inverter |  | OUTDOOR
SRP01770 | DAY4 ENERGY | DAY4 48MC 190 | 280 | 22 | 182 | 19 |  | Solar | FIXED | Roof
SRP01770 | SMA AMERICA | SB5000US | 5000 | 1 |  |  | 0.968 | Solar Inverter |  | OUTDOOR
SRP01771 | BAODING YINGLI NEW ENERGY RESOURCES CO | YL175(156) | 235 | 1106 | 192 | 10 |  | Solar | FIXED | Roof
SRP01771 | SATCON TECHNOLOGY | PVS-250 (480 V) | 250000 | 1 |  |  | 0.97 | Solar Inverter |  | Outside
SRP01772 | UNKNOWN | UNKNOWN | 235 | 42 | 120 | 30 |  | Solar | FIXED | Roof
SRP01772 | ENPHASE ENERGY | M200-32-240-S02 | 190 | 42 |  |  | 0.955 | Solar Inverter |  | OUTDOOR
SRP01773 | SUNTECH POWER | STP21018 | 210 | 12 | 217 | 30 |  | Solar | FIXED | Roof
SRP01773 | POWER-ONE | PVI-3000-I-OUTD-US | 3000 | 1 |  |  | 0.968 | Solar Inverter |  | Outside
SRP01774 | UNKNOWN | UNKNOWN | 235 | 38 | 168 | 30 |  | Solar | FIXED | Roof
SRP01774 | ENPHASE ENERGY | M200-32-240-S02 | 190 | 38 |  |  | 0.955 | Solar Inverter |  | OUTDOOR
SRP01776 | BAODING YINGLI NEW ENERGY RESOURCES CO | YL175(156) | 230 | 812 | 206 | 15 |  | Solar | FIXED | Roof
SRP01776 | SATCON TECHNOLOGY | PVS-75 (208 V) | 75000 | 1 |  |  | 0.97 | Solar Inverter |  | Outside
SRP01776 | SATCON TECHNOLOGY | PVS-100 (208 V) | 100000 | 1 |  |  | 0.97 | Solar Inverter |  | Outside
SRP01778 | SUNPOWER | SPR-230-WHT-U | 240 | 36 | 163 | 32 |  | Solar | FIXED | Roof
SRP01778 | SUNPOWER CORP (ORIGINAL MFRSMA) | SPR-7000M (208V) | 8000 | 1 |  |  | 0.965 | Solar Inverter |  | Inside
SRP01779 | BP SOLAR | BP3125S | 215 | 14 | 131 | 22 |  | Solar | FIXED | Roof
SRP01779 | FRONIUS USA | IG 3000 | 3000 | 1 |  |  | 0.95 | Solar Inverter |  | OUTDOOR
SRP01780 | UNKNOWN | UNKNOWN | 235 | 42 | 117 | 33 |  | Solar | FIXED | Roof
SRP01780 | ENPHASE ENERGY | M200-32-240-S02 | 190 | 42 |  |  | 0.955 | Solar Inverter |  | OUTDOOR
SRP01781 | BAODING YINGLI NEW ENERGY RESOURCES CO | YL175(156) | 235 | 350 | 149 | 15 |  | Solar | FIXED | Roof
SRP01781 | BAODING YINGLI NEW ENERGY RESOURCES CO | YL175(156) | 235 | 490 | 209 | 15 |  | Solar | FIXED | Roof
SRP01781 | SATCON TECHNOLOGY | PVS-75 (480 V) | 75000 | 1 |  |  | 0.97 | Solar Inverter |  | Outside
SRP01781 | SATCON TECHNOLOGY | PVS-100 (240 V) | 100000 | 1 |  |  | 0.97 | Solar Inverter |  | Outside
SRP01782 | MC SOLAR | TF-90B | 235 | 72 | 170 | 20 |  | Solar | FIXED | Roof
SRP01782 | SMA AMERICA | SB6000U (208V) | 6000 | 3 |  |  | 0.95 | Solar Inverter |  | INDOOR
SRP01783 | SOLARWORLD | SW185MONO | 245 | 31 | 169 | 15 |  | Solar | FIXED | Roof
SRP01783 | SOLARWORLD | SW185MONO | 245 | 7 | 259 | 15 |  | Solar | FIXED | Roof
SRP01783 | ENPHASE ENERGY | M200-32-240-S02 | 380 | 19 |  |  | 0.95 | Solar Inverter |  | OUTDOOR
SRP01785 | SUNTECH POWER | STP200S-18/UB-1 | 205 | 60 | 180 | 35 |  | Solar | FIXED | Ground
SRP01785 | FRONIUS USA |  | 6000 | 2 |  |  | 0.97 | Solar Inverter |  | OUTDOOR
SRP01786 | YES! SOLAR | ES205W | 230 | 532 | 205 | 20 |  | Solar | FIXED | Roof
SRP01786 | SATCON TECHNOLOGY | PVS-100 (480 V) | 100000 | 1 |  |  | 0.97 | Solar Inverter |  | Outside
SRP01787 | SUNTECH POWER | STP200S-18/UB-1 | 205 | 33 | 228 | 33 |  | Solar | FIXED | Roof
SRP01787 | FRONIUS USA |  | 6000 | 1 |  |  | 0.96 | Solar Inverter |  | INDOOR
SRP01788 | BAODING YINGLI NEW ENERGY RESOURCES CO | YL175(156) | 230 | 224 | 217 | 20 |  | Solar | FIXED | Roof
SRP01788 | SATCON TECHNOLOGY | AE-50-60-PV-A | 50000 | 1 |  |  | 0.97 | Solar Inverter |  | INDOOR
SRP01790 | SUNPOWER | SPR-225-BLK-U | 225 | 28 | 148 | 35 |  | Solar | FIXED | Roof
SRP01790 | ENPHASE ENERGY | M200-32-240-S02 | 210 | 28 |  |  | 0.96 | Solar Inverter |  | Outside
SRP01791 | SUNTECH POWER | STP180-24/AB-1 | 185 | 9 | 225 | 22 |  | Solar | FIXED | Roof
SRP01791 | SUNTECH POWER | STP190-18/UB-1 | 185 | 72 | 225 | 38 |  | Solar | FIXED | Roof
SRP01791 | FRONIUS USA | IG 2000 | 2000 | 2 |  |  | 0.952 | Solar Inverter |  | Inside
SRP01791 | FRONIUS USA |  | 11400 | 1 |  |  | 0.962 | Solar Inverter |  | Inside
SRP01792 | SUNTECH POWER | STP210-18/UB-1 | 245 | 7 | 170 | 30 |  | Solar | FIXED | Roof
SRP01792 | SUNTECH POWER | STP210S-18/UB-1 | 245 | 22 | 260 | 33 |  | Solar | FIXED | Roof
SRP01792 | POWER-ONE | PVI-3000-I-OUTD-US | 3000 | 1 |  |  | 0.968 | Solar Inverter |  | Outside
SRP01792 | POWER-ONE | PVI-3600-OUTD-US-F (208V) | 3600 | 1 |  |  | 0.968 | Solar Inverter |  | Outside
SRP01793 | SUNPOWER | SPR-225-BLK-U | 225 | 27 | 180 | 27 |  | Solar | FIXED | Roof
SRP01793 | SUNPOWER CORP (ORIGINAL MFRSMA) | SPR-5000M (208V) | 5000 | 1 |  |  | 0.968 | Solar Inverter |  | INDOOR
SRP01794 | CHANGZHOU TRINA SOLAR ENERGY CO | TSM-185D | 230 | 42 | 202 | 25 |  | Solar | FIXED | Roof
SRP01794 | SMA AMERICA | SB4000US (208V) | 4000 | 1 |  |  | 0.96 | Solar Inverter |  | OUTDOOR
SRP01794 | SMA AMERICA | SB5000US | 5000 | 1 |  |  | 0.95 | Solar Inverter |  | Outside
SRP01797 | SOLON AG FUER SOLARTECHNIK | P220/6+/01 235WP | 235 | 24 | 180 | 34 |  | Solar | FIXED | Roof
SRP01797 | SMA AMERICA | SB6000U (208V) | 6000 | 1 |  |  | 0.97 | Solar Inverter |  | Inside
SRP01798 | CHANGZHOU TRINA SOLAR ENERGY CO | TSM-185D | 230 | 14 | 193 | 20 |  | Solar | FIXED | Roof
SRP01798 | FRONIUS USA | IG 3000 | 3000 | 1 |  |  | 0.97 | Solar Inverter |  | OUTDOOR
SRP01799 | SUNPOWER | SPR-225-BLK-U | 225 | 24 | 163 | 33 |  | Solar | FIXED | Roof
SRP01799 | SUNPOWER CORP (ORIGINAL MFRSMA) | SPR-5000M (208V) | 5000 | 1 |  |  | 0.968 | Solar Inverter |  | INDOOR
SRP01801 | SCHOTT SOLAR | ASE-250DGF/17 | 235 | 5502 | 211.5 | 10 |  | Solar | 1AXIS | Roof
SRP01801 | SMA AMERICA | SB1100U | 500000 | 2 |  |  | 0.97 | Solar Inverter |  | OUTDOOR
SRP01803 | CHANGZHOU TRINA SOLAR ENERGY CO | TSM-185D | 230 | 24 | 169 | 22 |  | Solar | FIXED | Roof
SRP01803 | SMA AMERICA | SB5000US | 5000 | 1 |  |  | 0.968 | Solar Inverter |  | OUTDOOR
SRP01805 | SUNTECH POWER | STP180-24/AB-1 | 185 | 28 | 96.1 | 35 |  | Solar | FIXED | Roof
SRP01805 | SUNTECH POWER | STP180-24/AB-1 | 185 | 21 | 186 | 35 |  | Solar | FIXED | Roof
SRP01805 | PV POWERED | PVP3500 | 3500 | 1 |  |  | 0.955 | Solar Inverter |  | Inside
SRP01805 | PV POWERED | PVP4800 | 4800 | 1 |  |  | 0.96 | Solar Inverter |  | INDOOR
SRP01806 | CHANGZHOU TRINA SOLAR ENERGY CO | TSM-185D | 235 | 34 | 169 | 25 |  | Solar | FIXED | Roof
SRP01806 | PV POWERED | PVP3500 | 3500 | 1 |  |  | 0.955 | Solar Inverter |  | OUTDOOR
SRP01806 | PV POWERED | PVP4800 | 4800 | 1 |  |  | 0.96 | Solar Inverter |  | OUTDOOR
SRP01807 | CHANGZHOU TRINA SOLAR ENERGY CO | TSM-185D | 230 | 39 | 169 | 22 |  | Solar | FIXED | Roof
SRP01807 | SMA AMERICA | SB7000US (208V) | 8000 | 1 |  |  | 0.963 | Solar Inverter |  | OUTDOOR
SRP01808 | CHANGZHOU TRINA SOLAR ENERGY CO | TSM-185D | 235 | 26 | 187.6 | 30 |  | Solar | FIXED | Roof
SRP01808 | SMA AMERICA | SB6000U (208V) | 6000 | 1 |  |  | 0.97 | Solar Inverter |  | INDOOR
SRP01809 | CHANGZHOU TRINA SOLAR ENERGY CO | TSM-185D | 230 | 22 | 205 | 23 |  | Solar | FIXED | Roof
SRP01809 | SMA AMERICA | SB5000US | 5000 | 1 |  |  | 0.968 | Solar Inverter |  | OUTDOOR
SRP01810 | CHANGZHOU TRINA SOLAR ENERGY CO | TSM-185D | 235 | 20 | 170 | 26 |  | Solar | FIXED | Roof
SRP01810 | PV POWERED | PVP4800 | 4800 | 1 |  |  | 0.96 | Solar Inverter |  | INDOOR
SRP01811 | CHANGZHOU TRINA SOLAR ENERGY CO | TSM-185D | 230 | 20 | 224 | 17 |  | Solar | FIXED | Roof
SRP01811 | SMA AMERICA | SB4000US (208V) | 4000 | 1 |  |  | 0.968 | Solar Inverter |  | OUTDOOR
SRP01812 | CHANGZHOU TRINA SOLAR ENERGY CO | TSM-185D | 230 | 30 | 211 | 22 |  | Solar | FIXED | Roof
SRP01812 | FRONIUS USA |  | 6000 | 1 |  |  | 0.97 | Solar Inverter |  | OUTDOOR
SRP01813 | CHANGZHOU TRINA SOLAR ENERGY CO | TSM-185D | 230 | 31 | 144.7 | 16 |  | Solar | FIXED | Roof
SRP01813 | PV POWERED | PVP2500 | 2500 | 1 |  |  | 0.945 | Solar Inverter |  | Outside
SRP01813 | PV POWERED | PVP4800 | 4800 | 1 |  |  | 0.96 | Solar Inverter |  | Outside
SRP01814 | CHANGZHOU TRINA SOLAR ENERGY CO | TSM-185D | 235 | 26 | 213.9 | 26 |  | Solar | FIXED | Roof
SRP01814 | SMA AMERICA | SB6000U (208V) | 6000 | 1 |  |  | 0.97 | Solar Inverter |  | INDOOR
SRP01815 | CHANGZHOU TRINA SOLAR ENERGY CO | TSM-185D | 230 | 21 | 169 | 22 |  | Solar | FIXED | Roof
SRP01815 | CHANGZHOU TRINA SOLAR ENERGY CO | TSM-185D | 230 | 14 | 259 | 22 |  | Solar | FIXED | Roof
SRP01815 | PV POWERED | PVP2500 | 2500 | 2 |  |  | 0.96 | Solar Inverter |  | Outside
SRP01815 | PV POWERED | PVP3000 | 3000 | 1 |  |  | 0.96 | Solar Inverter |  | Outside
SRP01816 | SUNTECH POWER | STP200UB | 205 | 76 | 234 | 20 |  | Solar | FIXED | Roof
SRP01816 | SMA AMERICA | SB5000US | 5000 | 3 |  |  | 0.96 | Solar Inverter |  | INDOOR
SRP01817 | CHANGZHOU TRINA SOLAR ENERGY CO | TSM-185D | 235 | 20 | 167 | 26 |  | Solar | FIXED | Roof
SRP01817 | PV POWERED | PVP4800 | 4800 | 1 |  |  | 0.96 | Solar Inverter |  | INDOOR
SRP01818 | CHANGZHOU TRINA SOLAR ENERGY CO | TSM-185D | 235 | 24 | 129 | 24 |  | Solar | FIXED | Roof
SRP01818 | CHANGZHOU TRINA SOLAR ENERGY CO | TSM-185D | 235 | 10 | 219 | 24 |  | Solar | FIXED | Roof
SRP01818 | PV POWERED | PVP2500 | 2500 | 1 |  |  | 0.945 | Solar Inverter |  | INDOOR
SRP01818 | PV POWERED | PVP4800 | 4800 | 1 |  |  | 0.96 | Solar Inverter |  | INDOOR
SRP01819 | CHANGZHOU TRINA SOLAR ENERGY CO | TSM-185D | 235 | 20 | 90 | 30 |  | Solar | FIXED | Roof
SRP01819 | CHANGZHOU TRINA SOLAR ENERGY CO | TSM-185D | 235 | 26 | 180 | 44 |  | Solar | FIXED | Roof
SRP01819 | SMA AMERICA | SB5000US | 5000 | 1 |  |  | 0.96 | Solar Inverter |  | INDOOR
SRP01819 | SMA AMERICA | SB6000U (208V) | 6000 | 1 |  |  | 0.97 | Solar Inverter |  | INDOOR
SRP01820 | CHANGZHOU TRINA SOLAR ENERGY CO | TSM-185D | 235 | 32 | 185.2 | 27 |  | Solar | FIXED | Roof
SRP01820 | PV POWERED | PVP3500 | 3500 | 2 |  |  | 0.955 | Solar Inverter |  | INDOOR
SRP01821 | CHANGZHOU TRINA SOLAR ENERGY CO | TSM-185D | 235 | 14 | 138.2 | 30 |  | Solar | FIXED | Roof
SRP01821 | PV POWERED | PVP3000 | 3000 | 1 |  |  | 0.935 | Solar Inverter |  | INDOOR
SRP01822 | SUNTECH POWER | STP200-18/UB-1 | 205 | 24 | 225 | 30 |  | Solar | FIXED | Roof
SRP01822 | SMA AMERICA | SB4000US (208V) | 4000 | 1 |  |  | 0.96 | Solar Inverter |  | INDOOR
SRP01824 | CHANGZHOU TRINA SOLAR ENERGY CO | TSM-185D | 235 | 8 | 137.9 | 20 |  | Solar | FIXED | Roof
SRP01824 | CHANGZHOU TRINA SOLAR ENERGY CO | TSM-185D | 235 | 24 | 228.1 | 20 |  | Solar | FIXED | Roof
SRP01824 | PV POWERED | PVP2000 | 2000 | 1 |  |  | 0.92 | Solar Inverter |  | INDOOR
SRP01824 | PV POWERED | PVP3500 | 3500 | 1 |  |  | 0.955 | Solar Inverter |  | INDOOR
SRP01825 | BAODING YINGLI NEW ENERGY RESOURCES CO | YL175(156) | 235 | 104 | 180 | 20 |  | Solar | FIXED | Roof
SRP01825 | BAODING YINGLI NEW ENERGY RESOURCES CO | YL175(156) | 235 | 78 | 190 | 20 |  | Solar | FIXED | Roof
SRP01825 | BAODING YINGLI NEW ENERGY RESOURCES CO | YL175(156) | 235 | 195 | 206 | 20 |  | Solar | FIXED | Roof
SRP01825 | BAODING YINGLI NEW ENERGY RESOURCES CO | YL175(156) | 235 | 65 | 223 | 20 |  | Solar | FIXED | Roof
SRP01825 | SATCON TECHNOLOGY | AE-100-60-PV-A | 100000 | 1 |  |  | 0.96 | Solar Inverter |  | INDOOR
SRP01827 | SOLARWORLD | SW185 MONO/T | 245 | 46 | 212 | 35 |  | Solar | FIXED | Roof
SRP01827 | SOLARWORLD | SW185MONO | 245 | 11 | 130 | 45 |  | Solar | FIXED | Roof
SRP01827 | FRONIUS USA | IG 3000 | 3000 | 1 |  |  | 0.952 | Solar Inverter |  | OUTDOOR
SRP01827 | FRONIUS USA | IG 5100 | 5100 | 2 |  |  | 0.952 | Solar Inverter |  | OUTDOOR
SRP01830 | SANYO ELECTRIC | HIP-205BA5 | 220 | 39 | 195 | 30 |  | Solar | FIXED | Roof
SRP01830 | ENPHASE ENERGY | M175-24-240-S02 | 210 | 39 |  |  | 0.955 | Solar Inverter |  | OUTDOOR
SRP01831 | MATRIX SOLAR/PHOTOWATT | PW750-90 | 240 | 36 | 200 | 10 |  | Solar | FIXED | Roof
SRP01831 | MATRIX SOLAR/PHOTOWATT | PW750-90 | 240 | 24 | 200 | 45 |  | Solar | FIXED | Roof
SRP01831 | ENPHASE ENERGY | M175-24-240-S02 | 190 | 60 |  |  | 0.963 | Solar Inverter |  | OUTDOOR
SRP01832 | MATRIX SOLAR/PHOTOWATT | PW1250-115 | 240 | 69 | 200 | 10 |  | Solar | FIXED | Roof
SRP01832 | ENPHASE ENERGY | M175-24-240-S02 | 215 | 69 |  |  | 0.963 | Solar Inverter |  | OUTDOOR
SRP01833 | CANADIAN SOLAR | CS6P-230 | 230 | 22 | 150 | 30 |  | Solar | FIXED | Roof
SRP01833 | ENPHASE ENERGY | M200-32-240-S02 | 380 | 11 |  |  | 0.95 | Solar Inverter |  | OUTDOOR
SRP01834 | SOLARWORLD | SW185MONO | 245 | 18 | 242 | 25 |  | Solar | FIXED | Roof
SRP01834 | ENPHASE ENERGY | M175-24-240-S02 | 190 | 18 |  |  | 0.955 | Solar Inverter |  | INDOOR
SRP01835 | SOLARWORLD | SW185MONO | 245 | 26 | 152 | 10 |  | Solar | FIXED | Roof
SRP01835 | SOLARWORLD | SW185MONO | 245 | 38 | 242 | 22 |  | Solar | FIXED | Roof
SRP01835 | FRONIUS USA | IG 2000 | 2000 | 1 |  |  | 0.952 | Solar Inverter |  | INDOOR
SRP01835 | FRONIUS USA | IG 4000 | 4000 | 2 |  |  | 0.952 | Solar Inverter |  | INDOOR
SRP01835 | FRONIUS USA | IG 5100 | 5100 | 1 |  |  | 0.952 | Solar Inverter |  | INDOOR
SRP01836 | BP SOLAR | SX3200B | 215 | 36 | 162 | 30 |  | Solar | FIXED | Roof
SRP01836 | FRONIUS USA |  | 7500 | 1 |  |  | 0.97 | Solar Inverter |  | OUTDOOR
SRP01837 | SUNTECH POWER | STP200S-18/UB-1 | 205 | 18 | 35 |  |  | Solar | FIXED | Roof
SRP01837 | SUNTECH POWER | STP200S-18/UB-1 | 205 | 20 | 35 |  |  | Solar | FIXED | Roof
SRP01837 | SOLECTRIA RENEWABLES | PVI 4000 (208V) | 3900 | 2 |  |  | 0.97 | Solar Inverter |  | INDOOR
SRP01838 | BP SOLAR | SX3195B | 195 | 9 | 97 | 35 |  | Solar | FIXED | Roof
SRP01838 | BP SOLAR | SX3195B | 195 | 10 | 97 | 36 |  | Solar | FIXED | Roof
SRP01838 | BP SOLAR | SX3195B | 195 | 19 | 187 | 38 |  | Solar | FIXED | Roof
SRP01838 | FRONIUS USA | IG 2000 | 2000 | 4 |  |  | 0.952 | Solar Inverter |  | INDOOR
SRP01839 | SUNTECH POWER | STP200-18/UB-1 | 205 | 64 | 142.4 | 18 |  | Solar | FIXED | Roof
SRP01839 | SMA AMERICA | SB6000U (208V) | 6000 | 1 |  |  | 0.97 | Solar Inverter |  | INDOOR
SRP01839 | SMA AMERICA | SB7000US (208V) | 7000 | 1 |  |  | 0.97 | Solar Inverter |  | INDOOR
SRP01841 | REC SCANMODULE | SCM230 | 235 | 871 | 180 | 10 |  | Solar | FIXED | Roof
SRP01841 | PV POWERED | PVP75KW-208 | 75000 | 1 |  |  | 0.96 | Solar Inverter |  | Inside
SRP01841 | PV POWERED | PVP100KW-480 | 100000 | 1 |  |  | 0.96 | Solar Inverter |  | Inside
SRP01842 | CHANGZHOU TRINA SOLAR ENERGY CO | TSM-185D | 235 | 26 | 118.9 | 32 |  | Solar | FIXED | Roof
SRP01842 | SMA AMERICA | SB6000U (208V) | 6000 | 1 |  |  | 0.97 | Solar Inverter |  | OUTDOOR
SRP01843 | CHANGZHOU TRINA SOLAR ENERGY CO | TSM-185D | 230 | 33 | 130.5 | 35 |  | Solar | FIXED | Roof
SRP01843 | SMA AMERICA | SB7000US (208V) | 7000 | 1 |  |  | 0.97 | Solar Inverter |  | Inside
SRP01844 | SUNTECH POWER | STP200-18/UB-1 | 205 | 34 | 179.1 | 33 |  | Solar | FIXED | Roof
SRP01844 | PV POWERED | PVP3000 | 3000 | 1 |  |  | 0.935 | Solar Inverter |  | INDOOR
SRP01844 | PV POWERED | PVP3500 | 3500 | 1 |  |  | 0.955 | Solar Inverter |  | INDOOR
SRP01845 | CHANGZHOU TRINA SOLAR ENERGY CO | TSM-185D | 235 | 26 | 220 | 20 |  | Solar | FIXED | Roof
SRP01845 | CHANGZHOU TRINA SOLAR ENERGY CO | TSM-185D | 235 | 14 | 130 | 25 |  | Solar | FIXED | Roof
SRP01845 | PV POWERED | PVP2500 | 2500 | 1 |  |  | 0.945 | Solar Inverter |  | OUTDOOR
SRP01845 | PV POWERED | PVP3000 | 3000 | 1 |  |  | 0.935 | Solar Inverter |  | Outside
SRP01845 | PV POWERED | PVP3500 | 3500 | 1 |  |  | 0.955 | Solar Inverter |  | OUTDOOR
SRP01846 | SUNPOWER CORP (ORIGINAL MFRFRONIUS) | SPR-3300F-277 | 318 | 3688 | 186 | 5 |  | Solar | FIXED | Roof
SRP01846 | SATCON TECHNOLOGY | PVS-500 (480 V) | 500000 | 2 |  |  | 0.96 | Solar Inverter |  | OUTDOOR
SRP01847 | CHANGZHOU TRINA SOLAR ENERGY CO | TSM-185D | 235 | 30 | 189 | 18 |  | Solar | FIXED | Roof
SRP01847 | CHANGZHOU TRINA SOLAR ENERGY CO | TSM-185D | 235 | 10 | 279 | 22 |  | Solar | FIXED | Roof
SRP01847 | PV POWERED | PVP2500 | 2500 | 1 |  |  | 0.945 | Solar Inverter |  | OUTDOOR
SRP01847 | PV POWERED | PVP3000 | 3000 | 1 |  |  | 0.935 | Solar Inverter |  | Outside
SRP01847 | PV POWERED | PVP3500 | 3500 | 1 |  |  | 0.955 | Solar Inverter |  | Outside
SRP01848 | SUNPOWER | SPR-230-WHT-U | 238 | 27 | 200 | 34 |  | Solar | FIXED | Roof
SRP01848 | SUNPOWER CORP (ORIGINAL MFRSMA) | SPR-6000M (208V) | 6000 | 1 |  |  | 0.97 | Solar Inverter |  | INDOOR
SRP01849 | SUNTECH POWER | STP210S-18/UB-1 | 270 | 2563 | 193 | 10 |  | Solar | FIXED | Roof
SRP01849 | PV POWERED | PVP75KW-208 | 50000 | 1 |  |  | 0.97 | Solar Inverter |  | OUTDOOR
SRP01849 | PV POWERED | PVP2800 | 260000 | 2 |  |  | 0.97 | Solar Inverter |  | OUTDOOR
SRP01850 | SOLARWORLD | SW185MONO | 235 | 1664 | 180 | 10 |  | Solar | FIXED | Ground
SRP01850 | SMA AMERICA | SB7000US (240V) | 8000 | 12 |  |  | 0.96 | Solar Inverter |  | OUTDOOR
SRP01850 | SMA AMERICA | SC250U (480V) | 250000 | 1 |  |  | 0.96 | Solar Inverter |  | OUTDOOR
SRP01851 | SUNPOWER | SPR-225-BLK-U | 225 | 44 | 194 | 34 |  | Solar | FIXED | Roof
SRP01851 | SUNPOWER CORP (ORIGINAL MFRSMA) | SPR-3000M (208V) | 3000 | 1 |  |  | 0.966 | Solar Inverter |  | INDOOR
SRP01851 | SUNPOWER CORP (ORIGINAL MFRSMA) | SPR-6000M (208V) | 6000 | 1 |  |  | 0.97 | Solar Inverter |  | INDOOR
SRP01853 | SOLARWORLD | SW185MONO | 235 | 2366 | 180 | 10 |  | Solar | FIXED | Ground
SRP01853 | SMA AMERICA | SC250U (480V) | 500000 | 1 |  |  | 0.97 | Solar Inverter |  | OUTDOOR
SRP01854 | SUNTECH POWER | STP210S-18/UB-1 | 280 | 1078 | 218 | 10 |  | Solar | FIXED | Roof
SRP01854 | PV POWERED | PVP2500 | 260000 | 1 |  |  | 0.97 | Solar Inverter |  | INDOOR
SRP01855 | SANYO ELECTRIC | HIP-167BA | 241 | 39 | 157 | 26 |  | Solar | FIXED | Roof
SRP01855 | SMA AMERICA | SB7000US (208V) | 8000 | 1 |  |  | 0.96 | Solar Inverter |  | INDOOR
SRP01856 | KYOCERA SOLAR | KD210GX-LP | 235 | 980 | 187 | 1.2 |  | Solar | FIXED | Roof
SRP01856 | KYOCERA SOLAR | KD210GX-LP | 235 | 4466 | 187 | 5 |  | Solar | FIXED | Roof
SRP01856 | ADVANCED ENERGY INDUSTRIES | 3159000-104 | 250000 | 1 |  |  | 0.975 | Solar Inverter |  | OUTDOOR
SRP01856 | ADVANCED ENERGY INDUSTRIES | 3159000-104 | 500000 | 2 |  |  | 0.985 | Solar Inverter |  | OUTDOOR
SRP01857 | SOLARWORLD | SW185MONO | 245 | 46 | 233 | 30 |  | Solar | FIXED | Roof
SRP01857 | SOLARWORLD | SW185MONO | 245 | 9 | 143 | 40 |  | Solar | FIXED | Roof
SRP01857 | ENPHASE ENERGY | M200-32-240-S02 | 380 | 28 |  |  | 0.95 | Solar Inverter |  | OUTDOOR
SRP01858 | SUNPOWER | SPR-225-BLK-U | 225 | 25 | 160 | 26 |  | Solar | FIXED | Roof
SRP01858 | SUNPOWER | SPR-225-BLK-U | 225 | 5 | 250 | 26 |  | Solar | FIXED | Roof
SRP01858 | ENPHASE ENERGY | M200-32-208-S01 | 210 | 30 |  |  | 0.96 | Solar Inverter |  | OUTDOOR
SRP01859 | REC SCANMODULE | SCM230 | 235 | 1183 | 180 | 10 |  | Solar | 1AXIS | Roof
SRP01859 | PV POWERED | PVP30KW-LV-208 | 30000 | 1 |  |  | 0.935 | Solar Inverter |  | Inside
SRP01859 | PV POWERED | PVP100KW-208 | 100000 | 2 |  |  | 0.96 | Solar Inverter |  | Inside
SRP01860 | CHANGZHOU TRINA SOLAR ENERGY CO | TSM-185D | 230 | 22 | 261 | 30 |  | Solar | FIXED | Roof
SRP01860 | SMA AMERICA | SB5000US | 5000 | 1 |  |  | 0.968 | Solar Inverter |  | OUTDOOR
SRP01861 | SUNPOWER | SPR-225-BLK-U | 225 | 14 | 180 | 28 |  | Solar | FIXED | Roof
SRP01861 | SUNPOWER CORP (ORIGINAL MFRSMA) | SPR-3000M (208V) | 3000 | 1 |  |  | 0.966 | Solar Inverter |  | INDOOR
SRP01862 | CHANGZHOU TRINA SOLAR ENERGY CO | TSM-185D | 230 | 10 | 113 | 22 |  | Solar | FIXED | Roof
SRP01862 | CHANGZHOU TRINA SOLAR ENERGY CO | TSM-185D | 230 | 33 | 203 | 22 |  | Solar | FIXED | Roof
SRP01862 | SMA AMERICA | SB3000US (208V) | 3000 | 1 |  |  | 0.971 | Solar Inverter |  | INDOOR
SRP01862 | SMA AMERICA | SB7000US (208V) | 7000 | 1 |  |  | 0.966 | Solar Inverter |  | INDOOR
SRP01863 | CHANGZHOU TRINA SOLAR ENERGY CO | TSM-185D | 230 | 44 | 175 | 18 |  | Solar | FIXED | Roof
SRP01863 | SMA AMERICA | SB5000US | 5000 | 2 |  |  | 0.968 | Solar Inverter |  | INDOOR
SRP01864 | SANYO ELECTRIC | HIP-205BA5 | 220 | 1980 | 114 | 10 |  | Solar | FIXED | Roof
SRP01864 | SATCON TECHNOLOGY | PVS-375 (480 V) | 375000 | 1 |  |  | 0.955 | Solar Inverter |  | OUTDOOR
SRP01865 | SUNTECH POWER | STP175-24/AB-1 | 175 | 33 | 154 | 34 |  | Solar | FIXED | Roof
SRP01865 | SMA AMERICA | SB7000US (277V) | 8000 | 1 |  |  | 0.965 | Solar Inverter |  | Outside
SRP01866 | CHANGZHOU TRINA SOLAR ENERGY CO | TSM-185D | 235 | 481 | 162 | 10 |  | Solar | FIXED | Roof
SRP01866 | SOLECTRIA RENEWABLES | PVI60KW-208 | 60000 | 2 |  |  | 0.965 | Solar Inverter |  | INDOOR
SRP01867 | CHANGZHOU TRINA SOLAR ENERGY CO | TSM-185D | 235 | 57 | 112 | 29 |  | Solar | FIXED | Roof
SRP01867 | SMA AMERICA | SB6000U (208V) | 6000 | 1 |  |  | 0.97 | Solar Inverter |  | INDOOR
SRP01867 | SMA AMERICA | SB7000US (208V) | 7000 | 1 |  |  | 0.97 | Solar Inverter |  | INDOOR
SRP01868 | CHANGZHOU TRINA SOLAR ENERGY CO | TSM-185D | 235 | 16 | 230.3 | 9 |  | Solar | FIXED | Roof
SRP01868 | PV POWERED | PVP3500 | 3500 | 1 |  |  | 0.955 | Solar Inverter |  | INDOOR
SRP01870 | CHANGZHOU TRINA SOLAR ENERGY CO | TSM-185D | 235 | 65 | 133.7 | 25 |  | Solar | FIXED | Roof
SRP01870 | SMA AMERICA | SB6000U (208V) | 6000 | 1 |  |  | 0.97 | Solar Inverter |  | INDOOR
SRP01870 | SMA AMERICA | SB7000US (208V) | 8000 | 1 |  |  | 0.965 | Solar Inverter |  | INDOOR
SRP01872 | CHANGZHOU TRINA SOLAR ENERGY CO | TSM-185D | 235 | 20 | 104.3 | 34 |  | Solar | FIXED | Roof
SRP01872 | PV POWERED | PVP4800 | 4800 | 1 |  |  | 0.96 | Solar Inverter |  | INDOOR
SRP01873 | CHANGZHOU TRINA SOLAR ENERGY CO | TSM-185D | 230 | 27 | 214.1 | 29 |  | Solar | FIXED | Roof
SRP01873 | SMA AMERICA | SB3000US (208V) | 3000 | 1 |  |  | 0.96 | Solar Inverter |  | INDOOR
SRP01874 | CHANGZHOU TRINA SOLAR ENERGY CO | TSM-185D | 235 | 2684 | 139 | 5 |  | Solar | FIXED | Roof
SRP01874 | PV POWERED | PVP75KW-208 | 75000 | 2 |  |  | 0.96 | Solar Inverter |  | OUTDOOR
SRP01874 | PV POWERED | PVP100KW-208 | 100000 | 2 |  |  | 0.96 | Solar Inverter |  | OUTDOOR
SRP01874 | PV POWERED | PVP100KW-208 | 260000 | 1 |  |  | 0.97 | Solar Inverter |  | OUTDOOR
SRP01878 | ET SOLAR INDUSTRY | ET-P660230WB | 230 | 42 | 162 | 18 |  | Solar | FIXED | Roof
SRP01878 | ET SOLAR INDUSTRY | ET-P660230WB | 230 | 156 | 252 | 18 |  | Solar | FIXED | Roof
SRP01878 | ET SOLAR INDUSTRY | ET-P660230WB | 230 | 12 | 162 | 50 |  | Solar | FIXED | Roof
SRP01878 | SMA AMERICA | SB3000US (208V) | 3000 | 1 |  |  | 0.96 | Solar Inverter |  | INDOOR
SRP01878 | SMA AMERICA | SB10000TL-US (240V) | 10000 | 1 |  |  | 0.983 | Solar Inverter |  | INDOOR
SRP01878 | PV POWERED | PVP30KW-LV-208 | 30000 | 1 |  |  | 0.935 | Solar Inverter |  | INDOOR
SRP01880 | SUNPOWER | SPR-230-WHT-U | 230 | 69 | 180 | 34 |  | Solar | FIXED | Ground
SRP01880 | SUNPOWER CORP (ORIGINAL MFRSMA) | SPR-4000M (208V) | 4000 | 1 |  |  | 0.97 | Solar Inverter |  | OUTDOOR
SRP01880 | SUNPOWER CORP (ORIGINAL MFRSMA) | SPR-5000M (208V) | 5000 | 1 |  |  | 0.97 | Solar Inverter |  | OUTDOOR
SRP01880 | SUNPOWER CORP (ORIGINAL MFRSMA) | SPR-6000M (208V) | 6000 | 1 |  |  | 0.97 | Solar Inverter |  | OUTDOOR
SRP01882 | SUNPOWER | SPR-230-WHT-U | 230 | 99 | 180 | 34 |  | Solar | FIXED | Ground
SRP01882 | SUNPOWER CORP (ORIGINAL MFRSMA) | SPR-5000M (208V) | 5000 | 3 |  |  | 0.97 | Solar Inverter |  | OUTDOOR
SRP01882 | SUNPOWER CORP (ORIGINAL MFRSMA) | SPR-6000M (208V) | 6000 | 1 |  |  | 0.97 | Solar Inverter |  | OUTDOOR
SRP01888 | KYOCERA SOLAR | KD210GX-LP | 235 | 8512 | 180 | 27 |  | Solar | FIXED | Ground
SRP01888 | SATCON TECHNOLOGY | PVS-250 (208 V) | 250000 | 1 |  |  | 0.97 | Solar Inverter |  | OUTDOOR
SRP01888 | SATCON TECHNOLOGY | PVS-500 (480 V) | 500000 | 3 |  |  | 0.97 | Solar Inverter |  | OUTDOOR
SRP01889 | SUNPOWER | SPR-315E-WHT-U | 320 | 70 | 216 | 8 |  | Solar | FIXED | Roof
SRP01889 | SUNPOWER CORP (ORIGINAL MFRSMA) | SPR-7000M (240V) | 7000 | 2 |  |  | 0.97 | Solar Inverter |  | INDOOR
SRP01889 | SUNPOWER CORP (ORIGINAL MFRSMA) | SPR-7000M (208V) | 8000 | 1 |  |  | 0.97 | Solar Inverter |  | INDOOR
SRP01890 | SUNTECH POWER | STP200S-18/UB-1 | 205 | 10 | 178 | 30 |  | Solar | FIXED | Roof
SRP01890 | SUNTECH POWER | STP200UB | 205 | 20 | 178 | 35 |  | Solar | FIXED | Roof
SRP01890 | SOLECTRIA RENEWABLES | PVI 5300 (208V) | 5300 | 1 |  |  | 0.97 | Solar Inverter |  | INDOOR
SRP01892 | SANYO ELECTRIC | HIP-205BA5 | 220 | 45 | 197 | 29 |  | Solar | FIXED | Ground
SRP01892 | FRONIUS USA |  | 10000 | 1 |  |  | 0.955 | Solar Inverter |  | INDOOR
SRP01893 | REC SCANMODULE | SCM230 | 230 | 64 | 183 | 30 |  | Solar | FIXED | Roof
SRP01893 | SMA AMERICA | SB4000US (208V) | 4000 | 1 |  |  | 0.97 | Solar Inverter |  | INDOOR
SRP01893 | SMA AMERICA | SB7000US (277V) | 8000 | 1 |  |  | 0.96 | Solar Inverter |  | INDOOR
SRP01894 | KYOCERA SOLAR | KD210GX-LP | 235 | 26 | 257 | 31 |  | Solar | FIXED | Roof
SRP01894 | KYOCERA SOLAR | KD210GX-LP | 235 | 7 | 167 | 39 |  | Solar | FIXED | Roof
SRP01894 | KYOCERA SOLAR | KD205GX-LP | 235 | 11 | 167 | 45 |  | Solar | FIXED | Roof
SRP01894 | SMA AMERICA | SB3000US (240V) | 3000 | 1 |  |  | 0.97 | Solar Inverter |  | INDOOR
SRP01894 | SMA AMERICA | SB7000US (240V) | 7000 | 1 |  |  | 0.97 | Solar Inverter |  | INDOOR
SRP01895 | SCHUCO USA |  | 210 | 24 | 189.4 | 22.5 |  | Solar | FIXED | Roof
SRP01895 | KACO | 3601XI | 5150 | 1 |  |  | 0.97 | Solar Inverter |  | INDOOR
SRP01896 | SCHUCO USA |  | 185 | 42 | 160 | 30 |  | Solar | FIXED | Roof
SRP01896 | SMA AMERICA | SB4000US (240V) | 4000 | 2 |  |  | 0.968 | Solar Inverter |  | INDOOR
SRP01897 | SHARP | ND-U230C1 | 240 | 169 | 174 | 11 |  | Solar | FIXED | Roof
SRP01897 | SATCON TECHNOLOGY | PVS-50 (208 V) | 50000 | 1 |  |  | 0.97 | Solar Inverter |  | Inside
SRP01898 | CHANGZHOU TRINA SOLAR ENERGY CO | TSM-185D | 230 | 25 | 266 | 32 |  | Solar | FIXED | Roof
SRP01898 | ENPHASE ENERGY | M200-32-240-S02 | 215 | 34 |  |  | 0.963 | Solar Inverter |  | OUTDOOR
SRP01899 | SHARP | ND-224UC1 | 240 | 2197 | 156 | 15 |  | Solar | FIXED | Roof
SRP01899 | PV POWERED | PVP100KW-480 | 260000 | 2 |  |  | 0.965 | Solar Inverter |  | OUTDOOR
SRP01900 | SHARP | NT-188U1 | 240 | 1976 | 177 | 10 |  | Solar | FIXED | Roof
SRP01900 | PV POWERED | PVP100KW-480 | 260000 | 2 |  |  | 0.965 | Solar Inverter |  | OUTDOOR
SRP01901 | SUNTECH POWER | STP210S-18/UB-1 | 280 | 4521 | 140 | 10 |  | Solar | FIXED | Roof
SRP01901 | PV POWERED | PVP100KW-208 | 100000 | 1 |  |  | 0.97 | Solar Inverter |  | Outside
SRP01901 | PV POWERED | PVP100KW-208 | 100000 | 2 |  |  | 0.97 | Solar Inverter |  | Outside
SRP01901 | PV POWERED | PVP100KW-480 | 260000 | 4 |  |  | 0.97 | Solar Inverter |  | Outside
SRP01902 | SOLARWORLD | SW185MONO | 245 | 1316 | 194 | 10 |  | Solar | FIXED | Roof
SRP01902 | ADVANCED ENERGY INDUSTRIES | 3159000-110 | 333000 | 1 |  |  | 0.982 | Solar Inverter |  | INDOOR
SRP01933 | BP SOLAR | BP3150S | 215 | 18 | 167 | 40 |  | Solar | FIXED | Roof
SRP01933 | FRONIUS USA | IG 4000 | 4000 | 1 |  |  | 0.968 | Solar Inverter |  | Inside
SRP01934 | BP SOLAR | BP3170N | 215 | 26 | 187 | 10 |  | Solar | FIXED | Roof
SRP01934 | SMA AMERICA | SB6000U (208V) | 6000 | 1 |  |  | 0.95 | Solar Inverter |  | INDOOR
SRP01935 | SOLARWORLD | SW185MONO | 235 | 20 | 188 | 21 |  | Solar | FIXED | Roof
SRP01935 | SOLARWORLD | SW185MONO | 235 | 10 | 102 | 33 |  | Solar | FIXED | Roof
SRP01935 | FRONIUS USA | IG 3000 | 3000 | 1 |  |  | 0.96 | Solar Inverter |  | INDOOR
SRP01935 | FRONIUS USA | IG 4000 | 4000 | 1 |  |  | 0.96 | Solar Inverter |  | INDOOR
SRP01936 | CHANGZHOU TRINA SOLAR ENERGY CO | TSM-185D | 235 | 36 | 208.9 | 25 |  | Solar | FIXED | Roof
SRP01936 | SMA AMERICA | SB7000US (208V) | 8000 | 1 |  |  | 0.965 | Solar Inverter |  | OUTDOOR
SRP01939 | SCHUCO USA |  | 180 | 32 | 250 | 25 |  | Solar | FIXED | Roof
SRP01939 | SCHUCO USA |  | 180 | 12 | 160 | 30 |  | Solar | FIXED | Roof
SRP01939 | ENPHASE ENERGY | M175-24-240-S | 190 | 44 |  |  | 0.95 | Solar Inverter |  | OUTDOOR
SRP01940 | CHANGZHOU TRINA SOLAR ENERGY CO | TSM-185D | 235 | 30 | 203.9 | 18 |  | Solar | FIXED | Roof
SRP01940 | SMA AMERICA | SB7000US (208V) | 7000 | 1 |  |  | 0.97 | Solar Inverter |  | OUTDOOR
SRP01942 | SUNTECH POWER | STP200UB | 205 | 40 | 227.4 | 34 |  | Solar | FIXED | Roof
SRP01942 | PV POWERED | PVP3500 | 3500 | 2 |  |  | 0.955 | Solar Inverter |  | INDOOR
SRP01943 | CHANGZHOU TRINA SOLAR ENERGY CO | TSM-185D | 230 | 14 | 201.4 | 14 |  | Solar | FIXED | Roof
SRP01943 | PV POWERED | PVP3000 | 3000 | 1 |  |  | 0.935 | Solar Inverter |  | Inside
SRP01944 | CHANGZHOU TRINA SOLAR ENERGY CO | TSM-185D | 230 | 22 | 123.2 | 29 |  | Solar | FIXED | Roof
SRP01944 | CHANGZHOU TRINA SOLAR ENERGY CO | TSM-185D | 230 | 8 | 213.3 | 29 |  | Solar | FIXED | Roof
SRP01944 | SMA AMERICA | SB3000US (208V) | 3000 | 1 |  |  | 0.96 | Solar Inverter |  | Inside
SRP01944 | SMA AMERICA | SB5000US | 5000 | 1 |  |  | 0.96 | Solar Inverter |  | Inside
SRP01945 | CHANGZHOU TRINA SOLAR ENERGY CO | TSM-185D | 235 | 45 | 245.2 | 25 |  | Solar | FIXED | Roof
SRP01945 | SMA AMERICA | SB4000US (208V) | 4000 | 1 |  |  | 0.96 | Solar Inverter |  | INDOOR
SRP01945 | SMA AMERICA | SB7000US (208V) | 7000 | 1 |  |  | 0.97 | Solar Inverter |  | INDOOR
SRP01946 | CHANGZHOU TRINA SOLAR ENERGY CO | TSM-185D | 235 | 24 | 194.3 | 22 |  | Solar | FIXED | Roof
SRP01946 | SMA AMERICA | SB6000U (208V) | 6000 | 1 |  |  | 0.97 | Solar Inverter |  | Inside
SRP01947 | CHANGZHOU TRINA SOLAR ENERGY CO | TSM-185D | 235 | 32 | 157 | 26 |  | Solar | FIXED | Roof
SRP01947 | PV POWERED | PVP3500 | 3500 | 2 |  |  | 0.955 | Solar Inverter |  | INDOOR
SRP01948 | SUNTECH POWER | STP210S-18/UB-1 | 250 | 112 | 161 | 10 |  | Solar | FIXED | Roof
SRP01948 | SMA AMERICA | SB7000US (277V) | 7000 | 4 |  |  | 0.95 | Solar Inverter |  | INDOOR
SRP01949 | SILIKEN MANUFACTURING USA | SLK60P6L 230 WP | 230 | 186 | 218 | 10 |  | Solar | FIXED | Roof
SRP01949 | SMA AMERICA | SB6000US (208V) | 6000 | 6 |  |  | 0.96 | Solar Inverter |  | INDOOR
SRP01950 | SUNPOWER | SPR-315E-WHT-U | 320 | 24 | 216 | 34 |  | Solar | FIXED | Roof
SRP01950 | SUNPOWER CORP (ORIGINAL MFRFRONIUS) | SPR-8000F-208 | 8000 | 1 |  |  | 0.96 | Solar Inverter |  | INDOOR
SRP01952 | SUNPOWER | SPR-225-BLK-U | 228 | 15 | 220 | 34 |  | Solar | FIXED | Roof
SRP01952 | SUNPOWER | SPR-225-BLK-U | 228 | 13 | 130 | 41 |  | Solar | FIXED | Roof
SRP01952 | SUNPOWER | SPR-225-BLK-U | 228 | 4 | 130 | 45 |  | Solar | FIXED | Roof
SRP01952 | ENPHASE ENERGY | M200-32-208-S01 | 190 | 32 |  |  | 0.955 | Solar Inverter |  | OUTDOOR
SRP01953 | CHANGZHOU TRINA SOLAR ENERGY CO | TSM-185D | 230 | 7 | 180 | 18 |  | Solar | FIXED | Roof
SRP01953 | CHANGZHOU TRINA SOLAR ENERGY CO | TSM-185D | 230 | 20 | 180 | 26 |  | Solar | FIXED | Roof
SRP01953 | PV POWERED | PVP2000 | 2000 | 1 |  |  | 0.92 | Solar Inverter |  | INDOOR
SRP01953 | PV POWERED | PVP4800 | 4800 | 1 |  |  | 0.96 | Solar Inverter |  | INDOOR
SRP01954 | SANYO ELECTRIC | HIP-205BA5 | 220 | 64 | 199 | 15 |  | Solar | FIXED | Roof
SRP01954 | SMA AMERICA | SB7000US (208V) | 7000 | 2 |  |  | 0.97 | Solar Inverter |  | INDOOR
SRP01955 | SUNPOWER | SPR-225-BLK-U | 225 | 24 | 185 | 40 |  | Solar | FIXED | Roof
SRP01955 | SUNPOWER CORP (ORIGINAL MFRSMA) | SPR-5000M (208V) | 5000 | 1 |  |  | 0.96 | Solar Inverter |  | INDOOR
SRP01956 | SUNPOWER | SPR-225-BLK-U | 225 | 36 | 115 | 28 |  | Solar | FIXED | Roof
SRP01956 | SUNPOWER | SPR-225-BLK-U | 225 | 20 | 205 | 45 |  | Solar | FIXED | Roof
SRP01956 | SUNPOWER CORP (ORIGINAL MFRSMA) | SPR-4000M (208V) | 4000 | 1 |  |  | 0.971 | Solar Inverter |  | INDOOR
SRP01956 | SUNPOWER CORP (ORIGINAL MFRSMA) | SPR-7000M (208V) | 7000 | 1 |  |  | 0.968 | Solar Inverter |  | INDOOR
SRP01957 | REC SCANMODULE | SCM230 | 235 | 78 | 180 | 39.5 |  | Solar | FIXED | Ground
SRP01957 | SMA AMERICA | SB7000US (208V) | 8000 | 2 |  |  | 0.963 | Solar Inverter |  | OUTDOOR
SRP01958 | SUNTECH POWER | STP210S-18/UB-1 | 245 | 40 | 170 | 20 |  | Solar | FIXED | Roof
SRP01958 | FRONIUS USA | IG 5100 | 5100 | 2 |  |  | 0.968 | Solar Inverter |  | Outside
SRP01959 | SOLARWORLD | SW185MONO | 240 | 20 | 110 | 23 |  | Solar | FIXED | Roof
SRP01959 | SOLARWORLD | SW185MONO | 240 | 8 | 290 | 23 |  | Solar | FIXED | Roof
SRP01959 | ENPHASE ENERGY | M200-32-208-S01 | 190 | 28 |  |  | 0.945 | Solar Inverter |  | Outside
SRP01960 | SOLARWORLD | SW185MONO | 240 | 27 | 230 | 33 |  | Solar | FIXED | Roof
SRP01960 | ENPHASE ENERGY | M200-32-208-S01 | 190 | 27 |  |  | 0.955 | Solar Inverter |  | OUTDOOR
SRP01961 | SOLARWORLD | SW185MONO | 240 | 15 | 160 | 33 |  | Solar | FIXED | Roof
SRP01961 | SOLARWORLD | SW185MONO | 240 | 18 | 250 | 33 |  | Solar | FIXED | Roof
SRP01961 | ENPHASE ENERGY | M200-32-208-S01 | 190 | 33 |  |  | 0.955 | Solar Inverter |  | OUTDOOR
SRP01962 | SOLARWORLD | SW185 MONO/T | 240 | 22 | 135 | 33 |  | Solar | FIXED | Roof
SRP01962 | SOLARWORLD | SW185MONO | 240 | 11 | 225 | 33 |  | Solar | FIXED | Roof
SRP01962 | ENPHASE ENERGY | M200-32-208-S01 | 190 | 33 |  |  | 0.955 | Solar Inverter |  | OUTDOOR
SRP01963 | SOLARWORLD | SW185 MONO/T | 240 | 36 | 115 | 36 |  | Solar | FIXED | Roof
SRP01963 | ENPHASE ENERGY | M200-32-208-S01 | 190 | 36 |  |  | 0.945 | Solar Inverter |  | OUTDOOR
SRP01964 | CHANGZHOU TRINA SOLAR ENERGY CO | TSM-185D | 230 | 10 | 150 | 25 |  | Solar | FIXED | Roof
SRP01964 | CHANGZHOU TRINA SOLAR ENERGY CO | TSM-185D | 230 | 20 | 226 | 25 |  | Solar | FIXED | Roof
SRP01964 | FRONIUS USA | IG 2000 NEG | 2000 | 1 |  |  | 0.95 | Solar Inverter |  | OUTDOOR
SRP01964 | FRONIUS USA | IG 4000 NEG | 4000 | 1 |  |  | 0.95 | Solar Inverter |  | OUTDOOR
SRP01966 | CHANGZHOU TRINA SOLAR ENERGY CO | TSM-185D | 230 | 18 | 182 | 23 |  | Solar | FIXED | Roof
SRP01966 | FRONIUS USA | IG 3000 | 3000 | 1 |  |  | 0.97 | Solar Inverter |  | OUTDOOR
SRP01967 | CHANGZHOU TRINA SOLAR ENERGY CO | TSM-185D | 230 | 26 | 177 | 18 |  | Solar | FIXED | Roof
SRP01967 | SMA AMERICA | SB5000US (208V) | 5000 | 1 |  |  | 0.968 | Solar Inverter |  | OUTDOOR
SRP01970 | JIANGSU AIDE SOLAR ENERGY TECHNOLOGY | XZST-100W/12V | 235 | 416 | 139 | 5 |  | Solar | FIXED | Roof
SRP01970 | SUNPOWER CORP (ORIGINAL MFR - PV POWERED LLC) | SPR-5200 | 100000 | 1 |  |  | 0.956 | Solar Inverter |  | Inside
SRP01975 | SUNTECH POWER | STP200S-18/UB-1 | 225 | 13 | 212 | 37 |  | Solar | FIXED | Roof
SRP01975 | SUNTECH POWER | STP210S-18/UB-1 | 225 | 17 | 122 | 38 |  | Solar | FIXED | Roof
SRP01975 | POWER-ONE | PVI-3000-I-OUTD-US | 3000 | 1 |  |  | 0.968 | Solar Inverter |  | INDOOR
SRP01975 | POWER-ONE | PVI-3600-OUTD-US-F (208V) | 3600 | 1 |  |  | 0.968 | Solar Inverter |  | INDOOR
SRP01976 | SUNPOWER | SPR-225-BLK-U | 240 | 70 | 136 | 40 |  | Solar | FIXED | Roof
SRP01976 | ENPHASE ENERGY | M200-32-240-S02 | 240 | 70 |  |  | 0.96 | Solar Inverter |  | Outside
SRP01977 | BP SOLAR | BP3125U | 215 | 16 | 268 | 16 |  | Solar | FIXED | Roof
SRP01977 | BP SOLAR | BP3125U | 215 | 16 | 88 | 20 |  | Solar | FIXED | Roof
SRP01977 | BP SOLAR | BP3125U | 215 | 16 | 178 | 20 |  | Solar | FIXED | Roof
SRP01977 | BP SOLAR | BP3125U | 215 | 10 | 263 | 20 |  | Solar | FIXED | Roof
SRP01977 | FRONIUS USA | IG 2000 | 2000 | 1 |  |  | 0.97 | Solar Inverter |  | OUTDOOR
SRP01977 | FRONIUS USA | IG 4000 | 4000 | 3 |  |  | 0.97 | Solar Inverter |  | OUTDOOR
SRP01978 | SUNTECH POWER | STP210S-18/UB-1 | 270 | 1617 | 187 | 10 |  | Solar | FIXED | Roof
SRP01978 | PV POWERED | PVP100KW-208 | 100000 | 1 |  |  | 0.97 | Solar Inverter |  | OUTDOOR
SRP01978 | PV POWERED | PVP2500 | 260000 | 1 |  |  | 0.97 | Solar Inverter |  | OUTDOOR
SRP01979 | CHANGZHOU TRINA SOLAR ENERGY CO | TSM-185D | 230 | 195 | 195 | 17 |  | Solar | FIXED | Roof
SRP01979 | ENPHASE ENERGY | M200-32-240-S01 | 190 | 15 |  |  | 0.955 | Solar Inverter |  | OUTDOOR
SRP01979 | ENPHASE ENERGY | M200-32-240-S02 | 380 | 90 |  |  | 0.955 | Solar Inverter |  | OUTDOOR
SRP01980 | CHANGZHOU TRINA SOLAR ENERGY CO | TSM-185D | 235 | 24 | 161 | 30 |  | Solar | FIXED | Roof
SRP01980 | CHANGZHOU TRINA SOLAR ENERGY CO | TSM-185D | 235 | 6 | 251 | 45 |  | Solar | FIXED | Roof
SRP01980 | PV POWERED | PVP2000 | 2000 | 1 |  |  | 0.92 | Solar Inverter |  | INDOOR
SRP01980 | PV POWERED | PVP4800 | 4800 | 1 |  |  | 0.96 | Solar Inverter |  | INDOOR
SRP01981 | CHANGZHOU TRINA SOLAR ENERGY CO | TSM-185D | 230 | 21 | 145.4 | 21 |  | Solar | FIXED | Roof
SRP01981 | PV POWERED | PVP2500 | 2500 | 2 |  |  | 0.945 | Solar Inverter |  | INDOOR
SRP01982 | CHANGZHOU TRINA SOLAR ENERGY CO | TSM-185D | 235 | 24 | 247.3 | 25 |  | Solar | FIXED | Roof
SRP01982 | SMA AMERICA | SB6000U (208V) | 6000 | 1 |  |  | 0.97 | Solar Inverter |  | INDOOR
SRP01984 | CHANGZHOU TRINA SOLAR ENERGY CO | TSM-185D | 235 | 26 | 146 | 21 |  | Solar | FIXED | Roof
SRP01984 | SMA AMERICA | SB6000U (208V) | 6000 | 1 |  |  | 0.97 | Solar Inverter |  | OUTDOOR
SRP01985 | CHANGZHOU TRINA SOLAR ENERGY CO | TSM-185D | 235 | 33 | 135.4 | 20 |  | Solar | FIXED | Roof
SRP01985 | SMA AMERICA | SB7000US (277V) | 7000 | 1 |  |  | 0.965 | Solar Inverter |  | OUTDOOR
SRP01986 | CHANGZHOU TRINA SOLAR ENERGY CO | TSM-185D | 235 | 24 | 96 | 39 |  | Solar | FIXED | Roof
SRP01986 | SMA AMERICA | SB6000U (208V) | 6000 | 1 |  |  | 0.97 | Solar Inverter |  | OUTDOOR
SRP01987 | SUNTECH POWER | STP180-24/AB-1 | 185 | 24 | 246.8 | 24 |  | Solar | FIXED | Roof
SRP01987 | SMA AMERICA | SB4000US (208V) | 4000 | 1 |  |  | 0.96 | Solar Inverter |  | INDOOR
SRP01988 | SUNTECH POWER | STP200UB | 205 | 265 | 175.1 | 5 |  | Solar | FIXED | Roof
SRP01988 | SMA AMERICA | SB5000US | 5000 | 3 |  |  | 0.96 | Solar Inverter |  | OUTDOOR
SRP01988 | SMA AMERICA | SB6000U (240V) | 6000 | 4 |  |  | 0.97 | Solar Inverter |  | OUTDOOR
SRP01988 | SMA AMERICA | SB7000US (208V) | 7000 | 2 |  |  | 0.97 | Solar Inverter |  | Outside
SRP01989 | CHANGZHOU TRINA SOLAR ENERGY CO | TSM-185D | 235 | 36 | 243.5 | 16 |  | Solar | FIXED | Roof
SRP01989 | SMA AMERICA | SB7000US (208V) | 8000 | 1 |  |  | 0.965 | Solar Inverter |  | INDOOR
SRP01990 | CANADIAN SOLAR | CS5A-190 | 195 | 18 | 135 | 35 |  | Solar | FIXED | Roof
SRP01990 | CANADIAN SOLAR | CS5A-190 | 195 | 30 | 179 | 35 |  | Solar | FIXED | Roof
SRP01990 | SMA AMERICA | SB4000US (208V) | 4000 | 1 |  |  | 0.96 | Solar Inverter |  | INDOOR
SRP01990 | SMA AMERICA | SB6000U (208V) | 6000 | 1 |  |  | 0.96 | Solar Inverter |  | INDOOR
SRP01991 | BP SOLAR | SX3195B | 195 | 10 | 218 | 20 |  | Solar | FIXED | Roof
SRP01991 | BP SOLAR | SX3195B | 195 | 20 | 218 | 36 |  | Solar | FIXED | Roof
SRP01991 | FRONIUS USA | IG 2000 | 2000 | 1 |  |  | 0.95 | Solar Inverter |  | INDOOR
SRP01991 | FRONIUS USA | IG 4000 | 4000 | 1 |  |  | 0.95 | Solar Inverter |  | INDOOR
SRP01992 | BP SOLAR | BP3125S | 215 | 48 | 189 | 23 |  | Solar | FIXED | Roof
SRP01992 | FRONIUS USA | IG 2000 | 2000 | 1 |  |  | 0.95 | Solar Inverter |  | INDOOR
SRP01992 | SMA AMERICA | SB7000US (208V) | 8000 | 1 |  |  | 0.96 | Solar Inverter |  | INDOOR
SRP01995 | SUNTECH POWER | STP180S-24/AB-1 | 190 | 33 | 196 | 35 |  | Solar | FIXED | Roof
SRP01995 | SMA AMERICA | SB7000US (208V) | 7000 | 1 |  |  | 0.96 | Solar Inverter |  | INDOOR
SRP01996 | CANADIAN SOLAR | CS6P-230 | 230 | 43 | 175 | 10 |  | Solar | FIXED | Roof
SRP01996 | ENPHASE ENERGY | M200-32-208-S01 | 190 | 43 |  |  | 0.95 | Solar Inverter |  | Outside
SRP01997 | CANADIAN SOLAR | CS6P-230 | 230 | 65 | 192 | 5 |  | Solar | FIXED | Roof
SRP01997 | ENPHASE ENERGY | M200-32-208-S01 | 190 | 65 |  |  | 0.95 | Solar Inverter |  | INDOOR
SRP01998 | CANADIAN SOLAR | CS6P-230 | 230 | 48 | 192 | 5 |  | Solar | FIXED | Roof
SRP01998 | ENPHASE ENERGY | M200-32-208-S01 | 190 | 48 |  |  | 0.95 | Solar Inverter |  | Outside
SRP01999 | MATRIX SOLAR/PHOTOWATT | PW1000-100 | 230 | 80 | 210 | 10 |  | Solar | FIXED | Roof
SRP01999 | SMA AMERICA | SB5000US | 5000 | 2 |  |  | 0.968 | Solar Inverter |  | Inside
SRP01999 | SMA AMERICA | SB7000US (208V) | 7000 | 1 |  |  | 0.971 | Solar Inverter |  | INDOOR
SRP02000 | CHANGZHOU TRINA SOLAR ENERGY CO | TSM-185D | 235 | 10 | 248.7 | 9 |  | Solar | FIXED | Roof
SRP02000 | PV POWERED | PVP2500 | 2500 | 1 |  |  | 0.945 | Solar Inverter |  | INDOOR
SRP02001 | CHANGZHOU TRINA SOLAR ENERGY CO | TSM-185D | 235 | 22 | 235 | 26 |  | Solar | FIXED | Roof
SRP02001 | SMA AMERICA | SB5000US | 5000 | 1 |  |  | 0.96 | Solar Inverter |  | INDOOR
SRP02002 | SUNTECH POWER | STP180-24/AB-1 | 185 | 32 | 200.7 | 25 |  | Solar | FIXED | Roof
SRP02002 | ENPHASE ENERGY | M200-32-208-S01 | 190 | 32 |  |  | 0.945 | Solar Inverter |  | Outside
SRP02003 | SUNTECH POWER | STP200-18/UB-1 | 205 | 34 | 190.2 | 10 |  | Solar | FIXED | Roof
SRP02003 | PV POWERED | PVP3000 | 3000 | 1 |  |  | 0.935 | Solar Inverter |  | INDOOR
SRP02003 | PV POWERED | PVP3500 | 3500 | 1 |  |  | 0.955 | Solar Inverter |  | INDOOR
SRP02004 | CHANGZHOU TRINA SOLAR ENERGY CO | TSM-185D | 235 | 44 | 110.4 | 33 |  | Solar | FIXED | Roof
SRP02004 | SMA AMERICA | SB5000US | 5000 | 2 |  |  | 0.96 | Solar Inverter |  | INDOOR
SRP02005 | CHANGZHOU TRINA SOLAR ENERGY CO | TSM-185D | 230 | 33 | 231.2 | 31 |  | Solar | FIXED | Roof
SRP02005 | SMA AMERICA | SB7000US (208V) | 7000 | 1 |  |  | 0.97 | Solar Inverter |  | INDOOR
SRP02006 | CHANGZHOU TRINA SOLAR ENERGY CO | TSM-185D | 235 | 34 | 126.1 | 30 |  | Solar | FIXED | Roof
SRP02006 | PV POWERED | PVP3500 | 3500 | 1 |  |  | 0.955 | Solar Inverter |  | INDOOR
SRP02006 | PV POWERED | PVP4800 | 4800 | 1 |  |  | 0.96 | Solar Inverter |  | INDOOR
SRP02007 | CHANGZHOU TRINA SOLAR ENERGY CO | TSM-185D | 235 | 33 | 217.6 | 25 |  | Solar | FIXED | Roof
SRP02007 | SMA AMERICA | SB7000US (208V) | 7000 | 1 |  |  | 0.97 | Solar Inverter |  | Outside
SRP02009 | CHANGZHOU TRINA SOLAR ENERGY CO | TSM-185D | 235 | 18 | 161 | 20 |  | Solar | FIXED | Roof
SRP02009 | PV POWERED | PVP4800 | 4800 | 1 |  |  | 0.96 | Solar Inverter |  | INDOOR
SRP02010 | CHANGZHOU TRINA SOLAR ENERGY CO | TSM-185D | 235 | 22 | 127 | 20 |  | Solar | FIXED | Roof
SRP02010 | PV POWERED | PVP4800 | 4800 | 1 |  |  | 0.96 | Solar Inverter |  | OUTDOOR
SRP02011 | SCHOTT SOLAR | ASE-250DGF/17 | 230 | 30 | 154 | 20 |  | Solar | FIXED | Pole
SRP02011 | ENPHASE ENERGY | M175-24-240-S02 | 190 | 30 |  |  | 0.955 | Solar Inverter |  | OUTDOOR
SRP02012 | CHANGZHOU TRINA SOLAR ENERGY CO | TSM-185D | 235 | 30 | 188.9 | 30 |  | Solar | FIXED | Roof
SRP02012 | SMA AMERICA | SB7000US (208V) | 7000 | 1 |  |  | 0.97 | Solar Inverter |  | INDOOR
SRP02013 | SUNTECH POWER | STP200-18/UB-1 | 200 | 18 | 152 | 31 |  | Solar | FIXED | Roof
SRP02013 | SMA AMERICA | SB4000US (208V) | 4000 | 1 |  |  | 0.96 | Solar Inverter |  | INDOOR
SRP02014 | CHANGZHOU TRINA SOLAR ENERGY CO | TSM-185D | 235 | 18 | 232.1 | 30 |  | Solar | FIXED | Roof
SRP02014 | CHANGZHOU TRINA SOLAR ENERGY CO | TSM-185D | 235 | 24 | 142.1 | 36 |  | Solar | FIXED | Roof
SRP02014 | PV POWERED | PVP2000 | 2000 | 1 |  |  | 0.92 | Solar Inverter |  | OUTDOOR
SRP02014 | PV POWERED | PVP4800 | 4800 | 2 |  |  | 0.96 | Solar Inverter |  | OUTDOOR
SRP02015 | CANADIAN SOLAR | CS6P-230 | 230 | 42 | 265 | 19 |  | Solar | FIXED | Roof
SRP02015 | SMA AMERICA | SB7000US (208V) | 8000 | 1 |  |  | 0.96 | Solar Inverter |  | INDOOR
SRP02016 | BP SOLAR | BP3125S | 215 | 20 | 160 | 31 |  | Solar | FIXED | Roof
SRP02016 | FRONIUS USA | IG 4000 | 4000 | 1 |  |  | 0.95 | Solar Inverter |  | INDOOR
SRP02017 | REC SCANMODULE | SCM230 | 235 | 30 | 174 | 26.6 |  | Solar | FIXED | Roof
SRP02017 | KACO | 1501XI | 1500 | 1 |  |  | 0.96 | Solar Inverter |  | OUTDOOR
SRP02017 | KACO | 3601XI | 5000 | 1 |  |  | 0.96 | Solar Inverter |  | OUTDOOR
SRP02018 | SOLARWORLD | SW185MONO | 240 | 208 | 159 | 3 |  | Solar | FIXED | Roof
SRP02018 | SATCON TECHNOLOGY | PVS-50 (208 V) | 50000 | 1 |  |  | 0.96 | Solar Inverter |  | INDOOR
SRP02019 | SUNPOWER | SPR-230-WHT-U | 230 | 26 | 177 | 27 |  | Solar | FIXED | Roof
SRP02019 | SUNPOWER CORP (ORIGINAL MFRSMA) | SPR-3000M (208V) | 3000 | 2 |  |  | 0.973 | Solar Inverter |  | INDOOR
SRP02020 | SUNPOWER | SPR-230-WHT-U | 230 | 30 | 230 | 30 |  | Solar | FIXED | Ground
SRP02020 | SUNPOWER CORP (ORIGINAL MFRSMA) | SPR-7000M (208V) | 7000 | 1 |  |  | 0.971 | Solar Inverter |  | Outside
SRP02021 | SUNTECH POWER | STP180S-24/AB-1 | 185 | 16 | 104 | 12 |  | Solar | FIXED | Roof
SRP02021 | SUNTECH POWER | STP180-24/AB-1 | 185 | 20 | 104 | 16 |  | Solar | FIXED | Roof
SRP02021 | SMA AMERICA | SB3000US (208V) | 3000 | 1 |  |  | 0.966 | Solar Inverter |  | OUTDOOR
SRP02021 | SMA AMERICA | SB4000US (208V) | 4000 | 1 |  |  | 0.968 | Solar Inverter |  | OUTDOOR
SRP02022 | SUNPOWER | SPR-225-BLK-U | 228 | 22 | 142 | 28 |  | Solar | FIXED | Roof
SRP02022 | SUNPOWER CORP (ORIGINAL MFRSMA) | SPR-5000M (208V) | 5000 | 1 |  |  | 0.97 | Solar Inverter |  | INDOOR
SRP02023 | CHANGZHOU TRINA SOLAR ENERGY CO | TSM-185D | 230 | 13 | 134 | 16 |  | Solar | FIXED | Roof
SRP02023 | CHANGZHOU TRINA SOLAR ENERGY CO | TSM-185D | 230 | 24 | 224 | 22 |  | Solar | FIXED | Roof
SRP02023 | ENPHASE ENERGY | M200-32-208-S01 | 190 | 1 |  |  | 0.952 | Solar Inverter |  | Outside
SRP02023 | SMA AMERICA | SB4000US (208V) | 4000 | 3 |  |  | 0.952 | Solar Inverter |  | INDOOR
SRP02025 | BP SOLAR | SX3200B | 215 | 15 | 176 | 15 |  | Solar | FIXED | Roof
SRP02025 | ENPHASE ENERGY | M200-32-208-S01 | 380 | 8 |  |  | 0.955 | Solar Inverter |  | INDOOR
SRP02026 | SANYO ELECTRIC | HIP-205BA19 | 220 | 32 | 209 | 31 |  | Solar | FIXED | Roof
SRP02026 | SMA AMERICA | SB7000US (208V) | 7000 | 1 |  |  | 0.97 | Solar Inverter |  | INDOOR
SRP02028 | SOLARWORLD | SW185MONO | 230 | 33 | 243 | 40 |  | Solar | FIXED | Roof
SRP02028 | SMA AMERICA | SB7000US (208V) | 7000 | 1 |  |  | 0.971 | Solar Inverter |  | Outside
SRP02029 | SCHUCO USA |  | 230 | 46 | 172 | 30 |  | Solar | FIXED | Ground
SRP02029 | SMA AMERICA | SB5000US | 5000 | 2 |  |  | 0.97 | Solar Inverter |  | OUTDOOR
SRP02030 | ET SOLAR INDUSTRY | ET-P654185 | 185 | 115 | 180 | 20 |  | Solar | FIXED | Ground
SRP02030 | FRONIUS USA |  | 10000 | 2 |  |  | 0.955 | Solar Inverter |  | OUTDOOR
SRP02031 | REC SCANMODULE | SCM230 | 230 | 44 | 149 | 25 |  | Solar | FIXED | Roof
SRP02031 | FRONIUS USA |  | 10000 | 1 |  |  | 0.955 | Solar Inverter |  | INDOOR
SRP02032 | SANYO ELECTRIC | HIP-205BA5 | 220 | 27 | 204 | 38 |  | Solar | FIXED | Roof
SRP02032 | SMA AMERICA | SB6000U (208V) | 6000 | 1 |  |  | 0.955 | Solar Inverter |  | INDOOR
SRP02033 | REC SCANMODULE | SCM230 | 230 | 88 | 180 | 30 |  | Solar | FIXED | Ground
SRP02033 | FRONIUS USA |  | 10000 | 2 |  |  | 0.955 | Solar Inverter |  | INDOOR
SRP02034 | SUNTECH POWER | STP180-24/AB-1 | 185 | 55 | 100 | 27 |  | Solar | FIXED | Roof
SRP02034 | PV POWERED | PVP4800 | 4800 | 2 |  |  | 0.96 | Solar Inverter |  | OUTDOOR
SRP02035 | REC SCANMODULE | SCM230 | 230 | 18 | 192 | 23 |  | Solar | FIXED | Roof
SRP02035 | REC SCANMODULE | SCM230 | 230 | 18 | 102 | 44 |  | Solar | FIXED | Roof
SRP02035 | REC SCANMODULE | SCM230 | 230 | 12 | 282 | 44 |  | Solar | FIXED | Roof
SRP02035 | FRONIUS USA |  | 10000 | 1 |  |  | 0.955 | Solar Inverter |  | INDOOR
SRP02036 | CHANGZHOU TRINA SOLAR ENERGY CO | TSM-185D | 235 | 36 | 198.8 | 22 |  | Solar | FIXED | Roof
SRP02036 | SMA AMERICA | SB7000US (208V) | 8000 | 1 |  |  | 0.97 | Solar Inverter |  | INDOOR
SRP02037 | CHANGZHOU TRINA SOLAR ENERGY CO | TSM-185D | 230 | 29 | 260 | 22 |  | Solar | FIXED | Roof
SRP02037 | PV POWERED | PVP2000 | 2000 | 1 |  |  | 0.92 | Solar Inverter |  | Outside
SRP02037 | PV POWERED | PVP4800 | 4800 | 1 |  |  | 0.96 | Solar Inverter |  | Outside
SRP02038 | SUNTECH POWER | STP200-18/UB-1 | 205 | 44 | 183 | 20 |  | Solar | FIXED | Roof
SRP02038 | PV POWERED | PVP2500 | 2500 | 2 |  |  | 0.945 | Solar Inverter |  | Outside
SRP02038 | PV POWERED | PVP3000 | 3000 | 1 |  |  | 0.935 | Solar Inverter |  | Outside
SRP02039 | SUNTECH POWER | STP180-24/AB-1 | 185 | 18 | 140 | 15 |  | Solar | FIXED | Roof
SRP02039 | SUNTECH POWER | STP180S-24/AB-1 | 185 | 18 | 140 | 35 |  | Solar | FIXED | Roof
SRP02039 | PV POWERED | PVP3000 | 3000 | 2 |  |  | 0.935 | Solar Inverter |  | Inside
SRP02040 | SANYO ELECTRIC | HIP-205BA5 | 220 | 27 | 192 | 40 |  | Solar | FIXED | Roof
SRP02040 | SMA AMERICA | SB6000U (208V) | 6000 | 1 |  |  | 0.97 | Solar Inverter |  | Inside
SRP02041 | REC SCANMODULE | SCM230 | 230 | 33 | 169 | 30 |  | Solar | FIXED | Roof
SRP02041 | SMA AMERICA | SB6000US (208V) | 6000 | 1 |  |  | 0.955 | Solar Inverter |  | INDOOR
SRP02042 | CHANGZHOU TRINA SOLAR ENERGY CO | TSM-185D | 235 | 20 | 256.9 | 36 |  | Solar | FIXED | Roof
SRP02042 | PV POWERED | PVP4800 | 4800 | 1 |  |  | 0.96 | Solar Inverter |  | INDOOR
SRP02043 | SANYO ELECTRIC | HIP-205BA5 | 220 | 35 | 165 | 32 |  | Solar | FIXED | Roof
SRP02043 | SMA AMERICA | SB7000US (208V) | 7000 | 1 |  |  | 0.96 | Solar Inverter |  | Inside
SRP02044 | CHANGZHOU TRINA SOLAR ENERGY CO | TSM-185D | 235 | 54 | 200.3 | 23 |  | Solar | FIXED | Roof
SRP02044 | SMA AMERICA | SB6000U (208V) | 6000 | 1 |  |  | 0.97 | Solar Inverter |  | Outside
SRP02044 | SMA AMERICA | SB7000US (208V) | 7000 | 1 |  |  | 0.97 | Solar Inverter |  | Outside
SRP02045 | CHANGZHOU TRINA SOLAR ENERGY CO | TSM-185D | 235 | 28 | 245.1 | 20 |  | Solar | FIXED | Roof
SRP02045 | PV POWERED | PVP2500 | 2500 | 1 |  |  | 0.945 | Solar Inverter |  | INDOOR
SRP02045 | PV POWERED | PVP4800 | 4800 | 1 |  |  | 0.96 | Solar Inverter |  | INDOOR
SRP02046 | BP SOLAR | SX3200B | 215 | 27 | 160 | 20 |  | Solar | FIXED | Roof
SRP02046 | FRONIUS USA | IG 5100 | 5100 | 1 |  |  | 0.97 | Solar Inverter |  | INDOOR
SRP02047 | CHANGZHOU TRINA SOLAR ENERGY CO | TSM-185D | 235 | 24 | 153 | 30 |  | Solar | FIXED | Roof
SRP02047 | SMA AMERICA | SB6000U (208V) | 6000 | 1 |  |  | 0.96 | Solar Inverter |  | OUTDOOR
SRP02048 | CHANGZHOU TRINA SOLAR ENERGY CO | TSM-185D | 235 | 8 | 197 | 25 |  | Solar | FIXED | Roof
SRP02048 | CHANGZHOU TRINA SOLAR ENERGY CO | TSM-185D | 235 | 14 | 197 | 40 |  | Solar | FIXED | Roof
SRP02048 | PV POWERED | PVP2000 | 2000 | 1 |  |  | 0.92 | Solar Inverter |  | INDOOR
SRP02048 | PV POWERED | PVP3000 | 3000 | 1 |  |  | 0.935 | Solar Inverter |  | INDOOR
SRP02049 | SCHUCO USA |  | 230 | 36 | 180 | 26 |  | Solar | FIXED | Ground
SRP02049 | SMA AMERICA | SB7000US (208V) | 8000 | 1 |  |  | 0.97 | Solar Inverter |  | Outside
SRP02051 | SUNPOWER | SPR-225-BLK-U | 225 | 14 | 190 | 10 |  | Solar | FIXED | Roof
SRP02051 | SUNPOWER | PL-SUNP-SPR-220 | 225 | 45 | 190 | 33.6 |  | Solar | FIXED | Roof
SRP02051 | SUNPOWER CORP (ORIGINAL MFRSMA) | SPR-3000M (208V) | 3000 | 1 |  |  | 0.97 | Solar Inverter |  | INDOOR
SRP02051 | SUNPOWER CORP (ORIGINAL MFRSMA) | SPR4000 | 4000 | 1 |  |  | 0.97 | Solar Inverter |  | INDOOR
SRP02051 | SUNPOWER CORP (ORIGINAL MFRSMA) | SPR-5000M (208V) | 5000 | 1 |  |  | 0.97 | Solar Inverter |  | INDOOR
SRP02052 | PACIFIC SOLAR PTY LIMITED | PP-USA-213-S5 | 245 | 21 | 260 | 10 |  | Solar | FIXED | Roof
SRP02052 | POWER-ONE | PVI-5000-OUTD-US (208 V) | 5000 | 1 |  |  | 0.968 | Solar Inverter |  | Outside
SRP02054 | SUNTECH POWER | STP180-24/AB-1 | 185 | 4 | 169 | 34 |  | Solar | FIXED | Roof
SRP02054 | SUNTECH POWER | STP180-24/AB-1 | 185 | 1 | 212 | 34 |  | Solar | FIXED | Roof
SRP02054 | SUNTECH POWER | STP180-24/AB-1 | 185 | 23 | 212 | 40 |  | Solar | FIXED | Roof
SRP02054 | SUNTECH POWER | STP180-24/AB-1 | 185 | 46 | 270 | 40 |  | Solar | FIXED | Roof
SRP02054 | SUNTECH POWER | STP180-24/AB-1 | 185 | 8 | 169 | 45 |  | Solar | FIXED | Roof
SRP02054 | SUNTECH POWER | STP180-24/AB-1 | 185 | 10 | 169 | 48 |  | Solar | FIXED | Roof
SRP02054 | ENPHASE ENERGY | M200-32-208-S01 | 380 | 46 |  |  | 0.96 | Solar Inverter |  | OUTDOOR
SRP02055 | SUNPOWER | SPR-315E-WHT-U | 320 | 6600 | 168 | 5 |  | Solar | FIXED | Roof
SRP02055 | SMA AMERICA | SC250U (480V) | 250000 | 1 |  |  | 0.97 | Solar Inverter |  | INDOOR
SRP02055 | SMA AMERICA | SC250U (480V) | 500000 | 3 |  |  | 0.97 | Solar Inverter |  | INDOOR
SRP02056 | SUNPOWER | SPR-315E-WHT-U | 320 | 5160 | 174 | 9.5 |  | Solar | FIXED | Roof
SRP02056 | SMA AMERICA | SUNNY BOY CONTROL-485 | 500000 | 3 |  |  | 0.97 | Solar Inverter |  | INDOOR
SRP02057 | SUNPOWER | SPR-315E-WHT-U | 320 | 1568 | 208 | 5 |  | Solar | FIXED | Roof
SRP02057 | SMA AMERICA | SUNNY BOY CONTROL | 500000 | 1 |  |  | 0.97 | Solar Inverter |  | INDOOR
SRP02058 | CHANGZHOU TRINA SOLAR ENERGY CO | TSM-185D | 235 | 20 | 98 | 20 |  | Solar | FIXED | Roof
SRP02058 | CHANGZHOU TRINA SOLAR ENERGY CO | TSM-185D | 235 | 14 | 188.1 | 20 |  | Solar | FIXED | Roof
SRP02058 | PV POWERED | PVP2500 | 2500 | 2 |  |  | 0.945 | Solar Inverter |  | INDOOR
SRP02058 | PV POWERED | PVP3000 | 3000 | 1 |  |  | 0.935 | Solar Inverter |  | INDOOR
SRP02060 | SUNTECH POWER | STP180S-24/AB-1 | 185 | 30 | 117.8 | 15 |  | Solar | FIXED | Roof
SRP02060 | SUNTECH POWER | STP180S-24/AB-1 | 185 | 18 | 207.8 | 32 |  | Solar | FIXED | Roof
SRP02060 | PV POWERED | PVP2000 | 2000 | 1 |  |  | 0.92 | Solar Inverter |  | Outside
SRP02060 | PV POWERED | PVP3000 | 3000 | 2 |  |  | 0.935 | Solar Inverter |  | Outside
SRP02061 | CHANGZHOU TRINA SOLAR ENERGY CO | TSM-180D | 235 | 14 | 210 | 20 |  | Solar | FIXED | Roof
SRP02061 | PV POWERED | PVP3000 | 3000 | 1 |  |  | 0.935 | Solar Inverter |  | INDOOR
SRP02062 | CHANGZHOU TRINA SOLAR ENERGY CO | TSM-185D | 235 | 30 | 212.8 | 30 |  | Solar | FIXED | Roof
SRP02062 | SMA AMERICA | SB7000US (208V) | 7000 | 1 |  |  | 0.97 | Solar Inverter |  | Inside
SRP02063 | CHANGZHOU TRINA SOLAR ENERGY CO | TSM-185D | 230 | 169 | 202 | 10 |  | Solar | FIXED | Roof
SRP02063 | SMA AMERICA | SB6000U (208V) | 6000 | 5 |  |  | 0.97 | Solar Inverter |  | INDOOR
SRP02063 | SMA AMERICA | SB7000US (208V) | 8000 | 1 |  |  | 0.965 | Solar Inverter |  | INDOOR
SRP02064 | CHANGZHOU TRINA SOLAR ENERGY CO | TSM-185D | 230 | 78 | 202 | 10 |  | Solar | FIXED | Roof
SRP02064 | SMA AMERICA | SB6000U (208V) | 6000 | 3 |  |  | 0.97 | Solar Inverter |  | INDOOR
SRP02065 | CHANGZHOU TRINA SOLAR ENERGY CO | TSM-180D | 235 | 34 | 147.7 | 20 |  | Solar | FIXED | Roof
SRP02065 | PV POWERED | PVP2500 | 2500 | 1 |  |  | 0.945 | Solar Inverter |  | INDOOR
SRP02065 | PV POWERED | PVP4800 | 4800 | 1 |  |  | 0.96 | Solar Inverter |  | INDOOR
SRP02066 | CHANGZHOU TRINA SOLAR ENERGY CO | TSM-185D | 230 | 32 | 151.5 | 20 |  | Solar | FIXED | Roof
SRP02066 | CHANGZHOU TRINA SOLAR ENERGY CO | TSM-185D | 230 | 8 | 241.5 | 20 |  | Solar | FIXED | Roof
SRP02066 | SMA AMERICA | SB3000US (240V) | 3000 | 2 |  |  | 0.96 | Solar Inverter |  | Inside
SRP02066 | SMA AMERICA | SB5000US | 5000 | 1 |  |  | 0.96 | Solar Inverter |  | INDOOR
SRP02067 | CHANGZHOU TRINA SOLAR ENERGY CO | TSM-185D | 235 | 33 | 125 | 20 |  | Solar | FIXED | Roof
SRP02067 | SMA AMERICA | SB7000US (208V) | 7000 | 1 |  |  | 0.97 | Solar Inverter |  | OUTDOOR
SRP02068 | CHANGZHOU TRINA SOLAR ENERGY CO | TSM-185D | 235 | 16 | 188.4 | 26 |  | Solar | FIXED | Roof
SRP02068 | PV POWERED | PVP3500 | 3500 | 1 |  |  | 0.955 | Solar Inverter |  | INDOOR
SRP02069 | SANYO ELECTRIC | HIP-205BA5 | 220 | 19 | 80 | 14 |  | Solar | FIXED | Roof
SRP02069 | SANYO ELECTRIC | HIP-205BA5 | 220 | 2 | 260 | 14 |  | Solar | FIXED | Roof
SRP02069 | SMA AMERICA | SB4000US (240V) | 4000 | 1 |  |  | 0.968 | Solar Inverter |  | INDOOR
SRP02070 | UNKNOWN | UNKNOWN | 235 | 50 | 212 | 30 |  | Solar | FIXED | Roof
SRP02070 | ENPHASE ENERGY | M200-32-240-S02 | 190 | 50 |  |  | 0.955 | Solar Inverter |  | OUTDOOR
SRP02071 | SUNTECH POWER | STP210S-18/UB-1 | 245 | 12 | 214 | 38 |  | Solar | FIXED | Roof
SRP02071 | POWER-ONE | PVI-3000-I-OUTD-US | 3000 | 1 |  |  | 0.968 | Solar Inverter |  | Outside
SRP02072 | PACIFIC SOLAR PTY LIMITED | PP-USA-213-S5 | 245 | 21 | 236 | 17 |  | Solar | FIXED | Roof
SRP02072 | POWER-ONE | PVI-5000-OUTD-US (208 V) | 5000 | 1 |  |  | 0.968 | Solar Inverter |  | OUTDOOR
SRP02075 | SUNPOWER | SPR-230-WHT-U | 238 | 24 | 107 | 13 |  | Solar | FIXED | Roof
SRP02075 | SUNPOWER | SPR-230-WHT-U | 238 | 30 | 107 | 25 |  | Solar | FIXED | Roof
SRP02075 | SUNPOWER CORP (ORIGINAL MFRSMA) | SPR-5000M (208V) | 5000 | 1 |  |  | 0.968 | Solar Inverter |  | INDOOR
SRP02075 | SUNPOWER CORP (ORIGINAL MFRSMA) | SPR-6000M (208V) | 6000 | 1 |  |  | 0.97 | Solar Inverter |  | INDOOR
SRP02076 | SUNPOWER | SPR-230-WHT-U | 238 | 86 | 148 | 30 |  | Solar | FIXED | Roof
SRP02076 | SUNPOWER CORP (ORIGINAL MFRSMA) | SPR-6000M (208V) | 6000 | 2 |  |  | 0.97 | Solar Inverter |  | INDOOR
SRP02076 | SUNPOWER CORP (ORIGINAL MFRSMA) | SPR-7000M (208V) | 7000 | 1 |  |  | 0.971 | Solar Inverter |  | INDOOR
SRP02077 | SUNTECH POWER | STP180S-24/AB-1 | 185 | 42 | 265 | 26 |  | Solar | FIXED | Roof
SRP02077 | SMA AMERICA | SB4000US (208V) | 4000 | 2 |  |  | 0.968 | Solar Inverter |  | INDOOR
SRP02078 | CHANGZHOU TRINA SOLAR ENERGY CO | TSM-185D | 230 | 24 | 215 | 15 |  | Solar | FIXED | Roof
SRP02078 | SMA AMERICA | SB5000US | 5000 | 1 |  |  | 0.968 | Solar Inverter |  | INDOOR
SRP02079 | SUNPOWER | SPR-230-WHT-U | 230 | 12 | 130 | 22 |  | Solar | FIXED | Roof
SRP02079 | SUNPOWER | SPR-230-WHT-U | 230 | 16 | 215 | 40 |  | Solar | FIXED | Roof
SRP02079 | SUNPOWER CORP (ORIGINAL MFRSMA) | SPR-3000M (208V) | 3000 | 2 |  |  | 0.966 | Solar Inverter |  | INDOOR
SRP02080 | SUNPOWER | SPR-230-WHT-U | 230 | 2 | 222 | 8 |  | Solar | FIXED | Roof
SRP02080 | SUNPOWER | SPR-230-WHT-U | 230 | 5 | 222 | 26 |  | Solar | FIXED | Roof
SRP02080 | SUNPOWER | SPR-230-WHT-U | 230 | 8 | 132 | 35 |  | Solar | FIXED | Roof
SRP02080 | SUNPOWER | SPR-230-WHT-U | 230 | 14 | 312 | 35 |  | Solar | FIXED | Roof
SRP02080 | ENPHASE ENERGY | M200-32-240-S02 | 210 | 29 |  |  | 0.96 | Solar Inverter |  | OUTDOOR
SRP02081 | SUNTECH POWER | STP190S-18/UB-1 | 185 | 18 | 140 | 6 |  | Solar | FIXED | Roof
SRP02081 | SUNTECH POWER | STP180S-24/AB-1 | 185 | 16 | 315 | 6 |  | Solar | FIXED | Roof
SRP02081 | SMA AMERICA | SB3000US (208V) | 3000 | 2 |  |  | 0.966 | Solar Inverter |  | Outside
SRP02082 | MATRIX SOLAR/PHOTOWATT | PW1000-100 | 185 | 216 | 147 | 4.8 |  | Solar | FIXED | Roof
SRP02082 | SMA AMERICA | SB6000U (208V) | 6000 | 6 |  |  | 0.97 | Solar Inverter |  | INDOOR
SRP02083 | SANYO ELECTRIC | HIP-205BA5 | 215 | 24 | 110 | 28 |  | Solar | FIXED | Roof
SRP02083 | SOLON AG FUER SOLARTECHNIK | P220/6+/01 235WP | 235 | 6 | 200 | 28 |  | Solar | FIXED | Roof
SRP02083 | ENPHASE ENERGY | M200-32-240-S02 | 210 | 24 |  |  | 0.96 | Solar Inverter |  | Outside
SRP02083 | ENPHASE ENERGY | M200-32-208-S01 | 380 | 3 |  |  | 0.96 | Solar Inverter |  | OUTDOOR
SRP02084 | SUNTECH POWER | STP210S-18/UB-1 | 225 | 27 | 243 | 22 |  | Solar | FIXED | Roof
SRP02084 | POWER-ONE | PVI-6000-OUTD-US (208 V) | 6000 | 1 |  |  | 0.97 | Solar Inverter |  | INDOOR
SRP02085 | MATRIX SOLAR/PHOTOWATT | PW1650-175 | 190 | 30 | 163 | 35 |  | Solar | FIXED | Roof
SRP02085 | FRONIUS USA |  | 6000 | 1 |  |  | 0.95 | Solar Inverter |  | INDOOR
SRP02086 | SANYO ELECTRIC | HIP-205BA19 | 220 | 36 | 127 | 31 |  | Solar | FIXED | Roof
SRP02086 | SANYO ELECTRIC | HIP-205BA5 | 220 | 9 | 217 | 31 |  | Solar | FIXED | Roof
SRP02086 | FRONIUS USA |  | 11400 | 1 |  |  | 0.96 | Solar Inverter |  | INDOOR
SRP02087 | SANYO ELECTRIC | HIP-205BA5 | 220 | 30 | 206 | 34 |  | Solar | FIXED | Roof
SRP02087 | SMA AMERICA | SB7000US (208V) | 7000 | 1 |  |  | 0.97 | Solar Inverter |  | INDOOR
SRP02088 | SOLARWORLD | SW185MONO | 230 | 26 | 92 | 33 |  | Solar | FIXED | Roof
SRP02088 | SMA AMERICA | SB6000U (208V) | 6000 | 1 |  |  | 0.97 | Solar Inverter |  | INDOOR
SRP02089 | BP SOLAR | BP175 I | 230 | 14 | 110 | 19 |  | Solar | FIXED | Roof
SRP02089 | KACO | 1501XI | 1502 | 1 |  |  | 0.955 | Solar Inverter |  | INDOOR
SRP02089 | KACO | 1501XI | 1502 | 1 |  |  | 0.955 | Solar Inverter |  | Inside
SRP02091 | CHANGZHOU TRINA SOLAR ENERGY CO | TSM-185D | 230 | 38 | 122 | 25 |  | Solar | FIXED | Roof
SRP02091 | ENPHASE ENERGY | M200-32-240-S02 | 230 | 38 |  |  | 0.955 | Solar Inverter |  | OUTDOOR
SRP02092 | SCHUCO USA |  | 235 | 3939 | 189 | 7.5 |  | Solar | FIXED | Roof
SRP02092 | SMA AMERICA | SC250U (480V) | 500000 | 2 |  |  | 0.98 | Solar Inverter |  | OUTDOOR
SRP02093 | BP SOLAR | BP3170N | 230 | 50 | 195 | 40 |  | Solar | FIXED | Roof
SRP02093 | ENPHASE ENERGY | M200-32-208-S01 | 190 | 50 |  |  | 0.95 | Solar Inverter |  | Inside
SRP02094 | SUNTECH POWER | STP180S-24/AB-1 | 185 | 55 | 253.6 | 35 |  | Solar | FIXED | Roof
SRP02094 | PV POWERED | PVP2000 | 2000 | 1 |  |  | 0.92 | Solar Inverter |  | INDOOR
SRP02094 | PV POWERED | PVP3000 | 3000 | 1 |  |  | 0.935 | Solar Inverter |  | INDOOR
SRP02094 | PV POWERED | PVP4800 | 4800 | 1 |  |  | 0.96 | Solar Inverter |  | INDOOR
SRP02095 | BP SOLAR | BP3170N | 215 | 39 | 236 | 22 |  | Solar | FIXED | Roof
SRP02095 | SMA AMERICA | SB7000US (277V) | 8000 | 1 |  |  | 0.97 | Solar Inverter |  | INDOOR
SRP02096 | CHANGZHOU TRINA SOLAR ENERGY CO | TSM-185D | 240 | 76 | 104 | 25 |  | Solar | FIXED | Roof
SRP02096 | SMA AMERICA | SB5000US | 5000 | 2 |  |  | 0.96 | Solar Inverter |  | INDOOR
SRP02096 | SMA AMERICA | SB7000US (277V) | 7000 | 1 |  |  | 0.965 | Solar Inverter |  | INDOOR
SRP02097 | SUNTECH POWER | STP180S-24/AB-1 | 185 | 14 | 241.3 | 24 |  | Solar | FIXED | Roof
SRP02097 | PV POWERED | PVP2500 | 2500 | 1 |  |  | 0.945 | Solar Inverter |  | INDOOR
SRP02098 | CHANGZHOU TRINA SOLAR ENERGY CO | TSM-185D | 235 | 30 | 98.3 | 35 |  | Solar | FIXED | Roof
SRP02098 | SMA AMERICA | SB7000US (208V) | 7000 | 1 |  |  | 0.97 | Solar Inverter |  | Outside
SRP02099 | CHANGZHOU TRINA SOLAR ENERGY CO | TSM-185D | 235 | 22 | 196.8 | 28 |  | Solar | FIXED | Roof
SRP02099 | SMA AMERICA | SB5000US | 5000 | 1 |  |  | 0.96 | Solar Inverter |  | INDOOR
SRP02101 | SUNTECH POWER | STP200-18/UB-1 | 200 | 37 | 198 | 26 |  | Solar | FIXED | Roof
SRP02101 | SMA AMERICA | SB3000US (208V) | 3000 | 1 |  |  | 0.966 | Solar Inverter |  | INDOOR
SRP02101 | SMA AMERICA | SB4000US (208V) | 4000 | 1 |  |  | 0.968 | Solar Inverter |  | INDOOR
SRP02102 | CONERGY AG | S 175MU | 235 | 96 | 194 | 23 |  | Solar | FIXED | Roof
SRP02102 | SMA AMERICA | SB6000U (208V) | 6000 | 1 |  |  | 0.95 | Solar Inverter |  | INDOOR
SRP02102 | SMA AMERICA | SB7000US (208V) | 7000 | 2 |  |  | 0.95 | Solar Inverter |  | INDOOR
SRP02103 | SHARP | ND-224UC1 | 224 | 16 | 127 | 36.9 |  | Solar | FIXED | Roof
SRP02103 | FRONIUS USA | IG 4000 | 4000 | 1 |  |  | 0.952 | Solar Inverter |  | OUTDOOR
SRP02104 | SUNPOWER | SPR-225-BLK-U | 225 | 30 | 187 | 20 |  | Solar | FIXED | Roof
SRP02104 | SUNPOWER CORP (ORIGINAL MFRSMA) | SPR-7000M (208V) | 7000 | 1 |  |  | 0.962 | Solar Inverter |  | OUTDOOR
SRP02105 | SUNPOWER | SPR-225-BLK-U | 225 | 36 | 194 | 34 |  | Solar | FIXED | Roof
SRP02105 | SUNPOWER | SPR-225-BLK-U | 225 | 18 | 104 | 45 |  | Solar | FIXED | Roof
SRP02105 | SUNPOWER CORP (ORIGINAL MFRSMA) | SPR4000 | 4000 | 1 |  |  | 0.968 | Solar Inverter |  | Inside
SRP02105 | SUNPOWER CORP (ORIGINAL MFRSMA) | SPR-7000M (277V) | 8000 | 1 |  |  | 0.962 | Solar Inverter |  | Inside
SRP02107 | SUNTECH POWER | STP210S-18/UB-1 | 245 | 10 | 181 | 7 |  | Solar | FIXED | Roof
SRP02107 | POWER-ONE | PVI-3000-I-OUTD-US | 3000 | 1 |  |  | 0.968 | Solar Inverter |  | INDOOR
SRP02108 | BP SOLAR | BP3170N | 230 | 13 | 127.3 | 22 |  | Solar | FIXED | Roof
SRP02108 | ENPHASE ENERGY | M200-32-208-S01 | 190 | 13 |  |  | 0.95 | Solar Inverter |  | OUTDOOR
SRP02109 | SUNTECH POWER | STP200UB | 205 | 32 | 146 | 26 |  | Solar | FIXED | Roof
SRP02109 | PV POWERED | PVP3000 | 3000 | 2 |  |  | 0.935 | Solar Inverter |  | INDOOR
SRP02110 | CHANGZHOU TRINA SOLAR ENERGY CO | TSM-185D | 235 | 38 | 107.5 | 17 |  | Solar | FIXED | Roof
SRP02110 | CHANGZHOU TRINA SOLAR ENERGY CO | TSM-185D | 235 | 9 | 197.5 | 18 |  | Solar | FIXED | Roof
SRP02110 | PV POWERED | PVP2000 | 2000 | 1 |  |  | 0.92 | Solar Inverter |  | Inside
SRP02110 | PV POWERED | PVP4800 | 4800 | 2 |  |  | 0.96 | Solar Inverter |  | Inside
SRP02111 | SUNTECH POWER | STP200UB | 205 | 55 | 177 | 30 |  | Solar | FIXED | Ground
SRP02111 | SMA AMERICA | SB3000US (208V) | 3000 | 1 |  |  | 0.96 | Solar Inverter |  | OUTDOOR
SRP02111 | SMA AMERICA | SB7000US (277V) | 8000 | 1 |  |  | 0.965 | Solar Inverter |  | OUTDOOR
SRP02112 | CHANGZHOU TRINA SOLAR ENERGY CO | TSM-185D | 235 | 108 | 212.5 | 15.7 |  | Solar | FIXED | Roof
SRP02112 | SMA AMERICA | SB7000US (208V) | 8000 | 3 |  |  | 0.97 | Solar Inverter |  | INDOOR
SRP02113 | CHANGZHOU TRINA SOLAR ENERGY CO | TSM-185D | 230 | 43 | 217.1 | 20 |  | Solar | FIXED | Roof
SRP02113 | SMA AMERICA | SB3000US (208V) | 3000 | 3 |  |  | 0.96 | Solar Inverter |  | OUTDOOR
SRP02114 | CHANGZHOU TRINA SOLAR ENERGY CO | TSM-185D | 235 | 36 | 166.8 | 5 |  | Solar | FIXED | Roof
SRP02114 | CHANGZHOU TRINA SOLAR ENERGY CO | TSM-185D | 235 | 44 | 166.8 | 27 |  | Solar | FIXED | Roof
SRP02114 | SMA AMERICA | SB5000US | 5000 | 2 |  |  | 0.96 | Solar Inverter |  | Inside
SRP02114 | SMA AMERICA | SB7000US (208V) | 8000 | 1 |  |  | 0.965 | Solar Inverter |  | Inside
SRP02115 | CHANGZHOU TRINA SOLAR ENERGY CO | TSM-185D | 235 | 55 | 150 | 34 |  | Solar | FIXED | Roof
SRP02115 | SMA AMERICA | SB5000US (208V) | 5000 | 1 |  |  | 0.97 | Solar Inverter |  | INDOOR
SRP02115 | SMA AMERICA | SB7000US (208V) | 7000 | 1 |  |  | 0.97 | Solar Inverter |  | INDOOR
SRP02116 | CHANGZHOU TRINA SOLAR ENERGY CO | TSM-185D | 235 | 18 | 182.7 | 20 |  | Solar | FIXED | Roof
SRP02116 | PV POWERED | PVP3500 | 3500 | 1 |  |  | 0.955 | Solar Inverter |  | Outside
SRP02117 | CHANGZHOU TRINA SOLAR ENERGY CO | TSM-185D | 235 | 52 | 159.1 | 30 |  | Solar | FIXED | Roof
SRP02117 | PV POWERED | PVP3500 | 3500 | 2 |  |  | 0.955 | Solar Inverter |  | INDOOR
SRP02117 | PV POWERED | PVP4800 | 4800 | 1 |  |  | 0.96 | Solar Inverter |  | INDOOR
SRP02118 | SUNTECH POWER | STP200-18/UB-1 | 205 | 32 | 268 | 25 |  | Solar | FIXED | Roof
SRP02118 | PV POWERED | PVP3000 | 3000 | 2 |  |  | 0.935 | Solar Inverter |  | INDOOR
SRP02119 | SUNTECH POWER | STP200-18/UB-1 | 205 | 32 | 186 | 20 |  | Solar | FIXED | Roof
SRP02119 | PV POWERED | PVP3000 | 3000 | 2 |  |  | 0.935 | Solar Inverter |  | INDOOR
SRP02120 | CHANGZHOU TRINA SOLAR ENERGY CO | TSM-185D | 230 | 21 | 282 | 25 |  | Solar | FIXED | Roof
SRP02120 | CHANGZHOU TRINA SOLAR ENERGY CO | TSM-185D | 230 | 20 | 192 | 33 |  | Solar | FIXED | Roof
SRP02120 | PV POWERED | PVP2500 | 2500 | 1 |  |  | 0.945 | Solar Inverter |  | Inside
SRP02120 | PV POWERED | PVP4800 | 4800 | 1 |  |  | 0.96 | Solar Inverter |  | INDOOR
SRP02122 | BP SOLAR | BP3125S | 215 | 33 | 229 | 24 |  | Solar | FIXED | Roof
SRP02122 | SMA AMERICA | SB7000US (208V) | 7000 | 1 |  |  | 0.95 | Solar Inverter |  | OUTDOOR
SRP02123 | SUNPOWER | SPR-225-BLK-U | 225 | 20 | 171 | 30 |  | Solar | FIXED | Roof
SRP02123 | SUNPOWER CORP (ORIGINAL MFRSMA) | SPR-5000M (208V) | 5000 | 1 |  |  | 0.968 | Solar Inverter |  | OUTDOOR
SRP02124 | SUNPOWER | SPR-225-BLK-U | 225 | 62 | 216 | 19 |  | Solar | FIXED | Roof
SRP02124 | SUNPOWER CORP (ORIGINAL MFRSMA) | SPR-7000M (208V) | 7000 | 2 |  |  | 0.96 | Solar Inverter |  | INDOOR
SRP02125 | SUNTECH POWER | STP180-24/AB-1 | 185 | 33 | 112 | 20 |  | Solar | FIXED | Roof
SRP02125 | SUNTECH POWER | STP180-24/AB-1 | 185 | 56 | 202 | 37 |  | Solar | FIXED | Roof
SRP02125 | ENPHASE ENERGY | M200-32-208-S01 | 190 | 3 |  |  | 0.95 | Solar Inverter |  | OUTDOOR
SRP02125 | ENPHASE ENERGY | M200-32-208-S01 | 380 | 43 |  |  | 0.95 | Solar Inverter |  | Outside
SRP02126 | CHANGZHOU TRINA SOLAR ENERGY CO | TSM-185D | 230 | 43 | 95.4 | 25 |  | Solar | FIXED | Roof
SRP02126 | SMA AMERICA | SB3000US (208V) | 3000 | 3 |  |  | 0.96 | Solar Inverter |  | Outside
SRP02127 | SHARP | ND-224UC1 | 216 | 39 | 180 | 30 |  | Solar | FIXED | Ground
SRP02127 | SMA AMERICA | SB7000US (208V) | 8000 | 1 |  |  | 0.96 | Solar Inverter |  | OUTDOOR
SRP02128 | AUXIN SOLAR | AXN-160W/24V | 235 | 7 | 98.4 | 22.6 |  | Solar | FIXED | Roof
SRP02128 | AUXIN SOLAR | AXN-160W/24V | 235 | 20 | 188.4 | 22.6 |  | Solar | FIXED | Roof
SRP02128 | ENPHASE ENERGY | M200-32-208-S01 | 215 | 27 |  |  | 0.965 | Solar Inverter |  | OUTDOOR
SRP02129 | SUNPOWER | SPR-230-WHT-U | 230 | 10 | 150 | 34 |  | Solar | FIXED | Roof
SRP02129 | ENPHASE ENERGY | M200-32-208-S01 | 210 | 10 |  |  | 0.96 | Solar Inverter |  | OUTDOOR
SRP02132 | KYOCERA | KC187 | 185 | 36 | 201 | 23 |  | Solar | FIXED | Roof
SRP02132 | PV POWERED | PVP2500 | 2500 | 1 |  |  | 0.945 | Solar Inverter |  | INDOOR
SRP02132 | PV POWERED | PVP4800 | 4800 | 1 |  |  | 0.96 | Solar Inverter |  | INDOOR
SRP02133 | KYOCERA SOLAR | KD210GX-LP | 210 | 33 | 168 | 34 |  | Solar | FIXED | Roof
SRP02133 | SMA AMERICA | SB6000U (208V) | 6000 | 1 |  |  | 0.97 | Solar Inverter |  | INDOOR
SRP02134 | MATRIX SOLAR/PHOTOWATT | PW1650-175 | 235 | 272 | 228 | 5 |  | Solar | FIXED | Roof
SRP02134 | FRONIUS USA |  | 11400 | 6 |  |  | 0.97 | Solar Inverter |  | INDOOR
SRP02135 | KYOCERA SOLAR | KD180GX-LP | 185 | 30 | 177 | 18 |  | Solar | FIXED | Roof
SRP02135 | PV POWERED | PVP4800 | 4800 | 1 |  |  | 0.96 | Solar Inverter |  | INDOOR
SRP02136 | SUNTECH POWER | STP210S-18/UB-1 | 275 | 209 | 260 | 5 |  | Solar | FIXED | Roof
SRP02136 | SOLECTRIA RENEWABLES | PVI60KW-208 | 60000 | 1 |  |  | 0.97 | Solar Inverter |  | INDOOR
SRP02137 | ET SOLAR INDUSTRY | ET-P654220 | 240 | 92 | 169 | 25 |  | Solar | FIXED | Ground
SRP02137 | SMA AMERICA | SB5000US (208V) | 5000 | 4 |  |  | 0.955 | Solar Inverter |  | OUTDOOR
SRP02138 | KYOCERA SOLAR | KD210GX-LP | 215 | 33 | 166 | 18 |  | Solar | FIXED | Roof
SRP02138 | PV POWERED | PVP2500 | 2500 | 1 |  |  | 0.945 | Solar Inverter |  | INDOOR
SRP02138 | PV POWERED | PVP4800 | 4800 | 1 |  |  | 0.96 | Solar Inverter |  | INDOOR
SRP02139 | SOLARWORLD | SW185MONO | 230 | 48 | 116 | 22 |  | Solar | FIXED | Roof
SRP02139 | KACO | 3601XI | 5000 | 2 |  |  | 0.968 | Solar Inverter |  | INDOOR
SRP02140 | BP SOLAR | BP3125S | 215 | 6 | 204 | 6 |  | Solar | FIXED | Roof
SRP02140 | BP SOLAR | SX3200N_Q | 215 | 18 | 204 | 36 |  | Solar | FIXED | Roof
SRP02140 | PV POWERED | PVP1100 | 1100 | 1 |  |  | 0.905 | Solar Inverter |  | INDOOR
SRP02140 | PV POWERED | PVP3500 | 3500 | 1 |  |  | 0.905 | Solar Inverter |  | INDOOR
SRP02141 | SUNPOWER | SPR-230-WHT-U | 230 | 14 | 268 | 32 |  | Solar | FIXED | Roof
SRP02141 | SUNPOWER | SPR-230-WHT-U | 230 | 5 | 88 | 39 |  | Solar | FIXED | Roof
SRP02141 | SUNPOWER | SPR-230-WHT-U | 230 | 7 | 268 | 39 |  | Solar | FIXED | Roof
SRP02141 | SUNPOWER | SPR-230-WHT-U | 230 | 23 | 178 | 44 |  | Solar | FIXED | Roof
SRP02141 | ENPHASE ENERGY | M200-32-240-S02 | 210 | 49 |  |  | 0.96 | Solar Inverter |  | OUTDOOR
SRP02143 | BP SOLAR | BP3170N | 215 | 75 | 199 | 10 |  | Solar | FIXED | Roof
SRP02143 | ENPHASE ENERGY | M200-32-208-S01 | 190 | 15 |  |  | 0.955 | Solar Inverter |  | INDOOR
SRP02143 | FRONIUS USA |  | 11400 | 1 |  |  | 0.962 | Solar Inverter |  | INDOOR
SRP02144 | MITSUBISHI ELECTRIC | PV-UE135MF5N | 235 | 48 | 180 | 39.5 |  | Solar | FIXED | Ground
SRP02144 | FRONIUS USA |  | 9995 | 1 |  |  | 0.962 | Solar Inverter |  | OUTDOOR
SRP02146 | REC SCANMODULE | SCM220 | 220 | 146 | 180 | 30 |  | Solar | FIXED | Ground
SRP02146 | ENPHASE ENERGY | M200-32-208-S01 | 190 | 146 |  |  | 0.955 | Solar Inverter |  | OUTDOOR
SRP02147 | CHANGZHOU TRINA SOLAR ENERGY CO | TSM-185D | 235 | 44 | 180 | 30 |  | Solar | FIXED | Ground
SRP02147 | PV POWERED | PVP4800 | 4800 | 2 |  |  | 0.96 | Solar Inverter |  | OUTDOOR
SRP02148 | CHANGZHOU TRINA SOLAR ENERGY CO | TSM-185D | 230 | 33 | 195 | 19 |  | Solar | FIXED | Roof
SRP02148 | SMA AMERICA | SB7000US (208V) | 7000 | 1 |  |  | 0.969 | Solar Inverter |  | OUTDOOR
SRP02149 | BP SOLAR | BP3170N | 215 | 18 | 163 | 27 |  | Solar | FIXED | Roof
SRP02149 | BP SOLAR | BP3170N | 215 | 7 | 253 | 27 |  | Solar | FIXED | Roof
SRP02149 | ENPHASE ENERGY | M200-32-208-S01 | 190 | 4 |  |  | 0.955 | Solar Inverter |  | INDOOR
SRP02149 | FRONIUS USA | IG 2000 | 2000 | 1 |  |  | 0.952 | Solar Inverter |  | INDOOR
SRP02149 | FRONIUS USA | IG 3000 | 3000 | 1 |  |  | 0.952 | Solar Inverter |  | INDOOR
SRP02150 | REC SCANMODULE | SCM230 | 235 | 39 | 167 | 27 |  | Solar | FIXED | Roof
SRP02150 | SMA AMERICA | SB7000US (277V) | 8000 | 1 |  |  | 0.963 | Solar Inverter |  | OUTDOOR
SRP02151 | CHANGZHOU TRINA SOLAR ENERGY CO | TSM-185D | 235 | 108 | 177 | 27 |  | Solar | FIXED | Roof
SRP02151 | SMA AMERICA | SB7000US (208V) | 7000 | 3 |  |  | 0.97 | Solar Inverter |  | OUTDOOR
SRP02153 | SANYO ELECTRIC | HIP-205BA5 | 220 | 18 | 214 | 19 |  | Solar | FIXED | Roof
SRP02153 | SMA AMERICA | SB4000US (208V) | 4000 | 1 |  |  | 0.96 | Solar Inverter |  | INDOOR
SRP02154 | SANYO ELECTRIC | HIP-205BA5 | 220 | 18 | 197 | 22 |  | Solar | FIXED | Roof
SRP02154 | SANYO ELECTRIC | HIP-205BA5 | 220 | 18 | 107 | 30 |  | Solar | FIXED | Roof
SRP02154 | SMA AMERICA | SB7000US (277V) | 8000 | 1 |  |  | 0.97 | Solar Inverter |  | OUTDOOR
SRP02155 | SUNTECH POWER | STP180-24/AB-1 | 185 | 36 | 187 | 37 |  | Solar | FIXED | Roof
SRP02155 | SMA AMERICA | SB6000U (208V) | 6000 | 1 |  |  | 0.97 | Solar Inverter |  | INDOOR
SRP02156 | CHANGZHOU TRINA SOLAR ENERGY CO | TSM-185D | 230 | 42 | 180 | 30 |  | Solar | FIXED | Ground
SRP02156 | PV POWERED | PVP5200 | 5200 | 2 |  |  | 0.96 | Solar Inverter |  | INDOOR
SRP02158 | SUNTECH POWER | STP190S-18/UB-1 | 185 | 9 | 132 | 22 |  | Solar | FIXED | Roof
SRP02158 | SUNTECH POWER | STP180-24/AB-1 | 185 | 27 | 222 | 22 |  | Solar | FIXED | Roof
SRP02158 | PV POWERED | PVP2000 | 2000 | 1 |  |  | 0.92 | Solar Inverter |  | INDOOR
SRP02158 | PV POWERED | PVP4800 | 4800 | 1 |  |  | 0.96 | Solar Inverter |  | INDOOR
SRP02159 | SUNTECH POWER | STP180-24/AB-1 | 185 | 38 | 180 | 22 |  | Solar | FIXED | Roof
SRP02159 | SMA AMERICA | SB3000US (208V) | 3000 | 1 |  |  | 0.966 | Solar Inverter |  | Outside
SRP02159 | SMA AMERICA | SB4000US (208V) | 4000 | 1 |  |  | 0.968 | Solar Inverter |  | Outside
SRP02160 | SUNWIZE TECHNOLOGIES |  | 185 | 38 | 185 | 18 |  | Solar | FIXED | Roof
SRP02160 | POWER-ONE | PVI-3600-US (208V) | 3600 | 1 |  |  | 0.97 | Solar Inverter |  | INDOOR
SRP02160 | POWER-ONE | PVI-3600-US (240V) | 4200 | 1 |  |  | 0.97 | Solar Inverter |  | INDOOR
SRP02161 | SOLARWORLD | SW185MONO | 240 | 34 | 180 | 30 |  | Solar | FIXED | Ground
SRP02161 | ENPHASE ENERGY | M175-24-208-S | 190 | 34 |  |  | 0.955 | Solar Inverter |  | OUTDOOR
SRP02162 | CANADIAN SOLAR | CS6P-230 | 230 | 6 | 180 | 12 |  | Solar | FIXED | Roof
SRP02162 | CANADIAN SOLAR | CS6P-230 | 230 | 16 | 180 | 37 |  | Solar | FIXED | Roof
SRP02162 | PV POWERED | PVP2000 | 2000 | 1 |  |  | 0.92 | Solar Inverter |  | INDOOR
SRP02162 | PV POWERED | PVP3000 | 3000 | 1 |  |  | 0.935 | Solar Inverter |  | INDOOR
SRP02163 | SUNPOWER | SPR-230-WHT-U | 230 | 18 | 155 | 38 |  | Solar | FIXED | Roof
SRP02163 | SUNPOWER |  | 4000 | 1 |  |  | 0.968 | Solar Inverter |  | Inside
SRP02164 | CANADIAN SOLAR | CS6P-230 | 230 | 42 | 177 | 18 |  | Solar | FIXED | Roof
SRP02164 | SMA AMERICA | SB5000US | 5000 | 2 |  |  | 0.968 | Solar Inverter |  | INDOOR
SRP02165 | SUNTECH POWER | STP180-24/AB-1 | 185 | 58 | 187 | 30 |  | Solar | FIXED | Roof
SRP02165 | SMA AMERICA | SB4000US (208V) | 4000 | 1 |  |  | 0.968 | Solar Inverter |  | OUTDOOR
SRP02165 | SMA AMERICA | SB6000U (208V) | 6000 | 1 |  |  | 0.968 | Solar Inverter |  | OUTDOOR
SRP02166 | SUNTECH POWER | STP180-24/AB-1 | 185 | 14 | 252 | 16 |  | Solar | FIXED | Roof
SRP02166 | SUNTECH POWER | STP180-24/AB-1 | 185 | 32 | 252 | 26 |  | Solar | FIXED | Roof
SRP02166 | SMA AMERICA | SB3000US (208V) | 3000 | 3 |  |  | 0.966 | Solar Inverter |  | INDOOR
SRP02167 | SUNTECH POWER | STP210S-18/UB-1 | 225 | 27 | 218 | 23 |  | Solar | FIXED | Roof
SRP02167 | POWER-ONE | PVI-6000-OUTD-US (208 V) | 6000 | 1 |  |  | 0.97 | Solar Inverter |  | INDOOR
SRP02168 | SUNTECH POWER | STP210S-18/UB-1 | 245 | 39 | 207 | 25 |  | Solar | FIXED | Roof
SRP02168 | POWER-ONE | PVI-CENTRAL-50-US (480 V) | 4200 | 1 |  |  | 0.968 | Solar Inverter |  | Outside
SRP02168 | POWER-ONE | PVI-5000-OUTD-US (240 V) | 5000 | 1 |  |  | 0.97 | Solar Inverter |  | Outside
SRP02169 | SUNTECH POWER | STP200UB | 210 | 11 | 106 | 23 |  | Solar | FIXED | Roof
SRP02169 | SUNTECH POWER | STP200UB | 245 | 6 | 196 | 33 |  | Solar | FIXED | Roof
SRP02169 | POWER-ONE | PVI-3000-I-OUTD-US | 3000 | 2 |  |  | 0.97 | Solar Inverter |  | Outside
SRP02170 | SOLARWORLD | SW185MONO | 230 | 183 | 242 | 1 |  | Solar | FIXED | Roof
SRP02170 | SMA AMERICA | SB6000U (208V) | 6000 | 7 |  |  | 0.97 | Solar Inverter |  | Inside
SRP02171 | BP SOLAR | BP3170N | 215 | 2 | 208 | 13 |  | Solar | FIXED | Roof
SRP02171 | BP SOLAR | BP3170N | 215 | 19 | 208 | 44 |  | Solar | FIXED | Roof
SRP02171 | ENPHASE ENERGY | M200-32-240-S01 | 190 | 10 |  |  | 0.95 | Solar Inverter |  | Outside
SRP02171 | FRONIUS USA | IG 3000 NEG | 3000 | 1 |  |  | 0.95 | Solar Inverter |  | INDOOR
SRP02172 | SUNTECH POWER | STP180S-24/AB-1 | 185 | 44 | 234 | 35 |  | Solar | FIXED | Roof
SRP02172 | SMA AMERICA | SB7000US (277V) | 8000 | 1 |  |  | 0.96 | Solar Inverter |  | INDOOR
SRP02177 | SOLARWORLD | SW185MONO | 240 | 48 | 225 | 7 |  | Solar | FIXED | Roof
SRP02177 | SOLARWORLD | SW185MONO | 240 | 117 | 225 | 23 |  | Solar | FIXED | Roof
SRP02177 | SOLARWORLD | SW185MONO | 240 | 39 | 135 | 25 |  | Solar | FIXED | Roof
SRP02177 | SOLARWORLD | SW185MONO | 240 | 256 | 135 | 30 |  | Solar | FIXED | Roof
SRP02177 | SMA AMERICA | SB6000U (208V) | 6000 | 4 |  |  | 0.97 | Solar Inverter |  | OUTDOOR
SRP02177 | SMA AMERICA | SB7000US (277V) | 8000 | 10 |  |  | 0.97 | Solar Inverter |  | OUTDOOR
SRP02178 | SUNTECH POWER | STP180S-24/AB-1 | 185 | 44 | 173 | 40 |  | Solar | FIXED | Roof
SRP02178 | SMA AMERICA | SB7000US (277V) | 8000 | 1 |  |  | 0.965 | Solar Inverter |  | INDOOR
SRP02179 | SUNTECH POWER | STP200UB | 205 | 78 | 151 | 20 |  | Solar | FIXED | Roof
SRP02179 | SMA AMERICA | SB6000U (208V) | 6000 | 2 |  |  | 0.97 | Solar Inverter |  | Outside
SRP02180 | SUNTECH POWER | STP200UB | 205 | 28 | 219 | 16 |  | Solar | FIXED | Roof
SRP02180 | SMA AMERICA | SB6000U (208V) | 6000 | 1 |  |  | 0.97 | Solar Inverter |  | INDOOR
SRP02181 | SUNTECH POWER | STP200-18/UB-1 | 205 | 39 | 232.3 | 20 |  | Solar | FIXED | Roof
SRP02181 | SMA AMERICA | SB7000US (208V) | 7000 | 1 |  |  | 0.97 | Solar Inverter |  | INDOOR
SRP02182 | SUNTECH POWER | STP180S-24/AB-1 | 185 | 36 | 144.7 | 27 |  | Solar | FIXED | Roof
SRP02182 | SUNTECH POWER | STP180-24/AB-1 | 185 | 6 | 234.7 | 32 |  | Solar | FIXED | Roof
SRP02182 | PV POWERED | PVP2000 | 2000 | 1 |  |  | 0.92 | Solar Inverter |  | INDOOR
SRP02182 | PV POWERED | PVP3000 | 3000 | 2 |  |  | 0.935 | Solar Inverter |  | INDOOR
SRP02183 | CHANGZHOU TRINA SOLAR ENERGY CO | TSM-185D | 235 | 99 | 224.1 | 30 |  | Solar | FIXED | Ground
SRP02183 | SMA AMERICA | SB7000US (208V) | 7000 | 3 |  |  | 0.97 | Solar Inverter |  | OUTDOOR
SRP02185 | SUNTECH POWER | STP180S-24/AB-1 | 185 | 28 | 170 | 31 |  | Solar | FIXED | Roof
SRP02185 | SUNTECH POWER | STP180S-24/AB-1 | 185 | 8 | 220.2 | 36 |  | Solar | FIXED | Roof
SRP02185 | PV POWERED | PVP2000 | 2000 | 1 |  |  | 0.92 | Solar Inverter |  | Inside
SRP02185 | PV POWERED | PVP4800 | 4800 | 1 |  |  | 0.96 | Solar Inverter |  | INDOOR
SRP02186 | SUNTECH POWER | STP180S-24/AB-1 | 185 | 12 | 214.7 | 20 |  | Solar | FIXED | Roof
SRP02186 | SUNTECH POWER | STP180S-24/AB-1 | 185 | 20 | 214.7 | 42 |  | Solar | FIXED | Roof
SRP02186 | PV POWERED | PVP2000 | 2000 | 3 |  |  | 0.92 | Solar Inverter |  | INDOOR
SRP02187 | SUNTECH POWER | STP200UB | 205 | 30 | 183 | 26 |  | Solar | FIXED | Roof
SRP02187 | PV POWERED | PVP2500 | 2500 | 1 |  |  | 0.945 | Solar Inverter |  | INDOOR
SRP02187 | PV POWERED | PVP3000 | 3000 | 1 |  |  | 0.935 | Solar Inverter |  | INDOOR
SRP02188 | SUNPOWER | SPR-225-BLK-U | 228 | 221 | 180 | 9.5 |  | Solar | FIXED | Roof
SRP02188 | SATCON TECHNOLOGY | PVS-50 (208 V) | 50000 | 1 |  |  | 0.96 | Solar Inverter |  | OUTDOOR
SRP02189 | SOLARWORLD | SW185MONO | 240 | 50 | 178 | 34 |  | Solar | FIXED | Roof
SRP02189 | ENPHASE ENERGY | M175-24-240-S02 | 215 | 50 |  |  | 0.98 | Solar Inverter |  | OUTDOOR
SRP02190 | CANADIAN SOLAR | CS6P-230 | 230 | 13 | 200 | 22 |  | Solar | FIXED | Roof
SRP02190 | SMA AMERICA | SB4000US (240V) | 4000 | 1 |  |  | 0.96 | Solar Inverter |  | OUTDOOR
SRP02191 | CANADIAN SOLAR | CS6P-230 | 230 | 13 | 110 | 22 |  | Solar | FIXED | Roof
SRP02191 | SMA AMERICA | SB4000US (208V) | 4000 | 1 |  |  | 0.96 | Solar Inverter |  | OUTDOOR
SRP02192 | CANADIAN SOLAR | CS6P-230 | 230 | 11 | 110 | 22 |  | Solar | FIXED | Roof
SRP02192 | SMA AMERICA | SB3000US (208V) | 3000 | 1 |  |  | 0.96 | Solar Inverter |  | OUTDOOR
SRP02193 | CANADIAN SOLAR | CS6P-230 | 230 | 8 | 195 | 22 |  | Solar | FIXED | Roof
SRP02193 | SMA AMERICA | SB3000US (208V) | 3000 | 1 |  |  | 0.96 | Solar Inverter |  | Inside
SRP02195 | CANADIAN SOLAR | CS6P-230 | 230 | 36 | 105 | 22 |  | Solar | FIXED | Roof
SRP02195 | SMA AMERICA | SB7000US (277V) | 7000 | 1 |  |  | 0.96 | Solar Inverter |  | Inside
SRP02196 | CANADIAN SOLAR | CS6P-230 | 230 | 12 | 195 | 22 |  | Solar | FIXED | Roof
SRP02196 | SMA AMERICA | SB4000US (208V) | 4000 | 1 |  |  | 0.96 | Solar Inverter |  | Inside
SRP02197 | CANADIAN SOLAR | CS6P-230 | 230 | 40 | 105 | 22 |  | Solar | FIXED | Roof
SRP02197 | SMA AMERICA | SB4000US (208V) | 4000 | 2 |  |  | 0.96 | Solar Inverter |  | INDOOR
SRP02199 | CANADIAN SOLAR | CS6P-230 | 230 | 13 | 200 | 22 |  | Solar | FIXED | Roof
SRP02199 | SMA AMERICA | SB4000US (240V) | 4000 | 1 |  |  | 0.96 | Solar Inverter |  | OUTDOOR
SRP02200 | CANADIAN SOLAR | CS6P-230 | 230 | 65 | 200 | 22 |  | Solar | FIXED | Roof
SRP02200 | SMA AMERICA | SB6000U (208V) | 6000 | 1 |  |  | 0.97 | Solar Inverter |  | OUTDOOR
SRP02200 | SMA AMERICA | SB7000US (277V) | 8000 | 1 |  |  | 0.96 | Solar Inverter |  | OUTDOOR
SRP02201 | SUNTECH POWER | STP180S-24/AB-1 | 185 | 25 | 161 | 26 |  | Solar | FIXED | Roof
SRP02201 | ENPHASE ENERGY | M200-32-240-S02 | 380 | 13 |  |  | 0.955 | Solar Inverter |  | OUTDOOR
SRP02202 | BP SOLAR | BP3170N | 215 | 24 | 192 | 17 |  | Solar | FIXED | Roof
SRP02202 | SMA AMERICA | SB5000US | 5000 | 1 |  |  | 0.95 | Solar Inverter |  | OUTDOOR
SRP02204 | SHARP | ND-224U2 | 235 | 13 | 139 | 17 |  | Solar | FIXED | Roof
SRP02204 | SHARP | ND-224UC1 | 235 | 26 | 139 | 19 |  | Solar | FIXED | Roof
SRP02204 | ENPHASE ENERGY | M200-32-208-S01 | 190 | 13 |  |  | 0.96 | Solar Inverter |  | Outside
SRP02204 | SMA AMERICA | SB6000U (240V) | 6000 | 1 |  |  | 0.97 | Solar Inverter |  | Inside
SRP02205 | MATRIX SOLAR/PHOTOWATT | PW1650-175 | 185 | 36 | 241 | 30 |  | Solar | FIXED | Roof
SRP02205 | SMA AMERICA | SB6000U (208V) | 6000 | 1 |  |  | 0.95 | Solar Inverter |  | INDOOR
SRP02206 | SANYO ELECTRIC | HIP-205BA5 | 220 | 27 | 150 | 18 |  | Solar | FIXED | Roof
SRP02206 | SANYO ELECTRIC | HIP-205BA5 | 220 | 18 | 240 | 19 |  | Solar | FIXED | Roof
SRP02206 | SMA AMERICA | SB4000US (208V) | 4000 | 1 |  |  | 0.97 | Solar Inverter |  | INDOOR
SRP02206 | SMA AMERICA | SB6000U (208V) | 6000 | 1 |  |  | 0.97 | Solar Inverter |  | INDOOR
SRP02211 | SOLYNDRA | SL-002-182U | 210 | 72 | 161 | 0 |  | Solar | FIXED | Roof
SRP02211 | SMA AMERICA | SB5000US | 5000 | 3 |  |  | 0.968 | Solar Inverter |  | INDOOR
SRP02212 | SUNTECH POWER | STP180S-24/AB-1 | 180 | 60 | 200 | 20 |  | Solar | FIXED | Roof
SRP02212 | SUNTECH POWER | STP180-24/AB-1 | 180 | 200 | 120 | 32 |  | Solar | FIXED | Roof
SRP02212 | SUNTECH POWER | STP180S-24/AB-1 | 180 | 120 | 200 | 32 |  | Solar | FIXED | Roof
SRP02212 | SMA AMERICA | SB5000US | 5000 | 2 |  |  | 0.971 | Solar Inverter |  | OUTDOOR
SRP02212 | SMA AMERICA | SB7000US (208V) | 7000 | 8 |  |  | 0.968 | Solar Inverter |  | OUTDOOR
SRP02214 | CHANGZHOU TRINA SOLAR ENERGY CO | TSM-185D | 235 | 24 | 116.2 | 26 |  | Solar | FIXED | Roof
SRP02214 | CHANGZHOU TRINA SOLAR ENERGY CO | TSM-185D | 235 | 22 | 206.2 | 26 |  | Solar | FIXED | Roof
SRP02214 | SMA AMERICA | SB5000US | 5000 | 1 |  |  | 0.96 | Solar Inverter |  | Outside
SRP02214 | SMA AMERICA | SB6000U (208V) | 6000 | 1 |  |  | 0.97 | Solar Inverter |  | Outside
SRP02215 | SUNTECH POWER | STP200UB | 205 | 42 | 181.9 | 20 |  | Solar | FIXED | Roof
SRP02215 | SMA AMERICA | SB7000US (277V) | 8000 | 1 |  |  | 0.965 | Solar Inverter |  | OUTDOOR
SRP02216 | CHANGZHOU TRINA SOLAR ENERGY CO | TSM-185D | 230 | 41 | 96 | 34 |  | Solar | FIXED | Roof
SRP02216 | PV POWERED | PVP2500 | 2500 | 2 |  |  | 0.945 | Solar Inverter |  | INDOOR
SRP02216 | PV POWERED | PVP4800 | 4800 | 1 |  |  | 0.96 | Solar Inverter |  | INDOOR
SRP02217 | CHANGZHOU TRINA SOLAR ENERGY CO | TSM-185D | 235 | 20 | 131.4 | 22 |  | Solar | FIXED | Roof
SRP02217 | CHANGZHOU TRINA SOLAR ENERGY CO | TSM-185D | 235 | 9 | 221.4 | 22 |  | Solar | FIXED | Roof
SRP02217 | PV POWERED | PVP2000 | 2000 | 1 |  |  | 0.92 | Solar Inverter |  | Inside
SRP02217 | PV POWERED | PVP4800 | 4800 | 1 |  |  | 0.96 | Solar Inverter |  | Inside
SRP02218 | CHANGZHOU TRINA SOLAR ENERGY CO | TSM-185D | 235 | 40 | 91.9 | 28 |  | Solar | FIXED | Roof
SRP02218 | PV POWERED | PVP4800 | 4800 | 2 |  |  | 0.96 | Solar Inverter |  | Inside
SRP02219 | CHANGZHOU TRINA SOLAR ENERGY CO | TSM-185D | 235 | 33 | 227.4 | 37 |  | Solar | FIXED | Roof
SRP02219 | SMA AMERICA | SB7000US (208V) | 7000 | 1 |  |  | 0.97 | Solar Inverter |  | INDOOR
SRP02220 | SUNTECH POWER | STP180-24/AB-1 | 185 | 33 | 140.8 | 25 |  | Solar | FIXED | Roof
SRP02220 | SUNTECH POWER | STP180S-24/AB-1 | 185 | 36 | 230.7 | 25 |  | Solar | FIXED | Roof
SRP02220 | SMA AMERICA | SB6000U (208V) | 6000 | 1 |  |  | 0.97 | Solar Inverter |  | INDOOR
SRP02220 | SMA AMERICA | SB7000US (208V) | 7000 | 1 |  |  | 0.97 | Solar Inverter |  | INDOOR
SRP02221 | SUNTECH POWER | STP180-24/AB-1 | 185 | 46 | 108.1 | 20 |  | Solar | FIXED | Roof
SRP02221 | PV POWERED | PVP3000 | 3000 | 1 |  |  | 0.935 | Solar Inverter |  | INDOOR
SRP02221 | PV POWERED | PVP4800 | 4800 | 1 |  |  | 0.96 | Solar Inverter |  | INDOOR
SRP02222 | SUNTECH POWER | STP180-24/AB-1 | 185 | 17 | 165.6 | 25 |  | Solar | FIXED | Roof
SRP02222 | PV POWERED | PVP2000 | 2000 | 2 |  |  | 0.92 | Solar Inverter |  | OUTDOOR
SRP02223 | CHANGZHOU TRINA SOLAR ENERGY CO | TSM-185D | 235 | 33 | 110.5 | 35 |  | Solar | FIXED | Roof
SRP02223 | SMA AMERICA | SB7000US (208V) | 7000 | 1 |  |  | 0.97 | Solar Inverter |  | INDOOR
SRP02224 | SOLON AG FUER SOLARTECHNIK | P220/6+/01 235WP | 235 | 36 | 170 | 30 |  | Solar | FIXED | Roof
SRP02224 | SMA AMERICA | SB7000US (208V) | 8000 | 1 |  |  | 0.969 | Solar Inverter |  | OUTDOOR
SRP02226 | BAODING YINGLI NEW ENERGY RESOURCES CO | YL175(156) | 230 | 15 | 125 | 22 |  | Solar | FIXED | Roof
SRP02226 | BAODING YINGLI NEW ENERGY RESOURCES CO | YL175(156) | 230 | 15 | 217 | 22 |  | Solar | FIXED | Roof
SRP02226 | ENPHASE ENERGY | M175-24-208-S | 190 | 30 |  |  | 0.955 | Solar Inverter |  | OUTDOOR
SRP02227 | SUNPOWER | SPR-225-BLK-U | 225 | 18 | 234 | 34 |  | Solar | FIXED | Roof
SRP02227 | SUNPOWER | SPR-225-BLK-U | 225 | 16 | 144 | 39 |  | Solar | FIXED | Roof
SRP02227 | SUNPOWER | SPR-225-BLK-U | 225 | 8 | 144 | 45 |  | Solar | FIXED | Roof
SRP02227 | SUNPOWER | SPR-225-BLK-U | 225 | 10 | 144 | 46 |  | Solar | FIXED | Roof
SRP02227 | SUNPOWER CORP (ORIGINAL MFRSMA) | SPR-3000M (208V) | 3000 | 1 |  |  | 0.96 | Solar Inverter |  | INDOOR
SRP02227 | SUNPOWER CORP (ORIGINAL MFRSMA) | SPR-4000M (208V) | 4000 | 2 |  |  | 0.96 | Solar Inverter |  | INDOOR
SRP02228 | SUNPOWER | SPR-230-WHT-U | 238 | 40 | 127 | 20 |  | Solar | FIXED | Roof
SRP02228 | SUNPOWER CORP (ORIGINAL MFRSMA) | SPR-7000M (277V) | 8000 | 1 |  |  | 0.97 | Solar Inverter |  | INDOOR
SRP02229 | CONERGY AG | S 175MU | 235 | 18 | 170 | 25 |  | Solar | FIXED | Roof
SRP02229 | FRONIUS USA | IG 4000 | 3800 | 1 |  |  | 0.95 | Solar Inverter |  | INDOOR
SRP02230 | KYOCERA SOLAR | KD210GX-LP | 235 | 24 | 209 | 22 |  | Solar | FIXED | Roof
SRP02230 | SMA AMERICA | SB5000US | 5000 | 1 |  |  | 0.955 | Solar Inverter |  | OUTDOOR
SRP02231 | KYOCERA SOLAR | KD210GX-LP | 235 | 91 | 165 | 21 |  | Solar | FIXED | Roof
SRP02231 | SMA AMERICA | SB7000US (277V) | 8000 | 3 |  |  | 0.965 | Solar Inverter |  | INDOOR
SRP02233 | CEEG (SHANGHAI) SOLAR SCIENCE AND TECHNOLOGY CO | SST 190-72M | 235 | 94 | 218 | 18 |  | Solar | FIXED | Roof
SRP02233 | SMA AMERICA | SB5000US | 5000 | 1 |  |  | 0.968 | Solar Inverter |  | Outside
SRP02233 | SMA AMERICA | SB7000US (208V) | 7000 | 1 |  |  | 0.971 | Solar Inverter |  | Outside
SRP02233 | SMA AMERICA | SB7000US (277V) | 8000 | 1 |  |  | 0.965 | Solar Inverter |  | Outside
SRP02234 | REC SCANMODULE | SCM230 | 225 | 162 | 176 | 30 |  | Solar | FIXED | Roof
SRP02234 | REC SCANMODULE | SCM225 | 225 | 58 | 200 | 30 |  | Solar | FIXED | Roof
SRP02234 | ENPHASE ENERGY | M200-32-208-S01 | 380 | 110 |  |  | 0.97 | Solar Inverter |  | OUTDOOR
SRP02235 | SUNPOWER | SPR-230-WHT-U | 230 | 9 | 181 | 23 |  | Solar | FIXED | Roof
SRP02235 | SUNPOWER | SPR-230-WHT-U | 230 | 24 | 271 | 25 |  | Solar | FIXED | Roof
SRP02235 | SUNPOWER CORP (ORIGINAL MFRSMA) | SPR4000 | 4000 | 1 |  |  | 0.968 | Solar Inverter |  | INDOOR
SRP02235 | SUNPOWER CORP (ORIGINAL MFRSMA) | SPR-5000M (208V) | 5000 | 1 |  |  | 0.968 | Solar Inverter |  | Inside
SRP02236 | SUNPOWER | SPR-230-WHT-U | 228 | 585 | 217.5 | 10 |  | Solar | FIXED | Roof
SRP02236 | SATCON TECHNOLOGY | PVS-135 (240 V) | 135000 | 1 |  |  | 0.96 | Solar Inverter |  | INDOOR
SRP02239 | SUNPOWER | SPR-230-WHT-U | 230 | 16 | 220 | 18 |  | Solar | FIXED | Roof
SRP02239 | SUNPOWER CORP (ORIGINAL MFRSMA) | SPR-4000M (208V) | 4000 | 1 |  |  | 0.97 | Solar Inverter |  | INDOOR
SRP02242 | SUNTECH POWER | STP180-24/AB-1 | 185 | 30 | 150 | 30 |  | Solar | FIXED | Roof
SRP02242 | SMA AMERICA | SB6000U (208V) | 6000 | 1 |  |  | 0.97 | Solar Inverter |  | INDOOR
SRP02243 | SUNTECH POWER | STP200-18/UB-1 | 205 | 36 | 103 | 25 |  | Solar | FIXED | Roof
SRP02243 | SMA AMERICA | SB7000US (277V) | 7000 | 1 |  |  | 0.97 | Solar Inverter |  | INDOOR
SRP02244 | SUNTECH POWER | STP200UB | 205 | 20 | 270.5 | 15 |  | Solar | FIXED | Roof
SRP02244 | SUNTECH POWER | STP200-18/UB-1 | 205 | 12 | 180.5 | 20 |  | Solar | FIXED | Roof
SRP02244 | PV POWERED | PVP2000 | 2000 | 1 |  |  | 0.92 | Solar Inverter |  | INDOOR
SRP02244 | PV POWERED | PVP3500 | 3500 | 1 |  |  | 0.955 | Solar Inverter |  | INDOOR
SRP02245 | CHANGZHOU TRINA SOLAR ENERGY CO | TSM-185D | 225 | 299 | 208 | 2 |  | Solar | FIXED | Roof
SRP02245 | SOLECTRIA RENEWABLES | PVI60KW-208 | 60000 | 1 |  |  | 0.956 | Solar Inverter |  | INDOOR
SRP02246 | SOLGATE | SG16024 | 245 | 871 | 216.7 | 3 |  | Solar | FIXED | Roof
SRP02246 | ADVANCED ENERGY INDUSTRIES | 3159000-110 | 100000 | 2 |  |  | 0.956 | Solar Inverter |  | INDOOR
SRP02249 | SOLYNDRA | SL-002-182U | 245 | 640 | 251 | 15 |  | Solar | FIXED | Roof
SRP02249 | POWER-ONE | PVI-CENTRAL-50-US (208 V) | 50000 | 1 |  |  | 0.97 | Solar Inverter |  | INDOOR
SRP02249 | POWER-ONE | PVI-CENTRAL-100-US (208 V) | 100000 | 1 |  |  | 0.97 | Solar Inverter |  | INDOOR
SRP02250 | MATRIX SOLAR/PHOTOWATT | PW1650-175 | 235 | 96 | 195 | 5 |  | Solar | FIXED | Roof
SRP02250 | FRONIUS USA |  | 10000 | 1 |  |  | 0.97 | Solar Inverter |  | INDOOR
SRP02250 | FRONIUS USA |  | 10000 | 1 |  |  | 0.97 | Solar Inverter |  | INDOOR
SRP02251 | CHANGZHOU TRINA SOLAR ENERGY CO | TSM-185D | 225 | 144 | 250 | 15 |  | Solar | FIXED | Roof
SRP02251 | FRONIUS USA |  | 11400 | 3 |  |  | 0.962 | Solar Inverter |  | INDOOR
SRP02252 | CHANGZHOU TRINA SOLAR ENERGY CO | TSM-185D | 225 | 284 | 87 | 5 |  | Solar | FIXED | Roof
SRP02252 | FRONIUS USA |  | 11400 | 1 |  |  | 0.97 | Solar Inverter |  | INDOOR
SRP02252 | FRONIUS USA |  | 11400 | 4 |  |  | 0.97 | Solar Inverter |  | INDOOR
SRP02253 | CHANGZHOU TRINA SOLAR ENERGY CO | TSM-185D | 225 | 377 | 197 | 10 |  | Solar | FIXED | Roof
SRP02253 | POWER-ONE | PVI-CENTRAL-100-US (208 V) | 100000 | 1 |  |  | 0.956 | Solar Inverter |  | INDOOR
SRP02254 | MATRIX SOLAR/PHOTOWATT | PW1000-100 | 235 | 429 | 180 | 10 |  | Solar | FIXED | Roof
SRP02254 | SOLECTRIA RENEWABLES | PVI60KW-208 | 60000 | 2 |  |  | 0.97 | Solar Inverter |  | INDOOR
SRP02255 | MATRIX SOLAR/PHOTOWATT | PW1650-175 | 235 | 364 | 234 | 5 |  | Solar | FIXED | Roof
SRP02255 | SOLECTRIA RENEWABLES | PVI82KW-480 | 82000 | 1 |  |  | 0.97 | Solar Inverter |  | INDOOR
SRP02257 | UNKNOWN | UNKNOWN | 280 | 1020 | 158 | 10 |  | Solar | FIXED | Roof
SRP02257 | PV POWERED | PVP100KW-480 | 260000 | 1 |  |  | 0.96 | Solar Inverter |  | OUTDOOR
SRP02259 | UNKNOWN | UNKNOWN | 225 | 3263 | 212 | 5 |  | Solar | FIXED | Roof
SRP02259 | PV POWERED | PVP30KW-LV-208 | 35000 | 1 |  |  | 0.96 | Solar Inverter |  | Outside
SRP02259 | PV POWERED | PVP100KW-208 | 100000 | 1 |  |  | 0.96 | Solar Inverter |  | Outside
SRP02259 | PV POWERED | PVP75KW-208 | 260000 | 2 |  |  | 0.97 | Solar Inverter |  | Outside
SRP02260 | SUNTECH POWER | STP180-24/AB-1 | 185 | 60 | 256 | 25 |  | Solar | FIXED | Roof
SRP02260 | SMA AMERICA | SB4000US (208V) | 4000 | 3 |  |  | 0.96 | Solar Inverter |  | OUTDOOR
SRP02261 | CANADIAN SOLAR | CS6P-230 | 235 | 416 | 103 | 3 |  | Solar | FIXED | Roof
SRP02261 | CANADIAN SOLAR | CS6P-230 | 235 | 390 | 283 | 3 |  | Solar | FIXED | Roof
SRP02261 | SOLECTRIA RENEWABLES | PVI82KW-208 | 82000 | 2 |  |  | 0.98 | Solar Inverter |  | Outside
SRP02262 | KYOCERA SOLAR | KD210GX-LP | 210 | 40 | 180 | 18 |  | Solar | FIXED | Roof
SRP02262 | PV POWERED | PVP3500 | 3500 | 2 |  |  | 0.955 | Solar Inverter |  | Outside
SRP02263 | KYOCERA SOLAR | KD210GX-LP | 210 | 21 | 202 | 29 |  | Solar | FIXED | Roof
SRP02263 | PV POWERED | PVP2500 | 2500 | 2 |  |  | 0.945 | Solar Inverter |  | Outside
SRP02264 | CHANGZHOU TRINA SOLAR ENERGY CO | TSM-185D | 235 | 14 | 236.9 | 31 |  | Solar | FIXED | Roof
SRP02264 | PV POWERED | PVP3000 | 3000 | 1 |  |  | 0.935 | Solar Inverter |  | INDOOR
SRP02265 | CHANGZHOU TRINA SOLAR ENERGY CO | TSM-185D | 230 | 54 | 238 | 28 |  | Solar | FIXED | Roof
SRP02265 | SMA AMERICA | SB6000U (208V) | 6000 | 1 |  |  | 0.97 | Solar Inverter |  | INDOOR
SRP02265 | SMA AMERICA | SB7000US (208V) | 7000 | 1 |  |  | 0.97 | Solar Inverter
SRP02266 | SUNTECH POWER | STP200-18/UB-1 | 205 | 26 | 164.3 | 25 |  | Solar | FIXED | Roof
SRP02266 | SMA AMERICA | SB5000US | 5000 | 1 |  |  | 0.96 | Solar Inverter |  | Outside
SRP02267 | CHANGZHOU TRINA SOLAR ENERGY CO | TSM-185D | 235 | 24 | 144.1 | 30 |  | Solar | FIXED | Roof
SRP02267 | SMA AMERICA | SB6000U (240V) | 6000 | 1 |  |  | 0.97 | Solar Inverter |  | Outside
SRP02268 | CHANGZHOU TRINA SOLAR ENERGY CO | TSM-185D | 235 | 26 | 163 | 32 |  | Solar | FIXED | Roof
SRP02268 | CHANGZHOU TRINA SOLAR ENERGY CO | TSM-185D | 235 | 12 | 253 | 32 |  | Solar | FIXED | Roof
SRP02268 | SMA AMERICA | SB4000US (208V) | 4000 | 1 |  |  | 0.96 | Solar Inverter |  | INDOOR
SRP02268 | SMA AMERICA | SB6000U (208V) | 6000 | 1 |  |  | 0.97 | Solar Inverter |  | INDOOR
SRP02269 | CHANGZHOU TRINA SOLAR ENERGY CO | TSM-185D | 235 | 24 | 127.1 | 24 |  | Solar | FIXED | Roof
SRP02269 | CHANGZHOU TRINA SOLAR ENERGY CO | TSM-185D | 235 | 12 | 217.1 | 24 |  | Solar | FIXED | Roof
SRP02269 | PV POWERED | PVP2500 | 2500 | 1 |  |  | 0.945 | Solar Inverter |  | INDOOR
SRP02269 | PV POWERED | PVP4800 | 4800 | 1 |  |  | 0.96 | Solar Inverter |  | INDOOR
SRP02270 | CHANGZHOU TRINA SOLAR ENERGY CO | TSM-185D | 235 | 42 | 181.9 | 32 |  | Solar | FIXED | Roof
SRP02270 | PV POWERED | PVP4800 | 4800 | 2 |  |  | 0.96 | Solar Inverter |  | Outside
SRP02271 | CHANGZHOU TRINA SOLAR ENERGY CO | TSM-185D | 235 | 30 | 154.4 | 24 |  | Solar | FIXED | Roof
SRP02271 | SMA AMERICA | SB7000US (208V) | 7000 | 1 |  |  | 0.97 | Solar Inverter |  | INDOOR
SRP02272 | SUNTECH POWER | STP21018 | 220 | 9 | 190 | 5.3 |  | Solar | FIXED | Roof
SRP02272 | SUNTECH POWER | STP210S-18/UB-1 | 220 | 18 | 190 | 8.8 |  | Solar | FIXED | Roof
SRP02272 | NINGBO SOLAR ELECTRIC POWER | TDB125X125-72-P 175W | 280 | 16 | 100 | 3.6 |  | Solar | FIXED | Roof
SRP02272 | NINGBO SOLAR ELECTRIC POWER | TDB125X125-72-P 175W | 280 | 62 | 190 | 4.5 |  | Solar | FIXED | Roof
SRP02272 | FRONIUS USA |  | 3000 | 1 |  |  | 0.962 | Solar Inverter |  | Inside
SRP02272 | FRONIUS USA |  | 3800 | 1 |  |  | 0.962 | Solar Inverter |  | Inside
SRP02272 | FRONIUS USA |  | 5000 | 1 |  |  | 0.962 | Solar Inverter |  | Inside
SRP02272 | FRONIUS USA |  | 6000 | 1 |  |  | 0.962 | Solar Inverter |  | Inside
SRP02272 | FRONIUS USA |  | 11400 | 1 |  |  | 0.962 | Solar Inverter |  | INDOOR
SRP02273 | CANADIAN SOLAR | CS6P-230 | 230 | 429 | 139 | 2 |  | Solar | FIXED | Roof
SRP02273 | CANADIAN SOLAR | CS6P-230 | 230 | 312 | 319 | 2 |  | Solar | FIXED | Roof
SRP02273 | PV POWERED | PVP30KW-208 | 50000 | 1 |  |  | 0.95 | Solar Inverter |  | Outside
SRP02273 | PV POWERED | PVP100KW-208 | 100000 | 1 |  |  | 0.95 | Solar Inverter |  | Outside
SRP02274 | MITSUBISHI ELECTRIC | PV-UE135MF5N | 235 | 44 | 180 | 30 |  | Solar | FIXED | Ground
SRP02274 | ENPHASE ENERGY | M200-32-240-S02 | 380 | 22 |  |  | 0.955 | Solar Inverter |  | OUTDOOR
SRP02276 | SOLARWORLD | SW185MONO | 245 | 689 | 212 | 10 |  | Solar | FIXED | Roof
SRP02276 | PV POWERED | PVP75KW-208 | 50000 | 1 |  |  | 0.96 | Solar Inverter |  | Outside
SRP02276 | PV POWERED | PVP75KW-208 | 75000 | 1 |  |  | 0.955 | Solar Inverter |  | OUTDOOR
SRP02277 | SCHUCO USA |  | 180 | 18 | 141 | 23 |  | Solar | FIXED | Roof
SRP02277 | SCHUCO USA |  | 180 | 24 | 231 | 27 |  | Solar | FIXED | Roof
SRP02277 | SMA AMERICA | SB3000US (208V) | 3000 | 1 |  |  | 0.968 | Solar Inverter |  | INDOOR
SRP02277 | SMA AMERICA | SB4000US (208V) | 4000 | 1 |  |  | 0.968 | Solar Inverter |  | INDOOR
SRP02280 | SUNPOWER | SPR-225-BLK-U | 225 | 36 | 180 | 27 |  | Solar | FIXED | Roof
SRP02280 | SUNPOWER CORP (ORIGINAL MFRSMA) | SPR-7000M (208V) | 7000 | 1 |  |  | 0.96 | Solar Inverter |  | INDOOR
SRP02282 | ET SOLAR INDUSTRY | ET-P654220 | 235 | 33 | 197 | 21 |  | Solar | FIXED | Roof
SRP02282 | SMA AMERICA | SB7000US (208V) | 7000 | 1 |  |  | 0.97 | Solar Inverter |  | OUTDOOR
SRP02283 | CHANGZHOU TRINA SOLAR ENERGY CO | TSM-185D | 220 | 11 | 204 | 22 |  | Solar | FIXED | Roof
SRP02283 | POWER-ONE | PVI-3000-I-OUTD-US | 3000 | 1 |  |  | 0.96 | Solar Inverter |  | OUTDOOR
SRP02284 | CHANGZHOU TRINA SOLAR ENERGY CO | TSM-185D | 220 | 11 | 202 | 20 |  | Solar | FIXED | Roof
SRP02284 | SMA AMERICA | SB3000US (208V) | 3000 | 1 |  |  | 0.96 | Solar Inverter |  | OUTDOOR
SRP02285 | CHANGZHOU TRINA SOLAR ENERGY CO | TSM-185D | 220 | 11 | 202 | 20 |  | Solar | FIXED | Roof
SRP02285 | SMA AMERICA | SB3000US (208V) | 3000 | 1 |  |  | 0.96 | Solar Inverter |  | OUTDOOR
SRP02286 | CHANGZHOU TRINA SOLAR ENERGY CO | TSM-185D | 220 | 12 | 202 | 20 |  | Solar | FIXED | Roof
SRP02286 | SMA AMERICA | SB3000US (208V) | 3000 | 1 |  |  | 0.96 | Solar Inverter |  | OUTDOOR
SRP02287 | SOLARWORLD | SW185MONO | 245 | 39 | 126 | 18 |  | Solar | FIXED | Roof
SRP02287 | SOLARWORLD | SW185MONO | 245 | 60 | 216 | 18 |  | Solar | FIXED | Roof
SRP02287 | ENPHASE ENERGY | M200-32-240-S02 | 215 | 1 |  |  | 0.963 | Solar Inverter |  | OUTDOOR
SRP02287 | ENPHASE ENERGY | M200-32-240-S02 | 215 | 1 |  |  | 0.963 | Solar Inverter |  | OUTDOOR
SRP02287 | ENPHASE ENERGY | M200-32-240-S02 | 215 | 97 |  |  | 0.963 | Solar Inverter |  | OUTDOOR
SRP02288 | CHANGZHOU TRINA SOLAR ENERGY CO | TSM-185D | 220 | 12 | 202 | 20 |  | Solar | FIXED | Roof
SRP02288 | SMA AMERICA | SB3000US (208V) | 3000 | 1 |  |  | 0.96 | Solar Inverter |  | OUTDOOR
SRP02289 | CHANGZHOU TRINA SOLAR ENERGY CO | TSM-185D | 220 | 12 | 202 | 20 |  | Solar | FIXED | Roof
SRP02289 | SMA AMERICA | SB3000US (208V) | 3000 | 1 |  |  | 0.96 | Solar Inverter |  | OUTDOOR
SRP02290 | CHANGZHOU TRINA SOLAR ENERGY CO | TSM-185D | 220 | 14 | 112 | 20 |  | Solar | FIXED | Roof
SRP02290 | SMA AMERICA | SB3000US (208V) | 3000 | 1 |  |  | 0.96 | Solar Inverter |  | OUTDOOR
SRP02291 | CHANGZHOU TRINA SOLAR ENERGY CO | TSM-185D | 220 | 14 | 112 | 20 |  | Solar | FIXED | Roof
SRP02291 | SMA AMERICA | SB3000US (208V) | 3000 | 1 |  |  | 0.96 | Solar Inverter |  | OUTDOOR
SRP02292 | CHANGZHOU TRINA SOLAR ENERGY CO | TSM-185D | 220 | 14 | 112 | 20 |  | Solar | FIXED | Roof
SRP02292 | SMA AMERICA | SB3000US (208V) | 3000 | 1 |  |  | 0.96 | Solar Inverter |  | OUTDOOR
SRP02293 | CHANGZHOU TRINA SOLAR ENERGY CO | TSM-185D | 220 | 14 | 112 | 20 |  | Solar | FIXED | Roof
SRP02293 | SMA AMERICA | SB3000US (208V) | 3000 | 1 |  |  | 0.96 | Solar Inverter |  | OUTDOOR
SRP02294 | CHANGZHOU TRINA SOLAR ENERGY CO | TSM-185D | 220 | 14 | 112 | 20 |  | Solar | FIXED | Roof
SRP02294 | SMA AMERICA | SB3000US (208V) | 3000 | 1 |  |  | 0.96 | Solar Inverter |  | OUTDOOR
SRP02295 | CHANGZHOU TRINA SOLAR ENERGY CO | TSM-185D | 220 | 14 | 112 | 20 |  | Solar | FIXED | Roof
SRP02295 | ADVANCED ENERGY INDUSTRIES | 3159000-104 | 3000 | 1 |  |  | 0.96 | Solar Inverter |  | OUTDOOR
SRP02296 | CHANGZHOU TRINA SOLAR ENERGY CO | TSM-185D | 220 | 14 | 112 | 22 |  | Solar | FIXED | Roof
SRP02296 | POWER-ONE | PVI-3000-I-OUTD-US | 3000 | 1 |  |  | 0.96 | Solar Inverter |  | OUTDOOR
SRP02297 | CHANGZHOU TRINA SOLAR ENERGY CO | TSM-185D | 220 | 14 | 112 | 20 |  | Solar | FIXED | Roof
SRP02297 | SMA AMERICA | SB3000US (208V) | 3000 | 1 |  |  | 0.96 | Solar Inverter |  | OUTDOOR
SRP02298 | CHANGZHOU TRINA SOLAR ENERGY CO | TSM-185D | 220 | 14 | 202 | 20 |  | Solar | FIXED | Roof
SRP02298 | SMA AMERICA | SWR2500U (208V) | 3000 | 1 |  |  | 0.96 | Solar Inverter |  | OUTDOOR
SRP02299 | CHANGZHOU TRINA SOLAR ENERGY CO | TSM-185D | 220 | 13 | 202 | 20 |  | Solar | FIXED | Roof
SRP02299 | SMA AMERICA | SWR2500U (208V) | 3000 | 1 |  |  | 0.96 | Solar Inverter |  | OUTDOOR
SRP02300 | CHANGZHOU TRINA SOLAR ENERGY CO | TSM-185D | 220 | 13 | 202 | 20 |  | Solar | FIXED | Roof
SRP02300 | SMA AMERICA | SB3000US (208V) | 3000 | 1 |  |  | 0.96 | Solar Inverter |  | OUTDOOR
SRP02301 | CHANGZHOU TRINA SOLAR ENERGY CO | TSM-185D | 220 | 14 | 202 | 20 |  | Solar | FIXED | Roof
SRP02301 | ADVANCED ENERGY INDUSTRIES | 3159000-110 | 3000 | 1 |  |  | 0.96 | Solar Inverter |  | OUTDOOR
SRP02302 | CHANGZHOU TRINA SOLAR ENERGY CO | TSM-185D | 220 | 11 | 202 | 20 |  | Solar | FIXED | Roof
SRP02302 | SMA AMERICA | SB3000US (208V) | 3000 | 1 |  |  | 0.96 | Solar Inverter |  | OUTDOOR
SRP02303 | CHANGZHOU TRINA SOLAR ENERGY CO | TSM-185D | 220 | 14 | 202 | 20 |  | Solar | FIXED | Roof
SRP02303 | ADVANCED ENERGY INDUSTRIES | 3159000-104 | 3000 | 1 |  |  | 0.96 | Solar Inverter |  | OUTDOOR
SRP02304 | CHANGZHOU TRINA SOLAR ENERGY CO | TSM-185D | 220 | 11 | 202 | 20 |  | Solar | FIXED | Roof
SRP02304 | SMA AMERICA | SB3000US (208V) | 3000 | 1 |  |  | 0.96 | Solar Inverter |  | OUTDOOR
SRP02305 | CHANGZHOU TRINA SOLAR ENERGY CO | TSM-185D | 220 | 14 | 202 | 20 |  | Solar | FIXED | Roof
SRP02305 | ADVANCED ENERGY INDUSTRIES | 3159000-110 | 3000 | 1 |  |  | 0.96 | Solar Inverter |  | OUTDOOR
SRP02306 | CHANGZHOU TRINA SOLAR ENERGY CO | TSM-185D | 220 | 14 | 202 | 20 |  | Solar | FIXED | Roof
SRP02306 | ADVANCED ENERGY INDUSTRIES | 3159000-110 | 3000 | 1 |  |  | 0.96 | Solar Inverter |  | OUTDOOR
SRP02307 | CHANGZHOU TRINA SOLAR ENERGY CO | TSM-185D | 220 | 14 | 202 | 20 |  | Solar | FIXED | Roof
SRP02307 | SMA AMERICA | SB3000US (208V) | 3000 | 1 |  |  | 0.96 | Solar Inverter |  | OUTDOOR
SRP02308 | CHANGZHOU TRINA SOLAR ENERGY CO | TSM-185D | 220 | 14 | 202 | 20 |  | Solar | FIXED | Roof
SRP02308 | SMA AMERICA | SB3000US (208V) | 3000 | 1 |  |  | 0.96 | Solar Inverter |  | OUTDOOR
SRP02309 | CHANGZHOU TRINA SOLAR ENERGY CO | TSM-185D | 220 | 14 | 112 | 20 |  | Solar | FIXED | Roof
SRP02309 | ADVANCED ENERGY INDUSTRIES | 3159000-104 | 3000 | 1 |  |  | 0.96 | Solar Inverter |  | OUTDOOR
SRP02310 | CHANGZHOU TRINA SOLAR ENERGY CO | TSM-185D | 220 | 14 | 202 | 20 |  | Solar | FIXED | Roof
SRP02310 | SMA AMERICA | SB3000US (208V) | 3000 | 1 |  |  | 0.96 | Solar Inverter |  | OUTDOOR
SRP02311 | CHANGZHOU TRINA SOLAR ENERGY CO | TSM-185D | 220 | 14 | 202 | 20 |  | Solar | FIXED | Roof
SRP02311 | SMA AMERICA | SB3000US (208V) | 3000 | 1 |  |  | 0.96 | Solar Inverter |  | OUTDOOR
SRP02312 | CHANGZHOU TRINA SOLAR ENERGY CO | TSM-185D | 220 | 14 | 202 | 20 |  | Solar | FIXED | Roof
SRP02312 | SMA AMERICA | SB3000US (208V) | 3000 | 1 |  |  | 0.96 | Solar Inverter |  | OUTDOOR
SRP02313 | CHANGZHOU TRINA SOLAR ENERGY CO | TSM-185D | 220 | 14 | 113 | 22 |  | Solar | FIXED | Roof
SRP02313 | POWER-ONE | PVI-3000-I-OUTD-US-F (208V) | 3000 | 1 |  |  | 0.96 | Solar Inverter |  | OUTDOOR
SRP02314 | CHANGZHOU TRINA SOLAR ENERGY CO | TSM-185D | 220 | 14 | 202 | 20 |  | Solar | FIXED | Roof
SRP02314 | SMA AMERICA | SB3000US (208V) | 3000 | 1 |  |  | 0.96 | Solar Inverter |  | OUTDOOR
SRP02315 | CHANGZHOU TRINA SOLAR ENERGY CO | TSM-185D | 220 | 9 | 202 | 20 |  | Solar | FIXED | Roof
SRP02315 | SMA AMERICA | SB3000US (208V) | 3000 | 1 |  |  | 0.96 | Solar Inverter |  | OUTDOOR
SRP02316 | CHANGZHOU TRINA SOLAR ENERGY CO | TSM-185D | 220 | 9 | 202 | 20 |  | Solar | FIXED | Roof
SRP02316 | SMA AMERICA | SB3000US (208V) | 3000 | 1 |  |  | 0.96 | Solar Inverter |  | OUTDOOR
SRP02317 | CHANGZHOU TRINA SOLAR ENERGY CO | TSM-185D | 220 | 9 | 202 | 20 |  | Solar | FIXED | Roof
SRP02317 | SMA AMERICA | SB3000US (208V) | 3000 | 1 |  |  | 0.96 | Solar Inverter |  | OUTDOOR
SRP02318 | REC SCANMODULE | SCM230 | 235 | 36 | 194 | 20 |  | Solar | FIXED | Roof
SRP02318 | REC SCANMODULE | SCM230 | 235 | 48 | 194 | 30 |  | Solar | FIXED | Roof
SRP02318 | SMA AMERICA | SB5000US | 5000 | 2 |  |  | 0.968 | Solar Inverter |  | Outside
SRP02318 | SMA AMERICA | SB7000US (277V) | 8000 | 1 |  |  | 0.965 | Solar Inverter |  | Outside
SRP02319 | CHANGZHOU TRINA SOLAR ENERGY CO | TSM-185D | 220 | 10 | 202 | 20 |  | Solar | FIXED | Roof
SRP02319 | SMA AMERICA | SB3000US (208V) | 3000 | 1 |  |  | 0.96 | Solar Inverter |  | OUTDOOR
SRP02320 | SUNTECH POWER | STP210S-18/UB-1 | 225 | 24 | 204 | 33 |  | Solar | FIXED | Roof
SRP02320 | POWER-ONE | PVI-6000-OUTD-US (208 V) | 6000 | 1 |  |  | 0.97 | Solar Inverter |  | Outside
SRP02321 | CHANGZHOU TRINA SOLAR ENERGY CO | TSM-185D | 225 | 128 | 205 | 2 |  | Solar | FIXED | Roof
SRP02321 | PV POWERED | PVP4800 | 5000 | 1 |  |  | 0.97 | Solar Inverter |  | INDOOR
SRP02321 | FRONIUS USA |  | 11400 | 2 |  |  | 0.97 | Solar Inverter |  | Inside
SRP02322 | CHANGZHOU TRINA SOLAR ENERGY CO | TSM-185D | 220 | 11 | 202 | 20 |  | Solar | FIXED | Roof
SRP02322 | SMA AMERICA | SB3000US (208V) | 3000 | 1 |  |  | 0.96 | Solar Inverter |  | OUTDOOR
SRP02323 | CHANGZHOU TRINA SOLAR ENERGY CO | TSM-185D | 220 | 11 | 204 | 22 |  | Solar | FIXED | Roof
SRP02323 | POWER-ONE | PVI-3000-I-OUTD-US (208V) | 3000 | 1 |  |  | 0.96 | Solar Inverter |  | OUTDOOR
SRP02324 | SUNTECH POWER | STP210S-18/UB-1 | 275 | 616 | 180 | 0 |  | Solar | FIXED | Roof
SRP02324 | SOLECTRIA RENEWABLES | PVI82KW-208 | 82000 | 2 |  |  | 0.97 | Solar Inverter |  | INDOOR
SRP02325 | CHANGZHOU TRINA SOLAR ENERGY CO | TSM-185D | 220 | 10 | 161 | 20 |  | Solar | FIXED | Roof
SRP02325 | SMA AMERICA | SB3000US (208V) | 3000 | 1 |  |  | 0.96 | Solar Inverter |  | OUTDOOR
SRP02326 | CHANGZHOU TRINA SOLAR ENERGY CO | TSM-185D | 220 | 11 | 161 | 20 |  | Solar | FIXED | Roof
SRP02326 | SMA AMERICA | SB3000US (208V) | 3000 | 1 |  |  | 0.96 | Solar Inverter |  | OUTDOOR
SRP02327 | CHANGZHOU TRINA SOLAR ENERGY CO | TSM-185D | 220 | 11 | 161 | 22 |  | Solar | FIXED | Roof
SRP02327 | POWER-ONE | PVI-3000-I-OUTD-US | 3000 | 1 |  |  | 0.96 | Solar Inverter |  | OUTDOOR
SRP02328 | CHANGZHOU TRINA SOLAR ENERGY CO | TSM-185D | 220 | 11 | 161 | 22 |  | Solar | FIXED | Roof
SRP02328 | POWER-ONE | PVI-3000-I-OUTD-US | 3000 | 1 |  |  | 0.96 | Solar Inverter |  | OUTDOOR
SRP02329 | CHANGZHOU TRINA SOLAR ENERGY CO | TSM-185D | 220 | 10 | 161 | 20 |  | Solar | FIXED | Roof
SRP02329 | SMA AMERICA | SB3000US (208V) | 3000 | 1 |  |  | 0.96 | Solar Inverter |  | OUTDOOR
SRP02330 | MATRIX SOLAR/PHOTOWATT | PW1250-115 | 235 | 312 | 220 | 5 |  | Solar | FIXED | Roof
SRP02330 | SOLECTRIA RENEWABLES | PVI82KW-208 | 82000 | 1 |  |  | 0.97 | Solar Inverter |  | INDOOR
SRP02331 | CHANGZHOU TRINA SOLAR ENERGY CO | TSM-185D | 225 | 150 | 133 | 2 |  | Solar | FIXED | Roof
SRP02331 | FRONIUS USA |  | 11400 | 3 |  |  | 0.962 | Solar Inverter |  | INDOOR
SRP02332 | CHANGZHOU TRINA SOLAR ENERGY CO | TSM-185D | 220 | 12 | 161 | 20 |  | Solar | FIXED | Roof
SRP02332 | SMA AMERICA | SWR2500U (208V) | 3000 | 1 |  |  | 0.96 | Solar Inverter |  | OUTDOOR
SRP02333 | SOLARWORLD | SW185MONO | 245 | 18 | 135 | 25 |  | Solar | FIXED | Roof
SRP02333 | SOLARWORLD | SW185MONO | 245 | 7 | 225 | 30 |  | Solar | FIXED | Roof
SRP02333 | FRONIUS USA | IG 2000 | 2000 | 1 |  |  | 0.952 | Solar Inverter |  | INDOOR
SRP02333 | FRONIUS USA | IG 4000 | 4000 | 1 |  |  | 0.952 | Solar Inverter |  | INDOOR
SRP02334 | CHANGZHOU TRINA SOLAR ENERGY CO | TSM-185D | 220 | 12 | 161 | 20 |  | Solar | FIXED | Roof
SRP02334 | SMA AMERICA | SWR2500U (208V) | 3000 | 1 |  |  | 0.96 | Solar Inverter |  | OUTDOOR
SRP02335 | BP SOLAR | BP3170N | 215 | 4 | 90 | 15 |  | Solar | FIXED | Roof
SRP02335 | BP SOLAR | BP3170N | 215 | 14 | 90 | 20 |  | Solar | FIXED | Roof
SRP02335 | ENPHASE ENERGY | M200-32-208-S01 | 190 | 4 |  |  | 0.955 | Solar Inverter |  | Outside
SRP02335 | ENPHASE ENERGY | M200-32-208-S01 | 190 | 14 |  |  | 0.955 | Solar Inverter |  | Outside
SRP02337 | CHANGZHOU TRINA SOLAR ENERGY CO | TSM-185D | 220 | 10 | 161 | 20 |  | Solar | FIXED | Roof
SRP02337 | SMA AMERICA | SWR2500U (208V) | 3000 | 1 |  |  | 0.96 | Solar Inverter |  | OUTDOOR
SRP02338 | SUNTECH POWER | STP210S-18/UB-1 | 280 | 2101 | 201 | 10 |  | Solar | FIXED | Roof
SRP02338 | SATCON TECHNOLOGY | PVS-500 (480 V) | 500000 | 1 |  |  | 0.96 | Solar Inverter |  | OUTDOOR
SRP02339 | CHANGZHOU TRINA SOLAR ENERGY CO | TSM-185D | 220 | 10 | 161 | 20 |  | Solar | FIXED | Roof
SRP02339 | SMA AMERICA | SWR2500U (208V) | 3000 | 1 |  |  | 0.96 | Solar Inverter |  | OUTDOOR
SRP02340 | UNITED SOLAR OVONIC | PVL-144 | 144 | 35 | 182 | 45 |  | Solar | FIXED | Roof
SRP02340 | PV POWERED | PVP4800 | 4800 | 1 |  |  | 0.96 | Solar Inverter |  | INDOOR
SRP02341 | CHANGZHOU TRINA SOLAR ENERGY CO | TSM-185D | 220 | 14 | 107 | 20 |  | Solar | FIXED | Roof
SRP02341 | ALPHA TECHNOLOGIES | SOLARIS 3500 XP | 3000 | 1 |  |  | 0.96 | Solar Inverter |  | OUTDOOR
SRP02342 | CHANGZHOU TRINA SOLAR ENERGY CO | TSM-185D | 220 | 12 | 107 | 20 |  | Solar | FIXED | Roof
SRP02342 | SMA AMERICA | SB3000US (208V) | 3000 | 1 |  |  | 0.96 | Solar Inverter |  | OUTDOOR
SRP02343 | SOLARWORLD | SW185MONO | 245 | 1274 | 199 | 10 |  | Solar | FIXED | Roof
SRP02343 | SMA AMERICA | SB6000U (208V) | 6000 | 6 |  |  | 0.97 | Solar Inverter |  | OUTDOOR
SRP02343 | SMA AMERICA | SC250U (480V) | 250000 | 1 |  |  | 0.97 | Solar Inverter |  | OUTDOOR
SRP02344 | CHANGZHOU TRINA SOLAR ENERGY CO | TSM-185D | 220 | 14 | 107 | 20 |  | Solar | FIXED | Roof
SRP02344 | SMA AMERICA | SB3000US (208V) | 3000 | 1 |  |  | 0.96 | Solar Inverter |  | OUTDOOR
SRP02345 | BP SOLAR | BP3170N | 215 | 16 | 124 | 21 |  | Solar | FIXED | Roof
SRP02345 | BP SOLAR | SX3200W | 215 | 7 | 214 | 21 |  | Solar | FIXED | Roof
SRP02345 | FRONIUS USA | IG 2000 | 2000 | 1 |  |  | 0.952 | Solar Inverter |  | INDOOR
SRP02345 | FRONIUS USA | IG 4000 | 4000 | 1 |  |  | 0.952 | Solar Inverter |  | INDOOR
SRP02346 | CHANGZHOU TRINA SOLAR ENERGY CO | TSM-185D | 220 | 14 | 109 | 22 |  | Solar | FIXED | Roof
SRP02346 | POWER-ONE | PVI-3000-I-OUTD-US | 3000 | 1 |  |  | 0.96 | Solar Inverter |  | OUTDOOR
SRP02347 | CHANGZHOU TRINA SOLAR ENERGY CO | TSM-185D | 220 | 12 | 107 | 20 |  | Solar | FIXED | Roof
SRP02347 | SMA AMERICA | SWR2500U (208V) | 3000 | 1 |  |  | 0.96 | Solar Inverter |  | OUTDOOR
SRP02348 | CHANGZHOU TRINA SOLAR ENERGY CO | TSM-180D | 220 | 14 | 287 | 20 |  | Solar | FIXED | Roof
SRP02348 | SMA AMERICA | SB3000US (208V) | 3000 | 1 |  |  | 0.96 | Solar Inverter |  | OUTDOOR
SRP02349 | CHANGZHOU TRINA SOLAR ENERGY CO | TSM-185D | 220 | 14 | 107 | 20 |  | Solar | FIXED | Roof
SRP02349 | SMA AMERICA | SB3000US (208V) | 3000 | 1 |  |  | 0.96 | Solar Inverter |  | OUTDOOR
SRP02350 | CHANGZHOU TRINA SOLAR ENERGY CO | TSM-185D | 220 | 14 | 107 | 20 |  | Solar | FIXED | Roof
SRP02350 | ADVANCED ENERGY INDUSTRIES | 3159000-104 | 3000 | 1 |  |  | 0.96 | Solar Inverter |  | OUTDOOR
SRP02351 | BP SOLAR | BP3170N | 230 | 28 | 184 | 17 |  | Solar | FIXED | Ground
SRP02351 | SMA AMERICA | SB7000US (208V) | 7000 | 1 |  |  | 0.96 | Solar Inverter |  | OUTDOOR
SRP02352 | CANADIAN SOLAR | CS6P-230 | 230 | 208 | 212 | 3 |  | Solar | FIXED | Roof
SRP02352 | FRONIUS USA |  | 11400 | 4 |  |  | 0.97 | Solar Inverter |  | INDOOR
SRP02353 | SCHUCO USA |  | 235 | 330 | 155 | 10 |  | Solar | FIXED | Roof
SRP02353 | SCHUCO USA |  | 240 | 100 | 155 | 10 |  | Solar | FIXED | Roof
SRP02353 | SATCON TECHNOLOGY | AE-100-60-PV-A | 20000 | 1 |  |  | 0.982 | Solar Inverter |  | OUTDOOR
SRP02353 | SATCON TECHNOLOGY | AE-100-60-PV-A | 23200 | 3 |  |  | 0.982 | Solar Inverter |  | Outside
SRP02356 | REC SCANMODULE | SCM230 | 235 | 12 | 183 | 18 |  | Solar | FIXED | Roof
SRP02356 | REC SCANMODULE | SCM230 | 235 | 30 | 183 | 26 |  | Solar | FIXED | Roof
SRP02356 | SMA AMERICA | SB4000US (208V) | 4000 | 1 |  |  | 0.96 | Solar Inverter |  | OUTDOOR
SRP02356 | SMA AMERICA | SB6000U (208V) | 6000 | 1 |  |  | 0.96 | Solar Inverter |  | OUTDOOR
SRP02357 | SUNPOWER | SPR-230-WHT-U | 230 | 14 | 143 | 15 |  | Solar | FIXED | Roof
SRP02357 | SUNPOWER | SPR-230-WHT-U | 230 | 27 | 143 | 40 |  | Solar | FIXED | Roof
SRP02357 | SUNPOWER CORP (ORIGINAL MFRSMA) | SPR-3000M (208V) | 3000 | 1 |  |  | 0.97 | Solar Inverter |  | INDOOR
SRP02357 | SMA AMERICA | SB5000US | 5000 | 1 |  |  | 0.97 | Solar Inverter |  | INDOOR
SRP02359 | BP SOLAR | BP3170N | 215 | 10 | 174 | 45 |  | Solar | FIXED | Roof
SRP02359 | FRONIUS USA | IG 3000 | 3000 | 1 |  |  | 0.95 | Solar Inverter |  | OUTDOOR
SRP02360 | SCHUCO USA |  | 180 | 36 | 205 | 30 |  | Solar | FIXED | Roof
SRP02360 | SMA AMERICA | SB6000U (208V) | 6000 | 1 |  |  | 0.97 | Solar Inverter |  | INDOOR
SRP02361 | SANYO ELECTRIC | HIP-205BA5 | 220 | 45 | 173 | 36 |  | Solar | FIXED | Roof
SRP02361 | SMA AMERICA | SB5000US | 5000 | 2 |  |  | 0.97 | Solar Inverter |  | OUTDOOR
SRP02363 | SUNTECH POWER | STP210S-18/UB-1 | 225 | 17 | 196 | 24 |  | Solar | FIXED | Roof
SRP02363 | POWER-ONE | PVI-3600-OUTD-US-F (208V) | 3600 | 1 |  |  | 0.968 | Solar Inverter |  | OUTDOOR
SRP02364 | CANADIAN SOLAR | CS6P-230 | 230 | 20 | 167 | 30 |  | Solar | FIXED | Roof
SRP02364 | PV POWERED | PVP4800 | 4800 | 1 |  |  | 0.96 | Solar Inverter |  | Inside
SRP02365 | SUNTECH POWER | STP180S-24/AB-1 | 185 | 30 | 240 | 30 |  | Solar | FIXED | Roof
SRP02365 | SMA AMERICA | SB5000US | 5000 | 1 |  |  | 0.968 | Solar Inverter |  | INDOOR
SRP02366 | SUNTECH POWER | STP200-18/UB-1 | 205 | 95 | 180 | 30 |  | Solar | FIXED | Ground
SRP02366 | SMA AMERICA | SB5000US | 5000 | 2 |  |  | 0.98 | Solar Inverter |  | Inside
SRP02366 | SMA AMERICA | SB7000US (208V) | 7000 | 1 |  |  | 0.97 | Solar Inverter |  | Inside
SRP02367 | SUNTECH POWER | STP200-18/UB-1 | 205 | 22 | 216 | 23 |  | Solar | FIXED | Roof
SRP02367 | SOLECTRIA RENEWABLES | PVI 5000 (240V) | 5000 | 1 |  |  | 0.97 | Solar Inverter |  | Outside
SRP02368 | SUNPOWER | SPR-230-WHT-U | 230 | 32 | 157 | 35 |  | Solar | FIXED | Roof
SRP02368 | SCHUCO USA | SB7000US (208V) | 7000 | 1 |  |  | 0.97 | Solar Inverter |  | INDOOR
SRP02369 | SUNTECH POWER | STP180-24/AB-1 | 185 | 44 | 150 | 26 |  | Solar | FIXED | Roof
SRP02369 | SMA AMERICA | SB7000US (208V) | 7000 | 1 |  |  | 0.971 | Solar Inverter |  | INDOOR
SRP02370 | SUNTECH POWER | STP180-24/AB-1 | 185 | 52 | 218 | 30 |  | Solar | FIXED | Roof
SRP02370 | SMA AMERICA | SB4000US (208V) | 4000 | 1 |  |  | 0.968 | Solar Inverter |  | INDOOR
SRP02370 | SMA AMERICA | SB5000US | 5000 | 1 |  |  | 0.968 | Solar Inverter |  | INDOOR
SRP02371 | SUNTECH POWER | STP180-24/AB-1 | 185 | 30 | 225 | 20 |  | Solar | FIXED | Roof
SRP02371 | SMA AMERICA | SB5000US | 5000 | 1 |  |  | 0.968 | Solar Inverter |  | INDOOR
SRP02372 | SUNTECH POWER | STP180-24/AB-1 | 185 | 36 | 224 | 30 |  | Solar | FIXED | Roof
SRP02372 | SUNTECH POWER | STP180S-24/AB-1 | 185 | 9 | 134 | 45 |  | Solar | FIXED | Roof
SRP02372 | SMA AMERICA | SB3000US (208V) | 3000 | 1 |  |  | 0.966 | Solar Inverter |  | INDOOR
SRP02372 | SMA AMERICA | SB6000U (208V) | 6000 | 1 |  |  | 0.97 | Solar Inverter |  | INDOOR
SRP02375 | SCHUCO USA |  | 180 | 45 | 182 | 23 |  | Solar | FIXED | Roof
SRP02375 | SMA AMERICA | SB3000US (208V) | 3000 | 1 |  |  | 0.966 | Solar Inverter |  | INDOOR
SRP02375 | SMA AMERICA | SB4000US (208V) | 4000 | 1 |  |  | 0.968 | Solar Inverter |  | INDOOR
SRP02376 | SUNPOWER | SPR-305-WHT-U | 305 | 14 | 129 | 32 |  | Solar | FIXED | Roof
SRP02376 | SUNPOWER | SPR-305-WHT-U | 305 | 21 | 219 | 32 |  | Solar | FIXED | Roof
SRP02376 | SUNPOWER CORP (ORIGINAL MFRSMA) | SPR-4000M (208V) | 4000 | 1 |  |  | 0.968 | Solar Inverter |  | Inside
SRP02376 | SUNPOWER CORP (ORIGINAL MFRSMA) | SPR-6000M (208V) | 6000 | 1 |  |  | 0.97 | Solar Inverter |  | INDOOR
SRP02377 | SUNTECH POWER | STP180-24/AB-1 | 185 | 19 | 83 | 16 |  | Solar | FIXED | Roof
SRP02377 | SUNTECH POWER | STP180-24/AB-1 | 185 | 31 | 167 | 16 |  | Solar | FIXED | Roof
SRP02377 | POWER-ONE | PVI-3000-I-OUTD-US | 3000 | 1 |  |  | 0.96 | Solar Inverter |  | Outside
SRP02377 | POWER-ONE | PVI-6000-OUTD-US (208 V) | 6000 | 1 |  |  | 0.971 | Solar Inverter |  | Outside
SRP02378 | CANADIAN SOLAR | CS6P-225 | 225 | 1806 | 205 | 6 |  | Solar | FIXED | Ground
SRP02378 | SOLECTRIA RENEWABLES | PVI82KW-208 | 82000 | 1 |  |  | 0.96 | Solar Inverter |  | OUTDOOR
SRP02378 | SOLECTRIA RENEWABLES | PVI95KW-208 | 95000 | 3 |  |  | 0.96 | Solar Inverter |  | OUTDOOR
SRP02379 | CHANGZHOU TRINA SOLAR ENERGY CO | TSM-185D | 225 | 896 | 225 | 30 |  | Solar | FIXED | Ground
SRP02379 | PHOENIXTEC POWER | PS240US3R (208V) | 100000 | 2 |  |  | 0.95 | Solar Inverter |  | INDOOR
SRP02380 | CHANGZHOU TRINA SOLAR ENERGY CO | TSM-160D | 230 | 112 | 94 | 4 |  | Solar | FIXED | Roof
SRP02380 | CHANGZHOU TRINA SOLAR ENERGY CO | TSM-185D | 230 | 168 | 254 | 4 |  | Solar | FIXED | Roof
SRP02380 | SMA AMERICA | SB7000US (277V) | 10000 | 5 |  |  | 0.983 | Solar Inverter |  | Inside
SRP02381 | ET SOLAR INDUSTRY | ET-P654180 | 230 | 51 | 175 | 15 |  | Solar | FIXED | Roof
SRP02381 | ENPHASE ENERGY | M200-32-208-S01 | 190 | 51 |  |  | 0.955 | Solar Inverter |  | OUTDOOR
SRP02382 | SUNPOWER | SPR-225-BLK-U | 225 | 20 | 169 | 45 |  | Solar | FIXED | Roof
SRP02382 | SUNPOWER CORP (ORIGINAL MFRSMA) | SPR-4000M (208V) | 4000 | 1 |  |  | 0.968 | Solar Inverter |  | OUTDOOR
SRP02383 | SUNPOWER | SPR-230-WHT-U | 238 | 14 | 169 | 18 |  | Solar | FIXED | Roof
SRP02383 | SUNPOWER | SPR-230-WHT-U | 238 | 16 | 259 | 18 |  | Solar | FIXED | Roof
SRP02383 | SUNPOWER CORP (ORIGINAL MFRSMA) | SPR-3000M (208V) | 3000 | 1 |  |  | 0.965 | Solar Inverter |  | Outside
SRP02383 | SUNPOWER CORP (ORIGINAL MFRSMA) | SPR-4000M (208V) | 4000 | 1 |  |  | 0.965 | Solar Inverter |  | OUTDOOR
SRP02384 | SUNPOWER | SPR-230-WHT-U | 235 | 24 | 239 | 23 |  | Solar | FIXED | Roof
SRP02384 | SUNPOWER CORP (ORIGINAL MFRSMA) | SPR-6000M (208V) | 6000 | 1 |  |  | 0.97 | Solar Inverter |  | OUTDOOR
SRP02386 | SUNPOWER | SPR-230-WHT-U | 230 | 58 | 150 | 10 |  | Solar | FIXED | Ground
SRP02386 | SUNPOWER CORP (ORIGINAL MFRSMA) | SPR-6000M (208V) | 6000 | 1 |  |  | 0.97 | Solar Inverter |  | OUTDOOR
SRP02386 | SUNPOWER CORP (ORIGINAL MFRSMA) | SPR-7000M (208V) | 7000 | 1 |  |  | 0.97 | Solar Inverter |  | OUTDOOR
SRP02387 | SUNPOWER | SPR-230-WHT-U | 240 | 30 | 154 | 9 |  | Solar | FIXED | Roof
SRP02387 | SUNPOWER | SPR-230-WHT-U | 240 | 36 | 334 | 9 |  | Solar | FIXED | Roof
SRP02387 | SUNPOWER | SPR-230-WHT-U | 240 | 20 | 66 | 38 |  | Solar | FIXED | Roof
SRP02387 | SUNPOWER | SPR-230-WHT-U | 240 | 20 | 246 | 38 |  | Solar | FIXED | Roof
SRP02387 | SUNPOWER CORP (ORIGINAL MFRSMA) | SPR-4000M (208V) | 4000 | 2 |  |  | 0.97 | Solar Inverter |  | INDOOR
SRP02387 | SUNPOWER CORP (ORIGINAL MFRSMA) | SPR-7000M (240V) | 7000 | 1 |  |  | 0.97 | Solar Inverter |  | INDOOR
SRP02387 | SUNPOWER CORP (ORIGINAL MFRSMA) | SPR-7000M (240V) | 8000 | 1 |  |  | 0.97 | Solar Inverter |  | INDOOR
SRP02388 | SUNPOWER | SPR-230-WHT-U | 230 | 20 | 150 | 10 |  | Solar | FIXED | Ground
SRP02388 | SUNPOWER CORP (ORIGINAL MFRSMA) | SPR-4000M (208V) | 4000 | 1 |  |  | 0.97 | Solar Inverter |  | OUTDOOR
SRP02389 | SUNPOWER | SPR-230-WHT-U | 230 | 43 | 148 | 22 |  | Solar | FIXED | Roof
SRP02389 | SUNPOWER CORP (ORIGINAL MFRSMA) | SPR-4000M (208V) | 4000 | 1 |  |  | 0.97 | Solar Inverter |  | Outside
SRP02389 | SUNPOWER CORP (ORIGINAL MFRSMA) | SPR-6000M (208V) | 6000 | 1 |  |  | 0.97 | Solar Inverter |  | Outside
SRP02390 | REC SCANMODULE | SCM230 | 230 | 18 | 197 | 32 |  | Solar | FIXED | Roof
SRP02390 | REC SCANMODULE | SCM230 | 230 | 6 | 107 | 43 |  | Solar | FIXED | Roof
SRP02390 | SMA AMERICA | SB5000US (240V) | 5000 | 1 |  |  | 0.955 | Solar Inverter |  | INDOOR
SRP02391 | SUNPOWER | SPR-320E-WHT-D | 320 | 32 | 163 | 41 |  | Solar | FIXED | Ground
SRP02391 | SUNPOWER CORP (ORIGINAL MFRSMA) | SPR-5000M (208V) | 5000 | 2 |  |  | 0.968 | Solar Inverter |  | INDOOR
SRP02393 | SCHUCO USA |  | 180 | 11 | 151 | 25 |  | Solar | FIXED | Roof
SRP02393 | SCHUCO USA |  | 180 | 16 | 151 | 25 |  | Solar | FIXED | Roof
SRP02393 | SCHUCO USA |  | 180 | 11 | 241 | 28 |  | Solar | FIXED | Roof
SRP02393 | SCHUCO USA |  | 180 | 27 | 151 | 38 |  | Solar | FIXED | Roof
SRP02393 | SMA AMERICA | SB3000US (208V) | 3000 | 1 |  |  | 0.966 | Solar Inverter |  | INDOOR
SRP02393 | SMA AMERICA | SB4000US (208V) | 4000 | 2 |  |  | 0.968 | Solar Inverter |  | INDOOR
SRP02394 | SUNTECH POWER | STP180S-24/AB-1 | 185 | 18 | 160.1 | 25 |  | Solar | FIXED | Roof
SRP02394 | SUNTECH POWER | STP180-24/AB-1 | 185 | 33 | 250.1 | 25 |  | Solar | FIXED | Roof
SRP02394 | SMA AMERICA | SB4000US (208V) | 4000 | 1 |  |  | 0.96 | Solar Inverter |  | INDOOR
SRP02394 | SMA AMERICA | SB6000U (208V) | 6000 | 1 |  |  | 0.97 | Solar Inverter |  | INDOOR
SRP02395 | SUNTECH POWER | STP180S-24/AB-1 | 185 | 22 | 196 | 10 |  | Solar | FIXED | Roof
SRP02395 | SUNTECH POWER | STP180S-24/AB-1 | 185 | 9 | 106 | 15 |  | Solar | FIXED | Roof
SRP02395 | SUNTECH POWER | STP180S-24/AB-1 | 185 | 24 | 196 | 25 |  | Solar | FIXED | Roof
SRP02395 | SUNTECH POWER | STP180S-24/AB-1 | 185 | 11 | 106 | 30 |  | Solar | FIXED | Roof
SRP02395 | SMA AMERICA | SB3000US (208V) | 3000 | 1 |  |  | 0.96 | Solar Inverter |  | OUTDOOR
SRP02395 | SMA AMERICA | SB4000US (208V) | 4000 | 3 |  |  | 0.96 | Solar Inverter |  | OUTDOOR
SRP02396 | CHANGZHOU TRINA SOLAR ENERGY CO | TSM-185D | 235 | 30 | 150 | 20 |  | Solar | FIXED | Roof
SRP02396 | CHANGZHOU TRINA SOLAR ENERGY CO | TSM-185D | 235 | 24 | 150 | 33 |  | Solar | FIXED | Roof
SRP02396 | SMA AMERICA | SB6000U (208V) | 6000 | 1 |  |  | 0.97 | Solar Inverter |  | INDOOR
SRP02396 | SMA AMERICA | SB7000US (240V) | 7000 | 1 |  |  | 0.97 | Solar Inverter |  | INDOOR
SRP02397 | SUNTECH POWER | STP200-18/UB-1 | 205 | 105 | 180 | 30 |  | Solar | FIXED | Ground
SRP02397 | SMA AMERICA | SB4000US (208V) | 4000 | 2 |  |  | 0.96 | Solar Inverter |  | OUTDOOR
SRP02397 | SMA AMERICA | SB5000US | 5000 | 1 |  |  | 0.96 | Solar Inverter |  | OUTDOOR
SRP02397 | SMA AMERICA | SB7000US (208V) | 8000 | 1 |  |  | 0.965 | Solar Inverter |  | OUTDOOR
SRP02398 | SCHUCO USA |  | 235 | 26 | 145 | 20 |  | Solar | FIXED | Roof
SRP02398 | ENPHASE ENERGY | M175-24-240-S02 | 190 | 26 |  |  | 0.97 | Solar Inverter |  | OUTDOOR
SRP02399 | BP SOLAR | SX170N | 195 | 66 | 119 | 26 |  | Solar | FIXED | Roof
SRP02399 | FRONIUS USA | IG 4000 | 4000 | 3 |  |  | 0.95 | Solar Inverter |  | INDOOR
SRP02400 | SCHUCO USA |  | 180 | 66 | 218 | 27 |  | Solar | FIXED | Roof
SRP02400 | SMA AMERICA | SB6000U (208V) | 6000 | 2 |  |  | 0.968 | Solar Inverter |  | INDOOR
SRP02401 | CHANGZHOU TRINA SOLAR ENERGY CO | TSM-185D | 230 | 42 | 164 | 6 |  | Solar | FIXED | Roof
SRP02401 | SMA AMERICA | SB4000US (208V) | 4000 | 1 |  |  | 0.97 | Solar Inverter |  | INDOOR
SRP02401 | SMA AMERICA | SB5000US | 5000 | 1 |  |  | 0.97 | Solar Inverter |  | INDOOR
SRP02402 | SUNTECH POWER | STP210S-18/UB-1 | 225 | 70 | 179 | 25 |  | Solar | FIXED | Ground
SRP02402 | FRONIUS USA |  | 6000 | 1 |  |  | 0.962 | Solar Inverter |  | OUTDOOR
SRP02402 | FRONIUS USA |  | 10000 | 1 |  |  | 0.962 | Solar Inverter |  | OUTDOOR
SRP02403 | SUNTECH POWER | STP180-24/AB-1 | 185 | 32 | 200 | 31 |  | Solar | FIXED | Roof
SRP02403 | SMA AMERICA | SB6000U (208V) | 6000 | 1 |  |  | 0.96 | Solar Inverter |  | INDOOR
SRP02404 | SUNTECH POWER | STP200-18/UB-1 | 205 | 66 | 160 | 35 |  | Solar | FIXED | Ground
SRP02404 | FRONIUS USA |  | 6000 | 2 |  |  | 0.96 | Solar Inverter |  | Inside
SRP02405 | CHANGZHOU TRINA SOLAR ENERGY CO | TSM-185D | 235 | 26 | 141.3 | 20 |  | Solar | FIXED | Roof
SRP02405 | SMA AMERICA | SB6000U (208V) | 6000 | 1 |  |  | 0.97 | Solar Inverter |  | OUTDOOR
SRP02406 | SUNTECH POWER | STP180-24/AB-1 | 185 | 32 | 240 | 32 |  | Solar | FIXED | Roof
SRP02406 | SMA AMERICA | SB6000U (208V) | 6000 | 1 |  |  | 0.97 | Solar Inverter |  | INDOOR
SRP02407 | SUNTECH POWER | STP190S-18/UB-1 | 185 | 12 | 107.8 | 25 |  | Solar | FIXED | Roof
SRP02407 | SUNTECH POWER | STP190S-18/UB-1 | 185 | 28 | 197.8 | 25 |  | Solar | FIXED | Roof
SRP02407 | PV POWERED | PVP2000 | 2000 | 1 |  |  | 0.92 | Solar Inverter |  | INDOOR
SRP02407 | PV POWERED | PVP4800 | 4800 | 1 |  |  | 0.96 | Solar Inverter |  | INDOOR
SRP02409 | CHANGZHOU TRINA SOLAR ENERGY CO | TSM-185D | 230 | 36 | 107.3 | 32 |  | Solar | FIXED | Roof
SRP02409 | SMA AMERICA | SB7000US (277V) | 8000 | 1 |  |  | 0.945 | Solar Inverter |  | INDOOR
SRP02411 | SUNTECH POWER | STP200-18/UB-1 | 210 | 80 | 176.7 | 27 |  | Solar | FIXED | Roof
SRP02411 | SMA AMERICA | SB5000US | 5000 | 2 |  |  | 0.96 | Solar Inverter |  | OUTDOOR
SRP02411 | SMA AMERICA | SB6000U (208V) | 6000 | 1 |  |  | 0.97 | Solar Inverter |  | OUTDOOR
SRP02413 | CHANGZHOU TRINA SOLAR ENERGY CO | TSM-185D | 235 | 38 | 91.4 | 28 |  | Solar | FIXED | Roof
SRP02413 | SMA AMERICA | SB3000US (208V) | 3000 | 1 |  |  | 0.96 | Solar Inverter |  | Inside
SRP02413 | SMA AMERICA | SB5000US | 5000 | 1 |  |  | 0.96 | Solar Inverter |  | INDOOR
SRP02414 | SUNTECH POWER | STP200-18/UB-1 | 205 | 24 | 225 | 25 |  | Solar | FIXED | Roof
SRP02414 | SMA AMERICA | SB4000US (208V) | 4000 | 1 |  |  | 0.96 | Solar Inverter |  | Outside
SRP02415 | SUNTECH POWER | STP180-24/AB-1 | 185 | 36 | 184.7 | 20 |  | Solar | FIXED | Roof
SRP02415 | PV POWERED | PVP3000 | 3000 | 2 |  |  | 0.935 | Solar Inverter |  | Inside
SRP02416 | CHANGZHOU TRINA SOLAR ENERGY CO | TSM-185D | 235 | 22 | 175.3 | 30 |  | Solar | FIXED | Roof
SRP02416 | PV POWERED | PVP4800 | 4800 | 1 |  |  | 0.96 | Solar Inverter |  | Outside
SRP02417 | CHANGZHOU TRINA SOLAR ENERGY CO | TSM-185D | 235 | 34 | 152.2 | 21 |  | Solar | FIXED | Roof
SRP02417 | PV POWERED | PVP3000 | 3000 | 1 |  |  | 0.935 | Solar Inverter |  | INDOOR
SRP02417 | PV POWERED | PVP4800 | 4800 | 1 |  |  | 0.96 | Solar Inverter |  | INDOOR
SRP02418 | CHANGZHOU TRINA SOLAR ENERGY CO | TSM-185D | 235 | 30 | 265.1 | 25 |  | Solar | FIXED | Roof
SRP02418 | SMA AMERICA | SB7000US (208V) | 7000 | 1 |  |  | 0.97 | Solar Inverter |  | INDOOR
SRP02419 | SUNTECH POWER | STP180-24/AB-1 | 185 | 14 | 173.4 | 30 |  | Solar | FIXED | Roof
SRP02419 | PV POWERED | PVP2800 | 2800 | 1 |  |  | 0.945 | Solar Inverter |  | INDOOR
SRP02420 | CHANGZHOU TRINA SOLAR ENERGY CO | TSM-185D | 235 | 16 | 159 | 23 |  | Solar | FIXED | Roof
SRP02420 | CHANGZHOU TRINA SOLAR ENERGY CO | TSM-185D | 235 | 8 | 159 | 38 |  | Solar | FIXED | Roof
SRP02420 | PV POWERED | PVP2000 | 2000 | 1 |  |  | 0.92 | Solar Inverter |  | INDOOR
SRP02420 | PV POWERED | PVP3500 | 3500 | 1 |  |  | 0.96 | Solar Inverter |  | INDOOR
SRP02421 | CHANGZHOU TRINA SOLAR ENERGY CO | TSM-185D | 235 | 30 | 203.6 | 15 |  | Solar | FIXED | Roof
SRP02421 | SMA AMERICA | SB7000US (208V) | 7000 | 1 |  |  | 0.97 | Solar Inverter |  | Outside
SRP02422 | SUNTECH POWER | STP180-24/AB-1 | 185 | 22 | 170 | 13 |  | Solar | FIXED | Roof
SRP02422 | SUNTECH POWER | STP180-24/AB-1 | 185 | 22 | 170 | 18 |  | Solar | FIXED | Roof
SRP02422 | SMA AMERICA | SB4000US (208V) | 4000 | 2 |  |  | 0.96 | Solar Inverter |  | OUTDOOR
SRP02424 | CHANGZHOU TRINA SOLAR ENERGY CO | TSM-185D | 235 | 11 | 108.1 | 15 |  | Solar | FIXED | Roof
SRP02424 | CHANGZHOU TRINA SOLAR ENERGY CO | TSM-185D | 235 | 21 | 198.1 | 18 |  | Solar | FIXED | Roof
SRP02424 | PV POWERED | PVP2000 | 2000 | 1 |  |  | 0.92 | Solar Inverter |  | Outside
SRP02424 | PV POWERED | PVP2500 | 2500 | 2 |  |  | 0.945 | Solar Inverter |  | Outside
SRP02425 | CHANGZHOU TRINA SOLAR ENERGY CO | TSM-185D | 185 | 34 | 196 | 30 |  | Solar | FIXED | Roof
SRP02425 | SMA AMERICA | SB3000US (208V) | 3000 | 1 |  |  | 0.96 | Solar Inverter |  | Inside
SRP02425 | SMA AMERICA | SB4000US (208V) | 4000 | 1 |  |  | 0.96 | Solar Inverter |  | INDOOR
SRP02426 | CHANGZHOU TRINA SOLAR ENERGY CO | TSM-185D | 235 | 32 | 180 | 30 |  | Solar | FIXED | Ground
SRP02426 | PV POWERED | PVP3500 | 3500 | 2 |  |  | 0.955 | Solar Inverter |  | OUTDOOR
SRP02427 | CHANGZHOU TRINA SOLAR ENERGY CO | TSM-185D | 235 | 24 | 260.3 | 30 |  | Solar | FIXED | Roof
SRP02427 | SMA AMERICA | SB6000U (208V) | 6000 | 1 |  |  | 0.97 | Solar Inverter |  | Outside
SRP02428 | CHANGZHOU TRINA SOLAR ENERGY CO | TSM-185D | 235 | 6 | 116 | 15 |  | Solar | FIXED | Roof
SRP02428 | CHANGZHOU TRINA SOLAR ENERGY CO | TSM-185D | 235 | 30 | 206 | 25 |  | Solar | FIXED | Roof
SRP02428 | PV POWERED | PVP2000 | 2000 | 1 |  |  | 0.92 | Solar Inverter |  | INDOOR
SRP02428 | PV POWERED | PVP3000 | 3000 | 1 |  |  | 0.935 | Solar Inverter |  | INDOOR
SRP02428 | PV POWERED | PVP3500 | 3500 | 1 |  |  | 0.955 | Solar Inverter |  | INDOOR
SRP02429 | SUNTECH POWER | STP180-24/AB-1 | 185 | 42 | 126.1 | 27 |  | Solar | FIXED | Roof
SRP02429 | PV POWERED | PVP3500 | 3500 | 2 |  |  | 0.955 | Solar Inverter |  | INDOOR
SRP02430 | CHANGZHOU TRINA SOLAR ENERGY CO | TSM-185D | 230 | 21 | 153 | 17 |  | Solar | FIXED | Roof
SRP02430 | PV POWERED | PVP2500 | 2500 | 2 |  |  | 0.945 | Solar Inverter |  | INDOOR
SRP02431 | SUNTECH POWER | STP180-24/AB-1 | 185 | 32 | 194 | 18 |  | Solar | FIXED | Roof
SRP02431 | SMA AMERICA | SB6000U (208V) | 6000 | 1 |  |  | 0.97 | Solar Inverter |  | INDOOR
SRP02432 | CHANGZHOU TRINA SOLAR ENERGY CO | TSM-185D | 235 | 8 | 233.2 | 11 |  | Solar | FIXED | Roof
SRP02432 | CHANGZHOU TRINA SOLAR ENERGY CO | TSM-185D | 235 | 34 | 233.2 | 16 |  | Solar | FIXED | Roof
SRP02432 | SMA AMERICA | SB3000US (208V) | 3000 | 2 |  |  | 0.96 | Solar Inverter |  | Outside
SRP02432 | SMA AMERICA | SB6000U (208V) | 6000 | 1 |  |  | 0.97 | Solar Inverter |  | Outside
SRP02434 | CHANGZHOU TRINA SOLAR ENERGY CO | TSM-185D | 235 | 32 | 167.7 | 30 |  | Solar | FIXED | Roof
SRP02434 | PV POWERED | PVP3500 | 3500 | 2 |  |  | 0.955 | Solar Inverter |  | INDOOR
SRP02435 | CHANGZHOU TRINA SOLAR ENERGY CO | TSM-185D | 235 | 14 | 170 | 5 |  | Solar | FIXED | Roof
SRP02435 | CHANGZHOU TRINA SOLAR ENERGY CO | TSM-185D | 235 | 20 | 170 | 18 |  | Solar | FIXED | Roof
SRP02435 | PV POWERED | PVP3000 | 3000 | 1 |  |  | 0.935 | Solar Inverter |  | OUTDOOR
SRP02435 | PV POWERED | PVP4800 | 4800 | 1 |  |  | 0.96 | Solar Inverter |  | OUTDOOR
SRP02436 | CHANGZHOU TRINA SOLAR ENERGY CO | TSM-185D | 230 | 37 | 130 | 30 |  | Solar | FIXED | Roof
SRP02436 | SMA AMERICA | SB4000US (208V) | 4000 | 1 |  |  | 0.96 | Solar Inverter
SRP02436 | SMA AMERICA | SB6000U (208V) | 6000 | 1 |  |  | 0.97 | Solar Inverter |  | Outside
SRP02437 | CHANGZHOU TRINA SOLAR ENERGY CO | TSM-185D | 235 | 40 | 111.7 | 30 |  | Solar | FIXED | Roof
SRP02437 | PV POWERED | PVP2000 | 2000 | 1 |  |  | 0.92 | Solar Inverter |  | INDOOR
SRP02437 | PV POWERED | PVP3500 | 3500 | 2 |  |  | 0.955 | Solar Inverter |  | Inside
SRP02438 | CHANGZHOU TRINA SOLAR ENERGY CO | TSM-185D | 235 | 44 | 219 | 33 |  | Solar | FIXED | Roof
SRP02438 | PV POWERED | PVP4800 | 4800 | 2 |  |  | 0.96 | Solar Inverter |  | INDOOR
SRP02439 | SUNTECH POWER | STP180S-24/AB-1 | 235 | 20 | 214.2 | 26 |  | Solar | FIXED | Roof
SRP02439 | SMA AMERICA | SB4000US (208V) | 4000 | 1 |  |  | 0.96 | Solar Inverter |  | INDOOR
SRP02440 | CHANGZHOU TRINA SOLAR ENERGY CO | TSM-185D | 235 | 556 | 166 | 2.8 |  | Solar | FIXED | Roof
SRP02440 | CHANGZHOU TRINA SOLAR ENERGY CO | TSM-185D | 235 | 143 | 163 | 5 |  | Solar | FIXED | Roof
SRP02440 | CHANGZHOU TRINA SOLAR ENERGY CO | TSM-185D | 235 | 240 | 166 | 5 |  | Solar | FIXED | Roof
SRP02440 | CHANGZHOU TRINA SOLAR ENERGY CO | TSM-185D | 235 | 179 | 166 | 6.3 |  | Solar | FIXED | Roof
SRP02440 | SATCON TECHNOLOGY | AE-100-60-PV-A | 100000 | 1 |  |  | 0.967 | Solar Inverter |  | Outside
SRP02440 | SATCON TECHNOLOGY | PVS-135 (208 V) | 135000 | 1 |  |  | 0.962 | Solar Inverter |  | OUTDOOR
SRP02441 | CHANGZHOU TRINA SOLAR ENERGY CO | TSM-185D | 230 | 325 | 214 | 10 |  | Solar | FIXED | Roof
SRP02441 | SATCON TECHNOLOGY | PVS-75 (480 V) | 75000 | 1 |  |  | 0.96 | Solar Inverter |  | Inside
SRP02442 | BP SOLAR | BP3170N | 215 | 22 | 143 | 19 |  | Solar | FIXED | Roof
SRP02442 | BP SOLAR | BP375U | 215 | 30 | 233 | 19 |  | Solar | FIXED | Roof
SRP02442 | FRONIUS USA | IG 4000 | 4000 | 2 |  |  | 0.95 | Solar Inverter |  | OUTDOOR
SRP02442 | FRONIUS USA | IG 5100 | 5100 | 1 |  |  | 0.95 | Solar Inverter |  | OUTDOOR
SRP02443 | SUNPOWER | SPR-230-WHT-U | 230 | 45 | 177 | 40 |  | Solar | FIXED | Roof
SRP02443 | SUNPOWER CORP (ORIGINAL MFRSMA) | SPR-4000M (208V) | 4000 | 1 |  |  | 0.96 | Solar Inverter |  | INDOOR
SRP02443 | SUNPOWER CORP (ORIGINAL MFRSMA) | SPR-5000M (208V) | 5000 | 1 |  |  | 0.955 | Solar Inverter |  | INDOOR
SRP02444 | SCHUCO USA |  | 230 | 168 | 197 | 7.5 |  | Solar | FIXED | Roof
SRP02444 | PV POWERED | PVP30KW-LV-208 | 35000 | 1 |  |  | 0.97 | Solar Inverter |  | OUTDOOR
SRP02446 | SUNPOWER | SPR-315E-WHT-U | 320 | 36 | 123 | 28 |  | Solar | FIXED | Roof
SRP02446 | SUNPOWER | SPR-315E-WHT-U | 320 | 8 | 213 | 28 |  | Solar | FIXED | Roof
SRP02446 | FRONIUS USA | IG 3000 | 3000 | 1 |  |  | 0.97 | Solar Inverter |  | Outside
SRP02446 | FRONIUS USA |  | 10000 | 1 |  |  | 0.96 | Solar Inverter |  | Outside
SRP02447 | SCHUCO USA |  | 230 | 34 | 180 | 29 |  | Solar | FIXED | Roof
SRP02447 | ENPHASE ENERGY | M200-32-240-S02 | 380 | 18 |  |  | 0.955 | Solar Inverter |  | OUTDOOR
SRP02448 | CHANGZHOU TRINA SOLAR ENERGY CO | TSM-185D | 230 | 10 | 206 | 18 |  | Solar | FIXED | Roof
SRP02448 | CHANGZHOU TRINA SOLAR ENERGY CO | TSM-185D | 230 | 33 | 118 | 20 |  | Solar | FIXED | Roof
SRP02448 | SMA AMERICA | SB3000US (208V) | 3000 | 1 |  |  | 0.966 | Solar Inverter |  | INDOOR
SRP02448 | SMA AMERICA | SB7000US (208V) | 7000 | 1 |  |  | 0.971 | Solar Inverter |  | INDOOR
SRP02449 | CHANGZHOU TRINA SOLAR ENERGY CO | TSM-185D | 230 | 20 | 176 | 25 |  | Solar | FIXED | Roof
SRP02449 | ENPHASE ENERGY | M200-32-240-S01 | 190 | 20 |  |  | 0.97 | Solar Inverter |  | OUTDOOR
SRP02450 | CHANGZHOU TRINA SOLAR ENERGY CO | TSM-185D | 230 | 28 | 256 | 19 |  | Solar | FIXED | Roof
SRP02450 | SMA AMERICA | SB6000U (240V) | 6000 | 1 |  |  | 0.968 | Solar Inverter |  | OUTDOOR
SRP02451 | CHANGZHOU TRINA SOLAR ENERGY CO | TSM-185D | 230 | 22 | 254 | 20 |  | Solar | FIXED | Roof
SRP02451 | SMA AMERICA | SB5000US (208V) | 5000 | 1 |  |  | 0.968 | Solar Inverter |  | OUTDOOR
SRP02452 | CHANGZHOU TRINA SOLAR ENERGY CO | TSM-185D | 230 | 36 | 190 | 20 |  | Solar | FIXED | Roof
SRP02452 | SMA AMERICA | SB7000US (277V) | 7000 | 1 |  |  | 0.969 | Solar Inverter |  | OUTDOOR
SRP02454 | CHANGZHOU TRINA SOLAR ENERGY CO | TSM-185D | 230 | 26 | 183 | 16 |  | Solar | FIXED | Roof
SRP02454 | SMA AMERICA | SB6000U (277V) | 6000 | 1 |  |  | 0.97 | Solar Inverter |  | OUTDOOR
SRP02455 | CHANGZHOU TRINA SOLAR ENERGY CO | TSM-185D | 230 | 20 | 262 | 22 |  | Solar | FIXED | Roof
SRP02455 | ENPHASE ENERGY | M175-24-240-S01 | 190 | 20 |  |  | 0.97 | Solar Inverter |  | OUTDOOR
SRP02456 | CHANGZHOU TRINA SOLAR ENERGY CO | TSM-185D | 230 | 10 | 222 | 23 |  | Solar | FIXED | Roof
SRP02456 | CHANGZHOU TRINA SOLAR ENERGY CO | TSM-185D | 230 | 20 | 112 | 40 |  | Solar | FIXED | Roof
SRP02456 | ENPHASE ENERGY | M200-32-240-S02 | 215 | 30 |  |  | 0.96 | Solar Inverter |  | OUTDOOR
SRP02457 | CHANGZHOU TRINA SOLAR ENERGY CO | TSM-185D | 230 | 28 | 97 | 33 |  | Solar | FIXED | Roof
SRP02457 | SMA AMERICA | SB5000US | 5000 | 1 |  |  | 0.97 | Solar Inverter |  | Inside
SRP02458 | CHANGZHOU TRINA SOLAR ENERGY CO | TSM-185D | 230 | 46 | 175 | 21 |  | Solar | FIXED | Roof
SRP02458 | SMA AMERICA | SB5000US | 5000 | 1 |  |  | 0.98 | Solar Inverter |  | OUTDOOR
SRP02458 | SMA AMERICA | SB6000US (240V) | 6000 | 1 |  |  | 0.98 | Solar Inverter |  | Outside
SRP02459 | CHANGZHOU TRINA SOLAR ENERGY CO | TSM-185D | 230 | 26 | 188 | 17 |  | Solar | FIXED | Roof
SRP02459 | SMA AMERICA | SB6000U (208V) | 6000 | 1 |  |  | 0.968 | Solar Inverter |  | OUTDOOR
SRP02463 | CHANGZHOU TRINA SOLAR ENERGY CO | TSM-185D | 230 | 24 | 190 | 22 |  | Solar | FIXED | Roof
SRP02463 | SMA AMERICA | SB5000US (277V) | 5000 | 1 |  |  | 0.968 | Solar Inverter |  | OUTDOOR
SRP02464 | CHANGZHOU TRINA SOLAR ENERGY CO | TSM-185D | 230 | 12 | 178 | 24 |  | Solar | FIXED | Roof
SRP02464 | CHANGZHOU TRINA SOLAR ENERGY CO | TSM-185D | 230 | 33 | 178 | 29 |  | Solar | FIXED | Roof
SRP02464 | ENPHASE ENERGY | M200-32-240-S02 | 215 | 45 |  |  | 0.96 | Solar Inverter |  | OUTDOOR
SRP02465 | CHANGZHOU TRINA SOLAR ENERGY CO | TSM-185D | 230 | 46 | 118 | 22 |  | Solar | FIXED | Roof
SRP02465 | SMA AMERICA | SB5000US (208V) | 5000 | 2 |  |  | 0.968 | Solar Inverter |  | OUTDOOR
SRP02466 | CHANGZHOU TRINA SOLAR ENERGY CO | TSM-185D | 230 | 22 | 145 | 26 |  | Solar | FIXED | Roof
SRP02466 | CHANGZHOU TRINA SOLAR ENERGY CO | TSM-185D | 230 | 24 | 145 | 26 |  | Solar | FIXED | Roof
SRP02466 | SMA AMERICA | SB5000US | 5000 | 2 |  |  | 0.98 | Solar Inverter |  | OUTDOOR
SRP02467 | CHANGZHOU TRINA SOLAR ENERGY CO | TSM-185D | 230 | 16 | 164 | 16 |  | Solar | FIXED | Roof
SRP02467 | CHANGZHOU TRINA SOLAR ENERGY CO | TSM-185D | 230 | 22 | 251 | 21 |  | Solar | FIXED | Roof
SRP02467 | ENPHASE ENERGY | M200-32-240-S01 | 215 | 38 |  |  | 0.96 | Solar Inverter |  | OUTDOOR
SRP02468 | CHANGZHOU TRINA SOLAR ENERGY CO | TSM-185D | 230 | 20 | 133 | 24 |  | Solar | FIXED | Roof
SRP02468 | SMA AMERICA | SB4000US (208V) | 4000 | 1 |  |  | 0.968 | Solar Inverter |  | OUTDOOR
SRP02469 | CHANGZHOU TRINA SOLAR ENERGY CO | TSM-185D | 230 | 8 | 177 | 23 |  | Solar | FIXED | Roof
SRP02469 | CHANGZHOU TRINA SOLAR ENERGY CO | TSM-185D | 230 | 20 | 175 | 24 |  | Solar | FIXED | Roof
SRP02469 | CHANGZHOU TRINA SOLAR ENERGY CO | TSM-185D | 230 | 8 | 182 | 26 |  | Solar | FIXED | Roof
SRP02469 | ENPHASE ENERGY | M200-32-208-S02 | 215 | 36 |  |  | 0.96 | Solar Inverter |  | OUTDOOR
SRP02470 | CHANGZHOU TRINA SOLAR ENERGY CO | TSM-185D | 230 | 33 | 240 | 20 |  | Solar | FIXED | Roof
SRP02470 | SMA AMERICA | SB7000US (277V) | 7000 | 1 |  |  | 0.969 | Solar Inverter |  | OUTDOOR
SRP02472 | CHANGZHOU TRINA SOLAR ENERGY CO | TSM-185D | 230 | 18 | 204 | 17 |  | Solar | FIXED | Roof
SRP02472 | SMA AMERICA | SB3000US (208V) | 3000 | 1 |  |  | 0.965 | Solar Inverter |  | OUTDOOR
SRP02473 | CHANGZHOU TRINA SOLAR ENERGY CO | TSM-185D | 230 | 28 | 179 | 20 |  | Solar | FIXED | Roof
SRP02473 | SMA AMERICA | SB6000U (208V) | 6000 | 1 |  |  | 0.968 | Solar Inverter |  | OUTDOOR
SRP02474 | CHANGZHOU TRINA SOLAR ENERGY CO | TSM-185D | 230 | 39 | 180 | 16 |  | Solar | FIXED | Roof
SRP02474 | SMA AMERICA | SB7000US (277V) | 8000 | 1 |  |  | 0.96 | Solar Inverter |  | OUTDOOR
SRP02475 | CHANGZHOU TRINA SOLAR ENERGY CO | TSM-185D | 220 | 14 | 112 | 20 |  | Solar | FIXED | Roof
SRP02475 | ADVANCED ENERGY INDUSTRIES | 3159000-104 | 3000 | 1 |  |  | 0.96 | Solar Inverter |  | OUTDOOR
SRP02476 | CHANGZHOU TRINA SOLAR ENERGY CO | TSM-185D | 230 | 8 | 102 | 22 |  | Solar | FIXED | Roof
SRP02476 | CHANGZHOU TRINA SOLAR ENERGY CO | TSM-185D | 230 | 20 | 192 | 22 |  | Solar | FIXED | Roof
SRP02476 | ENPHASE ENERGY | M200-32-240-S01 | 215 | 28 |  |  | 0.96 | Solar Inverter |  | OUTDOOR
SRP02477 | CHANGZHOU TRINA SOLAR ENERGY CO | TSM-185D | 230 | 20 | 194 | 22 |  | Solar | FIXED | Roof
SRP02477 | ENPHASE ENERGY | M200-32-208-S01 | 190 | 20 |  |  | 0.955 | Solar Inverter |  | OUTDOOR
SRP02478 | CHANGZHOU TRINA SOLAR ENERGY CO | TSM-185D | 230 | 28 | 160 | 27 |  | Solar | FIXED | Roof
SRP02478 | SMA AMERICA | SB6000U (240V) | 6000 | 1 |  |  | 0.968 | Solar Inverter |  | OUTDOOR
SRP02480 | CHANGZHOU TRINA SOLAR ENERGY CO | TSM-185D | 230 | 28 | 186 | 30 |  | Solar | FIXED | Roof
SRP02480 | SMA AMERICA | SB6000U (208V) | 6000 | 1 |  |  | 0.968 | Solar Inverter |  | OUTDOOR
SRP02482 | CHANGZHOU TRINA SOLAR ENERGY CO | TSM-185D | 230 | 20 | 193 | 32 |  | Solar | FIXED | Roof
SRP02482 | SMA AMERICA | SB4000US (208V) | 4000 | 1 |  |  | 0.968 | Solar Inverter |  | OUTDOOR
SRP02483 | CHANGZHOU TRINA SOLAR ENERGY CO | TSM-185D | 230 | 26 | 180 | 17 |  | Solar | FIXED | Roof
SRP02483 | SMA AMERICA | SB6000U (208V) | 6000 | 1 |  |  | 0.968 | Solar Inverter |  | OUTDOOR
SRP02484 | CHANGZHOU TRINA SOLAR ENERGY CO | TSM-185D | 230 | 26 | 181 | 18 |  | Solar | FIXED | Roof
SRP02484 | SMA AMERICA | SB6000U (208V) | 6000 | 1 |  |  | 0.968 | Solar Inverter |  | OUTDOOR
SRP02485 | CHANGZHOU TRINA SOLAR ENERGY CO | TSM-185D | 230 | 39 | 131 | 24 |  | Solar | FIXED | Roof
SRP02485 | SMA AMERICA | SB7000US (208V) | 8000 | 1 |  |  | 0.963 | Solar Inverter |  | OUTDOOR
SRP02486 | SUNTECH POWER | STP190-18/UB-1 | 185 | 18 | 106 | 32 |  | Solar | FIXED | Roof
SRP02486 | SUNTECH POWER | STP180S-24/AB-1 | 185 | 50 | 196 | 32 |  | Solar | FIXED | Roof
SRP02486 | PV POWERED | PVP3000 | 3000 | 2 |  |  | 0.943 | Solar Inverter |  | OUTDOOR
SRP02486 | PV POWERED | PVP5200 | 5200 | 1 |  |  | 0.97 | Solar Inverter |  | OUTDOOR
SRP02487 | CHANGZHOU TRINA SOLAR ENERGY CO | TSM-185D | 230 | 31 | 69 | 30 |  | Solar | FIXED | Roof
SRP02487 | CHANGZHOU TRINA SOLAR ENERGY CO | TSM-185D | 230 | 13 | 229 | 30 |  | Solar | FIXED | Roof
SRP02487 | ENPHASE ENERGY | M200-32-240-S02 | 215 | 44 |  |  | 0.96 | Solar Inverter |  | Inside
SRP02489 | CHANGZHOU TRINA SOLAR ENERGY CO | TSM-185D | 230 | 33 | 163 | 26 |  | Solar | FIXED | Roof
SRP02489 | SMA AMERICA | SB7000US (208V) | 7000 | 1 |  |  | 0.98 | Solar Inverter |  | OUTDOOR
SRP02490 | CHANGZHOU TRINA SOLAR ENERGY CO | TSM-185D | 230 | 26 | 205 | 30 |  | Solar | FIXED | Roof
SRP02490 | SMA AMERICA | SB5000US | 5000 | 1 |  |  | 0.968 | Solar Inverter |  | OUTDOOR
SRP02491 | CHANGZHOU TRINA SOLAR ENERGY CO | TSM-185D | 230 | 29 | 225 | 33 |  | Solar | FIXED | Roof
SRP02491 | ENPHASE ENERGY | M200-32-208-S01 | 190 | 29 |  |  | 0.955 | Solar Inverter |  | OUTDOOR
SRP02492 | CHANGZHOU TRINA SOLAR ENERGY CO | TSM-185D | 230 | 22 | 180 | 19 |  | Solar | FIXED | Roof
SRP02492 | SMA AMERICA | SB5000US (240V) | 5000 | 1 |  |  | 0.97 | Solar Inverter |  | OUTDOOR
SRP02493 | SHARP |  | 235 | 48 | 180 | 30 |  | Solar | FIXED | Ground
SRP02493 | SMA AMERICA | SB5000US | 5000 | 2 |  |  | 0.968 | Solar Inverter |  | OUTDOOR
SRP02495 | CHANGZHOU TRINA SOLAR ENERGY CO | TSM-185D | 235 | 20 | 187.8 | 20 |  | Solar | FIXED | Roof
SRP02495 | CHANGZHOU TRINA SOLAR ENERGY CO | TSM-185D | 235 | 28 | 187.8 | 30 |  | Solar | FIXED | Roof
SRP02495 | SMA AMERICA | SB5000US (277V) | 5000 | 1 |  |  | 0.96 | Solar Inverter |  | Inside
SRP02495 | SMA AMERICA | SB7000US (208V) | 7000 | 1 |  |  | 0.96 | Solar Inverter |  | Inside
SRP02496 | CHANGZHOU TRINA SOLAR ENERGY CO | TSM-185D | 220 | 14 | 107 | 20 |  | Solar | FIXED | Roof
SRP02496 | ADVANCED ENERGY INDUSTRIES | 3159000-110 | 3000 | 1 |  |  | 0.96 | Solar Inverter |  | OUTDOOR
SRP02497 | CHANGZHOU TRINA SOLAR ENERGY CO | TSM-185D | 235 | 26 | 226 | 28 |  | Solar | FIXED | Roof
SRP02497 | SMA AMERICA | SB6000U (208V) | 6000 | 1 |  |  | 0.97 | Solar Inverter |  | Outside
SRP02498 | CHANGZHOU TRINA SOLAR ENERGY CO | TSM-185D | 185 | 25 | 168 | 45 |  | Solar | FIXED | Roof
SRP02498 | PV POWERED | PVP2000 | 2000 | 1 |  |  | 0.92 | Solar Inverter |  | Inside
SRP02498 | PV POWERED | PVP3000 | 3000 | 1 |  |  | 0.935 | Solar Inverter |  | INDOOR
SRP02499 | CHANGZHOU TRINA SOLAR ENERGY CO | TSM-185D | 235 | 24 | 178.8 | 26 |  | Solar | FIXED | Roof
SRP02499 | SMA AMERICA | SB6000U (208V) | 6000 | 1 |  |  | 0.97 | Solar Inverter |  | INDOOR
SRP02500 | CHANGZHOU TRINA SOLAR ENERGY CO | TSM-185D | 230 | 12768 | 173 | 25 |  | Solar | FIXED | Ground
SRP02500 | ADVANCED ENERGY INDUSTRIES | 3159000-110 | 500000 | 5 |  |  | 0.98 | Solar Inverter |  | OUTDOOR
SRP02502 | CHANGZHOU TRINA SOLAR ENERGY CO | TSM-185D | 240 | 52 | 198 | 20 |  | Solar | FIXED | Roof
SRP02502 | SMA AMERICA | SWR2500U (208V) | 2500 | 1 |  |  | 0.96 | Solar Inverter |  | Inside
SRP02502 | SMA AMERICA | SB4000US (208V) | 4000 | 2 |  |  | 0.96 | Solar Inverter |  | Inside
SRP02503 | CHANGZHOU TRINA SOLAR ENERGY CO | TSM-185D | 230 | 51 | 167 | 18 |  | Solar | FIXED | Roof
SRP02503 | ENPHASE ENERGY | M200-32-240-S02 | 380 | 51 |  |  | 0.955 | Solar Inverter |  | OUTDOOR
SRP02504 | KYOCERA | KC200 | 225 | 28 | 185 | 39.5 |  | Solar | FIXED | Roof
SRP02504 | KYOCERA SOLAR | KD210GX-LP | 225 | 11 | 280 | 39.5 |  | Solar | FIXED | Roof
SRP02504 | ENPHASE ENERGY | M200-32-208-S01 | 190 | 11 |  |  | 0.95 | Solar Inverter |  | OUTDOOR
SRP02504 | SMA AMERICA | SB5000US | 5000 | 1 |  |  | 0.95 | Solar Inverter |  | OUTDOOR
SRP02506 | SUNPOWER | SPR-315E-WHT-U | 320 | 3752 | 172 | 9.5 |  | Solar | FIXED | Roof
SRP02506 | SMA AMERICA | SC250U (480V) | 500000 | 2 |  |  | 0.97 | Solar Inverter |  | INDOOR
SRP02507 | CHANGZHOU TRINA SOLAR ENERGY CO | TSM-185D | 240 | 6 | 227.6 | 15 |  | Solar | FIXED | Roof
SRP02507 | CHANGZHOU TRINA SOLAR ENERGY CO | TSM-185D | 240 | 27 | 227.6 | 25 |  | Solar | FIXED | Roof
SRP02507 | SMA AMERICA | SB7000US (208V) | 7000 | 1 |  |  | 0.96 | Solar Inverter |  | Inside
SRP02509 | SHARP | ND-208UC1 | 235 | 12 | 88 | 15 |  | Solar | FIXED | Roof
SRP02509 | SHARP | ND-208U1 | 235 | 11 | 88 | 20 |  | Solar | FIXED | Roof
SRP02509 | SHARP |  | 235 | 12 | 268 | 20 |  | Solar | FIXED | Roof
SRP02509 | ENPHASE ENERGY | M200-32-208-S01 | 190 | 35 |  |  | 0.95 | Solar Inverter |  | OUTDOOR
SRP02510 | CHANGZHOU TRINA SOLAR ENERGY CO | TSM-185D | 235 | 18 | 170 | 21 |  | Solar | FIXED | Roof
SRP02510 | SMA AMERICA | SB3000US (208V) | 3000 | 1 |  |  | 0.95 | Solar Inverter |  | Outside
SRP02512 | CHANGZHOU TRINA SOLAR ENERGY CO | TSM-185D | 235 | 28 | 188 | 33 |  | Solar | FIXED | Roof
SRP02512 | POWER-ONE | PVI-6000-OUTD-US (208 V) | 6000 | 1 |  |  | 0.96 | Solar Inverter |  | Outside
SRP02513 | CHANGZHOU TRINA SOLAR ENERGY CO | TSM-185D | 235 | 12 | 166 | 45 |  | Solar | FIXED | Roof
SRP02513 | SMA AMERICA | SB3000US (208V) | 3000 | 1 |  |  | 0.955 | Solar Inverter |  | Outside
SRP02514 | BP SOLAR | BP3125U | 215 | 22 | 119 | 26 |  | Solar | FIXED | Roof
SRP02514 | BP SOLAR | BP3125S | 215 | 18 | 209 | 26 |  | Solar | FIXED | Roof
SRP02514 | FRONIUS USA | IG 4000 | 4000 | 1 |  |  | 0.952 | Solar Inverter |  | INDOOR
SRP02514 | FRONIUS USA |  | 5000 | 1 |  |  | 0.962 | Solar Inverter |  | INDOOR
SRP02516 | CHANGZHOU TRINA SOLAR ENERGY CO | TSM-185D | 235 | 36 | 138 | 14 |  | Solar | FIXED | Roof
SRP02516 | ENPHASE ENERGY | M200-32-208-S01 | 190 | 36 |  |  | 0.97 | Solar Inverter |  | OUTDOOR
SRP02517 | BAODING YINGLI NEW ENERGY RESOURCES CO | YL175(156) | 230 | 65 | 197 | 10 |  | Solar | FIXED | Roof
SRP02517 | SMA AMERICA | SB6000U (277V) | 6000 | 1 |  |  | 0.969 | Solar Inverter |  | OUTDOOR
SRP02517 | SMA AMERICA | SB7000US (277V) | 9000 | 1 |  |  | 0.983 | Solar Inverter |  | OUTDOOR
SRP02518 | REC SCANMODULE | SCM230 | 230 | 20 | 122 | 24 |  | Solar | FIXED | Roof
SRP02518 | FRONIUS USA |  | 3800 | 1 |  |  | 0.955 | Solar Inverter |  | Inside
SRP02519 | SANYO ELECTRIC | HIP-205BA19 | 220 | 28 | 213 | 18 |  | Solar | FIXED | Roof
SRP02519 | SMA AMERICA | SB6000US (208V) | 6000 | 1 |  |  | 0.96 | Solar Inverter |  | OUTDOOR
SRP02520 | SANYO ELECTRIC | HIP-205BA3 | 220 | 100 | 273 | 38 |  | Solar | FIXED | Roof
SRP02520 | ENPHASE ENERGY | M200-32-208-S01 | 190 | 100 |  |  | 0.955 | Solar Inverter |  | OUTDOOR
SRP02521 | SOLARWORLD | SW185MONO | 235 | 896 | 306 | 2 |  | Solar | FIXED | Roof
SRP02521 | PV POWERED | PVP100KW-208 | 100000 | 2 |  |  | 0.96 | Solar Inverter |  | OUTDOOR
SRP02522 | CANADIAN SOLAR | CS6P-230 | 230 | 50 | 196 | 34 |  | Solar | FIXED | Roof
SRP02522 | ENPHASE ENERGY | M200-32-240-S02 | 190 | 50 |  |  | 0.963 | Solar Inverter |  | OUTDOOR
SRP02524 | SANYO ELECTRIC | HIP-205BA5 | 220 | 2 | 120 | 25 |  | Solar | FIXED | Roof
SRP02524 | SANYO ELECTRIC | HIP-205BA5 | 220 | 41 | 185 | 25 |  | Solar | FIXED | Roof
SRP02524 | SANYO ELECTRIC | HIP-205BA3 | 220 | 1 | 135 | 40 |  | Solar | FIXED | Roof
SRP02524 | ENPHASE ENERGY | M200-32-208-S01 | 210 | 44 |  |  | 0.96 | Solar Inverter |  | OUTDOOR
SRP02525 | MATRIX SOLAR/PHOTOWATT | PW1000-100 | 230 | 42 | 180 | 35 |  | Solar | FIXED | Ground
SRP02525 | SMA AMERICA | SB4000US (208V) | 4000 | 1 |  |  | 0.968 | Solar Inverter |  | INDOOR
SRP02525 | SMA AMERICA | SB6000U (208V) | 6000 | 1 |  |  | 0.97 | Solar Inverter |  | INDOOR
SRP02527 | CHANGZHOU TRINA SOLAR ENERGY CO | TSM-185D | 235 | 36 | 180 | 30 |  | Solar | FIXED | Ground
SRP02527 | SMA AMERICA | SB7000US (208V) | 7000 | 1 |  |  | 0.97 | Solar Inverter |  | OUTDOOR
SRP02528 | CONERGY AG | S 175MU | 235 | 112 | 165 | 5 |  | Solar | FIXED | Roof
SRP02528 | CONERGY AG | S 175MU | 235 | 36 | 165 | 15 |  | Solar | FIXED | Roof
SRP02528 | CONERGY AG | S 175MU | 235 | 36 | 165 | 33 |  | Solar | FIXED | Roof
SRP02528 | SMA AMERICA | SB5000US (208V) | 5000 | 1 |  |  | 0.95 | Solar Inverter |  | INDOOR
SRP02528 | SMA AMERICA | SB6000U (208V) | 6000 | 2 |  |  | 0.95 | Solar Inverter |  | INDOOR
SRP02528 | SMA AMERICA | SB7000US (208V) | 7000 | 3 |  |  | 0.95 | Solar Inverter |  | INDOOR
SRP02529 | SUNPOWER | SPR-225-BLK-U | 228 | 20 | 148 | 18 |  | Solar | FIXED | Roof
SRP02529 | ENPHASE ENERGY | M200-32-208-S01 | 190 | 20 |  |  | 0.955 | Solar Inverter |  | OUTDOOR
SRP02530 | SUNTECH POWER | STP200UB | 205 | 24 | 185 | 45 |  | Solar | FIXED | Roof
SRP02530 | SOLECTRIA RENEWABLES | PVI 5000 (208V) | 5000 | 1 |  |  | 0.96 | Solar Inverter |  | INDOOR
SRP02531 | CHANGZHOU TRINA SOLAR ENERGY CO | TSM-185D | 235 | 26 | 163 | 45 |  | Solar | FIXED | Roof
SRP02531 | PV POWERED | PVP2000 | 2000 | 1 |  |  | 0.92 | Solar Inverter |  | Inside
SRP02531 | PV POWERED | PVP4800 | 4800 | 1 |  |  | 0.96 | Solar Inverter |  | Inside
SRP02532 | CHANGZHOU TRINA SOLAR ENERGY CO | TSM-185D | 235 | 14 | 247.7 | 25 |  | Solar | FIXED | Roof
SRP02532 | CHANGZHOU TRINA SOLAR ENERGY CO | TSM-185D | 235 | 22 | 247.7 | 37 |  | Solar | FIXED | Roof
SRP02532 | PV POWERED | PVP3000 | 3000 | 1 |  |  | 0.935 | Solar Inverter |  | OUTDOOR
SRP02532 | PV POWERED | PVP4800 | 4800 | 1 |  |  | 0.96 | Solar Inverter |  | OUTDOOR
SRP02533 | SHARP | ND-U230C1 | 235 | 26 | 183.9 | 10 |  | Solar | FIXED | Roof
SRP02533 | SMA AMERICA | SB6000U (208V) | 6000 | 1 |  |  | 0.97 | Solar Inverter |  | OUTDOOR
SRP02534 | SUNTECH POWER | STP200-18/UB-1 | 205 | 36 | 228.2 | 20 |  | Solar | FIXED | Roof
SRP02534 | SMA AMERICA | SB7000US (208V) | 7000 | 1 |  |  | 0.97 | Solar Inverter |  | INDOOR
SRP02535 | CHANGZHOU TRINA SOLAR ENERGY CO | TSM-185D | 235 | 24 | 180 | 35 |  | Solar | FIXED | Roof
SRP02535 | CHANGZHOU TRINA SOLAR ENERGY CO | TSM-185D | 235 | 11 | 270 | 35 |  | Solar | FIXED | Roof
SRP02535 | PV POWERED | PVP2500 | 2500 | 1 |  |  | 0.945 | Solar Inverter |  | Outside
SRP02535 | PV POWERED | PVP4800 | 4800 | 1 |  |  | 0.96 | Solar Inverter |  | Outside
SRP02536 | CHANGZHOU TRINA SOLAR ENERGY CO | TSM-185D | 235 | 38 | 131.6 | 45 |  | Solar | FIXED | Roof
SRP02536 | PV POWERED | PVP4800 | 4800 | 1 |  |  | 0.96 | Solar Inverter |  | INDOOR
SRP02536 | PV POWERED | PVP4800 | 4800 | 1 |  |  | 0.96 | Solar Inverter |  | INDOOR
SRP02537 | CHANGZHOU TRINA SOLAR ENERGY CO | TSM-180D | 235 | 10 | 167.6 | 30 |  | Solar | FIXED | Roof
SRP02537 | CHANGZHOU TRINA SOLAR ENERGY CO | TSM-185D | 235 | 24 | 257.6 | 30 |  | Solar | FIXED | Roof
SRP02537 | SMA AMERICA | SB3000US (208V) | 3000 | 1 |  |  | 0.96 | Solar Inverter |  | INDOOR
SRP02537 | SMA AMERICA | SB6000U (208V) | 6000 | 1 |  |  | 0.97 | Solar Inverter |  | INDOOR
SRP02538 | CHANGZHOU TRINA SOLAR ENERGY CO | TSM-185D | 235 | 16 | 125 | 29 |  | Solar | FIXED | Roof
SRP02538 | CHANGZHOU TRINA SOLAR ENERGY CO | TSM-185D | 235 | 11 | 215 | 31 |  | Solar | FIXED | Roof
SRP02538 | PV POWERED | PVP2500 | 2500 | 1 |  |  | 0.945 | Solar Inverter |  | INDOOR
SRP02538 | PV POWERED | PVP3500 | 3500 | 1 |  |  | 0.955 | Solar Inverter |  | INDOOR
SRP02539 | CHANGZHOU TRINA SOLAR ENERGY CO | TSM-185D | 235 | 17 | 185.2 | 20 |  | Solar | FIXED | Roof
SRP02539 | PV POWERED | PVP2000 | 2000 | 1 |  |  | 0.92 | Solar Inverter |  | INDOOR
SRP02539 | PV POWERED | PVP2500 | 2500 | 1 |  |  | 0.945 | Solar Inverter |  | Inside
SRP02540 | CHANGZHOU TRINA SOLAR ENERGY CO | TSM-185D | 235 | 12 | 200.8 | 50 |  | Solar | FIXED | Roof
SRP02540 | PV POWERED | PVP2500 | 2500 | 1 |  |  | 0.945 | Solar Inverter |  | Outside
SRP02541 | CHANGZHOU TRINA SOLAR ENERGY CO | TSM-185D | 235 | 30 | 163 | 20 |  | Solar | FIXED | Roof
SRP02541 | SMA AMERICA | SB7000US (208V) | 7000 | 1 |  |  | 0.97 | Solar Inverter |  | INDOOR
SRP02542 | SUNTECH POWER | STP200UB | 205 | 50 | 210 | 20 |  | Solar | FIXED | Roof
SRP02542 | SMA AMERICA | SB4000US (208V) | 4000 | 1 |  |  | 0.96 | Solar Inverter |  | INDOOR
SRP02542 | SMA AMERICA | SB5000US | 5000 | 1 |  |  | 0.96 | Solar Inverter |  | INDOOR
SRP02543 | SUNTECH POWER | STP200UB | 205 | 30 | 116.1 | 30 |  | Solar | FIXED | Roof
SRP02543 | PV POWERED | PVP2500 | 2500 | 1 |  |  | 0.945 | Solar Inverter |  | INDOOR
SRP02543 | PV POWERED | PVP3000 | 3000 | 1 |  |  | 0.935 | Solar Inverter |  | INDOOR
SRP02544 | SCHUCO USA |  | 230 | 30 | 180 | 30 |  | Solar | FIXED | Ground
SRP02544 | SMA AMERICA | SB6000U (208V) | 6000 | 1 |  |  | 0.97 | Solar Inverter |  | OUTDOOR
SRP02546 | BAODING YINGLI NEW ENERGY RESOURCES CO | 30(17)P754X350 | 230 | 18 | 117 | 31 |  | Solar | FIXED | Roof
SRP02546 | BAODING YINGLI NEW ENERGY RESOURCES CO | YL175(156) | 230 | 6 | 207 | 31 |  | Solar | FIXED | Roof
SRP02546 | ENPHASE ENERGY | M200-32-208-S01 | 190 | 12 |  |  | 0.955 | Solar Inverter |  | OUTDOOR
SRP02547 | SUNPOWER | SPR-230-WHT-U | 230 | 27 | 262 | 19 |  | Solar | FIXED | Roof
SRP02547 | SUNPOWER CORP (ORIGINAL MFRSMA) | SPR-6000M (208V) | 6000 | 1 |  |  | 0.97 | Solar Inverter |  | INDOOR
SRP02548 | BP SOLAR | BP3170N | 215 | 27 | 158 | 33 |  | Solar | FIXED | Roof
SRP02548 | FRONIUS USA | IG 5100 | 5100 | 1 |  |  | 0.952 | Solar Inverter |  | INDOOR
SRP02549 | SOLARWORLD | SW185MONO | 240 | 20 | 232 | 37 |  | Solar | FIXED | Roof
SRP02549 | SOLARWORLD | SW185MONO | 240 | 8 | 142 | 40 |  | Solar | FIXED | Roof
SRP02549 | FRONIUS USA | IG 2000 | 2000 | 1 |  |  | 0.952 | Solar Inverter |  | INDOOR
SRP02549 | FRONIUS USA | IG 5100 | 5100 | 1 |  |  | 0.952 | Solar Inverter |  | INDOOR
SRP02550 | SCHUCO USA |  | 180 | 9 | 260 | 10 |  | Solar | FIXED | Roof
SRP02550 | SCHUCO USA |  | 180 | 5 | 260 | 18 |  | Solar | FIXED | Roof
SRP02550 | SCHUCO USA |  | 180 | 33 | 170 | 25 |  | Solar | FIXED | Roof
SRP02550 | SMA AMERICA | SB3000US (208V) | 3000 | 1 |  |  | 0.966 | Solar Inverter |  | INDOOR
SRP02550 | SMA AMERICA | SB6000U (208V) | 6000 | 1 |  |  | 0.97 | Solar Inverter |  | INDOOR
SRP02551 | SOLARWORLD | SW185MONO | 240 | 88 | 190 | 10 |  | Solar | FIXED | Roof
SRP02551 | ENPHASE ENERGY | M200-32-240-S02 | 380 | 44 |  |  | 0.96 | Solar Inverter |  | OUTDOOR
SRP02552 | CHANGZHOU TRINA SOLAR ENERGY CO | TSM-185D | 230 | 32 | 125 | 19 |  | Solar | FIXED | Roof
SRP02552 | ENPHASE ENERGY | M200-32-240-S02 | 215 | 32 |  |  | 0.98 | Solar Inverter |  | OUTDOOR
SRP02553 | CHANGZHOU TRINA SOLAR ENERGY CO | TSM-185D | 230 | 40 | 198 | 31 |  | Solar | FIXED | Roof
SRP02553 | SMA AMERICA | SB3000US (240V) | 3000 | 1 |  |  | 0.97 | Solar Inverter |  | Outside
SRP02553 | SMA AMERICA | SB5000US | 5000 | 1 |  |  | 0.97 | Solar Inverter |  | OUTDOOR
SRP02554 | CHANGZHOU TRINA SOLAR ENERGY CO | TSM-185D | 230 | 28 | 157 | 25 |  | Solar | FIXED | Roof
SRP02554 | SMA AMERICA | SB6000U (240V) | 6000 | 1 |  |  | 0.968 | Solar Inverter |  | OUTDOOR
SRP02555 | CHANGZHOU TRINA SOLAR ENERGY CO | TSM-185D | 230 | 24 | 179 | 30 |  | Solar | FIXED | Roof
SRP02555 | SMA AMERICA | SB5000US | 5000 | 1 |  |  | 0.968 | Solar Inverter |  | OUTDOOR
SRP02556 | CHANGZHOU TRINA SOLAR ENERGY CO | TSM-185D | 230 | 20 | 172 | 19 |  | Solar | FIXED | Roof
SRP02556 | SMA AMERICA | SB4000US (208V) | 4000 | 1 |  |  | 0.968 | Solar Inverter |  | OUTDOOR
SRP02557 | CHANGZHOU TRINA SOLAR ENERGY CO | TSM-185D | 230 | 39 | 180 | 16 |  | Solar | FIXED | Roof
SRP02557 | SMA AMERICA | SB7000US (277V) | 8000 | 1 |  |  | 0.963 | Solar Inverter |  | OUTDOOR
SRP02558 | CHANGZHOU TRINA SOLAR ENERGY CO | TSM-185D | 230 | 28 | 168 | 22 |  | Solar | FIXED | Roof
SRP02558 | SMA AMERICA | SB6000U (208V) | 6000 | 1 |  |  | 0.968 | Solar Inverter |  | OUTDOOR
SRP02559 | CHANGZHOU TRINA SOLAR ENERGY CO | TSM-185D | 230 | 22 | 113 | 30 |  | Solar | FIXED | Roof
SRP02559 | SMA AMERICA | SB5000US | 5000 | 1 |  |  | 0.968 | Solar Inverter |  | OUTDOOR
SRP02560 | CHANGZHOU TRINA SOLAR ENERGY CO | TSM-185D | 230 | 26 | 250 | 36 |  | Solar | FIXED | Roof
SRP02560 | SMA AMERICA | SB6000U (208V) | 6000 | 1 |  |  | 0.968 | Solar Inverter |  | OUTDOOR
SRP02561 | CHANGZHOU TRINA SOLAR ENERGY CO | TSM-185D | 230 | 39 | 180 | 24 |  | Solar | FIXED | Roof
SRP02561 | SMA AMERICA | SB7000US (277V) | 8000 | 1 |  |  | 0.98 | Solar Inverter |  | OUTDOOR
SRP02562 | CHANGZHOU TRINA SOLAR ENERGY CO | TSM-185D | 230 | 39 | 254 | 33 |  | Solar | FIXED | Roof
SRP02562 | SMA AMERICA | SB7000US (277V) | 8000 | 1 |  |  | 0.963 | Solar Inverter |  | OUTDOOR
SRP02563 | CHANGZHOU TRINA SOLAR ENERGY CO | TSM-185D | 230 | 24 | 266 | 29 |  | Solar | FIXED | Roof
SRP02563 | SMA AMERICA | SB5000US | 5000 | 1 |  |  | 0.968 | Solar Inverter |  | OUTDOOR
SRP02564 | CHANGZHOU TRINA SOLAR ENERGY CO | TSM-185D | 230 | 33 | 121 | 33 |  | Solar | FIXED | Roof
SRP02564 | SMA AMERICA | SB7000US (208V) | 7000 | 1 |  |  | 0.969 | Solar Inverter |  | INDOOR
SRP02565 | CHANGZHOU TRINA SOLAR ENERGY CO | TSM-185D | 230 | 33 | 163 | 23 |  | Solar | FIXED | Roof
SRP02565 | SMA AMERICA | SB7000US (240V) | 7000 | 1 |  |  | 0.97 | Solar Inverter |  | OUTDOOR
SRP02567 | CHANGZHOU TRINA SOLAR ENERGY CO | TSM-185D | 230 | 56 | 156 | 19 |  | Solar | FIXED | Roof
SRP02567 | SMA AMERICA | SB6000US (240V) | 6000 | 2 |  |  | 0.98 | Solar Inverter |  | OUTDOOR
SRP02569 | CHANGZHOU TRINA SOLAR ENERGY CO | TSM-185D | 230 | 18 | 162 | 12 |  | Solar | FIXED | Roof
SRP02569 | CHANGZHOU TRINA SOLAR ENERGY CO | TSM-185D | 230 | 8 | 162 | 19 |  | Solar | FIXED | Roof
SRP02569 | CHANGZHOU TRINA SOLAR ENERGY CO | TSM-185D | 230 | 8 | 245 | 19 |  | Solar | FIXED | Roof
SRP02569 | ENPHASE ENERGY | M200-32-208-S01 | 190 | 34 |  |  | 0.955 | Solar Inverter |  | OUTDOOR
SRP02570 | CHANGZHOU TRINA SOLAR ENERGY CO | TSM-185D | 230 | 27 | 199 | 27 |  | Solar | FIXED | Roof
SRP02570 | ENPHASE ENERGY | M200-32-240-S02 | 215 | 27 |  |  | 0.97 | Solar Inverter |  | OUTDOOR
SRP02571 | CHANGZHOU TRINA SOLAR ENERGY CO | TSM-185D | 230 | 36 | 228 | 20 |  | Solar | FIXED | Roof
SRP02571 | SMA AMERICA | SB7000US (208V) | 7000 | 1 |  |  | 0.97 | Solar Inverter |  | OUTDOOR
SRP02572 | BP SOLAR | BP175 B | 215 | 22 | 243 | 23 |  | Solar | FIXED | Roof
SRP02572 | SMA AMERICA | SB5000US (277V) | 5000 | 1 |  |  | 0.965 | Solar Inverter |  | OUTDOOR
SRP02573 | CHANGZHOU TRINA SOLAR ENERGY CO | TSM-185D | 235 | 24 | 261 | 31 |  | Solar | FIXED | Roof
SRP02573 | SMA AMERICA | SB6000U (208V) | 6000 | 1 |  |  | 0.97 | Solar Inverter |  | INDOOR
SRP02574 | CHANGZHOU TRINA SOLAR ENERGY CO | TSM-185D | 235 | 10 | 216.8 | 18 |  | Solar | FIXED | Roof
SRP02574 | CHANGZHOU TRINA SOLAR ENERGY CO | TSM-185D | 235 | 36 | 126.8 | 27 |  | Solar | FIXED | Roof
SRP02574 | SMA AMERICA | SB3000US (208V) | 3000 | 1 |  |  | 0.96 | Solar Inverter |  | Inside
SRP02574 | SMA AMERICA | SB7000US (208V) | 8000 | 1 |  |  | 0.965 | Solar Inverter |  | Inside
SRP02575 | SUNPOWER | SPR-225-BLK-U | 228 | 36 | 160 | 23 |  | Solar | FIXED | Roof
SRP02575 | SUNPOWER CORP (ORIGINAL MFRSMA) | SPR-7000M (208V) | 7000 | 1 |  |  | 0.955 | Solar Inverter |  | OUTDOOR
SRP02576 | CHANGZHOU TRINA SOLAR ENERGY CO | TSM-185D | 230 | 39 | 138 | 15 |  | Solar | FIXED | Roof
SRP02576 | SMA AMERICA | SB7000US (277V) | 8000 | 1 |  |  | 0.963 | Solar Inverter |  | OUTDOOR
SRP02577 | CHANGZHOU TRINA SOLAR ENERGY CO | TSM-185D | 230 | 33 | 133 | 20 |  | Solar | FIXED | Roof
SRP02577 | SMA AMERICA | SB7000US (208V) | 7000 | 1 |  |  | 0.969 | Solar Inverter |  | Outside
SRP02578 | CHANGZHOU TRINA SOLAR ENERGY CO | TSM-185D | 230 | 36 | 96 | 18 |  | Solar | FIXED | Roof
SRP02578 | SMA AMERICA | SB7000US (277V) | 7000 | 1 |  |  | 0.98 | Solar Inverter |  | OUTDOOR
SRP02579 | CHANGZHOU TRINA SOLAR ENERGY CO | TSM-185D | 230 | 44 | 233 | 26 |  | Solar | FIXED | Roof
SRP02579 | SMA AMERICA | SB5000US | 5000 | 2 |  |  | 0.97 | Solar Inverter |  | OUTDOOR
SRP02580 | SUNPOWER | SPR-225-BLK-U | 225 | 14 | 145 | 37 |  | Solar | FIXED | Roof
SRP02580 | SUNPOWER | SPR-225-BLK-U | 225 | 24 | 235 | 37 |  | Solar | FIXED | Roof
SRP02580 | SUNPOWER | SPR-225-BLK-U | 225 | 32 | 145 | 42 |  | Solar | FIXED | Roof
SRP02580 | SUNPOWER CORP (ORIGINAL MFRSMA) | SPR-3000M (208V) | 3000 | 1 |  |  | 0.96 | Solar Inverter |  | Inside
SRP02580 | SUNPOWER CORP (ORIGINAL MFRSMA) | SPR-5000M (208V) | 5000 | 1 |  |  | 0.96 | Solar Inverter |  | INDOOR
SRP02580 | SUNPOWER CORP (ORIGINAL MFRSMA) | SPR-7000M (208V) | 7000 | 1 |  |  | 0.96 | Solar Inverter |  | INDOOR
SRP02581 | SUNPOWER | SPR-230-WHT-U | 230 | 28 | 180 | 20 |  | Solar | FIXED | Roof
SRP02581 | SUNPOWER CORP (ORIGINAL MFRSMA) | SPR-3000M (208V) | 3000 | 2 |  |  | 0.96 | Solar Inverter |  | Outside
SRP02582 | SUNTECH POWER | STP200UB | 185 | 114 | 172.1 | 9 |  | Solar | FIXED | Roof
SRP02582 | SMA AMERICA | SB6000U (240V) | 6000 | 1 |  |  | 0.97 | Solar Inverter |  | INDOOR
SRP02582 | SMA AMERICA | SB7000US (208V) | 7000 | 1 |  |  | 0.97 | Solar Inverter |  | INDOOR
SRP02582 | SMA AMERICA | SB7000US (208V) | 8000 | 1 |  |  | 0.97 | Solar Inverter |  | INDOOR
SRP02583 | CHANGZHOU TRINA SOLAR ENERGY CO | TSM-185D | 235 | 26 | 181.9 | 27 |  | Solar | FIXED | Roof
SRP02583 | SMA AMERICA | SB6000U (208V) | 6000 | 1 |  |  | 0.97 | Solar Inverter |  | INDOOR
SRP02584 | CHANGZHOU TRINA SOLAR ENERGY CO | TSM-185D | 235 | 56 | 191 | 30 |  | Solar | FIXED | Ground
SRP02584 | SMA AMERICA | SB6000U (208V) | 6000 | 1 |  |  | 0.96 | Solar Inverter |  | OUTDOOR
SRP02584 | SMA AMERICA | SB6000U (208V) | 6000 | 1 |  |  | 0.96 | Solar Inverter |  | OUTDOOR
SRP02587 | YES! SOLAR | ES205W | 235 | 53200 | 180 | 25 |  | Solar | FIXED | Ground
SRP02587 | SATCON TECHNOLOGY | AE-100-60-PV-A | 1000000 | 10 |  |  | 0.98 | Solar Inverter |  | OUTDOOR
SRP02588 | SUNPOWER | SPR-200-WHT-U | 200 | 86 | 180 | 0 |  | Solar | 1AXIS | Ground
SRP02588 | SUNPOWER | SPR-205-BLK-U | 205 | 22 | 180 | 0 |  | Solar | 1AXIS | Ground
SRP02588 | SUNPOWER | SPR-210-BLK-U | 210 | 402 | 180 | 0 |  | Solar | 1AXIS | Ground
SRP02588 | SUNPOWER | SPR-215-WHT-U | 215 | 660 | 180 | 0 |  | Solar | 1AXIS | Ground
SRP02588 | SUNPOWER | SPR-217-WHT-U | 217 | 280 | 180 | 0 |  | Solar | 1AXIS | Ground
SRP02588 | SUNPOWER | SPR-220-BLK-U | 220 | 130 | 180 | 0 |  | Solar | 1AXIS | Ground
SRP02588 | SUNPOWER | SPR-225-BLK-U | 225 | 400 | 180 | 0 |  | Solar | 1AXIS | Ground
SRP02588 | SUNPOWER | SPR-230-WHT-U | 230 | 570 | 180 | 0 |  | Solar | 1AXIS | Ground
SRP02588 | SUNPOWER | SPR-230-WHT-U | 238 | 82 | 180 | 0 |  | Solar | 1AXIS | Ground
SRP02588 | SUNPOWER | SPR-230-WHT-U | 240 | 8 | 180 | 0 |  | Solar | 1AXIS | Ground
SRP02588 | SUNPOWER | SPR-290-WHT-U | 280 | 77 | 180 | 0 |  | Solar | 1AXIS | Ground
SRP02588 | SUNPOWER | SPR-290-WHT-U | 290 | 888 | 180 | 0 |  | Solar | 1AXIS | Ground
SRP02588 | SUNPOWER | SPR-300E-WHT-U | 295 | 111 | 180 | 0 |  | Solar | 1AXIS | Ground
SRP02588 | SUNPOWER | SPR-300E-WHT-U | 300 | 3272 | 180 | 0 |  | Solar | 1AXIS | Ground
SRP02588 | SUNPOWER | SPR-305-WHT-U | 305 | 1767 | 180 | 0 |  | Solar | 1AXIS | Ground
SRP02588 | SUNPOWER | SPR-305-WHT-U | 310 | 112 | 180 | 0 |  | Solar | 1AXIS | Ground
SRP02588 | SUNPOWER | SPR-315E-WHT-U | 315 | 240 | 180 | 0 |  | Solar | 1AXIS | Ground
SRP02588 | SUNPOWER | SPR-315E-WHT-U | 318 | 65 | 180 | 0 |  | Solar | 1AXIS | Ground
SRP02588 | SUNPOWER | SPR-305-WHT-U | 320 | 78 | 180 | 0 |  | Solar | 1AXIS | Ground
SRP02588 | SUNPOWER | SPR-315E-WHT-U | 327 | 334 | 180 | 0 |  | Solar | 1AXIS | Ground
SRP02588 | SATCON TECHNOLOGY | AE-500-60-PV-A | 500000 | 4 |  |  | 0.98 | Solar Inverter |  | OUTDOOR
SRP02589 | CHANGZHOU TRINA SOLAR ENERGY CO | TSM-185D | 230 | 24 | 124 | 21 |  | Solar | FIXED | Roof
SRP02589 | SMA AMERICA | SB5000US | 5000 | 1 |  |  | 0.968 | Solar Inverter |  | OUTDOOR
SRP02590 | SUNPOWER | SPR-225-BLK-U | 225 | 54 | 101 | 33 |  | Solar | FIXED | Roof
SRP02590 | SUNPOWER | SPR-225-BLK-U | 225 | 24 | 191 | 45 |  | Solar | FIXED | Roof
SRP02590 | SUNPOWER CORP (ORIGINAL MFRSMA) | SPR-5000M (208V) | 5000 | 2 |  |  | 0.95 | Solar Inverter |  | OUTDOOR
SRP02590 | SUNPOWER CORP (ORIGINAL MFRSMA) | SPR-6000M (208V) | 6000 | 1 |  |  | 0.95 | Solar Inverter |  | OUTDOOR
SRP02592 | CHANGZHOU TRINA SOLAR ENERGY CO | TSM-185D | 230 | 11 | 120 | 23 |  | Solar | FIXED | Roof
SRP02592 | CHANGZHOU TRINA SOLAR ENERGY CO | TSM-185D | 230 | 9 | 210 | 23 |  | Solar | FIXED | Roof
SRP02592 | ENPHASE ENERGY | M200-32-240-S02 | 215 | 20 |  |  | 0.96 | Solar Inverter |  | OUTDOOR
SRP02593 | CHANGZHOU TRINA SOLAR ENERGY CO | TSM-185D | 230 | 52 | 191 | 17 |  | Solar | FIXED | Roof
SRP02593 | SMA AMERICA | SB6000US (240V) | 6000 | 2 |  |  | 0.98 | Solar Inverter |  | OUTDOOR
SRP02594 | CHANGZHOU TRINA SOLAR ENERGY CO | TSM-185D | 230 | 33 | 200 | 20 |  | Solar | FIXED | Roof
SRP02594 | SMA AMERICA | SB7000US (277V) | 7000 | 1 |  |  | 0.98 | Solar Inverter |  | OUTDOOR
SRP02595 | CHANGZHOU TRINA SOLAR ENERGY CO | TSM-185D | 230 | 14 | 237 | 21 |  | Solar | FIXED | Roof
SRP02595 | CHANGZHOU TRINA SOLAR ENERGY CO | TSM-185D | 230 | 6 | 147 | 41 |  | Solar | FIXED | Roof
SRP02595 | ENPHASE ENERGY | M200-32-240-S02 | 215 | 20 |  |  | 0.97 | Solar Inverter |  | OUTDOOR
SRP02596 | CHANGZHOU TRINA SOLAR ENERGY CO | TSM-185D | 230 | 28 | 172 | 32 |  | Solar | FIXED | Roof
SRP02596 | SMA AMERICA | SB6000U (208V) | 6000 | 1 |  |  | 0.97 | Solar Inverter |  | Inside
SRP02597 | CHANGZHOU TRINA SOLAR ENERGY CO | TSM-185D | 230 | 42 | 130 | 33 |  | Solar | FIXED | Roof
SRP02597 | SMA AMERICA | SB5000US | 5000 | 2 |  |  | 0.98 | Solar Inverter |  | Inside
SRP02598 | SUNTECH POWER | STP180-24/AB-1 | 185 | 57 | 201 | 32 |  | Solar | FIXED | Roof
SRP02598 | SUNTECH POWER | STP190-18/UB-1 | 185 | 8 | 111 | 34 |  | Solar | FIXED | Roof
SRP02598 | SUNTECH POWER | STP190S-18/UB-1 | 185 | 8 | 291 | 34 |  | Solar | FIXED | Roof
SRP02598 | SMA AMERICA | SB3000US (208V) | 3000 | 2 |  |  | 0.966 | Solar Inverter |  | INDOOR
SRP02598 | SMA AMERICA | SB5000US | 5000 | 1 |  |  | 0.968 | Solar Inverter |  | INDOOR
SRP02598 | SMA AMERICA | SB6000U (208V) | 6000 | 1 |  |  | 0.97 | Solar Inverter |  | INDOOR
SRP02599 | CANADIAN SOLAR | CS6P-230 | 230 | 20 | 121 | 18 |  | Solar | FIXED | Roof
SRP02599 | CANADIAN SOLAR | CS6P-230 | 230 | 16 | 211 | 45 |  | Solar | FIXED | Roof
SRP02599 | PV POWERED | PVP3000 | 3000 | 1 |  |  | 0.935 | Solar Inverter |  | OUTDOOR
SRP02599 | PV POWERED | PVP4800 | 4800 | 1 |  |  | 0.96 | Solar Inverter |  | OUTDOOR
SRP02600 | SUNPOWER | SPR-230-WHT-U | 230 | 40 | 100 | 20 |  | Solar | FIXED | Roof
SRP02600 | SUNPOWER CORP (ORIGINAL MFRSMA) | SPR-5000M (208V) | 5000 | 2 |  |  | 0.968 | Solar Inverter |  | Outside
SRP02601 | BP SOLAR | BP3125S | 215 | 14 | 183 | 24 |  | Solar | FIXED | Roof
SRP02601 | BP SOLAR | BP3125S | 215 | 7 | 183 | 38 |  | Solar | FIXED | Roof
SRP02601 | FRONIUS USA | IG 2000 NEG | 2000 | 1 |  |  | 0.955 | Solar Inverter |  | INDOOR
SRP02601 | FRONIUS USA | IG 3000 NEG | 3000 | 1 |  |  | 0.955 | Solar Inverter |  | INDOOR
SRP02602 | BP SOLAR | SX3200B | 215 | 28 | 207 | 25 |  | Solar | FIXED | Roof
SRP02602 | SMA AMERICA | SB6000U (208V) | 6000 | 1 |  |  | 0.97 | Solar Inverter |  | INDOOR
SRP02603 | BP SOLAR | BP3125U | 215 | 22 | 154 | 15 |  | Solar | FIXED | Roof
SRP02603 | BP SOLAR | BP3115U | 215 | 4 | 154 | 20 |  | Solar | FIXED | Roof
SRP02603 | SMA AMERICA | SB5000US | 5000 | 1 |  |  | 0.96 | Solar Inverter |  | OUTDOOR
SRP02604 | SANYO ELECTRIC | HIP-205BA3 | 220 | 18 | 110 | 22 |  | Solar | FIXED | Roof
SRP02604 | SMA AMERICA | SB4000US (208V) | 4000 | 1 |  |  | 0.96 | Solar Inverter |  | INDOOR
SRP02605 | CANADIAN SOLAR | CS4C-100 | 230 | 403 | 168 | 3 |  | Solar | FIXED | Roof
SRP02605 | SOLECTRIA RENEWABLES | PVI82KW-480 | 82000 | 1 |  |  | 0.96 | Solar Inverter |  | INDOOR
SRP02608 | SOLARWORLD | SW185MONO | 240 | 24 | 151 | 34 |  | Solar | FIXED | Roof
SRP02608 | SMA AMERICA | SB6000U (208V) | 6000 | 1 |  |  | 0.97 | Solar Inverter |  | OUTDOOR
SRP02610 | SUNTECH POWER | STP210S-18/UB-1 | 275 | 231 | 170 | 17 |  | Solar | FIXED | Roof
SRP02610 | SOLECTRIA RENEWABLES | PVI60KW-480 | 60000 | 1 |  |  | 0.96 | Solar Inverter |  | OUTDOOR
SRP02611 | KYOCERA SOLAR | KD210GX-LP | 240 | 1022 | 187 | 32 |  | Solar | FIXED | Roof
SRP02611 | SMA AMERICA | SWR2500U-SBD (208V) | 250000 | 1 |  |  | 0.97 | Solar Inverter |  | OUTDOOR
SRP02612 | CANADIAN SOLAR | CS6P-230 | 235 | 80 | 180 | 34 |  | Solar | FIXED | Ground
SRP02612 | SMA AMERICA | SB6000U (240V) | 6000 | 2 |  |  | 0.97 | Solar Inverter |  | Outside
SRP02612 | SMA AMERICA | SB7000US (208V) | 7000 | 1 |  |  | 0.97 | Solar Inverter |  | OUTDOOR
SRP02613 | REC SCANMODULE | SCM230 | 235 | 548 | 176 | 25 |  | Solar | FIXED | Roof
SRP02613 | SMA AMERICA | SB7000US (208V) | 8000 | 6 |  |  | 0.983 | Solar Inverter |  | Outside
SRP02613 | SMA AMERICA | SB7000US (208V) | 10000 | 6 |  |  | 0.983 | Solar Inverter |  | Outside
SRP02615 | SUNPOWER | SPR-230-WHT-U | 238 | 20 | 187 | 10 |  | Solar | FIXED | Roof
SRP02615 | SUNPOWER CORP (ORIGINAL MFRSMA) | SPR-4000M (208V) | 4000 | 1 |  |  | 0.97 | Solar Inverter |  | INDOOR
SRP02618 | TRINA SOLAR | TSM-230PA05 | 230 | 30 | 164 | 25 |  | Solar | FIXED | Roof
SRP02618 | SMA AMERICA | SB7000TL-US (208V) | 7000 | 1 |  |  | 0.969 | Solar Inverter |  | OUTDOOR
SRP02619 | SUNPOWER | SPR-305-WHT-U | 305 | 56 | 237 | 40 |  | Solar | FIXED | Roof
SRP02619 | SUNPOWER CORP (ORIGINAL MFRSMA) | SPR-7000M (208V) | 8000 | 2 |  |  | 0.965 | Solar Inverter |  | INDOOR
SRP02621 | SUNTECH POWER | STP180-24/AB-1 | 185 | 19 | 270 | 25 |  | Solar | FIXED | Roof
SRP02621 | SUNTECH POWER | STP180-24/AB-1 | 185 | 12 | 180 | 30 |  | Solar | FIXED | Roof
SRP02621 | PV POWERED | PVP2000 | 2000 | 3 |  |  | 0.96 | Solar Inverter |  | INDOOR
SRP02622 | SUNPOWER | SPR-225-BLK-U | 225 | 24 | 137 | 30 |  | Solar | FIXED | Roof
SRP02622 | SUNPOWER CORP (ORIGINAL MFRSMA) | SPR-5000M (208V) | 5000 | 1 |  |  | 0.968 | Solar Inverter |  | INDOOR
SRP02623 | SUNTECH POWER | STP180-24/AB-1 | 185 | 34 | 179.6 | 42 |  | Solar | FIXED | Roof
SRP02623 | PV POWERED | PVP3000 | 3000 | 2 |  |  | 0.935 | Solar Inverter |  | INDOOR
SRP02624 | CHANGZHOU TRINA SOLAR ENERGY CO | TSM-185D | 235 | 34 | 172.1 | 20 |  | Solar | FIXED | Roof
SRP02624 | PV POWERED | PVP3000 | 3000 | 1 |  |  | 0.935 | Solar Inverter |  | Inside
SRP02624 | PV POWERED | PVP4800 | 4800 | 1 |  |  | 0.96 | Solar Inverter |  | INDOOR
SRP02625 | CHANGZHOU TRINA SOLAR ENERGY CO | TSM-185D | 235 | 10 | 110 | 28 |  | Solar | FIXED | Roof
SRP02625 | CHANGZHOU TRINA SOLAR ENERGY CO | TSM-185D | 235 | 22 | 110 | 41 |  | Solar | FIXED | Roof
SRP02625 | PV POWERED | PVP2500 | 2500 | 1 |  |  | 0.945 | Solar Inverter |  | INDOOR
SRP02625 | PV POWERED | PVP4800 | 4800 | 1 |  |  | 0.96 | Solar Inverter |  | INDOOR
SRP02626 | CHANGZHOU TRINA SOLAR ENERGY CO | TSM-185D | 235 | 18 | 195.3 | 28 |  | Solar | FIXED | Roof
SRP02626 | PV POWERED | PVP4800 | 4800 | 1 |  |  | 0.96 | Solar Inverter |  | INDOOR
SRP02627 | CHANGZHOU TRINA SOLAR ENERGY CO | TSM-185D | 235 | 60 | 180 | 30 |  | Solar | FIXED | Ground
SRP02627 | SMA AMERICA | SB7000US (208V) | 7000 | 2 |  |  | 0.97 | Solar Inverter |  | OUTDOOR
SRP02628 | CHANGZHOU TRINA SOLAR ENERGY CO | TSM-185D | 235 | 22 | 191.1 | 9 |  | Solar | FIXED | Roof
SRP02628 | CHANGZHOU TRINA SOLAR ENERGY CO | TSM-185D | 235 | 8 | 191.1 | 27 |  | Solar | FIXED | Roof
SRP02628 | PV POWERED | PVP2000 | 2000 | 1 |  |  | 0.92 | Solar Inverter |  | INDOOR
SRP02628 | PV POWERED | PVP4800 | 4800 | 1 |  |  | 0.96 | Solar Inverter |  | INDOOR
SRP02629 | CHANGZHOU TRINA SOLAR ENERGY CO | TSM-185D | 235 | 32 | 110.7 | 16 |  | Solar | FIXED | Roof
SRP02629 | PV POWERED | PVP3500 | 3500 | 2 |  |  | 0.955 | Solar Inverter |  | OUTDOOR
SRP02630 | CHANGZHOU TRINA SOLAR ENERGY CO | TSM-185D | 235 | 18 | 110.3 | 30 |  | Solar | FIXED | Roof
SRP02630 | PV POWERED | PVP4800 | 4800 | 1 |  |  | 0.96 | Solar Inverter |  | INDOOR
SRP02631 | CHANGZHOU TRINA SOLAR ENERGY CO | TSM-185D | 235 | 33 | 212.3 | 30 |  | Solar | FIXED | Roof
SRP02631 | SMA AMERICA | SB7000US (208V) | 7000 | 1 |  |  | 0.97 | Solar Inverter |  | INDOOR
SRP02633 | CHANGZHOU TRINA SOLAR ENERGY CO | TSM-185D | 235 | 36 | 211.1 | 28 |  | Solar | FIXED | Roof
SRP02633 | SMA AMERICA | SB7000US (277V) | 8000 | 1 |  |  | 0.965 | Solar Inverter |  | INDOOR
SRP02634 | BAODING YINGLI NEW ENERGY RESOURCES CO | YL175(156) | 235 | 442 | 149 | 10 |  | Solar | FIXED | Roof
SRP02634 | BAODING YINGLI NEW ENERGY RESOURCES CO | YL175(156) | 235 | 845 | 163 | 10 |  | Solar | FIXED | Roof
SRP02634 | YES! SOLAR | ES205W | 235 | 377 | 179 | 10 |  | Solar | FIXED | Roof
SRP02634 | BAODING YINGLI NEW ENERGY RESOURCES CO | YL175(156) | 235 | 2236 | 180 | 25 |  | Solar | FIXED | Roof
SRP02634 | PV POWERED | PVP75KW-208 | 75000 | 2 |  |  | 0.955 | Solar Inverter |  | OUTDOOR
SRP02634 | PV POWERED | PVP100KW-208 | 100000 | 5 |  |  | 0.96 | Solar Inverter |  | OUTDOOR
SRP02634 | PV POWERED | PVP100KW-208 | 260000 | 1 |  |  | 0.97 | Solar Inverter |  | OUTDOOR
SRP02635 | BAODING YINGLI NEW ENERGY RESOURCES CO | YL175(156) | 235 | 91 | 106 | 10 |  | Solar | FIXED | Roof
SRP02635 | BAODING YINGLI NEW ENERGY RESOURCES CO | YL175(156) | 235 | 2028 | 171 | 10 |  | Solar | FIXED | Roof
SRP02635 | BAODING YINGLI NEW ENERGY RESOURCES CO | YL175(156) | 235 | 286 | 196 | 10 |  | Solar | FIXED | Roof
SRP02635 | BAODING YINGLI NEW ENERGY RESOURCES CO | YL175(156) | 235 | 351 | 238 | 10 |  | Solar | FIXED | Roof
SRP02635 | BAODING YINGLI NEW ENERGY RESOURCES CO | YL175(156) | 235 | 117 | 261 | 10 |  | Solar | FIXED | Roof
SRP02635 | BAODING YINGLI NEW ENERGY RESOURCES CO | YL175(156) | 235 | 650 | 180 | 25 |  | Solar | FIXED | Roof
SRP02635 | PV POWERED | PVP30KW-208 | 50000 | 2 |  |  | 0.96 | Solar Inverter |  | OUTDOOR
SRP02635 | PV POWERED | PVP75KW-208 | 75000 | 3 |  |  | 0.955 | Solar Inverter |  | OUTDOOR
SRP02635 | PV POWERED | PVP100KW-208 | 100000 | 1 |  |  | 0.96 | Solar Inverter |  | OUTDOOR
SRP02635 | PV POWERED | PVP100KW-208 | 260000 | 2 |  |  | 0.97 | Solar Inverter |  | OUTDOOR
SRP02636 | CHANGZHOU TRINA SOLAR ENERGY CO | TSM-185D | 235 | 16 | 109.5 | 28 |  | Solar | FIXED | Roof
SRP02636 | PV POWERED | PVP3500 | 3500 | 1 |  |  | 0.955 | Solar Inverter |  | INDOOR
SRP02637 | CHANGZHOU TRINA SOLAR ENERGY CO | TSM-185D | 235 | 18 | 209.6 | 30 |  | Solar | FIXED | Roof
SRP02637 | PV POWERED | PVP4800 | 4800 | 1 |  |  | 0.96 | Solar Inverter |  | INDOOR
SRP02638 | SUNTECH POWER | STP200-18/UB-1 | 205 | 30 | 117.5 | 20 |  | Solar | FIXED | Roof
SRP02638 | PV POWERED | PVP2800 | 2800 | 1 |  |  | 0.92 | Solar Inverter |  | INDOOR
SRP02638 | PV POWERED | PVP4600 | 4600 | 1 |  |  | 0.955 | Solar Inverter |  | INDOOR
SRP02639 | CHANGZHOU TRINA SOLAR ENERGY CO | TSM-185D | 235 | 26 | 201.1 | 10 |  | Solar | FIXED | Roof
SRP02639 | CHANGZHOU TRINA SOLAR ENERGY CO | TSM-185D | 235 | 8 | 201.1 | 30 |  | Solar | FIXED | Roof
SRP02639 | SMA AMERICA | SB3000US (208V) | 3000 | 1 |  |  | 0.96 | Solar Inverter |  | INDOOR
SRP02639 | SMA AMERICA | SB6000U (208V) | 6000 | 1 |  |  | 0.97 | Solar Inverter |  | Outside
SRP02640 | CEEG (SHANGHAI) SOLAR SCIENCE AND TECHNOLOGY CO | SST 190-72M | 250 | 30 | 175 | 30 |  | Solar | FIXED | Roof
SRP02640 | FRONIUS USA |  | 7500 | 1 |  |  | 0.96 | Solar Inverter |  | OUTDOOR
SRP02642 | CHANGZHOU TRINA SOLAR ENERGY CO | TSM-185D | 235 | 16 | 280.1 | 25 |  | Solar | FIXED | Roof
SRP02642 | SUNTECH POWER | STP180-24/AB-1 | 235 | 28 | 190.1 | 45 |  | Solar | FIXED | Roof
SRP02642 | SMA AMERICA | SB3000US (208V) | 3000 | 2 |  |  | 0.935 | Solar Inverter |  | Outside
SRP02642 | SMA AMERICA | SB3300U | 3500 | 1 |  |  | 0.955 | Solar Inverter |  | Outside
SRP02644 | SUNTECH POWER | STP180-24/AB-1 | 185 | 24 | 97 | 30 |  | Solar | FIXED | Roof
SRP02644 | SUNTECH POWER | STP180S-24/AB-1 | 185 | 24 | 187 | 35 |  | Solar | FIXED | Roof
SRP02644 | SMA AMERICA | SB4000US (208V) | 4000 | 2 |  |  | 0.96 | Solar Inverter |  | INDOOR
SRP02645 | CHANGZHOU TRINA SOLAR ENERGY CO | TSM-185D | 230 | 8 | 214.5 | 17 |  | Solar | FIXED | Roof
SRP02645 | CHANGZHOU TRINA SOLAR ENERGY CO | TSM-185D | 230 | 25 | 214.5 | 42 |  | Solar | FIXED | Roof
SRP02645 | ENPHASE ENERGY | M175-24-240-S02 | 190 | 33 |  |  | 0.97 | Solar Inverter |  | OUTDOOR
SRP02646 | CHANGZHOU TRINA SOLAR ENERGY CO | TSM-185D | 235 | 26 | 195 | 16 |  | Solar | FIXED | Roof
SRP02646 | SMA AMERICA | SB6000U (208V) | 6000 | 1 |  |  | 0.97 | Solar Inverter |  | INDOOR
SRP02647 | CHANGZHOU TRINA SOLAR ENERGY CO | TSM-185D | 230 | 24 | 183 | 16 |  | Solar | FIXED | Roof
SRP02647 | SMA AMERICA | SB5000US | 5000 | 1 |  |  | 0.968 | Solar Inverter |  | OUTDOOR
SRP02648 | SOLARWORLD | SW185MONO | 225 | 52 | 180 | 20 |  | Solar | FIXED | Ground
SRP02648 | SMA AMERICA | SB6000U (208V) | 6000 | 2 |  |  | 0.97 | Solar Inverter |  | OUTDOOR
SRP02649 | CHANGZHOU TRINA SOLAR ENERGY CO | TSM-185D | 230 | 21 | 164 | 23 |  | Solar | FIXED | Roof
SRP02649 | ENPHASE ENERGY | M200-32-208-S01 | 215 | 21 |  |  | 0.96 | Solar Inverter |  | OUTDOOR
SRP02650 | SOLON AG FUER SOLARTECHNIK | P220/6+/01 230WP | 235 | 28 | 178 | 11 |  | Solar | FIXED | Roof
SRP02650 | FRONIUS USA |  | 6000 | 1 |  |  | 0.96 | Solar Inverter |  | INDOOR
SRP02651 | CHANGZHOU TRINA SOLAR ENERGY CO | TSM-185D | 230 | 11 | 148 | 15 |  | Solar | FIXED | Roof
SRP02651 | CHANGZHOU TRINA SOLAR ENERGY CO | TSM-185D | 230 | 30 | 148 | 30 |  | Solar | FIXED | Roof
SRP02651 | SMA AMERICA | SB3000US (208V) | 3000 | 1 |  |  | 0.965 | Solar Inverter |  | Outside
SRP02651 | SMA AMERICA | SB7000US (277V) | 7000 | 1 |  |  | 0.969 | Solar Inverter |  | OUTDOOR
SRP02652 | MATRIX SOLAR/PHOTOWATT | PW750-80 | 230 | 28 | 160 | 30 |  | Solar | FIXED | Roof
SRP02652 | SMA AMERICA | SB6000U (208V) | 6000 | 1 |  |  | 0.97 | Solar Inverter |  | Inside
SRP02653 | CHANGZHOU TRINA SOLAR ENERGY CO | TSM-185D | 230 | 7 | 204 | 17 |  | Solar | FIXED | Roof
SRP02653 | CHANGZHOU TRINA SOLAR ENERGY CO | TSM-185D | 230 | 25 | 124 | 33 |  | Solar | FIXED | Roof
SRP02653 | CHANGZHOU TRINA SOLAR ENERGY CO | TSM-185D | 230 | 6 | 204 | 33 |  | Solar | FIXED | Roof
SRP02653 | ENPHASE ENERGY | M200-32-240-S02 | 215 | 38 |  |  | 0.96 | Solar Inverter |  | OUTDOOR
SRP02654 | BP SOLAR | BP3170N | 195 | 8 | 88 | 38 |  | Solar | FIXED | Roof
SRP02654 | BP SOLAR | BP3170N | 195 | 34 | 178 | 38 |  | Solar | FIXED | Roof
SRP02654 | BP SOLAR | BP3170N | 195 | 12 | 268 | 38 |  | Solar | FIXED | Roof
SRP02654 | FRONIUS USA | IG 2000 | 2000 | 3 |  |  | 0.952 | Solar Inverter |  | INDOOR
SRP02654 | FRONIUS USA | IG 3000 | 3000 | 2 |  |  | 0.952 | Solar Inverter |  | INDOOR
SRP02655 | SUNPOWER | SPR-225-BLK-U | 235 | 59 | 183 | 30 |  | Solar | FIXED | Ground
SRP02655 | SUNPOWER CORP (ORIGINAL MFRSMA) | SPR-6000M (208V) | 6000 | 1 |  |  | 0.968 | Solar Inverter |  | Inside
SRP02655 | SUNPOWER CORP (ORIGINAL MFRSMA) | SPR-7000M (208V) | 7000 | 1 |  |  | 0.971 | Solar Inverter |  | Inside
SRP02656 | SOLARWORLD | SW185MONO | 245 | 702 | 206 | 2.5 |  | Solar | FIXED | Roof
SRP02656 | SOLARWORLD | SW185MONO | 245 | 234 | 192 | 10.3 |  | Solar | FIXED | Roof
SRP02656 | SOLARWORLD | SW185MONO | 245 | 312 | 265 | 18.8 |  | Solar | FIXED | Roof
SRP02656 | PV POWERED | PVP30KW-LV-480 | 50000 | 3 |  |  | 0.971 | Solar Inverter |  | OUTDOOR
SRP02656 | PV POWERED | PVP75KW-480 | 75000 | 1 |  |  | 0.955 | Solar Inverter |  | OUTDOOR
SRP02657 | SUNPOWER | SPR-225-BLK-U | 225 | 9 | 212 | 26 |  | Solar | FIXED | Roof
SRP02657 | SUNPOWER | SPR-225-BLK-U | 225 | 25 | 122 | 28 |  | Solar | FIXED | Roof
SRP02657 | ENPHASE ENERGY | M200-32-240-S02 | 210 | 34 |  |  | 0.96 | Solar Inverter |  | OUTDOOR
SRP02658 | SUNPOWER | SPR-315E-WHT-U | 320 | 50 | 242 | 25 |  | Solar | FIXED | Ground
SRP02658 | SUNPOWER CORP (ORIGINAL MFRSMA) | SPR-3000M (208V) | 3300 | 1 |  |  | 0.962 | Solar Inverter |  | OUTDOOR
SRP02658 | SUNPOWER CORP (ORIGINAL MFRSMA) | SPR-7000M (277V) | 11400 | 1 |  |  | 0.962 | Solar Inverter |  | OUTDOOR
SRP02659 | BAODING YINGLI NEW ENERGY RESOURCES CO | YL175(156) | 230 | 18 | 220 | 30 |  | Solar | FIXED | Roof
SRP02659 | SMA AMERICA | SB5000US (277V) | 5000 | 1 |  |  | 0.975 | Solar Inverter |  | INDOOR
SRP02660 | SUNPOWER | SPR-225-BLK-U | 225 | 40 | 143 | 34 |  | Solar | FIXED | Roof
SRP02660 | SUNPOWER CORP (ORIGINAL MFRSMA) | SPR-4000M (208V) | 4000 | 2 |  |  | 0.968 | Solar Inverter |  | INDOOR
SRP02661 | SUNPOWER | SPR-225-BLK-U | 225 | 44 | 194 | 19 |  | Solar | FIXED | Roof
SRP02661 | SUNPOWER CORP (ORIGINAL MFRSMA) | SPR-3000M (208V) | 3000 | 1 |  |  | 0.966 | Solar Inverter |  | INDOOR
SRP02661 | SUNPOWER CORP (ORIGINAL MFRSMA) | SPR-7000M (208V) | 7000 | 1 |  |  | 0.971 | Solar Inverter |  | INDOOR
SRP02662 | BP SOLAR | BP3150B | 215 | 12 | 167 | 30 |  | Solar | FIXED | Roof
SRP02662 | BP SOLAR | BP3150B | 215 | 10 | 257 | 30 |  | Solar | FIXED | Roof
SRP02662 | ENPHASE ENERGY | M200-32-208-S01 | 190 | 12 |  |  | 0.955 | Solar Inverter |  | Outside
SRP02662 | ENPHASE ENERGY | M200-32-208-S02 | 190 | 10 |  |  | 0.955 | Solar Inverter |  | Outside
SRP02663 | SUNPOWER | SPR-225-BLK-U | 225 | 27 | 180 | 35 |  | Solar | FIXED | Roof
SRP02663 | SUNPOWER CORP (ORIGINAL MFRSMA) | SPR-5000M (208V) | 5000 | 1 |  |  | 0.97 | Solar Inverter |  | INDOOR
SRP02664 | SHARP | ND-224UC1 | 240 | 910 | 174 | 10 |  | Solar | FIXED | Roof
SRP02664 | PV POWERED | PVP75KW-208 | 75000 | 2 |  |  | 0.955 | Solar Inverter |  | OUTDOOR
SRP02665 | CHANGZHOU TRINA SOLAR ENERGY CO | TSM-185D | 235 | 28 | 168 | 22 |  | Solar | FIXED | Roof
SRP02665 | SOLECTRIA RENEWABLES | PVI 5300 (208V) | 6000 | 1 |  |  | 0.955 | Solar Inverter |  | OUTDOOR
SRP02666 | SANYO ELECTRIC | HIP-205BA3 | 210 | 6 | 180 | 45 |  | Solar | FIXED | Ground
SRP02666 | FRONIUS USA | FRONIUS DATALOGGER EASY BOX | 1 | 1 |  |  | 0.952 | Solar Inverter |  | INDOOR
SRP02667 | SUNPOWER | SPR-225-BLK-U | 225 | 22 | 263 | 38 |  | Solar | FIXED | Roof
SRP02667 | ENPHASE ENERGY | M200-32-208-S01 | 210 | 22 |  |  | 0.96 | Solar Inverter |  | Outside
SRP02668 | CHANGZHOU TRINA SOLAR ENERGY CO | TSM-185D | 235 | 10 | 88 | 24 |  | Solar | FIXED | Roof
SRP02668 | CHANGZHOU TRINA SOLAR ENERGY CO | TSM-185D | 235 | 26 | 178 | 24 |  | Solar | FIXED | Roof
SRP02668 | CHANGZHOU TRINA SOLAR ENERGY CO | TSM-185D | 235 | 6 | 268 | 24 |  | Solar | FIXED | Roof
SRP02668 | SOLECTRIA RENEWABLES | PVI 5000 (208V) | 5000 | 2 |  |  | 0.97 | Solar Inverter |  | Inside
SRP02670 | SANYO ELECTRIC | HIP-205BA5 | 220 | 32 | 184 | 34 |  | Solar | FIXED | Roof
SRP02670 | SMA AMERICA | SB7000US (208V) | 7000 | 1 |  |  | 0.97 | Solar Inverter |  | INDOOR
SRP02671 | SANYO ELECTRIC | HIP-205BA5 | 220 | 32 | 98 | 34 |  | Solar | FIXED | Roof
SRP02671 | SMA AMERICA | SB7000US (208V) | 7000 | 1 |  |  | 0.96 | Solar Inverter |  | INDOOR
SRP02672 | SHARP | ND-224UC1 | 224 | 26 | 120 | 12 |  | Solar | FIXED | Roof
SRP02672 | SHARP | ND-224UC1 | 224 | 6 | 210 | 14 |  | Solar | FIXED | Roof
SRP02672 | ENPHASE ENERGY | M200-32-208-S01 | 190 | 32 |  |  | 0.95 | Solar Inverter |  | OUTDOOR
SRP02674 | SHARP | ND-224UC1 | 235 | 38 | 237 | 26 |  | Solar | FIXED | Roof
SRP02674 | ENPHASE ENERGY | M200-32-208-S01 | 190 | 38 |  |  | 0.95 | Solar Inverter |  | OUTDOOR
SRP02675 | SUNTECH POWER | STP210S-18/UB-1 | 275 | 462 | 164 | 1 |  | Solar | FIXED | Roof
SRP02675 | SOLECTRIA RENEWABLES | PVI60KW-208 | 60000 | 2 |  |  | 0.956 | Solar Inverter |  | INDOOR
SRP02678 | SUNTECH POWER | STP180-24/AB-1 | 185 | 56 | 180 | 18 |  | Solar | FIXED | Roof
SRP02678 | SMA AMERICA | SB4000US (208V) | 4000 | 1 |  |  | 0.968 | Solar Inverter |  | INDOOR
SRP02678 | SMA AMERICA | SB6000U (208V) | 6000 | 1 |  |  | 0.97 | Solar Inverter |  | INDOOR
SRP02679 | SUNPOWER | SPR-230-WHT-U | 230 | 20 | 240 | 34 |  | Solar | FIXED | Roof
SRP02679 | SUNPOWER | SPR-230-WHT-U | 230 | 11 | 150 | 39 |  | Solar | FIXED | Roof
SRP02679 | ENPHASE ENERGY | M200-32-208-S02 | 210 | 31 |  |  | 0.96 | Solar Inverter |  | OUTDOOR
SRP02680 | SUNTECH POWER | STP190-18/UB-1 | 190 | 4 | 190 | 26 |  | Solar | FIXED | Roof
SRP02680 | SUNTECH POWER | STP190-18/UB-1 | 190 | 14 | 190 | 42 |  | Solar | FIXED | Roof
SRP02680 | SOLECTRIA RENEWABLES | PVI 3000-P (208V) | 3300 | 1 |  |  | 0.97 | Solar Inverter |  | INDOOR
SRP02681 | SUNTECH POWER | STP190S-18/UB-1 | 185 | 27 | 223 | 23 |  | Solar | FIXED | Roof
SRP02681 | SUNTECH POWER | STP190-18/UB-1 | 185 | 3 | 133 | 30 |  | Solar | FIXED | Roof
SRP02681 | SUNTECH POWER | STP180-24/AB-1 | 185 | 2 | 313 | 30 |  | Solar | FIXED | Roof
SRP02681 | ENPHASE ENERGY | M200-32-208-S01 | 190 | 32 |  |  | 0.95 | Solar Inverter |  | OUTDOOR
SRP02682 | CHANGZHOU TRINA SOLAR ENERGY CO | TSM-185D | 240 | 36 | 169 | 33 |  | Solar | FIXED | Roof
SRP02682 | CHANGZHOU TRINA SOLAR ENERGY CO | TSM-185D | 240 | 12 | 259 | 45 |  | Solar | FIXED | Roof
SRP02682 | SMA AMERICA | SB3000US (208V) | 2500 | 1 |  |  | 0.96 | Solar Inverter |  | Inside
SRP02682 | SMA AMERICA | SB7000US (208V) | 8000 | 1 |  |  | 0.96 | Solar Inverter |  | Inside
SRP02683 | CHANGZHOU TRINA SOLAR ENERGY CO | TSM-185D | 235 | 28 | 144.4 | 19 |  | Solar | FIXED | Roof
SRP02683 | PV POWERED | PVP3000 | 3000 | 2 |  |  | 0.935 | Solar Inverter |  | INDOOR
SRP02684 | CHANGZHOU TRINA SOLAR ENERGY CO | TSM-185D | 235 | 55 | 180 | 30 |  | Solar | FIXED | Roof
SRP02684 | ENPHASE ENERGY | M200-32-208-S01 | 215 | 55 |  |  | 0.97 | Solar Inverter |  | OUTDOOR
SRP02685 | MATRIX SOLAR/PHOTOWATT | PW1250-115 | 235 | 11 | 180 | 10 |  | Solar | FIXED | Roof
SRP02685 | MATRIX SOLAR/PHOTOWATT | PW1250-115 | 235 | 24 | 180 | 10 |  | Solar | FIXED | Roof
SRP02685 | MATRIX SOLAR/PHOTOWATT | PW1250-115 | 235 | 7 | 180 | 70 |  | Solar | FIXED | Roof
SRP02685 | ENPHASE ENERGY | M200-32-208-S01 | 380 | 21 |  |  | 0.955 | Solar Inverter |  | OUTDOOR
SRP02687 | CHANGZHOU TRINA SOLAR ENERGY CO | TSM-185D | 235 | 27 | 127 | 15 |  | Solar | FIXED | Roof
SRP02687 | SMA AMERICA | SB6000U (240V) | 6000 | 1 |  |  | 0.97 | Solar Inverter |  | OUTDOOR
SRP02688 | SUNPOWER | SPR-225-BLK-U | 225 | 168 | 155 | 39 |  | Solar | FIXED | Roof
SRP02688 | SUNPOWER CORP (ORIGINAL MFRFRONIUS) | SPR 12000F (208V) | 11400 | 3 |  |  | 0.962 | Solar Inverter |  | OUTDOOR
SRP02689 | MATRIX SOLAR/PHOTOWATT | PW1250-115 | 240 | 234 | 122 | 4.5 |  | Solar | FIXED | Roof
SRP02689 | MATRIX SOLAR/PHOTOWATT | PW1250-115 | 240 | 195 | 302 | 4.5 |  | Solar | FIXED | Roof
SRP02689 | MATRIX SOLAR/PHOTOWATT | PW1250-115 | 240 | 182 | 213 | 10 |  | Solar | FIXED | Roof
SRP02689 | SMA AMERICA | SB5000US | 5000 | 1 |  |  | 0.965 | Solar Inverter |  | OUTDOOR
SRP02689 | SMA AMERICA | SB5000US | 5000 | 3 |  |  | 0.968 | Solar Inverter |  | OUTDOOR
SRP02689 | SMA AMERICA | SB7000US (208V) | 8000 | 7 |  |  | 0.965 | Solar Inverter |  | OUTDOOR
SRP02689 | SMA AMERICA | SB7000US (208V) | 8000 | 15 |  |  | 0.965 | Solar Inverter |  | OUTDOOR
SRP02690 | SOLARTECH POWER | SPM230P | 250 | 494 | 204 | 10 |  | Solar | FIXED | Roof
SRP02690 | SMA AMERICA | SB7000US (277V) | 8000 | 13 |  |  | 0.965 | Solar Inverter |  | INDOOR
SRP02691 | CHANGZHOU TRINA SOLAR ENERGY CO | TSM-185D | 235 | 18 | 208 | 32 |  | Solar | FIXED | Roof
SRP02691 | PV POWERED | PVP4800 | 4800 | 1 |  |  | 0.96 | Solar Inverter |  | Outside
SRP02692 | SUNTECH POWER | STP200-18/UB-1 | 205 | 6 | 120.8 | 25 |  | Solar | FIXED | Roof
SRP02692 | SUNTECH POWER | STP200-18/UB-1 | 205 | 18 | 210.8 | 25 |  | Solar | FIXED | Roof
SRP02692 | PV POWERED | PVP2000 | 2000 | 1 |  |  | 0.92 | Solar Inverter |  | OUTDOOR
SRP02692 | PV POWERED | PVP4800 | 4800 | 1 |  |  | 0.97 | Solar Inverter |  | OUTDOOR
SRP02693 | CHANGZHOU TRINA SOLAR ENERGY CO | TSM-185D | 235 | 22 | 194.9 | 35 |  | Solar | FIXED | Roof
SRP02693 | PV POWERED | PVP4800 | 4800 | 1 |  |  | 0.96 | Solar Inverter |  | INDOOR
SRP02694 | SUNTECH POWER | STP200-18/UB-1 | 205 | 32 | 178 | 31 |  | Solar | FIXED | Roof
SRP02694 | PV POWERED | PVP3000 | 3000 | 2 |  |  | 0.935 | Solar Inverter |  | Inside
SRP02695 | SUNTECH POWER | STP180-24/AB-1 | 185 | 54 | 225.9 | 25 |  | Solar | FIXED | Roof
SRP02695 | PV POWERED | PVP4800 | 4800 | 2 |  |  | 0.96 | Solar Inverter |  | INDOOR
SRP02696 | CHANGZHOU TRINA SOLAR ENERGY CO | TSM-185D | 235 | 33 | 146 | 19 |  | Solar | FIXED | Roof
SRP02696 | SMA AMERICA | SB7000US (208V) | 7000 | 1 |  |  | 0.97 | Solar Inverter |  | INDOOR
SRP02697 | SUNPOWER | SPR-230-WHT-U | 240 | 18 | 115 | 19 |  | Solar | FIXED | Roof
SRP02697 | SUNPOWER | SPR-230-WHT-U | 240 | 18 | 205 | 19 |  | Solar | FIXED | Roof
SRP02697 | SUNPOWER CORP (ORIGINAL MFRSMA) | SPR-7000M (277V) | 8000 | 1 |  |  | 0.96 | Solar Inverter |  | INDOOR
SRP02699 | SOLARWORLD | SW185MONO | 240 | 174 | 192 | 10.3 |  | Solar | FIXED | Roof
SRP02699 | SMA AMERICA | SB5000US | 5000 | 1 |  |  | 0.968 | Solar Inverter |  | INDOOR
SRP02699 | SMA AMERICA | SB6000U (208V) | 6000 | 5 |  |  | 0.968 | Solar Inverter |  | INDOOR
SRP02701 | SCHUCO USA |  | 180 | 16 | 168 | 23 |  | Solar | FIXED | Roof
SRP02701 | SCHUCO USA |  | 180 | 16 | 258 | 31 |  | Solar | FIXED | Roof
SRP02701 | POWER-ONE | PVI-6000-OUTD-US (208 V) | 6000 | 1 |  |  | 0.965 | Solar Inverter |  | OUTDOOR
SRP02702 | SHARP | ND-224UC1 | 235 | 22 | 214 | 28 |  | Solar | FIXED | Roof
SRP02702 | SHARP | ND-224UC1 | 235 | 31 | 214 | 40 |  | Solar | FIXED | Roof
SRP02702 | SMA AMERICA | SB3000US (208V) | 3000 | 1 |  |  | 0.965 | Solar Inverter |  | INDOOR
SRP02702 | SMA AMERICA | SB4000US (208V) | 4000 | 2 |  |  | 0.968 | Solar Inverter |  | INDOOR
SRP02703 | SCHUCO USA |  | 230 | 36 | 125 | 34 |  | Solar | FIXED | Roof
SRP02703 | SMA AMERICA | SB7000US (208V) | 8000 | 1 |  |  | 0.97 | Solar Inverter |  | OUTDOOR
SRP02704 | SUNTECH POWER | STP21018 | 245 | 19 | 158 | 26 |  | Solar | FIXED | Roof
SRP02704 | POWER-ONE | PVI-5000-OUTD-US (208 V) | 4600 | 1 |  |  | 0.968 | Solar Inverter |  | INDOOR
SRP02707 | CANADIAN SOLAR | CS6P-230 | 230 | 90 | 180 | 33 |  | Solar | FIXED | Roof
SRP02707 | SMA AMERICA | SB4000US (208V) | 4000 | 1 |  |  | 0.96 | Solar Inverter |  | INDOOR
SRP02707 | SMA AMERICA | SB7000US (277V) | 8000 | 2 |  |  | 0.96 | Solar Inverter |  | INDOOR
SRP02709 | SUNPOWER | SPR-225-BLK-U | 225 | 27 | 186 | 28 |  | Solar | FIXED | Roof
SRP02709 | SUNPOWER CORP (ORIGINAL MFRSMA) | SPR-6000M (208V) | 6000 | 1 |  |  | 0.97 | Solar Inverter |  | INDOOR
SRP02710 | UNKNOWN | UNKNOWN | 235 | 9996 | 180 | 25 |  | Solar | FIXED | Ground
SRP02710 | UNKNOWN | UNKNOWN | 250 | 18816 | 180 | 25 |  | Solar | FIXED | Ground
SRP02710 | SMA AMERICA | SWR2500U-SBD (240V) | 500000 | 12 |  |  | 0.98 | Solar Inverter |  | OUTDOOR
SRP02711 | UNKNOWN | UNKNOWN | 235 | 10024 | 180 | 25 |  | Solar | FIXED | Ground
SRP02711 | UNKNOWN | UNKNOWN | 250 | 18816 | 180 | 25 |  | Solar | FIXED | Ground
SRP02711 | SMA AMERICA | SWR2500U-SBD (240V) | 500000 | 12 |  |  | 0.98 | Solar Inverter |  | OUTDOOR
SRP02712 | CHANGZHOU TRINA SOLAR ENERGY CO | TSM-185D | 225 | 481 | 184 | 5 |  | Solar | FIXED | Roof
SRP02712 | SOLECTRIA RENEWABLES | PVI95KW-208 | 95000 | 1 |  |  | 0.97 | Solar Inverter |  | INDOOR
SRP02713 | CHANGZHOU TRINA SOLAR ENERGY CO | TSM-185D | 240 | 11 | 147 | 20 |  | Solar | FIXED | Roof
SRP02713 | CHANGZHOU TRINA SOLAR ENERGY CO | TSM-185D | 240 | 30 | 147 | 30 |  | Solar | FIXED | Roof
SRP02713 | SMA AMERICA | SB1100U-SBD | 2500 | 1 |  |  | 0.951 | Solar Inverter |  | OUTDOOR
SRP02713 | SMA AMERICA | SB7000US (277V) | 7000 | 1 |  |  | 0.965 | Solar Inverter |  | OUTDOOR
SRP02714 | CHANGZHOU TRINA SOLAR ENERGY CO | TSM-185D | 235 | 28 | 169 | 18 |  | Solar | FIXED | Roof
SRP02714 | PV POWERED | PVP3000 | 3000 | 2 |  |  | 0.935 | Solar Inverter |  | Outside
SRP02715 | CHANGZHOU TRINA SOLAR ENERGY CO | TSM-185D | 235 | 35 | 102.3 | 30 |  | Solar | FIXED | Roof
SRP02715 | PV POWERED | PVP2500 | 2500 | 1 |  |  | 0.945 | Solar Inverter |  | Outside
SRP02715 | PV POWERED | PVP4800 | 4800 | 1 |  |  | 0.96 | Solar Inverter |  | Outside
SRP02716 | CHANGZHOU TRINA SOLAR ENERGY CO | TSM-185D | 235 | 36 | 176 | 25 |  | Solar | FIXED | Roof
SRP02716 | SMA AMERICA | SB7000US (277V) | 7000 | 1 |  |  | 0.97 | Solar Inverter |  | INDOOR
SRP02717 | CHANGZHOU TRINA SOLAR ENERGY CO | TSM-185D | 235 | 18 | 186 | 30 |  | Solar | FIXED | Roof
SRP02717 | PV POWERED | PVP4800 | 4800 | 1 |  |  | 0.96 | Solar Inverter |  | INDOOR
SRP02718 | CHANGZHOU TRINA SOLAR ENERGY CO | TSM-185D | 235 | 40 | 165.9 | 28 |  | Solar | FIXED | Roof
SRP02718 | PV POWERED | PVP4800 | 4800 | 2 |  |  | 0.96 | Solar Inverter |  | Outside
SRP02719 | CHANGZHOU TRINA SOLAR ENERGY CO | TSM-185D | 235 | 55 | 256.4 | 5 |  | Solar | FIXED | Roof
SRP02719 | SMA AMERICA | SB4000US (208V) | 4000 | 1 |  |  | 0.96 | Solar Inverter |  | INDOOR
SRP02719 | SMA AMERICA | SB5000US | 5000 | 2 |  |  | 0.96 | Solar Inverter |  | INDOOR
SRP02721 | SANYO ELECTRIC | HIP-205BA3 | 220 | 14 | 98 | 40 |  | Solar | FIXED | Roof
SRP02721 | SANYO ELECTRIC | HIP-205BA19 | 220 | 7 | 188 | 42 |  | Solar | FIXED | Roof
SRP02721 | SMA AMERICA | SB4000US (240V) | 4000 | 1 |  |  | 0.96 | Solar Inverter |  | Inside
SRP02722 | CHANGZHOU TRINA SOLAR ENERGY CO | TSM-185D | 235 | 24 | 158.6 | 28 |  | Solar | FIXED | Roof
SRP02722 | SMA AMERICA | SB6000U (208V) | 6000 | 1 |  |  | 0.97 | Solar Inverter |  | INDOOR
SRP02724 | MATRIX SOLAR/PHOTOWATT | PW1650-175 | 235 | 143 | 212 | 10 |  | Solar | FIXED | Roof
SRP02724 | PV POWERED | PVP30KW-208 | 30000 | 1 |  |  | 0.94 | Solar Inverter |  | OUTDOOR
SRP02725 | ET SOLAR INDUSTRY | ET-P654185 | 185 | 561 | 277 | 12 |  | Solar | FIXED | Roof
SRP02725 | SATCON TECHNOLOGY | PVS-500 (480 V) | 50000 | 2 |  |  | 0.96 | Solar Inverter |  | OUTDOOR
SRP02726 | SUZHOU SHENGLONG PV-TECH | SLSM-230P | 230 | 288 | 125 | 20 |  | Solar | FIXED | Roof
SRP02726 | SMA AMERICA | SB7000TL-US (208V) | 7000 | 8 |  |  | 0.955 | Solar Inverter |  | Outside
SRP02728 | SUNPOWER | SPR-230-WHT-U | 240 | 27 | 132 | 15 |  | Solar | FIXED | Roof
SRP02728 | SUNPOWER | SPR-230-WHT-U | 240 | 8 | 230 | 15 |  | Solar | FIXED | Roof
SRP02728 | SUNPOWER | SPR-230-WHT-U | 240 | 7 | 230 | 18 |  | Solar | FIXED | Roof
SRP02728 | ENPHASE ENERGY | M200-32-240-S02 | 210 | 42 |  |  | 0.96 | Solar Inverter |  | OUTDOOR
SRP02729 | SUNPOWER | SPR-230-WHT-U | 238 | 35 | 183 | 15 |  | Solar | FIXED | Roof
SRP02729 | SUNPOWER | SPR-230-WHT-U | 238 | 6 | 183 | 20 |  | Solar | FIXED | Roof
SRP02729 | ENPHASE ENERGY | M200-32-240-S02 | 210 | 41 |  |  | 0.96 | Solar Inverter |  | OUTDOOR
SRP02730 | SUNPOWER | SPR-230-WHT-U | 240 | 54 | 168 | 18 |  | Solar | FIXED | Roof
SRP02730 | ENPHASE ENERGY | M200-32-240-S02 | 210 | 54 |  |  | 0.96 | Solar Inverter |  | OUTDOOR
SRP02731 | SUNTECH POWER | STP180S-24/AB-1 | 185 | 16 | 158 | 38 |  | Solar | FIXED | Roof
SRP02731 | SUNTECH POWER | STP180S-24/AB-1 | 185 | 33 | 226 | 38 |  | Solar | FIXED | Roof
SRP02731 | SMA AMERICA | SB3000US (240V) | 3000 | 1 |  |  | 0.96 | Solar Inverter |  | OUTDOOR
SRP02731 | SMA AMERICA | SB6000US (277V) | 6000 | 1 |  |  | 0.966 | Solar Inverter |  | OUTDOOR
SRP02732 | SUNPOWER | SPR-225-BLK-U | 225 | 16 | 172 | 35 |  | Solar | FIXED | Roof
SRP02732 | SUNPOWER CORP (ORIGINAL MFRSMA) | SPR-3000M (208V) | 3000 | 1 |  |  | 0.966 | Solar Inverter |  | Inside
SRP02733 | SUNPOWER | SPR-225-BLK-U | 225 | 20 | 77 | 10 |  | Solar | FIXED | Roof
SRP02733 | SUNPOWER | SPR-225-BLK-U | 225 | 20 | 257 | 10 |  | Solar | FIXED | Roof
SRP02733 | SUNPOWER | SPR-225-BLK-U | 225 | 14 | 77 | 35 |  | Solar | FIXED | Roof
SRP02733 | SUNPOWER | SPR-225-BLK-U | 225 | 14 | 257 | 35 |  | Solar | FIXED | Roof
SRP02733 | SUNPOWER CORP (ORIGINAL MFRSMA) | SPR-3000M (208V) | 3000 | 2 |  |  | 0.966 | Solar Inverter |  | INDOOR
SRP02733 | SUNPOWER CORP (ORIGINAL MFRSMA) | SPR-4000M (208V) | 4000 | 2 |  |  | 0.968 | Solar Inverter |  | INDOOR
SRP02734 | SANYO ELECTRIC | HIP-205BA5 | 225 | 18 | 112 | 47 |  | Solar | FIXED | Roof
SRP02734 | FRONIUS USA | IG 4000 | 4000 | 1 |  |  | 0.95 | Solar Inverter |  | Inside
SRP02735 | CHANGZHOU TRINA SOLAR ENERGY CO | TSM-185D | 235 | 30 | 183 | 26 |  | Solar | FIXED | Roof
SRP02735 | SMA AMERICA | SB7000US (208V) | 7000 | 1 |  |  | 0.968 | Solar Inverter |  | INDOOR
SRP02736 | SUNTECH POWER | STP210-18/UB-1 | 245 | 23 | 213 | 31 |  | Solar | FIXED | Roof
SRP02736 | POWER-ONE | PVI-5000-OUTD-US (208 V) | 5000 | 1 |  |  | 0.97 | Solar Inverter |  | OUTDOOR
SRP02737 | SOLARWORLD | SW185MONO | 240 | 1218 | 200 | 10 |  | Solar | FIXED | Roof
SRP02737 | SMA AMERICA | SC250U (480V) | 250000 | 1 |  |  | 0.97 | Solar Inverter |  | OUTDOOR
SRP02738 | CHANGZHOU TRINA SOLAR ENERGY CO | TSM-185D | 230 | 1500 | 184 | 30 |  | Solar | FIXED | Ground
SRP02738 | ADVANCED ENERGY INDUSTRIES | 3159000-104 | 333000 | 1 |  |  | 0.983 | Solar Inverter |  | OUTDOOR
SRP02740 | MC SOLAR | BP970B | 230 | 20 | 151 | 39 |  | Solar | FIXED | Roof
SRP02740 | SMA AMERICA | SB5000US | 5000 | 1 |  |  | 0.96 | Solar Inverter |  | INDOOR
SRP02741 | SUNPOWER | SPR-305-WHT-U | 305 | 84 | 184 | 5 |  | Solar | FIXED | Roof
SRP02741 | SUNPOWER CORP (ORIGINAL MFRFRONIUS) | SPR 12000F (208V) | 11400 | 2 |  |  | 0.962 | Solar Inverter |  | OUTDOOR
SRP02742 | SUNPOWER | SPR-305-WHT-U | 305 | 77 | 184 | 5 |  | Solar | FIXED | Roof
SRP02742 | SUNPOWER CORP (ORIGINAL MFRFRONIUS) | SPR 12000F (208V) | 11400 | 2 |  |  | 0.962 | Solar Inverter |  | OUTDOOR
SRP02743 | CHANGZHOU TRINA SOLAR ENERGY CO | TSM-185D | 235 | 156 | 180 | 30 |  | Solar | FIXED | Roof
SRP02743 | SMA AMERICA | SUNNY BOY CONTROL | 8000 | 4 |  |  | 0.965 | Solar Inverter |  | OUTDOOR
SRP02744 | BP SOLAR | BP3170N | 215 | 24 | 133 | 26 |  | Solar | FIXED | Roof
SRP02744 | SMA AMERICA | SB5000US | 5000 | 1 |  |  | 0.95 | Solar Inverter |  | Outside
SRP02745 | SHARP | ND-V230A1 | 235 | 540 | 187 | 10 |  | Solar | FIXED | Roof
SRP02745 | SHARP | ND-224UC1 | 240 | 1040 | 187 | 10 |  | Solar | FIXED | Roof
SRP02745 | PV POWERED | PVP100KW-480 | 260000 | 2 |  |  | 0.97 | Solar Inverter |  | OUTDOOR
SRP02746 | ET SOLAR INDUSTRY | ET-P654220 | 230 | 154 | 209 | 10 |  | Solar | FIXED | Roof
SRP02746 | PV POWERED | PVP30KW-208 | 30000 | 1 |  |  | 0.93 | Solar Inverter |  | OUTDOOR
SRP02747 | ET SOLAR INDUSTRY | ET-P654220 | 230 | 154 | 209 | 10 |  | Solar | FIXED | Roof
SRP02747 | PV POWERED | PVP30KW-208 | 30000 | 1 |  |  | 0.93 | Solar Inverter |  | OUTDOOR
SRP02748 | CANADIAN SOLAR | CS5P-230 | 230 | 36 | 180 | 18 |  | Solar | FIXED | Roof
SRP02748 | ENPHASE ENERGY | M200-32-240-S02 | 215 | 36 |  |  | 0.963 | Solar Inverter |  | Outside
SRP02750 | SUNTECH POWER | STP210S-18/UB-1 | 270 | 2178 | 226 | 10 |  | Solar | FIXED | Roof
SRP02750 | PV POWERED | PVP100KW-208 | 260000 | 2 |  |  | 0.97 | Solar Inverter |  | OUTDOOR
SRP02752 | SUNPOWER |  | 230 | 54 | 187 | 23 |  | Solar | FIXED | Roof
SRP02752 | SUNPOWER CORP (ORIGINAL MFRSMA) | SPR-6000M (240V) | 6000 | 2 |  |  | 0.97 | Solar Inverter |  | INDOOR
SRP02757 | SANYO ELECTRIC |  | 225 | 26 | 165 | 22 |  | Solar | FIXED | Roof
SRP02757 | ENPHASE ENERGY | M200-32-240-S02 | 210 | 26 |  |  | 0.96 | Solar Inverter |  | OUTDOOR
SRP02758 | SUNPOWER | SPR-230-WHT-U | 230 | 40 | 158 | 33 |  | Solar | FIXED | Roof
SRP02758 | SUNPOWER CORP (ORIGINAL MFRFRONIUS) | SPR-8000F-277 | 10000 | 1 |  |  | 0.962 | Solar Inverter |  | INDOOR
SRP02759 | BP SOLAR | BP3125S | 215 | 20 | 195 | 23 |  | Solar | FIXED | Roof
SRP02759 | FRONIUS USA | IG 4000 | 4000 | 1 |  |  | 0.95 | Solar Inverter |  | OUTDOOR
SRP02760 | SUNPOWER | SPR-225-BLK-U | 225 | 16 | 164 | 34 |  | Solar | FIXED | Roof
SRP02760 | SUNPOWER CORP (ORIGINAL MFRSMA) | SPR-4000M (208V) | 4000 | 1 |  |  | 0.968 | Solar Inverter |  | OUTDOOR
SRP02761 | SUNPOWER | SPR-225-BLK-U | 225 | 27 | 185 | 18 |  | Solar | FIXED | Roof
SRP02761 | SUNPOWER | SPR-225-BLK-U | 225 | 9 | 185 | 27 |  | Solar | FIXED | Roof
SRP02761 | SUNPOWER CORP (ORIGINAL MFRSMA) | SPR-7000M (277V) | 8000 | 1 |  |  | 0.965 | Solar Inverter |  | Inside
SRP02763 | MATRIX SOLAR/PHOTOWATT | PW1000-100 | 220 | 22 | 191.7 | 26.3 |  | Solar | FIXED | Roof
SRP02763 | FRONIUS USA | IG 5100 | 5100 | 1 |  |  | 0.952 | Solar Inverter |  | Inside
SRP02764 | CANADIAN SOLAR | CS6P-230 | 230 | 30 | 120 | 33 |  | Solar | FIXED | Roof
SRP02764 | PV POWERED | PVP2500 | 2500 | 1 |  |  | 0.945 | Solar Inverter |  | INDOOR
SRP02764 | PV POWERED | PVP3500 | 3500 | 1 |  |  | 0.955 | Solar Inverter |  | INDOOR
SRP02765 | SUNTECH POWER | STP180-24/AB-1 | 185 | 44 | 180 | 30 |  | Solar | FIXED | Roof
SRP02765 | SMA AMERICA | SB4000US (208V) | 4000 | 2 |  |  | 0.96 | Solar Inverter |  | INDOOR
SRP02766 | SUNPOWER | SPR-315E-WHT-U | 320 | 18 | 213 | 25 |  | Solar | FIXED | Roof
SRP02766 | SUNPOWER CORP (ORIGINAL MFRSMA) | SPR-5000M (208V) | 5000 | 1 |  |  | 0.97 | Solar Inverter |  | INDOOR
SRP02767 | UNITED SOLAR OVONIC | ASR-120 | 225 | 468 | 187 | 10 |  | Solar | FIXED | Roof
SRP02767 | UNITED SOLAR OVONIC | ASR-120 | 225 | 416 | 97 | 12 |  | Solar | FIXED | Roof
SRP02767 | SATCON TECHNOLOGY | PVS-100 (208 V) | 100000 | 2 |  |  | 0.967 | Solar Inverter |  | OUTDOOR
SRP02768 | MAGWIND | MW1100 | 230 | 39 | 226 | 35 |  | Solar | FIXED | Roof
SRP02768 | SMA AMERICA | SB7000US (208V) | 8000 | 1 |  |  | 0.968 | Solar Inverter |  | Outside
SRP02769 | MAGNATEK | 3000 | 230 | 117 | 226 | 15 |  | Solar | FIXED | Roof
SRP02769 | SMA AMERICA | SB7000US (208V) | 7000 | 3 |  |  | 0.968 | Solar Inverter |  | OUTDOOR
SRP02770 | MATRIX SOLAR/PHOTOWATT | PW1650-175 | 230 | 108 | 226 | 15 |  | Solar | FIXED | Roof
SRP02770 | MATRIX SOLAR/PHOTOWATT | PW1650-175 | 230 | 108 | 200 | 20 |  | Solar | FIXED | Roof
SRP02770 | SMA AMERICA | SB7000US (208V) | 7000 | 3 |  |  | 0.968 | Solar Inverter |  | Outside
SRP02770 | SMA AMERICA | SB7000US (240V) | 8000 | 3 |  |  | 0.968 | Solar Inverter |  | Outside
SRP02773 | CHANGZHOU TRINA SOLAR ENERGY CO | TSM-185D | 230 | 33 | 118 | 35 |  | Solar | FIXED | Roof
SRP02773 | SMA AMERICA | SB7000US (208V) | 7000 | 1 |  |  | 0.969 | Solar Inverter |  | OUTDOOR
SRP02774 | CHANGZHOU TRINA SOLAR ENERGY CO | TSM-185D | 230 | 36 | 234 | 20 |  | Solar | FIXED | Roof
SRP02774 | SMA AMERICA | SB7000US (240V) | 7000 | 1 |  |  | 0.969 | Solar Inverter |  | OUTDOOR
SRP02775 | CHANGZHOU TRINA SOLAR ENERGY CO | TSM-185D | 230 | 26 | 243 | 19 |  | Solar | FIXED | Roof
SRP02775 | SMA AMERICA | SB6000U (208V) | 6000 | 1 |  |  | 0.968 | Solar Inverter |  | OUTDOOR
SRP02776 | CHANGZHOU TRINA SOLAR ENERGY CO | TSM-185D | 230 | 26 | 192 | 29 |  | Solar | FIXED | Roof
SRP02776 | SMA AMERICA | SB6000U (208V) | 6000 | 1 |  |  | 0.968 | Solar Inverter |  | OUTDOOR
SRP02777 | CHANGZHOU TRINA SOLAR ENERGY CO | TSM-185D | 230 | 42 | 212 | 33 |  | Solar | FIXED | Roof
SRP02777 | SMA AMERICA | SB4000US (240V) | 4000 | 1 |  |  | 0.968 | Solar Inverter |  | OUTDOOR
SRP02777 | SMA AMERICA | SB5000US | 5000 | 1 |  |  | 0.968 | Solar Inverter |  | Outside
SRP02778 | CHANGZHOU TRINA SOLAR ENERGY CO | TSM-185D | 230 | 22 | 185 | 15 |  | Solar | FIXED | Roof
SRP02778 | SMA AMERICA | SB5000US | 5000 | 1 |  |  | 0.97 | Solar Inverter |  | OUTDOOR
SRP02779 | MAGNATEK | 3000 | 230 | 66 | 226 | 35 |  | Solar | FIXED | Roof
SRP02779 | SMA AMERICA | SB6000U (208V) | 6000 | 2 |  |  | 0.968 | Solar Inverter |  | Outside
SRP02783 | SUNPOWER |  | 225 | 27 | 270 | 42 |  | Solar | FIXED | Roof
SRP02783 | ENPHASE ENERGY | M200-32-240-S02 | 210 | 27 |  |  | 0.96 | Solar Inverter |  | INDOOR
SRP02784 | CHANGZHOU TRINA SOLAR ENERGY CO | TSM-185D | 230 | 28 | 197 | 24 |  | Solar | FIXED | Roof
SRP02784 | SMA AMERICA | SB6000US (240V) | 6000 | 1 |  |  | 0.97 | Solar Inverter |  | OUTDOOR
SRP02785 | CANADIAN SOLAR | CS6P-230 | 230 | 42 | 195 | 35 |  | Solar | FIXED | Roof
SRP02785 | ENPHASE ENERGY | M175-24-240-S02 | 190 | 42 |  |  | 0.95 | Solar Inverter |  | OUTDOOR
SRP02786 | CHANGZHOU TRINA SOLAR ENERGY CO | TSM-185D | 230 | 45 | 174 | 24 |  | Solar | FIXED | Roof
SRP02786 | SMA AMERICA | SB3000US (208V) | 3000 | 1 |  |  | 0.97 | Solar Inverter |  | Inside
SRP02786 | SMA AMERICA | SB7000US (208V) | 7000 | 1 |  |  | 0.97 | Solar Inverter |  | Inside
SRP02788 | CHANGZHOU TRINA SOLAR ENERGY CO | TSM-185D | 230 | 36 | 125 | 21 |  | Solar | FIXED | Roof
SRP02788 | SMA AMERICA | SB7000US (277V) | 7000 | 1 |  |  | 0.969 | Solar Inverter |  | OUTDOOR
SRP02789 | CHANGZHOU TRINA SOLAR ENERGY CO | TSM-185D | 230 | 14 | 169 | 33 |  | Solar | FIXED | Roof
SRP02789 | CHANGZHOU TRINA SOLAR ENERGY CO | TSM-185D | 230 | 20 | 259 | 33 |  | Solar | FIXED | Roof
SRP02789 | SMA AMERICA | SB3000US (208V) | 3000 | 1 |  |  | 0.96 | Solar Inverter |  | OUTDOOR
SRP02789 | SMA AMERICA | SB5000US (208V) | 5000 | 1 |  |  | 0.968 | Solar Inverter |  | Outside
SRP02790 | CHANGZHOU TRINA SOLAR ENERGY CO | TSM-185D | 230 | 9 | 167 | 32 |  | Solar | FIXED | Roof
SRP02790 | CHANGZHOU TRINA SOLAR ENERGY CO | TSM-185D | 230 | 20 | 167 | 34 |  | Solar | FIXED | Roof
SRP02790 | CHANGZHOU TRINA SOLAR ENERGY CO | TSM-185D | 230 | 13 | 167 | 43 |  | Solar | FIXED | Roof
SRP02790 | ENPHASE ENERGY | M200-32-240-S02 | 215 | 42 |  |  | 0.963 | Solar Inverter |  | OUTDOOR
SRP02792 | CHANGZHOU TRINA SOLAR ENERGY CO | TSM-185D | 230 | 20 | 134 | 37 |  | Solar | FIXED | Roof
SRP02792 | ENPHASE ENERGY | M175-24-240-S02 | 190 | 20 |  |  | 0.97 | Solar Inverter |  | OUTDOOR
SRP02793 | CHANGZHOU TRINA SOLAR ENERGY CO | TSM-185D | 230 | 26 | 177 | 21 |  | Solar | FIXED | Roof
SRP02793 | SMA AMERICA | SB5000US | 5000 | 1 |  |  | 0.968 | Solar Inverter |  | OUTDOOR
SRP02794 | CHANGZHOU TRINA SOLAR ENERGY CO | TSM-185D | 230 | 22 | 279 | 25 |  | Solar | FIXED | Roof
SRP02794 | CHANGZHOU TRINA SOLAR ENERGY CO | TSM-185D | 230 | 26 | 188 | 32 |  | Solar | FIXED | Roof
SRP02794 | SMA AMERICA | SB5000US | 5000 | 1 |  |  | 0.968 | Solar Inverter |  | Outside
SRP02794 | SMA AMERICA | SB6000U (208V) | 6000 | 1 |  |  | 0.968 | Solar Inverter |  | OUTDOOR
SRP02795 | CHANGZHOU TRINA SOLAR ENERGY CO | TSM-185D | 230 | 28 | 94 | 18 |  | Solar | FIXED | Roof
SRP02795 | SMA AMERICA | SB6000U (208V) | 6000 | 1 |  |  | 0.97 | Solar Inverter |  | OUTDOOR
SRP02796 | SANYO ELECTRIC | HIP-200DA3 | 225 | 30 | 192 | 52 |  | Solar | FIXED | Roof
SRP02796 | SMA AMERICA | SB6000US (240V) | 6000 | 1 |  |  | 0.971 | Solar Inverter |  | OUTDOOR
SRP02797 | CHANGZHOU TRINA SOLAR ENERGY CO | TSM-185D | 230 | 14 | 212.4 | 24 |  | Solar | FIXED | Roof
SRP02797 | SMA AMERICA | SB4000US (208V) | 4000 | 1 |  |  | 0.968 | Solar Inverter |  | INDOOR
SRP02798 | CHANGZHOU TRINA SOLAR ENERGY CO | TSM-185D | 230 | 39 | 103 | 22 |  | Solar | FIXED | Roof
SRP02798 | CHANGZHOU TRINA SOLAR ENERGY CO | TSM-185D | 230 | 22 | 193 | 22 |  | Solar | FIXED | Roof
SRP02798 | SMA AMERICA | SB5000US | 5000 | 1 |  |  | 0.983 | Solar Inverter |  | Outside
SRP02798 | SMA AMERICA | SB7000US (208V) | 8000 | 1 |  |  | 0.968 | Solar Inverter |  | Outside
SRP02799 | CHANGZHOU TRINA SOLAR ENERGY CO | TSM-185D | 230 | 26 | 237.5 | 18 |  | Solar | FIXED | Roof
SRP02799 | SMA AMERICA | SB5000US | 5000 | 1 |  |  | 0.968 | Solar Inverter |  | INDOOR
SRP02800 | CHANGZHOU TRINA SOLAR ENERGY CO | TSM-185D | 230 | 26 | 133 | 18 |  | Solar | FIXED | Roof
SRP02800 | SMA AMERICA | SB5000US | 5000 | 2 |  |  | 0.97 | Solar Inverter |  | OUTDOOR
SRP02801 | CHANGZHOU TRINA SOLAR ENERGY CO | TSM-185D | 230 | 24 | 174.6 | 22 |  | Solar | FIXED | Roof
SRP02801 | SMA AMERICA | SB5000US | 5000 | 2 |  |  | 0.968 | Solar Inverter |  | INDOOR
SRP02802 | CHANGZHOU TRINA SOLAR ENERGY CO | TSM-185D | 230 | 26 | 172.4 | 22 |  | Solar | FIXED | Roof
SRP02802 | SMA AMERICA | SB5000US | 5000 | 1 |  |  | 0.97 | Solar Inverter |  | Inside
SRP02803 | CHANGZHOU TRINA SOLAR ENERGY CO | TSM-185D | 230 | 20 | 127.4 | 23 |  | Solar | FIXED | Roof
SRP02803 | CHANGZHOU TRINA SOLAR ENERGY CO | TSM-185D | 230 | 18 | 219.3 | 35 |  | Solar | FIXED | Roof
SRP02803 | CHANGZHOU TRINA SOLAR ENERGY CO | TSM-185D | 230 | 20 | 127.4 | 45 |  | Solar | FIXED | Roof
SRP02803 | SMA AMERICA | SB4000US (208V) | 4000 | 3 |  |  | 0.96 | Solar Inverter |  | OUTDOOR
SRP02805 | CHANGZHOU TRINA SOLAR ENERGY CO | TSM-185D | 230 | 38 | 178.9 | 19 |  | Solar | FIXED | Roof
SRP02805 | SMA AMERICA | SB4000US (208V) | 4000 | 2 |  |  | 0.96 | Solar Inverter |  | OUTDOOR
SRP02806 | TERRA SOLAR | TS 40 | 230 | 30 | 118 | 36 |  | Solar | FIXED | Roof
SRP02806 | SMA AMERICA | SB7000US (240V) | 7000 | 1 |  |  | 0.97 | Solar Inverter |  | OUTDOOR
SRP02808 | CHANGZHOU TRINA SOLAR ENERGY CO | TSM-160D | 230 | 28 | 93.1 | 18 |  | Solar | FIXED | Roof
SRP02808 | SMA AMERICA | SB5000US | 5000 | 1 |  |  | 0.968 | Solar Inverter |  | Inside
SRP02809 | CHANGZHOU TRINA SOLAR ENERGY CO | TSM-185D | 230 | 22 | 216.4 | 20 |  | Solar | FIXED | Roof
SRP02809 | SMA AMERICA | SB5000US (208V) | 5000 | 1 |  |  | 0.968 | Solar Inverter |  | OUTDOOR
SRP02810 | MAGNATEK | 3000 | 230 | 66 | 226 | 15 |  | Solar | FIXED | Roof
SRP02810 | SMA AMERICA | SB6000U (208V) | 6000 | 2 |  |  | 0.968 | Solar Inverter |  | Outside
SRP02811 | CHANGZHOU TRINA SOLAR ENERGY CO | TSM-185D | 230 | 28 | 223 | 26 |  | Solar | FIXED | Roof
SRP02811 | SMA AMERICA | SB6000U (208V) | 6000 | 1 |  |  | 0.97 | Solar Inverter |  | OUTDOOR
SRP02812 | CHANGZHOU TRINA SOLAR ENERGY CO | TSM-185D | 230 | 26 | 204 | 40 |  | Solar | FIXED | Roof
SRP02812 | SMA AMERICA | SB6000U (208V) | 6000 | 1 |  |  | 0.968 | Solar Inverter |  | OUTDOOR
SRP02813 | CHANGZHOU TRINA SOLAR ENERGY CO | TSM-185D | 230 | 36 | 187 | 30 |  | Solar | FIXED | Roof
SRP02813 | SMA AMERICA | SB7000US (208V) | 7000 | 1 |  |  | 0.969 | Solar Inverter |  | OUTDOOR
SRP02815 | KYOCERA SOLAR | KC200GT | 240 | 10 | 88 | 16 |  | Solar | FIXED | Roof
SRP02815 | KYOCERA SOLAR | KC200GT | 240 | 13 | 270 | 16 |  | Solar | FIXED | Roof
SRP02815 | KYOCERA SOLAR | KC200GT | 240 | 6 | 179 | 18 |  | Solar | FIXED | Roof
SRP02815 | KYOCERA SOLAR | KC200GT | 240 | 16 | 179 | 26 |  | Solar | FIXED | Roof
SRP02815 | ENPHASE ENERGY | M175-24-240-S02 | 190 | 45 |  |  | 0.95 | Solar Inverter |  | OUTDOOR
SRP02817 | CHANGZHOU TRINA SOLAR ENERGY CO | TSM-185D | 235 | 36 | 197.1 | 16 |  | Solar | FIXED | Roof
SRP02817 | SMA AMERICA | SB7000US (277V) | 8000 | 1 |  |  | 0.965 | Solar Inverter |  | Outside
SRP02818 | CHANGZHOU TRINA SOLAR ENERGY CO | TSM-185D | 235 | 6 | 156 | 10 |  | Solar | FIXED | Roof
SRP02818 | CHANGZHOU TRINA SOLAR ENERGY CO | TSM-185D | 235 | 18 | 156 | 15 |  | Solar | FIXED | Roof
SRP02818 | PV POWERED | PVP2000 | 2000 | 1 |  |  | 0.96 | Solar Inverter |  | Outside
SRP02818 | SMA AMERICA | SB5000US | 4800 | 1 |  |  | 0.96 | Solar Inverter |  | Outside
SRP02819 | SUNTECH POWER | STP200S-18/UB-1 | 205 | 15 | 120 | 38 |  | Solar | FIXED | Roof
SRP02819 | SUNTECH POWER | STP200S-18/UB-1 | 205 | 12 | 212 | 38 |  | Solar | FIXED | Roof
SRP02819 | PV POWERED | PVP2000 | 2000 | 2 |  |  | 0.92 | Solar Inverter |  | INDOOR
SRP02819 | PV POWERED | PVP2500 | 2500 | 1 |  |  | 0.945 | Solar Inverter |  | INDOOR
SRP02820 | CHANGZHOU TRINA SOLAR ENERGY CO | TSM-185D | 235 | 27 | 126.8 | 25 |  | Solar | FIXED | Roof
SRP02820 | PV POWERED | PVP2500 | 2500 | 1 |  |  | 0.945 | Solar Inverter |  | INDOOR
SRP02820 | PV POWERED | PVP3500 | 3500 | 1 |  |  | 0.955 | Solar Inverter |  | INDOOR
SRP02821 | CHANGZHOU TRINA SOLAR ENERGY CO | TSM-185D | 235 | 36 | 274.4 | 30 |  | Solar | FIXED | Roof
SRP02821 | SMA AMERICA | SB700U | 8000 | 1 |  |  | 0.97 | Solar Inverter |  | INDOOR
SRP02822 | SUNTECH POWER | STP180S-24/AB-1 | 185 | 49 | 104 | 32 |  | Solar | FIXED | Roof
SRP02822 | PV POWERED | PVP3500 | 3500 | 1 |  |  | 0.955 | Solar Inverter |  | INDOOR
SRP02822 | PV POWERED | PVP4800 | 4800 | 1 |  |  | 0.96 | Solar Inverter |  | INDOOR
SRP02823 | CHANGZHOU TRINA SOLAR ENERGY CO | TSM-185D | 235 | 88 | 180 | 30 |  | Solar | FIXED | Ground
SRP02823 | SMA AMERICA | SB5000US | 5000 | 1 |  |  | 0.96 | Solar Inverter |  | Outside
SRP02823 | SMA AMERICA | SB7000US (208V) | 7000 | 2 |  |  | 0.97 | Solar Inverter |  | Outside
SRP02824 | CHANGZHOU TRINA SOLAR ENERGY CO | TSM-185D | 235 | 26 | 122.6 | 15 |  | Solar | FIXED | Roof
SRP02824 | SMA AMERICA | SB6000U (208V) | 6000 | 1 |  |  | 0.97 | Solar Inverter |  | OUTDOOR
SRP02826 | CHANGZHOU TRINA SOLAR ENERGY CO | TSM-185D | 235 | 36 | 255.1 | 20 |  | Solar | FIXED | Roof
SRP02826 | SMA AMERICA | SB7000US (277V) | 8000 | 1 |  |  | 0.965 | Solar Inverter |  | Outside
SRP02828 | CHANGZHOU TRINA SOLAR ENERGY CO | TSM-185D | 235 | 24 | 99.5 | 20 |  | Solar | FIXED | Roof
SRP02828 | SMA AMERICA | SB6000U (208V) | 6000 | 1 |  |  | 0.97 | Solar Inverter |  | Outside
SRP02829 | CHANGZHOU TRINA SOLAR ENERGY CO | TSM-185D | 235 | 98 | 173 | 25 |  | Solar | FIXED | Roof
SRP02829 | SMA AMERICA | SB5000US | 5000 | 1 |  |  | 0.96 | Solar Inverter |  | OUTDOOR
SRP02829 | SMA AMERICA | SB6000U (208V) | 6000 | 1 |  |  | 0.97 | Solar Inverter |  | OUTDOOR
SRP02829 | SMA AMERICA | SB7000US (277V) | 7000 | 2 |  |  | 0.97 | Solar Inverter |  | OUTDOOR
SRP02830 | CHANGZHOU TRINA SOLAR ENERGY CO | TSM-185D | 240 | 30 | 227.8 | 37 |  | Solar | FIXED | Roof
SRP02830 | SMA AMERICA | SB7000US (208V) | 7000 | 1 |  |  | 0.96 | Solar Inverter |  | Inside
SRP02832 | CHANGZHOU TRINA SOLAR ENERGY CO | TSM-185D | 240 | 12 | 97.9 | 25 |  | Solar | FIXED | Roof
SRP02832 | CHANGZHOU TRINA SOLAR ENERGY CO | TSM-185D | 240 | 16 | 177.9 | 25 |  | Solar | 2AXIS | Roof
SRP02832 | SMA AMERICA | SB3000US (208V) | 3000 | 2 |  |  | 0.96 | Solar Inverter |  | OUTDOOR
SRP02833 | CHANGZHOU TRINA SOLAR ENERGY CO | TSM-185D | 235 | 756 | 210 | 10 |  | Solar | FIXED | Roof
SRP02833 | SATCON TECHNOLOGY | PVS-75 (208 V) | 75000 | 1 |  |  | 0.967 | Solar Inverter |  | OUTDOOR
SRP02833 | SATCON TECHNOLOGY | PVS-100 (208 V) | 100000 | 1 |  |  | 0.967 | Solar Inverter |  | OUTDOOR
SRP02836 | CHANGZHOU TRINA SOLAR ENERGY CO | TSM-185D | 230 | 20 | 105 | 33 |  | Solar | FIXED | Roof
SRP02836 | SMA AMERICA | SB4000US (208V) | 4000 | 1 |  |  | 0.968 | Solar Inverter |  | OUTDOOR
SRP02837 | CHANGZHOU TRINA SOLAR ENERGY CO | TSM-185D | 235 | 26 | 190.5 | 32 |  | Solar | FIXED | Roof
SRP02837 | SMA AMERICA | SB6000U (208V) | 6000 | 1 |  |  | 0.97 | Solar Inverter |  | INDOOR
SRP02838 | CHANGZHOU TRINA SOLAR ENERGY CO | TSM-185D | 235 | 39 | 152 | 20 |  | Solar | FIXED | Roof
SRP02838 | SMA AMERICA | SB7000US (277V) | 8000 | 1 |  |  | 0.965 | Solar Inverter |  | INDOOR
SRP02840 | CHANGZHOU TRINA SOLAR ENERGY CO | TSM-185D | 235 | 34 | 153.2 | 30 |  | Solar | FIXED | Roof
SRP02840 | PV POWERED | PVP3500 | 3500 | 1 |  |  | 0.935 | Solar Inverter |  | INDOOR
SRP02840 | PV POWERED | PVP4800 | 4800 | 1 |  |  | 0.96 | Solar Inverter |  | Inside
SRP02843 | CHANGZHOU TRINA SOLAR ENERGY CO | TSM-185D | 235 | 22 | 186 | 30 |  | Solar | FIXED | Roof
SRP02843 | PV POWERED | PVP4800 | 4800 | 1 |  |  | 0.96 | Solar Inverter |  | INDOOR
SRP02844 | CHANGZHOU TRINA SOLAR ENERGY CO | TSM-185D | 235 | 22 | 181.2 | 30 |  | Solar | FIXED | Roof
SRP02844 | PV POWERED | PVP4800 | 4800 | 1 |  |  | 0.96 | Solar Inverter |  | INDOOR
SRP02846 | BP SOLAR | SX3200W | 215 | 13 | 169 | 16 |  | Solar | FIXED | Roof
SRP02846 | BP SOLAR | BP3170N | 215 | 13 | 169 | 30 |  | Solar | FIXED | Roof
SRP02846 | ENPHASE ENERGY | M200-32-240-S02 | 190 | 26 |  |  | 0.955 | Solar Inverter |  | OUTDOOR
SRP02847 | SUNTECH POWER | STP200-18/UB-1 | 205 | 38 | 199.5 | 25 |  | Solar | FIXED | Roof
SRP02847 | PV POWERED | PVP3000 | 3000 | 1 |  |  | 0.935 | Solar Inverter |  | INDOOR
SRP02847 | PV POWERED | PVP4800 | 4800 | 1 |  |  | 0.96 | Solar Inverter |  | INDOOR
SRP02848 | CHANGZHOU TRINA SOLAR ENERGY CO | TSM-185D | 235 | 18 | 124 | 26 |  | Solar | FIXED | Roof
SRP02848 | PV POWERED | PVP4800 | 4800 | 1 |  |  | 0.96 | Solar Inverter |  | INDOOR
SRP02849 | BP SOLAR | BP3170N | 215 | 32 | 170 | 23 |  | Solar | FIXED | Roof
SRP02849 | FRONIUS USA | IG 4000 NEG | 4000 | 2 |  |  | 0.95 | Solar Inverter |  | INDOOR
SRP02850 | CHANGZHOU TRINA SOLAR ENERGY CO | TSM-185D | 230 | 11 | 131 | 29 |  | Solar | FIXED | Roof
SRP02850 | SMA AMERICA | SB3000US (240V) | 3000 | 1 |  |  | 0.965 | Solar Inverter |  | OUTDOOR
SRP02851 | CHANGZHOU TRINA SOLAR ENERGY CO | TSM-185D | 230 | 39 | 107 | 20 |  | Solar | FIXED | Roof
SRP02851 | SMA AMERICA | SB7000US (277V) | 8000 | 1 |  |  | 0.963 | Solar Inverter |  | OUTDOOR
SRP02852 | CHANGZHOU TRINA SOLAR ENERGY CO | TSM-185D | 230 | 12 | 183 | 24 |  | Solar | FIXED | Roof
SRP02852 | CHANGZHOU TRINA SOLAR ENERGY CO | TSM-185D | 230 | 12 | 183 | 28 |  | Solar | FIXED | Roof
SRP02852 | SMA AMERICA | SB3000US (208V) | 3000 | 2 |  |  | 0.965 | Solar Inverter |  | OUTDOOR
SRP02853 | CHANGZHOU TRINA SOLAR ENERGY CO | TSM-185D | 230 | 14 | 180 | 15 |  | Solar | FIXED | Roof
SRP02853 | CHANGZHOU TRINA SOLAR ENERGY CO | TSM-185D | 230 | 12 | 180 | 40 |  | Solar | FIXED | Roof
SRP02853 | SMA AMERICA | SB3000US (208V) | 3000 | 1 |  |  | 0.965 | Solar Inverter |  | OUTDOOR
SRP02853 | SMA AMERICA | SB3800U (208V) | 3800 | 1 |  |  | 0.968 | Solar Inverter |  | Outside
SRP02854 | CHANGZHOU TRINA SOLAR ENERGY CO | TSM-185D | 230 | 28 | 248 | 20 |  | Solar | FIXED | Roof
SRP02854 | SMA AMERICA | SB6000U (208V) | 6000 | 1 |  |  | 0.968 | Solar Inverter |  | OUTDOOR
SRP02855 | CHANGZHOU TRINA SOLAR ENERGY CO | TSM-185D | 230 | 10 | 120 | 15 |  | Solar | FIXED | Roof
SRP02855 | CHANGZHOU TRINA SOLAR ENERGY CO | TSM-185D | 230 | 18 | 198 | 25 |  | Solar | FIXED | Roof
SRP02855 | SMA AMERICA | SB3000US (208V) | 3000 | 2 |  |  | 0.965 | Solar Inverter |  | OUTDOOR
SRP02857 | CHANGZHOU TRINA SOLAR ENERGY CO | TSM-185D | 235 | 126 | 197.1 | 16 |  | Solar | FIXED | Roof
SRP02857 | SMA AMERICA | SB7000US (208V) | 7000 | 2 |  |  | 0.97 | Solar Inverter |  | OUTDOOR
SRP02857 | SMA AMERICA | SB7000US (277V) | 7000 | 2 |  |  | 0.97 | Solar Inverter |  | OUTDOOR
SRP02858 | SUNTECH POWER | STP180S-24/AB-1 | 185 | 54 | 225.7 | 27 |  | Solar | FIXED | Roof
SRP02858 | PV POWERED | PVP4800 | 4800 | 2 |  |  | 0.96 | Solar Inverter |  | INDOOR
SRP02859 | CHANGZHOU TRINA SOLAR ENERGY CO | TSM-185D | 235 | 18 | 150.6 | 34 |  | Solar | FIXED | Roof
SRP02859 | PV POWERED | PVP4800 | 4800 | 1 |  |  | 0.96 | Solar Inverter |  | INDOOR
SRP02860 | CHANGZHOU TRINA SOLAR ENERGY CO | TSM-185D | 235 | 40 | 104.4 | 30 |  | Solar | FIXED | Roof
SRP02860 | PV POWERED | PVP4800 | 4800 | 2 |  |  | 0.96 | Solar Inverter |  | INDOOR
SRP02862 | SUNTECH POWER | STP190-18/UB-1 | 185 | 22 | 184 | 35 |  | Solar | FIXED | Roof
SRP02862 | SMA AMERICA | SB4000US (208V) | 4000 | 1 |  |  | 0.96 | Solar Inverter |  | INDOOR
SRP02863 | BAODING YINGLI NEW ENERGY RESOURCES CO | YL175(156) | 235 | 468 | 160 | 10 |  | Solar | FIXED | Roof
SRP02863 | SATCON TECHNOLOGY | PVS-100 (208 V) | 110000 | 1 |  |  | 0.963 | Solar Inverter |  | OUTDOOR
SRP02866 | SUNPOWER | SPR-225-BLK-U | 228 | 12 | 115 | 22 |  | Solar | FIXED | Roof
SRP02866 | SUNPOWER | SPR-220-BLK-U | 228 | 13 | 205 | 22 |  | Solar | FIXED | Roof
SRP02866 | ENPHASE ENERGY | M200-32-208-S01 | 190 | 25 |  |  | 0.955 | Solar Inverter |  | OUTDOOR
SRP02867 | SUNTECH POWER | STP180-24/AB-1 | 185 | 36 | 126.7 | 25 |  | Solar | FIXED | Roof
SRP02867 | SMA AMERICA | SB7000US (208V) | 7000 | 1 |  |  | 0.97 | Solar Inverter |  | INDOOR
SRP02868 | SUNTECH POWER | STP180-24/AB-1 | 185 | 24 | 178.4 | 25 |  | Solar | FIXED | Roof
SRP02868 | SMA AMERICA | SB4000US (208V) | 4000 | 1 |  |  | 0.96 | Solar Inverter |  | INDOOR
SRP02869 | SUNTECH POWER | STP180S-24/AB-1 | 185 | 40 | 263 | 23 |  | Solar | FIXED | Roof
SRP02869 | SMA AMERICA | SB7000US (208V) | 7000 | 1 |  |  | 0.97 | Solar Inverter |  | OUTDOOR
SRP02870 | CHANGZHOU TRINA SOLAR ENERGY CO | TSM-185D | 235 | 48 | 159.4 | 39 |  | Solar | FIXED | Roof
SRP02870 | PV POWERED | PVP3000 | 3000 | 2 |  |  | 0.935 | Solar Inverter |  | Outside
SRP02870 | PV POWERED | PVP4800 | 4800 | 1 |  |  | 0.96 | Solar Inverter |  | Outside
SRP02871 | SUNPOWER | SPR-225-BLK-U | 225 | 36 | 199 | 20 |  | Solar | FIXED | Roof
SRP02871 | SUNPOWER CORP (ORIGINAL MFRSMA) | SPR-7000M (208V) | 7000 | 1 |  |  | 0.96 | Solar Inverter |  | INDOOR
SRP02873 | SUNPOWER | SPR-305-WHT-U | 308 | 16 | 130 | 20 |  | Solar | FIXED | Roof
SRP02873 | SUNPOWER | SPR-305-WHT-U | 308 | 14 | 220 | 38 |  | Solar | FIXED | Roof
SRP02873 | SUNPOWER CORP (ORIGINAL MFRSMA) | SPR-4000M (208V) | 4000 | 2 |  |  | 0.968 | Solar Inverter |  | INDOOR
SRP02876 | SOLARWORLD | SW185MONO | 240 | 84 | 183 | 10 |  | Solar | FIXED | Roof
SRP02876 | SMA AMERICA | SB7000US (277V) | 8000 | 1 |  |  | 0.983 | Solar Inverter |  | Inside
SRP02876 | SMA AMERICA | SB7000US (208V) | 10000 | 1 |  |  | 0.983 | Solar Inverter |  | INDOOR
SRP02877 | GE ENERGY | B4001 | 280 | 30 | 185 | 10 |  | Solar | FIXED | Roof
SRP02877 | FRONIUS USA |  | 7500 | 1 |  |  | 0.962 | Solar Inverter |  | Outside
SRP02878 | SUNTECH POWER | STP210S-18/UB-1 | 275 | 24 | 185 | 10 |  | Solar | FIXED | Roof
SRP02878 | POWER-ONE | PVI-6000-OUTD-US (208 V) | 6000 | 1 |  |  | 0.962 | Solar Inverter |  | Outside
SRP02879 | SUNTECH POWER | STP210S-18/UB-1 | 275 | 64 | 185 | 10 |  | Solar | FIXED | Roof
SRP02879 | FRONIUS USA |  | 7500 | 2 |  |  | 0.962 | Solar Inverter |  | OUTDOOR
SRP02880 | SUNTECH POWER | STP210S-18/UB-1 | 275 | 64 | 185 | 10 |  | Solar | FIXED | Roof
SRP02880 | FRONIUS USA |  | 7500 | 2 |  |  | 0.962 | Solar Inverter |  | OUTDOOR
SRP02881 | ET SOLAR INDUSTRY | ET-P672275 | 275 | 40 | 185 | 10 |  | Solar | FIXED | Roof
SRP02881 | FRONIUS USA |  | 10000 | 1 |  |  | 0.956 | Solar Inverter |  | OUTDOOR
SRP02882 | ET SOLAR INDUSTRY | ET-P672275 | 275 | 40 | 185 | 10 |  | Solar | FIXED | Roof
SRP02882 | SOLECTRIA RENEWABLES | PVI13KW-208 | 9995 | 1 |  |  | 0.962 | Solar Inverter |  | OUTDOOR
SRP02883 | ET SOLAR INDUSTRY | ET-P672275 | 275 | 40 | 185 | 10 |  | Solar | FIXED | Roof
SRP02883 | FRONIUS USA |  | 9995 | 1 |  |  | 0.962 | Solar Inverter |  | OUTDOOR
SRP02884 | SUNTECH POWER | STP275-24/VD | 275 | 64 | 185 | 10 |  | Solar | FIXED | Roof
SRP02884 | FRONIUS USA |  | 7500 | 2 |  |  | 0.962 | Solar Inverter |  | OUTDOOR
SRP02885 | SUNTECH POWER | STP210S-18/UB-1 | 275 | 112 | 185 | 10 |  | Solar | FIXED | Roof
SRP02885 | FRONIUS USA | FRONIUS DATALOGGER EASY BOX | 33300 | 1 |  |  | 0.959 | Solar Inverter |  | OUTDOOR
SRP02886 | GE ENERGY | GEPV-173-MCB | 275 | 44 | 185 | 10 |  | Solar | FIXED | Roof
SRP02886 | GE ENERGY | GEPVP-185-M | 280 | 44 | 185 | 10 |  | Solar | FIXED | Roof
SRP02886 | SOLECTRIA RENEWABLES | PVI13KW-208 | 9995 | 1 |  |  | 0.962 | Solar Inverter |  | OUTDOOR
SRP02886 | SOLECTRIA RENEWABLES | PVI13KW-208 | 9995 | 1 |  |  | 0.962 | Solar Inverter |  | OUTDOOR
SRP02887 | SOLARTECH POWER | SPM220P | 225 | 2268 | 180 | 10 |  | Solar | FIXED | Roof
SRP02887 | CONNECT RENEWABLE ENERGY | CNE-35L-BLK-U | 460 | 1134 |  |  | 0.93 | Solar Inverter |  | OUTDOOR
SRP02889 | TRINA SOLAR | TSM-240DA05 | 240 | 1350 | 165 | 8 |  | Solar | FIXED | PARKLT
SRP02889 | YINGLI ENERGY (CHINA) | YL240P-29B | 240 | 1212 | 166 | 8 |  | Solar | FIXED | PARKLT
SRP02889 | AE SOLAR ENERGY | AE5.0 (208V) | 500000 | 1 |  |  | 0.978 | Solar Inverter |  | OUTDOOR
SRP02891 | TRINA SOLAR | TSM-240PA05 | 240 | 456 | 182 | 8 |  | Solar | FIXED | Ground
SRP02891 | TRINA SOLAR | TSM-240PA05 | 240 | 480 | 182 | 8 |  | Solar | FIXED | Ground
SRP02891 | ADVANCED ENERGY INDUSTRIES | AE 260TX-480 | 260000 | 1 |  |  | 0.97 | Solar Inverter |  | OUTDOOR
SRP02893 | CHANGZHOU TRINA SOLAR ENERGY CO | TSM-185D | 240 | 4648 | 180 | 20 |  | Solar | FIXED | Roof
SRP02893 | PV POWERED | PVP75KW-208 | 500000 | 2 |  |  | 0.986 | Solar Inverter |  | OUTDOOR
SRP02895 | SANYO ELECTRIC | HIP-205BA5 | 220 | 36 | 113 | 33 |  | Solar | FIXED | Roof
SRP02895 | SMA AMERICA | SB7000US (277V) | 8000 | 1 |  |  | 0.96 | Solar Inverter |  | INDOOR
SRP02896 | BAODING YINGLI NEW ENERGY RESOURCES CO | YL175(156) | 235 | 13 | 254 | 15 |  | Solar | FIXED | Roof
SRP02896 | BAODING YINGLI NEW ENERGY RESOURCES CO | YL175(156) | 235 | 13 | 254 | 29 |  | Solar | FIXED | Roof
SRP02896 | SMA AMERICA | SB6000U (208V) | 6000 | 1 |  |  | 0.97 | Solar Inverter |  | OUTDOOR
SRP02897 | SCHUCO USA |  | 235 | 2561 | 161.5 | 0 |  | Solar | FIXED | Roof
SRP02897 | POWER-ONE | PVI-CENTRAL-100-US (208 V) | 300000 | 2 |  |  | 0.97 | Solar Inverter |  | INDOOR
SRP02899 | SUNPOWER | SPR-225-BLK-U | 225 | 27 | 231 | 34 |  | Solar | FIXED | Roof
SRP02899 | SUNPOWER CORP (ORIGINAL MFRSMA) | SPR-6000M (208V) | 6000 | 1 |  |  | 0.97 | Solar Inverter |  | INDOOR
SRP02902 | CHANGZHOU TRINA SOLAR ENERGY CO | TSM-185D | 235 | 24 | 151 | 20 |  | Solar | FIXED | Roof
SRP02902 | SMA AMERICA | SB6000U (208V) | 6000 | 1 |  |  | 0.97 | Solar Inverter |  | OUTDOOR
SRP02903 | CHANGZHOU TRINA SOLAR ENERGY CO | TSM-185D | 235 | 22 | 163.7 | 5 |  | Solar | FIXED | Roof
SRP02903 | CHANGZHOU TRINA SOLAR ENERGY CO | TSM-185D | 235 | 12 | 163.7 | 40 |  | Solar | FIXED | Roof
SRP02903 | PV POWERED | PVP2500 | 2500 | 1 |  |  | 0.945 | Solar Inverter |  | INDOOR
SRP02903 | PV POWERED | PVP4800 | 4800 | 1 |  |  | 0.96 | Solar Inverter |  | INDOOR
SRP02904 | CHANGZHOU TRINA SOLAR ENERGY CO | TSM-185D | 235 | 23 | 150.4 | 30 |  | Solar | FIXED | Roof
SRP02904 | PV POWERED | PVP2500 | 2500 | 2 |  |  | 0.945 | Solar Inverter |  | INDOOR
SRP02906 | SUNTECH POWER | STP180S-24/AB-1 | 185 | 12 | 175.6 | 24 |  | Solar | FIXED | Roof
SRP02906 | SUNTECH POWER | STP180S-24/AB-1 | 185 | 25 | 265.6 | 24 |  | Solar | FIXED | Roof
SRP02906 | PV POWERED | PVP2000 | 2000 | 2 |  |  | 0.92 | Solar Inverter |  | INDOOR
SRP02906 | PV POWERED | PVP2500 | 2500 | 1 |  |  | 0.945 | Solar Inverter |  | INDOOR
SRP02907 | CHANGZHOU TRINA SOLAR ENERGY CO | TSM-185D | 235 | 38 | 201.9 | 28 |  | Solar | FIXED | Roof
SRP02907 | PV POWERED | PVP4800 | 4800 | 1 |  |  | 0.96 | Solar Inverter |  | OUTDOOR
SRP02907 | PV POWERED | PVP4800 | 4800 | 1 |  |  | 0.96 | Solar Inverter |  | OUTDOOR
SRP02908 | CHANGZHOU TRINA SOLAR ENERGY CO | TSM-185D | 235 | 22 | 198.2 | 35 |  | Solar | FIXED | Roof
SRP02908 | CHANGZHOU TRINA SOLAR ENERGY CO | TSM-185D | 235 | 20 | 108.2 | 40 |  | Solar | FIXED | Roof
SRP02908 | PV POWERED | PVP4800 | 4800 | 2 |  |  | 0.96 | Solar Inverter |  | Outside
SRP02909 | CHANGZHOU TRINA SOLAR ENERGY CO | TSM-185D | 235 | 34 | 197 | 25 |  | Solar | FIXED | Roof
SRP02909 | PV POWERED | PVP3500 | 3500 | 1 |  |  | 0.955 | Solar Inverter |  | INDOOR
SRP02909 | PV POWERED | PVP4800 | 4800 | 1 |  |  | 0.96 | Solar Inverter |  | INDOOR
SRP02911 | CHANGZHOU TRINA SOLAR ENERGY CO | TSM-185D | 235 | 48 | 107.3 | 23 |  | Solar | FIXED | Roof
SRP02911 | PV POWERED | PVP4800 | 4800 | 2 |  |  | 0.96 | Solar Inverter |  | INDOOR
SRP02912 | SUNTECH POWER | STP200-18/UB-1 | 205 | 44 | 219 | 35 |  | Solar | FIXED | Roof
SRP02912 | PV POWERED | PVP4800 | 4800 | 2 |  |  | 0.96 | Solar Inverter |  | INDOOR
SRP02913 | CHANGZHOU TRINA SOLAR ENERGY CO | TSM-180D | 235 | 28 | 242 | 22 |  | Solar | FIXED | Roof
SRP02913 | PV POWERED | PVP3000 | 3000 | 2 |  |  | 0.935 | Solar Inverter |  | INDOOR
SRP02914 | MATRIX SOLAR/PHOTOWATT | PW1650-175 | 235 | 10 | 120 | 10 |  | Solar | FIXED | Roof
SRP02914 | MATRIX SOLAR/PHOTOWATT | PW1650-175 | 235 | 2 | 210 | 10 |  | Solar | FIXED | Roof
SRP02914 | MATRIX SOLAR/PHOTOWATT | PW1650-175 | 235 | 9 | 300 | 10 |  | Solar | FIXED | Roof
SRP02914 | ENPHASE ENERGY | M200-32-208-S01 | 190 | 21 |  |  | 0.97 | Solar Inverter |  | OUTDOOR
SRP02915 | SUNTECH POWER | STP180S-24/AB-1 | 185 | 38 | 216.3 | 25 |  | Solar | FIXED | Roof
SRP02915 | PV POWERED | PVP2500 | 2500 | 1 |  |  | 0.945 | Solar Inverter |  | Outside
SRP02915 | PV POWERED | PVP4800 | 4800 | 1 |  |  | 0.96 | Solar Inverter |  | Outside
SRP02916 | CHANGZHOU TRINA SOLAR ENERGY CO | TSM-185D | 235 | 52 | 205.9 | 30 |  | Solar | FIXED | Roof
SRP02916 | SMA AMERICA | SB6000U (208V) | 6000 | 2 |  |  | 0.97 | Solar Inverter |  | INDOOR
SRP02917 | CHANGZHOU TRINA SOLAR ENERGY CO | TSM-185D | 235 | 1918 | 175 | 11 |  | Solar | FIXED | Roof
SRP02917 | SATCON TECHNOLOGY | AE-135-60-PV-A | 135000 | 3 |  |  | 0.967 | Solar Inverter |  | OUTDOOR
SRP02918 | CHANGZHOU TRINA SOLAR ENERGY CO | TSM-185D | 235 | 40 | 167.2 | 27 |  | Solar | FIXED | Roof
SRP02918 | PV POWERED | PVP4800 | 4800 | 2 |  |  | 0.96 | Solar Inverter |  | INDOOR
SRP02919 | TRINA SOLAR | TSM-235PA05 | 235 | 26 | 190 | 18 |  | Solar | FIXED | Roof
SRP02919 | SMA AMERICA | SB5000US | 5000 | 1 |  |  | 0.97 | Solar Inverter |  | OUTDOOR
SRP02920 | CHANGZHOU TRINA SOLAR ENERGY CO | TSM-185D | 235 | 26 | 260 | 20 |  | Solar | FIXED | Roof
SRP02920 | SMA AMERICA | SB5000US | 5000 | 1 |  |  | 0.955 | Solar Inverter |  | Outside
SRP02921 | CHANGZHOU TRINA SOLAR ENERGY CO | TSM-185D | 235 | 38 | 238 | 17 |  | Solar | FIXED | Roof
SRP02921 | SMA AMERICA | SB3300U | 3000 | 1 |  |  | 0.96 | Solar Inverter |  | INDOOR
SRP02921 | SMA AMERICA | SB5000US | 5000 | 1 |  |  | 0.955 | Solar Inverter |  | INDOOR
SRP02923 | CHANGZHOU TRINA SOLAR ENERGY CO | TSM-185D | 235 | 30 | 121.2 | 28 |  | Solar | FIXED | Roof
SRP02923 | CHANGZHOU TRINA SOLAR ENERGY CO | TSM-185D | 235 | 12 | 211.2 | 28 |  | Solar | FIXED | Roof
SRP02923 | SMA AMERICA | SB4000US (208V) | 4000 | 1 |  |  | 0.96 | Solar Inverter |  | Inside
SRP02923 | SMA AMERICA | SB7000US (208V) | 7000 | 1 |  |  | 0.97 | Solar Inverter |  | INDOOR
SRP02925 | CANADIAN SOLAR | CS5P-235 | 235 | 176 | 180 | 30 |  | Solar | FIXED | Ground
SRP02925 | FRONIUS USA |  | 7500 | 2 |  |  | 0.97 | Solar Inverter |  | OUTDOOR
SRP02925 | FRONIUS USA |  | 11400 | 2 |  |  | 0.97 | Solar Inverter |  | Outside
SRP02926 | BP SOLAR | BP3140S | 215 | 34 | 162 | 25 |  | Solar | FIXED | Roof
SRP02926 | FRONIUS USA | IG 3000 | 3000 | 1 |  |  | 0.952 | Solar Inverter |  | INDOOR
SRP02926 | FRONIUS USA | IG 5100 | 5100 | 1 |  |  | 0.952 | Solar Inverter |  | INDOOR
SRP02927 | BP SOLAR | BP3170N | 215 | 31 | 201 | 18 |  | Solar | FIXED | Roof
SRP02927 | FRONIUS USA | IG 3000 | 3000 | 1 |  |  | 0.95 | Solar Inverter |  | OUTDOOR
SRP02927 | FRONIUS USA | IG 4000 | 4000 | 1 |  |  | 0.95 | Solar Inverter |  | OUTDOOR
SRP02928 | SOLARWORLD | SW185MONO | 245 | 99 | 163 | 18.4 |  | Solar | FIXED | Roof
SRP02928 | SMA AMERICA | SB7000US (208V) | 7000 | 3 |  |  | 0.97 | Solar Inverter |  | INDOOR
SRP02929 | CHANGZHOU TRINA SOLAR ENERGY CO | TSM-185D | 235 | 43 | 200 | 14 |  | Solar | FIXED | Roof
SRP02929 | SMA AMERICA | SB4000US (240V) | 4000 | 1 |  |  | 0.95 | Solar Inverter |  | Outside
SRP02929 | SMA AMERICA | SB6000U (208V) | 6000 | 1 |  |  | 0.95 | Solar Inverter |  | Outside
SRP02930 | CHANGZHOU TRINA SOLAR ENERGY CO | TSM-185D | 235 | 28 | 180 | 25 |  | Solar | FIXED | Roof
SRP02930 | PV POWERED | PVP3000 | 3000 | 2 |  |  | 0.935 | Solar Inverter |  | Inside
SRP02931 | CHANGZHOU TRINA SOLAR ENERGY CO | TSM-185D | 240 | 14 | 186 | 5 |  | Solar | FIXED | Roof
SRP02931 | PV POWERED | PVP3000 | 3000 | 1 |  |  | 0.935 | Solar Inverter |  | INDOOR
SRP02933 | SUNTECH POWER | STP180S-24/AB-1 | 185 | 38 | 169 | 36 |  | Solar | FIXED | Roof
SRP02933 | PV POWERED | PVP2500 | 2500 | 1 |  |  | 0.945 | Solar Inverter |  | OUTDOOR
SRP02933 | PV POWERED | PVP4800 | 4800 | 1 |  |  | 0.96 | Solar Inverter |  | OUTDOOR
SRP02934 | SUNTECH POWER | STP190-18/UB-1 | 190 | 54 | 162 | 31 |  | Solar | FIXED | Roof
SRP02934 | PV POWERED | PVP4800 | 4800 | 1 |  |  | 0.96 | Solar Inverter |  | INDOOR
SRP02934 | PV POWERED | PVP4800 | 4800 | 1 |  |  | 0.97 | Solar Inverter |  | INDOOR
SRP02935 | TRINA SOLAR | TSM-235PA05 | 235 | 20 | 170 | 19 |  | Solar | FIXED | Roof
SRP02935 | SMA AMERICA | SB3800U (208V) | 3800 | 1 |  |  | 0.97 | Solar Inverter |  | INDOOR
SRP02936 | CHANGZHOU TRINA SOLAR ENERGY CO | TSM-185D | 235 | 30 | 233.6 | 40 |  | Solar | FIXED | Roof
SRP02936 | SMA AMERICA | SB7000US (208V) | 7000 | 1 |  |  | 0.97 | Solar Inverter |  | INDOOR
SRP02937 | CHANGZHOU TRINA SOLAR ENERGY CO | TSM-185D | 235 | 10 | 200.3 | 19 |  | Solar | FIXED | Roof
SRP02937 | CHANGZHOU TRINA SOLAR ENERGY CO | TSM-185D | 235 | 14 | 200.3 | 35 |  | Solar | FIXED | Roof
SRP02937 | PV POWERED | PVP2500 | 2500 | 1 |  |  | 0.945 | Solar Inverter |  | INDOOR
SRP02937 | PV POWERED | PVP3000 | 3000 | 1 |  |  | 0.935 | Solar Inverter |  | Inside
SRP02938 | CHANGZHOU TRINA SOLAR ENERGY CO | TSM-185D | 235 | 52 | 142.9 | 22 |  | Solar | FIXED | Roof
SRP02938 | SMA AMERICA | SB6000US (208V) | 6000 | 2 |  |  | 0.97 | Solar Inverter |  | Inside
SRP02939 | SUNTECH POWER | STP190S-18/UB-1 | 185 | 48 | 193 | 30 |  | Solar | FIXED | Roof
SRP02939 | SMA AMERICA | SB4000US (208V) | 4000 | 2 |  |  | 0.96 | Solar Inverter |  | OUTDOOR
SRP02940 | CHANGZHOU TRINA SOLAR ENERGY CO | TSM-185D | 235 | 46 | 146.6 | 20 |  | Solar | FIXED | Roof
SRP02940 | SMA AMERICA | SB5000US | 5000 | 1 |  |  | 0.96 | Solar Inverter |  | INDOOR
SRP02940 | SMA AMERICA | SB6000U (208V) | 6000 | 1 |  |  | 0.97 | Solar Inverter |  | INDOOR
SRP02941 | CHANGZHOU TRINA SOLAR ENERGY CO | TSM-185D | 235 | 14 | 209.4 | 11 |  | Solar | FIXED | Roof
SRP02941 | CHANGZHOU TRINA SOLAR ENERGY CO | TSM-185D | 235 | 18 | 209.4 | 19 |  | Solar | FIXED | Roof
SRP02941 | PV POWERED | PVP3000 | 3000 | 1 |  |  | 0.935 | Solar Inverter |  | OUTDOOR
SRP02941 | PV POWERED | PVP4800 | 4800 | 1 |  |  | 0.96 | Solar Inverter |  | OUTDOOR
SRP02942 | CHANGZHOU TRINA SOLAR ENERGY CO | TSM-185D | 235 | 28 | 219.8 | 16 |  | Solar | FIXED | Roof
SRP02942 | PV POWERED | PVP2000 | 2000 | 1 |  |  | 0.92 | Solar Inverter |  | Outside
SRP02942 | PV POWERED | PVP3500 | 3500 | 1 |  |  | 0.955 | Solar Inverter |  | Outside
SRP02943 | CHANGZHOU TRINA SOLAR ENERGY CO | TSM-185D | 235 | 28 | 255 | 24 |  | Solar | FIXED | Roof
SRP02943 | POWER-ONE | PVI-3000-I-OUTD-US (208V) | 3000 | 2 |  |  | 0.96 | Solar Inverter |  | Outside
SRP02944 | SUNTECH POWER | STP180-24/AB-1 | 185 | 54 | 257 | 35 |  | Solar | FIXED | Roof
SRP02944 | PV POWERED | PVP4800 | 4800 | 2 |  |  | 0.96 | Solar Inverter |  | INDOOR
SRP02945 | CHANGZHOU TRINA SOLAR ENERGY CO | TSM-185D | 235 | 20 | 200 | 27 |  | Solar | FIXED | Roof
SRP02945 | SMA AMERICA | SB7000US (277V) | 8000 | 1 |  |  | 0.96 | Solar Inverter |  | Outside
SRP02946 | REC SCANMODULE | SCM230 | 230 | 36 | 153 | 32 |  | Solar | FIXED | Roof
SRP02946 | REC SCANMODULE | SCM230 | 230 | 22 | 151 | 45 |  | Solar | FIXED | Roof
SRP02946 | SMA AMERICA | SB5000US | 5000 | 1 |  |  | 0.968 | Solar Inverter |  | INDOOR
SRP02946 | SMA AMERICA | SB7000US (208V) | 7000 | 1 |  |  | 0.969 | Solar Inverter |  | INDOOR
SRP02947 | SANYO ELECTRIC | HIP-205BA5 | 220 | 60 | 203 | 25 |  | Solar | FIXED | Roof
SRP02947 | FRONIUS USA |  | 11400 | 1 |  |  | 0.96 | Solar Inverter |  | Outside
SRP02949 | CHANGZHOU TRINA SOLAR ENERGY CO | TSM-185D | 235 | 1664 | 180 | 30 |  | Solar | FIXED | Roof
SRP02949 | PV POWERED | PVP75KW-208 | 50000 | 1 |  |  | 0.96 | Solar Inverter |  | OUTDOOR
SRP02949 | PV POWERED | PVP30KW-208 | 260000 | 1 |  |  | 0.97 | Solar Inverter |  | OUTDOOR
SRP02950 | CHANGZHOU TRINA SOLAR ENERGY CO | TSM-185D | 235 | 3224 | 180 | 30 |  | Solar | FIXED | Ground
SRP02950 | PV POWERED | PVP100KW-208 | 100000 | 1 |  |  | 0.96 | Solar Inverter |  | OUTDOOR
SRP02950 | PV POWERED | PVP100KW-480 | 260000 | 2 |  |  | 0.97 | Solar Inverter |  | OUTDOOR
SRP02951 | CHANGZHOU TRINA SOLAR ENERGY CO | TSM-185D | 235 | 2184 | 180 | 10 |  | Solar | FIXED | Roof
SRP02951 | ADVANCED ENERGY INDUSTRIES | 3159000-110 | 500000 | 1 |  |  | 0.986 | Solar Inverter |  | OUTDOOR
SRP02952 | SOLARWORLD | SW185MONO | 235 | 324 | 180 | 10 |  | Solar | FIXED | Roof
SRP02952 | SOLECTRIA RENEWABLES | PVI82KW-208 | 82000 | 1 |  |  | 0.955 | Solar Inverter |  | INDOOR
SRP02953 | CANADIAN SOLAR | CS6P-230 | 230 | 12 | 136 | 9 |  | Solar | FIXED | Roof
SRP02953 | CANADIAN SOLAR | CS6P-230 | 230 | 7 | 216 | 23 |  | Solar | FIXED | Roof
SRP02953 | CANADIAN SOLAR | CS6P-230 | 230 | 25 | 123 | 24 |  | Solar | FIXED | Roof
SRP02953 | ENPHASE ENERGY | M175-24-240-S02 | 190 | 44 |  |  | 0.955 | Solar Inverter |  | OUTDOOR
SRP02954 | BP SOLAR | BP3170N | 215 | 24 | 218 | 27 |  | Solar | FIXED | Roof
SRP02954 | SMA AMERICA | SB5000US | 5000 | 1 |  |  | 0.965 | Solar Inverter |  | Outside
SRP02955 | BP SOLAR | BP3170N | 215 | 26 | 118 | 25 |  | Solar | FIXED | Roof
SRP02955 | SMA AMERICA | SB6000U (208V) | 6000 | 1 |  |  | 0.965 | Solar Inverter |  | OUTDOOR
SRP02956 | CHANGZHOU TRINA SOLAR ENERGY CO | TSM-185D | 230 | 93 | 171 | 10 |  | Solar | FIXED | Roof
SRP02956 | SMA AMERICA | SB6000U (208V) | 6000 | 1 |  |  | 0.97 | Solar Inverter |  | OUTDOOR
SRP02956 | SMA AMERICA | SB7000US (208V) | 7000 | 2 |  |  | 0.971 | Solar Inverter |  | OUTDOOR
SRP02957 | BAODING YINGLI NEW ENERGY RESOURCES CO | YL175(156) | 230 | 84 | 186 | 30 |  | Solar | FIXED | Ground
SRP02957 | FRONIUS USA |  | 7500 | 1 |  |  | 0.955 | Solar Inverter |  | Inside
SRP02957 | FRONIUS USA |  | 10000 | 1 |  |  | 0.955 | Solar Inverter |  | INDOOR
SRP02958 | SOLARWORLD | SW185MONO | 235 | 52 | 140 | 20 |  | Solar | FIXED | Roof
SRP02958 | ENPHASE ENERGY | M200-32-208-S01 | 190 | 52 |  |  | 0.98 | Solar Inverter |  | OUTDOOR
SRP02959 | SUNPOWER | SPR-230-WHT-U | 230 | 52 | 180 | 30 |  | Solar | FIXED | Ground
SRP02959 | SUNPOWER CORP (ORIGINAL MFRSMA) | SPR-4000M (208V) | 4000 | 1 |  |  | 0.968 | Solar Inverter |  | Outside
SRP02959 | SUNPOWER CORP (ORIGINAL MFRSMA) | SPR-7000M (208V) | 7000 | 1 |  |  | 0.971 | Solar Inverter |  | OUTDOOR
SRP02960 | SUNPOWER | SPR-225-BLK-U | 225 | 24 | 186 | 28 |  | Solar | FIXED | Roof
SRP02960 | SUNPOWER CORP (ORIGINAL MFRSMA) | SPR-5000M (208V) | 5000 | 1 |  |  | 0.968 | Solar Inverter |  | OUTDOOR
SRP02961 | BP SOLAR | BP3170N | 215 | 21 | 106 | 30 |  | Solar | FIXED | Roof
SRP02961 | BP SOLAR | BP3170N | 215 | 11 | 196 | 45 |  | Solar | FIXED | Roof
SRP02961 | FRONIUS USA | IG 3000 | 3000 | 1 |  |  | 0.952 | Solar Inverter |  | Outside
SRP02961 | FRONIUS USA | IG 5100 | 5100 | 1 |  |  | 0.952 | Solar Inverter |  | Outside
SRP02962 | CANADIAN SOLAR | CS6P-230 | 230 | 6 | 137 | 10 |  | Solar | FIXED | Roof
SRP02962 | CANADIAN SOLAR | CS6P-230 | 230 | 8 | 137 | 26 |  | Solar | FIXED | Roof
SRP02962 | CANADIAN SOLAR | CS6P-230 | 230 | 8 | 227 | 26 |  | Solar | FIXED | Roof
SRP02962 | ENPHASE ENERGY | M200-32-208-S01 | 190 | 22 |  |  | 0.955 | Solar Inverter |  | OUTDOOR
SRP02963 | SOLARWORLD | SW185MONO | 245 | 72 | 180 | 30 |  | Solar | FIXED | Ground
SRP02963 | ENPHASE ENERGY | M200-32-208-S01 | 215 | 72 |  |  | 0.98 | Solar Inverter |  | OUTDOOR
SRP02964 | CANADIAN SOLAR | CS6P-230 | 235 | 44 | 210 | 37 |  | Solar | FIXED | Roof
SRP02964 | SMA AMERICA | SB5000US | 5000 | 2 |  |  | 0.966 | Solar Inverter |  | INDOOR
SRP02965 | CANADIAN SOLAR | CS5P-240 | 250 | 52 | 150 | 32 |  | Solar | FIXED | Roof
SRP02965 | SMA AMERICA | SB6000U (208V) | 6000 | 1 |  |  | 0.97 | Solar Inverter |  | INDOOR
SRP02965 | SMA AMERICA | SB7000US (208V) | 7000 | 1 |  |  | 0.971 | Solar Inverter |  | INDOOR
SRP02966 | SOLON AG FUER SOLARTECHNIK | P220/6+/01 235WP | 235 | 8 | 206 | 18 |  | Solar | FIXED | Roof
SRP02966 | SOLON AG FUER SOLARTECHNIK | P220/6+/01 235WP | 235 | 6 | 116 | 19 |  | Solar | FIXED | Roof
SRP02966 | SOLON AG FUER SOLARTECHNIK | P220/6+/01 230WP | 235 | 28 | 206 | 20 |  | Solar | FIXED | Roof
SRP02966 | PV POWERED | PVP30KW-208 | 3000 | 1 |  |  | 0.97 | Solar Inverter |  | INDOOR
SRP02966 | PV POWERED | PVP75KW-208 | 6000 | 1 |  |  | 0.97 | Solar Inverter |  | INDOOR
SRP02968 | CHANGZHOU TRINA SOLAR ENERGY CO | TSM-185D | 230 | 9 | 123 | 9 |  | Solar | FIXED | Roof
SRP02968 | CHANGZHOU TRINA SOLAR ENERGY CO | TSM-185D | 230 | 14 | 123 | 9 |  | Solar | FIXED | Roof
SRP02968 | CHANGZHOU TRINA SOLAR ENERGY CO | TSM-185D | 230 | 12 | 123 | 23 |  | Solar | FIXED | Roof
SRP02968 | ENPHASE ENERGY | M200-32-208-S01 | 215 | 9 |  |  | 0.96 | Solar Inverter |  | OUTDOOR
SRP02968 | ENPHASE ENERGY | M200-32-208-S01 | 215 | 12 |  |  | 0.96 | Solar Inverter |  | OUTDOOR
SRP02968 | ENPHASE ENERGY | M200-32-208-S01 | 215 | 14 |  |  | 0.96 | Solar Inverter |  | OUTDOOR
SRP02969 | KYOCERA SOLAR | KD210GX-LP | 210 | 18 | 180 | 6 |  | Solar | FIXED | Ground
SRP02969 | FRONIUS USA | IG 4000 | 4000 | 1 |  |  | 0.95 | Solar Inverter |  | INDOOR
SRP02970 | CHANGZHOU TRINA SOLAR ENERGY CO | TSM-185D | 230 | 14 | 179 | 14 |  | Solar | FIXED | Roof
SRP02970 | CHANGZHOU TRINA SOLAR ENERGY CO | TSM-185D | 230 | 8 | 89 | 19 |  | Solar | FIXED | Roof
SRP02970 | CHANGZHOU TRINA SOLAR ENERGY CO | TSM-185D | 230 | 9 | 269 | 19 |  | Solar | FIXED | Roof
SRP02970 | CHANGZHOU TRINA SOLAR ENERGY CO | TSM-185D | 230 | 2 | 179 | 23 |  | Solar | FIXED | Roof
SRP02970 | CHANGZHOU TRINA SOLAR ENERGY CO | TSM-185D | 230 | 26 | 179 | 27 |  | Solar | FIXED | Roof
SRP02970 | ENPHASE ENERGY | M200-32-208-S01 | 215 | 59 |  |  | 0.963 | Solar Inverter |  | OUTDOOR
SRP02971 | SUNPOWER | SPR-230-WHT-U | 240 | 42 | 129 | 19 |  | Solar | FIXED | Roof
SRP02971 | SUNPOWER CORP (ORIGINAL MFRSMA) | SPR-4000M (208V) | 4000 | 1 |  |  | 0.96 | Solar Inverter |  | INDOOR
SRP02971 | SUNPOWER CORP (ORIGINAL MFRSMA) | SPR-6000M (208V) | 6000 | 1 |  |  | 0.955 | Solar Inverter |  | Inside
SRP02972 | CHANGZHOU TRINA SOLAR ENERGY CO | TSM-185D | 235 | 403 | 180 | 30 |  | Solar | FIXED | Ground
SRP02972 | PV POWERED | PVP75KW-480 | 75000 | 1 |  |  | 0.955 | Solar Inverter |  | OUTDOOR
SRP02973 | CHANGZHOU TRINA SOLAR ENERGY CO | TSM-185D | 235 | 208 | 180 | 30 |  | Solar | FIXED | Ground
SRP02973 | PV POWERED | PVP30KW-208 | 35000 | 1 |  |  | 0.955 | Solar Inverter |  | OUTDOOR
SRP02974 | SUNPOWER | SPR-220-WHT-U | 225 | 24 | 153 | 34 |  | Solar | FIXED | Roof
SRP02974 | SUNPOWER CORP (ORIGINAL MFRSMA) | SPR-7000M (277V) | 7000 | 1 |  |  | 0.971 | Solar Inverter |  | INDOOR
SRP02975 | SUNPOWER | SPR-230-WHT-U | 230 | 81 | 200 | 25 |  | Solar | FIXED | Ground
SRP02975 | SUNPOWER CORP (ORIGINAL MFRSMA) | SPR-5000M (208V) | 5000 | 3 |  |  | 0.97 | Solar Inverter |  | OUTDOOR
SRP02976 | SOLARWORLD | SW185MONO | 245 | 138 | 151 | 10 |  | Solar | FIXED | Roof
SRP02976 | SCHUCO USA | SB5000US (208V) | 5000 | 6 |  |  | 0.97 | Solar Inverter |  | INDOOR
SRP02977 | SANYO ELECTRIC | HIP-205BA5 | 220 | 30 | 148 | 25 |  | Solar | FIXED | Roof
SRP02977 | SMA AMERICA | SB6000U (208V) | 6000 | 1 |  |  | 0.97 | Solar Inverter |  | INDOOR
SRP02978 | SHARP | NT-S5E1U | 240 | 26 | 115 | 23 |  | Solar | FIXED | Roof
SRP02978 | SHARP | NT-S5E1U | 240 | 10 | 205 | 23 |  | Solar | FIXED | Roof
SRP02978 | SMA AMERICA | SB3000US (208V) | 3000 | 1 |  |  | 0.965 | Solar Inverter |  | INDOOR
SRP02978 | SMA AMERICA | SB6000US (208V) | 6000 | 1 |  |  | 0.968 | Solar Inverter |  | INDOOR
SRP02979 | SUNPOWER | SPR-220-WHT-U | 225 | 30 | 167 | 34 |  | Solar | FIXED | Roof
SRP02979 | ENPHASE ENERGY | M200-32-208-S01 | 210 | 30 |  |  | 0.955 | Solar Inverter |  | OUTDOOR
SRP02981 | SUNPOWER | SPR-225-BLK-U | 225 | 40 | 172 | 24 |  | Solar | FIXED | Roof
SRP02981 | SUNPOWER CORP (ORIGINAL MFRSMA) | SPR-7000M (277V) | 8000 | 1 |  |  | 0.965 | Solar Inverter |  | Inside
SRP02982 | SUNPOWER | SPR-225-BLK-U | 238 | 38 | 107 | 31 |  | Solar | FIXED | Roof
SRP02982 | SUNPOWER CORP (ORIGINAL MFRSMA) | SPR-4000M (208V) | 4000 | 1 |  |  | 0.968 | Solar Inverter |  | Inside
SRP02982 | SUNPOWER CORP (ORIGINAL MFRSMA) | SPR-5000M (208V) | 5000 | 1 |  |  | 0.968 | Solar Inverter |  | Inside
SRP02983 | CANADIAN SOLAR | CS6P-230 | 230 | 26 | 130 | 41 |  | Solar | FIXED | Roof
SRP02983 | SMA AMERICA | SB6000US (208V) | 6000 | 1 |  |  | 0.97 | Solar Inverter |  | INDOOR
SRP02984 | MATRIX SOLAR/PHOTOWATT | PW1000-100 | 230 | 42 | 187 | 23 |  | Solar | FIXED | Roof
SRP02984 | SMA AMERICA | SB4000US (208V) | 4000 | 1 |  |  | 0.968 | Solar Inverter |  | INDOOR
SRP02984 | SMA AMERICA | SB6000US (208V) | 6000 | 1 |  |  | 0.97 | Solar Inverter |  | INDOOR
SRP02985 | CANADIAN SOLAR | CS6P-230 | 235 | 24 | 185 | 35 |  | Solar | FIXED | Roof
SRP02985 | SMA AMERICA | SB5000US (208V) | 5000 | 1 |  |  | 0.97 | Solar Inverter |  | INDOOR
SRP02986 | CANADIAN SOLAR | CS6P-230 | 235 | 24 | 188 | 30 |  | Solar | FIXED | Roof
SRP02986 | ENPHASE ENERGY | M175-24-240-S01 | 190 | 24 |  |  | 0.96 | Solar Inverter |  | OUTDOOR
SRP02987 | SHARP | NT-188U1 | 235 | 33 | 230 | 24 |  | Solar | FIXED | Roof
SRP02987 | SMA AMERICA | SB7000US (208V) | 7000 | 1 |  |  | 0.971 | Solar Inverter |  | INDOOR
SRP02988 | CANADIAN SOLAR | CS6P-230 | 250 | 26 | 175 | 32 |  | Solar | FIXED | Roof
SRP02988 | PV POWERED | PVP3000 | 3000 | 1 |  |  | 0.935 | Solar Inverter |  | OUTDOOR
SRP02988 | PV POWERED | PVP3500 | 3500 | 1 |  |  | 0.955 | Solar Inverter |  | OUTDOOR
SRP02989 | KYOCERA SOLAR | KD180GX-LP | 185 | 40 | 203 | 30 |  | Solar | FIXED | Roof
SRP02989 | PV POWERED | PVP3000 | 3000 | 2 |  |  | 0.935 | Solar Inverter |  | Inside
SRP02990 | CANADIAN SOLAR | CS6P-230 | 255 | 576 | 169 | 25 |  | Solar | FIXED | Ground
SRP02990 | SATCON TECHNOLOGY | AE-135-60-PV-D | 135000 | 1 |  |  | 0.96 | Solar Inverter |  | OUTDOOR
SRP02991 | CHANGZHOU TRINA SOLAR ENERGY CO | TSM-185D | 235 | 2548 | 224 | 15 |  | Solar | FIXED | Roof
SRP02991 | ADVANCED ENERGY INDUSTRIES | 3159000-104 | 500000 | 1 |  |  | 0.976 | Solar Inverter |  | INDOOR
SRP02992 | CANADIAN SOLAR | CS6P-240M | 240 | 1232 | 180 | 15 |  | Solar | FIXED | Ground
SRP02992 | SATCON TECHNOLOGY | PVS-250 (208 V) | 250000 | 1 |  |  | 0.96 | Solar Inverter |  | OUTDOOR
SRP02994 | MATRIX SOLAR/PHOTOWATT | PW1000-100 | 235 | 135 | 128 | 22 |  | Solar | FIXED | Roof
SRP02994 | SMA AMERICA | SB7000US (240V) | 7000 | 4 |  |  | 0.96 | Solar Inverter |  | OUTDOOR
SRP02995 | SILIKEN MANUFACTURING USA | SLK60P6L 233 WP | 235 | 64 | 180 | 30 |  | Solar | FIXED | Ground
SRP02995 | ENPHASE ENERGY | M200-32-208-S01 | 215 | 64 |  |  | 0.97 | Solar Inverter |  | OUTDOOR
SRP02996 | SCHUCO USA |  | 240 | 156 | 135 | 5 |  | Solar | FIXED | Roof
SRP02996 | PV POWERED | PVP3500 | 35000 | 1 |  |  | 0.96 | Solar Inverter |  | OUTDOOR
SRP02998 | SCHUCO USA |  | 240 | 252 | 312 | 5 |  | Solar | FIXED | Roof
SRP02998 | PV POWERED | PVP75KW-208 | 50000 | 1 |  |  | 0.96 | Solar Inverter |  | OUTDOOR
SRP02999 | MATRIX SOLAR/PHOTOWATT | PW1650-175 | 235 | 210 | 171 | 20 |  | Solar | FIXED | Roof
SRP02999 | POWER-ONE | PVI-5000-OUTD-US (208 V) | 10000 | 4 |  |  | 0.97 | Solar Inverter |  | OUTDOOR
SRP03000 | SUNTECH POWER | STP210S-18/UB-1 | 225 | 20 | 152 | 35 |  | Solar | FIXED | Roof
SRP03000 | SUNTECH POWER | STP210S-18/UB-1 | 225 | 30 | 242 | 35 |  | Solar | FIXED | Roof
SRP03000 | POWER-ONE | PVI-3000-I-OUTD-US | 3000 | 1 |  |  | 0.968 | Solar Inverter |  | Inside
SRP03000 | POWER-ONE | PVI-5000-OUTD-US (208 V) | 4200 | 2 |  |  | 0.968 | Solar Inverter |  | INDOOR
SRP03001 | ET SOLAR INDUSTRY | ET-P654185 | 185 | 20 | 105 | 20 |  | Solar | FIXED | Roof
SRP03001 | ET SOLAR INDUSTRY | ET-P654185 | 185 | 40 | 20 |  |  | Solar | FIXED | Roof
SRP03001 | FRONIUS USA |  | 11400 | 1 |  |  | 0.95 | Solar Inverter |  | OUTDOOR
SRP03002 | ET SOLAR INDUSTRY | ET-P654185 | 185 | 60 | 180 | 20 |  | Solar | FIXED | Roof
SRP03002 | FRONIUS USA |  | 10000 | 1 |  |  | 0.95 | Solar Inverter |  | OUTDOOR
SRP03008 | SUNTECH POWER | STP200UB | 225 | 120 | 147 | 10 |  | Solar | FIXED | Roof
SRP03008 | FRONIUS USA |  | 10000 | 3 |  |  | 0.962 | Solar Inverter |  | Inside
SRP03009 | ISOFOTON | I-100/12 | 230 | 1152 | 139 | 20 |  | Solar | FIXED | Roof
SRP03009 | SOLECTRIA RENEWABLES | PVI95KW-208 | 266000 | 1 |  |  | 0.975 | Solar Inverter |  | OUTDOOR
SRP03012 | SOLARWORLD | SW185MONO | 235 | 2964 | 180 | 25 |  | Solar | FIXED | Ground
SRP03012 | SMA AMERICA | SB7000US (240V) | 8000 | 3 |  |  | 0.965 | Solar Inverter |  | Outside
SRP03012 | PV POWERED | PVP100KW-208 | 260000 | 2 |  |  | 0.97 | Solar Inverter |  | OUTDOOR
SRP03013 | CHANGZHOU TRINA SOLAR ENERGY CO | TSM-185D | 240 | 23 | 179 | 30 |  | Solar | FIXED | Roof
SRP03013 | ENPHASE ENERGY | M175-24-240-S02 | 215 | 23 |  |  | 0.97 | Solar Inverter |  | Outside
SRP03018 | UNKNOWN | UNKNOWN | 225 | 1372 | 118 | 7 |  | Solar | FIXED | Roof
SRP03018 | PV POWERED | PVP100KW-208 | 250000 | 1 |  |  | 0.96 | Solar Inverter |  | Outside
SRP03022 | UNKNOWN | UNKNOWN | 230 | 325 | 218 | 10 |  | Solar | FIXED | Roof
SRP03022 | ADVANCED ENERGY INDUSTRIES | 3159000-104 | 75000 | 1 |  |  | 0.955 | Solar Inverter |  | OUTDOOR
SRP03025 | MATRIX SOLAR/PHOTOWATT | PW1650-175 | 240 | 39 | 137 | 18.4 |  | Solar | FIXED | Roof
SRP03025 | MATRIX SOLAR/PHOTOWATT | PW1650-175 | 240 | 78 | 227 | 18.4 |  | Solar | FIXED | Roof
SRP03025 | SMA AMERICA | SB7000US (277V) | 8000 | 3 |  |  | 0.98 | Solar Inverter |  | OUTDOOR
SRP03028 | EPV SOLAR | EPV-50 | 280 | 165 | 180 | 10 |  | Solar | FIXED | Roof
SRP03028 | BAODING YINGLI NEW ENERGY RESOURCES CO | YL175(156) | 290 | 814 | 180 | 10 |  | Solar | FIXED | Roof
SRP03028 | SOLECTRIA RENEWABLES | PVI95KW-480 | 225000 | 1 |  |  | 0.979 | Solar Inverter |  | OUTDOOR
SRP03031 | EPV SOLAR | EPV-50 | 280 | 209 | 180 | 10 |  | Solar | FIXED | Roof
SRP03031 | BAODING YINGLI NEW ENERGY RESOURCES CO | YL175(156) | 290 | 1034 | 180 | 10 |  | Solar | FIXED | Roof
SRP03031 | SOLECTRIA RENEWABLES | PVI 3000 (208V) | 300000 | 1 |  |  | 0.979 | Solar Inverter |  | OUTDOOR
SRP03032 | UNKNOWN | UNKNOWN | 230 | 68 | 153 | 10 |  | Solar | FIXED | Roof
SRP03032 | SMA AMERICA | SB5000US | 6250 | 3 |  |  | 0.97 | Solar Inverter |  | OUTDOOR
SRP03034 | UNKNOWN | UNKNOWN | 255 | 1170 | 216 | 10 |  | Solar | FIXED | Roof
SRP03034 | ADVANCED ENERGY INDUSTRIES | 3159000-104 | 260000 | 1 |  |  | 0.97 | Solar Inverter |  | OUTDOOR
SRP03036 | EPV SOLAR | EPV-50 | 280 | 209 | 180 | 10 |  | Solar | FIXED | Roof
SRP03036 | BAODING YINGLI NEW ENERGY RESOURCES CO | YL175(156) | 290 | 1034 | 180 | 10 |  | Solar | FIXED | Roof
SRP03036 | SOLECTRIA RENEWABLES | PVI95KW-208 | 300000 | 1 |  |  | 0.979 | Solar Inverter |  | OUTDOOR
SRP03038 | KYOCERA SOLAR | KD210GX-LP | 240 | 19 | 90 | 18 |  | Solar | FIXED | Roof
SRP03038 | KYOCERA SOLAR | KD210GX-L | 240 | 15 | 180 | 18 |  | Solar | FIXED | Roof
SRP03038 | KYOCERA SOLAR | KD210GX-L | 240 | 11 | 270 | 18 |  | Solar | FIXED | Roof
SRP03038 | ENPHASE ENERGY | M200-32-208-S01 | 190 | 45 |  |  | 0.95 | Solar Inverter |  | OUTDOOR
SRP03041 | CANADIAN SOLAR | CS6P-230 | 235 | 104 | 180 | 30 |  | Solar | FIXED | Ground
SRP03041 | SMA AMERICA | SB5000US | 5000 | 1 |  |  | 0.968 | Solar Inverter |  | Outside
SRP03041 | SMA AMERICA | SB7000US (277V) | 7000 | 1 |  |  | 0.969 | Solar Inverter |  | Outside
SRP03041 | SMA AMERICA | SB7000US (277V) | 8000 | 1 |  |  | 0.963 | Solar Inverter |  | OUTDOOR
SRP03043 | CANADIAN SOLAR | CS6P-230 | 235 | 78 | 180 | 30 |  | Solar | FIXED | Ground
SRP03043 | SMA AMERICA | SB7000US (277V) | 8000 | 2 |  |  | 0.963 | Solar Inverter |  | OUTDOOR
SRP03050 | CANADIAN SOLAR | CS6P-230 | 235 | 192 | 180 | 30 |  | Solar | FIXED | Ground
SRP03050 | SMA AMERICA | SB5000US | 5000 | 2 |  |  | 0.968 | Solar Inverter |  | OUTDOOR
SRP03050 | SMA AMERICA | SB6000U (277V) | 6000 | 2 |  |  | 0.968 | Solar Inverter |  | Outside
SRP03050 | SMA AMERICA | SB7000US (277V) | 8000 | 2 |  |  | 0.963 | Solar Inverter |  | Outside
SRP03053 | SHARP | ND-224UC1 | 230 | 1456 | 171 | 10 |  | Solar | FIXED | Ground
SRP03053 | SOLARWORLD | SW185MONO | 255 | 4718 | 171 | 10 |  | Solar | FIXED | Ground
SRP03053 | XANTREX TECHNOLOGY | GT100-208 | 335000 | 1 |  |  | 0.97 | Solar Inverter |  | OUTDOOR
SRP03053 | XANTREX TECHNOLOGY | GT100-208 | 500000 | 2 |  |  | 0.97 | Solar Inverter |  | OUTDOOR
SRP03059 | UNKNOWN | UNKNOWN | 235 | 165 | 193 | 14 |  | Solar | FIXED | Roof
SRP03059 | FRONIUS USA |  | 11400 | 3 |  |  | 0.96 | Solar Inverter |  | Inside
SRP03061 | MITSUBISHI ELECTRIC | PV-UE135MF5N | 235 | 204 | 168 | 18 |  | Solar | FIXED | Roof
SRP03061 | FRONIUS USA |  | 11400 | 4 |  |  | 0.96 | Solar Inverter |  | OUTDOOR
SRP03071 | SANYO ELECTRIC | HIP-205BA5 | 220 | 36 | 186 | 30 |  | Solar | FIXED | Roof
SRP03071 | SMA AMERICA | SB7000US (277V) | 8000 | 1 |  |  | 0.97 | Solar Inverter |  | INDOOR
SRP03072 | SILIKEN MANUFACTURING USA | SLK60P6L 230 WP | 245 | 18 | 130 | 11 |  | Solar | FIXED | Roof
SRP03072 | SILIKEN MANUFACTURING USA | SLK60P6L 230 WP | 245 | 14 | 130 | 40 |  | Solar | FIXED | Roof
SRP03072 | SILIKEN MANUFACTURING USA | SLK60P6L 230 WP | 245 | 8 | 220 | 40 |  | Solar | FIXED | Roof
SRP03072 | POWER-ONE | PVI-3600-US (240V) | 4000 | 1 |  |  | 0.96 | Solar Inverter |  | INDOOR
SRP03072 | POWER-ONE | PVI-6000-OUTD-US (208 V) | 6000 | 1 |  |  | 0.96 | Solar Inverter |  | INDOOR
SRP03077 | SUNTECH POWER | STP180-24/AB-1 | 185 | 14 | 193 | 35 |  | Solar | FIXED | Roof
SRP03077 | SUNTECH POWER | STP180-24/AB-1 | 185 | 26 | 192 | 45 |  | Solar | FIXED | Roof
SRP03077 | FRONIUS USA | IG 2000 | 2000 | 1 |  |  | 0.952 | Solar Inverter |  | INDOOR
SRP03077 | FRONIUS USA | IG 3000 NEG | 3000 | 2 |  |  | 0.952 | Solar Inverter |  | INDOOR
SRP03082 | SUNTECH POWER | STP210S-18/UB-1 | 240 | 364 | 180 | 20 |  | Solar | FIXED | Roof
SRP03082 | PV POWERED | PVP75KW-208 | 75000 | 1 |  |  | 0.95 | Solar Inverter |  | Outside
SRP03085 | SUNTECH POWER | STP210S-18/UB-1 | 240 | 104 | 180 | 20 |  | Solar | FIXED | Roof
SRP03085 | SUNTECH POWER | STP210-18/UB-1 | 240 | 158 | 132 | 38 |  | Solar | FIXED | Roof
SRP03085 | SUNTECH POWER | STP210S-18/UB-1 | 240 | 50 | 222 | 38 |  | Solar | FIXED | Roof
SRP03085 | FRONIUS USA |  | 10000 | 3 |  |  | 0.96 | Solar Inverter |  | INDOOR
SRP03085 | FRONIUS USA |  | 11400 | 3 |  |  | 0.96 | Solar Inverter |  | INDOOR
SRP03086 | REC SCANMODULE | SCM230 | 240 | 13 | 212 | 30 |  | Solar | FIXED | Roof
SRP03086 | SMA AMERICA | SB3800U (208V) | 3800 | 1 |  |  | 0.955 | Solar Inverter |  | Inside
SRP03087 | PACIFIC SOLAR PTY LIMITED | PP-USA-213-S5 | 240 | 64 | 42 | 4 |  | Solar | FIXED | Roof
SRP03087 | PACIFIC SOLAR PTY LIMITED | PP-USA-213-S5 | 240 | 156 | 222 | 4 |  | Solar | FIXED | Roof
SRP03087 | POWER-ONE | PVI-3600-OUTD-US-F (208V) | 3600 | 2 |  |  | 0.96 | Solar Inverter |  | Outside
SRP03087 | POWER-ONE | PVI-5000-OUTD-US (208 V) | 4200 | 3 |  |  | 0.96 | Solar Inverter |  | Outside
SRP03087 | POWER-ONE | PVI-6000-OUTD-US-W (208 V) | 6000 | 4 |  |  | 0.97 | Solar Inverter |  | Outside
SRP03088 | UNITED SOLAR OVONIC | ASR-136 | 280 | 400 | 111 | 4 |  | Solar | FIXED | Roof
SRP03088 | UNITED SOLAR OVONIC | ASR-136 | 280 | 200 | 201 | 4 |  | Solar | FIXED | Roof
SRP03088 | SATCON TECHNOLOGY | PVS-135 (480 V) | 135000 | 1 |  |  | 0.965 | Solar Inverter |  | INDOOR
SRP03094 | SILIKEN MANUFACTURING USA | SLK60P6L 233 WP | 255 | 1064 | 195 | 5 |  | Solar | FIXED | Roof
SRP03094 | POWER-ONE | PVI-CENTRAL-100-US (208 V) | 250000 | 1 |  |  | 0.97 | Solar Inverter |  | OUTDOOR
SRP03111 | SANYO ELECTRIC |  | 220 | 41 | 96 | 33 |  | Solar | FIXED | Roof
SRP03111 | SMA AMERICA | SB3000US (208V) | 3000 | 1 |  |  | 0.97 | Solar Inverter |  | INDOOR
SRP03111 | SMA AMERICA | SB6000US (208V) | 6000 | 1 |  |  | 0.97 | Solar Inverter |  | INDOOR
SRP03114 | SUNTECH POWER | STP210S-18/UB-1 | 275 | 220 | 185 | 10 |  | Solar | FIXED | Roof
SRP03114 | FRONIUS USA |  | 55500 | 1 |  |  | 0.959 | Solar Inverter |  | OUTDOOR
SRP03115 | SUNTECH POWER | STP210S-18/UB-1 | 275 | 232 | 185 | 10 |  | Solar | FIXED | Roof
SRP03115 | FRONIUS USA |  | 55500 | 1 |  |  | 0.959 | Solar Inverter |  | OUTDOOR
SRP03118 | SHARP | NT-175UC1 | 235 | 27 | 144 | 8 |  | Solar | FIXED | Roof
SRP03118 | SHARP | ND-224UC1 | 235 | 10 | 256 | 22 |  | Solar | FIXED | Roof
SRP03118 | FRONIUS USA | IG 3000 | 2700 | 1 |  |  | 0.952 | Solar Inverter |  | OUTDOOR
SRP03118 | FRONIUS USA |  | 6000 | 1 |  |  | 0.962 | Solar Inverter |  | Outside
SRP03119 | SUNPOWER | SPR-315E-WHT-U | 327 | 3328 | 186 | 5 |  | Solar | FIXED | Roof
SRP03119 | SMA AMERICA | SB5000US | 500000 | 2 |  |  | 0.97 | Solar Inverter |  | OUTDOOR
SRP03121 | SUNWIZE TECHNOLOGIES |  | 255 | 1316 | 190 | 5 |  | Solar | FIXED | Roof
SRP03121 | SOLECTRIA RENEWABLES | PVI95KW-208 | 95000 | 3 |  |  | 0.94 | Solar Inverter |  | OUTDOOR
SRP03123 | SOLARWORLD | SW185MONO | 235 | 476 | 94 | 7.4 |  | Solar | FIXED | Roof
SRP03123 | SOLARWORLD | SW185MONO | 235 | 140 | 139 | 7.4 |  | Solar | FIXED | Roof
SRP03123 | SOLARWORLD | SW185MONO | 235 | 156 | 183 | 7.4 |  | Solar | FIXED | Roof
SRP03123 | PV POWERED | PVP30KW-LV-208 | 35000 | 1 |  |  | 0.97 | Solar Inverter |  | OUTDOOR
SRP03123 | PV POWERED | PVP30KW-LV-208 | 35000 | 1 |  |  | 0.97 | Solar Inverter |  | OUTDOOR
SRP03123 | PV POWERED | PVP100KW-208 | 100000 | 1 |  |  | 0.97 | Solar Inverter |  | OUTDOOR
SRP03124 | SOLARWORLD | SW185MONO | 235 | 448 | 120 | 7.4 |  | Solar | FIXED | Pole
SRP03124 | SOLARWORLD | SW185MONO | 235 | 1330 | 120 | 7.4 |  | Solar | FIXED | Pole
SRP03124 | SOLARWORLD | SW185MONO | 235 | 196 | 185 | 7.4 |  | Solar | FIXED | Pole
SRP03124 | SOLARWORLD | SW185MONO | 235 | 280 | 190 | 7.4 |  | Solar | FIXED | Roof
SRP03124 | SOLARWORLD | SW185MONO | 235 | 336 | 203 | 7.4 |  | Solar | FIXED | Roof
SRP03124 | SOLARWORLD | SW185MONO | 235 | 490 | 208 | 7.4 |  | Solar | FIXED | Pole
SRP03124 | PV POWERED | PVP30KW-208 | 35000 | 1 |  |  | 0.97 | Solar Inverter |  | OUTDOOR
SRP03124 | PV POWERED | PVP30KW-208 | 50000 | 1 |  |  | 0.97 | Solar Inverter |  | OUTDOOR
SRP03124 | PV POWERED | PVP75KW-208 | 75000 | 1 |  |  | 0.97 | Solar Inverter |  | OUTDOOR
SRP03124 | PV POWERED | PVP100KW-208 | 100000 | 2 |  |  | 0.97 | Solar Inverter |  | OUTDOOR
SRP03124 | PV POWERED | PVP2500 | 260000 | 1 |  |  | 0.97 | Solar Inverter |  | OUTDOOR
SRP03125 | MATRIX SOLAR/PHOTOWATT | PW1650-175 | 255 | 560 | 222 | 11 |  | Solar | FIXED | Roof
SRP03125 | SATCON TECHNOLOGY | PVS-100 (208 V) | 135000 | 1 |  |  | 0.96 | Solar Inverter |  | OUTDOOR
SRP03128 | SOLAR POWER (SPI) | SP200FP12 | 245 | 1903 | 169 | 10 |  | Solar | FIXED | Roof
SRP03128 | POWER-ONE | PVI-6000-OUTD-US-W (277 V) | 12000 | 30 |  |  | 0.973 | Solar Inverter |  | OUTDOOR
SRP03130 | UNKNOWN | UNKNOWN | 240 | 273 | 164 | 22.5 |  | Solar | FIXED | Roof
SRP03130 | UNKNOWN | UNKNOWN | 240 | 507 | 254 | 22.5 |  | Solar | FIXED | Roof
SRP03130 | ADVANCED ENERGY INDUSTRIES | 3159000-110 | 50000 | 1 |  |  | 0.972 | Solar Inverter |  | OUTDOOR
SRP03130 | ADVANCED ENERGY INDUSTRIES | 3159000-110 | 100000 | 1 |  |  | 0.955 | Solar Inverter |  | Outside
SRP03131 | LG ELECTRONICS SOLAR CELL DIVISION | LG250S1C-G2 | 250 | 455 | 162 | 10 |  | Solar | FIXED | Roof
SRP03131 | PV POWERED | PVP100KW-208 | 100000 | 1 |  |  | 0.96 | Solar Inverter |  | OUTDOOR
SRP03133 | MATRIX SOLAR/PHOTOWATT | PW1250-115 | 250 | 741 | 190 | 10 |  | Solar | FIXED | Roof
SRP03133 | ADVANCED ENERGY INDUSTRIES | 3159000-104 | 50000 | 1 |  |  | 0.955 | Solar Inverter |  | Outside
SRP03133 | ADVANCED ENERGY INDUSTRIES | 3159000-110 | 100000 | 1 |  |  | 0.955 | Solar Inverter |  | OUTDOOR
SRP03138 | MATRIX SOLAR/PHOTOWATT | PW1250-115 | 250 | 100 | 165 | 10 |  | Solar | FIXED | Roof
SRP03138 | MATRIX SOLAR/PHOTOWATT | PW1000-100 | 255 | 300 | 165 | 10 |  | Solar | FIXED | Roof
SRP03138 | POWER-ONE | PVI-6000-OUTD-US-W (277 V) | 11000 | 8 |  |  | 0.978 | Solar Inverter |  | OUTDOOR
SRP03140 | SUNTECH POWER | STP200UB | 190 | 48 | 89.9 | 33 |  | Solar | FIXED | Roof
SRP03140 | SMA AMERICA | SB4000US (208V) | 4000 | 2 |  |  | 0.96 | Solar Inverter |  | INDOOR
SRP03141 | CHANGZHOU TRINA SOLAR ENERGY CO | TSM-185D | 235 | 36 | 227 | 21 |  | Solar | FIXED | Roof
SRP03141 | SMA AMERICA | SB7000US (208V) | 7000 | 1 |  |  | 0.969 | Solar Inverter |  | OUTDOOR
SRP03142 | SUNTECH POWER | STP200UB | 205 | 26 | 163.3 | 23 |  | Solar | FIXED | Roof
SRP03142 | SUNTECH POWER | STP200S-18/UB-1 | 205 | 36 | 212.5 | 23 |  | Solar | FIXED | Roof
SRP03142 | SMA AMERICA | SB5000US | 5000 | 1 |  |  | 0.96 | Solar Inverter |  | INDOOR
SRP03142 | SMA AMERICA | SB7000US (208V) | 7000 | 1 |  |  | 0.97 | Solar Inverter |  | INDOOR
SRP03143 | CHANGZHOU TRINA SOLAR ENERGY CO | TSM-185D | 235 | 30 | 186.7 | 32 |  | Solar | FIXED | Roof
SRP03143 | CHANGZHOU TRINA SOLAR ENERGY CO | TSM-185D | 235 | 10 | 96.7 | 45 |  | Solar | FIXED | Roof
SRP03143 | CHANGZHOU TRINA SOLAR ENERGY CO | TSM-185D | 235 | 30 | 276.7 | 45 |  | Solar | FIXED | Roof
SRP03143 | PV POWERED | PVP3000 | 3000 | 1 |  |  | 0.96 | Solar Inverter |  | OUTDOOR
SRP03143 | SMA AMERICA | SB7000US (208V) | 7000 | 2 |  |  | 0.97 | Solar Inverter |  | OUTDOOR
SRP03145 | CHANGZHOU TRINA SOLAR ENERGY CO | TSM-185D | 235 | 10 | 133 | 25 |  | Solar | FIXED | Roof
SRP03145 | CHANGZHOU TRINA SOLAR ENERGY CO | TSM-185D | 235 | 30 | 223 | 25 |  | Solar | FIXED | Roof
SRP03145 | SMA AMERICA | SB3000US (208V) | 3000 | 1 |  |  | 0.92 | Solar Inverter |  | Inside
SRP03145 | SMA AMERICA | SB7000US (208V) | 7000 | 1 |  |  | 0.97 | Solar Inverter |  | OUTDOOR
SRP03146 | CHANGZHOU TRINA SOLAR ENERGY CO | TSM-185D | 230 | 15 | 172 | 23 |  | Solar | FIXED | Roof
SRP03146 | ENPHASE ENERGY | M175-24-240-S | 190 | 15 |  |  | 0.97 | Solar Inverter |  | Outside
SRP03147 | CHANGZHOU TRINA SOLAR ENERGY CO | TSM-185D | 235 | 16 | 98.8 | 30 |  | Solar | FIXED | Roof
SRP03147 | CHANGZHOU TRINA SOLAR ENERGY CO | TSM-185D | 235 | 18 | 278.8 | 30 |  | Solar | FIXED | Roof
SRP03147 | PV POWERED | PVP3500 | 3500 | 1 |  |  | 0.955 | Solar Inverter |  | INDOOR
SRP03147 | PV POWERED | PVP4800 | 4800 | 1 |  |  | 0.96 | Solar Inverter |  | Inside
SRP03148 | CHANGZHOU TRINA SOLAR ENERGY CO | TSM-185D | 230 | 6 | 110 | 20 |  | Solar | FIXED | Roof
SRP03148 | CHANGZHOU TRINA SOLAR ENERGY CO | TSM-185D | 230 | 15 | 200 | 20 |  | Solar | FIXED | Roof
SRP03148 | ENPHASE ENERGY | M200-32-240-S02 | 215 | 21 |  |  | 0.97 | Solar Inverter |  | OUTDOOR
SRP03149 | CHANGZHOU TRINA SOLAR ENERGY CO | TSM-185D | 235 | 30 | 98.8 | 25 |  | Solar | FIXED | Roof
SRP03149 | SMA AMERICA | SB7000US (208V) | 7000 | 1 |  |  | 0.97 | Solar Inverter |  | INDOOR
SRP03150 | CHANGZHOU TRINA SOLAR ENERGY CO | TSM-185D | 235 | 30 | 194.6 | 25 |  | Solar | FIXED | Roof
SRP03150 | SMA AMERICA | SB7000US (208V) | 7000 | 1 |  |  | 0.97 | Solar Inverter |  | INDOOR
SRP03152 | CHANGZHOU TRINA SOLAR ENERGY CO | TSM-185D | 235 | 28 | 178.5 | 36 |  | Solar | FIXED | Roof
SRP03152 | PV POWERED | PVP3000 | 3000 | 2 |  |  | 0.935 | Solar Inverter |  | INDOOR
SRP03153 | CHANGZHOU TRINA SOLAR ENERGY CO | TSM-185D | 230 | 21 | 154 | 17 |  | Solar | FIXED | Roof
SRP03153 | ENPHASE ENERGY | M200-32-240-S02 | 215 | 21 |  |  | 0.96 | Solar Inverter |  | OUTDOOR
SRP03154 | CHANGZHOU TRINA SOLAR ENERGY CO | TSM-185D | 235 | 26 | 164 | 18 |  | Solar | FIXED | Roof
SRP03154 | CHANGZHOU TRINA SOLAR ENERGY CO | TSM-185D | 235 | 20 | 169 | 26 |  | Solar | FIXED | Roof
SRP03154 | SMA AMERICA | SB5000US | 5000 | 1 |  |  | 0.955 | Solar Inverter |  | INDOOR
SRP03154 | SMA AMERICA | SB6000US (208V) | 6000 | 1 |  |  | 0.97 | Solar Inverter |  | INDOOR
SRP03155 | CHANGZHOU TRINA SOLAR ENERGY CO | TSM-185D | 235 | 16 | 114 | 34 |  | Solar | FIXED | Roof
SRP03155 | PV POWERED | PVP3500 | 3500 | 1 |  |  | 0.955 | Solar Inverter |  | Outside
SRP03157 | CHANGZHOU TRINA SOLAR ENERGY CO | TSM-185D | 235 | 20 | 111.8 | 30 |  | Solar | FIXED | Roof
SRP03157 | PV POWERED | PVP4800 | 4800 | 1 |  |  | 0.96 | Solar Inverter |  | INDOOR
SRP03158 | CHANGZHOU TRINA SOLAR ENERGY CO | TSM-185D | 230 | 24 | 261 | 25 |  | Solar | FIXED | Roof
SRP03158 | SMA AMERICA | SB5000US (240V) | 5000 | 1 |  |  | 0.968 | Solar Inverter |  | INDOOR
SRP03159 | SUNPOWER |  | 225 | 27 | 169 | 40 |  | Solar | FIXED | Roof
SRP03159 | SUNPOWER CORP (ORIGINAL MFRSMA) | SPR-6000M (208V) | 6000 | 1 |  |  | 0.97 | Solar Inverter |  | INDOOR
SRP03161 | SUNPOWER | SPR-225-BLK-U | 225 | 44 | 156 | 26 |  | Solar | FIXED | Roof
SRP03161 | SUNPOWER CORP (ORIGINAL MFRSMA) | SPR-4000M (208V) | 4000 | 1 |  |  | 0.968 | Solar Inverter |  | INDOOR
SRP03161 | SUNPOWER CORP (ORIGINAL MFRSMA) | SPR-5000M (208V) | 5000 | 1 |  |  | 0.968 | Solar Inverter |  | INDOOR
SRP03162 | SUNPOWER | SPR-225-BLK-U | 225 | 9 | 172 | 38 |  | Solar | FIXED | Roof
SRP03162 | SUNPOWER | SPR-225-BLK-U | 225 | 18 | 262 | 38 |  | Solar | FIXED | Roof
SRP03162 | SUNPOWER CORP (ORIGINAL MFRSMA) | SPR-6000M (208V) | 6000 | 1 |  |  | 0.97 | Solar Inverter |  | INDOOR
SRP03163 | CHANGZHOU TRINA SOLAR ENERGY CO | TSM-185D | 240 | 44 | 158 | 40 |  | Solar | FIXED | Ground
SRP03163 | SMA AMERICA | SB5000US | 5000 | 2 |  |  | 0.96 | Solar Inverter |  | OUTDOOR
SRP03164 | CHANGZHOU TRINA SOLAR ENERGY CO | TSM-185D | 235 | 33 | 157.3 | 17 |  | Solar | FIXED | Roof
SRP03164 | SMA AMERICA | SB7000US (208V) | 7000 | 1 |  |  | 0.97 | Solar Inverter |  | Outside
SRP03166 | CHANGZHOU TRINA SOLAR ENERGY CO | TSM-185D | 235 | 48 | 180 | 20 |  | Solar | FIXED | Roof
SRP03166 | SMA AMERICA | SB5000US | 5000 | 2 |  |  | 0.96 | Solar Inverter |  | Inside
SRP03167 | SUNTECH POWER | STP190-18/UB-1 | 190 | 16 | 195.5 | 18 |  | Solar | FIXED | Roof
SRP03167 | SUNTECH POWER | STP190-18/UB-1 | 190 | 40 | 195.5 | 25 |  | Solar | FIXED | Roof
SRP03167 | SMA AMERICA | SB3000US (208V) | 3000 | 1 |  |  | 0.96 | Solar Inverter |  | Inside
SRP03167 | SMA AMERICA | SB7000US (208V) | 7000 | 1 |  |  | 0.97 | Solar Inverter |  | Inside
SRP03168 | CHANGZHOU TRINA SOLAR ENERGY CO | TSM-185D | 235 | 66 | 168.2 | 20 |  | Solar | FIXED | Roof
SRP03168 | SMA AMERICA | SB7000US (208V) | 7000 | 2 |  |  | 0.97 | Solar Inverter |  | INDOOR
SRP03169 | CHANGZHOU TRINA SOLAR ENERGY CO | TSM-185D | 235 | 36 | 186 | 20 |  | Solar | FIXED | Roof
SRP03169 | SMA AMERICA | SB7000US (277V) | 8000 | 1 |  |  | 0.97 | Solar Inverter |  | INDOOR
SRP03170 | SUNTECH POWER | STP180S-24/AB-1 | 185 | 69 | 110.7 | 31 |  | Solar | FIXED | Roof
SRP03170 | SMA AMERICA | SB6000U (208V) | 6000 | 1 |  |  | 0.97 | Solar Inverter |  | INDOOR
SRP03170 | SMA AMERICA | SB7000US (208V) | 7000 | 1 |  |  | 0.97 | Solar Inverter |  | Inside
SRP03171 | CHANGZHOU TRINA SOLAR ENERGY CO | TSM-185D | 235 | 33 | 234.7 | 26 |  | Solar | FIXED | Roof
SRP03171 | SMA AMERICA | SB7000US (208V) | 7000 | 1 |  |  | 0.97 | Solar Inverter |  | INDOOR
SRP03172 | CHANGZHOU TRINA SOLAR ENERGY CO | TSM-185D | 235 | 30 | 249.4 | 35 |  | Solar | FIXED | Roof
SRP03172 | SMA AMERICA | SB7000US (208V) | 7000 | 1 |  |  | 0.97 | Solar Inverter |  | INDOOR
SRP03174 | CHANGZHOU TRINA SOLAR ENERGY CO | TSM-185D | 235 | 24 | 254.9 | 20 |  | Solar | FIXED | Roof
SRP03174 | SMA AMERICA | SB6000U (208V) | 6000 | 1 |  |  | 0.97 | Solar Inverter |  | Outside
SRP03188 | UNITED SOLAR OVONIC | ASR-120 | 144 | 260 | 132 | 5 |  | Solar | FIXED | Roof
SRP03188 | PACIFIC SOLAR PTY LIMITED | PP-USA-213-S5 | 240 | 975 | 222 | 5 |  | Solar | FIXED | Roof
SRP03188 | PV POWERED | PVP30KW-LV-480 | 35000 | 1 |  |  | 0.97 | Solar Inverter |  | Outside
SRP03188 | PV POWERED | PVP100KW-208 | 260000 | 1 |  |  | 0.97 | Solar Inverter |  | OUTDOOR
SRP03190 | SUNTECH POWER | STP210S-18/UB-1 | 240 | 897 | 186 | 5 |  | Solar | FIXED | Roof
SRP03190 | PV POWERED | PVP100KW-208 | 100000 | 2 |  |  | 0.97 | Solar Inverter |  | OUTDOOR
SRP03191 | SUNTECH POWER | STP200UB | 240 | 1716 | 156 | 5 |  | Solar | FIXED | Roof
SRP03191 | PV POWERED | PVP100KW-208 | 100000 | 1 |  |  | 0.96 | Solar Inverter |  | OUTDOOR
SRP03191 | PV POWERED | PVP100KW-208 | 260000 | 1 |  |  | 0.97 | Solar Inverter |  | OUTDOOR
SRP03192 | SUNTECH POWER | STP210S-18/UB-1 | 240 | 1066 | 128 | 5 |  | Solar | FIXED | Roof
SRP03192 | PV POWERED | PVP100KW-208 | 260000 | 1 |  |  | 0.97 | Solar Inverter |  | OUTDOOR
SRP03193 | SUNTECH POWER | STP21018 | 240 | 234 | 127 | 5 |  | Solar | FIXED | Roof
SRP03193 | SUNTECH POWER | STP21018 | 240 | 97 | 145 | 5 |  | Solar | FIXED | Roof
SRP03193 | SUNTECH POWER | STP21018 | 240 | 161 | 145 | 5 |  | Solar | FIXED | Roof
SRP03193 | SUNTECH POWER | STP21018 | 240 | 85 | 189 | 5 |  | Solar | FIXED | Roof
SRP03193 | SUNTECH POWER | STP21018 | 240 | 138 | 189 | 5 |  | Solar | FIXED | Roof
SRP03193 | PV POWERED | PVP75KW-208 | 75000 | 1 |  |  | 0.955 | Solar Inverter |  | OUTDOOR
SRP03193 | PV POWERED | PVP100KW-208 | 100000 | 1 |  |  | 0.96 | Solar Inverter |  | OUTDOOR
SRP03194 | SUNTECH POWER | STP200UB | 240 | 871 | 156 | 5 |  | Solar | FIXED | Roof
SRP03194 | PV POWERED | PVP100KW-208 | 100000 | 2 |  |  | 0.96 | Solar Inverter |  | OUTDOOR
SRP03195 | SUNTECH POWER | STP21018 | 240 | 273 | 136 | 5 |  | Solar | FIXED | Roof
SRP03195 | PV POWERED | PVP75KW-208 | 75000 | 1 |  |  | 0.972 | Solar Inverter |  | OUTDOOR
SRP03196 | SUNTECH POWER | STP160-24/AB-1 | 240 | 1339 | 128 | 5 |  | Solar | FIXED | Roof
SRP03196 | PV POWERED | PVP75KW-208 | 50000 | 1 |  |  | 0.972 | Solar Inverter |  | OUTDOOR
SRP03196 | PV POWERED | PVP75KW-480 | 260000 | 2 |  |  | 0.97 | Solar Inverter |  | OUTDOOR
SRP03197 | SUNTECH POWER | STP210S-18/UB-1 | 240 | 1781 | 156 | 5 |  | Solar | FIXED | Roof
SRP03197 | PV POWERED | PVP100KW-208 | 100000 | 1 |  |  | 0.96 | Solar Inverter |  | OUTDOOR
SRP03197 | PV POWERED | PVP100KW-208 | 260000 | 1 |  |  | 0.97 | Solar Inverter |  | OUTDOOR
SRP03201 | SUNTECH POWER | STP210S-18/UB-1 | 240 | 2210 | 222 | 5 |  | Solar | FIXED | Roof
SRP03201 | PV POWERED | PVP100KW-208 | 260000 | 2 |  |  | 0.97 | Solar Inverter |  | OUTDOOR
SRP03202 | SUNTECH POWER | STP210S-18/UB-1 | 240 | 1196 | 216 | 5 |  | Solar | FIXED | Roof
SRP03202 | PV POWERED | PVP100KW-208 | 260000 | 1 |  |  | 0.97 | Solar Inverter |  | OUTDOOR
SRP03204 | SCHUCO USA |  | 180 | 80 | 258 | 12 |  | Solar | FIXED | Roof
SRP03204 | SMA AMERICA | SB7000US (208V) | 7000 | 2 |  |  | 0.971 | Solar Inverter |  | INDOOR
SRP03205 | SHARP | ND-224U1F | 240 | 1274 | 184 | 7.4 |  | Solar | FIXED | Ground
SRP03205 | PV POWERED | PVP100KW-208 | 260000 | 1 |  |  | 0.97 | Solar Inverter |  | OUTDOOR
SRP03206 | NINGBO SOLAR ELECTRIC POWER | TDB125X125-72-P 175W | 230 | 30 | 240 | 33 |  | Solar | FIXED | Roof
SRP03206 | ENPHASE ENERGY | M200-32-208-S01 | 215 | 30 |  |  | 0.96 | Solar Inverter |  | OUTDOOR
SRP03207 | SUNTECH POWER | STP180S-24/AB-1 | 185 | 44 | 191.4 | 20 |  | Solar | FIXED | Roof
SRP03207 | SMA AMERICA | SB7000US (277V) | 8000 | 1 |  |  | 0.965 | Solar Inverter |  | INDOOR
SRP03208 | SUNPOWER | SPR-225-BLK-U | 228 | 3328 | 201 | 9.5 |  | Solar | FIXED | Roof
SRP03208 | SATCON TECHNOLOGY | PVS-135 (208 V) | 135000 | 1 |  |  | 0.96 | Solar Inverter |  | INDOOR
SRP03208 | SATCON TECHNOLOGY | PVS-250 (208 V) | 250000 | 2 |  |  | 0.96 | Solar Inverter |  | INDOOR
SRP03209 | SUNTECH POWER | STP210S-18/UB-1 | 280 | 12815 | 180 | 20 |  | Solar | FIXED | Ground
SRP03209 | SMA AMERICA | SB5000US (208V) | 500000 | 7 |  |  | 0.98 | Solar Inverter |  | OUTDOOR
SRP03210 | CEEG (SHANGHAI) SOLAR SCIENCE AND TECHNOLOGY CO | SST 185-72M | 275 | 352 | 213 | 4 |  | Solar | FIXED | Roof
SRP03210 | SATCON TECHNOLOGY | AE-100-60-PV-A-HE | 100000 | 1 |  |  | 0.96 | Solar Inverter |  | Outside
SRP03211 | MATRIX SOLAR/PHOTOWATT | PW1650-175 | 230 | 896 | 185 | 30 |  | Solar | FIXED | Ground
SRP03211 | PHOENIXTEC POWER | PS240US3R (240V) | 100000 | 2 |  |  | 0.95 | Solar Inverter |  | INDOOR
SRP03212 | WEBEL SL ENERGY SYSTEMS | W1600-165 | 185 | 14 | 174 | 23 |  | Solar | FIXED | Roof
SRP03212 | WEBEL SL ENERGY SYSTEMS | W1600-165 | 185 | 6 | 175 | 28 |  | Solar | FIXED | Roof
SRP03212 | ENPHASE ENERGY | M200-32-240-S02 | 190 | 20 |  |  | 0.955 | Solar Inverter |  | OUTDOOR
SRP03214 | SOLARWORLD | SW185MONO | 235 | 14 | 125 | 25 |  | Solar | FIXED | Ground
SRP03214 | ENPHASE ENERGY | M200-32-240-S01 | 190 | 14 |  |  | 0.95 | Solar Inverter |  | OUTDOOR
SRP03215 | BP SOLAR | SX3200W | 225 | 9 | 169 | 3 |  | Solar | FIXED | Roof
SRP03215 | BP SOLAR | SX3200W | 225 | 38 | 168 | 30 |  | Solar | FIXED | Roof
SRP03215 | SMA AMERICA | SWR2100U-SBD | 2000 | 1 |  |  | 0.973 | Solar Inverter |  | Inside
SRP03215 | SMA AMERICA | SWR2500U (208V) | 2500 | 1 |  |  | 0.969 | Solar Inverter |  | INDOOR
SRP03215 | SMA AMERICA | SB5000US | 5000 | 1 |  |  | 0.968 | Solar Inverter |  | INDOOR
SRP03216 | SHARP | ND-224UC1 | 240 | 221 | 201 | 10 |  | Solar | FIXED | Roof
SRP03216 | SMA AMERICA | SB5000US | 5000 | 1 |  |  | 0.968 | Solar Inverter |  | OUTDOOR
SRP03216 | SMA AMERICA | SB7000US (277V) | 8000 | 5 |  |  | 0.965 | Solar Inverter |  | OUTDOOR
SRP03218 | BP SOLAR | SX3200W | 215 | 10 | 184 | 15 |  | Solar | FIXED | Roof
SRP03218 | FRONIUS USA | IG 2000 | 2000 | 1 |  |  | 0.952 | Solar Inverter |  | INDOOR
SRP03221 | SUNPOWER | SPR-230-WHT-U | 230 | 40 | 159 | 14 |  | Solar | FIXED | Roof
SRP03221 | SUNPOWER CORP (ORIGINAL MFRSMA) | SPR-7000M (277V) | 9995 | 1 |  |  | 0.96 | Solar Inverter |  | INDOOR
SRP03226 | BP SOLAR | BP3170N | 215 | 24 | 150 | 30 |  | Solar | FIXED | Roof
SRP03226 | SMA AMERICA | SB5000US | 5000 | 1 |  |  | 0.968 | Solar Inverter |  | INDOOR
SRP03227 | CANADIAN SOLAR | CS6P-230 | 230 | 20 | 264 | 40 |  | Solar | FIXED | Roof
SRP03227 | POWER-ONE | PVI-5000-OUTD-US (208 V) | 4200 | 1 |  |  | 0.96 | Solar Inverter |  | Inside
SRP03230 | SCHUCO USA |  | 185 | 40 | 167 | 33 |  | Solar | FIXED | Roof
SRP03230 | FRONIUS USA | IG 2000 | 2000 | 1 |  |  | 0.968 | Solar Inverter |  | INDOOR
SRP03230 | FRONIUS USA | IG 5100 | 5100 | 1 |  |  | 0.968 | Solar Inverter |  | INDOOR
SRP03231 | SHARP | ND-224UC1 | 240 | 10 | 180 | 18 |  | Solar | FIXED | Roof
SRP03231 | ENPHASE ENERGY | M200-32-208-S01 | 190 | 10 |  |  | 0.955 | Solar Inverter |  | OUTDOOR
SRP03232 | CHANGZHOU TRINA SOLAR ENERGY CO | TSM-185D | 230 | 30 | 161 | 20 |  | Solar | FIXED | Roof
SRP03232 | SMA AMERICA | SB7000US (208V) | 7000 | 1 |  |  | 0.971 | Solar Inverter |  | INDOOR
SRP03234 | SUNPOWER | SPR-230-WHT-U | 320 | 72 | 180 | 35 |  | Solar | FIXED | Ground
SRP03234 | SUNPOWER CORP (ORIGINAL MFRSMA) | SPR-7000M (277V) | 11400 | 2 |  |  | 0.962 | Solar Inverter |  | INDOOR
SRP03235 | CANADIAN SOLAR | CS5P-230 | 230 | 44 | 193 | 34 |  | Solar | FIXED | Ground
SRP03235 | SMA AMERICA | SB5000US | 5000 | 2 |  |  | 0.98 | Solar Inverter |  | Inside
SRP03236 | SOLARWORLD | SW185MONO | 245 | 273 | 177 | 10 |  | Solar | FIXED | Roof
SRP03236 | SOLARWORLD | SW185MONO | 245 | 455 | 228 | 10 |  | Solar | FIXED | Roof
SRP03236 | PV POWERED | PVP30KW-LV-480 | 50000 | 1 |  |  | 0.96 | Solar Inverter |  | Inside
SRP03236 | PV POWERED | PVP75KW-480 | 75000 | 1 |  |  | 0.955 | Solar Inverter |  | Inside
SRP03237 | SUNTECH POWER | STP210S-18/UB-1 | 280 | 2827 | 226 | 10 |  | Solar | FIXED | Roof
SRP03237 | PV POWERED | PVP100KW-208 | 260000 | 4 |  |  | 0.97 | Solar Inverter |  | OUTDOOR
SRP03238 | SUNTECH POWER | STP180-24/AB-1 | 185 | 10 | 94 | 36 |  | Solar | FIXED | Roof
SRP03238 | SUNTECH POWER | STP180S-24/AB-1 | 185 | 30 | 273 | 36 |  | Solar | FIXED | Roof
SRP03238 | POWER-ONE | PVI-3000-I-OUTD-US | 3000 | 1 |  |  | 0.968 | Solar Inverter |  | INDOOR
SRP03238 | POWER-ONE | PVI-3600-OUTD-US-F (208V) | 3600 | 1 |  |  | 0.968 | Solar Inverter |  | Inside
SRP03239 | KYOCERA SOLAR | KD210GX-LP | 235 | 10 | 177 | 19 |  | Solar | FIXED | Roof
SRP03239 | KYOCERA SOLAR | KD210GX-LP | 235 | 15 | 177 | 32 |  | Solar | FIXED | Roof
SRP03239 | KYOCERA SOLAR | KD210GX-LP | 235 | 5 | 87 | 40 |  | Solar | FIXED | Roof
SRP03239 | FRONIUS USA |  | 6000 | 1 |  |  | 0.96 | Solar Inverter |  | INDOOR
SRP03240 | CHANGZHOU TRINA SOLAR ENERGY CO | TSM-185D | 230 | 14 | 220.6 | 20 |  | Solar | FIXED | Roof
SRP03240 | SMA AMERICA | SB5000US | 5000 | 1 |  |  | 0.97 | Solar Inverter |  | OUTDOOR
SRP03241 | SANYO ELECTRIC | HIP-200DA3 | 220 | 36 | 156 | 27 |  | Solar | FIXED | Roof
SRP03241 | SMA AMERICA | SB7000US (240V) | 7000 | 1 |  |  | 0.97 | Solar Inverter |  | INDOOR
SRP03242 | CHANGZHOU TRINA SOLAR ENERGY CO | TSM-185D | 230 | 42 | 204 | 40 |  | Solar | FIXED | Roof
SRP03242 | SMA AMERICA | SB4000US (208V) | 4000 | 1 |  |  | 0.97 | Solar Inverter |  | OUTDOOR
SRP03242 | SMA AMERICA | SB5000US | 5000 | 1 |  |  | 0.97 | Solar Inverter |  | OUTDOOR
SRP03243 | REC SCANMODULE | SCM230 | 240 | 23 | 150 | 23 |  | Solar | FIXED | Roof
SRP03243 | REC SCANMODULE | SCM230 | 240 | 10 | 150 | 27 |  | Solar | FIXED | Roof
SRP03243 | REC SCANMODULE | SCM230 | 240 | 3 | 240 | 34 |  | Solar | FIXED | Roof
SRP03243 | ENPHASE ENERGY | M200-32-240-S02 | 215 | 36 |  |  | 0.97 | Solar Inverter |  | Outside
SRP03244 | UNKNOWN | UNKNOWN | 235 | 22 | 193 | 19 |  | Solar | FIXED | Roof
SRP03244 | ENPHASE ENERGY | M200-32-208-S01 | 215 | 22 |  |  | 0.96 | Solar Inverter |  | Outside
SRP03245 | UNKNOWN | UNKNOWN | 230 | 72 | 182 | 25 |  | Solar | FIXED | Ground
SRP03245 | SMA AMERICA | SB7000US (277V) | 7000 | 2 |  |  | 0.969 | Solar Inverter |  | Outside
SRP03247 | SANYO ELECTRIC | HIP-205BA5 | 220 | 9 | 158 | 24 |  | Solar | FIXED | Roof
SRP03247 | SANYO ELECTRIC | HIP-205BA5 | 220 | 11 | 68 | 27 |  | Solar | FIXED | Roof
SRP03247 | SANYO ELECTRIC | HIP-205BA5 | 220 | 18 | 158 | 27 |  | Solar | FIXED | Roof
SRP03247 | SMA AMERICA | SB3000US (208V) | 3000 | 1 |  |  | 0.955 | Solar Inverter |  | Inside
SRP03247 | SMA AMERICA | SB5000US | 5000 | 1 |  |  | 0.955 | Solar Inverter |  | Inside
SRP03248 | UNKNOWN | UNKNOWN | 230 | 327 | 181 | 25 |  | Solar | FIXED | Ground
SRP03248 | SMA AMERICA | SB7000US (208V) | 7000 | 9 |  |  | 0.969 | Solar Inverter |  | OUTDOOR
SRP03249 | CHANGZHOU TRINA SOLAR ENERGY CO | TSM-185D | 230 | 36 | 126 | 23 |  | Solar | FIXED | Roof
SRP03249 | SMA AMERICA | SB7000US (277V) | 7000 | 1 |  |  | 0.969 | Solar Inverter |  | OUTDOOR
SRP03250 | KYOCERA SOLAR | KD210GX-LP | 235 | 30 | 237 | 32 |  | Solar | FIXED | Roof
SRP03250 | FRONIUS USA | IG 3000 | 3000 | 1 |  |  | 0.95 | Solar Inverter |  | Inside
SRP03250 | FRONIUS USA | IG 5100 | 5100 | 1 |  |  | 0.95 | Solar Inverter |  | INDOOR
SRP03251 | CHANGZHOU TRINA SOLAR ENERGY CO | TSM-185D | 230 | 46 | 183 | 25 |  | Solar | FIXED | Roof
SRP03251 | SMA AMERICA | SB5000US | 5000 | 2 |  |  | 0.97 | Solar Inverter |  | OUTDOOR
SRP03253 | SANYO ELECTRIC | HIP-205BA5 | 220 | 32 | 136 | 32 |  | Solar | FIXED | Roof
SRP03253 | SMA AMERICA | SB7000US (208V) | 7000 | 1 |  |  | 0.97 | Solar Inverter |  | Outside
SRP03254 | CHANGZHOU TRINA SOLAR ENERGY CO | TSM-185D | 230 | 50 | 204 | 25 |  | Solar | FIXED | Roof
SRP03254 | ENPHASE ENERGY | M200-32-208-S01 | 215 | 50 |  |  | 0.96 | Solar Inverter |  | OUTDOOR
SRP03255 | SHANGHAI SOLAR ENERGY S&T | S-180C | 180 | 16 | 86 | 34 |  | Solar | FIXED | Roof
SRP03255 | ET SOLAR INDUSTRY | ET-P654185 | 185 | 6 | 86 | 34 |  | Solar | FIXED | Roof
SRP03255 | SMA AMERICA | SB4000US (208V) | 4000 | 1 |  |  | 0.968 | Solar Inverter |  | OUTDOOR
SRP03256 | CHANGZHOU TRINA SOLAR ENERGY CO | TSM-185D | 230 | 22 | 140 | 19 |  | Solar | FIXED | Roof
SRP03256 | SMA AMERICA | SB5000US | 5000 | 1 |  |  | 0.968 | Solar Inverter |  | OUTDOOR
SRP03257 | CHANGZHOU TRINA SOLAR ENERGY CO | TSM-185D | 230 | 28 | 160 | 26 |  | Solar | FIXED | Roof
SRP03257 | SMA AMERICA | SB6000U (208V) | 6000 | 1 |  |  | 0.968 | Solar Inverter |  | OUTDOOR
SRP03259 | SOLARTECH POWER | SPM230P | 250 | 104 | 137.5 | 10 |  | Solar | FIXED | Roof
SRP03259 | ENPHASE ENERGY | M200-32-208-S01 | 215 | 104 |  |  | 0.963 | Solar Inverter |  | OUTDOOR
SRP03260 | CHANGZHOU TRINA SOLAR ENERGY CO | TSM-185D | 230 | 12 | 245 | 21 |  | Solar | FIXED | Roof
SRP03260 | ENPHASE ENERGY | M200-32-240-S02 | 215 | 12 |  |  | 0.96 | Solar Inverter |  | OUTDOOR
SRP03261 | SANYO ELECTRIC | HIP-205BA5 | 220 | 30 | 194 | 22 |  | Solar | FIXED | Roof
SRP03261 | SMA AMERICA | SB7000US (208V) | 7000 | 1 |  |  | 0.97 | Solar Inverter |  | INDOOR
SRP03262 | CHANGZHOU TRINA SOLAR ENERGY CO | TSM-185D | 230 | 30 | 174 | 20 |  | Solar | FIXED | Roof
SRP03262 | SMA AMERICA | SB1100U-SBD | 2000 | 1 |  |  | 0.96 | Solar Inverter |  | OUTDOOR
SRP03262 | SMA AMERICA | SB5000US | 5000 | 1 |  |  | 0.968 | Solar Inverter |  | OUTDOOR
SRP03263 | CHANGZHOU TRINA SOLAR ENERGY CO | TSM-185D | 230 | 36 | 220 | 17 |  | Solar | FIXED | Roof
SRP03263 | SMA AMERICA | SB7000US (277V) | 7000 | 1 |  |  | 0.969 | Solar Inverter |  | OUTDOOR
SRP03265 | CHANGZHOU TRINA SOLAR ENERGY CO | TSM-185D | 230 | 31 | 176 | 22 |  | Solar | FIXED | Roof
SRP03265 | ENPHASE ENERGY | M200-32-240-S01 | 215 | 31 |  |  | 0.97 | Solar Inverter |  | OUTDOOR
SRP03266 | ASTROPOWER | LAPX-300 | 280 | 1848 | 175 | 5 |  | Solar | FIXED | Roof
SRP03266 | ASTROPOWER | LAPX-300 | 280 | 385 | 190 | 5 |  | Solar | FIXED | Roof
SRP03266 | SATCON TECHNOLOGY | PVS-250 (208 V) | 250000 | 1 |  |  | 0.95 | Solar Inverter |  | OUTDOOR
SRP03266 | SATCON TECHNOLOGY | PVS-250 (240 V) | 250000 | 1 |  |  | 0.95 | Solar Inverter |  | OUTDOOR
SRP03267 | ASTROPOWER | LAPX-300 | 280 | 2530 | 151 | 5 |  | Solar | FIXED | Roof
SRP03267 | ADVANCED ENERGY INDUSTRIES | 3159000-110 | 75000 | 1 |  |  | 0.955 | Solar Inverter |  | Outside
SRP03267 | ADVANCED ENERGY INDUSTRIES | 3159000-110 | 500000 | 1 |  |  | 0.97 | Solar Inverter |  | OUTDOOR
SRP03268 | ASTROPOWER | LAP-425 | 280 | 286 | 156 | 5 |  | Solar | FIXED | Roof
SRP03268 | ASTROPOWER | LAP-425 | 280 | 1034 | 209 | 5 |  | Solar | FIXED | Roof
SRP03268 | ADVANCED ENERGY INDUSTRIES | 3159000-110 | 75000 | 1 |  |  | 0.955 | Solar Inverter |  | OUTDOOR
SRP03268 | ADVANCED ENERGY INDUSTRIES | 3159000-110 | 260000 | 1 |  |  | 0.97 | Solar Inverter |  | OUTDOOR
SRP03269 | ASTROPOWER | APX-140-MNB | 280 | 1155 | 186 | 5 |  | Solar | FIXED | Roof
SRP03269 | PV POWERED | PVP4600 | 260000 | 1 |  |  | 0.96 | Solar Inverter |  | OUTDOOR
SRP03270 | ASTROPOWER | LAP-425 | 285 | 990 | 221 | 5 |  | Solar | FIXED | Roof
SRP03270 | ADVANCED ENERGY INDUSTRIES | 3159000-110 | 260000 | 1 |  |  | 0.97 | Solar Inverter |  | OUTDOOR
SRP03271 | ASTROPOWER | APX-140-MNB | 280 | 1969 | 176 | 5 |  | Solar | FIXED | Roof
SRP03271 | ADVANCED ENERGY INDUSTRIES | 3159000-110 | 500000 | 1 |  |  | 0.96 | Solar Inverter |  | OUTDOOR
SRP03273 | MITSUBISHI ELECTRIC | PV-UD195MF5 | 255 | 38 | 235 | 18 |  | Solar | FIXED | Roof
SRP03273 | SMA AMERICA | SB3000US (208V) | 3000 | 1 |  |  | 0.965 | Solar Inverter |  | INDOOR
SRP03273 | SMA AMERICA | SB6000U (208V) | 6000 | 1 |  |  | 0.968 | Solar Inverter |  | INDOOR
SRP03274 | SHARP | ND-224UC1 | 224 | 42 | 245 | 15 |  | Solar | FIXED | Roof
SRP03274 | ENPHASE ENERGY | M200-32-208-S01 | 215 | 42 |  |  | 0.95 | Solar Inverter |  | OUTDOOR
SRP03275 | WEBEL SL ENERGY SYSTEMS | W1600-165 | 175 | 10 | 192 | 35 |  | Solar | FIXED | Roof
SRP03275 | FRONIUS USA |  | 2500 | 1 |  |  | 0.955 | Solar Inverter |  | Inside
SRP03278 | SHARP | ND-220U1F | 230 | 42 | 170 | 80 |  | Solar | FIXED | Ground
SRP03278 | SMA AMERICA | SB4000US (208V) | 4000 | 1 |  |  | 0.965 | Solar Inverter |  | Inside
SRP03278 | SMA AMERICA | SB6000U (208V) | 6000 | 1 |  |  | 0.965 | Solar Inverter |  | Inside
SRP03279 | SHARP | NE-Q5E2U | 235 | 28 | 198 | 38 |  | Solar | FIXED | Roof
SRP03279 | SMA AMERICA | SB7000US (277V) | 7000 | 1 |  |  | 0.971 | Solar Inverter |  | OUTDOOR
SRP03280 | SCHUCO USA |  | 230 | 33 | 194 | 20 |  | Solar | FIXED | Roof
SRP03280 | SMA AMERICA | SB7000US (277V) | 7000 | 1 |  |  | 0.955 | Solar Inverter |  | Outside
SRP03281 | SCHUCO USA |  | 230 | 20 | 136 | 20 |  | Solar | FIXED | Roof
SRP03281 | SCHUCO USA | SB4000US (208V) | 4000 | 1 |  |  | 0.955 | Solar Inverter |  | INDOOR
SRP03284 | CONERGY AG | S 175MU | 235 | 88 | 180 | 30 |  | Solar | FIXED | Ground
SRP03284 | POWER-ONE | PVI-5000-OUTD-US (208 V) | 5000 | 4 |  |  | 0.969 | Solar Inverter |  | Outside
SRP03285 | CONERGY AG | S 175MU | 235 | 108 | 180 | 30 |  | Solar | FIXED | Ground
SRP03285 | SMA AMERICA | SB7000US (208V) | 7000 | 1 |  |  | 0.97 | Solar Inverter |  | Outside
SRP03285 | SMA AMERICA | SB7000US (208V) | 7000 | 2 |  |  | 0.97 | Solar Inverter |  | Outside
SRP03288 | SHARP | ND-224U1F | 235 | 40 | 176 | 30 |  | Solar | FIXED | Roof
SRP03288 | POWER-ONE | PVI-3000-I-OUTD-US | 3000 | 1 |  |  | 0.97 | Solar Inverter |  | INDOOR
SRP03288 | POWER-ONE | PVI-6000-OUTD-US (208 V) | 6000 | 1 |  |  | 0.97 | Solar Inverter |  | Inside
SRP03292 | ISOFOTON | I-150 S/24 | 230 | 42 | 186 | 26 |  | Solar | FIXED | Roof
SRP03292 | KACO | 3601XI | 5002 | 2 |  |  | 0.95 | Solar Inverter |  | OUTDOOR
SRP03293 | SUNTECH POWER | STP180S-24/AB-1 | 185 | 69 | 176.5 | 35 |  | Solar | FIXED | Roof
SRP03293 | SMA AMERICA | SB6000U (208V) | 6000 | 1 |  |  | 0.97 | Solar Inverter |  | INDOOR
SRP03293 | SMA AMERICA | SB7000US (208V) | 7000 | 1 |  |  | 0.97 | Solar Inverter |  | INDOOR
SRP03294 | CHANGZHOU TRINA SOLAR ENERGY CO | TSM-185D | 235 | 30 | 105.3 | 15 |  | Solar | FIXED | Roof
SRP03294 | SMA AMERICA | SB7000US (208V) | 7000 | 1 |  |  | 0.97 | Solar Inverter |  | OUTDOOR
SRP03295 | CANADIAN SOLAR | CS6P-230 | 250 | 309 | 225 | 1 |  | Solar | FIXED | Roof
SRP03295 | CANADIAN SOLAR | CS6P-230 | 250 | 2648 | 225 | 10 |  | Solar | FIXED | Roof
SRP03295 | CANADIAN SOLAR | CS6P-230 | 250 | 309 | 225 | 12 |  | Solar | FIXED | Ground
SRP03295 | CANADIAN SOLAR | CS6P-230 | 250 | 492 | 180 | 25 |  | Solar | FIXED | Ground
SRP03295 | SATCON TECHNOLOGY | PVS-500 (480 V) | 500000 | 2 |  |  | 0.98 | Solar Inverter |  | OUTDOOR
SRP03296 | CHANGZHOU TRINA SOLAR ENERGY CO | TSM-185D | 235 | 11 | 159 | 15 |  | Solar | FIXED | Roof
SRP03296 | CHANGZHOU TRINA SOLAR ENERGY CO | TSM-185D | 235 | 24 | 159 | 18 |  | Solar | FIXED | Roof
SRP03296 | PV POWERED | PVP2500 | 2500 | 1 |  |  | 0.945 | Solar Inverter |  | INDOOR
SRP03296 | PV POWERED | PVP4800 | 4800 | 1 |  |  | 0.96 | Solar Inverter |  | Inside
SRP03297 | MATRIX SOLAR/PHOTOWATT | PW1250-135 | 235 | 22 | 75 | 1 |  | Solar | FIXED | Roof
SRP03297 | MATRIX SOLAR/PHOTOWATT | PW1250-115 | 235 | 22 | 255 | 1 |  | Solar | FIXED | Roof
SRP03297 | MATRIX SOLAR/PHOTOWATT | PW1250-135 | 235 | 44 | 75 | 10 |  | Solar | FIXED | Roof
SRP03297 | MATRIX SOLAR/PHOTOWATT | PW1250-135 | 235 | 44 | 255 | 10 |  | Solar | FIXED | Roof
SRP03297 | FRONIUS USA |  | 10000 | 3 |  |  | 0.962 | Solar Inverter |  | OUTDOOR
SRP03298 | CHANGZHOU TRINA SOLAR ENERGY CO | TSM-185D | 235 | 29 | 191.3 | 27 |  | Solar | FIXED | Roof
SRP03298 | PV POWERED | PVP2000 | 2000 | 1 |  |  | 0.92 | Solar Inverter |  | INDOOR
SRP03298 | PV POWERED | PVP4800 | 4800 | 1 |  |  | 0.96 | Solar Inverter |  | INDOOR
SRP03299 | SHARP | ND-224UC1 | 224 | 43 | 125 | 18 |  | Solar | FIXED | Roof
SRP03299 | SMA AMERICA | SB3000US (208V) | 3000 | 2 |  |  | 0.966 | Solar Inverter |  | OUTDOOR
SRP03299 | SMA AMERICA | SB4000US (208V) | 4000 | 1 |  |  | 0.968 | Solar Inverter |  | OUTDOOR
SRP03300 | BP SOLAR | SX3200B | 215 | 44 | 180 | 32 |  | Solar | FIXED | Ground
SRP03300 | SMA AMERICA | SB5000US | 5000 | 2 |  |  | 0.95 | Solar Inverter |  | OUTDOOR
SRP03301 | CHANGZHOU TRINA SOLAR ENERGY CO | TSM-185D | 235 | 30 | 154.8 | 26 |  | Solar | FIXED | Roof
SRP03301 | SMA AMERICA | SB7000US (208V) | 7000 | 1 |  |  | 0.97 | Solar Inverter |  | INDOOR
SRP03302 | CHANGZHOU TRINA SOLAR ENERGY CO | TSM-185D | 235 | 24 | 120.3 | 35 |  | Solar | FIXED | Roof
SRP03302 | SMA AMERICA | SB6000U (208V) | 6000 | 1 |  |  | 0.97 | Solar Inverter |  | Outside
SRP03303 | CHANGZHOU TRINA SOLAR ENERGY CO | TSM-185D | 235 | 12 | 233.7 | 25 |  | Solar | FIXED | Roof
SRP03303 | PV POWERED | PVP2500 | 2500 | 1 |  |  | 0.945 | Solar Inverter |  | OUTDOOR
SRP03304 | UNKNOWN | UNKNOWN | 235 | 325 | 205 | 10 |  | Solar | FIXED | Roof
SRP03304 | SMA AMERICA | SB4000US (208V) | 4000 | 1 |  |  | 0.965 | Solar Inverter |  | OUTDOOR
SRP03304 | SMA AMERICA | SB7000US (277V) | 10000 | 6 |  |  | 0.983 | Solar Inverter |  | Outside
SRP03305 | GLORIA SOLAR | GSM6-230D-UO1 | 235 | 3122 | 218 | 5 |  | Solar | FIXED | Roof
SRP03305 | SATCON TECHNOLOGY | PVS-75 (208 V) | 75000 | 4 |  |  | 0.96 | Solar Inverter |  | OUTDOOR
SRP03305 | SATCON TECHNOLOGY | PVS-135 (480 V) | 135000 | 2 |  |  | 0.96 | Solar Inverter |  | OUTDOOR
SRP03306 | CANADIAN SOLAR | CS6P-230 | 250 | 295 | 130 | 1 |  | Solar | FIXED | Roof
SRP03306 | CANADIAN SOLAR | CS6P-230 | 250 | 1488 | 218 | 10 |  | Solar | FIXED | Ground
SRP03306 | CANADIAN SOLAR | CS6P-230 | 250 | 295 | 130 | 12 |  | Solar | FIXED | Ground
SRP03306 | CANADIAN SOLAR | CS6P-230 | 250 | 2548 | 180 | 25 |  | Solar | FIXED | Ground
SRP03306 | SATCON TECHNOLOGY | PVS-500 (480 V) | 500000 | 2 |  |  | 0.967 | Solar Inverter |  | OUTDOOR
SRP03308 | SUNTECH POWER | STP180S-24/AB-1 | 185 | 38 | 206 | 30 |  | Solar | FIXED | Roof
SRP03308 | SMA AMERICA | SB3000US (208V) | 3000 | 1 |  |  | 0.96 | Solar Inverter |  | INDOOR
SRP03308 | SMA AMERICA | SB4000US (208V) | 4000 | 1 |  |  | 0.96 | Solar Inverter |  | INDOOR
SRP03309 | CHANGZHOU TRINA SOLAR ENERGY CO | TSM-185D | 235 | 63 | 196 | 30 |  | Solar | FIXED | Roof
SRP03309 | SMA AMERICA | SB7000US (208V) | 7000 | 1 |  |  | 0.97 | Solar Inverter |  | INDOOR
SRP03309 | SMA AMERICA | SB7000US (277V) | 7000 | 1 |  |  | 0.97 | Solar Inverter |  | INDOOR
SRP03310 | CHANGZHOU TRINA SOLAR ENERGY CO | TSM-185D | 235 | 22 | 199.9 | 35 |  | Solar | FIXED | Roof
SRP03310 | PV POWERED | PVP4800 | 4800 | 1 |  |  | 0.96 | Solar Inverter |  | INDOOR
SRP03311 | SUNTECH POWER | STP180S-24/AB-1 | 185 | 28 | 85.6 | 35 |  | Solar | FIXED | Roof
SRP03311 | SUNTECH POWER | STP180S-24/AB-1 | 185 | 32 | 185.6 | 40 |  | Solar | FIXED | Roof
SRP03311 | PV POWERED | PVP4800 | 4800 | 1 |  |  | 0.96 | Solar Inverter |  | INDOOR
SRP03311 | PV POWERED | PVP4800 | 4800 | 1 |  |  | 0.96 | Solar Inverter |  | INDOOR
SRP03312 | CHANGZHOU TRINA SOLAR ENERGY CO | TSM-185D | 235 | 26 | 132.1 | 20 |  | Solar | FIXED | Roof
SRP03312 | SMA AMERICA | SB6000U (208V) | 6000 | 1 |  |  | 0.97 | Solar Inverter |  | INDOOR
SRP03313 | CHANGZHOU TRINA SOLAR ENERGY CO | TSM-185D | 235 | 30 | 208 | 20 |  | Solar | FIXED | Roof
SRP03313 | SMA AMERICA | SB7000US (208V) | 7000 | 1 |  |  | 0.97 | Solar Inverter |  | INDOOR
SRP03314 | CHANGZHOU TRINA SOLAR ENERGY CO | TSM-185D | 235 | 6 | 240.9 | 30 |  | Solar | FIXED | Roof
SRP03314 | CHANGZHOU TRINA SOLAR ENERGY CO | TSM-185D | 235 | 6 | 148.7 | 40 |  | Solar | FIXED | Roof
SRP03314 | PV POWERED | PVP2000 | 2000 | 2 |  |  | 0.92 | Solar Inverter |  | INDOOR
SRP03315 | CHANGZHOU TRINA SOLAR ENERGY CO | TSM-185D | 235 | 33 | 187 | 27 |  | Solar | FIXED | Roof
SRP03315 | SMA AMERICA | SB7000US (208V) | 7000 | 1 |  |  | 0.97 | Solar Inverter |  | INDOOR
SRP03316 | CHANGZHOU TRINA SOLAR ENERGY CO | TSM-185D | 235 | 30 | 94.9 | 20 |  | Solar | FIXED | Roof
SRP03316 | SMA AMERICA | SB7000US (208V) | 7000 | 1 |  |  | 0.97 | Solar Inverter |  | OUTDOOR
SRP03317 | CHANGZHOU TRINA SOLAR ENERGY CO | TSM-185D | 235 | 24 | 167.3 | 25 |  | Solar | FIXED | Roof
SRP03317 | SMA AMERICA | SB6000U (208V) | 6000 | 1 |  |  | 0.97 | Solar Inverter |  | INDOOR
SRP03318 | CHANGZHOU TRINA SOLAR ENERGY CO | TSM-185D | 235 | 30 | 214.5 | 24 |  | Solar | FIXED | Roof
SRP03318 | SMA AMERICA | SB7000US (208V) | 7000 | 1 |  |  | 0.97 | Solar Inverter |  | INDOOR
SRP03319 | CHANGZHOU TRINA SOLAR ENERGY CO | TSM-185D | 235 | 20 | 354 | 18 |  | Solar | FIXED | Roof
SRP03319 | PV POWERED | PVP4800 | 4800 | 1 |  |  | 0.96 | Solar Inverter |  | OUTDOOR
SRP03320 | CHANGZHOU TRINA SOLAR ENERGY CO | TSM-185D | 235 | 36 | 141.2 | 28 |  | Solar | FIXED | Roof
SRP03320 | CHANGZHOU TRINA SOLAR ENERGY CO | TSM-185D | 235 | 20 | 231.2 | 38 |  | Solar | FIXED | Roof
SRP03320 | SMA AMERICA | SB5000US | 5000 | 1 |  |  | 0.96 | Solar Inverter |  | INDOOR
SRP03320 | SMA AMERICA | SB7000US (277V) | 7000 | 1 |  |  | 0.97 | Solar Inverter |  | INDOOR
SRP03321 | CHANGZHOU TRINA SOLAR ENERGY CO | TSM-185D | 235 | 20 | 174.5 | 18 |  | Solar | FIXED | Roof
SRP03321 | PV POWERED | PVP4800 | 4800 | 1 |  |  | 0.96 | Solar Inverter |  | OUTDOOR
SRP03322 | CHANGZHOU TRINA SOLAR ENERGY CO | TSM-185D | 235 | 36 | 138 | 26 |  | Solar | FIXED | Roof
SRP03322 | SMA AMERICA | SB7000US (208V) | 8000 | 1 |  |  | 0.97 | Solar Inverter |  | INDOOR
SRP03323 | CHANGZHOU TRINA SOLAR ENERGY CO | TSM-185D | 235 | 43 | 126.2 | 18 |  | Solar | FIXED | Roof
SRP03323 | PV POWERED | PVP2500 | 2500 | 1 |  |  | 0.945 | Solar Inverter |  | Outside
SRP03323 | PV POWERED | PVP3500 | 3500 | 2 |  |  | 0.955 | Solar Inverter |  | Outside
SRP03324 | SUNTECH POWER | STP210S-18/UB-1 | 225 | 26 | 197 | 38 |  | Solar | FIXED | Ground
SRP03324 | SUNTECH POWER | STP210-18/UB-1 | 225 | 36 | 199 | 38 |  | Solar | FIXED | Ground
SRP03324 | FRONIUS USA |  | 5000 | 1 |  |  | 0.96 | Solar Inverter |  | OUTDOOR
SRP03324 | FRONIUS USA |  | 7500 | 1 |  |  | 0.96 | Solar Inverter |  | OUTDOOR
SRP03325 | CHANGZHOU TRINA SOLAR ENERGY CO | TSM-185D | 235 | 92 | 162 | 5 |  | Solar | FIXED | Roof
SRP03325 | SMA AMERICA | SB6000U (208V) | 6000 | 1 |  |  | 0.97 | Solar Inverter |  | Inside
SRP03325 | SMA AMERICA | SB7000US (208V) | 7000 | 2 |  |  | 0.971 | Solar Inverter |  | INDOOR
SRP03327 | CHANGZHOU TRINA SOLAR ENERGY CO | TSM-185D | 235 | 30 | 200.2 | 45 |  | Solar | FIXED | Roof
SRP03327 | SMA AMERICA | SB7000US (208V) | 7000 | 1 |  |  | 0.97 | Solar Inverter |  | Inside
SRP03328 | CHANGZHOU TRINA SOLAR ENERGY CO | TSM-185D | 230 | 26 | 181 | 35 |  | Solar | FIXED | Roof
SRP03328 | SMA AMERICA | SB6000U (208V) | 6000 | 1 |  |  | 0.97 | Solar Inverter |  | Inside
SRP03329 | CHANGZHOU TRINA SOLAR ENERGY CO | TSM-185D | 235 | 36 | 231.5 | 18 |  | Solar | FIXED | Roof
SRP03329 | SMA AMERICA | SB7000US (277V) | 8000 | 1 |  |  | 0.965 | Solar Inverter |  | INDOOR
SRP03330 | CHANGZHOU TRINA SOLAR ENERGY CO | TSM-185D | 230 | 13 | 123 | 14 |  | Solar | FIXED | Roof
SRP03330 | CHANGZHOU TRINA SOLAR ENERGY CO | TSM-185D | 230 | 13 | 213 | 14 |  | Solar | FIXED | Roof
SRP03330 | SMA AMERICA | SB4000US (208V) | 4000 | 2 |  |  | 0.968 | Solar Inverter |  | Inside
SRP03331 | CHANGZHOU TRINA SOLAR ENERGY CO | TSM-185D | 235 | 16 | 112.4 | 35 |  | Solar | FIXED | Roof
SRP03331 | PV POWERED | PVP3500 | 3500 | 1 |  |  | 0.955 | Solar Inverter |  | OUTDOOR
SRP03332 | SOLARWORLD | SW185MONO | 230 | 20 | 181.5 | 25 |  | Solar | FIXED | Ground
SRP03332 | PV POWERED | PVP4800 | 4800 | 1 |  |  | 0.96 | Solar Inverter |  | OUTDOOR
SRP03334 | CHANGZHOU TRINA SOLAR ENERGY CO | TSM-185D | 235 | 33 | 211.5 | 15 |  | Solar | FIXED | Roof
SRP03334 | SMA AMERICA | SB7000US (208V) | 7000 | 1 |  |  | 0.97 | Solar Inverter |  | OUTDOOR
SRP03336 | SUNPOWER | SPR-225-BLK-U | 225 | 4 | 184 | 20 |  | Solar | FIXED | Roof
SRP03336 | SUNPOWER CORP (ORIGINAL MFR - PV POWERED LLC) | SPR-2500 | 1 | 1 |  |  | 0.966 | Solar Inverter |  | INDOOR
SRP03337 | CHANGZHOU TRINA SOLAR ENERGY CO | TSM-185D | 230 | 22 | 160 | 29 |  | Solar | FIXED | Roof
SRP03337 | SMA AMERICA | SB4000US (208V) | 4000 | 1 |  |  | 0.968 | Solar Inverter |  | INDOOR
SRP03338 | CHANGZHOU TRINA SOLAR ENERGY CO | TSM-185D | 230 | 28 | 256 | 17 |  | Solar | FIXED | Roof
SRP03338 | SMA AMERICA | SB6000U (208V) | 6000 | 1 |  |  | 0.968 | Solar Inverter |  | OUTDOOR
SRP03339 | CHANGZHOU TRINA SOLAR ENERGY CO | TSM-185D | 230 | 26 | 174 | 30 |  | Solar | FIXED | Roof
SRP03339 | SMA AMERICA | SB5000US | 5000 | 1 |  |  | 0.968 | Solar Inverter |  | INDOOR
SRP03340 | CHANGZHOU TRINA SOLAR ENERGY CO | TSM-185D | 230 | 14 | 203 | 28 |  | Solar | FIXED | Roof
SRP03340 | SMA AMERICA | SB3000US (208V) | 3000 | 1 |  |  | 0.96 | Solar Inverter |  | INDOOR
SRP03341 | KYOCERA SOLAR | KD180GX-LP | 185 | 36 | 162 | 13 |  | Solar | FIXED | Roof
SRP03341 | PV POWERED | PVP2500 | 2500 | 1 |  |  | 0.945 | Solar Inverter |  | Inside
SRP03341 | PV POWERED | PVP4800 | 4800 | 1 |  |  | 0.955 | Solar Inverter |  | Inside
SRP03342 | CHANGZHOU TRINA SOLAR ENERGY CO | TSM-185D | 230 | 36 | 213 | 31 |  | Solar | FIXED | Roof
SRP03342 | SMA AMERICA | SB7000US (277V) | 7000 | 1 |  |  | 0.96 | Solar Inverter |  | INDOOR
SRP03343 | CHANGZHOU TRINA SOLAR ENERGY CO | TSM-185D | 230 | 39 | 110 | 25 |  | Solar | FIXED | Roof
SRP03343 | SMA AMERICA | SB7000US (277V) | 8000 | 1 |  |  | 0.963 | Solar Inverter |  | OUTDOOR
SRP03344 | SUNPOWER | SPR-225-BLK-U | 225 | 36 | 163 | 18 |  | Solar | FIXED | Roof
SRP03344 | ENPHASE ENERGY | M200-32-208-S02 | 210 | 36 |  |  | 0.96 | Solar Inverter |  | OUTDOOR
SRP03345 | CHANGZHOU TRINA SOLAR ENERGY CO | TSM-185D | 230 | 16 | 178 | 14 |  | Solar | FIXED | Roof
SRP03345 | CHANGZHOU TRINA SOLAR ENERGY CO | TSM-185D | 230 | 18 | 178 | 28 |  | Solar | FIXED | Roof
SRP03345 | ENPHASE ENERGY | M200-32-240-S02 | 215 | 34 |  |  | 0.96 | Solar Inverter |  | OUTDOOR
SRP03346 | CHANGZHOU TRINA SOLAR ENERGY CO | TSM-185D | 235 | 56 | 184 | 33 |  | Solar | FIXED | Roof
SRP03346 | SMA AMERICA | SB6000U (240V) | 6000 | 2 |  |  | 0.97 | Solar Inverter |  | INDOOR
SRP03347 | CHANGZHOU TRINA SOLAR ENERGY CO | TSM-185D | 230 | 28 | 161 | 36 |  | Solar | FIXED | Roof
SRP03347 | SMA AMERICA | SB6000U (208V) | 6000 | 1 |  |  | 0.968 | Solar Inverter |  | OUTDOOR
SRP03348 | CHANGZHOU TRINA SOLAR ENERGY CO | TSM-185D | 230 | 29 | 140 | 31 |  | Solar | FIXED | Roof
SRP03348 | ENPHASE ENERGY | M200-32-240-S02 | 215 | 29 |  |  | 0.96 | Solar Inverter |  | OUTDOOR
SRP03349 | SANYO ELECTRIC | HIP-205BA5 | 220 | 21 | 176 | 22 |  | Solar | FIXED | Roof
SRP03349 | SANYO ELECTRIC | HIP-205BA3 | 220 | 24 | 266 | 22 |  | Solar | FIXED | Roof
SRP03349 | ENPHASE ENERGY | M200-32-240-S02 | 210 | 45 |  |  | 0.96 | Solar Inverter |  | OUTDOOR
SRP03350 | SUNTECH POWER | STP180S-24/AB-1 | 185 | 10 | 176 | 26 |  | Solar | FIXED | Roof
SRP03350 | SUNTECH POWER | STP180S-24/AB-1 | 185 | 28 | 266 | 40 |  | Solar | FIXED | Roof
SRP03350 | POWER-ONE | PVI-3600-US (240V) | 3600 | 2 |  |  | 0.97 | Solar Inverter |  | OUTDOOR
SRP03351 | SUNPOWER | SPR-230-WHT-U | 235 | 42 | 176 | 9 |  | Solar | FIXED | Roof
SRP03351 | SUNPOWER CORP (ORIGINAL MFRSMA) | SPR-3000M (208V) | 3000 | 1 |  |  | 0.965 | Solar Inverter |  | Inside
SRP03351 | SUNPOWER CORP (ORIGINAL MFRSMA) | SPR-7000M (208V) | 7000 | 1 |  |  | 0.971 | Solar Inverter |  | Inside
SRP03352 | REC SCANMODULE | SCM230 | 240 | 20 | 154 | 11 |  | Solar | FIXED | Roof
SRP03352 | SMA AMERICA | SB4000US (240V) | 4000 | 1 |  |  | 0.96 | Solar Inverter |  | INDOOR
SRP03353 | CHANGZHOU TRINA SOLAR ENERGY CO | TSM-185D | 230 | 30 | 167 | 32 |  | Solar | FIXED | Roof
SRP03353 | SMA AMERICA | SB7000US (208V) | 7000 | 1 |  |  | 0.96 | Solar Inverter |  | INDOOR
SRP03354 | CHANGZHOU TRINA SOLAR ENERGY CO | TSM-185D | 230 | 44 | 183 | 32 |  | Solar | FIXED | Roof
SRP03354 | SMA AMERICA | SB4000US (208V) | 4000 | 1 |  |  | 0.96 | Solar Inverter |  | INDOOR
SRP03354 | SMA AMERICA | SB5000US | 5000 | 1 |  |  | 0.96 | Solar Inverter |  | INDOOR
SRP03356 | CHANGZHOU TRINA SOLAR ENERGY CO | TSM-185D | 235 | 54 | 268.3 | 54 |  | Solar | FIXED | Roof
SRP03356 | SMA AMERICA | SB6000U (240V) | 6000 | 1 |  |  | 0.97 | Solar Inverter |  | OUTDOOR
SRP03356 | SMA AMERICA | SB7000US (208V) | 7000 | 1 |  |  | 0.97 | Solar Inverter |  | OUTDOOR
SRP03357 | CHANGZHOU TRINA SOLAR ENERGY CO | TSM-185D | 230 | 24 | 189 | 20 |  | Solar | FIXED | Roof
SRP03357 | CHANGZHOU TRINA SOLAR ENERGY CO | TSM-185D | 230 | 18 | 189 | 22 |  | Solar | FIXED | Roof
SRP03357 | SMA AMERICA | SB4000US (208V) | 4000 | 1 |  |  | 0.97 | Solar Inverter |  | Inside
SRP03357 | SMA AMERICA | SB5000US | 5000 | 1 |  |  | 0.97 | Solar Inverter |  | Inside
SRP03358 | CHANGZHOU TRINA SOLAR ENERGY CO | TSM-185D | 235 | 26 | 243.7 | 30 |  | Solar | FIXED | Roof
SRP03358 | SMA AMERICA | SB6000U (208V) | 6000 | 1 |  |  | 0.97 | Solar Inverter |  | INDOOR
SRP03359 | SUNTECH POWER | STP180-24/AB-1 | 185 | 28 | 244.3 | 32 |  | Solar | FIXED | Roof
SRP03359 | PV POWERED | PVP4800 | 4800 | 1 |  |  | 0.96 | Solar Inverter |  | INDOOR
SRP03360 | SUNTECH POWER | STP200UB | 210 | 11 | 180 | 25 |  | Solar | FIXED | Roof
SRP03360 | REC SCANMODULE | SCM230 | 240 | 5 | 180 | 25 |  | Solar | FIXED | Roof
SRP03360 | PV POWERED | PVP2000 | 2000 | 1 |  |  | 0.92 | Solar Inverter |  | OUTDOOR
SRP03360 | PV POWERED | PVP2500 | 2500 | 1 |  |  | 0.945 | Solar Inverter |  | OUTDOOR
SRP03361 | CHANGZHOU TRINA SOLAR ENERGY CO | TSM-185D | 235 | 20 | 173.5 | 6 |  | Solar | FIXED | Roof
SRP03361 | CHANGZHOU TRINA SOLAR ENERGY CO | TSM-185D | 235 | 5 | 173.5 | 30 |  | Solar | FIXED | Roof
SRP03361 | PV POWERED | PVP2000 | 2000 | 1 |  |  | 0.92 | Solar Inverter |  | INDOOR
SRP03361 | PV POWERED | PVP4800 | 4800 | 1 |  |  | 0.96 | Solar Inverter |  | INDOOR
SRP03362 | SUNPOWER | SPR-230-WHT-U | 245 | 63 | 180 | 34 |  | Solar | FIXED | Ground
SRP03362 | SUNPOWER CORP (ORIGINAL MFRSMA) | SPR-4000M (208V) | 4000 | 2 |  |  | 0.97 | Solar Inverter |  | OUTDOOR
SRP03362 | SUNPOWER CORP (ORIGINAL MFRSMA) | SPR-6000M (208V) | 6000 | 1 |  |  | 0.97 | Solar Inverter |  | OUTDOOR
SRP03363 | CANADIAN SOLAR | CS6P-230 | 235 | 28 | 170 | 30 |  | Solar | FIXED | Roof
SRP03363 | CANADIAN SOLAR | CS6P-230 | 235 | 2 | 260 | 30 |  | Solar | FIXED | Roof
SRP03363 | ENPHASE ENERGY | M200-32-240-S02 | 380 | 15 |  |  | 0.96 | Solar Inverter |  | OUTDOOR
SRP03364 | SUNPOWER | SPR-230-WHT-U | 230 | 43 | 180 | 34 |  | Solar | FIXED | Ground
SRP03364 | SUNPOWER CORP (ORIGINAL MFRSMA) | SPR-4000M (208V) | 4000 | 1 |  |  | 0.97 | Solar Inverter |  | OUTDOOR
SRP03364 | SUNPOWER CORP (ORIGINAL MFRSMA) | SPR-6000M (208V) | 6000 | 1 |  |  | 0.97 | Solar Inverter |  | OUTDOOR
SRP03365 | SUNPOWER | SPR-210-BLK-U | 210 | 24 | 149 | 37 |  | Solar | FIXED | Roof
SRP03365 | SUNPOWER CORP (ORIGINAL MFRSMA) | SPR-5000M (240V) | 5000 | 1 |  |  | 0.95 | Solar Inverter |  | INDOOR
SRP03367 | BP SOLAR | BP3170N | 215 | 8 | 158 | 10 |  | Solar | FIXED | Roof
SRP03367 | BP SOLAR | BP3170N | 215 | 33 | 248 | 33 |  | Solar | FIXED | Roof
SRP03367 | FRONIUS USA | IG 2000 | 2000 | 1 |  |  | 0.965 | Solar Inverter |  | OUTDOOR
SRP03367 | SMA AMERICA | SB3000US (208V) | 3000 | 1 |  |  | 0.965 | Solar Inverter |  | OUTDOOR
SRP03367 | SMA AMERICA | SB5000US | 5000 | 1 |  |  | 0.965 | Solar Inverter |  | OUTDOOR
SRP03369 | BP SOLAR | BP3170N | 215 | 16 | 205 | 33 |  | Solar | FIXED | Roof
SRP03369 | FRONIUS USA | IG 4000 | 4000 | 1 |  |  | 0.955 | Solar Inverter |  | OUTDOOR
SRP03370 | ALPS TECHNOLOGY | ATI-130 | 139 | 360 | 180 | 15 |  | Solar | FIXED | Ground
SRP03370 | ALPS TECHNOLOGY | ATI 1000-110 | 142 | 777 | 180 | 15 |  | Solar | FIXED | Ground
SRP03370 | ALPS TECHNOLOGY | ATI 1000-110 | 145 | 6114 | 180 | 15 |  | Solar | FIXED | Ground
SRP03370 | BAODING YINGLI NEW ENERGY RESOURCES CO | YL175(156) | 235 | 1079 | 180 | 15 |  | Solar | FIXED | Ground
SRP03370 | SOLECTRIA RENEWABLES | PVI95KW-208 | 250000 | 1 |  |  | 0.98 | Solar Inverter |  | OUTDOOR
SRP03370 | SOLECTRIA RENEWABLES | PVI95KW-480 | 500000 | 2 |  |  | 0.979 | Solar Inverter |  | OUTDOOR
SRP03371 | BP SOLAR | BP3170N | 215 | 24 | 112 | 23 |  | Solar | FIXED | Roof
SRP03371 | SMA AMERICA | SB5000US | 5000 | 1 |  |  | 0.965 | Solar Inverter |  | Outside
SRP03372 | CHANGZHOU TRINA SOLAR ENERGY CO | TSM-185D | 235 | 21 | 106 | 33 |  | Solar | FIXED | Roof
SRP03372 | CHANGZHOU TRINA SOLAR ENERGY CO | TSM-185D | 235 | 29 | 197 | 41 |  | Solar | FIXED | Roof
SRP03372 | ENPHASE ENERGY | M200-32-208-S01 | 235 | 50 |  |  | 0.96 | Solar Inverter |  | OUTDOOR
SRP03374 | UNKNOWN | UNKNOWN | 235 | 34 | 190 | 30 |  | Solar | FIXED | Roof
SRP03374 | ENPHASE ENERGY | M200-32-208-S01 | 190 | 34 |  |  | 0.955 | Solar Inverter |  | OUTDOOR
SRP03376 | SUNTECH POWER | STP180S-24/AB-1 | 185 | 49 | 238 | 28 |  | Solar | FIXED | Roof
SRP03376 | SUNTECH POWER | STP180S-24/AB-1 | 185 | 5 | 148 | 33 |  | Solar | FIXED | Roof
SRP03376 | ENPHASE ENERGY | M200-32-240-S02 | 190 | 54 |  |  | 0.96 | Solar Inverter |  | OUTDOOR
SRP03378 | SUNTECH POWER | STP180-24/AB-1 | 185 | 39 | 243 | 34 |  | Solar | FIXED | Roof
SRP03378 | SUNTECH POWER | STP180S-24/AB-1 | 185 | 24 | 243 | 45 |  | Solar | FIXED | Roof
SRP03378 | ENPHASE ENERGY | M200-32-240-S01 | 380 | 32 |  |  | 0.95 | Solar Inverter |  | OUTDOOR
SRP03380 | MATRIX SOLAR/PHOTOWATT | PW1650-175 | 235 | 42 | 180 | 34 |  | Solar | FIXED | Roof
SRP03380 | ENPHASE ENERGY | M200-32-208-S01 | 215 | 42 |  |  | 0.96 | Solar Inverter |  | OUTDOOR
SRP03381 | CHANGZHOU TRINA SOLAR ENERGY CO | TSM-185D | 235 | 28 | 94.2 | 20 |  | Solar | FIXED | Roof
SRP03381 | PV POWERED | PVP3000 | 3000 | 1 |  |  | 0.935 | Solar Inverter |  | Outside
SRP03382 | SUNPOWER | SPR-210-BLK-U | 210 | 6 | 217 | 25 |  | Solar | FIXED | Roof
SRP03382 | SUNPOWER CORP (ORIGINAL MFRSMA) | SPR-5000M (208V) | 5000 | 1 |  |  | 0.968 | Solar Inverter |  | INDOOR
SRP03383 | CHANGZHOU TRINA SOLAR ENERGY CO | TSM-185D | 235 | 24 | 211.7 | 42 |  | Solar | FIXED | Roof
SRP03383 | SMA AMERICA | SB5000US | 6000 | 1 |  |  | 0.97 | Solar Inverter |  | INDOOR
SRP03384 | SHARP | NT-185U1 | 235 | 21 | 218 | 30 |  | Solar | FIXED | Roof
SRP03384 | SHARP | ND-224UC1 | 235 | 12 | 128 | 45 |  | Solar | FIXED | Roof
SRP03384 | SMA AMERICA | SB7000US (208V) | 7000 | 1 |  |  | 0.965 | Solar Inverter |  | Outside
SRP03385 | CHANGZHOU TRINA SOLAR ENERGY CO | TSM-185D | 235 | 45 | 238.3 | 24 |  | Solar | FIXED | Roof
SRP03385 | SMA AMERICA | SB4000US (208V) | 4000 | 1 |  |  | 0.96 | Solar Inverter |  | Outside
SRP03385 | SMA AMERICA | SB7000US (277V) | 7000 | 1 |  |  | 0.97 | Solar Inverter |  | OUTDOOR
SRP03387 | SUNPOWER | SPR-225-BLK-U | 225 | 51 | 183 | 20 |  | Solar | FIXED | Roof
SRP03387 | ENPHASE ENERGY | M200-32-208-S01 | 210 | 51 |  |  | 0.96 | Solar Inverter |  | OUTDOOR
SRP03390 | CHANGZHOU TRINA SOLAR ENERGY CO | TSM-185D | 235 | 34 | 103.8 | 25 |  | Solar | FIXED | Roof
SRP03390 | PV POWERED | PVP3500 | 3500 | 1 |  |  | 0.955 | Solar Inverter |  | OUTDOOR
SRP03390 | PV POWERED | PVP4800 | 4800 | 1 |  |  | 0.96 | Solar Inverter |  | OUTDOOR
SRP03391 | SUNPOWER | SPR-230-WHT-U | 235 | 55 | 217 | 30 |  | Solar | FIXED | Roof
SRP03391 | SUNPOWER CORP (ORIGINAL MFRSMA) | SPR-6000M (208V) | 6000 | 1 |  |  | 0.97 | Solar Inverter |  | Inside
SRP03391 | SUNPOWER CORP (ORIGINAL MFRSMA) | SPR-7000M (208V) | 7000 | 1 |  |  | 0.971 | Solar Inverter |  | Inside
SRP03392 | SUNTECH POWER | STP200UB | 205 | 20 | 105.8 | 25 |  | Solar | FIXED | Roof
SRP03392 | SUNTECH POWER | STP200UB | 205 | 20 | 195.8 | 25 |  | Solar | FIXED | Roof
SRP03392 | PV POWERED | PVP3500 | 3500 | 2 |  |  | 0.955 | Solar Inverter |  | Inside
SRP03393 | CHANGZHOU TRINA SOLAR ENERGY CO | TSM-185D | 235 | 14 | 223.3 | 35 |  | Solar | FIXED | Roof
SRP03393 | PV POWERED | PVP3000 | 3000 | 1 |  |  | 0.935 | Solar Inverter |  | Outside
SRP03394 | CHANGZHOU TRINA SOLAR ENERGY CO | TSM-185D | 235 | 28 | 156 | 21 |  | Solar | FIXED | Roof
SRP03394 | SMA AMERICA | SB6000U (208V) | 6000 | 1 |  |  | 0.969 | Solar Inverter |  | INDOOR
SRP03395 | CHANGZHOU TRINA SOLAR ENERGY CO | TSM-185D | 235 | 38 | 162.2 | 30 |  | Solar | FIXED | Roof
SRP03395 | PV POWERED | PVP4800 | 4800 | 2 |  |  | 0.96 | Solar Inverter |  | INDOOR
SRP03396 | CHANGZHOU TRINA SOLAR ENERGY CO | TSM-185D | 235 | 20 | 202 | 30 |  | Solar | FIXED | Roof
SRP03396 | PV POWERED | PVP4800 | 4800 | 1 |  |  | 0.96 | Solar Inverter |  | OUTDOOR
SRP03397 | CHANGZHOU TRINA SOLAR ENERGY CO | TSM-185D | 235 | 20 | 189.3 | 20 |  | Solar | FIXED | Roof
SRP03397 | PV POWERED | PVP4800 | 4800 | 1 |  |  | 0.96 | Solar Inverter |  | INDOOR
SRP03398 | CHANGZHOU TRINA SOLAR ENERGY CO | TSM-185D | 235 | 8 | 143.5 | 7 |  | Solar | FIXED | Roof
SRP03398 | CHANGZHOU TRINA SOLAR ENERGY CO | TSM-185D | 235 | 28 | 143.5 | 27 |  | Solar | FIXED | Roof
SRP03398 | PV POWERED | PVP2000 | 2000 | 1 |  |  | 0.92 | Solar Inverter |  | INDOOR
SRP03398 | PV POWERED | PVP2500 | 2500 | 1 |  |  | 0.945 | Solar Inverter |  | INDOOR
SRP03398 | PV POWERED | PVP4800 | 4800 | 1 |  |  | 0.96 | Solar Inverter |  | INDOOR
SRP03399 | SUNTECH POWER | STP180-24/AB-1 | 185 | 8 | 247.4 | 28 |  | Solar | FIXED | Roof
SRP03399 | SMA AMERICA | SB6000U (208V) | 6000 | 1 |  |  | 0.97 | Solar Inverter |  | INDOOR
SRP03400 | CHANGZHOU TRINA SOLAR ENERGY CO | TSM-185D | 235 | 12 | 111 | 33 |  | Solar | FIXED | Roof
SRP03400 | CHANGZHOU TRINA SOLAR ENERGY CO | TSM-185D | 235 | 10 | 201 | 33 |  | Solar | FIXED | Roof
SRP03400 | PV POWERED | PVP2500 | 2500 | 1 |  |  | 0.92 | Solar Inverter |  | INDOOR
SRP03400 | PV POWERED | PVP2500 | 2500 | 1 |  |  | 0.955 | Solar Inverter |  | INDOOR
SRP03401 | SUNTECH POWER | STP180S-24/AB-1 | 185 | 51 | 116.2 | 25 |  | Solar | FIXED | Roof
SRP03401 | PV POWERED | PVP4800 | 4800 | 2 |  |  | 0.96 | Solar Inverter |  | INDOOR
SRP03402 | REC SCANMODULE | SCM230 | 230 | 33 | 195 | 36 |  | Solar | FIXED | Roof
SRP03402 | ENPHASE ENERGY | M200-32-208-S01 | 190 | 33 |  |  | 0.95 | Solar Inverter |  | OUTDOOR
SRP03404 | SUNPOWER | SPR-210-BLK-U | 228 | 120 | 177 | 30 |  | Solar | FIXED | Ground
SRP03404 | SUNPOWER CORP (ORIGINAL MFRSMA) | SPR-6000M (277V) | 6500 | 4 |  |  | 0.955 | Solar Inverter |  | OUTDOOR
SRP03405 | CHANGZHOU TRINA SOLAR ENERGY CO | TSM-185D | 230 | 20 | 211 | 25 |  | Solar | FIXED | Roof
SRP03405 | CHANGZHOU TRINA SOLAR ENERGY CO | TSM-185D | 230 | 14 | 124 | 30 |  | Solar | FIXED | Roof
SRP03405 | SMA AMERICA | SB3800U (208V) | 3800 | 1 |  |  | 0.968 | Solar Inverter |  | OUTDOOR
SRP03405 | SMA AMERICA | SB5000US | 5000 | 1 |  |  | 0.968 | Solar Inverter |  | OUTDOOR
SRP03407 | SANYO ELECTRIC | HIP-205BA5 | 225 | 40 | 105 | 40 |  | Solar | FIXED | Roof
SRP03407 | FRONIUS USA |  | 11400 | 1 |  |  | 0.962 | Solar Inverter |  | INDOOR
SRP03409 | CHANGZHOU TRINA SOLAR ENERGY CO | TSM-185D | 230 | 48 | 153 | 20 |  | Solar | FIXED | Roof
SRP03409 | SMA AMERICA | SB5000US | 5000 | 2 |  |  | 0.968 | Solar Inverter |  | OUTDOOR
SRP03411 | CHANGZHOU TRINA SOLAR ENERGY CO | TSM-185D | 235 | 18 | 195 | 33 |  | Solar | FIXED | Roof
SRP03411 | SMA AMERICA | SB3800U (208V) | 3800 | 1 |  |  | 0.956 | Solar Inverter |  | INDOOR
SRP03413 | SHARP | ND-224U1F | 224 | 30 | 90 | 29 |  | Solar | FIXED | Roof
SRP03413 | SHARP | ND-224U1F | 224 | 18 | 270 | 29 |  | Solar | FIXED | Roof
SRP03413 | ENPHASE ENERGY | M200-32-208-S01 | 190 | 48 |  |  | 0.95 | Solar Inverter |  | OUTDOOR
SRP03414 | SUNTECH POWER | STP190S-18/UB-1 | 190 | 40 | 144 | 25 |  | Solar | FIXED | Roof
SRP03414 | SMA AMERICA | SB7000US (277V) | 8000 | 1 |  |  | 0.96 | Solar Inverter |  | INDOOR
SRP03415 | CHANGZHOU TRINA SOLAR ENERGY CO | TSM-185D | 235 | 30 | 183 | 28 |  | Solar | FIXED | Roof
SRP03415 | SMA AMERICA | SB7000US (208V) | 7000 | 1 |  |  | 0.971 | Solar Inverter |  | INDOOR
SRP03416 | SUNTECH POWER | STP190S-18/UB-1 | 190 | 40 | 185 | 30 |  | Solar | FIXED | Roof
SRP03416 | SMA AMERICA | SB7000US (277V) | 8000 | 1 |  |  | 0.96 | Solar Inverter |  | INDOOR
SRP03418 | PACIFIC SOLAR PTY LIMITED | PP-USA-213-S5 | 250 | 28 | 208 | 35 |  | Solar | FIXED | Roof
SRP03418 | ENPHASE ENERGY | M200-32-208-S01 | 215 | 28 |  |  | 0.96 | Solar Inverter |  | OUTDOOR
SRP03419 | SUNTECH POWER | STP200-18/UB-1 | 205 | 28 | 95 | 27 |  | Solar | FIXED | Roof
SRP03419 | SUNTECH POWER | STP200-18/UB-1 | 205 | 8 | 185 | 41 |  | Solar | FIXED | Roof
SRP03419 | SOLECTRIA RENEWABLES | PVI 3000 (208V) | 1800 | 1 |  |  | 0.96 | Solar Inverter |  | INDOOR
SRP03419 | SOLECTRIA RENEWABLES | PVI 5300 (208V) | 5300 | 1 |  |  | 0.96 | Solar Inverter |  | INDOOR
SRP03420 | CHANGZHOU TRINA SOLAR ENERGY CO | TSM-185D | 235 | 33 | 164.3 | 27 |  | Solar | FIXED | Roof
SRP03420 | SMA AMERICA | SB7000US (208V) | 7000 | 1 |  |  | 0.97 | Solar Inverter |  | INDOOR
SRP03422 | CHANGZHOU TRINA SOLAR ENERGY CO | TSM-185D | 235 | 20 | 268.1 | 26 |  | Solar | FIXED | Roof
SRP03422 | PV POWERED | PVP4800 | 4800 | 1 |  |  | 0.96 | Solar Inverter |  | INDOOR
SRP03423 | SUNPOWER | SPR-230-WHT-U | 240 | 20 | 178 | 25 |  | Solar | FIXED | Roof
SRP03423 | SUNPOWER CORP (ORIGINAL MFRSMA) | SPR-4000M (208V) | 4000 | 1 |  |  | 0.97 | Solar Inverter |  | INDOOR
SRP03424 | CHANGZHOU TRINA SOLAR ENERGY CO | TSM-185D | 235 | 30 | 103.6 | 24 |  | Solar | FIXED | Roof
SRP03424 | SMA AMERICA | SB7000US (208V) | 7000 | 1 |  |  | 0.97 | Solar Inverter |  | INDOOR
SRP03426 | CHANGZHOU TRINA SOLAR ENERGY CO | TSM-185D | 235 | 42 | 180 | 32 |  | Solar | FIXED | Roof
SRP03426 | PV POWERED | PVP4800 | 4800 | 2 |  |  | 0.96 | Solar Inverter |  | INDOOR
SRP03427 | CHANGZHOU TRINA SOLAR ENERGY CO | TSM-185D | 235 | 32 | 127.3 | 20 |  | Solar | FIXED | Roof
SRP03427 | PV POWERED | PVP3500 | 3500 | 2 |  |  | 0.955 | Solar Inverter |  | INDOOR
SRP03428 | BAODING YINGLI NEW ENERGY RESOURCES CO | YL175(156) | 235 | 80 | 176.9 | 15 |  | Solar | FIXED | Roof
SRP03428 | FRONIUS USA |  | 10000 | 2 |  |  | 0.962 | Solar Inverter |  | Inside
SRP03429 | CHANGZHOU TRINA SOLAR ENERGY CO | TSM-185D | 235 | 162 | 245.3 | 17.5 |  | Solar | FIXED | Roof
SRP03429 | SMA AMERICA | SB6000U (208V) | 6000 | 3 |  |  | 0.97 | Solar Inverter |  | INDOOR
SRP03429 | SMA AMERICA | SB7000US (208V) | 7000 | 3 |  |  | 0.97 | Solar Inverter |  | INDOOR
SRP03430 | SCHUCO USA |  | 185 | 300 | 212 | 10 |  | Solar | FIXED | Roof
SRP03430 | SCHUCO USA | SB7000US (240V) | 8000 | 6 |  |  | 0.96 | Solar Inverter |  | OUTDOOR
SRP03431 | MATRIX SOLAR/PHOTOWATT | PW1250-125 | 235 | 30 | 220 | 30 |  | Solar | FIXED | Roof
SRP03431 | ENPHASE ENERGY | M200-32-240-S02 | 380 | 15 |  |  | 0.955 | Solar Inverter |  | OUTDOOR
SRP03432 | CANADIAN SOLAR | CS6P-230 | 235 | 18 | 149 | 34 |  | Solar | FIXED | Roof
SRP03432 | ENPHASE ENERGY | M200-32-240-S02 | 380 | 9 |  |  | 0.96 | Solar Inverter |  | INDOOR
SRP03434 | BP SOLAR | BP3170N | 215 | 54 | 180 | 32 |  | Solar | FIXED | Ground
SRP03434 | FRONIUS USA | IG 5100 | 5100 | 2 |  |  | 0.95 | Solar Inverter |  | OUTDOOR
SRP03435 | BP SOLAR | BP3170N | 215 | 44 | 165 | 28 |  | Solar | FIXED | Roof
SRP03435 | FRONIUS USA | IG 4000 | 4000 | 1 |  |  | 0.95 | Solar Inverter |  | INDOOR
SRP03435 | FRONIUS USA | IG 5100 | 5100 | 1 |  |  | 0.95 | Solar Inverter |  | INDOOR
SRP03438 | CANADIAN SOLAR | CS6P-230 | 230 | 2054 | 37 | 3 |  | Solar | FIXED | Roof
SRP03438 | CANADIAN SOLAR | CS6P-230 | 230 | 1612 | 217 | 3 |  | Solar | FIXED | Roof
SRP03438 | PV POWERED | PVP100KW-208 | 260000 | 3 |  |  | 0.97 | Solar Inverter |  | INDOOR
SRP03439 | MATRIX SOLAR/PHOTOWATT | PW1650-175 | 210 | 15 | 180 | 30 |  | Solar | FIXED | Pole
SRP03439 | SMA AMERICA | SB3000US (208V) | 3000 | 1 |  |  | 0.97 | Solar Inverter |  | OUTDOOR
SRP03440 | BP SOLAR | BP3170N | 215 | 36 | 196 | 28 |  | Solar | FIXED | Roof
SRP03440 | SMA AMERICA | SB7000US (208V) | 7000 | 1 |  |  | 0.95 | Solar Inverter |  | INDOOR
SRP03442 | CHANGZHOU TRINA SOLAR ENERGY CO | TSM-185D | 240 | 44 | 132.4 | 18 |  | Solar | FIXED | Roof
SRP03442 | ENPHASE ENERGY | M200-32-240-S02 | 215 | 44 |  |  | 0.96 | Solar Inverter |  | OUTDOOR
SRP03443 | CANADIAN SOLAR | CS6P-230 | 230 | 20 | 183 | 38 |  | Solar | FIXED | Roof
SRP03443 | CANADIAN SOLAR | CS6P-230 | 230 | 22 | 273 | 38 |  | Solar | FIXED | Roof
SRP03443 | PV POWERED | PVP4800 | 4800 | 1 |  |  | 0.96 | Solar Inverter |  | INDOOR
SRP03443 | PV POWERED | PVP4800 | 4800 | 1 |  |  | 0.96 | Solar Inverter |  | Inside
SRP03444 | CHANGZHOU TRINA SOLAR ENERGY CO | TSM-185D | 235 | 24 | 198.7 | 25 |  | Solar | FIXED | Roof
SRP03444 | SMA AMERICA | SB6000U (208V) | 6000 | 1 |  |  | 0.97 | Solar Inverter |  | INDOOR
SRP03445 | CANADIAN SOLAR | CS6P-230 | 230 | 24 | 124 | 18 |  | Solar | FIXED | Roof
SRP03445 | SMA AMERICA | SB5000US | 5000 | 1 |  |  | 0.968 | Solar Inverter |  | OUTDOOR
SRP03446 | CHANGZHOU TRINA SOLAR ENERGY CO | TSM-185D | 235 | 13 | 212.9 | 30 |  | Solar | FIXED | Roof
SRP03446 | SMA AMERICA | SB4000US (208V) | 4000 | 1 |  |  | 0.96 | Solar Inverter |  | Outside
SRP03447 | SUNTECH POWER | STP180-24/AB-1 | 185 | 28 | 113 | 32 |  | Solar | FIXED | Roof
SRP03447 | SUNTECH POWER | STP180-24/AB-1 | 185 | 28 | 197 | 32 |  | Solar | FIXED | Roof
SRP03447 | PV POWERED | PVP4800 | 4800 | 2 |  |  | 0.96 | Solar Inverter |  | INDOOR
SRP03448 | CHANGZHOU TRINA SOLAR ENERGY CO | TSM-185D | 235 | 24 | 229.4 | 28 |  | Solar | FIXED | Roof
SRP03448 | CHANGZHOU TRINA SOLAR ENERGY CO | TSM-185D | 235 | 18 | 139.4 | 39 |  | Solar | FIXED | Roof
SRP03448 | PV POWERED | PVP4800 | 4800 | 1 |  |  | 0.96 | Solar Inverter |  | Inside
SRP03448 | PV POWERED | PVP4800 | 4800 | 1 |  |  | 0.96 | Solar Inverter |  | Inside
SRP03449 | SUNPOWER | SPR-225-BLK-U | 225 | 24 | 70 | 34 |  | Solar | FIXED | Roof
SRP03449 | SUNPOWER | SPR-225-BLK-U | 225 | 24 | 250 | 34 |  | Solar | FIXED | Roof
SRP03449 | SUNPOWER CORP (ORIGINAL MFRSMA) | SPR-5000M (208V) | 5000 | 2 |  |  | 0.968 | Solar Inverter |  | INDOOR
SRP03450 | CHANGZHOU TRINA SOLAR ENERGY CO | TSM-185D | 230 | 26 | 92 | 23 |  | Solar | FIXED | Roof
SRP03450 | SMA AMERICA | SB5000US (208V) | 5000 | 1 |  |  | 0.968 | Solar Inverter |  | OUTDOOR
SRP03451 | CHANGZHOU TRINA SOLAR ENERGY CO | TSM-185D | 235 | 18 | 187.2 | 20 |  | Solar | FIXED | Roof
SRP03451 | PV POWERED | PVP4800 | 4800 | 1 |  |  | 0.96 | Solar Inverter |  | INDOOR
SRP03452 | CHANGZHOU TRINA SOLAR ENERGY CO | TSM-185D | 230 | 24 | 156 | 40 |  | Solar | FIXED | Roof
SRP03452 | SMA AMERICA | SB5000US | 5000 | 1 |  |  | 0.968 | Solar Inverter |  | OUTDOOR
SRP03453 | CHANGZHOU TRINA SOLAR ENERGY CO | TSM-185D | 230 | 33 | 158 | 29 |  | Solar | FIXED | Roof
SRP03453 | SMA AMERICA | SB7000US (208V) | 7000 | 1 |  |  | 0.97 | Solar Inverter |  | INDOOR
SRP03454 | CHANGZHOU TRINA SOLAR ENERGY CO | TSM-185D | 235 | 53 | 154 | 18 |  | Solar | FIXED | Roof
SRP03454 | SMA AMERICA | SB5000US | 5000 | 1 |  |  | 0.96 | Solar Inverter |  | Inside
SRP03454 | SMA AMERICA | SB7000US (208V) | 7000 | 1 |  |  | 0.97 | Solar Inverter |  | Inside
SRP03455 | CHANGZHOU TRINA SOLAR ENERGY CO | TSM-185D | 230 | 22 | 160 | 30 |  | Solar | FIXED | Roof
SRP03455 | SMA AMERICA | SB5000US | 5000 | 1 |  |  | 0.968 | Solar Inverter |  | INDOOR
SRP03456 | CHANGZHOU TRINA SOLAR ENERGY CO | TSM-185D | 230 | 14 | 202 | 30 |  | Solar | FIXED | Roof
SRP03456 | SMA AMERICA | SB3000US (240V) | 3000 | 1 |  |  | 0.96 | Solar Inverter |  | Inside
SRP03458 | SUNPOWER | SPR-225-BLK-U | 225 | 27 | 153 | 24 |  | Solar | FIXED | Roof
SRP03458 | SUNPOWER CORP (ORIGINAL MFRSMA) | SPR-6000M (208V) | 6000 | 1 |  |  | 0.97 | Solar Inverter |  | Inside
SRP03461 | SUNPOWER | SPR-315E-WHT-U | 320 | 40 | 189 | 45 |  | Solar | FIXED | Roof
SRP03461 | SUNPOWER CORP (ORIGINAL MFRSMA) | SPR-5000M (208V) | 5000 | 1 |  |  | 0.968 | Solar Inverter |  | INDOOR
SRP03461 | SUNPOWER CORP (ORIGINAL MFRSMA) | SPR-7000M (208V) | 7000 | 1 |  |  | 0.971 | Solar Inverter |  | INDOOR
SRP03462 | CHANGZHOU TRINA SOLAR ENERGY CO | TSM-185D | 230 | 33 | 238 | 36 |  | Solar | FIXED | Roof
SRP03462 | SMA AMERICA | SB7000US (208V) | 7000 | 1 |  |  | 0.969 | Solar Inverter |  | INDOOR
SRP03463 | CHANGZHOU TRINA SOLAR ENERGY CO | TSM-185D | 230 | 36 | 155 | 22 |  | Solar | FIXED | Roof
SRP03463 | SMA AMERICA | SB7000US (277V) | 7000 | 1 |  |  | 0.96 | Solar Inverter |  | INDOOR
SRP03464 | CHANGZHOU TRINA SOLAR ENERGY CO | TSM-185D | 230 | 39 | 133 | 30 |  | Solar | FIXED | Roof
SRP03464 | SMA AMERICA | SB7000US (277V) | 8000 | 1 |  |  | 0.963 | Solar Inverter |  | INDOOR
SRP03465 | CHANGZHOU TRINA SOLAR ENERGY CO | TSM-185D | 230 | 22 | 159 | 28 |  | Solar | FIXED | Roof
SRP03465 | SMA AMERICA | SB4000US (208V) | 4000 | 1 |  |  | 0.968 | Solar Inverter |  | INDOOR
SRP03466 | CHANGZHOU TRINA SOLAR ENERGY CO | TSM-185D | 230 | 30 | 228 | 22 |  | Solar | FIXED | Roof
SRP03466 | SMA AMERICA | SB6000U (208V) | 6000 | 1 |  |  | 0.968 | Solar Inverter |  | Outside
SRP03467 | SUNTECH POWER | STP210S-18/UB-1 | 245 | 8 | 128 | 20 |  | Solar | FIXED | Roof
SRP03467 | SUNTECH POWER | STP210S-18/UB-1 | 245 | 25 | 218 | 20 |  | Solar | FIXED | Roof
SRP03467 | POWER-ONE | PVI-3600-OUTD-US-F (208V) | 3600 | 1 |  |  | 0.968 | Solar Inverter |  | Outside
SRP03467 | POWER-ONE | PVI-5000-OUTD-US (208 V) | 4200 | 1 |  |  | 0.968 | Solar Inverter |  | Outside
SRP03468 | CHANGZHOU TRINA SOLAR ENERGY CO | TSM-185D | 230 | 26 | 217 | 37 |  | Solar | FIXED | Roof
SRP03468 | SMA AMERICA | SB6000U (208V) | 6000 | 1 |  |  | 0.968 | Solar Inverter |  | Inside
SRP03469 | CHANGZHOU TRINA SOLAR ENERGY CO | TSM-185D | 230 | 44 | 179 | 36 |  | Solar | FIXED | Roof
SRP03469 | SMA AMERICA | SB4000US (208V) | 4000 | 1 |  |  | 0.968 | Solar Inverter |  | OUTDOOR
SRP03469 | SMA AMERICA | SB5000US | 5000 | 1 |  |  | 0.968 | Solar Inverter |  | OUTDOOR
SRP03470 | CHANGZHOU TRINA SOLAR ENERGY CO | TSM-185D | 235 | 30 | 170 | 34 |  | Solar | FIXED | Roof
SRP03470 | SMA AMERICA | SB6000U (208V) | 6000 | 1 |  |  | 0.955 | Solar Inverter |  | OUTDOOR
SRP03471 | SUNPOWER | SPR-315E-WHT-U | 320 | 232 | 147 | 35 |  | Solar | FIXED | Roof
SRP03471 | SATCON TECHNOLOGY | PVS-75 (240 V) | 75000 | 1 |  |  | 0.96 | Solar Inverter |  | INDOOR
SRP03473 | CHANGZHOU TRINA SOLAR ENERGY CO | TSM-185D | 235 | 22 | 185 | 31 |  | Solar | FIXED | Roof
SRP03473 | POWER-ONE | PVI-5000-OUTD-US (208 V) | 4200 | 1 |  |  | 0.96 | Solar Inverter |  | Outside
SRP03474 | SUNPOWER | SPR-230-WHT-U | 240 | 77 | 192 | 2 |  | Solar | FIXED | Roof
SRP03474 | SUNPOWER CORP (ORIGINAL MFRSMA) | SPR-4000M (208V) | 4000 | 1 |  |  | 0.97 | Solar Inverter |  | Outside
SRP03474 | SUNPOWER CORP (ORIGINAL MFRSMA) | SPR-6000M (208V) | 6000 | 1 |  |  | 0.97 | Solar Inverter |  | OUTDOOR
SRP03474 | SUNPOWER CORP (ORIGINAL MFRSMA) | SPR-7000M (208V) | 7000 | 1 |  |  | 0.97 | Solar Inverter |  | Outside
SRP03475 | ET SOLAR INDUSTRY | ET-P672280 | 185 | 80 | 115 | 15 |  | Solar | FIXED | Roof
SRP03475 | FRONIUS USA |  | 11400 | 1 |  |  | 0.96 | Solar Inverter |  | OUTDOOR
SRP03476 | SOLON AG FUER SOLARTECHNIK | P220/6+/01 200WP | 260 | 84 | 154 | 26.6 |  | Solar | FIXED | Roof
SRP03476 | ENPHASE ENERGY | M200-32-240-S02 | 215 | 84 |  |  | 0.96 | Solar Inverter |  | OUTDOOR
SRP03477 | CHANGZHOU TRINA SOLAR ENERGY CO | TSM-185D | 235 | 3948 | 188 | 11.8 |  | Solar | FIXED | Roof
SRP03477 | SOLECTRIA RENEWABLES | PVI 5300 (208V) | 333000 | 1 |  |  | 0.98 | Solar Inverter |  | OUTDOOR
SRP03477 | SOLECTRIA RENEWABLES | PVI 3000 (208V) | 500000 | 1 |  |  | 0.98 | Solar Inverter |  | OUTDOOR
SRP03478 | CHANGZHOU TRINA SOLAR ENERGY CO | TSM-185D | 235 | 26 | 185 | 22 |  | Solar | FIXED | Roof
SRP03478 | POWER-ONE | PVI-6000-OUTD-US-W (208 V) | 6000 | 1 |  |  | 0.965 | Solar Inverter |  | Outside
SRP03479 | CHANGZHOU TRINA SOLAR ENERGY CO | TSM-185D | 235 | 33 | 221 | 25 |  | Solar | FIXED | Roof
SRP03479 | SMA AMERICA | SB7000US (208V) | 7000 | 1 |  |  | 0.96 | Solar Inverter |  | Outside
SRP03480 | CHANGZHOU TRINA SOLAR ENERGY CO | TSM-185D | 235 | 30 | 200 | 14 |  | Solar | FIXED | Roof
SRP03480 | SMA AMERICA | SB6000U (208V) | 6000 | 1 |  |  | 0.955 | Solar Inverter |  | Outside
SRP03481 | REC SCANMODULE | SCM230 | 230 | 20 | 173 | 20 |  | Solar | FIXED | Roof
SRP03481 | FRONIUS USA |  | 5000 | 1 |  |  | 0.955 | Solar Inverter |  | INDOOR
SRP03482 | CHANGZHOU TRINA SOLAR ENERGY CO | TSM-185D | 230 | 28 | 175 | 33 |  | Solar | FIXED | Roof
SRP03482 | SMA AMERICA | SB6000U (208V) | 6000 | 1 |  |  | 0.968 | Solar Inverter |  | INDOOR
SRP03483 | REC SCANMODULE | SCM230 | 240 | 27 | 216 | 38 |  | Solar | FIXED | Roof
SRP03483 | FRONIUS USA |  | 6000 | 1 |  |  | 0.96 | Solar Inverter |  | INDOOR
SRP03484 | CHANGZHOU TRINA SOLAR ENERGY CO | TSM-185D | 230 | 39 | 109 | 32 |  | Solar | FIXED | Roof
SRP03484 | SMA AMERICA | SB7000US (277V) | 8000 | 1 |  |  | 0.97 | Solar Inverter |  | Outside
SRP03485 | SHARP | ND-224UC1 | 240 | 5 | 154 | 20 |  | Solar | FIXED | Roof
SRP03485 | SHARP | ND-224U1F | 240 | 5 | 154 | 25 |  | Solar | FIXED | Roof
SRP03485 | SHARP | ND-224U1F | 240 | 17 | 154 | 30 |  | Solar | FIXED | Roof
SRP03485 | SMA AMERICA | SB3000US (208V) | 3000 | 1 |  |  | 0.96 | Solar Inverter |  | OUTDOOR
SRP03485 | SMA AMERICA | SB3800U (208V) | 3800 | 1 |  |  | 0.96 | Solar Inverter |  | OUTDOOR
SRP03486 | CHANGZHOU TRINA SOLAR ENERGY CO | TSM-185D | 230 | 28 | 124 | 22 |  | Solar | FIXED | Roof
SRP03486 | SMA AMERICA | SB6000U (208V) | 6000 | 1 |  |  | 0.968 | Solar Inverter |  | OUTDOOR
SRP03487 | CHANGZHOU TRINA SOLAR ENERGY CO | TSM-185D | 235 | 33 | 177.8 | 16 |  | Solar | FIXED | Roof
SRP03487 | SMA AMERICA | SB7000US (208V) | 7000 | 1 |  |  | 0.97 | Solar Inverter |  | OUTDOOR
SRP03488 | SHARP | ND-224U1F | 224 | 48 | 210 | 14 |  | Solar | FIXED | Roof
SRP03488 | SMA AMERICA | SB4000US (208V) | 4000 | 1 |  |  | 0.965 | Solar Inverter |  | OUTDOOR
SRP03488 | SMA AMERICA | SB7000US (208V) | 7000 | 1 |  |  | 0.97 | Solar Inverter |  | Outside
SRP03489 | CHANGZHOU TRINA SOLAR ENERGY CO | TSM-185D | 230 | 28 | 166 | 34 |  | Solar | FIXED | Roof
SRP03489 | SMA AMERICA | SB6000U (208V) | 6000 | 1 |  |  | 0.968 | Solar Inverter |  | INDOOR
SRP03490 | CANADIAN SOLAR | CS6P-230 | 230 | 30 | 247 | 25 |  | Solar | FIXED | Roof
SRP03490 | CANADIAN SOLAR | CS6P-230 | 235 | 24 | 147 | 25 |  | Solar | FIXED | Roof
SRP03490 | ENPHASE ENERGY | M200-32-208-S01 | 215 | 24 |  |  | 0.963 | Solar Inverter |  | OUTDOOR
SRP03490 | ENPHASE ENERGY | M200-32-208-S01 | 215 | 30 |  |  | 0.963 | Solar Inverter |  | OUTDOOR
SRP03491 | CHANGZHOU TRINA SOLAR ENERGY CO | TSM-185D | 230 | 26 | 201 | 18 |  | Solar | FIXED | Roof
SRP03491 | SMA AMERICA | SB5000US | 5000 | 1 |  |  | 0.968 | Solar Inverter |  | OUTDOOR
SRP03492 | CHANGZHOU TRINA SOLAR ENERGY CO | TSM-185D | 230 | 24 | 173 | 33 |  | Solar | FIXED | Roof
SRP03492 | SMA AMERICA | SB5000US (208V) | 5000 | 1 |  |  | 0.968 | Solar Inverter |  | INDOOR
SRP03493 | SOLON AG FUER SOLARTECHNIK | P220/6+/01 215WP | 235 | 28 | 100 | 25 |  | Solar | FIXED | Roof
SRP03493 | ENPHASE ENERGY | M200-32-208-S01 | 215 | 28 |  |  | 0.955 | Solar Inverter |  | OUTDOOR
SRP03494 | CHANGZHOU TRINA SOLAR ENERGY CO | TSM-185D | 230 | 24 | 258 | 26 |  | Solar | FIXED | Roof
SRP03494 | SMA AMERICA | SB5000US | 5000 | 1 |  |  | 0.968 | Solar Inverter |  | INDOOR
SRP03495 | CHANGZHOU TRINA SOLAR ENERGY CO | TSM-185D | 235 | 39 | 243.9 | 25 |  | Solar | FIXED | Roof
SRP03495 | SMA AMERICA | SB7000US (277V) | 8000 | 1 |  |  | 0.965 | Solar Inverter |  | INDOOR
SRP03497 | CHANGZHOU TRINA SOLAR ENERGY CO | TSM-185D | 235 | 14 | 183 | 35 |  | Solar | FIXED | Roof
SRP03497 | PV POWERED | PVP3000 | 3000 | 1 |  |  | 0.935 | Solar Inverter |  | OUTDOOR
SRP03498 | CHANGZHOU TRINA SOLAR ENERGY CO | TSM-185D | 230 | 39 | 175 | 9 |  | Solar | FIXED | Roof
SRP03498 | SMA AMERICA | SB7000US (277V) | 8000 | 1 |  |  | 0.98 | Solar Inverter |  | OUTDOOR
SRP03500 | MC SOLAR | TF-90B | 240 | 84 | 188 | 25 |  | Solar | FIXED | Ground
SRP03500 | SMA AMERICA | SB5000US | 6000 | 2 |  |  | 0.965 | Solar Inverter |  | OUTDOOR
SRP03500 | SMA AMERICA | SB7000US (277V) | 8000 | 1 |  |  | 0.97 | Solar Inverter |  | OUTDOOR
SRP03501 | MC SOLAR | TF-90B | 240 | 96 | 120 | 20 |  | Solar | FIXED | Roof
SRP03501 | SMA AMERICA | SB6000US (208V) | 6000 | 4 |  |  | 0.97 | Solar Inverter |  | OUTDOOR
SRP03502 | MC SOLAR | TF-90B | 240 | 84 | 184 | 25 |  | Solar | FIXED | Ground
SRP03502 | SMA AMERICA | SB6000U (240V) | 6000 | 2 |  |  | 0.97 | Solar Inverter |  | OUTDOOR
SRP03502 | SMA AMERICA | SB7000US (277V) | 8000 | 1 |  |  | 0.965 | Solar Inverter |  | OUTDOOR
SRP03503 | TRINA SOLAR | TSM-235PA05 | 235 | 102 | 180 | 30 |  | Solar | FIXED | Roof
SRP03503 | SMA AMERICA | SB6000U (208V) | 6000 | 4 |  |  | 0.97 | Solar Inverter |  | OUTDOOR
SRP03504 | MATRIX SOLAR/PHOTOWATT | PW1650-175 | 235 | 85 | 180 | 20 |  | Solar | FIXED | Ground
SRP03504 | SMA AMERICA | SB6000U (208V) | 6000 | 2 |  |  | 0.95 | Solar Inverter |  | OUTDOOR
SRP03504 | SMA AMERICA | SB7000US (208V) | 7000 | 1 |  |  | 0.95 | Solar Inverter |  | OUTDOOR
SRP03506 | ASTROPOWER | LAPX-300 | 285 | 3828 | 217 | 8.5 |  | Solar | FIXED | Roof
SRP03506 | ADVANCED ENERGY INDUSTRIES | 3159000-110 | 500000 | 2 |  |  | 0.99 | Solar Inverter |  | OUTDOOR
SRP03507 | BP SOLAR | SX3200B | 215 | 23 | 237 | 20 |  | Solar | FIXED | Roof
SRP03507 | ENPHASE ENERGY | M200-32-208-S01 | 190 | 23 |  |  | 0.955 | Solar Inverter |  | INDOOR
SRP03508 | SANYO ELECTRIC | HIP-200BA3 | 220 | 20 | 201 | 34 |  | Solar | FIXED | Roof
SRP03508 | FRONIUS USA |  | 3800 | 1 |  |  | 0.955 | Solar Inverter |  | Inside
SRP03509 | BP SOLAR | SX3200B | 215 | 14 | 130 | 30 |  | Solar | FIXED | Roof
SRP03509 | BP SOLAR | BP3125S | 215 | 11 | 220 | 30 |  | Solar | FIXED | Roof
SRP03509 | FRONIUS USA | IG 3000 | 3000 | 2 |  |  | 0.955 | Solar Inverter |  | OUTDOOR
SRP03510 | REC SCANMODULE | SCM230 | 230 | 56 | 179 | 23 |  | Solar | FIXED | Roof
SRP03510 | FRONIUS USA |  | 11400 | 1 |  |  | 0.96 | Solar Inverter |  | INDOOR
SRP03511 | ET SOLAR INDUSTRY | ET-P672280 | 185 | 55 | 204 | 20 |  | Solar | FIXED | Roof
SRP03511 | FRONIUS USA |  | 10000 | 1 |  |  | 0.955 | Solar Inverter |  | OUTDOOR
SRP03513 | CHANGZHOU TRINA SOLAR ENERGY CO | TSM-185D | 235 | 24 | 252.7 | 20 |  | Solar | FIXED | Roof
SRP03513 | SMA AMERICA | SB6000US (208V) | 6000 | 1 |  |  | 0.97 | Solar Inverter |  | INDOOR
SRP03515 | CHANGZHOU TRINA SOLAR ENERGY CO | TSM-185D | 235 | 9 | 126.4 | 10 |  | Solar | FIXED | Roof
SRP03515 | CHANGZHOU TRINA SOLAR ENERGY CO | TSM-185D | 235 | 18 | 126.4 | 35 |  | Solar | FIXED | Roof
SRP03515 | PV POWERED | PVP2000 | 2000 | 1 |  |  | 0.92 | Solar Inverter |  | INDOOR
SRP03515 | PV POWERED | PVP4800 | 4800 | 1 |  |  | 0.96 | Solar Inverter |  | INDOOR
SRP03516 | SUNTECH POWER | STP180-24/AB-1 | 185 | 24 | 174.3 | 19 |  | Solar | FIXED | Roof
SRP03516 | SMA AMERICA | SB4000US (208V) | 4000 | 1 |  |  | 0.96 | Solar Inverter |  | Outside
SRP03517 | CHANGZHOU TRINA SOLAR ENERGY CO | TSM-185D | 185 | 8 | 114.8 | 25 |  | Solar | FIXED | Roof
SRP03517 | CHANGZHOU TRINA SOLAR ENERGY CO | TSM-185D | 185 | 34 | 204.8 | 25 |  | Solar | FIXED | Roof
SRP03517 | SMA AMERICA | SB3000US (208V) | 3000 | 1 |  |  | 0.96 | Solar Inverter |  | Inside
SRP03517 | SMA AMERICA | SB7000US (208V) | 7000 | 1 |  |  | 0.97 | Solar Inverter |  | INDOOR
SRP03518 | BAODING YINGLI NEW ENERGY RESOURCES CO | YL175(156) | 230 | 221 | 162.1 | 10 |  | Solar | FIXED | Roof
SRP03518 | PV POWERED | PVP75KW-208 | 50000 | 1 |  |  | 0.971 | Solar Inverter |  | INDOOR
SRP03519 | SUNTECH POWER | STP200UB | 210 | 14 | 180 | 25 |  | Solar | FIXED | Roof
SRP03519 | KACO | 2901XI | 2500 | 1 |  |  | 0.95 | Solar Inverter |  | OUTDOOR
SRP03520 | SUNPOWER | SPR-230-WHT-U | 238 | 9 | 215 | 21 |  | Solar | FIXED | Roof
SRP03520 | ENPHASE ENERGY | M200-32-208-S01 | 210 | 9 |  |  | 0.96 | Solar Inverter |  | OUTDOOR
SRP03522 | SUNPOWER | SPR-225-BLK-U | 225 | 33 | 272 | 23 |  | Solar | FIXED | Roof
SRP03522 | SUNPOWER | SPR-230-WHT-U | 240 | 18 | 182 | 18 |  | Solar | FIXED | Roof
SRP03522 | SUNPOWER CORP (ORIGINAL MFRSMA) | SPR-3000M (208V) | 3000 | 1 |  |  | 0.966 | Solar Inverter |  | INDOOR
SRP03522 | SUNPOWER CORP (ORIGINAL MFRSMA) | SPR-7000M (277V) | 8000 | 1 |  |  | 0.965 | Solar Inverter |  | INDOOR
SRP03523 | CHANGZHOU TRINA SOLAR ENERGY CO | TSM-185D | 235 | 24 | 119.5 | 25 |  | Solar | FIXED | Roof
SRP03523 | SMA AMERICA | SB6000U (208V) | 6000 | 1 |  |  | 0.97 | Solar Inverter |  | INDOOR
SRP03524 | CHANGZHOU TRINA SOLAR ENERGY CO | TSM-185D | 235 | 32 | 222 | 40 |  | Solar | FIXED | Roof
SRP03524 | PV POWERED | PVP3500 | 3500 | 2 |  |  | 0.935 | Solar Inverter |  | INDOOR
SRP03525 | CHANGZHOU TRINA SOLAR ENERGY CO | TSM-185D | 235 | 30 | 244.9 | 30 |  | Solar | FIXED | Roof
SRP03525 | SMA AMERICA | SB7000US (208V) | 7000 | 1 |  |  | 0.97 | Solar Inverter |  | INDOOR
SRP03526 | CHANGZHOU TRINA SOLAR ENERGY CO | TSM-185D | 235 | 10 | 205.4 | 20 |  | Solar | FIXED | Roof
SRP03526 | PV POWERED | PVP2500 | 2500 | 1 |  |  | 0.945 | Solar Inverter |  | INDOOR
SRP03527 | SUNTECH POWER | STP180-24/AB-1 | 185 | 12 | 118.3 | 10 |  | Solar | FIXED | Roof
SRP03527 | SUNTECH POWER | STP180S-24/AB-1 | 185 | 12 | 118.3 | 20 |  | Solar | FIXED | Roof
SRP03527 | PV POWERED | PVP2000 | 2000 | 2 |  |  | 0.92 | Solar Inverter |  | OUTDOOR
SRP03528 | CHANGZHOU TRINA SOLAR ENERGY CO | TSM-185D | 235 | 61 | 112 | 35 |  | Solar | FIXED | Roof
SRP03528 | CHANGZHOU TRINA SOLAR ENERGY CO | TSM-185D | 235 | 12 | 202 | 45 |  | Solar | FIXED | Roof
SRP03528 | SMA AMERICA | SB4000US (208V) | 4000 | 1 |  |  | 0.96 | Solar Inverter |  | INDOOR
SRP03528 | SMA AMERICA | SB5000US | 5000 | 1 |  |  | 0.96 | Solar Inverter |  | INDOOR
SRP03528 | SMA AMERICA | SB7000US (277V) | 8000 | 1 |  |  | 0.965 | Solar Inverter |  | INDOOR
SRP03529 | CHANGZHOU TRINA SOLAR ENERGY CO | TSM-185D | 235 | 28 | 142.3 | 24 |  | Solar | FIXED | Roof
SRP03529 | PV POWERED | PVP3000 | 3000 | 2 |  |  | 0.935 | Solar Inverter |  | Inside
SRP03530 | CHANGZHOU TRINA SOLAR ENERGY CO | TSM-185D | 230 | 20 | 172.2 | 35 |  | Solar | FIXED | Roof
SRP03530 | CHANGZHOU TRINA SOLAR ENERGY CO | TSM-185D | 230 | 12 | 264.4 | 35 |  | Solar | FIXED | Roof
SRP03530 | PV POWERED | PVP2500 | 2500 | 1 |  |  | 0.945 | Solar Inverter |  | INDOOR
SRP03530 | PV POWERED | PVP4800 | 4800 | 1 |  |  | 0.96 | Solar Inverter |  | INDOOR
SRP03531 | CHANGZHOU TRINA SOLAR ENERGY CO | TSM-185D | 235 | 39 | 106.2 | 20 |  | Solar | FIXED | Roof
SRP03531 | SMA AMERICA | SB7000US (277V) | 8000 | 1 |  |  | 0.965 | Solar Inverter |  | INDOOR
SRP03532 | CHANGZHOU TRINA SOLAR ENERGY CO | TSM-185D | 235 | 24 | 193.2 | 25 |  | Solar | FIXED | Roof
SRP03532 | SMA AMERICA | SB6000U (208V) | 6000 | 1 |  |  | 0.97 | Solar Inverter |  | INDOOR
SRP03533 | CHANGZHOU TRINA SOLAR ENERGY CO | TSM-185D | 235 | 32 | 175 | 37 |  | Solar | FIXED | Roof
SRP03533 | PV POWERED | PVP3500 | 3500 | 2 |  |  | 0.955 | Solar Inverter |  | INDOOR
SRP03534 | SUNPOWER | SPR-200-BLK-U | 185 | 36 | 96.8 | 30 |  | Solar | FIXED | Roof
SRP03534 | SUNTECH POWER | STP190S-18/UB-1 | 185 | 12 | 186.8 | 30 |  | Solar | FIXED | Roof
SRP03534 | PV POWERED | PVP2000 | 2000 | 1 |  |  | 0.92 | Solar Inverter |  | INDOOR
SRP03534 | PV POWERED | PVP3000 | 3000 | 2 |  |  | 0.935 | Solar Inverter |  | INDOOR
SRP03535 | CHANGZHOU TRINA SOLAR ENERGY CO | TSM-185D | 235 | 32 | 182.5 | 10 |  | Solar | FIXED | Roof
SRP03535 | CHANGZHOU TRINA SOLAR ENERGY CO | TSM-185D | 235 | 16 | 182.5 | 15 |  | Solar | FIXED | Roof
SRP03535 | SMA AMERICA | SB3000US (208V) | 3000 | 3 |  |  | 0.96 | Solar Inverter |  | Inside
SRP03536 | SUNTECH POWER | STP180-24/AB-1 | 185 | 21 | 190.9 | 18 |  | Solar | FIXED | Roof
SRP03536 | PV POWERED | PVP3500 | 3500 | 1 |  |  | 0.955 | Solar Inverter |  | INDOOR
SRP03537 | MATRIX SOLAR/PHOTOWATT | PW1650-175 | 235 | 12 | 204 | 10 |  | Solar | FIXED | Roof
SRP03537 | MATRIX SOLAR/PHOTOWATT | PW750-90 | 235 | 36 | 204 | 21 |  | Solar | FIXED | Roof
SRP03537 | FRONIUS USA |  | 6000 | 2 |  |  | 0.965 | Solar Inverter |  | INDOOR
SRP03538 | CHANGZHOU TRINA SOLAR ENERGY CO | TSM-185D | 235 | 29 | 225 | 30 |  | Solar | FIXED | Roof
SRP03538 | PV POWERED | PVP2500 | 2500 | 1 |  |  | 0.945 | Solar Inverter |  | INDOOR
SRP03538 | PV POWERED | PVP4800 | 4800 | 1 |  |  | 0.96 | Solar Inverter |  | INDOOR
SRP03539 | SUNPOWER | SPR-225-BLK-U | 225 | 58 | 181 | 20 |  | Solar | FIXED | Roof
SRP03539 | SUNPOWER CORP (ORIGINAL MFRFRONIUS) | SPR-6500F-208 | 6500 | 1 |  |  | 0.955 | Solar Inverter |  | INDOOR
SRP03540 | CHANGZHOU TRINA SOLAR ENERGY CO | TSM-185D | 230 | 30 | 211 | 32 |  | Solar | FIXED | Roof
SRP03540 | SMA AMERICA | SB7000US (208V) | 7000 | 1 |  |  | 0.971 | Solar Inverter |  | INDOOR
SRP03542 | SUNPOWER | SPR-225-BLK-U | 225 | 8 | 207 | 30 |  | Solar | FIXED | Roof
SRP03542 | SUNPOWER CORP (ORIGINAL MFRSMA) | SPR-3000M (208V) | 3000 | 1 |  |  | 0.966 | Solar Inverter |  | INDOOR
SRP03543 | SUNPOWER | SPR-225-BLK-U | 225 | 10 | 245 | 10 |  | Solar | FIXED | Roof
SRP03543 | SUNPOWER | SPR-225-BLK-U | 225 | 30 | 245 | 27 |  | Solar | FIXED | Roof
SRP03543 | SUNPOWER CORP (ORIGINAL MFRSMA) | SPR-7000M (277V) | 8000 | 1 |  |  | 0.965 | Solar Inverter |  | INDOOR
SRP03544 | CHANGZHOU TRINA SOLAR ENERGY CO | TSM-185D | 230 | 36 | 212 | 30 |  | Solar | FIXED | Roof
SRP03544 | SMA AMERICA | SB4000US (208V) | 4000 | 2 |  |  | 0.968 | Solar Inverter |  | OUTDOOR
SRP03545 | CHANGZHOU TRINA SOLAR ENERGY CO | TSM-185D | 230 | 17 | 131 | 23 |  | Solar | FIXED | Roof
SRP03545 | ENPHASE ENERGY | M200-32-208-S01 | 190 | 17 |  |  | 0.96 | Solar Inverter |  | OUTDOOR
SRP03546 | SUNTECH POWER | STP180-24/AB-1 | 185 | 54 | 192.8 | 25 |  | Solar | FIXED | Roof
SRP03546 | PV POWERED | PVP4800 | 4800 | 2 |  |  | 0.96 | Solar Inverter |  | INDOOR
SRP03547 | CHANGZHOU TRINA SOLAR ENERGY CO | TSM-185D | 235 | 1573 | 207 | 3 |  | Solar | FIXED | Roof
SRP03547 | SATCON TECHNOLOGY | AE-75-60-PV-D | 75000 | 2 |  |  | 0.967 | Solar Inverter |  | Outside
SRP03547 | SATCON TECHNOLOGY | PVS-100 (240 V) | 100000 | 2 |  |  | 0.97 | Solar Inverter |  | OUTDOOR
SRP03548 | SUNTECH POWER | STP180S-24/AB-1 | 185 | 50 | 130.4 | 15 |  | Solar | FIXED | Roof
SRP03548 | PV POWERED | PVP3000 | 3000 | 1 |  |  | 0.935 | Solar Inverter |  | Outside
SRP03548 | PV POWERED | PVP4800 | 4800 | 1 |  |  | 0.96 | Solar Inverter |  | Outside
SRP03549 | PACIFIC SOLAR PTY LIMITED | PP-USA-213-S5 | 250 | 36 | 175 | 25 |  | Solar | FIXED | Roof
SRP03549 | ENPHASE ENERGY | M200-32-208-S01 | 215 | 36 |  |  | 0.96 | Solar Inverter |  | OUTDOOR
SRP03550 | SUNTECH POWER | STP180S-24/AB-1 | 185 | 27 | 248.9 | 25 |  | Solar | FIXED | Roof
SRP03550 | PV POWERED | PVP4800 | 4800 | 1 |  |  | 0.96 | Solar Inverter |  | INDOOR
SRP03551 | KYOCERA SOLAR | KD210GX-L | 210 | 60 | 225 | 15 |  | Solar | FIXED | Roof
SRP03551 | SMA AMERICA | SB5000US | 6000 | 2 |  |  | 0.96 | Solar Inverter |  | INDOOR
SRP03552 | CHANGZHOU TRINA SOLAR ENERGY CO | TSM-185D | 235 | 38 | 180 | 30 |  | Solar | FIXED | Ground
SRP03552 | SMA AMERICA | SB3000US (208V) | 3000 | 1 |  |  | 0.96 | Solar Inverter |  | OUTDOOR
SRP03552 | SMA AMERICA | SB5000US (208V) | 5000 | 1 |  |  | 0.96 | Solar Inverter |  | OUTDOOR
SRP03555 | SUNTECH POWER | STP190-18/UB-1 | 190 | 177 | 193 | 10 |  | Solar | FIXED | Roof
SRP03555 | ENPHASE ENERGY | M200-32-208-S01 | 228 | 12 |  |  | 0.955 | Solar Inverter |  | OUTDOOR
SRP03555 | SMA AMERICA | SB7000US (277V) | 9000 | 3 |  |  | 0.983 | Solar Inverter |  | OUTDOOR
SRP03556 | SCHOTT SOLAR | ASE-250DGF/50-230 | 230 | 14 | 195 | 40 |  | Solar | FIXED | Roof
SRP03556 | SOLECTRIA RENEWABLES | PVI 3000 (208V) | 3000 | 1 |  |  | 0.966 | Solar Inverter |  | Outside
SRP03557 | MATRIX SOLAR/PHOTOWATT | PW1650-175 | 225 | 11 | 161 | 30 |  | Solar | FIXED | Roof
SRP03557 | MATRIX SOLAR/PHOTOWATT | PW1650-175 | 225 | 12 | 251 | 30 |  | Solar | FIXED | Roof
SRP03557 | SMA AMERICA | SWR2500U (208V) | 2500 | 2 |  |  | 0.961 | Solar Inverter |  | INDOOR
SRP03558 | ISOFOTON | I-94/24 | 225 | 23 | 218 | 25 |  | Solar | FIXED | Roof
SRP03558 | ENPHASE ENERGY | M200-32-208-S01 | 215 | 5 |  |  | 0.963 | Solar Inverter |  | Outside
SRP03558 | SMA AMERICA | SB1100U | 2000 | 2 |  |  | 0.973 | Solar Inverter |  | INDOOR
SRP03559 | SUNPOWER | SPR-230-WHT-U | 240 | 36 | 180 | 39.8 |  | Solar | FIXED | Roof
SRP03559 | SUNPOWER CORP (ORIGINAL MFRFRONIUS) | SPR-8000F-208 | 8000 | 1 |  |  | 0.962 | Solar Inverter |  | INDOOR
SRP03560 | SOLARWORLD | SW185MONO | 240 | 1170 | 184 | 10 |  | Solar | FIXED | Roof
SRP03560 | PV POWERED | PVP100KW-208 | 260000 | 1 |  |  | 0.97 | Solar Inverter |  | INDOOR
SRP03561 | CANADIAN SOLAR | CS6P-230 | 230 | 16 | 253 | 14 |  | Solar | FIXED | Roof
SRP03561 | CANADIAN SOLAR | CS6P-230 | 230 | 36 | 253 | 30 |  | Solar | FIXED | Roof
SRP03561 | PV POWERED | PVP3500 | 3500 | 3 |  |  | 0.955 | Solar Inverter |  | INDOOR
SRP03562 | SUNTECH POWER | STP180-24/AB-1 | 185 | 16 | 216 | 21 |  | Solar | FIXED | Roof
SRP03562 | SUNTECH POWER | STP180-24/AB-1 | 185 | 18 | 216 | 25 |  | Solar | FIXED | Roof
SRP03562 | SMA AMERICA | SB3000US (208V) | 3000 | 2 |  |  | 0.966 | Solar Inverter |  | INDOOR
SRP03563 | CHANGZHOU TRINA SOLAR ENERGY CO | TSM-185D | 235 | 30 | 165 | 24 |  | Solar | FIXED | Roof
SRP03563 | SMA AMERICA | SB7000US (208V) | 7000 | 1 |  |  | 0.97 | Solar Inverter |  | INDOOR
SRP03564 | CHANGZHOU TRINA SOLAR ENERGY CO | TSM-185D | 235 | 6 | 153 | 33 |  | Solar | FIXED | Roof
SRP03564 | CHANGZHOU TRINA SOLAR ENERGY CO | TSM-185D | 235 | 24 | 243 | 33 |  | Solar | FIXED | Roof
SRP03564 | SOLECTRIA RENEWABLES | PVI1800-240 | 1800 | 1 |  |  | 0.96 | Solar Inverter |  | OUTDOOR
SRP03564 | SMA AMERICA | SB6000U (208V) | 6000 | 1 |  |  | 0.96 | Solar Inverter |  | OUTDOOR
SRP03565 | SUNTECH POWER | STP180-24/AB-1 | 185 | 76 | 171 | 22 |  | Solar | FIXED | Roof
SRP03565 | SMA AMERICA | SB4000US (208V) | 4000 | 3 |  |  | 0.966 | Solar Inverter |  | Outside
SRP03566 | CEEG (SHANGHAI) SOLAR SCIENCE AND TECHNOLOGY CO | SST 190-72M | 235 | 8 | 178 | 17 |  | Solar | FIXED | Roof
SRP03566 | CEEG (SHANGHAI) SOLAR SCIENCE AND TECHNOLOGY CO | SST 190-72M | 235 | 25 | 178 | 17 |  | Solar | FIXED | Roof
SRP03566 | FRONIUS USA |  | 7500 | 1 |  |  | 0.96 | Solar Inverter |  | OUTDOOR
SRP03567 | SUNPOWER | SPR-225-BLK-U | 225 | 35 | 194 | 30 |  | Solar | FIXED | Roof
SRP03567 | SUNPOWER CORP (ORIGINAL MFRSMA) | SPR-7000M (277V) | 8000 | 1 |  |  | 0.962 | Solar Inverter |  | Inside
SRP03568 | SUNTECH POWER | STP200-18/UB-1 | 205 | 44 | 256.5 | 25 |  | Solar | FIXED | Roof
SRP03568 | PV POWERED | PVP4800 | 4800 | 2 |  |  | 0.96 | Solar Inverter |  | INDOOR
SRP03569 | SUNTECH POWER | STP180-24/AB-1 | 185 | 64 | 120 | 20 |  | Solar | FIXED | Roof
SRP03569 | SMA AMERICA | SB6000U (208V) | 6000 | 2 |  |  | 0.97 | Solar Inverter |  | Inside
SRP03570 | SUNPOWER | SPR-230-WHT-U | 238 | 20 | 154 | 45 |  | Solar | FIXED | Roof
SRP03570 | SUNPOWER CORP (ORIGINAL MFRSMA) | SPR-5000M (208V) | 5000 | 1 |  |  | 0.968 | Solar Inverter |  | OUTDOOR
SRP03571 | CHANGZHOU TRINA SOLAR ENERGY CO | TSM-185D | 235 | 16 | 209.3 | 22 |  | Solar | FIXED | Roof
SRP03571 | CHANGZHOU TRINA SOLAR ENERGY CO | TSM-185D | 235 | 28 | 209.3 | 31 |  | Solar | FIXED | Roof
SRP03571 | PV POWERED | PVP2000 | 2000 | 1 |  |  | 0.92 | Solar Inverter |  | INDOOR
SRP03571 | PV POWERED | PVP3500 | 3500 | 1 |  |  | 0.955 | Solar Inverter |  | INDOOR
SRP03571 | PV POWERED | PVP4800 | 4800 | 1 |  |  | 0.96 | Solar Inverter |  | INDOOR
SRP03572 | CANADIAN SOLAR | CS6P-230 | 255 | 128 | 236 | 10 |  | Solar | FIXED | Roof
SRP03572 | SMA AMERICA | SB7000US (208V) | 7680 | 4 |  |  | 0.963 | Solar Inverter |  | Inside
SRP03573 | SUNTECH POWER | STP180-24/AB-1 | 235 | 20 | 213 | 30 |  | Solar | FIXED | Roof
SRP03573 | PV POWERED | PVP4800 | 4800 | 1 |  |  | 0.96 | Solar Inverter |  | INDOOR
SRP03575 | CHANGZHOU TRINA SOLAR ENERGY CO | TSM-185D | 235 | 23 | 191 | 30 |  | Solar | FIXED | Roof
SRP03575 | PV POWERED | PVP2500 | 2500 | 1 |  |  | 0.945 | Solar Inverter |  | INDOOR
SRP03575 | PV POWERED | PVP2500 | 2500 | 1 |  |  | 0.945 | Solar Inverter |  | Inside
SRP03576 | CANADIAN SOLAR | CS6P-230 | 255 | 128 | 169 | 25 |  | Solar | FIXED | Ground
SRP03576 | SATCON TECHNOLOGY | PVS-30 (480 V) | 30000 | 1 |  |  | 0.96 | Solar Inverter |  | OUTDOOR
SRP03578 | CHANGZHOU TRINA SOLAR ENERGY CO | TSM-185D | 235 | 34 | 252 | 18 |  | Solar | FIXED | Roof
SRP03578 | PV POWERED | PVP3000 | 3000 | 1 |  |  | 0.935 | Solar Inverter |  | INDOOR
SRP03578 | PV POWERED | PVP4800 | 4800 | 1 |  |  | 0.96 | Solar Inverter |  | INDOOR
SRP03579 | CHANGZHOU TRINA SOLAR ENERGY CO | TSM-185D | 235 | 9 | 164.9 | 21 |  | Solar | FIXED | Roof
SRP03579 | PV POWERED | PVP2000 | 2000 | 1 |  |  | 0.92 | Solar Inverter |  | INDOOR
SRP03580 | CONERGY AG | S 175MU | 235 | 14 | 220 | 20 |  | Solar | FIXED | Roof
SRP03580 | FRONIUS USA | IG 4000 | 4000 | 1 |  |  | 0.952 | Solar Inverter |  | OUTDOOR
SRP03581 | SUNPOWER | SPR-225-BLK-U | 225 | 36 | 121 | 30 |  | Solar | FIXED | Roof
SRP03581 | SUNPOWER | SPR-225-BLK-U | 225 | 14 | 211 | 37 |  | Solar | FIXED | Roof
SRP03581 | SUNPOWER CORP (ORIGINAL MFRSMA) | SPR-3000M (240V) | 3000 | 1 |  |  | 0.96 | Solar Inverter |  | INDOOR
SRP03581 | SUNPOWER CORP (ORIGINAL MFRSMA) | SPR-7000M (240V) | 7000 | 1 |  |  | 0.96 | Solar Inverter |  | INDOOR
SRP03583 | SUNPOWER | SPR-225-BLK-U | 225 | 12 | 215 | 20 |  | Solar | FIXED | Roof
SRP03583 | ENPHASE ENERGY | M200-32-208-S01 | 210 | 12 |  |  | 0.96 | Solar Inverter |  | OUTDOOR
SRP03584 | CHANGZHOU TRINA SOLAR ENERGY CO | TSM-185D | 235 | 30 | 203.2 | 27 |  | Solar | FIXED | Roof
SRP03584 | SMA AMERICA | SB7000US (277V) | 7000 | 1 |  |  | 0.97 | Solar Inverter |  | INDOOR
SRP03585 | MATRIX SOLAR/PHOTOWATT | PW1250-115 | 235 | 39 | 154 | 19 |  | Solar | FIXED | Roof
SRP03585 | SMA AMERICA | SB7000US (277V) | 8000 | 1 |  |  | 0.963 | Solar Inverter |  | INDOOR
SRP03586 | SUNPOWER | SPR-230-WHT-U | 238 | 8 | 210 | 17 |  | Solar | FIXED | Roof
SRP03586 | ENPHASE ENERGY | M200-32-240-S02 | 210 | 8 |  |  | 0.96 | Solar Inverter |  | OUTDOOR
SRP03587 | CHANGZHOU TRINA SOLAR ENERGY CO | TSM-185D | 220 | 1 | 141 | 34 |  | Solar | FIXED | Roof
SRP03587 | CHANGZHOU TRINA SOLAR ENERGY CO | TSM-185D | 220 | 1 | 234 | 34 |  | Solar | FIXED | Roof
SRP03587 | CHANGZHOU TRINA SOLAR ENERGY CO | TSM-185D | 220 | 1 | 323 | 34 |  | Solar | FIXED | Roof
SRP03587 | ENPHASE ENERGY | M175-24-240-S02 | 215 | 3 |  |  | 0.96 | Solar Inverter |  | OUTDOOR
SRP03588 | MATRIX SOLAR/PHOTOWATT | PW1000-100 | 235 | 42 | 178 | 23 |  | Solar | FIXED | Roof
SRP03588 | SMA AMERICA | SB7000US (277V) | 8000 | 1 |  |  | 0.963 | Solar Inverter |  | INDOOR
SRP03590 | BP SOLAR | BP3170N | 215 | 32 | 208 | 20 |  | Solar | FIXED | Roof
SRP03590 | FRONIUS USA | IG 2000 | 2000 | 1 |  |  | 0.95 | Solar Inverter |  | INDOOR
SRP03590 | FRONIUS USA | IG 5100 | 5100 | 1 |  |  | 0.95 | Solar Inverter |  | INDOOR
SRP03591 | CHANGZHOU TRINA SOLAR ENERGY CO | TSM-185D | 235 | 850 | 174 | 30 |  | Solar | FIXED | Ground
SRP03591 | SATCON TECHNOLOGY | PVS-100 (208 V) | 100000 | 2 |  |  | 0.96 | Solar Inverter |  | Outside
SRP03594 | BP SOLAR | BP3170N | 215 | 12 | 172 | 19 |  | Solar | FIXED | Roof
SRP03594 | SMA AMERICA | SB4000US (208V) | 4000 | 1 |  |  | 0.968 | Solar Inverter |  | INDOOR
SRP03595 | BP SOLAR | BP3170N | 215 | 22 | 173 | 10 |  | Solar | FIXED | Roof
SRP03595 | FRONIUS USA | IG 5100 | 5100 | 1 |  |  | 0.95 | Solar Inverter |  | INDOOR
SRP03596 | BP SOLAR | BP3170N | 195 | 33 | 204 | 32 |  | Solar | FIXED | Roof
SRP03596 | FRONIUS USA | IG 2000 | 2000 | 1 |  |  | 0.952 | Solar Inverter |  | OUTDOOR
SRP03596 | FRONIUS USA | IG 4000 | 4000 | 1 |  |  | 0.952 | Solar Inverter |  | OUTDOOR
SRP03599 | SUNTECH POWER | STP180S-24/AB-1 | 185 | 45 | 169 | 30 |  | Solar | FIXED | Roof
SRP03599 | PV POWERED | PVP3500 | 3500 | 1 |  |  | 0.955 | Solar Inverter |  | INDOOR
SRP03599 | PV POWERED | PVP4800 | 4800 | 1 |  |  | 0.96 | Solar Inverter |  | INDOOR
SRP03600 | CHANGZHOU TRINA SOLAR ENERGY CO | TSM-185D | 235 | 34 | 175.1 | 27 |  | Solar | FIXED | Roof
SRP03600 | PV POWERED | PVP3500 | 3500 | 1 |  |  | 0.965 | Solar Inverter |  | Inside
SRP03600 | PV POWERED | PVP4800 | 4800 | 1 |  |  | 0.96 | Solar Inverter |  | INDOOR
SRP03601 | CHANGZHOU TRINA SOLAR ENERGY CO | TSM-185D | 235 | 26 | 140.3 | 20 |  | Solar | FIXED | Roof
SRP03601 | SMA AMERICA | SB6000U (208V) | 6000 | 1 |  |  | 0.97 | Solar Inverter |  | Outside
SRP03602 | CHANGZHOU TRINA SOLAR ENERGY CO | TSM-185D | 235 | 18 | 118 | 30 |  | Solar | FIXED | Roof
SRP03602 | CHANGZHOU TRINA SOLAR ENERGY CO | TSM-185D | 235 | 36 | 208 | 35 |  | Solar | FIXED | Roof
SRP03602 | PV POWERED | PVP2000 | 2000 | 2 |  |  | 0.92 | Solar Inverter |  | INDOOR
SRP03602 | SMA AMERICA | SB7000US (208V) | 7000 | 1 |  |  | 0.97 | Solar Inverter |  | INDOOR
SRP03603 | CHANGZHOU TRINA SOLAR ENERGY CO | TSM-185D | 235 | 16 | 180.5 | 45 |  | Solar | FIXED | Roof
SRP03603 | PV POWERED | PVP3500 | 3500 | 1 |  |  | 0.955 | Solar Inverter |  | INDOOR
SRP03604 | CANADIAN SOLAR | CS6P-230 | 235 | 37 | 249 | 28 |  | Solar | FIXED | Roof
SRP03604 | ENPHASE ENERGY | M200-32-240-S02 | 380 | 19 |  |  | 0.955 | Solar Inverter |  | Outside
SRP03605 | CHANGZHOU TRINA SOLAR ENERGY CO | TSM-185D | 235 | 9 | 93.7 | 23 |  | Solar | FIXED | Roof
SRP03605 | CHANGZHOU TRINA SOLAR ENERGY CO | TSM-185D | 235 | 8 | 273.7 | 23 |  | Solar | FIXED | Roof
SRP03605 | CHANGZHOU TRINA SOLAR ENERGY CO | TSM-185D | 235 | 44 | 93.7 | 30 |  | Solar | FIXED | Roof
SRP03605 | PV POWERED | PVP2000 | 2000 | 2 |  |  | 0.92 | Solar Inverter |  | INDOOR
SRP03605 | PV POWERED | PVP4800 | 4800 | 2 |  |  | 0.96 | Solar Inverter |  | INDOOR
SRP03606 | CHANGZHOU TRINA SOLAR ENERGY CO | TSM-185D | 235 | 6 | 116 | 21 |  | Solar | FIXED | Roof
SRP03606 | CHANGZHOU TRINA SOLAR ENERGY CO | TSM-185D | 235 | 30 | 206 | 25 |  | Solar | FIXED | Roof
SRP03606 | PV POWERED | PVP2000 | 2000 | 1 |  |  | 0.92 | Solar Inverter |  | INDOOR
SRP03606 | PV POWERED | PVP2500 | 2500 | 1 |  |  | 0.945 | Solar Inverter |  | INDOOR
SRP03606 | PV POWERED | PVP4800 | 4800 | 1 |  |  | 0.96 | Solar Inverter |  | INDOOR
SRP03608 | CHANGZHOU TRINA SOLAR ENERGY CO | TSM-185D | 235 | 30 | 209 | 20 |  | Solar | FIXED | Roof
SRP03608 | SMA AMERICA | SB7000US (208V) | 7000 | 1 |  |  | 0.97 | Solar Inverter |  | Outside
SRP03609 | SUNTECH POWER | STP180-24/AB-1 | 185 | 17 | 219.2 | 22 |  | Solar | FIXED | Roof
SRP03609 | SUNTECH POWER | STP180S-24/AB-1 | 185 | 20 | 219.2 | 31 |  | Solar | FIXED | Roof
SRP03609 | SMA AMERICA | SB3000US (208V) | 3000 | 2 |  |  | 0.96 | Solar Inverter |  | Outside
SRP03609 | SMA AMERICA | SB4000US (208V) | 4000 | 1 |  |  | 0.96 | Solar Inverter |  | Outside
SRP03610 | SUNTECH POWER | STP180S-24/AB-1 | 185 | 40 | 225 | 27 |  | Solar | FIXED | Roof
SRP03610 | SMA AMERICA | SB7000US (208V) | 7000 | 1 |  |  | 0.97 | Solar Inverter |  | INDOOR
SRP03611 | SUNTECH POWER | STP180-24/AB-1 | 185 | 63 | 93 | 10 |  | Solar | FIXED | Roof
SRP03611 | SMA AMERICA | SB5000US | 5000 | 1 |  |  | 0.97 | Solar Inverter |  | INDOOR
SRP03611 | SMA AMERICA | SB6000U (208V) | 6000 | 1 |  |  | 0.97 | Solar Inverter |  | INDOOR
SRP03612 | CHANGZHOU TRINA SOLAR ENERGY CO | TSM-185D | 235 | 84 | 97.6 | 30 |  | Solar | FIXED | Roof
SRP03612 | CHANGZHOU TRINA SOLAR ENERGY CO | TSM-185D | 235 | 8 | 187.6 | 30 |  | Solar | FIXED | Roof
SRP03612 | CHANGZHOU TRINA SOLAR ENERGY CO | TSM-185D | 235 | 72 | 277.6 | 30 |  | Solar | FIXED | Roof
SRP03612 | SMA AMERICA | SB3000US (208V) | 3000 | 1 |  |  | 0.96 | Solar Inverter |  | INDOOR
SRP03612 | SMA AMERICA | SB6000U (208V) | 6000 | 1 |  |  | 0.97 | Solar Inverter |  | INDOOR
SRP03612 | SMA AMERICA | SB7000US (208V) | 7000 | 3 |  |  | 0.97 | Solar Inverter |  | INDOOR
SRP03612 | SMA AMERICA | SB7000US (277V) | 8000 | 1 |  |  | 0.965 | Solar Inverter |  | INDOOR
SRP03613 | CHANGZHOU TRINA SOLAR ENERGY CO | TSM-185D | 235 | 26 | 248 | 38 |  | Solar | FIXED | Roof
SRP03613 | SMA AMERICA | SB6000U (208V) | 6000 | 1 |  |  | 0.97 | Solar Inverter |  | INDOOR
SRP03614 | CANADIAN SOLAR | CS6P-230 | 230 | 66 | 180 | 30 |  | Solar | FIXED | Ground
SRP03614 | SMA AMERICA | SB7000US (208V) | 7000 | 2 |  |  | 0.971 | Solar Inverter |  | OUTDOOR
SRP03615 | SUNPOWER | SPR-230-WHT-U | 240 | 45 | 142 | 30 |  | Solar | FIXED | Roof
SRP03615 | SUNPOWER | SPR-230-WHT-U | 240 | 10 | 232 | 45 |  | Solar | FIXED | Roof
SRP03615 | SUNPOWER CORP (ORIGINAL MFRSMA) | SPR-4000M (208V) | 4000 | 2 |  |  | 0.968 | Solar Inverter |  | INDOOR
SRP03615 | SUNPOWER CORP (ORIGINAL MFRSMA) | SPR-7000M (208V) | 7000 | 1 |  |  | 0.971 | Solar Inverter |  | INDOOR
SRP03616 | SUNPOWER | SPR-315E-WHT-U | 320 | 24 | 213 | 26 |  | Solar | FIXED | Roof
SRP03616 | SUNPOWER | SPR-315E-WHT-U | 320 | 12 | 123 | 40 |  | Solar | FIXED | Roof
SRP03616 | SUNPOWER | SPR-300E-WHT-U | 320 | 12 | 213 | 40 |  | Solar | FIXED | Roof
SRP03616 | SUNPOWER CORP (ORIGINAL MFRSMA) | SPR-4000M (208V) | 4000 | 2 |  |  | 0.968 | Solar Inverter |  | INDOOR
SRP03616 | SUNPOWER CORP (ORIGINAL MFRSMA) | SPR-7000M (208V) | 7000 | 1 |  |  | 0.971 | Solar Inverter |  | INDOOR
SRP03619 | CANADIAN SOLAR | CS6P-230 | 295 | 27 | 97.4 | 30 |  | Solar | FIXED | Roof
SRP03619 | SMA AMERICA | SB7000US (208V) | 7000 | 1 |  |  | 0.96 | Solar Inverter |  | INDOOR
SRP03621 | SOLARWORLD | SW185MONO | 240 | 28 | 164 | 21 |  | Solar | FIXED | Roof
SRP03621 | SOLARWORLD | SW185MONO | 240 | 22 | 254 | 21 |  | Solar | FIXED | Roof
SRP03621 | SMA AMERICA | SB5000US | 5000 | 1 |  |  | 0.95 | Solar Inverter |  | OUTDOOR
SRP03621 | SMA AMERICA | SB7000US (208V) | 7000 | 1 |  |  | 0.95 | Solar Inverter |  | OUTDOOR
SRP03622 | NINGBO SOLAR ELECTRIC POWER | TDB125X125-72-P 175W | 280 | 352 | 151 | 20 |  | Solar | FIXED | Roof
SRP03622 | SATCON TECHNOLOGY | PVS-100 (208 V) | 100000 | 1 |  |  | 0.96 | Solar Inverter |  | OUTDOOR
SRP03623 | CHANGZHOU TRINA SOLAR ENERGY CO | TSM-185D | 230 | 22 | 151.2 | 18 |  | Solar | FIXED | Roof
SRP03623 | SMA AMERICA | SB4000US (208V) | 4000 | 1 |  |  | 0.968 | Solar Inverter |  | OUTDOOR
SRP03624 | CHANGZHOU TRINA SOLAR ENERGY CO | TSM-185D | 230 | 22 | 201.8 | 20 |  | Solar | FIXED | Roof
SRP03624 | SMA AMERICA | SB5000US | 5000 | 1 |  |  | 0.968 | Solar Inverter |  | OUTDOOR
SRP03625 | CHANGZHOU TRINA SOLAR ENERGY CO | TSM-185D | 235 | 12 | 110.3 | 30 |  | Solar | FIXED | Roof
SRP03625 | CHANGZHOU TRINA SOLAR ENERGY CO | TSM-185D | 235 | 24 | 200.3 | 31 |  | Solar | FIXED | Roof
SRP03625 | PV POWERED | PVP2500 | 2500 | 1 |  |  | 0.945 | Solar Inverter |  | INDOOR
SRP03625 | PV POWERED | PVP4800 | 4800 | 1 |  |  | 0.96 | Solar Inverter |  | INDOOR
SRP03627 | CHANGZHOU TRINA SOLAR ENERGY CO | TSM-185D | 235 | 34 | 174.6 | 20 |  | Solar | FIXED | Roof
SRP03627 | PV POWERED | PVP3500 | 3500 | 1 |  |  | 0.955 | Solar Inverter |  | OUTDOOR
SRP03627 | PV POWERED | PVP4800 | 4800 | 1 |  |  | 0.96 | Solar Inverter |  | Outside
SRP03628 | CHANGZHOU TRINA SOLAR ENERGY CO | TSM-185D | 230 | 10 | 172 | 19 |  | Solar | FIXED | Roof
SRP03628 | CHANGZHOU TRINA SOLAR ENERGY CO | TSM-185D | 230 | 20 | 257 | 19 |  | Solar | FIXED | Roof
SRP03628 | ENPHASE ENERGY | M200-32-208-S01 | 215 | 30 |  |  | 0.963 | Solar Inverter |  | OUTDOOR
SRP03629 | BP SOLAR | SX3200B | 215 | 22 | 173 | 40 |  | Solar | FIXED | Roof
SRP03629 | SMA AMERICA | SB5000US | 5000 | 1 |  |  | 0.968 | Solar Inverter |  | INDOOR
SRP03630 | CHANGZHOU TRINA SOLAR ENERGY CO | TSM-185D | 235 | 20 | 192.9 | 18 |  | Solar | FIXED | Roof
SRP03630 | PV POWERED | PVP4800 | 4800 | 1 |  |  | 0.96 | Solar Inverter |  | INDOOR
SRP03631 | BP SOLAR | SX3200W | 215 | 26 | 200 | 30 |  | Solar | FIXED | Roof
SRP03631 | SMA AMERICA | SB5000US | 5000 | 1 |  |  | 0.955 | Solar Inverter |  | INDOOR
SRP03632 | SUNPOWER | SPR-230-WHT-U | 230 | 33 | 177 | 18 |  | Solar | FIXED | Roof
SRP03632 | ENPHASE ENERGY | M200-32-208-S01 | 210 | 33 |  |  | 0.96 | Solar Inverter |  | OUTDOOR
SRP03633 | SOLARWORLD | SW185MONO | 240 | 16 | 217 | 7.1 |  | Solar | FIXED | Roof
SRP03633 | SOLECTRIA RENEWABLES | PVI 3000 (208V) | 3800 | 1 |  |  | 0.976 | Solar Inverter |  | INDOOR
SRP03635 | SOLARWORLD | SW185MONO | 240 | 22 | 226 | 27 |  | Solar | FIXED | Roof
SRP03635 | SMA AMERICA | SWR2500U (208V) | 2500 | 2 |  |  | 0.94 | Solar Inverter |  | Inside
SRP03636 | CHANGZHOU TRINA SOLAR ENERGY CO | TSM-185D | 230 | 30 | 170.8 | 29 |  | Solar | FIXED | Roof
SRP03636 | SMA AMERICA | SB7000US (208V) | 7000 | 1 |  |  | 0.969 | Solar Inverter |  | OUTDOOR
SRP03637 | CHANGZHOU TRINA SOLAR ENERGY CO | TSM-185D | 230 | 22 | 186.5 | 28 |  | Solar | FIXED | Roof
SRP03637 | SMA AMERICA | SB5000US | 5000 | 1 |  |  | 0.968 | Solar Inverter |  | INDOOR
SRP03638 | CHANGZHOU TRINA SOLAR ENERGY CO | TSM-185D | 240 | 23 | 196 | 20 |  | Solar | FIXED | Roof
SRP03638 | ENPHASE ENERGY | M200-32-240-S02 | 215 | 1 |  |  | 0.963 | Solar Inverter |  | Outside
SRP03638 | SMA AMERICA | SB5000US | 5000 | 1 |  |  | 0.968 | Solar Inverter |  | INDOOR
SRP03639 | CHANGZHOU TRINA SOLAR ENERGY CO | TSM-185D | 235 | 34 | 175 | 30 |  | Solar | FIXED | Roof
SRP03639 | ENPHASE ENERGY | M200-32-208-S01 | 215 | 34 |  |  | 0.97 | Solar Inverter |  | OUTDOOR
SRP03640 | MATRIX SOLAR/PHOTOWATT | PW1250-115 | 230 | 27 | 210 | 40 |  | Solar | FIXED | Roof
SRP03640 | ENPHASE ENERGY | M200-32-208-S01 | 190 | 27 |  |  | 0.955 | Solar Inverter |  | OUTDOOR
SRP03641 | SUNWIZE TECHNOLOGIES |  | 235 | 2665 | 207 | 5 |  | Solar | FIXED | Roof
SRP03641 | SUNWIZE TECHNOLOGIES |  | 235 | 2639 | 203 | 13 |  | Solar | FIXED | Roof
SRP03641 | XANTREX TECHNOLOGY | GT100-480 | 500000 | 2 |  |  | 0.97 | Solar Inverter |  | OUTDOOR
SRP03642 | CHANGZHOU TRINA SOLAR ENERGY CO | TSM-185D | 235 | 33 | 209.3 | 15 |  | Solar | FIXED | Roof
SRP03642 | SMA AMERICA | SB7000US (208V) | 7000 | 1 |  |  | 0.97 | Solar Inverter |  | OUTDOOR
SRP03643 | SUNTECH POWER | STP180S-24/AB-1 | 185 | 60 | 200.5 | 20 |  | Solar | FIXED | Roof
SRP03643 | PV POWERED | PVP4800 | 4800 | 2 |  |  | 0.96 | Solar Inverter |  | OUTDOOR
SRP03647 | CHANGZHOU TRINA SOLAR ENERGY CO | TSM-185D | 235 | 32 | 248 | 33 |  | Solar | FIXED | Roof
SRP03647 | PV POWERED | PVP3500 | 3500 | 2 |  |  | 0.955 | Solar Inverter |  | INDOOR
SRP03648 | SUNTECH POWER | STP180-24/AB-1 | 185 | 34 | 229.7 | 15 |  | Solar | FIXED | Roof
SRP03648 | PV POWERED | PVP3000 | 3000 | 2 |  |  | 0.935 | Solar Inverter |  | INDOOR
SRP03651 | SUNTECH POWER | STP180S-24/AB-1 | 185 | 56 | 208.6 | 21 |  | Solar | FIXED | Roof
SRP03651 | PV POWERED | PVP4800 | 4800 | 1 |  |  | 0.96 | Solar Inverter |  | INDOOR
SRP03651 | PV POWERED | PVP4800 | 4800 | 1 |  |  | 0.96 | Solar Inverter |  | INDOOR
SRP03652 | SUNTECH POWER | STP200UB | 205 | 39 | 234.8 | 25 |  | Solar | FIXED | Roof
SRP03652 | SMA AMERICA | SB7000US (208V) | 7000 | 1 |  |  | 0.97 | Solar Inverter |  | INDOOR
SRP03655 | SANYO ELECTRIC | HIP-205BA5 | 220 | 40 | 118 | 20 |  | Solar | FIXED | Roof
SRP03655 | SMA AMERICA | SB7000US (277V) | 8000 | 1 |  |  | 0.965 | Solar Inverter |  | INDOOR
SRP03656 | CHANGZHOU TRINA SOLAR ENERGY CO | TSM-185D | 235 | 42 | 148.1 | 24 |  | Solar | FIXED | Roof
SRP03656 | PV POWERED | PVP4600 | 4600 | 2 |  |  | 0.955 | Solar Inverter |  | Outside
SRP03657 | SHARP | ND-224UC1 | 235 | 39 | 195 | 30 |  | Solar | FIXED | Roof
SRP03657 | SMA AMERICA | SB3000US (208V) | 3000 | 1 |  |  | 0.969 | Solar Inverter |  | Outside
SRP03657 | SMA AMERICA | SB6000U (208V) | 6000 | 1 |  |  | 0.965 | Solar Inverter |  | Outside
SRP03658 | SUNPOWER | SPR-230-WHT-U | 240 | 34 | 218 | 25 |  | Solar | FIXED | Roof
SRP03658 | ENPHASE ENERGY | M200-32-240-S02 | 210 | 34 |  |  | 0.96 | Solar Inverter |  | Outside
SRP03659 | CHANGZHOU TRINA SOLAR ENERGY CO | TSM-185D | 235 | 16 | 201.9 | 10 |  | Solar | FIXED | Roof
SRP03659 | CHANGZHOU TRINA SOLAR ENERGY CO | TSM-185D | 235 | 16 | 111.9 | 13 |  | Solar | FIXED | Roof
SRP03659 | CHANGZHOU TRINA SOLAR ENERGY CO | TSM-185D | 235 | 12 | 111.9 | 17 |  | Solar | FIXED | Roof
SRP03659 | PV POWERED | PVP2500 | 2500 | 1 |  |  | 0.945 | Solar Inverter |  | INDOOR
SRP03659 | PV POWERED | PVP3500 | 3500 | 2 |  |  | 0.955 | Solar Inverter |  | INDOOR
SRP03660 | SCHUCO USA |  | 230 | 121 | 180 | 10 |  | Solar | FIXED | Roof
SRP03660 | SOLECTRIA RENEWABLES | PVI13KW-208 | 13000 | 1 |  |  | 0.958 | Solar Inverter |  | Inside
SRP03660 | SOLECTRIA RENEWABLES | PVI15KW-480 | 15000 | 1 |  |  | 0.958 | Solar Inverter |  | INDOOR
SRP03661 | SUNPOWER | SPR-205-BLK-U | 205 | 30 | 99.8 | 33 |  | Solar | FIXED | Roof
SRP03661 | SMA AMERICA | SB3000US (208V) | 3000 | 2 |  |  | 0.96 | Solar Inverter |  | INDOOR
SRP03662 | SUNTECH POWER | STP200UB | 205 | 24 | 91.7 | 28 |  | Solar | FIXED | Roof
SRP03662 | PV POWERED | PVP4800 | 4800 | 1 |  |  | 0.96 | Solar Inverter |  | INDOOR
SRP03663 | CHANGZHOU TRINA SOLAR ENERGY CO | TSM-185D | 235 | 24 | 110.9 | 30 |  | Solar | FIXED | Roof
SRP03663 | SMA AMERICA | SB6000U (208V) | 6000 | 1 |  |  | 0.97 | Solar Inverter |  | Outside
SRP03664 | CHANGZHOU TRINA SOLAR ENERGY CO | TSM-185D | 240 | 36 | 57.9 | 10 |  | Solar | FIXED | Roof
SRP03664 | SMA AMERICA | SB7000US (277V) | 8000 | 1 |  |  | 0.96 | Solar Inverter |  | Inside
SRP03665 | CHANGZHOU TRINA SOLAR ENERGY CO | TSM-185D | 235 | 78 | 186 | 10 |  | Solar | FIXED | Roof
SRP03665 | SMA AMERICA | SB7000US (208V) | 8000 | 1 |  |  | 0.98 | Solar Inverter |  | OUTDOOR
SRP03665 | SMA AMERICA | SB7000US (240V) | 8000 | 1 |  |  | 0.98 | Solar Inverter |  | OUTDOOR
SRP03666 | CHANGZHOU TRINA SOLAR ENERGY CO | TSM-185D | 235 | 126 | 186 | 10 |  | Solar | FIXED | Roof
SRP03666 | SMA AMERICA | SB7000US (240V) | 10000 | 1 |  |  | 0.98 | Solar Inverter |  | OUTDOOR
SRP03666 | SMA AMERICA | SB7000US (277V) | 10000 | 2 |  |  | 0.98 | Solar Inverter |  | OUTDOOR
SRP03667 | SUNPOWER | SPR-315E-WHT-U | 320 | 496 | 225 | 18 |  | Solar | FIXED | Roof
SRP03667 | SATCON TECHNOLOGY | PVS-50 (208 V) | 50000 | 3 |  |  | 0.96 | Solar Inverter |  | INDOOR
SRP03668 | REC SCANMODULE | SCM230 | 235 | 156 | 180 | 10 |  | Solar | FIXED | Ground
SRP03668 | SMA AMERICA | SB1100U | 10000 | 3 |  |  | 0.983 | Solar Inverter |  | OUTDOOR
SRP03669 | SUNPOWER | SPR-230-WHT-U | 240 | 30 | 162 | 36 |  | Solar | FIXED | Roof
SRP03669 | SUNPOWER CORP (ORIGINAL MFRSMA) | SPR-7000M (240V) | 7000 | 1 |  |  | 0.971 | Solar Inverter |  | INDOOR
SRP03670 | CHANGZHOU TRINA SOLAR ENERGY CO | TSM-185D | 225 | 80 | 205 | 5 |  | Solar | FIXED | Roof
SRP03670 | POWER-ONE | PVI-6000-OUTD-US (208 V) | 6000 | 1 |  |  | 0.97 | Solar Inverter |  | INDOOR
SRP03670 | FRONIUS USA |  | 11400 | 1 |  |  | 0.97 | Solar Inverter |  | INDOOR
SRP03671 | REC SCANMODULE | SCM230 | 235 | 95 | 188 | 10 |  | Solar | FIXED | Roof
SRP03671 | SMA AMERICA | SB7000US (208V) | 8000 | 3 |  |  | 0.985 | Solar Inverter |  | OUTDOOR
SRP03672 | BAODING YINGLI NEW ENERGY RESOURCES CO | YL175(156) | 235 | 637 | 213 | 3 |  | Solar | FIXED | Roof
SRP03672 | SATCON TECHNOLOGY | PVS-135 (208 V) | 135000 | 1 |  |  | 0.96 | Solar Inverter |  | OUTDOOR
SRP03673 | BP SOLAR | SX3200B | 215 | 9 | 109 | 23 |  | Solar | FIXED | Roof
SRP03673 | BP SOLAR | SX3200B | 215 | 10 | 198 | 40 |  | Solar | FIXED | Roof
SRP03673 | FRONIUS USA | IG 2000 | 2000 | 2 |  |  | 0.955 | Solar Inverter |  | OUTDOOR
SRP03674 | CHANGZHOU TRINA SOLAR ENERGY CO | TSM-185D | 235 | 34 | 149.3 | 30 |  | Solar | FIXED | Roof
SRP03674 | PV POWERED | PVP3000 | 3000 | 1 |  |  | 0.935 | Solar Inverter |  | Outside
SRP03674 | PV POWERED | PVP4800 | 4800 | 1 |  |  | 0.96 | Solar Inverter |  | Outside
SRP03675 | CHANGZHOU TRINA SOLAR ENERGY CO | TSM-185D | 235 | 13 | 100.2 | 32 |  | Solar | FIXED | Roof
SRP03675 | SMA AMERICA | SB4000US (208V) | 4000 | 1 |  |  | 0.96 | Solar Inverter |  | INDOOR
SRP03676 | CHANGZHOU TRINA SOLAR ENERGY CO | TSM-185D | 235 | 24 | 225.5 | 20 |  | Solar | FIXED | Roof
SRP03676 | SMA AMERICA | SB6000U (208V) | 6000 | 1 |  |  | 0.97 | Solar Inverter |  | INDOOR
SRP03677 | CHANGZHOU TRINA SOLAR ENERGY CO | TSM-185D | 235 | 30 | 193.3 | 16 |  | Solar | FIXED | Roof
SRP03677 | SMA AMERICA | SB7000US (208V) | 7000 | 1 |  |  | 0.97 | Solar Inverter |  | INDOOR
SRP03678 | CHANGZHOU TRINA SOLAR ENERGY CO | TSM-185D | 235 | 40 | 166.2 | 32 |  | Solar | FIXED | Roof
SRP03678 | PV POWERED | PVP4800 | 4800 | 2 |  |  | 0.96 | Solar Inverter |  | INDOOR
SRP03679 | CHANGZHOU TRINA SOLAR ENERGY CO | TSM-185D | 235 | 22 | 211.6 | 14 |  | Solar | FIXED | Roof
SRP03679 | SMA AMERICA | SB5000US (240V) | 5000 | 1 |  |  | 0.96 | Solar Inverter |  | OUTDOOR
SRP03680 | SUNTECH POWER | STP200S-18/UB-1 | 205 | 40 | 177.5 | 34 |  | Solar | FIXED | Roof
SRP03680 | PV POWERED | PVP3500 | 3500 | 2 |  |  | 0.955 | Solar Inverter |  | INDOOR
SRP03681 | CHANGZHOU TRINA SOLAR ENERGY CO | TSM-185D | 235 | 28 | 248.4 | 34 |  | Solar | FIXED | Roof
SRP03681 | SMA AMERICA | SB3000US (208V) | 3000 | 1 |  |  | 0.96 | Solar Inverter |  | INDOOR
SRP03681 | SMA AMERICA | SB4000US (208V) | 4000 | 1 |  |  | 0.96 | Solar Inverter |  | INDOOR
SRP03682 | SUNTECH POWER | STP21018 | 225 | 6 | 125 | 31 |  | Solar | FIXED | Roof
SRP03682 | SUNTECH POWER | STP21018 | 225 | 23 | 215 | 38 |  | Solar | FIXED | Roof
SRP03682 | ENPHASE ENERGY | M200-32-208-S01 | 190 | 6 |  |  | 0.955 | Solar Inverter |  | Outside
SRP03682 | POWER-ONE | PVI-5000-OUTD-US (208 V) | 5000 | 1 |  |  | 0.97 | Solar Inverter |  | Outside
SRP03685 | SUNTECH POWER | STP200-18/UB-1 | 205 | 42 | 164.3 | 30 |  | Solar | FIXED | Roof
SRP03685 | SMA AMERICA | SB7000US (277V) | 8000 | 1 |  |  | 0.965 | Solar Inverter |  | INDOOR
SRP03686 | CHANGZHOU TRINA SOLAR ENERGY CO | TSM-185D | 230 | 9576 | 180 | 0 |  | Solar | FIXED | Ground
SRP03686 | ADVANCED ENERGY INDUSTRIES | 3159000-110 | 500000 | 4 |  |  | 0.986 | Solar Inverter |  | OUTDOOR
SRP03687 | CHANGZHOU TRINA SOLAR ENERGY CO | TSM-185D | 235 | 12 | 175.2 | 38 |  | Solar | FIXED | Roof
SRP03687 | CHANGZHOU TRINA SOLAR ENERGY CO | TSM-185D | 235 | 12 | 175.2 | 40 |  | Solar | FIXED | Roof
SRP03687 | PV POWERED | PVP2500 | 2500 | 1 |  |  | 0.945 | Solar Inverter |  | INDOOR
SRP03687 | PV POWERED | PVP2500 | 2500 | 1 |  |  | 0.945 | Solar Inverter |  | INDOOR
SRP03688 | CHANGZHOU TRINA SOLAR ENERGY CO | TSM-185D | 235 | 28 | 195.9 | 30 |  | Solar | FIXED | Roof
SRP03688 | PV POWERED | PVP3000 | 3000 | 1 |  |  | 0.935 | Solar Inverter |  | OUTDOOR
SRP03688 | PV POWERED | PVP3000 | 3000 | 1 |  |  | 0.935 | Solar Inverter |  | OUTDOOR
SRP03689 | SUNTECH POWER | STP200-18/UB-1 | 205 | 30 | 183.9 | 25 |  | Solar | FIXED | Roof
SRP03689 | SMA AMERICA | SB3000US (208V) | 3000 | 2 |  |  | 0.96 | Solar Inverter |  | Outside
SRP03690 | UNITED SOLAR OVONIC | PVL-144 | 144 | 2013 | 152 | 2.5 |  | Solar | FIXED | Roof
SRP03690 | UNITED SOLAR OVONIC | PVL-144 | 144 | 3905 | 152 | 2.5 |  | Solar | FIXED | Roof
SRP03690 | UNITED SOLAR OVONIC | PVL-144 | 144 | 4059 | 152 | 2.5 |  | Solar | FIXED | Roof
SRP03690 | UNITED SOLAR OVONIC | PVL-144 | 144 | 4026 | 242 | 2.5 |  | Solar | FIXED | Roof
SRP03690 | SATCON TECHNOLOGY | PVS-250 (208 V) | 250000 | 1 |  |  | 0.975 | Solar Inverter |  | OUTDOOR
SRP03690 | SATCON TECHNOLOGY | PVS-500 (480 V) | 500000 | 1 |  |  | 0.975 | Solar Inverter |  | OUTDOOR
SRP03691 | SUNTECH POWER | STP200-18/UB-1 | 205 | 56 | 233.5 | 30 |  | Solar | FIXED | Roof
SRP03691 | SMA AMERICA | SB6000U (208V) | 6000 | 2 |  |  | 0.97 | Solar Inverter |  | INDOOR
SRP03693 | SUNTECH POWER | STP180-24/AB-1 | 185 | 66 | 270.5 | 20 |  | Solar | FIXED | Roof
SRP03693 | SMA AMERICA | SB6000U (208V) | 6000 | 2 |  |  | 0.97 | Solar Inverter |  | OUTDOOR
SRP03694 | CHANGZHOU TRINA SOLAR ENERGY CO | TSM-185D | 230 | 32 | 233 | 22 |  | Solar | FIXED | Roof
SRP03694 | PV POWERED | PVP2000 | 2000 | 1 |  |  | 0.92 | Solar Inverter |  | OUTDOOR
SRP03694 | PV POWERED | PVP4800 | 4800 | 1 |  |  | 0.96 | Solar Inverter |  | OUTDOOR
SRP03695 | CHANGZHOU TRINA SOLAR ENERGY CO | TSM-185D | 235 | 36 | 105.3 | 18 |  | Solar | FIXED | Roof
SRP03695 | SMA AMERICA | SB7000US (277V) | 8000 | 1 |  |  | 0.965 | Solar Inverter |  | INDOOR
SRP03696 | UNITED SOLAR OVONIC | PVL-93 | 144 | 22 | 177 | 16 |  | Solar | FIXED | Roof
SRP03696 | SMA AMERICA | SB4000US (208V) | 4000 | 1 |  |  | 0.967 | Solar Inverter |  | INDOOR
SRP03697 | CHANGZHOU TRINA SOLAR ENERGY CO | TSM-185D | 235 | 116 | 180 | 30 |  | Solar | FIXED | Ground
SRP03697 | PV POWERED | PVP4800 | 4800 | 5 |  |  | 0.96 | Solar Inverter |  | OUTDOOR
SRP03698 | CHANGZHOU TRINA SOLAR ENERGY CO | TSM-185D | 230 | 14 | 267 | 26 |  | Solar | FIXED | Roof
SRP03698 | CHANGZHOU TRINA SOLAR ENERGY CO | TSM-185D | 230 | 24 | 177 | 30 |  | Solar | FIXED | Roof
SRP03698 | PV POWERED | PVP3000 | 3000 | 1 |  |  | 0.935 | Solar Inverter |  | OUTDOOR
SRP03698 | PV POWERED | PVP4800 | 4800 | 1 |  |  | 0.96 | Solar Inverter |  | OUTDOOR
SRP03699 | SUNTECH POWER | STP210-18/UB-1 | 235 | 103 | 140 | 5 |  | Solar | FIXED | Roof
SRP03699 | FRONIUS USA |  | 11400 | 2 |  |  | 0.97 | Solar Inverter |  | INDOOR
SRP03700 | CHANGZHOU TRINA SOLAR ENERGY CO | TSM-185D | 235 | 26 | 247 | 30 |  | Solar | FIXED | Roof
SRP03700 | SMA AMERICA | SB6000U (208V) | 6000 | 1 |  |  | 0.97 | Solar Inverter |  | OUTDOOR
SRP03702 | CHANGZHOU TRINA SOLAR ENERGY CO | TSM-185D | 235 | 16 | 170.4 | 30 |  | Solar | FIXED | Roof
SRP03702 | PV POWERED | PVP3500 | 3500 | 1 |  |  | 0.955 | Solar Inverter |  | Inside
SRP03703 | CHANGZHOU TRINA SOLAR ENERGY CO | TSM-185D | 230 | 26 | 211 | 34 |  | Solar | FIXED | Roof
SRP03703 | SMA AMERICA | SB6000U (208V) | 6000 | 1 |  |  | 0.97 | Solar Inverter |  | OUTDOOR
SRP03704 | CHANGZHOU TRINA SOLAR ENERGY CO | TSM-185D | 230 | 36 | 181 | 32 |  | Solar | FIXED | Roof
SRP03704 | SMA AMERICA | SB7000US (240V) | 7000 | 1 |  |  | 0.971 | Solar Inverter |  | INDOOR
SRP03705 | CHANGZHOU TRINA SOLAR ENERGY CO | TSM-185D | 235 | 46 | 104.2 | 30 |  | Solar | FIXED | Roof
SRP03705 | PV POWERED | PVP4800 | 4800 | 2 |  |  | 0.96 | Solar Inverter |  | Inside
SRP03706 | SUNTECH POWER | STP180-24/AB-1 | 185 | 32 | 165 | 35 |  | Solar | FIXED | Roof
SRP03706 | SMA AMERICA | SB6000U (240V) | 6000 | 1 |  |  | 0.97 | Solar Inverter |  | INDOOR
SRP03708 | CHANGZHOU TRINA SOLAR ENERGY CO | TSM-185D | 235 | 46 | 220.1 | 35 |  | Solar | FIXED | Roof
SRP03708 | SMA AMERICA | SB5000US | 5000 | 1 |  |  | 0.96 | Solar Inverter |  | INDOOR
SRP03708 | SMA AMERICA | SB6000U (208V) | 6000 | 1 |  |  | 0.97 | Solar Inverter |  | INDOOR
SRP03709 | BP SOLAR | SX3200B | 215 | 12 | 218 | 40 |  | Solar | FIXED | Roof
SRP03709 | SMA AMERICA | SB4000US (208V) | 4000 | 1 |  |  | 0.968 | Solar Inverter |  | INDOOR
SRP03710 | CHANGZHOU TRINA SOLAR ENERGY CO | TSM-185D | 235 | 24 | 186.2 | 10 |  | Solar | FIXED | Roof
SRP03710 | SMA AMERICA | SB6000U (240V) | 6000 | 1 |  |  | 0.97 | Solar Inverter |  | INDOOR
SRP03711 | SUNPOWER | SPR-230-WHT-U | 230 | 24 | 192 | 30 |  | Solar | FIXED | Roof
SRP03711 | ENPHASE ENERGY | M200-32-240-S02 | 210 | 24 |  |  | 0.955 | Solar Inverter |  | OUTDOOR
SRP03712 | CHANGZHOU TRINA SOLAR ENERGY CO | TSM-185D | 235 | 11 | 160 | 41 |  | Solar | FIXED | Roof
SRP03712 | PV POWERED | PVP2500 | 2500 | 1 |  |  | 0.945 | Solar Inverter |  | Outside
SRP03713 | SHARP | ND-224U1F | 235 | 30 | 163.2 | 19 |  | Solar | FIXED | Roof
SRP03713 | SMA AMERICA | SB7000US (208V) | 7000 | 1 |  |  | 0.97 | Solar Inverter |  | Outside
SRP03714 | CANADIAN SOLAR | CS6P-230 | 230 | 10 | 154 | 28 |  | Solar | FIXED | Roof
SRP03714 | CANADIAN SOLAR | CS6P-230 | 230 | 8 | 244 | 28 |  | Solar | FIXED | Roof
SRP03714 | ENPHASE ENERGY | M200-32-208-S01 | 190 | 18 |  |  | 0.955 | Solar Inverter |  | OUTDOOR
SRP03715 | MATRIX SOLAR/PHOTOWATT | PW1000-100 | 185 | 45 | 165 | 35 |  | Solar | FIXED | Ground
SRP03715 | MATRIX SOLAR/PHOTOWATT | PW1000-100 | 185 | 6 | 160 | 40 |  | Solar | FIXED | Roof
SRP03715 | MATRIX SOLAR/PHOTOWATT | PW1000-100 | 185 | 14 | 250 | 40 |  | Solar | FIXED | Roof
SRP03715 | FRONIUS USA | IG 2000 | 2000 | 1 |  |  | 0.952 | Solar Inverter |  | OUTDOOR
SRP03715 | SMA AMERICA | SB3000US (208V) | 3000 | 1 |  |  | 0.966 | Solar Inverter |  | OUTDOOR
SRP03715 | SMA AMERICA | SB4000US (208V) | 4000 | 2 |  |  | 0.968 | Solar Inverter |  | OUTDOOR
SRP03716 | SUNPOWER | SPR-225-BLK-U | 225 | 39 | 240 | 18 |  | Solar | FIXED | Roof
SRP03716 | SUNPOWER | SPR-225-BLK-U | 225 | 12 | 240 | 26 |  | Solar | FIXED | Roof
SRP03716 | SUNPOWER CORP (ORIGINAL MFRSMA) | SPR-3000M (208V) | 3000 | 3 |  |  | 0.966 | Solar Inverter |  | INDOOR
SRP03716 | SUNPOWER CORP (ORIGINAL MFRSMA) | SPR-4000M (208V) | 4000 | 1 |  |  | 0.968 | Solar Inverter |  | INDOOR
SRP03717 | SUNPOWER | SPR-225-BLK-U | 225 | 20 | 138 | 25 |  | Solar | FIXED | Roof
SRP03717 | SUNPOWER | SPR-225-BLK-U | 225 | 7 | 228 | 38 |  | Solar | FIXED | Roof
SRP03717 | ENPHASE ENERGY | M200-32-208-S01 | 210 | 27 |  |  | 0.96 | Solar Inverter |  | OUTDOOR
SRP03718 | SHARP | ND-224UC1 | 224 | 40 | 243 | 30 |  | Solar | FIXED | Roof
SRP03718 | XANTREX TECHNOLOGY | GT4.0N-NA-240/208 (208V) | 4000 | 1 |  |  | 0.96 | Solar Inverter |  | INDOOR
SRP03718 | XANTREX TECHNOLOGY | GT5.0-NA-240/208 (208V) | 5000 | 1 |  |  | 0.96 | Solar Inverter |  | Inside
SRP03719 | SUNPOWER | SPR-230-WHT-U | 240 | 36 | 168 | 37 |  | Solar | FIXED | Roof
SRP03719 | SUNPOWER CORP (ORIGINAL MFRSMA) | SPR-4000M (208V) | 4000 | 2 |  |  | 0.97 | Solar Inverter |  | INDOOR
SRP03721 | SUNPOWER | SPR-230-WHT-U | 230 | 33 | 133 | 18 |  | Solar | FIXED | Roof
SRP03721 | SMA AMERICA | SB3000US (208V) | 3000 | 1 |  |  | 0.97 | Solar Inverter |  | Outside
SRP03721 | SMA AMERICA | SB4000US (208V) | 4000 | 1 |  |  | 0.97 | Solar Inverter |  | Outside
SRP03722 | CANADIAN SOLAR | CS6P-230 | 235 | 28 | 108 | 18 |  | Solar | FIXED | Roof
SRP03722 | ENPHASE ENERGY | M200-32-240-S02 | 380 | 14 |  |  | 0.95 | Solar Inverter |  | OUTDOOR
SRP03723 | UNITED SOLAR OVONIC | ASR-68 | 68 | 38 | 225 | 27 |  | Solar | FIXED | Roof
SRP03723 | UNITED SOLAR OVONIC | PVL-144 | 144 | 44 | 135 | 10 |  | Solar | FIXED | Roof
SRP03723 | SMA AMERICA | SB5000US | 5000 | 1 |  |  | 0.968 | Solar Inverter |  | Inside
SRP03723 | SMA AMERICA | SB6000US (208V) | 6000 | 1 |  |  | 0.97 | Solar Inverter |  | Inside
SRP03724 | CHANGZHOU TRINA SOLAR ENERGY CO | TSM-185D | 230 | 36 | 100 | 22 |  | Solar | FIXED | Roof
SRP03724 | SMA AMERICA | SB7000US (277V) | 8000 | 1 |  |  | 0.963 | Solar Inverter |  | OUTDOOR
SRP03725 | TRINA SOLAR | TSM-230PA05 | 230 | 22 | 230 | 20 |  | Solar | FIXED | Roof
SRP03725 | SMA AMERICA | SB5000US (208V) | 5000 | 1 |  |  | 0.968 | Solar Inverter |  | OUTDOOR
SRP03726 | SCHUCO USA |  | 230 | 121 | 180 | 10 |  | Solar | FIXED | Roof
SRP03726 | SOLECTRIA RENEWABLES | PVI15KW-208 | 15000 | 1 |  |  | 0.958 | Solar Inverter |  | INDOOR
SRP03726 | SOLECTRIA RENEWABLES | PVI15KW-208 | 15000 | 1 |  |  | 0.958 | Solar Inverter |  | Inside
SRP03727 | SANYO ELECTRIC | HIP-205BA5 | 220 | 27 | 121 | 19 |  | Solar | FIXED | Roof
SRP03727 | SMA AMERICA | SB6000U (208V) | 6000 | 1 |  |  | 0.97 | Solar Inverter |  | OUTDOOR
SRP03729 | BAODING YINGLI NEW ENERGY RESOURCES CO | YL175(156) | 230 | 30 | 180 | 30 |  | Solar | FIXED | Ground
SRP03729 | PV POWERED | PVP2000 | 2000 | 3 |  |  | 0.92 | Solar Inverter |  | OUTDOOR
SRP03731 | REC SCANMODULE | SCM230 | 235 | 54 | 217 | 18 |  | Solar | FIXED | Roof
SRP03731 | SMA AMERICA | SB6000U (208V) | 6000 | 2 |  |  | 0.968 | Solar Inverter |  | INDOOR
SRP03732 | REC SCANMODULE | SCM230 | 235 | 39 | 217 | 15 |  | Solar | FIXED | Roof
SRP03732 | SMA AMERICA | SB7000US (277V) | 8000 | 1 |  |  | 0.965 | Solar Inverter |  | Inside
SRP03733 | BAODING YINGLI NEW ENERGY RESOURCES CO | YL175(156) | 225 | 35 | 180 | 25 |  | Solar | FIXED | Ground
SRP03733 | ENPHASE ENERGY | M200-32-208-S01 | 215 | 35 |  |  | 0.96 | Solar Inverter |  | OUTDOOR
SRP03735 | BP SOLAR | SX3200N_Q | 230 | 36 | 175 | 23 |  | Solar | FIXED | Roof
SRP03735 | ENPHASE ENERGY | M200-32-208-S01 | 190 | 36 |  |  | 0.955 | Solar Inverter |  | INDOOR
SRP03736 | SUNTECH POWER | STP180-24/AB-1 | 185 | 45 | 210 | 37 |  | Solar | FIXED | Roof
SRP03736 | SUNTECH POWER | STP180S-24/AB-1 | 185 | 9 | 300 | 37 |  | Solar | FIXED | Roof
SRP03736 | SMA AMERICA | SB3000US (208V) | 3000 | 1 |  |  | 0.965 | Solar Inverter |  | INDOOR
SRP03736 | SMA AMERICA | SB7000US (208V) | 7000 | 1 |  |  | 0.971 | Solar Inverter |  | INDOOR
SRP03737 | SUNTECH POWER | STP200-18/UB-1 | 205 | 28 | 160.4 | 15 |  | Solar | FIXED | Roof
SRP03737 | SMA AMERICA | SB6000U (208V) | 6000 | 1 |  |  | 0.97 | Solar Inverter |  | OUTDOOR
SRP03738 | REC SCANMODULE | SCM230 | 240 | 48 | 180 | 30 |  | Solar | FIXED | Ground
SRP03738 | FRONIUS USA |  | 10000 | 1 |  |  | 0.965 | Solar Inverter |  | INDOOR
SRP03739 | CHANGZHOU TRINA SOLAR ENERGY CO | TSM-185D | 235 | 39 | 171 | 20 |  | Solar | FIXED | Roof
SRP03739 | SMA AMERICA | SB7000US (277V) | 8000 | 1 |  |  | 0.965 | Solar Inverter |  | INDOOR
SRP03740 | SOLARWORLD | SW185MONO | 240 | 30 | 135 | 20 |  | Solar | FIXED | Roof
SRP03740 | SOLARWORLD | SW185MONO | 240 | 30 | 135 | 30 |  | Solar | FIXED | Roof
SRP03740 | FRONIUS USA |  | 6000 | 2 |  |  | 0.955 | Solar Inverter |  | OUTDOOR
SRP03741 | SUNPOWER | SPR-230-WHT-U | 230 | 28 | 177 | 20 |  | Solar | FIXED | Roof
SRP03741 | SUNPOWER CORP (ORIGINAL MFRSMA) | SPR-6000M (208V) | 6500 | 1 |  |  | 0.95 | Solar Inverter |  | INDOOR
SRP03742 | SUNPOWER | SPR-225-BLK-U | 225 | 54 | 188 | 39.5 |  | Solar | FIXED | Ground
SRP03742 | SUNPOWER CORP (ORIGINAL MFRSMA) | SPR-6000M (208V) | 6000 | 2 |  |  | 0.97 | Solar Inverter |  | OUTDOOR
SRP03743 | CHANGZHOU TRINA SOLAR ENERGY CO | TSM-185D | 235 | 33 | 113.6 | 32 |  | Solar | FIXED | Roof
SRP03743 | SMA AMERICA | SB7000US (208V) | 7000 | 1 |  |  | 0.97 | Solar Inverter |  | INDOOR
SRP03744 | SUNTECH POWER | STP210-18/UB-1 | 225 | 40 | 116 | 10 |  | Solar | FIXED | Roof
SRP03744 | SUNTECH POWER | STP200-18/UB-1 | 225 | 8 | 116 | 12 |  | Solar | FIXED | Roof
SRP03744 | SUNTECH POWER | STP210-18/UB-1 | 225 | 15 | 206 | 25 |  | Solar | FIXED | Roof
SRP03744 | SUNTECH POWER | STP210-18/UB-1 | 225 | 16 | 206 | 44 |  | Solar | FIXED | Roof
SRP03744 | ENPHASE ENERGY | M175-24-240-S02 | 190 | 79 |  |  | 0.968 | Solar Inverter |  | Outside
SRP03745 | CHANGZHOU TRINA SOLAR ENERGY CO | TSM-185D | 235 | 20 | 242.1 | 20 |  | Solar | FIXED | Roof
SRP03745 | PV POWERED | PVP4800 | 4800 | 1 |  |  | 0.96 | Solar Inverter |  | INDOOR
SRP03746 | SUNTECH POWER | STP200UB | 205 | 42 | 193.3 | 15 |  | Solar | FIXED | Roof
SRP03746 | SMA AMERICA | SB7000US (240V) | 8000 | 1 |  |  | 0.965 | Solar Inverter |  | INDOOR
SRP03747 | SUNTECH POWER | STP200UB | 205 | 26 | 106.1 | 22 |  | Solar | FIXED | Roof
SRP03747 | SMA AMERICA | SB5000US | 5000 | 1 |  |  | 0.96 | Solar Inverter |  | OUTDOOR
SRP03748 | CHANGZHOU TRINA SOLAR ENERGY CO | TSM-185D | 235 | 33 | 172 | 30 |  | Solar | FIXED | Roof
SRP03748 | SMA AMERICA | SB7000US (208V) | 7000 | 1 |  |  | 0.97 | Solar Inverter |  | INDOOR
SRP03749 | CHANGZHOU TRINA SOLAR ENERGY CO | TSM-185D | 230 | 12 | 116 | 18 |  | Solar | FIXED | Roof
SRP03749 | CHANGZHOU TRINA SOLAR ENERGY CO | TSM-185D | 230 | 12 | 206 | 18 |  | Solar | FIXED | Roof
SRP03749 | SMA AMERICA | SB5000US (208V) | 5000 | 1 |  |  | 0.968 | Solar Inverter |  | OUTDOOR
SRP03750 | KYOCERA SOLAR | KD210GX-LP | 235 | 503 | 180 | 0 |  | Solar | FIXED | Roof
SRP03750 | KYOCERA SOLAR | KD210GX-LP | 240 | 113 | 180 | 0 |  | Solar | FIXED | Roof
SRP03750 | ADVANCED ENERGY INDUSTRIES | 3159000-104 | 250000 | 1 |  |  | 0.98 | Solar Inverter |  | OUTDOOR
SRP03751 | KYOCERA SOLAR | KD210GX-LP | 235 | 3310 | 180 | 0 |  | Solar | FIXED | Roof
SRP03751 | KYOCERA SOLAR | KD210GX-LP | 240 | 610 | 180 | 0 |  | Solar | FIXED | Roof
SRP03751 | ADVANCED ENERGY INDUSTRIES | 3159000-104 | 333000 | 1 |  |  | 0.98 | Solar Inverter |  | OUTDOOR
SRP03751 | ADVANCED ENERGY INDUSTRIES | 3159000-104 | 500000 | 1 |  |  | 0.99 | Solar Inverter |  | OUTDOOR
SRP03752 | CHANGZHOU TRINA SOLAR ENERGY CO | TSM-185D | 235 | 12 | 130.1 | 20 |  | Solar | FIXED | Roof
SRP03752 | CHANGZHOU TRINA SOLAR ENERGY CO | TSM-185D | 235 | 6 | 220.1 | 20 |  | Solar | FIXED | Roof
SRP03752 | PV POWERED | PVP2000 | 2000 | 1 |  |  | 0.92 | Solar Inverter |  | Outside
SRP03752 | PV POWERED | PVP2500 | 2500 | 1 |  |  | 0.945 | Solar Inverter |  | OUTDOOR
SRP03753 | CHANGZHOU TRINA SOLAR ENERGY CO | TSM-185D | 235 | 54 | 90.8 | 30 |  | Solar | FIXED | Roof
SRP03753 | PV POWERED | PVP3000 | 3000 | 1 |  |  | 0.935 | Solar Inverter |  | INDOOR
SRP03753 | PV POWERED | PVP3500 | 3500 | 1 |  |  | 0.955 | Solar Inverter |  | INDOOR
SRP03753 | PV POWERED | PVP4800 | 4800 | 1 |  |  | 0.96 | Solar Inverter |  | INDOOR
SRP03754 | SUNTECH POWER | STP180S-24/AB-1 | 185 | 40 | 101 | 28 |  | Solar | FIXED | Roof
SRP03754 | SMA AMERICA | SB7000US (208V) | 7000 | 1 |  |  | 0.97 | Solar Inverter |  | INDOOR
SRP03755 | CHANGZHOU TRINA SOLAR ENERGY CO | TSM-185D | 235 | 22 | 159.8 | 35 |  | Solar | FIXED | Roof
SRP03755 | PV POWERED | PVP4800 | 4800 | 1 |  |  | 0.96 | Solar Inverter |  | INDOOR
SRP03756 | SCHUCO USA |  | 210 | 60 | 165.8 | 25 |  | Solar | FIXED | Roof
SRP03756 | SCHUCO USA |  | 215 | 60 | 165.8 | 10 |  | Solar | FIXED | Roof
SRP03756 | SCHUCO USA |  | 215 | 30 | 165.8 | 25 |  | Solar | FIXED | Roof
SRP03756 | SMA AMERICA | SB6000U (208V) | 6000 | 5 |  |  | 0.962 | Solar Inverter |  | Outside
SRP03757 | CHANGZHOU TRINA SOLAR ENERGY CO | TSM-185D | 235 | 33 | 120.6 | 33 |  | Solar | FIXED | Roof
SRP03757 | SMA AMERICA | SB7000US (208V) | 7000 | 1 |  |  | 0.97 | Solar Inverter |  | OUTDOOR
SRP03758 | SUNTECH POWER | STP180-24/AB-1 | 185 | 38 | 151 | 25 |  | Solar | FIXED | Roof
SRP03758 | PV POWERED | PVP2500 | 2500 | 1 |  |  | 0.945 | Solar Inverter |  | INDOOR
SRP03758 | PV POWERED | PVP4800 | 4800 | 1 |  |  | 0.96 | Solar Inverter |  | INDOOR
SRP03759 | SOLON AG FUER SOLARTECHNIK | P220/6+/01 235WP | 235 | 27 | 175 | 28 |  | Solar | FIXED | Roof
SRP03759 | ENPHASE ENERGY | M200-32-208-S01 | 215 | 27 |  |  | 0.963 | Solar Inverter |  | OUTDOOR
SRP03760 | SUNTECH POWER | STP180-24/AB-1 | 185 | 30 | 114.7 | 32 |  | Solar | FIXED | Roof
SRP03760 | SMA AMERICA | SB6000U (208V) | 6000 | 1 |  |  | 0.97 | Solar Inverter |  | INDOOR
SRP03762 | BP SOLAR | SX3200B | 215 | 31 | 146 | 20 |  | Solar | FIXED | Roof
SRP03762 | BP SOLAR | SX3200B | 215 | 5 | 230 | 20 |  | Solar | FIXED | Roof
SRP03762 | SMA AMERICA | SB3000US (208V) | 3000 | 1 |  |  | 0.965 | Solar Inverter |  | OUTDOOR
SRP03762 | SMA AMERICA | SB5000US | 5000 | 1 |  |  | 0.965 | Solar Inverter |  | OUTDOOR
SRP03765 | SUNTECH POWER | STP180-24/AB-1 | 185 | 60 | 187 | 32 |  | Solar | FIXED | Roof
SRP03765 | SMA AMERICA | SB5000US | 5000 | 2 |  |  | 0.97 | Solar Inverter |  | OUTDOOR
SRP03766 | SOLON AG FUER SOLARTECHNIK | P220/6+/01 235WP | 235 | 24 | 250 | 18.5 |  | Solar | FIXED | Roof
SRP03766 | SOLON AG FUER SOLARTECHNIK | P220/6+/01 235WP | 235 | 12 | 250 | 34 |  | Solar | FIXED | Ground
SRP03766 | ENPHASE ENERGY | M200-32-208-S01 | 215 | 36 |  |  | 0.963 | Solar Inverter |  | OUTDOOR
SRP03767 | BP SOLAR | BP3170N | 215 | 12 | 180 | 30 |  | Solar | FIXED | Roof
SRP03767 | BP SOLAR | BP3170N | 215 | 12 | 270 | 30 |  | Solar | FIXED | Roof
SRP03767 | FRONIUS USA | IG 3000 | 3000 | 2 |  |  | 0.968 | Solar Inverter |  | INDOOR
SRP03769 | SUNTECH POWER | STP200-18/UB-1 | 205 | 20 | 231.3 | 35 |  | Solar | FIXED | Roof
SRP03769 | PV POWERED | PVP3500 | 3500 | 1 |  |  | 0.955 | Solar Inverter |  | INDOOR
SRP03770 | MATRIX SOLAR/PHOTOWATT | PW1650-175 | 190 | 53 | 168 | 40 |  | Solar | FIXED | Roof
SRP03770 | ENPHASE ENERGY | M200-32-208-S01 | 190 | 53 |  |  | 0.955 | Solar Inverter |  | OUTDOOR
SRP03771 | SUNPOWER | SPR-230-WHT-U | 240 | 36 | 240 | 32 |  | Solar | FIXED | Roof
SRP03771 | SUNPOWER CORP (ORIGINAL MFRSMA) | SPR-4000M (208V) | 4000 | 2 |  |  | 0.95 | Solar Inverter |  | INDOOR
SRP03773 | SHARP | ND-224U2 | 235 | 33 | 180 | 30 |  | Solar | FIXED | Ground
SRP03773 | SMA AMERICA | SB7000US (208V) | 7000 | 1 |  |  | 0.971 | Solar Inverter |  | OUTDOOR
SRP03774 | CHANGZHOU TRINA SOLAR ENERGY CO | TSM-185D | 230 | 26 | 211 | 19 |  | Solar | FIXED | Roof
SRP03774 | ENPHASE ENERGY | M200-32-208-S01 | 200 | 26 |  |  | 0.955 | Solar Inverter |  | OUTDOOR
SRP03779 | BP SOLAR | SX3200B | 215 | 6 | 208 | 14 |  | Solar | FIXED | Roof
SRP03779 | BP SOLAR | BP3170N | 215 | 22 | 208 | 20 |  | Solar | FIXED | Roof
SRP03779 | ENPHASE ENERGY | M200-32-208-S01 | 190 | 6 |  |  | 0.96 | Solar Inverter |  | Outside
SRP03779 | SMA AMERICA | SB4000US (208V) | 4000 | 1 |  |  | 0.96 | Solar Inverter |  | INDOOR
SRP03780 | SUNPOWER | SPR-230-WHT-U | 230 | 55 | 210 | 22 |  | Solar | FIXED | Roof
SRP03780 | SUNPOWER CORP (ORIGINAL MFRSMA) | SPR-4000M (208V) | 4000 | 2 |  |  | 0.968 | Solar Inverter |  | INDOOR
SRP03780 | SUNPOWER CORP (ORIGINAL MFRSMA) | SPR-6000M (208V) | 6000 | 1 |  |  | 0.97 | Solar Inverter |  | INDOOR
SRP03781 | CHANGZHOU TRINA SOLAR ENERGY CO | TSM-185D | 235 | 33 | 175 | 20 |  | Solar | FIXED | Roof
SRP03781 | SMA AMERICA | SB7000US (208V) | 7000 | 1 |  |  | 0.97 | Solar Inverter |  | INDOOR
SRP03782 | CHANGZHOU TRINA SOLAR ENERGY CO | TSM-185D | 230 | 30 | 241 | 25 |  | Solar | FIXED | Roof
SRP03782 | CHANGZHOU TRINA SOLAR ENERGY CO | TSM-185D | 230 | 14 | 152 | 37 |  | Solar | FIXED | Roof
SRP03782 | ENPHASE ENERGY | M200-32-208-S01 | 200 | 44 |  |  | 0.955 | Solar Inverter |  | OUTDOOR
SRP03785 | SHARP | NT-175UC1 | 175 | 36 | 130 | 35 |  | Solar | FIXED | Roof
SRP03785 | SMA AMERICA | SB6000U (208V) | 6000 | 1 |  |  | 0.97 | Solar Inverter |  | Outside
SRP03786 | CHANGZHOU TRINA SOLAR ENERGY CO | TSM-185D | 230 | 10 | 120 | 23 |  | Solar | FIXED | Roof
SRP03786 | CHANGZHOU TRINA SOLAR ENERGY CO | TSM-185D | 230 | 20 | 210 | 23 |  | Solar | FIXED | Roof
SRP03786 | SMA AMERICA | SB6000U (208V) | 6000 | 1 |  |  | 0.968 | Solar Inverter |  | OUTDOOR
SRP03787 | CHANGZHOU TRINA SOLAR ENERGY CO | TSM-185D | 230 | 10 | 237 | 23 |  | Solar | FIXED | Roof
SRP03787 | CHANGZHOU TRINA SOLAR ENERGY CO | TSM-185D | 230 | 4 | 148 | 30 |  | Solar | FIXED | Roof
SRP03787 | CHANGZHOU TRINA SOLAR ENERGY CO | TSM-185D | 230 | 14 | 148 | 37 |  | Solar | FIXED | Roof
SRP03787 | ENPHASE ENERGY | M200-32-208-S01 | 200 | 28 |  |  | 0.955 | Solar Inverter |  | OUTDOOR
SRP03788 | ET SOLAR INDUSTRY | ET-P672275 | 275 | 18 | 121 | 20 |  | Solar | FIXED | Roof
SRP03788 | ET SOLAR INDUSTRY | ET-P672275 | 275 | 9 | 211 | 35 |  | Solar | FIXED | Roof
SRP03788 | SMA AMERICA | SB3000US (208V) | 3000 | 1 |  |  | 0.965 | Solar Inverter |  | INDOOR
SRP03788 | SMA AMERICA | SB5000US (208V) | 5000 | 1 |  |  | 0.968 | Solar Inverter |  | Inside
SRP03789 | SUNPOWER | SPR-225-BLK-U | 225 | 42 | 160 | 45 |  | Solar | FIXED | Roof
SRP03789 | SUNPOWER CORP (ORIGINAL MFRFRONIUS) | SPR-8000F-277 | 9995 | 1 |  |  | 0.96 | Solar Inverter |  | INDOOR
SRP03790 | CHANGZHOU TRINA SOLAR ENERGY CO | TSM-185D | 230 | 13 | 155 | 10 |  | Solar | FIXED | Roof
SRP03790 | CHANGZHOU TRINA SOLAR ENERGY CO | TSM-185D | 230 | 13 | 155 | 35 |  | Solar | FIXED | Roof
SRP03790 | POWER-ONE | PVI-6000-OUTD-US (208 V) | 6000 | 1 |  |  | 0.97 | Solar Inverter |  | Outside
SRP03791 | CHANGZHOU TRINA SOLAR ENERGY CO | TSM-185D | 230 | 7 | 1 | 1 |  | Solar | FIXED | Roof
SRP03791 | CHANGZHOU TRINA SOLAR ENERGY CO | TSM-185D | 230 | 6 | 105 | 34 |  | Solar | FIXED | Roof
SRP03791 | CHANGZHOU TRINA SOLAR ENERGY CO | TSM-185D | 230 | 4 | 195 | 34 |  | Solar | FIXED | Roof
SRP03791 | ENPHASE ENERGY | M200-32-208-S01 | 215 | 17 |  |  | 0.96 | Solar Inverter |  | OUTDOOR
SRP03792 | WEBEL SL ENERGY SYSTEMS | W1600-165 | 175 | 13 | 228 | 30 |  | Solar | FIXED | Roof
SRP03792 | WEBEL SL ENERGY SYSTEMS | W1600-165 | 185 | 32 | 228 | 30 |  | Solar | FIXED | Roof
SRP03792 | ENPHASE ENERGY | M200-32-208-S01 | 190 | 45 |  |  | 0.96 | Solar Inverter |  | OUTDOOR
SRP03793 | SHARP | ND-224U2 | 235 | 40 | 186 | 25 |  | Solar | FIXED | Roof
SRP03793 | SMA AMERICA | SB5000US | 5000 | 2 |  |  | 0.96 | Solar Inverter |  | Outside
SRP03794 | CHANGZHOU TRINA SOLAR ENERGY CO | TSM-185D | 230 | 39 | 150 | 37 |  | Solar | FIXED | Roof
SRP03794 | SMA AMERICA | SB7000US (240V) | 8000 | 1 |  |  | 0.963 | Solar Inverter |  | Outside
SRP03795 | MATRIX SOLAR/PHOTOWATT | PW1650-175 | 255 | 48 | 167 | 35 |  | Solar | FIXED | Ground
SRP03795 | SUNPOWER CORP (ORIGINAL MFRSMA) | SPR-6000M (208V) | 6000 | 1 |  |  | 0.968 | Solar Inverter |  | Outside
SRP03795 | SUNPOWER CORP (ORIGINAL MFRSMA) | SPR-6000M (208V) | 6000 | 1 |  |  | 0.968 | Solar Inverter |  | Outside
SRP03796 | CHANGZHOU TRINA SOLAR ENERGY CO | TSM-185D | 230 | 26 | 175 | 30 |  | Solar | FIXED | Roof
SRP03796 | SMA AMERICA | SB5000US | 5000 | 1 |  |  | 0.968 | Solar Inverter |  | Outside
SRP03797 | SUNPOWER | SPR-230-WHT-U | 240 | 200 | 206 | 5 |  | Solar | FIXED | Roof
SRP03797 | POWER-ONE | PVI-6000-OUTD-US-W (277 V) | 10000 | 4 |  |  | 0.96 | Solar Inverter |  | INDOOR
SRP03798 | CHANGZHOU TRINA SOLAR ENERGY CO | TSM-185D | 230 | 30 | 211 | 34 |  | Solar | FIXED | Roof
SRP03798 | SMA AMERICA | SB6000U (208V) | 6000 | 1 |  |  | 0.968 | Solar Inverter |  | INDOOR
SRP03799 | SUNPOWER | SPR-225-BLK-U | 228 | 26 | 187 | 33 |  | Solar | FIXED | Roof
SRP03799 | SUNPOWER CORP (ORIGINAL MFRSMA) | SPR-6000M (208V) | 6000 | 1 |  |  | 0.97 | Solar Inverter |  | OUTDOOR
SRP03800 | REC SCANMODULE | SCM230 | 240 | 10 | 119 | 18 |  | Solar | FIXED | Roof
SRP03800 | REC SCANMODULE | SCM230 | 240 | 12 | 119 | 18 |  | Solar | FIXED | Roof
SRP03800 | REC SCANMODULE | SCM230 | 240 | 24 | 209 | 18 |  | Solar | FIXED | Roof
SRP03800 | REC SCANMODULE | SCM230 | 240 | 7 | 119 | 75 |  | Solar | FIXED | Roof
SRP03800 | FRONIUS USA | IG 2000 | 2000 | 1 |  |  | 0.952 | Solar Inverter |  | INDOOR
SRP03800 | POWER-ONE | PVI-5000-OUTD-US (208 V) | 5000 | 2 |  |  | 0.97 | Solar Inverter |  | INDOOR
SRP03801 | CHANGZHOU TRINA SOLAR ENERGY CO | TSM-185D | 225 | 46 | 165 | 26 |  | Solar | FIXED | Roof
SRP03801 | ENPHASE ENERGY | M200-32-208-S01 | 190 | 46 |  |  | 0.95 | Solar Inverter |  | OUTDOOR
SRP03802 | SUNPOWER | SPR-230-WHT-U | 240 | 33 | 132 | 30 |  | Solar | FIXED | Roof
SRP03802 | SUNPOWER | SPR-230-WHT-U | 240 | 15 | 222 | 30 |  | Solar | FIXED | Roof
SRP03802 | ENPHASE ENERGY | M200-32-208-S01 | 210 | 48 |  |  | 0.96 | Solar Inverter |  | INDOOR
SRP03803 | SUNPOWER | SPR-230-WHT-U | 238 | 22 | 175 | 34 |  | Solar | FIXED | Roof
SRP03803 | ENPHASE ENERGY | M200-32-208-S01 | 210 | 22 |  |  | 0.96 | Solar Inverter |  | OUTDOOR
SRP03806 | CHANGZHOU TRINA SOLAR ENERGY CO | TSM-185D | 235 | 30 | 180 | 30 |  | Solar | FIXED | Ground
SRP03806 | SMA AMERICA | SB7000US (208V) | 7000 | 1 |  |  | 0.97 | Solar Inverter |  | Outside
SRP03807 | CONERGY AG | S 175MU | 230 | 24 | 172 | 12 |  | Solar | FIXED | Roof
SRP03807 | SMA AMERICA | SB6000U (208V) | 6000 | 1 |  |  | 0.97 | Solar Inverter |  | OUTDOOR
SRP03808 | SUNPOWER | SPR-230-WHT-U | 230 | 23 | 120 | 9 |  | Solar | FIXED | Roof
SRP03808 | ENPHASE ENERGY | M200-32-208-S01 | 210 | 3 |  |  | 0.97 | Solar Inverter |  | OUTDOOR
SRP03808 | SUNPOWER CORP (ORIGINAL MFRFRONIUS) | SPR-4000F-208 | 4000 | 1 |  |  | 0.97 | Solar Inverter |  | OUTDOOR
SRP03809 | BAODING YINGLI NEW ENERGY RESOURCES CO | YL175(156) | 235 | 1118 | 218 | 5 |  | Solar | FIXED | Roof
SRP03809 | PV POWERED | PVP2500 | 260000 | 1 |  |  | 0.97 | Solar Inverter |  | OUTDOOR
SRP03810 | BP SOLAR | SX3200W | 230 | 16 | 135 | 34 |  | Solar | FIXED | Roof
SRP03810 | BP SOLAR | SX3200W | 230 | 14 | 225 | 34 |  | Solar | FIXED | Roof
SRP03810 | POWER-ONE | PVI-6000-OUTD-US (208 V) | 6000 | 1 |  |  | 0.968 | Solar Inverter |  | INDOOR
SRP03812 | CANADIAN SOLAR | CS5P-240 | 250 | 28 | 180 | 35 |  | Solar | FIXED | Ground
SRP03812 | SCHUCO USA | SB6000U (208V) | 6000 | 1 |  |  | 0.97 | Solar Inverter |  | Outside
SRP03814 | CHANGZHOU TRINA SOLAR ENERGY CO | TSM-185D | 235 | 14 | 161 | 19 |  | Solar | FIXED | Roof
SRP03814 | SMA AMERICA | SB3000US (208V) | 3000 | 1 |  |  | 0.95 | Solar Inverter |  | Outside
SRP03815 | BP SOLAR | SX3200B | 215 | 22 | 179 | 18 |  | Solar | FIXED | Roof
SRP03815 | BP SOLAR | BP3170N | 215 | 8 | 178 | 45 |  | Solar | FIXED | Roof
SRP03815 | FRONIUS USA | IG 2000 | 2000 | 1 |  |  | 0.955 | Solar Inverter |  | OUTDOOR
SRP03815 | SMA AMERICA | SB5000US | 5000 | 1 |  |  | 0.965 | Solar Inverter |  | OUTDOOR
SRP03816 | BP SOLAR | BP3160S | 215 | 14 | 181 | 23 |  | Solar | FIXED | Roof
SRP03816 | FRONIUS USA | IG 3000 | 3000 | 1 |  |  | 0.955 | Solar Inverter |  | Outside
SRP03817 | CHANGZHOU TRINA SOLAR ENERGY CO | TSM-185D | 230 | 28 | 217 | 19 |  | Solar | FIXED | Roof
SRP03817 | SMA AMERICA | SB6000U (277V) | 6000 | 1 |  |  | 0.968 | Solar Inverter |  | OUTDOOR
SRP03819 | CHANGZHOU TRINA SOLAR ENERGY CO | TSM-185D | 230 | 40 | 164 | 30 |  | Solar | FIXED | Roof
SRP03819 | SMA AMERICA | SB3300U | 2500 | 1 |  |  | 0.96 | Solar Inverter |  | OUTDOOR
SRP03819 | SMA AMERICA | SB6000U (208V) | 6000 | 1 |  |  | 0.96 | Solar Inverter |  | OUTDOOR
SRP03820 | CHANGZHOU TRINA SOLAR ENERGY CO | TSM-185D | 230 | 33 | 208 | 32 |  | Solar | FIXED | Roof
SRP03820 | SMA AMERICA | SB7000US (277V) | 7000 | 1 |  |  | 0.98 | Solar Inverter |  | INDOOR
SRP03822 | CHANGZHOU TRINA SOLAR ENERGY CO | TSM-185D | 235 | 20 | 170 | 34 |  | Solar | FIXED | Roof
SRP03822 | SMA AMERICA | SB4000US (208V) | 4000 | 1 |  |  | 0.96 | Solar Inverter |  | OUTDOOR
SRP03823 | CHANGZHOU TRINA SOLAR ENERGY CO | TSM-185D | 230 | 36 | 129 | 26 |  | Solar | FIXED | Roof
SRP03823 | SMA AMERICA | SB7000US (208V) | 7000 | 1 |  |  | 0.969 | Solar Inverter |  | OUTDOOR
SRP03824 | CHANGZHOU TRINA SOLAR ENERGY CO | TSM-185D | 230 | 36 | 246 | 30 |  | Solar | FIXED | Roof
SRP03824 | SMA AMERICA | SB7000US (208V) | 7000 | 1 |  |  | 0.97 | Solar Inverter |  | OUTDOOR
SRP03827 | CHANGZHOU TRINA SOLAR ENERGY CO | TSM-185D | 235 | 15 | 156 | 19 |  | Solar | FIXED | Roof
SRP03827 | CHANGZHOU TRINA SOLAR ENERGY CO | TSM-185D | 235 | 27 | 245 | 19 |  | Solar | FIXED | Roof
SRP03827 | POWER-ONE | PVI-3000-I-OUTD-US | 3000 | 1 |  |  | 0.96 | Solar Inverter |  | Outside
SRP03827 | POWER-ONE | PVI-6000-OUTD-US (208 V) | 6000 | 1 |  |  | 0.965 | Solar Inverter |  | Outside
SRP03828 | CHANGZHOU TRINA SOLAR ENERGY CO | TSM-185D | 235 | 24 | 200 | 15 |  | Solar | FIXED | Roof
SRP03828 | SMA AMERICA | SB5000US (240V) | 5000 | 1 |  |  | 0.955 | Solar Inverter |  | OUTDOOR
SRP03829 | CHANGZHOU TRINA SOLAR ENERGY CO | TSM-185D | 230 | 14 | 230 | 20 |  | Solar | FIXED | Roof
SRP03829 | FRONIUS USA | IG 4000 | 4000 | 1 |  |  | 0.95 | Solar Inverter |  | OUTDOOR
SRP03830 | CHANGZHOU TRINA SOLAR ENERGY CO | TSM-185D | 235 | 39 | 195 | 24 |  | Solar | FIXED | Roof
SRP03830 | SMA AMERICA | SB7000US (277V) | 8000 | 1 |  |  | 0.96 | Solar Inverter |  | INDOOR
SRP03832 | CHANGZHOU TRINA SOLAR ENERGY CO | TSM-185D | 235 | 22 | 200 | 11 |  | Solar | FIXED | Roof
SRP03832 | POWER-ONE | PVI-5000-OUTD-US (208 V) | 5000 | 1 |  |  | 0.968 | Solar Inverter |  | OUTDOOR
SRP03834 | SUNTECH POWER | STP200-18/UB-1 | 205 | 34 | 132.6 | 35 |  | Solar | FIXED | Roof
SRP03834 | PV POWERED | PVP3000 | 3000 | 1 |  |  | 0.935 | Solar Inverter |  | INDOOR
SRP03834 | PV POWERED | PVP3500 | 3500 | 1 |  |  | 0.955 | Solar Inverter |  | INDOOR
SRP03835 | SUNTECH POWER | STP200-18/UB-1 | 205 | 39 | 271.1 | 27 |  | Solar | FIXED | Roof
SRP03835 | SMA AMERICA | SB7000US (208V) | 7000 | 1 |  |  | 0.97 | Solar Inverter |  | INDOOR
SRP03836 | SUNTECH POWER | STP180-24/AB-1 | 185 | 36 | 185 | 30 |  | Solar | FIXED | Roof
SRP03836 | SMA AMERICA | SB7000US (208V) | 7000 | 1 |  |  | 0.97 | Solar Inverter |  | INDOOR
SRP03837 | CHANGZHOU TRINA SOLAR ENERGY CO | TSM-185D | 235 | 33 | 186 | 17 |  | Solar | FIXED | Roof
SRP03837 | SMA AMERICA | SB7000US (208V) | 7000 | 1 |  |  | 0.969 | Solar Inverter |  | OUTDOOR
SRP03839 | TRINA SOLAR | TSM-230PA05 | 230 | 36 | 97 | 20 |  | Solar | FIXED | Roof
SRP03839 | TRINA SOLAR | TSM-230PA05 | 230 | 12 | 203 | 40 |  | Solar | FIXED | Roof
SRP03839 | ENPHASE ENERGY | M215-60-2LL-S2X | 215 | 48 |  |  | 0.96 | Solar Inverter |  | OUTDOOR
SRP03840 | SUNTECH POWER | STP200-18/UB-1 | 205 | 22 | 125.9 | 15 |  | Solar | FIXED | Roof
SRP03840 | SUNTECH POWER | STP200UB | 205 | 6 | 215.9 | 22 |  | Solar | FIXED | Roof
SRP03840 | PV POWERED | PVP2000 | 2000 | 1 |  |  | 0.92 | Solar Inverter |  | Outside
SRP03840 | PV POWERED | PVP4800 | 4800 | 1 |  |  | 0.96 | Solar Inverter |  | OUTDOOR
SRP03841 | SOLARWORLD | SW185MONO | 240 | 182 | 194 | 10 |  | Solar | FIXED | Roof
SRP03841 | PV POWERED | PVP75KW-208 | 50000 | 1 |  |  | 0.971 | Solar Inverter |  | OUTDOOR
SRP03842 | SUNPOWER | SPR-230-WHT-U | 230 | 20 | 158 | 21 |  | Solar | FIXED | Roof
SRP03842 | SUNPOWER CORP (ORIGINAL MFRSMA) | SPR-4000M (208V) | 4000 | 1 |  |  | 0.968 | Solar Inverter |  | Inside
SRP03843 | SUNPOWER | SPR-230-WHT-U | 230 | 40 | 117 | 39 |  | Solar | FIXED | Roof
SRP03843 | ENPHASE ENERGY | M200-32-240-S02 | 210 | 40 |  |  | 0.96 | Solar Inverter |  | OUTDOOR
SRP03844 | SUNTECH POWER | STP180-24/AB-1 | 185 | 33 | 97.5 | 25 |  | Solar | FIXED | Roof
SRP03844 | SUNTECH POWER | STP180-24/AB-1 | 185 | 18 | 277.5 | 45 |  | Solar | FIXED | Roof
SRP03844 | SMA AMERICA | SB3000US (208V) | 3000 | 1 |  |  | 0.96 | Solar Inverter |  | Outside
SRP03844 | SMA AMERICA | SB6000U (208V) | 6000 | 1 |  |  | 0.97 | Solar Inverter |  | Outside
SRP03845 | CHANGZHOU TRINA SOLAR ENERGY CO | TSM-185D | 230 | 22 | 205 | 30 |  | Solar | FIXED | Roof
SRP03845 | SMA AMERICA | SB5000US | 5000 | 1 |  |  | 0.968 | Solar Inverter |  | OUTDOOR
SRP03846 | SUNTECH POWER | STP180-24/AB-1 | 185 | 28 | 186.6 | 22 |  | Solar | FIXED | Roof
SRP03846 | PV POWERED | PVP4800 | 4800 | 1 |  |  | 0.96 | Solar Inverter |  | INDOOR
SRP03848 | CHANGZHOU TRINA SOLAR ENERGY CO | TSM-185D | 235 | 36 | 169.9 | 30 |  | Solar | FIXED | Roof
SRP03848 | SMA AMERICA | SB7000US (277V) | 8000 | 1 |  |  | 0.965 | Solar Inverter |  | INDOOR
SRP03850 | CHANGZHOU TRINA SOLAR ENERGY CO | TSM-185D | 235 | 22 | 219.5 | 44 |  | Solar | FIXED | Roof
SRP03850 | PV POWERED | PVP4800 | 4800 | 1 |  |  | 0.96 | Solar Inverter |  | INDOOR
SRP03851 | SUNTECH POWER | STP180-24/AB-1 | 185 | 40 | 164 | 30 |  | Solar | FIXED | Roof
SRP03851 | SMA AMERICA | SB7000US (208V) | 7000 | 1 |  |  | 0.97 | Solar Inverter |  | OUTDOOR
SRP03855 | UNKNOWN | UNKNOWN | 235 | 13 | 177 | 30 |  | Solar | FIXED | Roof
SRP03855 | UNKNOWN | UNKNOWN | 235 | 4 | 87 | 45 |  | Solar | FIXED | Roof
SRP03855 | UNKNOWN | UNKNOWN | 235 | 16 | 267 | 45 |  | Solar | FIXED | Roof
SRP03855 | ENPHASE ENERGY | M200-32-208-S01 | 215 | 33 |  |  | 0.955 | Solar Inverter |  | OUTDOOR
SRP03858 | BP SOLAR | BP3170N | 215 | 36 | 265 | 19 |  | Solar | FIXED | Roof
SRP03858 | FRONIUS USA | IG 4000 NEG | 4000 | 2 |  |  | 0.955 | Solar Inverter |  | OUTDOOR
SRP03859 | SUNTECH POWER | STP180S-24/AB-1 | 185 | 28 | 170 | 26 |  | Solar | FIXED | Roof
SRP03859 | SUNTECH POWER | STP180-24/AB-1 | 185 | 28 | 260 | 36 |  | Solar | FIXED | Roof
SRP03859 | PV POWERED | PVP4800 | 4800 | 2 |  |  | 0.96 | Solar Inverter |  | INDOOR
SRP03860 | BP SOLAR | BP3170N | 215 | 20 | 220 | 23 |  | Solar | FIXED | Roof
SRP03860 | FRONIUS USA | IG 4000 | 4000 | 1 |  |  | 0.955 | Solar Inverter |  | OUTDOOR
SRP03861 | SUNTECH POWER | STP180-24/AB-1 | 185 | 24 | 172 | 16 |  | Solar | FIXED | Roof
SRP03861 | SUNTECH POWER | STP180S-24/AB-1 | 185 | 40 | 246 | 32 |  | Solar | FIXED | Roof
SRP03861 | SMA AMERICA | SB4000US (208V) | 4000 | 3 |  |  | 0.968 | Solar Inverter |  | INDOOR
SRP03864 | CHANGZHOU TRINA SOLAR ENERGY CO | TSM-185D | 230 | 14 | 126.5 | 32 |  | Solar | FIXED | Roof
SRP03864 | CHANGZHOU TRINA SOLAR ENERGY CO | TSM-185D | 230 | 20 | 126.5 | 32 |  | Solar | FIXED | Roof
SRP03864 | SMA AMERICA | SB3000US (208V) | 3000 | 1 |  |  | 0.98 | Solar Inverter |  | Inside
SRP03864 | SMA AMERICA | SB3000US (208V) | 5000 | 1 |  |  | 0.98 | Solar Inverter |  | Inside
SRP03865 | CHANGZHOU TRINA SOLAR ENERGY CO | TSM-185D | 230 | 44 | 204 | 20 |  | Solar | FIXED | Roof
SRP03865 | SMA AMERICA | SB4000US (208V) | 4000 | 1 |  |  | 0.968 | Solar Inverter |  | OUTDOOR
SRP03865 | SMA AMERICA | SB6000U (277V) | 6000 | 1 |  |  | 0.968 | Solar Inverter |  | Outside
SRP03866 | CHANGZHOU TRINA SOLAR ENERGY CO | TSM-185D | 230 | 33 | 133.3 | 22 |  | Solar | FIXED | Roof
SRP03866 | SMA AMERICA | SB7000US (208V) | 7000 | 1 |  |  | 0.971 | Solar Inverter |  | Inside
SRP03867 | MATRIX SOLAR/PHOTOWATT | PW750-90 | 240 | 364 | 175 | 10 |  | Solar | FIXED | Roof
SRP03867 | ADVANCED ENERGY INDUSTRIES | 3159000-110 | 75000 | 1 |  |  | 0.955 | Solar Inverter |  | INDOOR
SRP03868 | CHANGZHOU TRINA SOLAR ENERGY CO | TSM-185D | 230 | 33 | 212.4 | 26 |  | Solar | FIXED | Roof
SRP03868 | SMA AMERICA | SB6000U (208V) | 6000 | 1 |  |  | 0.968 | Solar Inverter |  | OUTDOOR
SRP03869 | MATRIX SOLAR/PHOTOWATT | PW1650-175 | 230 | 534 | 222 | 10 |  | Solar | FIXED | Roof
SRP03869 | SOLECTRIA RENEWABLES | PVI13KW-208 | 13000 | 1 |  |  | 0.958 | Solar Inverter |  | OUTDOOR
SRP03869 | SOLECTRIA RENEWABLES | PVI95KW-208 | 95000 | 1 |  |  | 0.965 | Solar Inverter |  | OUTDOOR
SRP03870 | CHANGZHOU TRINA SOLAR ENERGY CO | TSM-185D | 230 | 33 | 162.3 | 18 |  | Solar | FIXED | Roof
SRP03870 | SMA AMERICA | SB6000U (208V) | 6000 | 1 |  |  | 0.968 | Solar Inverter |  | OUTDOOR
SRP03871 | MATRIX SOLAR/PHOTOWATT | PW750-90 | 240 | 1248 | 163 | 10 |  | Solar | FIXED | Roof
SRP03871 | ADVANCED ENERGY INDUSTRIES | 3159000-110 | 260000 | 1 |  |  | 0.97 | Solar Inverter |  | Inside
SRP03872 | CHANGZHOU TRINA SOLAR ENERGY CO | TSM-185D | 230 | 26 | 208.3 | 18 |  | Solar | FIXED | Roof
SRP03872 | SMA AMERICA | SB5000US | 5000 | 1 |  |  | 0.968 | Solar Inverter |  | INDOOR
SRP03873 | REC SCANMODULE | SCM230 | 240 | 13 | 180 | 32 |  | Solar | FIXED | Roof
SRP03873 | REC SCANMODULE | SCM230 | 240 | 22 | 270 | 34 |  | Solar | FIXED | Roof
SRP03873 | ENPHASE ENERGY | M200-32-208-S01 | 215 | 35 |  |  | 0.95 | Solar Inverter |  | OUTDOOR
SRP03874 | SUNPOWER | SPR-315E-WHT-U | 320 | 15 | 154 | 25 |  | Solar | FIXED | Roof
SRP03874 | SUNPOWER CORP (ORIGINAL MFRSMA) | SPR-3000M (208V) | 3000 | 2 |  |  | 0.966 | Solar Inverter |  | Outside
SRP03875 | SUNTECH POWER | STP210-18/UB-1 | 280 | 700 | 189 | 15 |  | Solar | FIXED | Roof
SRP03875 | PV POWERED | PVP100KW-208 | 100000 | 2 |  |  | 0.96 | Solar Inverter |  | Inside
SRP03876 | BAODING YINGLI NEW ENERGY RESOURCES CO | YL175(156) | 235 | 3416 | 139 | 10 |  | Solar | FIXED | Roof
SRP03876 | ADVANCED ENERGY INDUSTRIES | 3159000-110 | 333000 | 2 |  |  | 0.983 | Solar Inverter |  | INDOOR
SRP03877 | SUNTECH POWER | STP21018 | 280 | 5850 | 189 | 15 |  | Solar | FIXED | Roof
SRP03877 | PV POWERED | PVP1100 | 260000 | 6 |  |  | 0.977 | Solar Inverter |  | Inside
SRP03878 | CHANGZHOU TRINA SOLAR ENERGY CO | TSM-185D | 230 | 40 | 171 | 20 |  | Solar | FIXED | Roof
SRP03878 | SMA AMERICA | SB4000US (208V) | 4000 | 2 |  |  | 0.968 | Solar Inverter |  | OUTDOOR
SRP03879 | SOLARWORLD | SW185MONO | 235 | 52 | 219.4 | 5 |  | Solar | FIXED | Roof
SRP03879 | SMA AMERICA | SB4000US (208V) | 4000 | 1 |  |  | 0.96 | Solar Inverter |  | OUTDOOR
SRP03879 | SMA AMERICA | SB4000US (208V) | 4000 | 2 |  |  | 0.96 | Solar Inverter |  | Outside
SRP03880 | ET SOLAR INDUSTRY | ET-P672280 | 280 | 7 | 179 | 12 |  | Solar | FIXED | Roof
SRP03880 | ET SOLAR INDUSTRY | ET-P672280 | 280 | 12 | 179 | 26 |  | Solar | FIXED | Roof
SRP03880 | ET SOLAR INDUSTRY | ET-P672280 | 280 | 18 | 107 | 28 |  | Solar | FIXED | Roof
SRP03880 | ET SOLAR INDUSTRY | ET-P672280 | 280 | 19 | 107 | 28 |  | Solar | FIXED | Roof
SRP03880 | POWER-ONE | PVI-6000-OUTD-US-W (277 V) | 10000 | 2 |  |  | 0.965 | Solar Inverter |  | Inside
SRP03881 | SOLARWORLD | SW185MONO | 235 | 832 | 220 | 5 |  | Solar | FIXED | Roof
SRP03881 | PV POWERED | PVP100KW-208 | 100000 | 2 |  |  | 0.96 | Solar Inverter |  | OUTDOOR
SRP03882 | KYOCERA SOLAR | KD210GX-LP | 240 | 56 | 270 | 33 |  | Solar | FIXED | Roof
SRP03882 | KYOCERA SOLAR | KD210GX-LP | 240 | 10 | 180 | 40 |  | Solar | FIXED | Roof
SRP03882 | SMA AMERICA | SB7000US (208V) | 7000 | 2 |  |  | 0.971 | Solar Inverter |  | INDOOR
SRP03883 | KYOCERA SOLAR | KD210GX-LP | 240 | 33 | 158 | 30 |  | Solar | FIXED | Roof
SRP03883 | KYOCERA SOLAR | KD210GX-LP | 240 | 9 | 158 | 36 |  | Solar | FIXED | Roof
SRP03883 | KYOCERA SOLAR | KD210GX-LP | 240 | 10 | 248 | 36 |  | Solar | FIXED | Roof
SRP03883 | KYOCERA SOLAR | KD210GX-LP | 240 | 8 | 248 | 38 |  | Solar | FIXED | Roof
SRP03883 | KYOCERA SOLAR | KD210GX-LP | 240 | 6 | 248 | 48 |  | Solar | FIXED | Roof
SRP03883 | FRONIUS USA |  | 5000 | 2 |  |  | 0.955 | Solar Inverter |  | INDOOR
SRP03884 | CONERGY AG | S 175MU | 235 | 46 | 204 | 28 |  | Solar | FIXED | Ground
SRP03884 | SMA AMERICA | SB5000US | 5000 | 2 |  |  | 0.95 | Solar Inverter |  | OUTDOOR
SRP03885 | SANYO ELECTRIC | HIP-205BA5 | 220 | 44 | 168 | 27 |  | Solar | FIXED | Roof
SRP03885 | SANYO ELECTRIC | HIP-205BA5 | 220 | 9 | 258 | 27 |  | Solar | FIXED | Roof
SRP03885 | FRONIUS USA | IG 2000 NEG | 2000 | 1 |  |  | 0.935 | Solar Inverter |  | INDOOR
SRP03885 | FRONIUS USA |  | 10000 | 1 |  |  | 0.955 | Solar Inverter |  | INDOOR
SRP03886 | CANADIAN SOLAR | CS5P-240 | 250 | 42 | 183 | 33 |  | Solar | FIXED | Roof
SRP03886 | FRONIUS USA |  | 9995 | 1 |  |  | 0.96 | Solar Inverter |  | Inside
SRP03887 | CANADIAN SOLAR | CS5P-240 | 250 | 32 | 180 | 30 |  | Solar | FIXED | Roof
SRP03887 | SMA AMERICA | SB7000US (208V) | 7000 | 1 |  |  | 0.97 | Solar Inverter |  | Inside
SRP03888 | SUNTECH POWER | STP200-18/UB-1 | 205 | 24 | 244 | 25 |  | Solar | FIXED | Roof
SRP03888 | PV POWERED | PVP4800 | 4800 | 1 |  |  | 0.96 | Solar Inverter |  | OUTDOOR
SRP03889 | CHANGZHOU TRINA SOLAR ENERGY CO | TSM-185D | 235 | 24 | 230.9 | 40 |  | Solar | FIXED | Roof
SRP03889 | ENPHASE ENERGY | M175-24-208-S | 190 | 14 |  |  | 0.955 | Solar Inverter |  | Outside
SRP03889 | PV POWERED | PVP2500 | 2500 | 1 |  |  | 0.945 | Solar Inverter |  | Outside
SRP03890 | CHANGZHOU TRINA SOLAR ENERGY CO | TSM-185D | 235 | 50 | 262 | 40 |  | Solar | FIXED | Roof
SRP03890 | SMA AMERICA | SB6000U (208V) | 6000 | 2 |  |  | 0.97 | Solar Inverter |  | INDOOR
SRP03891 | SUNPOWER | SPR-225-BLK-U | 225 | 30 | 257.2 | 44 |  | Solar | FIXED | Roof
SRP03891 | SMA AMERICA | SB6000U (208V) | 6000 | 1 |  |  | 0.97 | Solar Inverter |  | Inside
SRP03892 | SUNTECH POWER | STP180S-24/AB-1 | 190 | 32 | 102 | 30 |  | Solar | FIXED | Roof
SRP03892 | SMA AMERICA | SB3000US (208V) | 3000 | 2 |  |  | 0.935 | Solar Inverter |  | OUTDOOR
SRP03893 | SOLARWORLD | SW185MONO | 235 | 14 | 132 | 26 |  | Solar | FIXED | Roof
SRP03893 | SOLARWORLD | SW185MONO | 235 | 19 | 220 | 26 |  | Solar | FIXED | Roof
SRP03893 | ENPHASE ENERGY | M200-32-208-S01 | 215 | 33 |  |  | 0.97 | Solar Inverter |  | OUTDOOR
SRP03894 | CHANGZHOU TRINA SOLAR ENERGY CO | TSM-185D | 235 | 20 | 238 | 31 |  | Solar | FIXED | Roof
SRP03894 | CHANGZHOU TRINA SOLAR ENERGY CO | TSM-185D | 235 | 20 | 238 | 34 |  | Solar | FIXED | Roof
SRP03894 | PV POWERED | PVP4800 | 4800 | 2 |  |  | 0.96 | Solar Inverter |  | INDOOR
SRP03895 | SHARP | ND-167UC1 | 170 | 1 | 155 | 26 |  | Solar | 1AXIS | Roof
SRP03895 | SHARP | ND-216U1F | 216 | 1 | 155 | 26 |  | Solar | 1AXIS | Roof
SRP03895 | CHANGZHOU TRINA SOLAR ENERGY CO | TSM-185D | 225 | 19 | 155 | 26 |  | Solar | 1AXIS | Roof
SRP03895 | CHANGZHOU TRINA SOLAR ENERGY CO | TSM-185D | 230 | 7 | 155 | 26 |  | Solar | 1AXIS | Roof
SRP03895 | ENPHASE ENERGY | M200-32-208-S01 | 190 | 28 |  |  | 0.96 | Solar Inverter |  | OUTDOOR
SRP03896 | SUNTECH POWER | STP180-24/AB-1 | 185 | 7 | 147.5 | 20 |  | Solar | FIXED | Roof
SRP03896 | SUNTECH POWER | STP190S-18/UB-1 | 185 | 41 | 237.5 | 22 |  | Solar | FIXED | Roof
SRP03896 | SMA AMERICA | SB3000US (208V) | 3000 | 1 |  |  | 0.96 | Solar Inverter |  | OUTDOOR
SRP03896 | SMA AMERICA | SB4000US (208V) | 4000 | 1 |  |  | 0.96 | Solar Inverter |  | OUTDOOR
SRP03896 | SMA AMERICA | SB6000U (208V) | 6000 | 1 |  |  | 0.97 | Solar Inverter |  | OUTDOOR
SRP03897 | SUNTECH POWER | STP190-18/UB-1 | 190 | 18 | 171 | 25 |  | Solar | FIXED | Roof
SRP03897 | SUNTECH POWER | STP190S-18/UB-1 | 190 | 22 | 171 | 43 |  | Solar | FIXED | Roof
SRP03897 | SMA AMERICA | SB3000US (208V) | 3000 | 1 |  |  | 0.96 | Solar Inverter |  | Inside
SRP03897 | SMA AMERICA | SB4000US (208V) | 4000 | 1 |  |  | 0.96 | Solar Inverter |  | INDOOR
SRP03898 | SCHUCO USA |  | 185 | 36 | 157 | 30 |  | Solar | FIXED | Roof
SRP03898 | SCHUCO USA |  | 185 | 12 | 247 | 45 |  | Solar | FIXED | Roof
SRP03898 | SOLECTRIA RENEWABLES | PVI 3000 (208V) | 2900 | 1 |  |  | 0.96 | Solar Inverter |  | INDOOR
SRP03898 | SOLECTRIA RENEWABLES | PVI 5300 (208V) | 5300 | 1 |  |  | 0.96 | Solar Inverter |  | INDOOR
SRP03899 | SUNTECH POWER | STP200-18/UB-1 | 205 | 34 | 183.6 | 20 |  | Solar | FIXED | Roof
SRP03899 | PV POWERED | PVP3000 | 3000 | 1 |  |  | 0.935 | Solar Inverter |  | Outside
SRP03899 | PV POWERED | PVP3500 | 3500 | 1 |  |  | 0.955 | Solar Inverter |  | Outside
SRP03900 | CANADIAN SOLAR | CS6P-230 | 230 | 16 | 90 | 22 |  | Solar | FIXED | Roof
SRP03900 | CANADIAN SOLAR | CS6P-225 | 230 | 29 | 270 | 22 |  | Solar | FIXED | Roof
SRP03900 | ENPHASE ENERGY | M200-32-208-S01 | 215 | 45 |  |  | 0.965 | Solar Inverter |  | OUTDOOR
SRP03901 | SOLARWORLD | SW185MONO | 320 | 1379 | 212 | 10 |  | Solar | FIXED | Roof
SRP03901 | PV POWERED | PVP100KW-208 | 100000 | 1 |  |  | 0.97 | Solar Inverter |  | OUTDOOR
SRP03901 | PV POWERED | PVP100KW-208 | 260000 | 1 |  |  | 0.97 | Solar Inverter |  | OUTDOOR
SRP03902 | SCHUCO USA |  | 185 | 48 | 235 | 23 |  | Solar | FIXED | Roof
SRP03902 | FRONIUS USA | IG 2000 | 2000 | 2 |  |  | 0.95 | Solar Inverter |  | INDOOR
SRP03902 | FRONIUS USA | IG 4000 | 4000 | 1 |  |  | 0.95 | Solar Inverter |  | INDOOR
SRP03903 | CHANGZHOU TRINA SOLAR ENERGY CO | TSM-185D | 235 | 30 | 264.8 | 20 |  | Solar | FIXED | Roof
SRP03903 | SMA AMERICA | SB7000US (240V) | 7000 | 1 |  |  | 0.97 | Solar Inverter |  | OUTDOOR
SRP03904 | CHANGZHOU TRINA SOLAR ENERGY CO | TSM-185D | 235 | 18 | 180 | 30 |  | Solar | FIXED | Ground
SRP03904 | PV POWERED | PVP4800 | 4800 | 1 |  |  | 0.955 | Solar Inverter |  | OUTDOOR
SRP03905 | SUNTECH POWER | STP180S-24/AB-1 | 185 | 3 | 158 | 17 |  | Solar | FIXED | Roof
SRP03905 | SUNTECH POWER | STP180-24/AB-1 | 185 | 31 | 248 | 17 |  | Solar | FIXED | Roof
SRP03905 | ENPHASE ENERGY | M200-32-208-S01 | 190 | 34 |  |  | 0.95 | Solar Inverter |  | OUTDOOR
SRP03906 | SOLARWORLD | SW185MONO | 245 | 7 | 189 | 12 |  | Solar | FIXED | Roof
SRP03906 | SOLARWORLD | SW185MONO | 245 | 8 | 189 | 45 |  | Solar | FIXED | Roof
SRP03906 | FRONIUS USA | IG 2000 | 2000 | 2 |  |  | 0.952 | Solar Inverter |  | INDOOR
SRP03907 | SUNTECH POWER | STP190S-18/UB-1 | 190 | 19 | 135 | 17 |  | Solar | FIXED | Roof
SRP03907 | SUNTECH POWER | STP190-18/UB-1 | 190 | 23 | 225 | 17 |  | Solar | FIXED | Roof
SRP03907 | ENPHASE ENERGY | M200-32-208-S01 | 190 | 42 |  |  | 0.95 | Solar Inverter |  | OUTDOOR
SRP03908 | CANADIAN SOLAR | CS5P-240 | 250 | 41 | 170 | 40 |  | Solar | FIXED | Roof
SRP03908 | SOLECTRIA RENEWABLES | PVI 5000 (208V) | 5000 | 2 |  |  | 0.96 | Solar Inverter |  | INDOOR
SRP03909 | SUNPOWER | SPR-305-WHT-U | 308 | 928 | 157 | 5 |  | Solar | FIXED | Roof
SRP03909 | SATCON TECHNOLOGY | PVS-250 (208 V) | 250000 | 1 |  |  | 0.96 | Solar Inverter |  | OUTDOOR
SRP03910 | CANADIAN SOLAR | CS5P-240 | 250 | 28 | 139 | 30 |  | Solar | FIXED | Roof
SRP03910 | CANADIAN SOLAR | CS6P-230 | 250 | 10 | 229 | 30 |  | Solar | FIXED | Roof
SRP03910 | SMA AMERICA | SB3000US (208V) | 3000 | 1 |  |  | 0.96 | Solar Inverter |  | Inside
SRP03910 | SMA AMERICA | SB6000U (208V) | 6000 | 1 |  |  | 0.97 | Solar Inverter |  | Inside
SRP03911 | SANYO ELECTRIC | HIP-205BA5 | 220 | 10 | 205 | 17 |  | Solar | FIXED | Roof
SRP03911 | SANYO ELECTRIC | HIP-205BA5 | 220 | 54 | 205 | 33 |  | Solar | FIXED | Roof
SRP03911 | FRONIUS USA |  | 11400 | 1 |  |  | 0.96 | Solar Inverter |  | OUTDOOR
SRP03912 | MATRIX SOLAR/PHOTOWATT | PW1000-100 | 190 | 7 | 110.8 | 20 |  | Solar | FIXED | Roof
SRP03912 | MATRIX SOLAR/PHOTOWATT | PW1650-175 | 190 | 39 | 200.8 | 20 |  | Solar | FIXED | Roof
SRP03912 | SOLECTRIA RENEWABLES | PVI 3000 (208V) | 3800 | 1 |  |  | 0.973 | Solar Inverter |  | Outside
SRP03912 | SOLECTRIA RENEWABLES | PVI 5000 (208V) | 5000 | 1 |  |  | 0.972 | Solar Inverter |  | OUTDOOR
SRP03913 | SANYO ELECTRIC | HIP-205BA19 | 220 | 63 | 113 | 35 |  | Solar | FIXED | Roof
SRP03913 | FRONIUS USA |  | 11400 | 1 |  |  | 0.96 | Solar Inverter |  | INDOOR
SRP03914 | BP SOLAR | BP3170N | 230 | 48 | 170 | 12 |  | Solar | FIXED | Roof
SRP03914 | BP SOLAR | BP3170N | 230 | 75 | 170 | 20 |  | Solar | FIXED | Roof
SRP03914 | SMA AMERICA | SB5000US | 5000 | 2 |  |  | 0.95 | Solar Inverter |  | OUTDOOR
SRP03914 | SMA AMERICA | SB7000US (208V) | 7000 | 1 |  |  | 0.95 | Solar Inverter |  | OUTDOOR
SRP03914 | SMA AMERICA | SB6000U (208V) | 8000 | 1 |  |  | 0.95 | Solar Inverter |  | OUTDOOR
SRP03915 | SUNPOWER | SPR-305-WHT-U | 308 | 1024 | 157 | 5 |  | Solar | FIXED | Roof
SRP03915 | SATCON TECHNOLOGY | PVS-250 (208 V) | 250000 | 1 |  |  | 0.96 | Solar Inverter |  | OUTDOOR
SRP03916 | SUNTECH POWER | STP180-24/AB-1 | 185 | 49 | 163 | 27 |  | Solar | FIXED | Roof
SRP03916 | ENPHASE ENERGY | M200-32-208-S01 | 190 | 49 |  |  | 0.95 | Solar Inverter |  | OUTDOOR
SRP03918 | SUNTECH POWER | STP180S-24/AB-1 | 185 | 11 | 118 | 23 |  | Solar | FIXED | Roof
SRP03918 | SUNTECH POWER | STP190S-18/UB-1 | 185 | 34 | 208 | 23 |  | Solar | FIXED | Roof
SRP03918 | ENPHASE ENERGY | M200-32-208-S01 | 190 | 27 |  |  | 0.95 | Solar Inverter |  | Outside
SRP03918 | ENPHASE ENERGY | M200-32-208-S01 | 380 | 9 |  |  | 0.95 | Solar Inverter |  | OUTDOOR
SRP03919 | SUNTECH POWER | STP180-24/AB-1 | 185 | 14 | 190 | 33 |  | Solar | FIXED | Roof
SRP03919 | SMA AMERICA | SB3000US (208V) | 3000 | 1 |  |  | 0.95 | Solar Inverter |  | Inside
SRP03920 | SUNTECH POWER | STP190-18/UB-1 | 190 | 47 | 194 | 23 |  | Solar | FIXED | Roof
SRP03920 | SUNTECH POWER | STP190-18/UB-1 | 190 | 4 | 284 | 40 |  | Solar | FIXED | Roof
SRP03920 | ENPHASE ENERGY | M200-32-208-S01 | 190 | 51 |  |  | 0.95 | Solar Inverter |  | OUTDOOR
SRP03922 | UNKNOWN | UNKNOWN | 230 | 41 | 117 | 27 |  | Solar | FIXED | Roof
SRP03922 | SMA AMERICA | SB3000US (208V) | 3000 | 1 |  |  | 0.965 | Solar Inverter |  | Inside
SRP03922 | SMA AMERICA | SB6000U (277V) | 6000 | 1 |  |  | 0.968 | Solar Inverter |  | Inside
SRP03925 | ET SOLAR INDUSTRY | ET-P672280 | 280 | 462 | 145 | 10 |  | Solar | FIXED | Roof
SRP03925 | SATCON TECHNOLOGY | PVS-100 (208 V) | 100000 | 1 |  |  | 0.967 | Solar Inverter |  | INDOOR
SRP03926 | SUNTECH POWER | STP200UB | 225 | 16 | 186 | 21 |  | Solar | FIXED | Roof
SRP03926 | POWERCOM | SLK-4000 | 3600 | 1 |  |  | 0.968 | Solar Inverter |  | INDOOR
SRP03927 | CHANGZHOU TRINA SOLAR ENERGY CO | TSM-185D | 235 | 28 | 209.3 | 25 |  | Solar | FIXED | Roof
SRP03927 | PV POWERED | PVP3000 | 3000 | 2 |  |  | 0.935 | Solar Inverter |  | INDOOR
SRP03928 | CHANGZHOU TRINA SOLAR ENERGY CO | TSM-185D | 235 | 27 | 193.2 | 34 |  | Solar | FIXED | Roof
SRP03928 | PV POWERED | PVP2500 | 2500 | 1 |  |  | 0.945 | Solar Inverter |  | INDOOR
SRP03928 | PV POWERED | PVP3500 | 3500 | 1 |  |  | 0.955 | Solar Inverter |  | INDOOR
SRP03930 | CHANGZHOU TRINA SOLAR ENERGY CO | TSM-185D | 240 | 20 | 195 | 25 |  | Solar | FIXED | Roof
SRP03930 | PV POWERED | PVP4800 | 4800 | 1 |  |  | 0.96 | Solar Inverter |  | INDOOR
SRP03931 | SUNTECH POWER | STP200S-18/UB-1 | 205 | 28 | 165.1 | 25 |  | Solar | FIXED | Roof
SRP03931 | SMA AMERICA | SB6000US (240V) | 6000 | 1 |  |  | 0.97 | Solar Inverter |  | Outside
SRP03932 | SUNTECH POWER | STP200-18/UB-1 | 205 | 36 | 195 | 20 |  | Solar | FIXED | Roof
SRP03932 | SMA AMERICA | SB7000US (208V) | 7000 | 1 |  |  | 0.97 | Solar Inverter |  | INDOOR
SRP03933 | SUNTECH POWER | STP200-18/UB-1 | 205 | 48 | 208 | 35 |  | Solar | FIXED | Roof
SRP03933 | PV POWERED | PVP4800 | 4800 | 2 |  |  | 0.96 | Solar Inverter |  | INDOOR
SRP03934 | SUNTECH POWER | STP200-18/UB-1 | 205 | 18 | 199 | 24 |  | Solar | FIXED | Roof
SRP03934 | SUNTECH POWER | STP200UB | 205 | 10 | 109 | 26 |  | Solar | FIXED | Roof
SRP03934 | PV POWERED | PVP2000 | 2000 | 1 |  |  | 0.92 | Solar Inverter |  | INDOOR
SRP03934 | PV POWERED | PVP3500 | 3500 | 1 |  |  | 0.955 | Solar Inverter |  | INDOOR
SRP03935 | SUNTECH POWER | STP180-24/AB-1 | 185 | 44 | 105.4 | 35 |  | Solar | FIXED | Roof
SRP03935 | SMA AMERICA | SB7000US (208V) | 8000 | 1 |  |  | 0.965 | Solar Inverter |  | INDOOR
SRP03936 | CHANGZHOU TRINA SOLAR ENERGY CO | TSM-185D | 235 | 38 | 227.5 | 20 |  | Solar | FIXED | Roof
SRP03936 | PV POWERED | PVP4800 | 4800 | 1 |  |  | 0.96 | Solar Inverter |  | INDOOR
SRP03936 | PV POWERED | PVP4800 | 4800 | 1 |  |  | 0.96 | Solar Inverter |  | INDOOR
SRP03937 | SUNTECH POWER | STP180-24/AB-1 | 185 | 30 | 146.1 | 22 |  | Solar | FIXED | Roof
SRP03937 | SMA AMERICA | SB6000U (208V) | 6000 | 1 |  |  | 0.97 | Solar Inverter |  | OUTDOOR
SRP03938 | CHANGZHOU TRINA SOLAR ENERGY CO | TSM-185D | 235 | 26 | 100.3 | 30 |  | Solar | FIXED | Roof
SRP03938 | SMA AMERICA | SB6000U (208V) | 6000 | 1 |  |  | 0.97 | Solar Inverter |  | INDOOR
SRP03939 | CHANGZHOU TRINA SOLAR ENERGY CO | TSM-185D | 235 | 30 | 126.7 | 20 |  | Solar | FIXED | Roof
SRP03939 | SMA AMERICA | SB7000US (208V) | 7000 | 1 |  |  | 0.97 | Solar Inverter |  | OUTDOOR
SRP03940 | CHANGZHOU TRINA SOLAR ENERGY CO | TSM-185D | 235 | 15 | 127 | 20 |  | Solar | FIXED | Roof
SRP03940 | CHANGZHOU TRINA SOLAR ENERGY CO | TSM-185D | 235 | 51 | 217 | 20 |  | Solar | FIXED | Roof
SRP03940 | PV POWERED | PVP2000 | 2000 | 2 |  |  | 0.92 | Solar Inverter |  | INDOOR
SRP03940 | SMA AMERICA | SB4000US (208V) | 4000 | 1 |  |  | 0.965 | Solar Inverter |  | INDOOR
SRP03940 | SMA AMERICA | SB7000US (208V) | 8000 | 1 |  |  | 0.96 | Solar Inverter |  | INDOOR
SRP03941 | SUNTECH POWER | STP180S-24/AB-1 | 185 | 34 | 221.9 | 30 |  | Solar | FIXED | Roof
SRP03941 | PV POWERED | PVP3000 | 3000 | 1 |  |  | 0.935 | Solar Inverter |  | Outside
SRP03941 | PV POWERED | PVP3000 | 3000 | 1 |  |  | 0.935 | Solar Inverter |  | Outside
SRP03942 | SUNTECH POWER | STP180S-24/AB-1 | 185 | 54 | 101.3 | 36 |  | Solar | FIXED | Roof
SRP03942 | PV POWERED | PVP4800 | 4800 | 2 |  |  | 0.96 | Solar Inverter |  | OUTDOOR
SRP03944 | SUNTECH POWER | STP200UB | 205 | 12 | 212.6 | 22 |  | Solar | FIXED | Roof
SRP03944 | SUNTECH POWER | STP200-18/UB-1 | 205 | 36 | 260.4 | 22 |  | Solar | FIXED | Roof
SRP03944 | SMA AMERICA | SB3000US (208V) | 3000 | 1 |  |  | 0.96 | Solar Inverter |  | OUTDOOR
SRP03944 | SMA AMERICA | SB7000US (208V) | 7000 | 1 |  |  | 0.97 | Solar Inverter |  | OUTDOOR
SRP03945 | CHANGZHOU TRINA SOLAR ENERGY CO | TSM-185D | 235 | 647 | 162 | 5 |  | Solar | FIXED | Roof
SRP03945 | CHANGZHOU TRINA SOLAR ENERGY CO | TSM-185D | 235 | 637 | 169 | 5 |  | Solar | FIXED | Roof
SRP03945 | PV POWERED | PVP75KW-208 | 75000 | 4 |  |  | 0.96 | Solar Inverter |  | OUTDOOR
SRP03946 | CHANGZHOU TRINA SOLAR ENERGY CO | TSM-185D | 235 | 30 | 85.5 | 30 |  | Solar | FIXED | Roof
SRP03946 | CHANGZHOU TRINA SOLAR ENERGY CO | TSM-185D | 235 | 20 | 85.5 | 45 |  | Solar | FIXED | Roof
SRP03946 | SMA AMERICA | SB5000US | 5000 | 1 |  |  | 0.96 | Solar Inverter |  | OUTDOOR
SRP03946 | SMA AMERICA | SB7000US (208V) | 7000 | 1 |  |  | 0.97 | Solar Inverter |  | OUTDOOR
SRP03947 | SOLYNDRA | SL-002-182U | 245 | 165 | 205 | 0 |  | Solar | FIXED | Roof
SRP03947 | SOLYNDRA | SL-002-182U | 245 | 30 | 205 | 62 |  | Solar | FIXED | Roof
SRP03947 | SMA AMERICA | SB7000US (208V) | 7000 | 6 |  |  | 0.97 | Solar Inverter |  | OUTDOOR
SRP03948 | CHANGZHOU TRINA SOLAR ENERGY CO | TSM-185D | 240 | 12 | 187.8 | 13 |  | Solar | FIXED | Roof
SRP03948 | CHANGZHOU TRINA SOLAR ENERGY CO | TSM-185D | 240 | 32 | 187.8 | 20 |  | Solar | FIXED | Roof
SRP03948 | ENPHASE ENERGY | M200-32-240-S02 | 215 | 44 |  |  | 0.96 | Solar Inverter |  | OUTDOOR
SRP03949 | CHANGZHOU TRINA SOLAR ENERGY CO | TSM-185D | 235 | 24 | 126 | 28 |  | Solar | FIXED | Roof
SRP03949 | SMA AMERICA | SB6000U (240V) | 6000 | 1 |  |  | 0.96 | Solar Inverter |  | Outside
SRP03950 | BAODING YINGLI NEW ENERGY RESOURCES CO | YL175(156) | 230 | 20 | 153 | 37 |  | Solar | FIXED | Roof
SRP03950 | FRONIUS USA | IG 4000 | 4000 | 1 |  |  | 0.94 | Solar Inverter |  | OUTDOOR
SRP03951 | SUNTECH POWER | STP200S-18/UB-1 | 205 | 30 | 206 | 30 |  | Solar | FIXED | Roof
SRP03951 | PV POWERED | PVP2500 | 2500 | 1 |  |  | 0.945 | Solar Inverter |  | INDOOR
SRP03951 | PV POWERED | PVP3000 | 3000 | 1 |  |  | 0.935 | Solar Inverter |  | INDOOR
SRP03953 | SUNTECH POWER | STP210S-18/UB-1 | 245 | 21 | 221 | 38 |  | Solar | FIXED | Roof
SRP03953 | POWER-ONE | PVI-3600-US (240V) | 4600 | 1 |  |  | 0.968 | Solar Inverter |  | Outside
SRP03954 | CHANGZHOU TRINA SOLAR ENERGY CO | TSM-185D | 230 | 7560 | 188 | 11.8 |  | Solar | FIXED | Roof
SRP03954 | CHANGZHOU TRINA SOLAR ENERGY CO | TSM-185D | 235 | 2548 | 188 | 11.8 |  | Solar | FIXED | Roof
SRP03954 | SATCON TECHNOLOGY | AE-500-60-PV-A | 500000 | 4 |  |  | 0.98 | Solar Inverter |  | OUTDOOR
SRP03955 | BP SOLAR | SX3200B | 215 | 24 | 173 | 13 |  | Solar | FIXED | Roof
SRP03955 | BP SOLAR | BP3170N | 215 | 24 | 119 | 20 |  | Solar | FIXED | Roof
SRP03955 | SMA AMERICA | SB4000US (208V) | 4000 | 2 |  |  | 0.968 | Solar Inverter |  | INDOOR
SRP03959 | CHANGZHOU TRINA SOLAR ENERGY CO | TSM-185D | 230 | 20 | 165 | 30 |  | Solar | FIXED | Roof
SRP03959 | SMA AMERICA | SB4000US (208V) | 4000 | 1 |  |  | 0.96 | Solar Inverter |  | INDOOR
SRP03960 | SUNPOWER | SPR-225-BLK-U | 225 | 36 | 157 | 26 |  | Solar | FIXED | Roof
SRP03960 | SUNPOWER CORP (ORIGINAL MFRSMA) | SPR-4000M (208V) | 4000 | 2 |  |  | 0.968 | Solar Inverter |  | INDOOR
SRP03961 | SUNTECH POWER | STP21018 | 275 | 904 | 175 | 5 |  | Solar | FIXED | Roof
SRP03961 | SUNTECH POWER | STP210S-18/UB-1 | 275 | 713 | 355 | 5 |  | Solar | FIXED | Roof
SRP03961 | SATCON TECHNOLOGY | PVS-500 (480 V) | 375000 | 1 |  |  | 0.96 | Solar Inverter |  | OUTDOOR
SRP03962 | CHANGZHOU TRINA SOLAR ENERGY CO | TSM-185D | 235 | 18 | 128 | 10 |  | Solar | FIXED | Roof
SRP03962 | CHANGZHOU TRINA SOLAR ENERGY CO | TSM-185D | 235 | 24 | 128 | 18 |  | Solar | FIXED | Roof
SRP03962 | POWER-ONE | PVI-3600-US (240V) | 3800 | 1 |  |  | 0.969 | Solar Inverter |  | INDOOR
SRP03962 | POWER-ONE | PVI-6000-OUTD-US (208 V) | 6000 | 1 |  |  | 0.97 | Solar Inverter |  | INDOOR
SRP03963 | WEBEL SL ENERGY SYSTEMS | W1600-165 | 185 | 8 | 168 | 19 |  | Solar | FIXED | Roof
SRP03963 | WEBEL SL ENERGY SYSTEMS | W1600-165 | 185 | 24 | 258 | 19 |  | Solar | FIXED | Roof
SRP03963 | ENPHASE ENERGY | M200-32-208-S01 | 190 | 32 |  |  | 0.95 | Solar Inverter |  | OUTDOOR
SRP03966 | CHANGZHOU TRINA SOLAR ENERGY CO | TSM-185D | 230 | 20 | 201 | 38 |  | Solar | FIXED | Roof
SRP03966 | SMA AMERICA | SB4000US (208V) | 4000 | 1 |  |  | 0.968 | Solar Inverter |  | Inside
SRP03967 | CHANGZHOU TRINA SOLAR ENERGY CO | TSM-185D | 235 | 26 | 190 | 16 |  | Solar | FIXED | Roof
SRP03967 | SMA AMERICA | SB6000U (208V) | 6000 | 1 |  |  | 0.97 | Solar Inverter |  | OUTDOOR
SRP03968 | SUNTECH POWER | STP180-24/AB-1 | 185 | 26 | 180 | 30 |  | Solar | FIXED | Ground
SRP03968 | PV POWERED | PVP2000 | 2000 | 1 |  |  | 0.92 | Solar Inverter |  | OUTDOOR
SRP03968 | PV POWERED | PVP2500 | 2500 | 1 |  |  | 0.945 | Solar Inverter |  | OUTDOOR
SRP03969 | CHANGZHOU TRINA SOLAR ENERGY CO | TSM-185D | 230 | 22 | 106 | 25 |  | Solar | FIXED | Roof
SRP03969 | SMA AMERICA | SB5000US | 5000 | 1 |  |  | 0.968 | Solar Inverter |  | OUTDOOR
SRP03970 | MATRIX SOLAR/PHOTOWATT | PW1250-115 | 230 | 14 | 180 | 11 |  | Solar | FIXED | Roof
SRP03970 | MATRIX SOLAR/PHOTOWATT | PW1650-175 | 230 | 24 | 90 | 26 |  | Solar | FIXED | Roof
SRP03970 | SMA AMERICA | SB4000US (208V) | 4000 | 1 |  |  | 0.968 | Solar Inverter |  | OUTDOOR
SRP03970 | SMA AMERICA | SB6000U (208V) | 6000 | 1 |  |  | 0.97 | Solar Inverter |  | OUTDOOR
SRP03971 | CHANGZHOU TRINA SOLAR ENERGY CO | TSM-185D | 240 | 10 | 217 | 20 |  | Solar | FIXED | Roof
SRP03971 | ENPHASE ENERGY | M200-32-208-S01 | 190 | 10 |  |  | 0.955 | Solar Inverter |  | OUTDOOR
SRP03975 | EVERGREEN SOLAR | EC-110 | 110 | 68 | 204 | 25 |  | Solar | FIXED | Roof
SRP03975 | POWER-ONE | PVI-3600-OUTD-US-F (208V) | 3600 | 2 |  |  | 0.96 | Solar Inverter |  | INDOOR
SRP03976 | BP SOLAR | BP3170N | 215 | 39 | 187 | 23 |  | Solar | FIXED | Roof
SRP03976 | SMA AMERICA | SB7000US (277V) | 8000 | 1 |  |  | 0.965 | Solar Inverter |  | INDOOR
SRP03977 | BP SOLAR | BP3170N | 215 | 28 | 162 | 21 |  | Solar | FIXED | Roof
SRP03977 | FRONIUS USA | IG 3000 | 3000 | 2 |  |  | 0.95 | Solar Inverter |  | INDOOR
SRP03978 | BP SOLAR | BP3165N | 215 | 16 | 195 | 27 |  | Solar | FIXED | Roof
SRP03978 | FRONIUS USA | IG 4000 NEG | 4000 | 1 |  |  | 0.952 | Solar Inverter |  | INDOOR
SRP03979 | BP SOLAR | BP3140B | 215 | 20 | 215 | 30 |  | Solar | FIXED | Roof
SRP03979 | FRONIUS USA | IG 4000 | 4000 | 1 |  |  | 0.952 | Solar Inverter |  | INDOOR
SRP03980 | SUNTECH POWER | STP200-18/UB-1 | 205 | 406 | 266.3 | 2 |  | Solar | FIXED | Roof
SRP03980 | PV POWERED | PVP75KW-208 | 75000 | 1 |  |  | 0.96 | Solar Inverter |  | OUTDOOR
SRP03984 | CHANGZHOU TRINA SOLAR ENERGY CO | TSM-185D | 235 | 1989 | 217 | 15 |  | Solar | FIXED | Roof
SRP03984 | SOLECTRIA RENEWABLES | PVI82KW-208 | 82000 | 5 |  |  | 0.98 | Solar Inverter |  | OUTDOOR
SRP03985 | SUNTECH POWER | STP210S-18/UB-1 | 280 | 2904 | 202 | 5 |  | Solar | FIXED | Roof
SRP03985 | SATCON TECHNOLOGY | PVS-250 (208 V) | 375000 | 2 |  |  | 0.96 | Solar Inverter |  | OUTDOOR
SRP03986 | SUNTECH POWER | STP180S-24/AB-1 | 185 | 36 | 205.1 | 30 |  | Solar | FIXED | Roof
SRP03986 | SMA AMERICA | SB7000US (208V) | 7000 | 1 |  |  | 0.97 | Solar Inverter |  | Inside
SRP03988 | CHANGZHOU TRINA SOLAR ENERGY CO | TSM-185D | 230 | 26 | 218 | 28 |  | Solar | FIXED | Roof
SRP03988 | SMA AMERICA | SB6000U (208V) | 6000 | 1 |  |  | 0.97 | Solar Inverter |  | Inside
SRP03989 | ET SOLAR INDUSTRY | ET-P672280 | 185 | 154 | 177 | 9 |  | Solar | FIXED | Roof
SRP03989 | FRONIUS USA |  | 11400 | 2 |  |  | 0.955 | Solar Inverter |  | OUTDOOR
SRP03990 | SUNTECH POWER | STP210S-18/UB-1 | 245 | 1588 | 180 | 25 |  | Solar | FIXED | Ground
SRP03990 | SATCON TECHNOLOGY | PVS-250 (208 V) | 375000 | 1 |  |  | 0.958 | Solar Inverter |  | OUTDOOR
SRP03991 | SUNPOWER | SPR-230-WHT-U | 240 | 30 | 253 | 10 |  | Solar | FIXED | Roof
SRP03991 | SUNPOWER CORP (ORIGINAL MFRSMA) | SPR-6000M (208V) | 6000 | 1 |  |  | 0.97 | Solar Inverter |  | Inside
SRP03992 | SUNPOWER | SPR-230-WHT-U | 228 | 30 | 218 | 5 |  | Solar | FIXED | Roof
SRP03992 | SUNPOWER CORP (ORIGINAL MFRSMA) | SPR-6000M (277V) | 6500 | 1 |  |  | 0.96 | Solar Inverter |  | INDOOR
SRP03993 | SUNPOWER | SPR-230-WHT-U | 230 | 32 | 218 | 25 |  | Solar | FIXED | Roof
SRP03993 | SUNPOWER CORP (ORIGINAL MFRSMA) | SPR-6000M (208V) | 6000 | 1 |  |  | 0.97 | Solar Inverter |  | INDOOR
SRP03994 | BP SOLAR | SX3200B_Q | 215 | 24 | 211 | 15 |  | Solar | FIXED | Roof
SRP03994 | BP SOLAR | BP3170N | 215 | 40 | 211 | 40 |  | Solar | FIXED | Roof
SRP03994 | FRONIUS USA | IG 4000 | 4000 | 2 |  |  | 0.95 | Solar Inverter |  | INDOOR
SRP03994 | FRONIUS USA | IG 5100 | 5100 | 1 |  |  | 0.95 | Solar Inverter |  | Inside
SRP03995 | BP SOLAR | BP3170N | 215 | 28 | 113 | 24 |  | Solar | FIXED | Roof
SRP03995 | FRONIUS USA |  | 6000 | 1 |  |  | 0.95 | Solar Inverter |  | OUTDOOR
SRP03997 | SOLARWORLD | SW185MONO | 230 | 78 | 230 | 35 |  | Solar | FIXED | Roof
SRP03997 | FRONIUS USA |  | 7500 | 1 |  |  | 0.97 | Solar Inverter |  | INDOOR
SRP03997 | FRONIUS USA |  | 10000 | 1 |  |  | 0.97 | Solar Inverter |  | Inside
SRP03998 | UNKNOWN | UNKNOWN | 235 | 24 | 223.4 | 30 |  | Solar | FIXED | Roof
SRP03998 | UNKNOWN | UNKNOWN | 235 | 1 | 133.4 | 40 |  | Solar | FIXED | Roof
SRP03998 | ENPHASE ENERGY | M200-32-208-S01 | 215 | 25 |  |  | 0.955 | Solar Inverter |  | OUTDOOR
SRP04001 | SOLARWORLD | SW185MONO | 230 | 33 | 188 | 25 |  | Solar | FIXED | Roof
SRP04001 | FRONIUS USA |  | 7000 | 1 |  |  | 0.97 | Solar Inverter |  | OUTDOOR
SRP04003 | CONERGY AG | S 175MU | 235 | 240 | 224 | 18 |  | Solar | FIXED | Roof
SRP04003 | CONERGY AG | S 175MU | 235 | 276 | 180 | 32 |  | Solar | FIXED | Roof
SRP04003 | FRONIUS USA |  | 10100 | 12 |  |  | 0.95 | Solar Inverter |  | OUTDOOR
SRP04004 | SUNTECH POWER | STP180-24/AB-1 | 180 | 13 | 206 | 15 |  | Solar | FIXED | Roof
SRP04004 | SUNTECH POWER | STP180-24/AB-1 | 180 | 23 | 116 | 18 |  | Solar | FIXED | Roof
SRP04004 | SUNTECH POWER | STP180-24/AB-1 | 180 | 14 | 206 | 18 |  | Solar | FIXED | Roof
SRP04004 | SUNTECH POWER | STP180-24/AB-1 | 180 | 16 | 206 | 33 |  | Solar | FIXED | Roof
SRP04004 | ENPHASE ENERGY | M200-32-208-S01 | 190 | 22 |  |  | 0.96 | Solar Inverter |  | OUTDOOR
SRP04004 | ENPHASE ENERGY | M200-32-208-S01 | 190 | 22 |  |  | 0.96 | Solar Inverter |  | OUTDOOR
SRP04004 | ENPHASE ENERGY | M200-32-208-S01 | 190 | 22 |  |  | 0.96 | Solar Inverter |  | OUTDOOR
SRP04005 | SUNPOWER | SPR-225-BLK-U | 225 | 17 | 174 | 23 |  | Solar | FIXED | Roof
SRP04005 | SUNPOWER | SPR-225-BLK-U | 225 | 12 | 264 | 23 |  | Solar | FIXED | Roof
SRP04005 | ENPHASE ENERGY | M200-32-208-S01 | 210 | 29 |  |  | 0.96 | Solar Inverter |  | OUTDOOR
SRP04006 | BP SOLAR | BP4175B | 175 | 56 | 189 | 25 |  | Solar | FIXED | Roof
SRP04006 | KACO | 1501XI | 10000 | 2 |  |  | 0.955 | Solar Inverter |  | OUTDOOR
SRP04007 | GCL-POLY (SUZHOU) ENERGY | GCL-P6-60-235 | 235 | 1359 | 174 | 10 |  | Solar | FIXED | Roof
SRP04007 | GCL-POLY (SUZHOU) ENERGY | GCL-P6-60-240 | 240 | 6 | 174 | 10 |  | Solar | FIXED | Roof
SRP04007 | POWER-ONE | PVI-CENTRAL-300-US (480 V) | 300000 | 1 |  |  | 0.972 | Solar Inverter |  | OUTDOOR
SRP04008 | SANYO ELECTRIC | HIP-205BA3 | 225 | 88 | 191 | 40 |  | Solar | FIXED | Roof
SRP04008 | SMA AMERICA | SB5000US | 5000 | 1 |  |  | 0.968 | Solar Inverter |  | Inside
SRP04008 | SMA AMERICA | SB7000US (208V) | 7000 | 2 |  |  | 0.969 | Solar Inverter |  | Inside
SRP04009 | REC SCANMODULE | SCM230 | 235 | 494 | 163 | 10 |  | Solar | FIXED | Roof
SRP04009 | PV POWERED | PVP100KW-208 | 100000 | 1 |  |  | 0.955 | Solar Inverter |  | Inside
SRP04011 | CHANGZHOU TRINA SOLAR ENERGY CO | TSM-185D | 235 | 10 | 259.7 | 28 |  | Solar | FIXED | Roof
SRP04011 | PV POWERED | PVP2500 | 2500 | 1 |  |  | 0.945 | Solar Inverter |  | INDOOR
SRP04012 | CHANGZHOU TRINA SOLAR ENERGY CO | TSM-185D | 235 | 30 | 173 | 22 |  | Solar | FIXED | Roof
SRP04012 | SMA AMERICA | SB7000US (208V) | 7000 | 1 |  |  | 0.97 | Solar Inverter |  | Outside
SRP04013 | SUNTECH POWER | STP180-24/AB-1 | 185 | 40 | 192 | 30 |  | Solar | FIXED | Roof
SRP04013 | SMA AMERICA | SB7000US (208V) | 7000 | 1 |  |  | 0.97 | Solar Inverter |  | INDOOR
SRP04014 | SUNTECH POWER | STP180-24/AB-1 | 185 | 132 | 180 | 18 |  | Solar | FIXED | Roof
SRP04014 | SMA AMERICA | SB7000US (208V) | 7000 | 3 |  |  | 0.97 | Solar Inverter |  | OUTDOOR
SRP04015 | KYOCERA SOLAR | KD210GX-LP | 230 | 20 | 210 | 28 |  | Solar | FIXED | Roof
SRP04015 | SOLECTRIA RENEWABLES | PVI 5000 (208V) | 5000 | 1 |  |  | 0.968 | Solar Inverter |  | OUTDOOR
SRP04016 | SUNTECH POWER | STP200-18/UB-1 | 205 | 7 | 97 | 30 |  | Solar | FIXED | Roof
SRP04016 | SUNTECH POWER | STP200-18/UB-1 | 205 | 18 | 187 | 30 |  | Solar | FIXED | Roof
SRP04016 | PV POWERED | PVP2000 | 2000 | 1 |  |  | 0.92 | Solar Inverter |  | INDOOR
SRP04016 | PV POWERED | PVP3000 | 3000 | 1 |  |  | 0.935 | Solar Inverter |  | INDOOR
SRP04017 | MATRIX SOLAR/PHOTOWATT | PW1000-100 | 230 | 156 | 180 | 35 |  | Solar | FIXED | Ground
SRP04017 | SMA AMERICA | SB7000US (277V) | 8000 | 4 |  |  | 0.97 | Solar Inverter |  | OUTDOOR
SRP04018 | SUNPOWER | SPR-230-WHT-U | 240 | 42 | 113 | 31 |  | Solar | FIXED | Roof
SRP04018 | SUNPOWER CORP (ORIGINAL MFR - PV POWERED LLC) | SPR-2500 | 9995 | 1 |  |  | 0.96 | Solar Inverter |  | INDOOR
SRP04019 | SUNTECH POWER | STP210S-18/UB-1 | 245 | 286 | 210 | 30 |  | Solar | FIXED | Ground
SRP04019 | PV POWERED | PVP75KW-208 | 75000 | 1 |  |  | 0.955 | Solar Inverter |  | INDOOR
SRP04020 | SHARP | NT-S5E1U | 235 | 11 | 144 | 24 |  | Solar | FIXED | Roof
SRP04020 | SMA AMERICA | SB3000US (208V) | 3000 | 1 |  |  | 0.966 | Solar Inverter |  | Inside
SRP04021 | SHARP | NT-S5E1U | 235 | 42 | 144 | 24 |  | Solar | FIXED | Roof
SRP04021 | SMA AMERICA | SB4000US (208V) | 4000 | 1 |  |  | 0.97 | Solar Inverter |  | Inside
SRP04021 | SMA AMERICA | SB5000US | 5000 | 1 |  |  | 0.97 | Solar Inverter |  | Inside
SRP04024 | SUNTECH POWER | STP180-24/AB-1 | 185 | 34 | 262.2 | 25 |  | Solar | FIXED | Roof
SRP04024 | PV POWERED | PVP3000 | 3000 | 2 |  |  | 0.935 | Solar Inverter |  | INDOOR
SRP04025 | SCHOTT SOLAR | ASE-250DGF/50-230 | 230 | 31 | 180 | 30 |  | Solar | FIXED | Ground
SRP04025 | SMA AMERICA | SB3000US (208V) | 3000 | 1 |  |  | 0.966 | Solar Inverter |  | OUTDOOR
SRP04025 | SMA AMERICA | SB4000US (208V) | 4000 | 1 |  |  | 0.968 | Solar Inverter |  | OUTDOOR
SRP04026 | SUNTECH POWER | STP180-24/AB-1 | 185 | 40 | 218 | 25 |  | Solar | FIXED | Roof
SRP04026 | SMA AMERICA | SB7000US (208V) | 7000 | 1 |  |  | 0.97 | Solar Inverter |  | INDOOR
SRP04029 | TRINA SOLAR | TSM-235PA05 | 235 | 18 | 170 | 22 |  | Solar | FIXED | Roof
SRP04029 | TRINA SOLAR | TSM-235PA05 | 235 | 12 | 251 | 22 |  | Solar | FIXED | Roof
SRP04029 | SIEMENS INDUSTRY | SMIINV215R60XX (208V) | 215 | 30 |  |  | 0.95 | Solar Inverter |  | OUTDOOR
SRP04031 | SHARP | ND-224UC1 | 240 | 28 | 149 | 20 |  | Solar | FIXED | Roof
SRP04031 | SMA AMERICA | SB6000U (208V) | 6000 | 1 |  |  | 0.965 | Solar Inverter |  | INDOOR
SRP04032 | SUNTECH POWER | STP180-24/AB-1 | 185 | 21 | 180 | 30 |  | Solar | FIXED | Ground
SRP04032 | SUNTECH POWER | STP180S-24/AB-1 | 185 | 14 | 171 | 34 |  | Solar | FIXED | Roof
SRP04032 | PV POWERED | PVP2500 | 2500 | 1 |  |  | 0.945 | Solar Inverter |  | INDOOR
SRP04032 | PV POWERED | PVP3500 | 3500 | 1 |  |  | 0.955 | Solar Inverter |  | INDOOR
SRP04033 | SHARP | ND-224UC1 | 240 | 39 | 149 | 22 |  | Solar | FIXED | Roof
SRP04033 | SMA AMERICA | SB7000US (277V) | 8000 | 1 |  |  | 0.965 | Solar Inverter |  | INDOOR
SRP04036 | UNKNOWN | UNKNOWN | 235 | 10 | 85.9 | 30 |  | Solar | FIXED | Roof
SRP04036 | UNKNOWN | UNKNOWN | 235 | 21 | 265.9 | 30 |  | Solar | FIXED | Roof
SRP04036 | UNKNOWN | UNKNOWN | 235 | 11 | 175.9 | 40 |  | Solar | FIXED | Roof
SRP04036 | ENPHASE ENERGY | M200-32-240-S02 | 215 | 42 |  |  | 0.955 | Solar Inverter |  | OUTDOOR
SRP04037 | SUNPOWER | SPR-225-BLK-U | 225 | 39 | 195 | 41 |  | Solar | FIXED | Roof
SRP04037 | FRONIUS USA |  | 3800 | 1 |  |  | 0.97 | Solar Inverter |  | Inside
SRP04037 | FRONIUS USA |  | 5000 | 1 |  |  | 0.96 | Solar Inverter |  | Inside
SRP04039 | SOLARWORLD | SW185MONO | 235 | 4 | 136 | 18 |  | Solar | FIXED | Roof
SRP04039 | SOLARWORLD | SW185MONO | 235 | 4 | 136 | 27 |  | Solar | FIXED | Roof
SRP04039 | SOLARWORLD | SW185MONO | 235 | 15 | 224 | 27 |  | Solar | FIXED | Roof
SRP04039 | ENPHASE ENERGY | M200-32-208-S01 | 190 | 23 |  |  | 0.955 | Solar Inverter |  | OUTDOOR
SRP04041 | CONERGY AG | S 175MU | 225 | 48 | 187 | 32 |  | Solar | FIXED | Ground
SRP04041 | SMA AMERICA | SB5000US | 5000 | 2 |  |  | 0.95 | Solar Inverter |  | OUTDOOR
SRP04042 | SUNTECH POWER | STP200UB | 205 | 44 | 90.5 | 25 |  | Solar | FIXED | Roof
SRP04042 | PV POWERED | PVP4800 | 4800 | 2 |  |  | 0.96 | Solar Inverter |  | INDOOR
SRP04044 | SUNTECH POWER | STP180-24/AB-1 | 185 | 30 | 187 | 34 |  | Solar | FIXED | Roof
SRP04044 | SMA AMERICA | SB6000U (277V) | 6000 | 1 |  |  | 0.97 | Solar Inverter |  | INDOOR
SRP04045 | CHANGZHOU TRINA SOLAR ENERGY CO | TSM-185D | 235 | 14 | 127.6 | 21 |  | Solar | FIXED | Roof
SRP04045 | CHANGZHOU TRINA SOLAR ENERGY CO | TSM-185D | 235 | 24 | 217.6 | 35 |  | Solar | FIXED | Roof
SRP04045 | CHANGZHOU TRINA SOLAR ENERGY CO | TSM-185D | 235 | 6 | 127.6 | 40 |  | Solar | FIXED | Roof
SRP04045 | PV POWERED | PVP2000 | 2000 | 1 |  |  | 0.92 | Solar Inverter |  | INDOOR
SRP04045 | PV POWERED | PVP3000 | 3000 | 1 |  |  | 0.935 | Solar Inverter |  | INDOOR
SRP04045 | PV POWERED | PVP4800 | 4800 | 1 |  |  | 0.96 | Solar Inverter |  | Inside
SRP04046 | SUNTECH POWER | STP180S-24/AB-1 | 185 | 21 | 152.9 | 20 |  | Solar | FIXED | Roof
SRP04046 | SUNTECH POWER | STP180S-24/AB-1 | 185 | 18 | 242.9 | 20 |  | Solar | FIXED | Roof
SRP04046 | PV POWERED | PVP3000 | 3000 | 1 |  |  | 0.935 | Solar Inverter |  | INDOOR
SRP04046 | PV POWERED | PVP3500 | 3500 | 1 |  |  | 0.955 | Solar Inverter |  | INDOOR
SRP04047 | SUNTECH POWER | STP180-24/AB-1 | 185 | 36 | 143 | 25 |  | Solar | FIXED | Roof
SRP04047 | SMA AMERICA | SB7000US (208V) | 7000 | 1 |  |  | 0.96 | Solar Inverter |  | INDOOR
SRP04048 | SUNTECH POWER | STP180S-24/AB-1 | 185 | 40 | 233.5 | 30 |  | Solar | FIXED | Roof
SRP04048 | SMA AMERICA | SB7000US (208V) | 7000 | 1 |  |  | 0.97 | Solar Inverter |  | INDOOR
SRP04049 | CHANGZHOU TRINA SOLAR ENERGY CO | TSM-185D | 235 | 6 | 90 | 12 |  | Solar | FIXED | Roof
SRP04049 | CHANGZHOU TRINA SOLAR ENERGY CO | TSM-185D | 235 | 16 | 180 | 12 |  | Solar | FIXED | Roof
SRP04049 | CHANGZHOU TRINA SOLAR ENERGY CO | TSM-185D | 235 | 6 | 270 | 12 |  | Solar | FIXED | Roof
SRP04049 | PV POWERED | PVP2000 | 2000 | 2 |  |  | 0.962 | Solar Inverter |  | OUTDOOR
SRP04049 | PV POWERED | PVP3500 | 3500 | 1 |  |  | 0.962 | Solar Inverter |  | OUTDOOR
SRP04050 | SUNTECH POWER | STP180-24/AB-1 | 185 | 18 | 235.3 | 15 |  | Solar | FIXED | Roof
SRP04050 | SUNTECH POWER | STP210S-18/UB-1 | 185 | 18 | 145.3 | 20 |  | Solar | FIXED | Roof
SRP04050 | PV POWERED | PVP3000 | 3000 | 1 |  |  | 0.935 | Solar Inverter |  | Outside
SRP04050 | PV POWERED | PVP3000 | 3000 | 1 |  |  | 0.935 | Solar Inverter |  | Outside
SRP04051 | SUNTECH POWER | STP180-24/AB-1 | 185 | 18 | 233.9 | 25 |  | Solar | FIXED | Roof
SRP04051 | SUNTECH POWER | STP180-24/AB-1 | 185 | 30 | 143.9 | 40 |  | Solar | FIXED | Roof
SRP04051 | SMA AMERICA | SB3000US (208V) | 3000 | 1 |  |  | 0.96 | Solar Inverter |  | INDOOR
SRP04051 | SMA AMERICA | SB6000U (208V) | 6000 | 1 |  |  | 0.97 | Solar Inverter |  | INDOOR
SRP04052 | SUNTECH POWER | STP200S-18/UB-1 | 205 | 18 | 178.4 | 22 |  | Solar | FIXED | Roof
SRP04052 | SUNTECH POWER | STP200UB | 205 | 12 | 268.4 | 22 |  | Solar | FIXED | Roof
SRP04052 | PV POWERED | PVP2500 | 2500 | 1 |  |  | 0.945 | Solar Inverter |  | OUTDOOR
SRP04052 | PV POWERED | PVP3500 | 3500 | 1 |  |  | 0.955 | Solar Inverter |  | OUTDOOR
SRP04054 | CHANGZHOU TRINA SOLAR ENERGY CO | TSM-185D | 235 | 28 | 166.9 | 34 |  | Solar | FIXED | Roof
SRP04054 | PV POWERED | PVP3000 | 3000 | 2 |  |  | 0.935 | Solar Inverter |  | INDOOR
SRP04055 | SUNTECH POWER | STP180-24/AB-1 | 185 | 42 | 208.3 | 30 |  | Solar | FIXED | Roof
SRP04055 | SUNTECH POWER | STP180-24/AB-1 | 185 | 16 | 118.3 | 40 |  | Solar | FIXED | Roof
SRP04055 | SUNTECH POWER | STP180-24/AB-1 | 185 | 35 | 118.3 | 45 |  | Solar | FIXED | Roof
SRP04055 | PV POWERED | PVP2000 | 2000 | 1 |  |  | 0.92 | Solar Inverter |  | INDOOR
SRP04055 | PV POWERED | PVP3000 | 3000 | 1 |  |  | 0.935 | Solar Inverter |  | Inside
SRP04055 | PV POWERED | PVP3500 | 3500 | 2 |  |  | 0.935 | Solar Inverter |  | INDOOR
SRP04055 | PV POWERED | PVP4800 | 4800 | 1 |  |  | 0.96 | Solar Inverter |  | Inside
SRP04056 | CHANGZHOU TRINA SOLAR ENERGY CO | TSM-185D | 240 | 30 | 182.8 | 25 |  | Solar | FIXED | Roof
SRP04056 | SMA AMERICA | SB7000US (208V) | 7000 | 1 |  |  | 0.97 | Solar Inverter |  | INDOOR
SRP04057 | CHANGZHOU TRINA SOLAR ENERGY CO | TSM-185D | 230 | 18 | 195.6 | 45 |  | Solar | FIXED | Roof
SRP04057 | PV POWERED | PVP3500 | 3500 | 1 |  |  | 0.955 | Solar Inverter |  | OUTDOOR
SRP04058 | SUNTECH POWER | STP200-18/UB-1 | 205 | 26 | 223.2 | 25 |  | Solar | FIXED | Roof
SRP04058 | SMA AMERICA | SB5000US | 5000 | 1 |  |  | 0.96 | Solar Inverter |  | Inside
SRP04059 | BP SOLAR | BP4175B | 175 | 16 | 208 | 20 |  | Solar | FIXED | Roof
SRP04059 | KACO | 2901XI | 2500 | 1 |  |  | 0.955 | Solar Inverter |  | OUTDOOR
SRP04060 | BP SOLAR | BP4175B | 175 | 10 | 207 | 26 |  | Solar | FIXED | Roof
SRP04060 | BP SOLAR | BP4175B | 175 | 16 | 207 | 26 |  | Solar | FIXED | Roof
SRP04060 | KACO | 1501XI | 1500 | 1 |  |  | 0.95 | Solar Inverter |  | OUTDOOR
SRP04060 | KACO | 2901XI | 2500 | 1 |  |  | 0.95 | Solar Inverter |  | OUTDOOR
SRP04062 | BP SOLAR | BP4175B | 175 | 30 | 173 | 40 |  | Solar | FIXED | Roof
SRP04062 | KACO | 3601XI | 5000 | 1 |  |  | 0.955 | Solar Inverter |  | OUTDOOR
SRP04063 | SCHUCO USA |  | 180 | 50 | 206 | 34 |  | Solar | FIXED | Roof
SRP04063 | SMA AMERICA | SB7000US (277V) | 8000 | 1 |  |  | 0.97 | Solar Inverter |  | INDOOR
SRP04066 | SUNPOWER | SPR-225-BLK-U | 225 | 36 | 189 | 40 |  | Solar | FIXED | Roof
SRP04066 | SUNPOWER CORP (ORIGINAL MFRSMA) | SPR-7000M (208V) | 7000 | 1 |  |  | 0.971 | Solar Inverter |  | INDOOR
SRP04069 | SOLARWORLD | SW185MONO | 240 | 48 | 188 | 33 |  | Solar | FIXED | Ground
SRP04069 | SMA AMERICA | SB5000US | 5000 | 2 |  |  | 0.968 | Solar Inverter |  | OUTDOOR
SRP04070 | CHANGZHOU TRINA SOLAR ENERGY CO | TSM-185D | 230 | 6 | 180 | 0 |  | Solar | FIXED | Roof
SRP04070 | CHANGZHOU TRINA SOLAR ENERGY CO | TSM-185D | 230 | 3 | 150 | 45 |  | Solar | FIXED | Roof
SRP04070 | CHANGZHOU TRINA SOLAR ENERGY CO | TSM-185D | 230 | 6 | 240 | 45 |  | Solar | FIXED | Roof
SRP04070 | ENPHASE ENERGY | M200-32-208-S01 | 215 | 15 |  |  | 0.966 | Solar Inverter |  | OUTDOOR
SRP04071 | BP SOLAR | BP3170N | 215 | 20 | 175 | 25 |  | Solar | FIXED | Roof
SRP04071 | SMA AMERICA | SB3000US (208V) | 2000 | 1 |  |  | 0.955 | Solar Inverter |  | INDOOR
SRP04071 | SMA AMERICA | SB3000US (208V) | 2000 | 1 |  |  | 0.955 | Solar Inverter |  | INDOOR
SRP04072 | CHANGZHOU TRINA SOLAR ENERGY CO | TSM-185D | 230 | 17 | 111 | 23 |  | Solar | FIXED | Roof
SRP04072 | CHANGZHOU TRINA SOLAR ENERGY CO | TSM-185D | 230 | 18 | 201 | 23 |  | Solar | FIXED | Roof
SRP04072 | ENPHASE ENERGY | M200-32-208-S01 | 215 | 30 |  |  | 0.963 | Solar Inverter |  | OUTDOOR
SRP04073 | MATRIX SOLAR/PHOTOWATT | PW1250-115 | 235 | 39 | 205 | 30 |  | Solar | FIXED | Ground
SRP04073 | ENPHASE ENERGY | M200-32-208-S01 | 190 | 39 |  |  | 0.955 | Solar Inverter |  | OUTDOOR
SRP04074 | ET SOLAR INDUSTRY | ET-P654185 | 185 | 22 | 91 | 35 |  | Solar | FIXED | Roof
SRP04074 | ET SOLAR INDUSTRY | ET-P654185 | 185 | 44 | 271 | 35 |  | Solar | FIXED | Roof
SRP04074 | ET SOLAR INDUSTRY | ET-P654185 | 185 | 11 | 181 | 40 |  | Solar | FIXED | Roof
SRP04074 | FRONIUS USA |  | 3000 | 1 |  |  | 0.955 | Solar Inverter |  | Inside
SRP04074 | FRONIUS USA |  | 3800 | 1 |  |  | 0.955 | Solar Inverter |  | Inside
SRP04074 | FRONIUS USA |  | 7500 | 1 |  |  | 0.955 | Solar Inverter |  | Inside
SRP04075 | CANADIAN SOLAR | CS6P-230 | 230 | 9 | 165 | 33 |  | Solar | FIXED | Roof
SRP04075 | CANADIAN SOLAR | CS6P-230 | 230 | 10 | 255 | 37 |  | Solar | FIXED | Roof
SRP04075 | CANADIAN SOLAR | CS6P-230 | 230 | 18 | 165 | 41.3 |  | Solar | FIXED | Roof
SRP04075 | ENPHASE ENERGY | M200-32-240-S02 | 215 | 37 |  |  | 0.97 | Solar Inverter |  | OUTDOOR
SRP04077 | CHANGZHOU TRINA SOLAR ENERGY CO | TSM-185D | 235 | 5 | 115 | 20 |  | Solar | FIXED | Roof
SRP04077 | CHANGZHOU TRINA SOLAR ENERGY CO | TSM-185D | 235 | 7 | 205 | 25 |  | Solar | FIXED | Roof
SRP04077 | CHANGZHOU TRINA SOLAR ENERGY CO | TSM-185D | 235 | 14 | 115 | 40 |  | Solar | FIXED | Roof
SRP04077 | ENPHASE ENERGY | M200-32-208-S01 | 235 | 26 |  |  | 0.963 | Solar Inverter |  | OUTDOOR
SRP04078 | CHANGZHOU TRINA SOLAR ENERGY CO | TSM-185D | 230 | 14 | 145.9 | 30 |  | Solar | FIXED | Roof
SRP04078 | CHANGZHOU TRINA SOLAR ENERGY CO | TSM-185D | 230 | 22 | 145.9 | 45 |  | Solar | FIXED | Roof
SRP04078 | PV POWERED | PVP3000 | 3000 | 1 |  |  | 0.935 | Solar Inverter |  | Outside
SRP04078 | PV POWERED | PVP4800 | 4800 | 1 |  |  | 0.96 | Solar Inverter |  | Outside
SRP04079 | BP SOLAR | SX3200B | 215 | 32 | 224 | 19 |  | Solar | FIXED | Roof
SRP04079 | FRONIUS USA | IG 2000 | 2000 | 1 |  |  | 0.952 | Solar Inverter |  | INDOOR
SRP04079 | FRONIUS USA | IG 5100 | 5100 | 1 |  |  | 0.952 | Solar Inverter |  | INDOOR
SRP04080 | SUNTECH POWER | STP200-18/UB-1 | 205 | 39 | 206.5 | 31 |  | Solar | FIXED | Roof
SRP04080 | SMA AMERICA | SB7000US (208V) | 7000 | 1 |  |  | 0.97 | Solar Inverter |  | INDOOR
SRP04081 | SUNPOWER | SPR-205-BLK-U | 205 | 42 | 137.9 | 30 |  | Solar | FIXED | Roof
SRP04081 | SMA AMERICA | SB7000US (277V) | 8000 | 1 |  |  | 0.965 | Solar Inverter |  | INDOOR
SRP04082 | SUNPOWER | SPR-225-BLK-U | 228 | 26 | 187 | 30 |  | Solar | FIXED | Ground
SRP04082 | SUNPOWER CORP (ORIGINAL MFRSMA) | SPR-6000M (208V) | 6000 | 1 |  |  | 0.97 | Solar Inverter |  | OUTDOOR
SRP04083 | SUNTECH POWER | STP200-18/UB-1 | 190 | 24 | 206 | 25 |  | Solar | FIXED | Roof
SRP04083 | PV POWERED | PVP4800 | 4800 | 1 |  |  | 0.96 | Solar Inverter |  | OUTDOOR
SRP04084 | ET SOLAR INDUSTRY | ET-P672280 | 280 | 462 | 220 | 10 |  | Solar | FIXED | Roof
SRP04084 | SATCON TECHNOLOGY | PVS-100 (208 V) | 100000 | 1 |  |  | 0.97 | Solar Inverter |  | OUTDOOR
SRP04085 | SUNTECH POWER | STP180-24/AB-1 | 185 | 26 | 134.3 | 20 |  | Solar | FIXED | Roof
SRP04085 | SUNTECH POWER | STP180S-24/AB-1 | 185 | 8 | 224.3 | 20 |  | Solar | FIXED | Roof
SRP04085 | PV POWERED | PVP2000 | 2000 | 1 |  |  | 0.92 | Solar Inverter |  | OUTDOOR
SRP04085 | PV POWERED | PVP2000 | 2000 | 1 |  |  | 0.92 | Solar Inverter
SRP04085 | PV POWERED | PVP2500 | 2500 | 1 |  |  | 0.945 | Solar Inverter |  | OUTDOOR
SRP04086 | CHANGZHOU TRINA SOLAR ENERGY CO | TSM-185D | 235 | 39 | 138.3 | 25 |  | Solar | FIXED | Roof
SRP04086 | SMA AMERICA | SB7000US (277V) | 8000 | 1 |  |  | 0.965 | Solar Inverter |  | INDOOR
SRP04087 | CHANGZHOU TRINA SOLAR ENERGY CO | TSM-185D | 235 | 39 | 102.5 | 25 |  | Solar | FIXED | Roof
SRP04087 | SMA AMERICA | SB7000US (277V) | 8000 | 1 |  |  | 0.965 | Solar Inverter |  | INDOOR
SRP04088 | SCHUCO USA |  | 230 | 72 | 192 | 7.5 |  | Solar | FIXED | Roof
SRP04088 | KACO | 3601XI | 5000 | 3 |  |  | 0.95 | Solar Inverter |  | INDOOR
SRP04089 | SUNPOWER | SPR-230-WHT-U | 230 | 45 | 180 | 40 |  | Solar | FIXED | Ground
SRP04089 | SUNPOWER CORP (ORIGINAL MFRSMA) | SPR-7000M (277V) | 9995 | 1 |  |  | 0.962 | Solar Inverter |  | Outside
SRP04090 | CHANGZHOU TRINA SOLAR ENERGY CO | TSM-185D | 230 | 39 | 185.5 | 40 |  | Solar | FIXED | Roof
SRP04090 | SMA AMERICA | SB7000US (277V) | 8000 | 1 |  |  | 0.965 | Solar Inverter |  | OUTDOOR
SRP04091 | SUNPOWER | SPR-315E-WHT-U | 320 | 48 | 180 | 40 |  | Solar | FIXED | Ground
SRP04091 | SUNPOWER CORP (ORIGINAL MFRSMA) | SPR-7000M (277V) | 7000 | 2 |  |  | 0.971 | Solar Inverter |  | INDOOR
SRP04093 | SUNTECH POWER | STP180-24/AB-1 | 185 | 7 | 267 | 25 |  | Solar | FIXED | Roof
SRP04093 | SUNTECH POWER | STP180-24/AB-1 | 185 | 14 | 267 | 34 |  | Solar | FIXED | Roof
SRP04093 | SUNTECH POWER | STP180-24/AB-1 | 185 | 26 | 177 | 45 |  | Solar | FIXED | Roof
SRP04093 | ENPHASE ENERGY | M200-32-208-S01 | 190 | 47 |  |  | 0.95 | Solar Inverter |  | OUTDOOR
SRP04094 | SUNTECH POWER | STP180-24/AB-1 | 190 | 45 | 177 | 7 |  | Solar | FIXED | Roof
SRP04094 | ENPHASE ENERGY | M200-32-208-S01 | 190 | 5 |  |  | 0.95 | Solar Inverter |  | OUTDOOR
SRP04094 | ENPHASE ENERGY | M200-32-240-S02 | 380 | 20 |  |  | 0.95 | Solar Inverter |  | Outside
SRP04095 | MC SOLAR | BP970B | 240 | 24 | 239 | 26.6 |  | Solar | FIXED | Roof
SRP04095 | FRONIUS USA | IG 5100 | 5100 | 1 |  |  | 0.952 | Solar Inverter |  | INDOOR
SRP04096 | SHARP | ND-224UC1 | 240 | 962 | 174.8 | 10 |  | Solar | FIXED | Roof
SRP04096 | PV POWERED | PVP100KW-208 | 260000 | 1 |  |  | 0.977 | Solar Inverter |  | Outside
SRP04097 | SHARP | ND-224UC1 | 240 | 1534 | 196.3 | 10 |  | Solar | FIXED | Roof
SRP04097 | PV POWERED | PVP75KW-208 | 75000 | 1 |  |  | 0.96 | Solar Inverter |  | OUTDOOR
SRP04097 | PV POWERED | PVP100KW-208 | 260000 | 1 |  |  | 0.96 | Solar Inverter |  | OUTDOOR
SRP04098 | SOLARWORLD | SW185MONO | 245 | 4172 | 201 | 10 |  | Solar | FIXED | Roof
SRP04098 | SATCON TECHNOLOGY | PVS-500 (480 V) | 500000 | 2 |  |  | 0.97 | Solar Inverter |  | INDOOR
SRP04101 | KYOCERA SOLAR | KD210GX-LP | 210 | 285 | 213.3 | 10 |  | Solar | FIXED | Roof
SRP04101 | SATCON TECHNOLOGY | PVS-75 (208 V) | 75000 | 1 |  |  | 0.96 | Solar Inverter |  | OUTDOOR
SRP04102 | SUNTECH POWER | STP200UB | 205 | 34 | 89 | 20 |  | Solar | FIXED | Roof
SRP04102 | SUNTECH POWER | STP200UB | 205 | 44 | 269 | 20 |  | Solar | FIXED | Roof
SRP04102 | PV POWERED | PVP2500 | 2500 | 1 |  |  | 0.945 | Solar Inverter |  | OUTDOOR
SRP04102 | PV POWERED | PVP3500 | 3500 | 1 |  |  | 0.955 | Solar Inverter |  | OUTDOOR
SRP04102 | PV POWERED | PVP4800 | 4800 | 2 |  |  | 0.96 | Solar Inverter |  | OUTDOOR
SRP04104 | CHANGZHOU TRINA SOLAR ENERGY CO | TSM-185D | 235 | 34 | 167.6 | 32 |  | Solar | FIXED | Roof
SRP04104 | PV POWERED | PVP3500 | 3500 | 1 |  |  | 0.955 | Solar Inverter |  | OUTDOOR
SRP04104 | PV POWERED | PVP4800 | 4800 | 1 |  |  | 0.96 | Solar Inverter |  | Outside
SRP04105 | CHANGZHOU TRINA SOLAR ENERGY CO | TSM-185D | 235 | 16 | 155.3 | 23 |  | Solar | FIXED | Roof
SRP04105 | CHANGZHOU TRINA SOLAR ENERGY CO | TSM-185D | 235 | 9 | 245.3 | 23 |  | Solar | FIXED | Roof
SRP04105 | PV POWERED | PVP2000 | 2000 | 1 |  |  | 0.92 | Solar Inverter |  | INDOOR
SRP04105 | PV POWERED | PVP3500 | 3500 | 1 |  |  | 0.955 | Solar Inverter |  | INDOOR
SRP04106 | CHANGZHOU TRINA SOLAR ENERGY CO | TSM-185D | 230 | 14 | 262 | 5 |  | Solar | FIXED | Roof
SRP04106 | PV POWERED | PVP3000 | 3000 | 1 |  |  | 0.96 | Solar Inverter |  | OUTDOOR
SRP04107 | CHANGZHOU TRINA SOLAR ENERGY CO | TSM-185D | 230 | 18 | 254.7 | 17 |  | Solar | FIXED | Roof
SRP04107 | PV POWERED | PVP3500 | 3500 | 1 |  |  | 0.955 | Solar Inverter |  | Inside
SRP04108 | CHANGZHOU TRINA SOLAR ENERGY CO | TSM-185D | 235 | 20 | 95 | 23 |  | Solar | FIXED | Roof
SRP04108 | CHANGZHOU TRINA SOLAR ENERGY CO | TSM-185D | 235 | 33 | 185 | 23 |  | Solar | FIXED | Roof
SRP04108 | SMA AMERICA | SB5000US | 5000 | 1 |  |  | 0.96 | Solar Inverter |  | INDOOR
SRP04108 | SMA AMERICA | SB7000US (208V) | 7000 | 1 |  |  | 0.97 | Solar Inverter |  | INDOOR
SRP04109 | SUNTECH POWER | STP200S-18/UB-1 | 205 | 26 | 191.8 | 23 |  | Solar | FIXED | Roof
SRP04109 | SMA AMERICA | SB5000US | 5000 | 1 |  |  | 0.96 | Solar Inverter |  | INDOOR
SRP04110 | CHANGZHOU TRINA SOLAR ENERGY CO | TSM-185D | 235 | 26 | 130 | 25 |  | Solar | FIXED | Roof
SRP04110 | SMA AMERICA | SB6000U (208V) | 6000 | 1 |  |  | 0.97 | Solar Inverter |  | OUTDOOR
SRP04111 | SUNTECH POWER | STP200S-18/UB-1 | 205 | 14 | 103.6 | 20 |  | Solar | FIXED | Roof
SRP04111 | PV POWERED | PVP2500 | 2500 | 1 |  |  | 0.945 | Solar Inverter |  | INDOOR
SRP04113 | CHANGZHOU TRINA SOLAR ENERGY CO | TSM-185D | 235 | 39 | 120.1 | 20 |  | Solar | FIXED | Roof
SRP04113 | SMA AMERICA | SB7000US (277V) | 8000 | 1 |  |  | 0.965 | Solar Inverter |  | OUTDOOR
SRP04114 | SUNPOWER | SPR-230-WHT-U | 240 | 55 | 160 | 22 |  | Solar | FIXED | Roof
SRP04114 | SUNPOWER CORP (ORIGINAL MFRSMA) | SPR-5000M (208V) | 5000 | 1 |  |  | 0.968 | Solar Inverter |  | INDOOR
SRP04114 | SUNPOWER CORP (ORIGINAL MFRSMA) | SPR-7000M (208V) | 7000 | 1 |  |  | 0.968 | Solar Inverter |  | INDOOR
SRP04115 | SUNPOWER | SPR-230-WHT-U | 230 | 42 | 200 | 34 |  | Solar | FIXED | Roof
SRP04115 | SUNPOWER CORP (ORIGINAL MFRSMA) | SPR4000 | 4000 | 1 |  |  | 0.968 | Solar Inverter |  | INDOOR
SRP04115 | SUNPOWER CORP (ORIGINAL MFRSMA) | SPR-5000M (208V) | 5000 | 1 |  |  | 0.968 | Solar Inverter |  | INDOOR
SRP04116 | CANADIAN SOLAR | CS6P-230 | 230 | 10 | 143 | 32 |  | Solar | FIXED | Roof
SRP04116 | CANADIAN SOLAR | CS6P-230 | 230 | 18 | 233 | 37 |  | Solar | FIXED | Roof
SRP04116 | SOLECTRIA RENEWABLES | PVI 3000 (208V) | 3300 | 1 |  |  | 0.98 | Solar Inverter |  | OUTDOOR
SRP04116 | SOLECTRIA RENEWABLES | PVI 5000 (208V) | 5000 | 1 |  |  | 0.98 | Solar Inverter |  | OUTDOOR
SRP04118 | CANADIAN SOLAR | CS6P-230 | 230 | 35 | 164 | 29 |  | Solar | FIXED | Roof
SRP04118 | ENPHASE ENERGY | M200-32-208-S01 | 240 | 35 |  |  | 0.96 | Solar Inverter |  | OUTDOOR
SRP04119 | CHANGZHOU TRINA SOLAR ENERGY CO | TSM-185D | 230 | 20 | 227 | 28 |  | Solar | FIXED | Roof
SRP04119 | SMA AMERICA | SB4000US (208V) | 4000 | 1 |  |  | 0.968 | Solar Inverter |  | Inside
SRP04120 | ASTROPOWER | LAPX-300 | 230 | 576 | 158 | 10 |  | Solar | FIXED | Roof
SRP04120 | DIRECT GRID TECHNOLOGIES | DGM-S460 | 460 | 288 |  |  | 0.99 | Solar Inverter |  | OUTDOOR
SRP04123 | SHARP | ND-224UC1 | 235 | 36 | 220 | 28.5 |  | Solar | FIXED | Roof
SRP04123 | SHARP | ND-224UC1 | 235 | 57 | 180 | 30 |  | Solar | FIXED | Ground
SRP04123 | FRONIUS USA |  | 5000 | 1 |  |  | 0.962 | Solar Inverter |  | OUTDOOR
SRP04123 | FRONIUS USA |  | 7500 | 1 |  |  | 0.962 | Solar Inverter |  | OUTDOOR
SRP04123 | FRONIUS USA |  | 7500 | 1 |  |  | 0.962 | Solar Inverter |  | OUTDOOR
SRP04124 | BP SOLAR | SX3195B | 215 | 27 | 201 | 20 |  | Solar | FIXED | Roof
SRP04124 | FRONIUS USA | IG 5100 | 5100 | 1 |  |  | 0.952 | Solar Inverter |  | INDOOR
SRP04125 | SCHUCO USA |  | 185 | 72 | 88 | 30 |  | Solar | FIXED | Roof
SRP04125 | ENPHASE ENERGY | M200-32-240-S02 | 380 | 36 |  |  | 0.955 | Solar Inverter |  | OUTDOOR
SRP04126 | CANADIAN SOLAR | CS6P-230 | 250 | 36 | 175 | 35 |  | Solar | FIXED | Roof
SRP04126 | FRONIUS USA |  | 10000 | 1 |  |  | 0.95 | Solar Inverter |  | Inside
SRP04128 | CHANGZHOU TRINA SOLAR ENERGY CO | TSM-185D | 230 | 18 | 154 | 24 |  | Solar | FIXED | Roof
SRP04128 | SMA AMERICA | SB3000US (208V) | 3000 | 1 |  |  | 0.965 | Solar Inverter |  | Outside
SRP04130 | CHANGZHOU TRINA SOLAR ENERGY CO | TSM-185D | 235 | 24 | 220.3 | 19 |  | Solar | FIXED | Roof
SRP04130 | SMA AMERICA | SB6000U (208V) | 6000 | 1 |  |  | 0.97 | Solar Inverter |  | INDOOR
SRP04131 | SUNTECH POWER | STP200-18/UB-1 | 205 | 24 | 209 | 22 |  | Solar | FIXED | Roof
SRP04131 | PV POWERED | PVP4800 | 4800 | 1 |  |  | 0.96 | Solar Inverter |  | Outside
SRP04132 | CHANGZHOU TRINA SOLAR ENERGY CO | TSM-185D | 230 | 22 | 240 | 26 |  | Solar | FIXED | Roof
SRP04132 | SMA AMERICA | SB4000US (208V) | 4000 | 1 |  |  | 0.968 | Solar Inverter |  | INDOOR
SRP04133 | CHANGZHOU TRINA SOLAR ENERGY CO | TSM-185D | 240 | 21 | 263.2 | 17 |  | Solar | FIXED | Roof
SRP04133 | PV POWERED | PVP2500 | 2500 | 2 |  |  | 0.945 | Solar Inverter |  | Outside
SRP04134 | SUNTECH POWER | STP180-24/AB-1 | 190 | 58 | 106.2 | 32 |  | Solar | FIXED | Roof
SRP04134 | SMA AMERICA | SB3000US (208V) | 3000 | 1 |  |  | 0.96 | Solar Inverter |  | INDOOR
SRP04134 | SMA AMERICA | SB7000US (208V) | 7000 | 1 |  |  | 0.97 | Solar Inverter |  | INDOOR
SRP04135 | SUNTECH POWER | STP180S-24/AB-1 | 185 | 14 | 150 | 29 |  | Solar | FIXED | Roof
SRP04135 | SCHUCO USA |  | 185 | 30 | 240 | 29 |  | Solar | FIXED | Roof
SRP04135 | SMA AMERICA | SB1100U | 2500 | 1 |  |  | 0.96 | Solar Inverter |  | INDOOR
SRP04135 | SMA AMERICA | SB5000US | 5000 | 1 |  |  | 0.968 | Solar Inverter |  | INDOOR
SRP04136 | CHANGZHOU TRINA SOLAR ENERGY CO | TSM-185D | 240 | 52 | 170.7 | 18 |  | Solar | FIXED | Roof
SRP04136 | CHANGZHOU TRINA SOLAR ENERGY CO | TSM-185D | 240 | 26 | 180 | 30 |  | Solar | FIXED | Roof
SRP04136 | SMA AMERICA | SB6000U (208V) | 6000 | 3 |  |  | 0.97 | Solar Inverter |  | INDOOR
SRP04137 | SUNTECH POWER | STP180-24/AB-1 | 190 | 54 | 204.1 | 30 |  | Solar | FIXED | Roof
SRP04137 | PV POWERED | PVP4800 | 4800 | 2 |  |  | 0.96 | Solar Inverter |  | INDOOR
SRP04138 | SCHUCO USA |  | 185 | 33 | 152 | 30 |  | Solar | FIXED | Roof
SRP04138 | SMA AMERICA | SB6000U (208V) | 6000 | 1 |  |  | 0.968 | Solar Inverter |  | INDOOR
SRP04139 | CHANGZHOU TRINA SOLAR ENERGY CO | TSM-185D | 235 | 42 | 252.1 | 25 |  | Solar | FIXED | Roof
SRP04139 | PV POWERED | PVP4800 | 4800 | 1 |  |  | 0.96 | Solar Inverter |  | Outside
SRP04139 | PV POWERED | PVP4800 | 4800 | 1 |  |  | 0.96 | Solar Inverter |  | Outside
SRP04140 | SUNTECH POWER | STP200-18/UB-1 | 205 | 51 | 143.3 | 25 |  | Solar | FIXED | Roof
SRP04140 | PV POWERED | PVP4800 | 4800 | 1 |  |  | 0.96 | Solar Inverter |  | Outside
SRP04140 | PV POWERED | PVP4800 | 4800 | 1 |  |  | 0.96 | Solar Inverter |  | Outside
SRP04141 | SCHUCO USA |  | 185 | 36 | 152 | 24 |  | Solar | FIXED | Roof
SRP04141 | SMA AMERICA | SB6000U (208V) | 6000 | 1 |  |  | 0.97 | Solar Inverter |  | INDOOR
SRP04142 | SUNTECH POWER | STP180-24/AB-1 | 185 | 40 | 131.4 | 35 |  | Solar | FIXED | Roof
SRP04142 | SMA AMERICA | SB7000US (208V) | 7000 | 1 |  |  | 0.97 | Solar Inverter |  | OUTDOOR
SRP04143 | SUNTECH POWER | STP180-24/AB-1 | 185 | 30 | 196.6 | 26 |  | Solar | FIXED | Roof
SRP04143 | SMA AMERICA | SB6000U (208V) | 6000 | 1 |  |  | 0.97 | Solar Inverter |  | Inside
SRP04144 | CHANGZHOU TRINA SOLAR ENERGY CO | TSM-185D | 235 | 44 | 141 | 24 |  | Solar | FIXED | Roof
SRP04144 | SMA AMERICA | SB5000US | 5000 | 2 |  |  | 0.968 | Solar Inverter |  | Inside
SRP04145 | SUNTECH POWER | STP180-24/AB-1 | 185 | 48 | 230.6 | 22 |  | Solar | FIXED | Roof
SRP04145 | SMA AMERICA | SB5000US | 5000 | 2 |  |  | 0.96 | Solar Inverter |  | INDOOR
SRP04147 | SUNPOWER | SPR-230-WHT-U | 240 | 30 | 218 | 25 |  | Solar | FIXED | Roof
SRP04147 | SUNPOWER CORP (ORIGINAL MFRSMA) | SPR-6000M (208V) | 6000 | 1 |  |  | 0.97 | Solar Inverter |  | INDOOR
SRP04148 | SUNPOWER | SPR-230-WHT-U | 230 | 8 | 113 | 34 |  | Solar | FIXED | Roof
SRP04148 | SUNPOWER | SPR-230-WHT-U | 230 | 8 | 205 | 34 |  | Solar | FIXED | Roof
SRP04148 | SUNPOWER CORP (ORIGINAL MFRSMA) | SPR-3000M (208V) | 3000 | 1 |  |  | 0.97 | Solar Inverter |  | INDOOR
SRP04150 | SUNPOWER | SPR-230-WHT-U | 230 | 20 | 205 | 5 |  | Solar | FIXED | Roof
SRP04150 | SUNPOWER CORP (ORIGINAL MFRSMA) | SPR-4000M (208V) | 4000 | 1 |  |  | 0.97 | Solar Inverter |  | INDOOR
SRP04151 | UNKNOWN | UNKNOWN | 230 | 18 | 167 | 32 |  | Solar | FIXED | Roof
SRP04151 | UNKNOWN | UNKNOWN | 230 | 6 | 257 | 32 |  | Solar | FIXED | Roof
SRP04151 | ENPHASE ENERGY | M200-32-208-S01 | 215 | 24 |  |  | 0.95 | Solar Inverter |  | OUTDOOR
SRP04152 | CHANGZHOU TRINA SOLAR ENERGY CO | TSM-185D | 230 | 15 | 210 | 23 |  | Solar | FIXED | Roof
SRP04152 | CHANGZHOU TRINA SOLAR ENERGY CO | TSM-185D | 230 | 16 | 120 | 37 |  | Solar | FIXED | Roof
SRP04152 | ENPHASE ENERGY | M200-32-208-S01 | 215 | 31 |  |  | 0.955 | Solar Inverter |  | OUTDOOR
SRP04153 | SHARP | ND-224UC1 | 224 | 17 | 197.9 | 18.4 |  | Solar | FIXED | Roof
SRP04153 | ENPHASE ENERGY | M200-32-208-S01 | 190 | 17 |  |  | 0.95 | Solar Inverter |  | OUTDOOR
SRP04154 | CHANGZHOU TRINA SOLAR ENERGY CO | TSM-185D | 230 | 45 | 230 | 27 |  | Solar | FIXED | Roof
SRP04154 | ENPHASE ENERGY | M200-32-208-S01 | 215 | 45 |  |  | 0.963 | Solar Inverter |  | Inside
SRP04155 | SHARP | ND-216U2 | 216 | 96 | 180 | 20 |  | Solar | FIXED | Ground
SRP04155 | FRONIUS USA |  | 10000 | 2 |  |  | 0.962 | Solar Inverter |  | OUTDOOR
SRP04156 | CHANGZHOU TRINA SOLAR ENERGY CO | TSM-185D | 230 | 35 | 209 | 23 |  | Solar | FIXED | Roof
SRP04156 | ENPHASE ENERGY | M200-32-208-S01 | 215 | 35 |  |  | 0.96 | Solar Inverter |  | OUTDOOR
SRP04157 | SHARP | ND-216UC1 | 216 | 30 | 183.5 | 33.7 |  | Solar | FIXED | Roof
SRP04157 | ENPHASE ENERGY | M200-32-208-S01 | 215 | 30 |  |  | 0.95 | Solar Inverter |  | OUTDOOR
SRP04158 | SHARP | ND-216U1F | 216 | 96 | 205 | 26 |  | Solar | FIXED | Ground
SRP04158 | FRONIUS USA |  | 10000 | 2 |  |  | 0.962 | Solar Inverter |  | OUTDOOR
SRP04159 | SHARP | ND-V230A1 | 235 | 8 | 182 | 10 |  | Solar | FIXED | Roof
SRP04159 | SHARP | ND-V230A1 | 235 | 8 | 92 | 18 |  | Solar | FIXED | Roof
SRP04159 | SHARP | ND-V230A1 | 235 | 19 | 182 | 18 |  | Solar | FIXED | Roof
SRP04159 | SHARP | ND-V230A1 | 235 | 4 | 272 | 18 |  | Solar | FIXED | Roof
SRP04159 | ENPHASE ENERGY | M200-32-208-S01 | 215 | 39 |  |  | 0.95 | Solar Inverter |  | OUTDOOR
SRP04160 | CHANGZHOU TRINA SOLAR ENERGY CO | TSM-185D | 235 | 39 | 138 | 30 |  | Solar | FIXED | Roof
SRP04160 | SMA AMERICA | SB7000US (277V) | 8000 | 1 |  |  | 0.965 | Solar Inverter |  | INDOOR
SRP04162 | CHANGZHOU TRINA SOLAR ENERGY CO | TSM-185D | 230 | 30 | 176 | 30 |  | Solar | FIXED | Roof
SRP04162 | SATCON TECHNOLOGY | AE-225-60-PV-A | 215 | 30 |  |  | 0.96 | Solar Inverter |  | OUTDOOR
SRP04163 | CHANGZHOU TRINA SOLAR ENERGY CO | TSM-185D | 230 | 31 | 209 | 27 |  | Solar | FIXED | Roof
SRP04163 | ENPHASE ENERGY | M200-32-208-S01 | 215 | 31 |  |  | 0.96 | Solar Inverter |  | OUTDOOR
SRP04165 | CHANGZHOU TRINA SOLAR ENERGY CO | TSM-185D | 230 | 36 | 119 | 27 |  | Solar | FIXED | Roof
SRP04165 | ENPHASE ENERGY | M200-32-208-S01 | 215 | 36 |  |  | 0.955 | Solar Inverter |  | OUTDOOR
SRP04166 | SUNPOWER | SPR-230-WHT-U | 240 | 35 | 174 | 27 |  | Solar | FIXED | Roof
SRP04166 | ENPHASE ENERGY | M200-32-240-S02 | 210 | 35 |  |  | 0.96 | Solar Inverter |  | Outside
SRP04168 | SUNPOWER | SPR-230-WHT-U | 230 | 5 | 128 | 15 |  | Solar | FIXED | Roof
SRP04168 | SUNPOWER | SPR-230-WHT-U | 230 | 12 | 218 | 28 |  | Solar | FIXED | Roof
SRP04168 | SUNPOWER | SPR-230-WHT-U | 230 | 18 | 128 | 30 |  | Solar | FIXED | Roof
SRP04168 | ENPHASE ENERGY | M200-32-240-S02 | 210 | 35 |  |  | 0.96 | Solar Inverter |  | Outside
SRP04171 | SUNPOWER | SPR-230-WHT-U | 230 | 96 | 210 | 30 |  | Solar | FIXED | Roof
SRP04171 | SUNPOWER CORP (ORIGINAL MFRSMA) | SPR-7000M (277V) | 8000 | 3 |  |  | 0.97 | Solar Inverter |  | INDOOR
SRP04172 | CANADIAN SOLAR | CS6P-230 | 245 | 20 | 208 | 16 |  | Solar | FIXED | Roof
SRP04172 | CANADIAN SOLAR | CS6P-230 | 245 | 21 | 208 | 18 |  | Solar | FIXED | Roof
SRP04172 | PV POWERED | PVP4800 | 4800 | 2 |  |  | 0.96 | Solar Inverter |  | INDOOR
SRP04174 | SHARP | ND-224UC1 | 224 | 20 | 174 | 35 |  | Solar | FIXED | Roof
SRP04174 | SMA AMERICA | SB5000US | 5000 | 1 |  |  | 0.99 | Solar Inverter |  | INDOOR
SRP04176 | CHANGZHOU TRINA SOLAR ENERGY CO | TSM-185D | 235 | 770 | 150 | 5 |  | Solar | FIXED | Roof
SRP04176 | PV POWERED | PVP75KW-208 | 75000 | 1 |  |  | 0.96 | Solar Inverter |  | OUTDOOR
SRP04176 | PV POWERED | PVP100KW-208 | 100000 | 1 |  |  | 0.96 | Solar Inverter |  | OUTDOOR
SRP04177 | CHANGZHOU TRINA SOLAR ENERGY CO | TSM-185D | 235 | 52 | 150 | 25 |  | Solar | FIXED | Roof
SRP04177 | FRONIUS USA |  | 11400 | 1 |  |  | 0.962 | Solar Inverter |  | INDOOR
SRP04178 | CHANGZHOU TRINA SOLAR ENERGY CO | TSM-185D | 235 | 30 | 194.4 | 30 |  | Solar | FIXED | Roof
SRP04178 | SMA AMERICA | SB7000US (208V) | 7000 | 1 |  |  | 0.97 | Solar Inverter |  | Inside
SRP04181 | CANADIAN SOLAR | CS6P-230 | 230 | 20 | 213 | 22 |  | Solar | FIXED | Roof
SRP04181 | ENPHASE ENERGY | M200-32-208-S01 | 215 | 20 |  |  | 0.95 | Solar Inverter |  | OUTDOOR
SRP04182 | CHANGZHOU TRINA SOLAR ENERGY CO | TSM-185D | 230 | 42 | 209 | 25 |  | Solar | FIXED | Roof
SRP04182 | ENPHASE ENERGY | M200-32-208-S01 | 215 | 42 |  |  | 0.96 | Solar Inverter |  | OUTDOOR
SRP04183 | SOLARWORLD | SW185MONO | 250 | 10 | 197 | 34 |  | Solar | FIXED | Roof
SRP04183 | ENPHASE ENERGY | M200-32-240-S02 | 215 | 10 |  |  | 0.96 | Solar Inverter |  | OUTDOOR
SRP04184 | SCHUCO USA |  | 185 | 20 | 113 | 10 |  | Solar | FIXED | Roof
SRP04184 | SCHUCO USA |  | 185 | 14 | 250 | 15 |  | Solar | FIXED | Roof
SRP04184 | ENPHASE ENERGY | M200-32-240-S02 | 190 | 34 |  |  | 0.96 | Solar Inverter |  | OUTDOOR
SRP04185 | CANADIAN SOLAR | CS6P-230 | 230 | 52 | 180 | 32 |  | Solar | FIXED | Roof
SRP04185 | SMA AMERICA | SB6000US (208V) | 6000 | 2 |  |  | 0.968 | Solar Inverter |  | INDOOR
SRP04186 | KYOCERA SOLAR | KD210GX-LP | 210 | 42 | 157 | 23 |  | Solar | FIXED | Roof
SRP04186 | PV POWERED | PVP3500 | 3500 | 1 |  |  | 0.955 | Solar Inverter |  | Inside
SRP04186 | PV POWERED | PVP4800 | 4800 | 1 |  |  | 0.96 | Solar Inverter |  | Inside
SRP04187 | REC SCANMODULE | SCM230 | 235 | 10 | 197 | 22.6 |  | Solar | FIXED | Roof
SRP04187 | REC SCANMODULE | SCM230 | 235 | 28 | 197 | 33.7 |  | Solar | FIXED | Roof
SRP04187 | SMA AMERICA | SWR2500U (208V) | 2500 | 1 |  |  | 0.973 | Solar Inverter |  | INDOOR
SRP04187 | SMA AMERICA | SB6000US (208V) | 6000 | 1 |  |  | 0.968 | Solar Inverter |  | INDOOR
SRP04188 | SCHUCO USA |  | 230 | 20 | 218 | 25 |  | Solar | FIXED | Roof
SRP04188 | ENPHASE ENERGY | M200-32-240-S02 | 380 | 3 |  |  | 0.96 | Solar Inverter |  | OUTDOOR
SRP04188 | SCHUCO USA | SB3000US (208V) | 3000 | 1 |  |  | 0.97 | Solar Inverter |  | OUTDOOR
SRP04189 | CANADIAN SOLAR | CS6P-230 | 230 | 18 | 227 | 25 |  | Solar | FIXED | Roof
SRP04189 | ENPHASE ENERGY | M200-32-208-S01 | 190 | 18 |  |  | 0.95 | Solar Inverter |  | OUTDOOR
SRP04190 | CHANGZHOU TRINA SOLAR ENERGY CO | TSM-185D | 230 | 21 | 153 | 32 |  | Solar | FIXED | Roof
SRP04190 | ENPHASE ENERGY | M200-32-208-S01 | 215 | 21 |  |  | 0.963 | Solar Inverter |  | OUTDOOR
SRP04191 | BP SOLAR | BP175 B | 215 | 18 | 187 | 38 |  | Solar | FIXED | Roof
SRP04191 | FRONIUS USA | IG 4000 NEG | 4000 | 1 |  |  | 0.955 | Solar Inverter |  | OUTDOOR
SRP04192 | BP SOLAR | SX3200B | 215 | 18 | 217 | 34 |  | Solar | FIXED | Roof
SRP04192 | FRONIUS USA | IG 4000 | 4000 | 1 |  |  | 0.965 | Solar Inverter |  | OUTDOOR
SRP04193 | BP SOLAR | BP3170N | 215 | 32 | 133 | 22 |  | Solar | FIXED | Roof
SRP04193 | SMA AMERICA | SB3000US (208V) | 3000 | 1 |  |  | 0.965 | Solar Inverter |  | OUTDOOR
SRP04193 | SMA AMERICA | SB4000US (208V) | 4000 | 1 |  |  | 0.965 | Solar Inverter |  | OUTDOOR
SRP04194 | BP SOLAR | BP3165N | 215 | 13 | 169 | 14 |  | Solar | FIXED | Roof
SRP04194 | SMA AMERICA | SB4000US (208V) | 4000 | 1 |  |  | 0.965 | Solar Inverter |  | OUTDOOR
SRP04195 | BP SOLAR | BP3170N | 215 | 30 | 240 | 25 |  | Solar | FIXED | Roof
SRP04195 | SMA AMERICA | SB6000U (208V) | 6000 | 1 |  |  | 0.965 | Solar Inverter |  | OUTDOOR
SRP04196 | SOLYNDRA | SL-002-150U | 182 | 13504 | 195 | 0 |  | Solar | FIXED | Roof
SRP04196 | SATCON TECHNOLOGY | PVS-135 (480 V) | 135000 | 1 |  |  | 0.96 | Solar Inverter |  | INDOOR
SRP04196 | SATCON TECHNOLOGY | PVS-250 (480 V) | 250000 | 6 |  |  | 0.96 | Solar Inverter |  | INDOOR
SRP04196 | SATCON TECHNOLOGY | PVS-500 (480 V) | 500000 | 1 |  |  | 0.96 | Solar Inverter |  | INDOOR
SRP04197 | SUNTECH POWER | STP180-24/AB-1 | 185 | 44 | 157.5 | 25 |  | Solar | FIXED | Roof
SRP04197 | SMA AMERICA | SB7000US (277V) | 8000 | 1 |  |  | 0.965 | Solar Inverter |  | INDOOR
SRP04199 | SHARP | ND-224U2 | 224 | 28 | 218 | 14 |  | Solar | FIXED | Roof
SRP04199 | SHARP | ND-224U2 | 224 | 10 | 128 | 25 |  | Solar | FIXED | Roof
SRP04199 | ENPHASE ENERGY | M200-32-208-S01 | 215 | 38 |  |  | 0.955 | Solar Inverter |  | OUTDOOR
SRP04200 | JIANGSU AIDE SOLAR ENERGY TECHNOLOGY | XZST-100W/12V | 230 | 288 | 195 | 5 |  | Solar | FIXED | Roof
SRP04200 | SMA AMERICA | SB7000US (277V) | 10000 | 6 |  |  | 0.98 | Solar Inverter |  | OUTDOOR
SRP04201 | UNKNOWN | UNKNOWN | 225 | 198 | 205 | 5 |  | Solar | FIXED | Roof
SRP04201 | SMA AMERICA | SB6000U (208V) | 6000 | 6 |  |  | 0.96 | Solar Inverter |  | Inside
SRP04202 | CANADIAN SOLAR | CS6P-230 | 235 | 99 | 136 | 25 |  | Solar | FIXED | Ground
SRP04202 | SMA AMERICA | SB7000US (208V) | 8000 | 3 |  |  | 0.97 | Solar Inverter |  | OUTDOOR
SRP04203 | UNKNOWN | UNKNOWN | 225 | 480 | 191 | 5 |  | Solar | FIXED | Roof
SRP04203 | SMA AMERICA | SB7000US (277V) | 7000 | 3 |  |  | 0.955 | Solar Inverter |  | Outside
SRP04203 | PV POWERED | PVP75KW-208 | 75000 | 1 |  |  | 0.955 | Solar Inverter |  | OUTDOOR
SRP04204 | CANADIAN SOLAR | CS6P-230 | 235 | 468 | 136 | 25 |  | Solar | FIXED | Ground
SRP04204 | SMA AMERICA | SB6000US (208V) | 6000 | 3 |  |  | 0.97 | Solar Inverter |  | OUTDOOR
SRP04204 | SMA AMERICA | SB7000US (277V) | 8000 | 12 |  |  | 0.97 | Solar Inverter |  | Outside
SRP04205 | CANADIAN SOLAR | CS6P-230 | 245 | 54 | 178 | 23 |  | Solar | FIXED | Roof
SRP04205 | CANADIAN SOLAR | CS6P-230 | 245 | 106 | 178 | 25 |  | Solar | FIXED | Ground
SRP04205 | SMA AMERICA | SB5000US | 5000 | 2 |  |  | 0.97 | Solar Inverter |  | OUTDOOR
SRP04205 | SMA AMERICA | SB7000US (277V) | 7000 | 2 |  |  | 0.97 | Solar Inverter |  | Outside
SRP04205 | SMA AMERICA | SB7000US (208V) | 8000 | 2 |  |  | 0.97 | Solar Inverter |  | Outside
SRP04206 | JIANGSU AIDE SOLAR ENERGY TECHNOLOGY | XZST-95W/12V | 230 | 198 | 185 | 10 |  | Solar | FIXED | Roof
SRP04206 | SMA AMERICA | SB6000US (240V) | 6000 | 6 |  |  | 0.96 | Solar Inverter |  | OUTDOOR
SRP04207 | CANADIAN SOLAR | CS6P-230 | 235 | 132 | 136 | 25 |  | Solar | FIXED | Ground
SRP04207 | SMA AMERICA | SB7000US (208V) | 8000 | 4 |  |  | 0.97 | Solar Inverter |  | OUTDOOR
SRP04208 | JIANGSU AIDE SOLAR ENERGY TECHNOLOGY | XZST-95W/12V | 230 | 132 | 205 | 5 |  | Solar | FIXED | Roof
SRP04208 | SMA AMERICA | SB7000US (277V) | 10000 | 3 |  |  | 0.97 | Solar Inverter |  | OUTDOOR
SRP04209 | SUNTECH POWER | STP210S-18/UB-1 | 280 | 2409 | 186.5 | 10 |  | Solar | FIXED | Roof
SRP04209 | PV POWERED | PVP100KW-208 | 100000 | 1 |  |  | 0.96 | Solar Inverter |  | OUTDOOR
SRP04209 | PV POWERED | PVP100KW-208 | 260000 | 2 |  |  | 0.96 | Solar Inverter |  | OUTDOOR
SRP04211 | CHANGZHOU TRINA SOLAR ENERGY CO | TSM-185D | 240 | 26 | 95 | 25 |  | Solar | FIXED | Roof
SRP04211 | SMA AMERICA | SB6000U (208V) | 6000 | 1 |  |  | 0.97 | Solar Inverter |  | OUTDOOR
SRP04212 | CHANGZHOU TRINA SOLAR ENERGY CO | TSM-185D | 235 | 39 | 218.7 | 35 |  | Solar | FIXED | Roof
SRP04212 | SMA AMERICA | SB7000US (277V) | 8000 | 1 |  |  | 0.965 | Solar Inverter |  | INDOOR
SRP04213 | SUNTECH POWER | STP200-18/UB-1 | 205 | 14 | 111.2 | 30 |  | Solar | FIXED | Roof
SRP04213 | SUNTECH POWER | STP200S-18/UB-1 | 205 | 22 | 111.2 | 42 |  | Solar | FIXED | Roof
SRP04213 | PV POWERED | PVP2500 | 2500 | 1 |  |  | 0.945 | Solar Inverter |  | INDOOR
SRP04213 | PV POWERED | PVP4800 | 4800 | 1 |  |  | 0.96 | Solar Inverter |  | INDOOR
SRP04216 | CHANGZHOU TRINA SOLAR ENERGY CO | TSM-185D | 235 | 18 | 182.6 | 12 |  | Solar | FIXED | Roof
SRP04216 | PV POWERED | PVP4800 | 4800 | 1 |  |  | 0.96 | Solar Inverter |  | INDOOR
SRP04217 | SUNTECH POWER | STP180S-24/AB-1 | 190 | 39 | 203.5 | 40 |  | Solar | FIXED | Roof
SRP04217 | PV POWERED | PVP3000 | 3000 | 1 |  |  | 0.935 | Solar Inverter |  | INDOOR
SRP04217 | PV POWERED | PVP3500 | 3500 | 1 |  |  | 0.955 | Solar Inverter |  | INDOOR
SRP04218 | CHANGZHOU TRINA SOLAR ENERGY CO | TSM-185D | 230 | 39 | 115.6 | 18 |  | Solar | FIXED | Roof
SRP04218 | SMA AMERICA | SB7000US (277V) | 8000 | 1 |  |  | 0.965 | Solar Inverter |  | INDOOR
SRP04219 | CHANGZHOU TRINA SOLAR ENERGY CO | TSM-185D | 235 | 36 | 93.5 | 27 |  | Solar | FIXED | Roof
SRP04219 | CHANGZHOU TRINA SOLAR ENERGY CO | TSM-185D | 235 | 6 | 273.5 | 27 |  | Solar | FIXED | Roof
SRP04219 | PV POWERED | PVP2000 | 2000 | 1 |  |  | 0.92 | Solar Inverter |  | INDOOR
SRP04219 | SMA AMERICA | SB7000US (277V) | 7000 | 1 |  |  | 0.97 | Solar Inverter |  | INDOOR
SRP04220 | SUNTECH POWER | STP190-18/UB-1 | 190 | 36 | 156.7 | 31 |  | Solar | FIXED | Roof
SRP04220 | SMA AMERICA | SB7000US (208V) | 7000 | 1 |  |  | 0.97 | Solar Inverter |  | INDOOR
SRP04221 | CHANGZHOU TRINA SOLAR ENERGY CO | TSM-185D | 235 | 30 | 101.9 | 30 |  | Solar | FIXED | Roof
SRP04221 | SMA AMERICA | SB7000US (208V) | 7000 | 1 |  |  | 0.97 | Solar Inverter |  | OUTDOOR
SRP04222 | SUNTECH POWER | STP200S-18/UB-1 | 205 | 44 | 178.6 | 30 |  | Solar | FIXED | Roof
SRP04222 | SMA AMERICA | SB3000US (208V) | 3000 | 1 |  |  | 0.935 | Solar Inverter |  | INDOOR
SRP04222 | SMA AMERICA | SB6000U (208V) | 6000 | 1 |  |  | 0.945 | Solar Inverter |  | INDOOR
SRP04223 | CHANGZHOU TRINA SOLAR ENERGY CO | TSM-185D | 235 | 7 | 222.5 | 22 |  | Solar | FIXED | Roof
SRP04223 | CHANGZHOU TRINA SOLAR ENERGY CO | TSM-185D | 235 | 41 | 222.5 | 33 |  | Solar | FIXED | Roof
SRP04223 | SMA AMERICA | SWR2100U | 2000 | 1 |  |  | 0.92 | Solar Inverter |  | INDOOR
SRP04223 | SMA AMERICA | SB3000US (208V) | 3000 | 1 |  |  | 0.96 | Solar Inverter |  | Inside
SRP04223 | SMA AMERICA | SB7000US (277V) | 7000 | 1 |  |  | 0.97 | Solar Inverter |  | Inside
SRP04224 | SUNTECH POWER | STP200S-18/UB-1 | 205 | 39 | 265.2 | 23 |  | Solar | FIXED | Roof
SRP04224 | SMA AMERICA | SB7000US (208V) | 7000 | 1 |  |  | 0.97 | Solar Inverter |  | Inside
SRP04225 | SUNTECH POWER | STP180S-24/AB-1 | 185 | 27 | 247.7 | 26 |  | Solar | FIXED | Roof
SRP04225 | SMA AMERICA | SB5000US (208V) | 5000 | 1 |  |  | 0.96 | Solar Inverter |  | INDOOR
SRP04226 | SUNTECH POWER | STP180-24/AB-1 | 185 | 16 | 95.2 | 28 |  | Solar | FIXED | Roof
SRP04226 | SUNTECH POWER | STP180-24/AB-1 | 185 | 24 | 185.2 | 30 |  | Solar | FIXED | Roof
SRP04226 | PV POWERED | PVP3000 | 3000 | 1 |  |  | 0.96 | Solar Inverter |  | Inside
SRP04226 | PV POWERED | PVP4600 | 4000 | 1 |  |  | 0.96 | Solar Inverter |  | Inside
SRP04227 | CHANGZHOU TRINA SOLAR ENERGY CO | TSM-185D | 235 | 26 | 181.3 | 18 |  | Solar | FIXED | Roof
SRP04227 | SMA AMERICA | SB6000U (208V) | 6000 | 1 |  |  | 0.97 | Solar Inverter |  | INDOOR
SRP04230 | SUNPOWER | SPR-315E-WHT-U | 320 | 96 | 180 | 40 |  | Solar | FIXED | Ground
SRP04230 | SUNPOWER CORP (ORIGINAL MFRSMA) | SPR-7000M (277V) | 8000 | 4 |  |  | 0.962 | Solar Inverter |  | INDOOR
SRP04231 | SUNTECH POWER | STP190-18/UB-1 | 190 | 47 | 170 | 35 |  | Solar | FIXED | Roof
SRP04231 | SMA AMERICA | SB4000US (240V) | 4000 | 1 |  |  | 0.96 | Solar Inverter |  | Outside
SRP04231 | SMA AMERICA | SB5000US | 5000 | 1 |  |  | 0.96 | Solar Inverter |  | Outside
SRP04232 | SOLARWORLD | SW185MONO | 245 | 52 | 180 | 30 |  | Solar | FIXED | Ground
SRP04232 | FRONIUS USA |  | 7500 | 2 |  |  | 0.962 | Solar Inverter |  | OUTDOOR
SRP04236 | BAODING YINGLI NEW ENERGY RESOURCES CO | YL175(156) | 255 | 468 | 201 | 5 |  | Solar | FIXED | Roof
SRP04236 | PV POWERED | PVP100KW-208 | 100000 | 1 |  |  | 0.967 | Solar Inverter |  | Inside
SRP04237 | SCHUCO USA |  | 90 | 165 | 70 | 10 |  | Solar | FIXED | Roof
SRP04237 | SCHUCO USA |  | 90 | 165 | 250 | 10 |  | Solar | FIXED | Roof
SRP04237 | SMA AMERICA | SB6000US (208V) | 6000 | 2 |  |  | 0.969 | Solar Inverter |  | OUTDOOR
SRP04237 | SMA AMERICA | SB7000US (208V) | 7000 | 2 |  |  | 0.971 | Solar Inverter |  | OUTDOOR
SRP04238 | SOLYNDRA | SL-001-182U | 182 | 705 | 188 | 0 |  | Solar | FIXED | Roof
SRP04238 | PV POWERED | PVP100KW-480 | 100000 | 1 |  |  | 0.96 | Solar Inverter |  | OUTDOOR
SRP04239 | SUNPOWER | SPR-315E-WHT-U | 318 | 12 | 240 | 37 |  | Solar | FIXED | Roof
SRP04239 | SUNPOWER CORP (ORIGINAL MFRSMA) | SPR-4000M (208V) | 4000 | 1 |  |  | 0.96 | Solar Inverter |  | OUTDOOR
SRP04240 | BAODING YINGLI NEW ENERGY RESOURCES CO | YL175(156) | 260 | 1066 | 193 | 5 |  | Solar | FIXED | Roof
SRP04240 | BAODING YINGLI NEW ENERGY RESOURCES CO | YL175(156) | 260 | 403 | 201 | 5 |  | Solar | FIXED | Roof
SRP04240 | SATCON TECHNOLOGY | PVS-100 (240 V) | 100000 | 1 |  |  | 0.96 | Solar Inverter |  | OUTDOOR
SRP04240 | SATCON TECHNOLOGY | PVS-250 (480 V) | 250000 | 1 |  |  | 0.96 | Solar Inverter |  | OUTDOOR
SRP04241 | CHANGZHOU TRINA SOLAR ENERGY CO | TSM-185D | 230 | 26 | 148 | 32 |  | Solar | FIXED | Roof
SRP04241 | SMA AMERICA | SB6000U (208V) | 6000 | 1 |  |  | 0.97 | Solar Inverter |  | INDOOR
SRP04242 | WEBEL SL ENERGY SYSTEMS | W1600-165 | 175 | 2 | 158 | 37 |  | Solar | FIXED | Roof
SRP04242 | WEBEL SL ENERGY SYSTEMS | W1600-165 | 185 | 34 | 158 | 37 |  | Solar | FIXED | Roof
SRP04242 | ENPHASE ENERGY | M200-32-208-S01 | 190 | 36 |  |  | 0.96 | Solar Inverter |  | OUTDOOR
SRP04243 | CHANGZHOU TRINA SOLAR ENERGY CO | TSM-185D | 230 | 36 | 207 | 28 |  | Solar | FIXED | Roof
SRP04243 | SMA AMERICA | SB7000US (208V) | 7000 | 1 |  |  | 0.971 | Solar Inverter |  | INDOOR
SRP04247 | TRINA SOLAR | TSM-235PA05 | 235 | 8 | 204 | 10 |  | Solar | FIXED | Roof
SRP04247 | TRINA SOLAR | TSM-235PA05 | 235 | 16 | 134 | 26 |  | Solar | FIXED | Roof
SRP04247 | POWER-ONE | PVI-5000-OUTD-US (208 V) | 5000 | 1 |  |  | 0.96 | Solar Inverter |  | Inside
SRP04248 | CHANGZHOU TRINA SOLAR ENERGY CO | TSM-185D | 230 | 26 | 17 | 10 |  | Solar | FIXED | Roof
SRP04248 | CHANGZHOU TRINA SOLAR ENERGY CO | TSM-185D | 230 | 20 | 197 | 10 |  | Solar | FIXED | Roof
SRP04248 | SMA AMERICA | SB3000US (208V) | 3000 | 1 |  |  | 0.97 | Solar Inverter |  | OUTDOOR
SRP04248 | SMA AMERICA | SB7000US (208V) | 7000 | 1 |  |  | 0.97 | Solar Inverter |  | OUTDOOR
SRP04249 | CHANGZHOU TRINA SOLAR ENERGY CO | TSM-185D | 235 | 23 | 190 | 9 |  | Solar | FIXED | Roof
SRP04249 | POWER-ONE | PVI-5000-OUTD-US (208 V) | 5000 | 1 |  |  | 0.96 | Solar Inverter |  | OUTDOOR
SRP04250 | BAODING YINGLI NEW ENERGY RESOURCES CO | YL175(156) | 235 | 30 | 188 | 22 |  | Solar | FIXED | Roof
SRP04250 | SMA AMERICA | SB6000US (208V) | 6000 | 1 |  |  | 0.965 | Solar Inverter |  | OUTDOOR
SRP04252 | TRINA SOLAR | TSM-230PA05 | 230 | 14 | 123 | 13 |  | Solar | FIXED | Roof
SRP04252 | TRINA SOLAR | TSM-230PA05 | 230 | 33 | 213 | 13 |  | Solar | FIXED | Roof
SRP04252 | ENPHASE ENERGY | M215-60-2LL-S2X | 215 | 47 |  |  | 0.96 | Solar Inverter |  | OUTDOOR
SRP04254 | CHANGZHOU TRINA SOLAR ENERGY CO | TSM-185D | 230 | 39 | 107 | 17.5 |  | Solar | FIXED | Roof
SRP04254 | CHANGZHOU TRINA SOLAR ENERGY CO | TSM-185D | 230 | 30 | 287 | 20 |  | Solar | FIXED | Roof
SRP04254 | SMA AMERICA | SB7000US (208V) | 7000 | 1 |  |  | 0.96 | Solar Inverter |  | OUTDOOR
SRP04254 | SMA AMERICA | SB7000US (277V) | 8000 | 1 |  |  | 0.96 | Solar Inverter |  | OUTDOOR
SRP04255 | CHANGZHOU TRINA SOLAR ENERGY CO | TSM-185D | 235 | 36 | 165 | 30 |  | Solar | FIXED | Roof
SRP04255 | SMA AMERICA | SB7000US (208V) | 8000 | 1 |  |  | 0.97 | Solar Inverter |  | Inside
SRP04256 | OPEN ENERGY | SP225-PC | 250 | 8 | 107 | 33 |  | Solar | FIXED | Roof
SRP04256 | OPEN ENERGY | SP225-PC | 250 | 24 | 197 | 33 |  | Solar | FIXED | Roof
SRP04256 | FRONIUS USA | IG 4000 | 4000 | 2 |  |  | 0.962 | Solar Inverter |  | OUTDOOR
SRP04257 | SUNPOWER | SPR-230-WHT-U | 230 | 32 | 172 | 21 |  | Solar | FIXED | Roof
SRP04257 | ENPHASE ENERGY | M200-32-208-S01 | 210 | 32 |  |  | 0.955 | Solar Inverter |  | OUTDOOR
SRP04258 | TRINA SOLAR | TSM-235PA05 | 235 | 39 | 200 | 34 |  | Solar | FIXED | Roof
SRP04258 | SMA AMERICA | SB8000US-12 (240V) | 8000 | 1 |  |  | 0.96 | Solar Inverter |  | OUTDOOR
SRP04259 | SUNTECH POWER | STP190S-18/UB-1 | 185 | 37 | 108 | 21 |  | Solar | FIXED | Roof
SRP04259 | SUNTECH POWER | STP180S-24/AB-1 | 185 | 54 | 288 | 21 |  | Solar | FIXED | Roof
SRP04259 | ENPHASE ENERGY | M200-32-208-S01 | 190 | 37 |  |  | 0.96 | Solar Inverter |  | OUTDOOR
SRP04259 | ENPHASE ENERGY | M200-32-208-S01 | 190 | 54 |  |  | 0.96 | Solar Inverter |  | OUTDOOR
SRP04260 | CHANGZHOU TRINA SOLAR ENERGY CO | TSM-185D | 235 | 18 | 195 | 25 |  | Solar | FIXED | Roof
SRP04260 | SMA AMERICA | SB5000US (208V) | 5000 | 1 |  |  | 0.955 | Solar Inverter |  | OUTDOOR
SRP04261 | CHANGZHOU TRINA SOLAR ENERGY CO | TSM-185D | 230 | 14 | 66 | 15 |  | Solar | FIXED | Roof
SRP04261 | CHANGZHOU TRINA SOLAR ENERGY CO | TSM-185D | 230 | 26 | 242 | 15 |  | Solar | FIXED | Roof
SRP04261 | SMA AMERICA | SB3000US (208V) | 3000 | 1 |  |  | 0.968 | Solar Inverter |  | OUTDOOR
SRP04261 | SMA AMERICA | SB5000US | 5000 | 1 |  |  | 0.968 | Solar Inverter |  | OUTDOOR
SRP04263 | SUNPOWER | SPR-230-WHT-U | 240 | 48 | 162 | 27 |  | Solar | FIXED | Roof
SRP04263 | SUNPOWER CORP (ORIGINAL MFRSMA) | SPR-3000M (208V) | 3000 | 1 |  |  | 0.955 | Solar Inverter |  | INDOOR
SRP04263 | SUNPOWER CORP (ORIGINAL MFRSMA) | SPR-7000M (277V) | 8000 | 1 |  |  | 0.955 | Solar Inverter |  | INDOOR
SRP04264 | UNKNOWN | UNKNOWN | 230 | 66 | 175 | 20 |  | Solar | FIXED | Ground
SRP04264 | ENPHASE ENERGY | M200-32-208-S01 | 215 | 66 |  |  | 0.96 | Solar Inverter |  | OUTDOOR
SRP04265 | MATRIX SOLAR/PHOTOWATT | PW1650-175 | 240 | 338 | 213 | 10 |  | Solar | FIXED | PARKLT
SRP04265 | PV POWERED | PVP75KW-208 | 50000 | 1 |  |  | 0.96 | Solar Inverter |  | OUTDOOR
SRP04266 | SHARP | ND-224UC1 | 240 | 8 | 185 | 15 |  | Solar | FIXED | Roof
SRP04266 | SHARP | ND-224UC1 | 240 | 11 | 185 | 32 |  | Solar | FIXED | Roof
SRP04266 | ENPHASE ENERGY | M200-32-240-S02 | 215 | 19 |  |  | 0.95 | Solar Inverter |  | OUTDOOR
SRP04267 | SUNTECH POWER | STP210S-18/UB-1 | 280 | 935 | 210 | 10 |  | Solar | FIXED | Roof
SRP04267 | PV POWERED | PVP100KW-208 | 260000 | 1 |  |  | 0.97 | Solar Inverter |  | OUTDOOR
SRP04268 | SUNTECH POWER | STP210S-18/UB-1 | 280 | 539 | 218 | 10 |  | Solar | FIXED | Roof
SRP04268 | PV POWERED | PVP30KW-208 | 35000 | 1 |  |  | 0.96 | Solar Inverter |  | OUTDOOR
SRP04268 | PV POWERED | PVP100KW-208 | 100000 | 1 |  |  | 0.96 | Solar Inverter |  | OUTDOOR
SRP04269 | SUNTECH POWER | STP210S-18/UB-1 | 280 | 814 | 176 | 10 |  | Solar | FIXED | Roof
SRP04269 | PV POWERED | PVP100KW-208 | 260000 | 1 |  |  | 0.97 | Solar Inverter |  | OUTDOOR
SRP04270 | SANYO ELECTRIC | HIP-205BA5 | 220 | 42 | 174 | 22 |  | Solar | FIXED | Roof
SRP04270 | SMA AMERICA | SB5000US | 5000 | 2 |  |  | 0.968 | Solar Inverter |  | INDOOR
SRP04271 | BP SOLAR | BP175 I | 225 | 7 | 199 | 20 |  | Solar | FIXED | Roof
SRP04271 | BP SOLAR | BP175 I | 225 | 2 | 199 | 45 |  | Solar | FIXED | Roof
SRP04271 | ENPHASE ENERGY | M200-32-208-S01 | 190 | 7 |  |  | 0.955 | Solar Inverter |  | INDOOR
SRP04271 | ENPHASE ENERGY | M200-32-208-S01 | 380 | 2 |  |  | 0.955 | Solar Inverter |  | INDOOR
SRP04272 | BP SOLAR | BP175 I | 215 | 48 | 227 | 10 |  | Solar | FIXED | Roof
SRP04272 | SMA AMERICA | SB5000US | 5000 | 2 |  |  | 0.968 | Solar Inverter |  | INDOOR
SRP04273 | UNKNOWN | UNKNOWN | 235 | 216 | 180 | 35 |  | Solar | FIXED | Ground
SRP04273 | SMA AMERICA | SB7000US (208V) | 8000 | 6 |  |  | 0.965 | Solar Inverter |  | OUTDOOR
SRP04274 | MATRIX SOLAR/PHOTOWATT | PW1650-175 | 240 | 40 | 180 | 20 |  | Solar | FIXED | Ground
SRP04274 | FRONIUS USA |  | 5000 | 2 |  |  | 0.962 | Solar Inverter |  | INDOOR
SRP04275 | SUNPOWER | SPR-230-WHT-U | 230 | 24 | 189 | 40 |  | Solar | FIXED | Roof
SRP04275 | SUNPOWER CORP (ORIGINAL MFRSMA) | SPR-5000M (208V) | 5000 | 1 |  |  | 0.968 | Solar Inverter |  | Inside
SRP04277 | KYOCERA SOLAR | KD210GX-LP | 240 | 63 | 178 | 12 |  | Solar | FIXED | Roof
SRP04277 | FRONIUS USA |  | 7500 | 2 |  |  | 0.962 | Solar Inverter |  | Inside
SRP04278 | CANADIAN SOLAR | CS6P-230 | 240 | 70 | 180 | 25 |  | Solar | FIXED | Ground
SRP04278 | FRONIUS USA |  | 5000 | 1 |  |  | 0.962 | Solar Inverter |  | OUTDOOR
SRP04278 | FRONIUS USA |  | 11400 | 1 |  |  | 0.962 | Solar Inverter |  | OUTDOOR
SRP04279 | SUNPOWER | SPR-225-BLK-U | 225 | 30 | 166 | 18 |  | Solar | FIXED | Ground
SRP04279 | CHANGZHOU TRINA SOLAR ENERGY CO | TSM-185D | 235 | 30 | 180 | 30 |  | Solar | FIXED | Ground
SRP04279 | PV POWERED | PVP2000 | 2000 | 1 |  |  | 0.92 | Solar Inverter |  | INDOOR
SRP04279 | PV POWERED | PVP4800 | 4800 | 1 |  |  | 0.96 | Solar Inverter |  | INDOOR
SRP04279 | SUNPOWER CORP (ORIGINAL MFRSMA) | SPR-6000M (240V) | 6000 | 1 |  |  | 0.97 | Solar Inverter |  | INDOOR
SRP04280 | SUNTECH POWER | STP180-24/AB-1 | 185 | 48 | 127 | 26 |  | Solar | FIXED | Roof
SRP04280 | SMA AMERICA | SB3000US (208V) | 3000 | 1 |  |  | 0.966 | Solar Inverter |  | INDOOR
SRP04280 | SMA AMERICA | SB5000US | 5000 | 1 |  |  | 0.968 | Solar Inverter |  | INDOOR
SRP04281 | SHARP | ND-220U2 | 240 | 390 | 215 | 10 |  | Solar | FIXED | Ground
SRP04281 | PV POWERED | PVP75KW-208 | 75000 | 1 |  |  | 0.96 | Solar Inverter |  | OUTDOOR
SRP04282 | CHANGZHOU TRINA SOLAR ENERGY CO | TSM-185D | 235 | 754 | 32 | 2.5 |  | Solar | FIXED | Roof
SRP04282 | PV POWERED | PVP75KW-208 | 75000 | 1 |  |  | 0.96 | Solar Inverter |  | OUTDOOR
SRP04282 | PV POWERED | PVP75KW-208 | 75000 | 1 |  |  | 0.96 | Solar Inverter |  | OUTDOOR
SRP04283 | CHANGZHOU TRINA SOLAR ENERGY CO | TSM-185D | 235 | 468 | 32 | 2.5 |  | Solar | FIXED | Roof
SRP04283 | CHANGZHOU TRINA SOLAR ENERGY CO | TSM-185D | 235 | 1380 | 212 | 2.5 |  | Solar | FIXED | Roof
SRP04283 | PV POWERED | PVP30KW-208 | 35000 | 1 |  |  | 0.97 | Solar Inverter |  | OUTDOOR
SRP04283 | PV POWERED | PVP100KW-208 | 100000 | 1 |  |  | 0.96 | Solar Inverter |  | OUTDOOR
SRP04283 | PV POWERED | PVP100KW-208 | 260000 | 1 |  |  | 0.977 | Solar Inverter |  | OUTDOOR
SRP04284 | SUNPOWER | SPR-230-WHT-U | 238 | 11 | 130 | 34 |  | Solar | FIXED | Roof
SRP04284 | SUNPOWER | SPR-230-WHT-U | 238 | 8 | 218 | 34 |  | Solar | FIXED | Roof
SRP04284 | ENPHASE ENERGY | M200-32-240-S02 | 210 | 19 |  |  | 0.95 | Solar Inverter |  | OUTDOOR
SRP04285 | SUNTECH POWER | STP190S-18/UB-1 | 190 | 21 | 259.7 | 33 |  | Solar | FIXED | Roof
SRP04285 | PV POWERED | PVP2000 | 2000 | 1 |  |  | 0.92 | Solar Inverter |  | Inside
SRP04285 | PV POWERED | PVP2000 | 2000 | 1 |  |  | 0.92 | Solar Inverter |  | Inside
SRP04286 | CHANGZHOU TRINA SOLAR ENERGY CO | TSM-185D | 230 | 20 | 108 | 15 |  | Solar | FIXED | Roof
SRP04286 | CHANGZHOU TRINA SOLAR ENERGY CO | TSM-185D | 230 | 12 | 287 | 15 |  | Solar | FIXED | Roof
SRP04286 | SMA AMERICA | SB3800U (208V) | 3800 | 1 |  |  | 0.968 | Solar Inverter |  | OUTDOOR
SRP04286 | SMA AMERICA | SB4000US (208V) | 4000 | 1 |  |  | 0.968 | Solar Inverter |  | OUTDOOR
SRP04287 | SHARP | ND-224UC1 | 240 | 60 | 178.5 | 29.3 |  | Solar | FIXED | Ground
SRP04287 | ENPHASE ENERGY | M200-32-240-S02 | 215 | 60 |  |  | 0.963 | Solar Inverter |  | OUTDOOR
SRP04288 | DAY4 ENERGY | DAY4 48MC 190 | 225 | 30 | 140 | 35 |  | Solar | FIXED | Roof
SRP04288 | ENPHASE ENERGY | M200-32-240-S02 | 215 | 30 |  |  | 0.963 | Solar Inverter |  | OUTDOOR
SRP04289 | REC SCANMODULE | SCM230 | 240 | 182 | 182 | 37 |  | Solar | FIXED | Ground
SRP04289 | SATCON TECHNOLOGY | PVS-30 (208 V) | 30000 | 1 |  |  | 0.96 | Solar Inverter |  | INDOOR
SRP04290 | SUNPOWER | SPR-225-BLK-U | 225 | 48 | 126 | 35 |  | Solar | FIXED | Roof
SRP04290 | SUNPOWER CORP (ORIGINAL MFRSMA) | SPR-5000M (208V) | 5000 | 2 |  |  | 0.97 | Solar Inverter |  | Inside
SRP04291 | BP SOLAR | SX170N | 230 | 30 | 121 | 26 |  | Solar | FIXED | Roof
SRP04291 | BP SOLAR | SX170B | 230 | 6 | 210 | 26 |  | Solar | FIXED | Roof
SRP04291 | PV POWERED | PVP2000 | 2000 | 1 |  |  | 0.96 | Solar Inverter |  | Inside
SRP04291 | SMA AMERICA | SB6000US (208V) | 6000 | 1 |  |  | 0.96 | Solar Inverter |  | INDOOR
SRP04293 | BAODING YINGLI NEW ENERGY RESOURCES CO | YL175(156) | 235 | 42 | 210 | 30 |  | Solar | FIXED | Roof
SRP04293 | ENPHASE ENERGY | M200-32-240-S02 | 215 | 42 |  |  | 0.963 | Solar Inverter |  | OUTDOOR
SRP04295 | CHANGZHOU TRINA SOLAR ENERGY CO | TSM-185D | 235 | 39 | 105.7 | 22 |  | Solar | FIXED | Roof
SRP04295 | SMA AMERICA | SB7000US (277V) | 8000 | 1 |  |  | 0.965 | Solar Inverter |  | INDOOR
SRP04296 | SUNTECH POWER | STP200S-18/UB-1 | 205 | 12 | 197.7 | 45 |  | Solar | FIXED | Roof
SRP04296 | PV POWERED | PVP2500 | 2500 | 1 |  |  | 0.945 | Solar Inverter |  | Outside
SRP04297 | CHANGZHOU TRINA SOLAR ENERGY CO | TSM-185D | 235 | 14 | 180 | 27 |  | Solar | FIXED | Roof
SRP04297 | PV POWERED | PVP3000 | 3000 | 1 |  |  | 0.935 | Solar Inverter |  | INDOOR
SRP04298 | CHANGZHOU TRINA SOLAR ENERGY CO | TSM-185D | 235 | 30 | 263.7 | 35 |  | Solar | FIXED | Roof
SRP04298 | SMA AMERICA | SB7000US (208V) | 7000 | 1 |  |  | 0.97 | Solar Inverter |  | INDOOR
SRP04300 | CHANGZHOU TRINA SOLAR ENERGY CO | TSM-185D | 230 | 10 | 139 | 35 |  | Solar | FIXED | Roof
SRP04300 | CHANGZHOU TRINA SOLAR ENERGY CO | TSM-185D | 230 | 22 | 139 | 38 |  | Solar | FIXED | Roof
SRP04300 | SMA AMERICA | SB3000US (208V) | 3000 | 1 |  |  | 0.97 | Solar Inverter |  | INDOOR
SRP04300 | SMA AMERICA | SB5000US (208V) | 5000 | 1 |  |  | 0.97 | Solar Inverter |  | INDOOR
SRP04301 | TRINA SOLAR | TSM-235PA05.10 | 235 | 24 | 180 | 18 |  | Solar | FIXED | Roof
SRP04301 | SMA AMERICA | SB5000US (208V) | 5000 | 1 |  |  | 0.968 | Solar Inverter |  | INDOOR
SRP04302 | CANADIAN SOLAR | CS6P-230 | 230 | 12 | 130 | 16 |  | Solar | FIXED | Roof
SRP04302 | CANADIAN SOLAR | CS6P-230 | 230 | 29 | 130 | 26 |  | Solar | FIXED | Roof
SRP04302 | ENPHASE ENERGY | M200-32-240-S02 | 215 | 41 |  |  | 0.96 | Solar Inverter |  | OUTDOOR
SRP04303 | CANADIAN SOLAR | CS6P-230 | 235 | 138 | 177.3 | 0 |  | Solar | FIXED | Roof
SRP04303 | ENPHASE ENERGY | M200-32-240-S02 | 215 | 138 |  |  | 0.963 | Solar Inverter |  | OUTDOOR
SRP04304 | KYOCERA SOLAR | KD210GX-LP | 240 | 26 | 243.8 | 30.3 |  | Solar | FIXED | Roof
SRP04304 | ENPHASE ENERGY | M200-32-240-S02 | 215 | 26 |  |  | 0.963 | Solar Inverter |  | OUTDOOR
SRP04307 | MATRIX SOLAR/PHOTOWATT | PW1000-100 | 235 | 123 | 139 | 18 |  | Solar | FIXED | Roof
SRP04307 | SMA AMERICA | SB5000US | 5000 | 1 |  |  | 0.95 | Solar Inverter |  | OUTDOOR
SRP04307 | SMA AMERICA | SB7000US (208V) | 7000 | 3 |  |  | 0.95 | Solar Inverter |  | OUTDOOR
SRP04308 | CANADIAN SOLAR | CS6P-230 | 230 | 20 | 86 | 18.4 |  | Solar | FIXED | Roof
SRP04308 | CANADIAN SOLAR | CS6P-230 | 230 | 24 | 266 | 18.4 |  | Solar | FIXED | Roof
SRP04308 | ENPHASE ENERGY | M200-32-240-S02 | 215 | 44 |  |  | 0.96 | Solar Inverter |  | OUTDOOR
SRP04309 | ET SOLAR INDUSTRY | ET-P654205 | 205 | 45 | 6 | 3 |  | Solar | FIXED | Roof
SRP04309 | FRONIUS USA |  | 7500 | 1 |  |  | 0.955 | Solar Inverter |  | OUTDOOR
SRP04310 | ET SOLAR INDUSTRY | ET-P654205 | 205 | 90 | 6 | 3 |  | Solar | FIXED | Roof
SRP04310 | FRONIUS USA |  | 7500 | 2 |  |  | 0.955 | Solar Inverter |  | OUTDOOR
SRP04311 | ET SOLAR INDUSTRY | ET-P654205 | 205 | 75 | 6 | 3 |  | Solar | FIXED | Roof
SRP04311 | SMA AMERICA | SB5000US (208V) | 5000 | 3 |  |  | 0.955 | Solar Inverter |  | OUTDOOR
SRP04312 | ET SOLAR INDUSTRY | ET-P654205 | 205 | 45 | 6 | 3 |  | Solar | FIXED | Roof
SRP04312 | FRONIUS USA |  | 7500 | 1 |  |  | 0.955 | Solar Inverter |  | OUTDOOR
SRP04313 | ET SOLAR INDUSTRY | ET-P654205 | 205 | 60 | 6 | 3 |  | Solar | FIXED | Roof
SRP04313 | FRONIUS USA |  | 10000 | 1 |  |  | 0.955 | Solar Inverter |  | OUTDOOR
SRP04314 | ET SOLAR INDUSTRY | ET-P672230 | 230 | 52 | 134 | 7 |  | Solar | FIXED | Roof
SRP04314 | ET SOLAR INDUSTRY | ET-P672230 | 230 | 26 | 134 | 10 |  | Solar | FIXED | Roof
SRP04314 | FRONIUS USA |  | 6000 | 1 |  |  | 0.96 | Solar Inverter |  | OUTDOOR
SRP04314 | FRONIUS USA |  | 10000 | 1 |  |  | 0.955 | Solar Inverter |  | OUTDOOR
SRP04315 | SUNTECH POWER | STP180S-24/AB-1 | 185 | 52 | 225.9 | 35 |  | Solar | FIXED | Roof
SRP04315 | SMA AMERICA | SB5000US | 5000 | 1 |  |  | 0.96 | Solar Inverter |  | OUTDOOR
SRP04315 | SMA AMERICA | SB6000U (208V) | 6000 | 1 |  |  | 0.97 | Solar Inverter |  | OUTDOOR
SRP04316 | CHANGZHOU TRINA SOLAR ENERGY CO | TSM-185D | 235 | 24 | 129.3 | 20 |  | Solar | FIXED | Roof
SRP04316 | CHANGZHOU TRINA SOLAR ENERGY CO | TSM-185D | 235 | 9 | 219.3 | 20 |  | Solar | FIXED | Roof
SRP04316 | SMA AMERICA | SB3000US (208V) | 3000 | 1 |  |  | 0.96 | Solar Inverter |  | Outside
SRP04316 | SMA AMERICA | SB6000U (208V) | 6000 | 1 |  |  | 0.97 | Solar Inverter |  | OUTDOOR
SRP04317 | SUNTECH POWER | STP200UB | 205 | 30 | 138 | 30 |  | Solar | FIXED | Roof
SRP04317 | SUNTECH POWER | STP200UB | 205 | 30 | 172.3 | 40 |  | Solar | FIXED | Roof
SRP04317 | PV POWERED | PVP2000 | 2000 | 2 |  |  | 0.92 | Solar Inverter |  | INDOOR
SRP04317 | PV POWERED | PVP3000 | 3000 | 2 |  |  | 0.935 | Solar Inverter |  | INDOOR
SRP04318 | CHANGZHOU TRINA SOLAR ENERGY CO | TSM-185D | 235 | 18 | 154.1 | 11 |  | Solar | FIXED | Roof
SRP04318 | PV POWERED | PVP3500 | 3500 | 1 |  |  | 0.955 | Solar Inverter |  | OUTDOOR
SRP04319 | CHANGZHOU TRINA SOLAR ENERGY CO | TSM-185D | 230 | 33 | 213 | 25 |  | Solar | FIXED | Roof
SRP04319 | SMA AMERICA | SB7000US (208V) | 7000 | 1 |  |  | 0.97 | Solar Inverter |  | Outside
SRP04321 | CANADIAN SOLAR | CS6P-230 | 235 | 68 | 180 | 30 |  | Solar | FIXED | Ground
SRP04321 | SOLECTRIA RENEWABLES | PVI 5000 (208V) | 5000 | 3 |  |  | 0.976 | Solar Inverter |  | INDOOR
SRP04322 | SUNTECH POWER | STP180-24/AB-1 | 185 | 36 | 180 | 30 |  | Solar | FIXED | Ground
SRP04322 | SMA AMERICA | SB6000US (208V) | 6000 | 1 |  |  | 0.97 | Solar Inverter |  | OUTDOOR
SRP04324 | BP SOLAR | BP3170N | 215 | 27 | 115 | 30 |  | Solar | FIXED | Roof
SRP04324 | BP SOLAR | BP3170N | 215 | 3 | 205 | 38 |  | Solar | FIXED | Roof
SRP04324 | BP SOLAR | BP3170N | 215 | 3 | 115 | 40 |  | Solar | FIXED | Roof
SRP04324 | BP SOLAR | BP3170N | 215 | 4 | 205 | 40 |  | Solar | FIXED | Roof
SRP04324 | BP SOLAR | BP3170N | 215 | 2 | 115 | 48 |  | Solar | FIXED | Roof
SRP04324 | BP SOLAR | BP3170N | 215 | 3 | 205 | 48 |  | Solar | FIXED | Roof
SRP04324 | ENPHASE ENERGY | M200-32-208-S01 | 190 | 42 |  |  | 0.97 | Solar Inverter |  | OUTDOOR
SRP04325 | SCHUCO USA |  | 235 | 156 | 27 | 3 |  | Solar | FIXED | Roof
SRP04325 | SCHUCO USA |  | 235 | 494 | 34 | 3 |  | Solar | FIXED | Roof
SRP04325 | SCHUCO USA |  | 235 | 169 | 207 | 3 |  | Solar | FIXED | Roof
SRP04325 | SCHUCO USA |  | 235 | 468 | 214 | 3 |  | Solar | FIXED | Roof
SRP04325 | SMA AMERICA | SB5000US | 5000 | 1 |  |  | 0.967 | Solar Inverter |  | OUTDOOR
SRP04325 | SMA AMERICA | SB5000US (208V) | 5000 | 2 |  |  | 0.967 | Solar Inverter |  | OUTDOOR
SRP04325 | SMA AMERICA | SB7000US (208V) | 7000 | 31 |  |  | 0.971 | Solar Inverter |  | OUTDOOR
SRP04326 | BAODING YINGLI NEW ENERGY RESOURCES CO | YL175(156) | 230 | 75 | 148.1 | 39 |  | Solar | FIXED | Ground
SRP04326 | FRONIUS USA |  | 7500 | 1 |  |  | 0.95 | Solar Inverter |  | Outside
SRP04326 | FRONIUS USA |  | 10000 | 1 |  |  | 0.95 | Solar Inverter |  | Outside
SRP04328 | SUNPOWER | SPR-230-WHT-U | 230 | 34 | 181 | 23 |  | Solar | FIXED | Roof
SRP04328 | SUNPOWER CORP (ORIGINAL MFRSMA) | SPR-3000M (208V) | 3000 | 1 |  |  | 0.968 | Solar Inverter |  | OUTDOOR
SRP04328 | SUNPOWER CORP (ORIGINAL MFRSMA) | SPR-4000M (208V) | 4000 | 1 |  |  | 0.965 | Solar Inverter |  | OUTDOOR
SRP04329 | SUNPOWER | SPR-305-WHT-U | 308 | 776 | 185 | 5 |  | Solar | FIXED | Roof
SRP04329 | SATCON TECHNOLOGY | PVS-250 (208 V) | 250000 | 1 |  |  | 0.965 | Solar Inverter |  | OUTDOOR
SRP04330 | SUNPOWER | SPR-315E-WHT-U | 320 | 28 | 300 | 30 |  | Solar | FIXED | Roof
SRP04330 | SUNPOWER CORP (ORIGINAL MFRSMA) | SPR-4000M (208V) | 4000 | 2 |  |  | 0.968 | Solar Inverter |  | OUTDOOR
SRP04331 | CHANGZHOU TRINA SOLAR ENERGY CO | TSM-185D | 230 | 24 | 166.4 | 22 |  | Solar | FIXED | Roof
SRP04331 | SMA AMERICA | SB5000US (208V) | 5000 | 1 |  |  | 0.968 | Solar Inverter |  | OUTDOOR
SRP04332 | CEEG (SHANGHAI) SOLAR SCIENCE AND TECHNOLOGY CO | SST 190-72M | 235 | 434 | 206.7 | 5 |  | Solar | FIXED | Roof
SRP04332 | SATCON TECHNOLOGY | PVS-100 (208 V) | 100000 | 1 |  |  | 0.961 | Solar Inverter |  | OUTDOOR
SRP04333 | KYOCERA SOLAR | KD210GX-LP | 210 | 27 | 216 | 18 |  | Solar | FIXED | Roof
SRP04333 | KYOCERA SOLAR | KD210GX-LP | 210 | 12 | 216 | 40 |  | Solar | FIXED | Roof
SRP04333 | SMA AMERICA | SB3000US (208V) | 3000 | 1 |  |  | 0.965 | Solar Inverter |  | Inside
SRP04333 | SMA AMERICA | SB6000US (277V) | 6000 | 1 |  |  | 0.97 | Solar Inverter |  | Inside
SRP04334 | REC SCANMODULE | SCM230 | 230 | 21 | 203 | 27 |  | Solar | FIXED | Roof
SRP04334 | REC SCANMODULE | SCM230 | 230 | 29 | 113 | 42 |  | Solar | FIXED | Roof
SRP04334 | FRONIUS USA |  | 11400 | 1 |  |  | 0.96 | Solar Inverter |  | INDOOR
SRP04335 | REC SCANMODULE | SCM230 | 240 | 24 | 212 | 34 |  | Solar | FIXED | Roof
SRP04335 | REC SCANMODULE | SCM230 | 240 | 6 | 122 | 40 |  | Solar | FIXED | Roof
SRP04335 | SMA AMERICA | SB6000US (240V) | 6000 | 1 |  |  | 0.955 | Solar Inverter |  | Inside
SRP04337 | REC SCANMODULE | SCM230 | 240 | 33 | 109 | 26 |  | Solar | FIXED | Roof
SRP04337 | SMA AMERICA | SB7000US (208V) | 7000 | 1 |  |  | 0.97 | Solar Inverter |  | OUTDOOR
SRP04338 | REC SCANMODULE | SCM230 | 240 | 69 | 155 | 17 |  | Solar | FIXED | Roof
SRP04338 | SMA AMERICA | SB7000US (208V) | 7000 | 2 |  |  | 0.96 | Solar Inverter |  | INDOOR
SRP04339 | SCHUCO USA | MPE 230 PS 04 | 230 | 260 | 210 | 22 |  | Solar | FIXED | Roof
SRP04339 | FRONIUS USA | IG PLUS V 11.4-240 | 11400 | 5 |  |  | 0.96 | Solar Inverter |  | Inside
SRP04341 | BAODING YINGLI NEW ENERGY RESOURCES CO | YL175(156) | 260 | 26 | 187 | 40 |  | Solar | FIXED | Roof
SRP04341 | FRONIUS USA |  | 7500 | 1 |  |  | 0.96 | Solar Inverter |  | Outside
SRP04342 | SUNPOWER | SPR-230-WHT-U | 230 | 99 | 180 | 34 |  | Solar | FIXED | Roof
SRP04342 | SUNPOWER CORP (ORIGINAL MFRSMA) | SPR-6000M (208V) | 6000 | 1 |  |  | 0.97 | Solar Inverter |  | INDOOR
SRP04342 | SUNPOWER CORP (ORIGINAL MFRSMA) | SPR-7000M (208V) | 8000 | 1 |  |  | 0.97 | Solar Inverter |  | Outside
SRP04342 | SUNPOWER CORP (ORIGINAL MFRSMA) | SPR-7000M (240V) | 8000 | 1 |  |  | 0.97 | Solar Inverter |  | Outside
SRP04344 | CHANGZHOU TRINA SOLAR ENERGY CO | TSM-185D | 230 | 44 | 128 | 34 |  | Solar | FIXED | Roof
SRP04344 | SMA AMERICA | SB5000US (208V) | 5000 | 2 |  |  | 0.968 | Solar Inverter |  | OUTDOOR
SRP04345 | CHANGZHOU TRINA SOLAR ENERGY CO | TSM-185D | 230 | 20 | 236 | 34 |  | Solar | FIXED | Roof
SRP04345 | SMA AMERICA | SB4000US (208V) | 4000 | 1 |  |  | 0.97 | Solar Inverter |  | Inside
SRP04346 | SUNPOWER | SPR-230-WHT-U | 230 | 8 | 56 | 34 |  | Solar | FIXED | Roof
SRP04346 | SUNPOWER | SPR-230-WHT-U | 230 | 16 | 236 | 34 |  | Solar | FIXED | Roof
SRP04346 | SUNPOWER | SPR-230-WHT-U | 230 | 16 | 146 | 37 |  | Solar | FIXED | Roof
SRP04346 | ENPHASE ENERGY | M200-32-208-S01 | 210 | 40 |  |  | 0.96 | Solar Inverter |  | Outside
SRP04347 | BP SOLAR | SX3200B | 215 | 42 | 267 | 23 |  | Solar | FIXED | Roof
SRP04347 | BP SOLAR | SX3200B | 215 | 7 | 177 | 24 |  | Solar | FIXED | Roof
SRP04347 | FRONIUS USA | IG 2000 | 2000 | 2 |  |  | 0.952 | Solar Inverter |  | INDOOR
SRP04347 | SMA AMERICA | SB7000US (208V) | 7000 | 1 |  |  | 0.971 | Solar Inverter |  | INDOOR
SRP04348 | BP SOLAR | SX6175N | 215 | 7 | 221 | 25 |  | Solar | FIXED | Roof
SRP04348 | BP SOLAR | BP3170N | 215 | 16 | 221 | 30 |  | Solar | FIXED | Roof
SRP04348 | FRONIUS USA | IG 2000 | 2000 | 1 |  |  | 0.952 | Solar Inverter |  | INDOOR
SRP04348 | FRONIUS USA | IG 4000 | 4000 | 1 |  |  | 0.952 | Solar Inverter |  | INDOOR
SRP04349 | BP SOLAR | BP3170N | 215 | 28 | 180 | 30 |  | Solar | FIXED | Roof
SRP04349 | FRONIUS USA | IG 3000 | 3000 | 2 |  |  | 0.952 | Solar Inverter |  | INDOOR
SRP04350 | BP SOLAR | BP3170N | 215 | 9 | 177 | 20 |  | Solar | FIXED | Roof
SRP04350 | BP SOLAR | SX3200W | 215 | 42 | 267 | 23 |  | Solar | FIXED | Roof
SRP04350 | FRONIUS USA | IG 2000 | 2000 | 2 |  |  | 0.952 | Solar Inverter |  | INDOOR
SRP04350 | SMA AMERICA | SB7000US (208V) | 7000 | 1 |  |  | 0.971 | Solar Inverter |  | INDOOR
SRP04351 | SUNPOWER | SPR-225-BLK-U | 225 | 18 | 90 | 30 |  | Solar | FIXED | Roof
SRP04351 | SUNPOWER | SPR-225-BLK-U | 225 | 18 | 180 | 30 |  | Solar | FIXED | Roof
SRP04351 | SUNPOWER CORP (ORIGINAL MFRSMA) | SPR4000 | 4000 | 2 |  |  | 0.97 | Solar Inverter |  | OUTDOOR
SRP04352 | MATRIX SOLAR/PHOTOWATT | PW750-70 | 235 | 126 | 185 | 23 |  | Solar | FIXED | Roof
SRP04352 | SMA AMERICA | SB5000US (208V) | 5000 | 2 |  |  | 0.95 | Solar Inverter |  | Outside
SRP04352 | SMA AMERICA | SB7000US (208V) | 8000 | 2 |  |  | 0.95 | Solar Inverter |  | Outside
SRP04354 | SUNPOWER | SPR-225-BLK-U | 225 | 25 | 104 | 40 |  | Solar | FIXED | Roof
SRP04354 | ENPHASE ENERGY | M200-32-240-S02 | 210 | 25 |  |  | 0.955 | Solar Inverter |  | INDOOR
SRP04357 | SUNPOWER | SPR-230-WHT-U | 245 | 79 | 180 | 29 |  | Solar | FIXED | Ground
SRP04357 | SUNPOWER CORP (ORIGINAL MFRSMA) | SPR-4000M (208V) | 4000 | 1 |  |  | 0.97 | Solar Inverter |  | Outside
SRP04357 | SUNPOWER CORP (ORIGINAL MFRSMA) | SPR-6000M (208V) | 6000 | 1 |  |  | 0.97 | Solar Inverter |  | OUTDOOR
SRP04357 | SUNPOWER CORP (ORIGINAL MFRSMA) | SPR-7000M (208V) | 7000 | 1 |  |  | 0.97 | Solar Inverter |  | OUTDOOR
SRP04358 | SUNTECH POWER | STP180S-24/AB-1 | 185 | 55 | 180 | 20 |  | Solar | FIXED | Roof
SRP04358 | PV POWERED | PVP4800 | 4800 | 2 |  |  | 0.96 | Solar Inverter |  | INDOOR
SRP04359 | SUNTECH POWER | STP180-24/AB-1 | 185 | 16 | 115.9 | 20 |  | Solar | FIXED | Roof
SRP04359 | SUNTECH POWER | STP180S-24/AB-1 | 185 | 30 | 205.9 | 20 |  | Solar | FIXED | Roof
SRP04359 | SMA AMERICA | SB3000US (208V) | 3000 | 1 |  |  | 0.96 | Solar Inverter |  | INDOOR
SRP04359 | SMA AMERICA | SB6000U (208V) | 6000 | 1 |  |  | 0.97 | Solar Inverter |  | INDOOR
SRP04360 | SUNTECH POWER | STP200-18/UB-1 | 205 | 28 | 251 | 17 |  | Solar | FIXED | Roof
SRP04360 | SMA AMERICA | SB6000U (208V) | 6000 | 1 |  |  | 0.97 | Solar Inverter |  | OUTDOOR
SRP04361 | CHANGZHOU TRINA SOLAR ENERGY CO | TSM-185D | 230 | 26 | 104.1 | 19 |  | Solar | FIXED | Roof
SRP04361 | SMA AMERICA | SB6000U (208V) | 6000 | 1 |  |  | 0.97 | Solar Inverter |  | OUTDOOR
SRP04362 | SUNTECH POWER | STP200-18/UB-1 | 205 | 38 | 211.8 | 33 |  | Solar | FIXED | Roof
SRP04362 | PV POWERED | PVP3500 | 3500 | 1 |  |  | 0.955 | Solar Inverter |  | Inside
SRP04362 | PV POWERED | PVP3500 | 3500 | 1 |  |  | 0.955 | Solar Inverter |  | Inside
SRP04363 | CHANGZHOU TRINA SOLAR ENERGY CO | TSM-185D | 235 | 40 | 263 | 20 |  | Solar | FIXED | Roof
SRP04363 | SMA AMERICA | SB3000US (208V) | 3000 | 1 |  |  | 0.96 | Solar Inverter |  | INDOOR
SRP04363 | SMA AMERICA | SB7000US (208V) | 7000 | 1 |  |  | 0.97 | Solar Inverter |  | INDOOR
SRP04364 | SUNTECH POWER | STP180S-24/AB-1 | 185 | 44 | 178 | 35 |  | Solar | FIXED | Roof
SRP04364 | SMA AMERICA | SB7000US (277V) | 8000 | 1 |  |  | 0.965 | Solar Inverter |  | Inside
SRP04367 | SUNTECH POWER | STP200-18/UB-1 | 205 | 14 | 103 | 18 |  | Solar | FIXED | Roof
SRP04367 | SUNTECH POWER | STP200UB | 205 | 20 | 103 | 25 |  | Solar | FIXED | Roof
SRP04367 | PV POWERED | PVP2500 | 2500 | 1 |  |  | 0.945 | Solar Inverter |  | Inside
SRP04367 | PV POWERED | PVP3500 | 3500 | 1 |  |  | 0.955 | Solar Inverter |  | Inside
SRP04369 | CHANGZHOU TRINA SOLAR ENERGY CO | TSM-185D | 230 | 36 | 201 | 10 |  | Solar | FIXED | Roof
SRP04369 | CHANGZHOU TRINA SOLAR ENERGY CO | TSM-185D | 230 | 22 | 201 | 34 |  | Solar | FIXED | Roof
SRP04369 | SMA AMERICA | SB5000US (208V) | 5000 | 1 |  |  | 0.97 | Solar Inverter |  | OUTDOOR
SRP04369 | SMA AMERICA | SB7000US (208V) | 7000 | 1 |  |  | 0.97 | Solar Inverter |  | Outside
SRP04373 | CHANGZHOU TRINA SOLAR ENERGY CO | TSM-185D | 230 | 18 | 213 | 32 |  | Solar | FIXED | Roof
SRP04373 | ENPHASE ENERGY | M200-32-240-S02 | 215 | 18 |  |  | 0.963 | Solar Inverter |  | OUTDOOR
SRP04375 | SOLARWORLD | SW185MONO | 245 | 48 | 244 | 28 |  | Solar | FIXED | Roof
SRP04375 | ENPHASE ENERGY | M200-32-240-S02 | 215 | 48 |  |  | 0.963 | Solar Inverter |  | OUTDOOR
SRP04379 | SANYO ELECTRIC | HIP-205BA5 | 225 | 36 | 208 | 20 |  | Solar | FIXED | Roof
SRP04379 | ENPHASE ENERGY | M200-32-240-S02 | 210 | 36 |  |  | 0.96 | Solar Inverter |  | OUTDOOR
SRP04380 | SUNPOWER | SPR-215-WHT-U | 215 | 27 | 233 | 47 |  | Solar | FIXED | Roof
SRP04380 | ENPHASE ENERGY | M200-32-240-S02 | 190 | 27 |  |  | 0.96 | Solar Inverter |  | OUTDOOR
SRP04382 | MATRIX SOLAR/PHOTOWATT | PW1650-175 | 185 | 58 | 224 | 34 |  | Solar | FIXED | Roof
SRP04382 | ENPHASE ENERGY | M200-32-208-S01 | 190 | 6 |  |  | 0.97 | Solar Inverter |  | Roof
SRP04382 | SMA AMERICA | SB3000US (208V) | 3000 | 1 |  |  | 0.97 | Solar Inverter |  | INDOOR
SRP04382 | SMA AMERICA | SB6000US (208V) | 6000 | 1 |  |  | 0.97 | Solar Inverter |  | INDOOR
SRP04383 | CANADIAN SOLAR | CS6P-230 | 250 | 80 | 180 | 35 |  | Solar | FIXED | Ground
SRP04383 | FRONIUS USA |  | 10000 | 2 |  |  | 0.96 | Solar Inverter |  | Outside
SRP04384 | CANADIAN SOLAR | CS6P-230 | 230 | 20 | 140 | 20 |  | Solar | FIXED | Roof
SRP04384 | ENPHASE ENERGY | M200-32-208-S01 | 190 | 20 |  |  | 0.955 | Solar Inverter |  | INDOOR
SRP04385 | SANYO ELECTRIC | HIP-205BA3 | 225 | 22 | 275 | 21 |  | Solar | FIXED | Roof
SRP04385 | ENPHASE ENERGY | M200-32-240-S02 | 210 | 22 |  |  | 0.96 | Solar Inverter |  | OUTDOOR
SRP04386 | REC SCANMODULE | SCM230 | 230 | 15 | 95 | 24 |  | Solar | FIXED | Roof
SRP04386 | REC SCANMODULE | SCM230 | 230 | 27 | 95 | 24 |  | Solar | FIXED | Roof
SRP04386 | SMA AMERICA | SB7000US (277V) | 8000 | 1 |  |  | 0.96 | Solar Inverter |  | Inside
SRP04387 | REC SCANMODULE | SCM230 | 240 | 120 | 180 | 30 |  | Solar | FIXED | Ground
SRP04387 | FRONIUS USA |  | 7500 | 3 |  |  | 0.97 | Solar Inverter |  | Outside
SRP04389 | BP SOLAR | BP3170N | 215 | 7 | 116 | 15 |  | Solar | FIXED | Roof
SRP04389 | BP SOLAR | BP3125S | 215 | 17 | 206 | 15 |  | Solar | FIXED | Roof
SRP04389 | FRONIUS USA | IG 2000 | 2000 | 3 |  |  | 0.955 | Solar Inverter |  | OUTDOOR
SRP04390 | CHANGZHOU TRINA SOLAR ENERGY CO | TSM-185D | 230 | 18 | 145.2 | 20 |  | Solar | FIXED | Roof
SRP04390 | PV POWERED | PVP3500 | 3500 | 1 |  |  | 0.955 | Solar Inverter |  | OUTDOOR
SRP04394 | UNKNOWN | UNKNOWN | 255 | 20 | 178 | 33 |  | Solar | FIXED | Roof
SRP04394 | FRONIUS USA |  | 5000 | 1 |  |  | 0.965 | Solar Inverter |  | OUTDOOR
SRP04395 | SHARP | ND-224UC1 | 240 | 280 | 187 | 10 |  | Solar | FIXED | Roof
SRP04395 | SATCON TECHNOLOGY | PVS-30 (480 V) | 30000 | 2 |  |  | 0.967 | Solar Inverter |  | Outside
SRP04396 | SUNTECH POWER | STP180S-24/AB-1 | 185 | 20 | 160.1 | 20 |  | Solar | FIXED | Roof
SRP04396 | SUNTECH POWER | STP180S-24/AB-1 | 185 | 12 | 250.1 | 20 |  | Solar | FIXED | Roof
SRP04396 | SMA AMERICA | SB3000US (208V) | 2000 | 1 |  |  | 0.92 | Solar Inverter |  | INDOOR
SRP04396 | SMA AMERICA | SB4000US (208V) | 4000 | 1 |  |  | 0.96 | Solar Inverter |  | INDOOR
SRP04397 | SHARP | ND-224U1F | 240 | 308 | 199 | 10 |  | Solar | FIXED | Roof
SRP04397 | SATCON TECHNOLOGY | PVS-75 (480 V) | 75000 | 1 |  |  | 0.967 | Solar Inverter |  | INDOOR
SRP04398 | SUNTECH POWER | STP180S-24/AB-1 | 185 | 16 | 132.5 | 28 |  | Solar | FIXED | Roof
SRP04398 | SUNTECH POWER | STP180-24/AB-1 | 185 | 36 | 222.5 | 45 |  | Solar | FIXED | Roof
SRP04398 | SMA AMERICA | SB3000US (208V) | 3000 | 1 |  |  | 0.96 | Solar Inverter |  | INDOOR
SRP04398 | SMA AMERICA | SB7000US (208V) | 7000 | 1 |  |  | 0.97 | Solar Inverter |  | INDOOR
SRP04399 | SOLAR POWER (SPI) | SP200FP12 | 230 | 21252 | 154 | 16 |  | Solar | FIXED | Roof
SRP04399 | SMA AMERICA | SC250U (480V) | 500000 | 8 |  |  | 0.986 | Solar Inverter |  | OUTDOOR
SRP04400 | SCHUCO USA |  | 185 | 11 | 167 | 40 |  | Solar | FIXED | Roof
SRP04400 | SCHUCO USA |  | 185 | 33 | 252 | 40 |  | Solar | FIXED | Roof
SRP04400 | FRONIUS USA |  | 3000 | 1 |  |  | 0.96 | Solar Inverter |  | Inside
SRP04400 | FRONIUS USA |  | 6000 | 1 |  |  | 0.97 | Solar Inverter |  | Inside
SRP04401 | CHANGZHOU TRINA SOLAR ENERGY CO | TSM-185D | 235 | 10 | 162.7 | 30 |  | Solar | FIXED | Roof
SRP04401 | CHANGZHOU TRINA SOLAR ENERGY CO | TSM-185D | 235 | 24 | 162.7 | 38 |  | Solar | FIXED | Roof
SRP04401 | PV POWERED | PVP2500 | 2500 | 1 |  |  | 0.945 | Solar Inverter |  | INDOOR
SRP04401 | PV POWERED | PVP4800 | 4800 | 1 |  |  | 0.96 | Solar Inverter |  | INDOOR
SRP04403 | CHANGZHOU TRINA SOLAR ENERGY CO | TSM-185D | 235 | 38 | 186.9 | 40 |  | Solar | FIXED | Roof
SRP04403 | PV POWERED | PVP4800 | 4800 | 1 |  |  | 0.96 | Solar Inverter |  | INDOOR
SRP04403 | PV POWERED | PVP4800 | 4800 | 1 |  |  | 0.96 | Solar Inverter |  | INDOOR
SRP04404 | SUNTECH POWER | STP190-18/UB-1 | 190 | 24 | 143.1 | 15 |  | Solar | FIXED | Roof
SRP04404 | PV POWERED | PVP4800 | 4800 | 1 |  |  | 0.96 | Solar Inverter |  | OUTDOOR
SRP04405 | BP SOLAR | BP3170N | 195 | 39 | 118 | 18 |  | Solar | FIXED | Roof
SRP04405 | BP SOLAR | SX3200B | 195 | 14 | 208 | 18 |  | Solar | FIXED | Roof
SRP04405 | BP SOLAR | SX3200W | 215 | 4 | 208 | 18 |  | Solar | FIXED | Roof
SRP04405 | ENPHASE ENERGY | M200-32-208-S01 | 190 | 4 |  |  | 0.965 | Solar Inverter |  | Outside
SRP04405 | SMA AMERICA | SB4000US (208V) | 4000 | 1 |  |  | 0.965 | Solar Inverter |  | Outside
SRP04405 | SMA AMERICA | SB7000US (208V) | 7000 | 1 |  |  | 0.965 | Solar Inverter |  | Outside
SRP04406 | CHANGZHOU TRINA SOLAR ENERGY CO | TSM-185D | 235 | 18 | 143.5 | 28 |  | Solar | FIXED | Roof
SRP04406 | PV POWERED | PVP3500 | 3500 | 1 |  |  | 0.955 | Solar Inverter |  | INDOOR
SRP04408 | SUNTECH POWER | STP200-18/UB-1 | 205 | 18 | 129.4 | 45 |  | Solar | FIXED | Roof
SRP04408 | PV POWERED | PVP3500 | 3500 | 1 |  |  | 0.955 | Solar Inverter |  | Outside
SRP04409 | SANYO ELECTRIC | HIP-205BA5 | 225 | 20 | 125 | 34 |  | Solar | FIXED | Roof
SRP04409 | SANYO ELECTRIC | HIP-205BA5 | 225 | 13 | 215 | 34 |  | Solar | FIXED | Roof
SRP04409 | ENPHASE ENERGY | M200-32-240-S02 | 215 | 33 |  |  | 0.963 | Solar Inverter |  | OUTDOOR
SRP04410 | CHANGZHOU TRINA SOLAR ENERGY CO | TSM-185D | 230 | 20 | 137.2 | 25 |  | Solar | FIXED | Roof
SRP04410 | PV POWERED | PVP4800 | 4800 | 1 |  |  | 0.96 | Solar Inverter |  | OUTDOOR
SRP04411 | CHANGZHOU TRINA SOLAR ENERGY CO | TSM-185D | 235 | 24 | 194.1 | 30 |  | Solar | FIXED | Roof
SRP04411 | SMA AMERICA | SB6000U (208V) | 6000 | 1 |  |  | 0.97 | Solar Inverter |  | Inside
SRP04412 | SUNPOWER | SPR-230-WHT-U | 240 | 27 | 149 | 28 |  | Solar | FIXED | Roof
SRP04412 | SUNPOWER | SPR-230-WHT-U | 240 | 9 | 239 | 28 |  | Solar | FIXED | Roof
SRP04412 | SUNPOWER CORP (ORIGINAL MFRSMA) | SPR-7000M (277V) | 7000 | 1 |  |  | 0.971 | Solar Inverter |  | OUTDOOR
SRP04413 | CHANGZHOU TRINA SOLAR ENERGY CO | TSM-185D | 235 | 100 | 182 | 14 |  | Solar | FIXED | Roof
SRP04413 | CHANGZHOU TRINA SOLAR ENERGY CO | TSM-185D | 235 | 150 | 182 | 20 |  | Solar | FIXED | Roof
SRP04413 | FRONIUS USA |  | 11400 | 5 |  |  | 0.962 | Solar Inverter |  | INDOOR
SRP04414 | CHANGZHOU TRINA SOLAR ENERGY CO | TSM-185D | 230 | 30 | 114 | 30 |  | Solar | FIXED | Roof
SRP04414 | SMA AMERICA | SB3800U (208V) | 3800 | 1 |  |  | 0.968 | Solar Inverter |  | OUTDOOR
SRP04414 | SMA AMERICA | SB4000US (208V) | 4000 | 1 |  |  | 0.968 | Solar Inverter |  | OUTDOOR
SRP04415 | BP SOLAR | SX3200W | 230 | 30 | 207 | 12 |  | Solar | FIXED | Roof
SRP04415 | SMA AMERICA | SB3000US (208V) | 3000 | 2 |  |  | 0.966 | Solar Inverter |  | INDOOR
SRP04416 | SANYO ELECTRIC | HIP-205BA5 | 215 | 22 | 116 | 20 |  | Solar | FIXED | Roof
SRP04416 | SMA AMERICA | SB4000US (208V) | 3000 | 2 |  |  | 0.968 | Solar Inverter |  | INDOOR
SRP04418 | CHANGZHOU TRINA SOLAR ENERGY CO | TSM-185D | 230 | 33 | 223 | 32 |  | Solar | FIXED | Roof
SRP04418 | SMA AMERICA | SB7000US (208V) | 7000 | 1 |  |  | 0.971 | Solar Inverter |  | Inside
SRP04419 | CHANGZHOU TRINA SOLAR ENERGY CO | TSM-185D | 230 | 20 | 164 | 42 |  | Solar | FIXED | Roof
SRP04419 | SMA AMERICA | SB4000US (208V) | 4000 | 1 |  |  | 0.968 | Solar Inverter |  | OUTDOOR
SRP04422 | CHANGZHOU TRINA SOLAR ENERGY CO | TSM-185D | 230 | 36 | 192 | 30 |  | Solar | FIXED | Roof
SRP04422 | SMA AMERICA | SB7000US (208V) | 7000 | 1 |  |  | 0.969 | Solar Inverter |  | INDOOR
SRP04426 | SUNPOWER | SPR-230-WHT-U | 240 | 42 | 132 | 32 |  | Solar | FIXED | Roof
SRP04426 | SUNPOWER CORP (ORIGINAL MFRSMA) | SPR4000 | 4000 | 1 |  |  | 0.97 | Solar Inverter |  | INDOOR
SRP04426 | SUNPOWER CORP (ORIGINAL MFRSMA) | SPR-5000M (208V) | 5000 | 1 |  |  | 0.97 | Solar Inverter |  | INDOOR
SRP04427 | CHANGZHOU TRINA SOLAR ENERGY CO | TSM-185D | 230 | 20 | 185 | 25 |  | Solar | FIXED | Roof
SRP04427 | SMA AMERICA | SB4000US (208V) | 4000 | 1 |  |  | 0.968 | Solar Inverter |  | INDOOR
SRP04428 | WEBEL SL ENERGY SYSTEMS | W1600-165 | 235 | 20 | 195 | 30 |  | Solar | FIXED | Roof
SRP04428 | ENPHASE ENERGY | M200-32-240-S02 | 190 | 20 |  |  | 0.955 | Solar Inverter |  | OUTDOOR
SRP04429 | CHANGZHOU TRINA SOLAR ENERGY CO | TSM-185D | 230 | 53 | 204.2 | 21 |  | Solar | FIXED | Roof
SRP04429 | SMA AMERICA | SB3000US (208V) | 3000 | 1 |  |  | 0.965 | Solar Inverter |  | OUTDOOR
SRP04429 | SMA AMERICA | SB7000US (208V) | 8000 | 1 |  |  | 0.983 | Solar Inverter |  | OUTDOOR
SRP04434 | SUNTECH POWER | STP200-18/UB-1 | 205 | 24 | 219.2 | 20 |  | Solar | FIXED | Roof
SRP04434 | PV POWERED | PVP4800 | 4800 | 1 |  |  | 0.96 | Solar Inverter |  | OUTDOOR
SRP04436 | SUNPOWER | SPR-230-WHT-U | 240 | 8 | 225 | 18 |  | Solar | FIXED | Roof
SRP04436 | SUNPOWER | SPR-230-WHT-U | 240 | 8 | 135 | 36 |  | Solar | FIXED | Roof
SRP04436 | SUNPOWER | SPR-230-WHT-U | 240 | 8 | 225 | 40 |  | Solar | FIXED | Roof
SRP04436 | SUNPOWER CORP (ORIGINAL MFRSMA) | SPR-5000M (208V) | 5000 | 1 |  |  | 0.968 | Solar Inverter |  | OUTDOOR
SRP04438 | SUNPOWER | SPR-230-WHT-U | 230 | 24 | 150 | 26 |  | Solar | FIXED | Roof
SRP04438 | SUNPOWER | SPR-230-WHT-U | 230 | 36 | 150 | 30 |  | Solar | FIXED | Roof
SRP04438 | SUNPOWER CORP (ORIGINAL MFRSMA) | SPR-5000M (208V) | 5000 | 1 |  |  | 0.968 | Solar Inverter |  | INDOOR
SRP04438 | SUNPOWER CORP (ORIGINAL MFRSMA) | SPR-7000M (208V) | 7000 | 1 |  |  | 0.971 | Solar Inverter |  | INDOOR
SRP04439 | CHANGZHOU TRINA SOLAR ENERGY CO | TSM-185D | 230 | 26 | 192.7 | 24 |  | Solar | FIXED | Roof
SRP04439 | SMA AMERICA | SB3000US (208V) | 3000 | 2 |  |  | 0.965 | Solar Inverter |  | OUTDOOR
SRP04441 | CHANGZHOU TRINA SOLAR ENERGY CO | TSM-185D | 230 | 52 | 145 | 23 |  | Solar | FIXED | Roof
SRP04441 | SMA AMERICA | SB6000US (208V) | 6000 | 2 |  |  | 0.97 | Solar Inverter |  | Inside
SRP04443 | CHANGZHOU TRINA SOLAR ENERGY CO | TSM-185D | 230 | 46 | 203.7 | 30 |  | Solar | FIXED | Roof
SRP04443 | SMA AMERICA | SB5000US | 5000 | 2 |  |  | 0.968 | Solar Inverter |  | OUTDOOR
SRP04444 | CHANGZHOU TRINA SOLAR ENERGY CO | TSM-185D | 230 | 48 | 124 | 19 |  | Solar | FIXED | Roof
SRP04444 | SMA AMERICA | SB5000US | 5000 | 2 |  |  | 0.968 | Solar Inverter |  | INDOOR
SRP04445 | SUNPOWER | SPR-230-WHT-U | 240 | 30 | 238 | 20 |  | Solar | FIXED | Roof
SRP04445 | SUNPOWER CORP (ORIGINAL MFRSMA) | SPR-6000M (208V) | 6000 | 1 |  |  | 0.97 | Solar Inverter |  | INDOOR
SRP04448 | SUNPOWER | SPR-230-WHT-U | 230 | 38 | 126 | 26 |  | Solar | FIXED | Roof
SRP04448 | SUNPOWER CORP (ORIGINAL MFRSMA) | SPR-4000M (208V) | 4000 | 2 |  |  | 0.97 | Solar Inverter |  | INDOOR
SRP04451 | SOLARWORLD | SW185MONO | 235 | 168 | 210 | 10 |  | Solar | FIXED | Roof
SRP04451 | SMA AMERICA | ST36 (277V) | 36000 | 1 |  |  | 0.97 | Solar Inverter |  | OUTDOOR
SRP04452 | CHANGZHOU TRINA SOLAR ENERGY CO | TSM-185D | 230 | 30 | 225 | 26 |  | Solar | FIXED | Roof
SRP04452 | SMA AMERICA | SB7000US (208V) | 7000 | 1 |  |  | 0.971 | Solar Inverter |  | Outside
SRP04453 | CANADIAN SOLAR | CS6P-230 | 230 | 14 | 172 | 30 |  | Solar | FIXED | Roof
SRP04453 | ENPHASE ENERGY | M200-32-208-S01 | 190 | 14 |  |  | 0.955 | Solar Inverter |  | Inside
SRP04454 | CHANGZHOU TRINA SOLAR ENERGY CO | TSM-185D | 230 | 24 | 169 | 37 |  | Solar | FIXED | Roof
SRP04454 | SMA AMERICA | SB5000US (208V) | 5000 | 1 |  |  | 0.968 | Solar Inverter |  | Inside
SRP04455 | SUNTECH POWER | STP180-24/AB-1 | 185 | 50 | 165 | 22 |  | Solar | FIXED | Roof
SRP04455 | SMA AMERICA | SB3000US (208V) | 3000 | 1 |  |  | 0.968 | Solar Inverter |  | Outside
SRP04455 | SMA AMERICA | SB7000US (208V) | 7000 | 1 |  |  | 0.966 | Solar Inverter |  | Outside
SRP04456 | CHANGZHOU TRINA SOLAR ENERGY CO | TSM-185D | 230 | 13 | 118 | 20 |  | Solar | FIXED | Roof
SRP04456 | CHANGZHOU TRINA SOLAR ENERGY CO | TSM-185D | 230 | 11 | 208 | 20 |  | Solar | FIXED | Roof
SRP04456 | SMA AMERICA | SB3000US (208V) | 3000 | 1 |  |  | 0.965 | Solar Inverter |  | Inside
SRP04456 | SMA AMERICA | SB4000US (208V) | 4000 | 1 |  |  | 0.968 | Solar Inverter |  | Inside
SRP04457 | SUNPOWER | SPR-230-WHT-U | 240 | 42 | 109 | 23 |  | Solar | FIXED | Roof
SRP04457 | SUNPOWER CORP (ORIGINAL MFRFRONIUS) | SPR 12000F (208V) | 9995 | 1 |  |  | 0.96 | Solar Inverter |  | INDOOR
SRP04458 | KYOCERA SOLAR | KC200GT | 235 | 120 | 190 | 15 |  | Solar | FIXED | Roof
SRP04458 | SMA AMERICA | SB7000US (277V) | 8000 | 3 |  |  | 0.965 | Solar Inverter |  | OUTDOOR
SRP04459 | KYOCERA SOLAR | KC200GT | 235 | 54 | 188 | 30 |  | Solar | FIXED | Ground
SRP04459 | SMA AMERICA | SB3000US (208V) | 3000 | 1 |  |  | 0.965 | Solar Inverter |  | Outside
SRP04459 | SMA AMERICA | SB7000US (277V) | 8000 | 1 |  |  | 0.965 | Solar Inverter |  | Outside
SRP04460 | MATRIX SOLAR/PHOTOWATT | PW1650-175 | 240 | 40 | 135 | 2 |  | Solar | FIXED | Roof
SRP04460 | MATRIX SOLAR/PHOTOWATT | PW1650-175 | 240 | 26 | 315 | 2 |  | Solar | FIXED | Roof
SRP04460 | MATRIX SOLAR/PHOTOWATT | PW1650-175 | 240 | 96 | 135 | 10 |  | Solar | FIXED | Roof
SRP04460 | FRONIUS USA |  | 11400 | 3 |  |  | 0.96 | Solar Inverter |  | INDOOR
SRP04461 | SUNPOWER | SPR-225-BLK-U | 225 | 20 | 179 | 28 |  | Solar | FIXED | Roof
SRP04461 | SUNPOWER | SPR-225-BLK-U | 225 | 30 | 179 | 38 |  | Solar | FIXED | Roof
SRP04461 | SUNPOWER CORP (ORIGINAL MFRSMA) | SPR-4000M (208V) | 4000 | 1 |  |  | 0.968 | Solar Inverter |  | INDOOR
SRP04461 | SUNPOWER CORP (ORIGINAL MFRSMA) | SPR-6000M (208V) | 6000 | 1 |  |  | 0.97 | Solar Inverter |  | INDOOR
SRP04462 | GLORIA SOLAR | GSM6-200D-UO1 | 210 | 34 | 117 | 15 |  | Solar | FIXED | Roof
SRP04462 | GRIDPOINT | CONNECT C36 | 200 | 34 |  |  | 0.96 | Solar Inverter |  | Outside
SRP04463 | SOLARWORLD | SW185MONO | 235 | 117 | 210 | 10 |  | Solar | FIXED | Roof
SRP04463 | SMA AMERICA | SB7000US (277V) | 8000 | 3 |  |  | 0.96 | Solar Inverter |  | OUTDOOR
SRP04464 | SUNPOWER | SPR-230-WHT-U | 240 | 5 | 180 | 14 |  | Solar | FIXED | Roof
SRP04464 | SUNPOWER | SPR-230-WHT-U | 240 | 31 | 180 | 18 |  | Solar | FIXED | Roof
SRP04464 | SUNPOWER CORP (ORIGINAL MFRSMA) | SPR-7000M (208V) | 7000 | 1 |  |  | 0.97 | Solar Inverter |  | OUTDOOR
SRP04465 | SOLARWORLD | SW185MONO | 240 | 182 | 203 | 10 |  | Solar | FIXED | Roof
SRP04465 | PV POWERED | PVP30KW-LV-480 | 50000 | 1 |  |  | 0.96 | Solar Inverter |  | OUTDOOR
SRP04466 | UNKNOWN | UNKNOWN | 255 | 30 | 100 | 23 |  | Solar | FIXED | Roof
SRP04466 | FRONIUS USA | IG 3000 | 3000 | 1 |  |  | 0.952 | Solar Inverter |  | INDOOR
SRP04466 | FRONIUS USA | IG 5100 | 5100 | 1 |  |  | 0.952 | Solar Inverter |  | INDOOR
SRP04467 | CHANGZHOU TRINA SOLAR ENERGY CO | TSM-185D | 230 | 30 | 249 | 25 |  | Solar | FIXED | Roof
SRP04467 | SMA AMERICA | SB7000US (208V) | 7000 | 1 |  |  | 0.971 | Solar Inverter |  | Inside
SRP04468 | UNKNOWN | UNKNOWN | 255 | 12 | 223 | 28 |  | Solar | FIXED | Roof
SRP04468 | UNKNOWN | UNKNOWN | 255 | 8 | 133 | 30 |  | Solar | FIXED | Roof
SRP04468 | FRONIUS USA | IG 2000 | 2000 | 1 |  |  | 0.952 | Solar Inverter |  | OUTDOOR
SRP04468 | SMA AMERICA | SB3800U (208V) | 3800 | 1 |  |  | 0.968 | Solar Inverter |  | OUTDOOR
SRP04471 | SHARP | ND-224U1F | 240 | 11804 | 190 | 10 |  | Solar | FIXED | Roof
SRP04471 | MATRIX SOLAR/PHOTOWATT | PW1650-175 | 250 | 21210 | 190 | 10 |  | Solar | FIXED | Roof
SRP04471 | PV POWERED | PVP100KW-208 | 260000 | 23 |  |  | 0.97 | Solar Inverter |  | OUTDOOR
SRP04473 | BP SOLAR | SX3200B | 215 | 2 | 151 | 15 |  | Solar | FIXED | Roof
SRP04473 | BP SOLAR | BP3170N | 215 | 26 | 151 | 23 |  | Solar | FIXED | Roof
SRP04473 | ENPHASE ENERGY | M200-32-240-S02 | 215 | 28 |  |  | 0.963 | Solar Inverter |  | OUTDOOR
SRP04474 | CHANGZHOU TRINA SOLAR ENERGY CO | TSM-185D | 230 | 8 | 196.3 | 30 |  | Solar | FIXED | Roof
SRP04474 | PV POWERED | PVP2000 | 2000 | 1 |  |  | 0.92 | Solar Inverter |  | Outside
SRP04475 | SUNTECH POWER | STP200-18/UB-1 | 205 | 48 | 180.5 | 23 |  | Solar | FIXED | Roof
SRP04475 | PV POWERED | PVP4800 | 4800 | 2 |  |  | 0.96 | Solar Inverter |  | INDOOR
SRP04476 | SUNTECH POWER | STP180-24/AB-1 | 185 | 56 | 118 | 17 |  | Solar | FIXED | Roof
SRP04476 | PV POWERED | PVP4800 | 4800 | 1 |  |  | 0.96 | Solar Inverter |  | OUTDOOR
SRP04476 | PV POWERED | PVP4800 | 4800 | 1 |  |  | 0.96 | Solar Inverter |  | Outside
SRP04478 | SUNTECH POWER | STP200S-18/UB-1 | 205 | 30 | 186.2 | 30 |  | Solar | FIXED | Roof
SRP04478 | PV POWERED | PVP2500 | 2500 | 1 |  |  | 0.945 | Solar Inverter |  | INDOOR
SRP04478 | PV POWERED | PVP3000 | 3000 | 1 |  |  | 0.935 | Solar Inverter |  | Inside
SRP04479 | SUNTECH POWER | STP190-18/UB-1 | 190 | 14 | 152 | 35 |  | Solar | FIXED | Roof
SRP04479 | SUNTECH POWER | STP190-18/UB-1 | 190 | 30 | 242 | 35 |  | Solar | FIXED | Roof
SRP04479 | SMA AMERICA | SB3000US (208V) | 3000 | 1 |  |  | 0.96 | Solar Inverter |  | INDOOR
SRP04479 | SMA AMERICA | SB6000U (208V) | 6000 | 1 |  |  | 0.97 | Solar Inverter |  | INDOOR
SRP04480 | SUNTECH POWER | STP180S-24/AB-1 | 185 | 20 | 236 | 34 |  | Solar | FIXED | Roof
SRP04480 | SUNTECH POWER | STP180S-24/AB-1 | 185 | 21 | 146 | 38 |  | Solar | FIXED | Roof
SRP04480 | PV POWERED | PVP2000 | 2000 | 2 |  |  | 0.96 | Solar Inverter |  | INDOOR
SRP04480 | PV POWERED | PVP4800 | 4800 | 1 |  |  | 0.96 | Solar Inverter |  | Inside
SRP04481 | SUNTECH POWER | STP180-24/AB-1 | 185 | 19 | 151.6 | 20 |  | Solar | FIXED | Roof
SRP04481 | SUNTECH POWER | STP180-24/AB-1 | 185 | 35 | 241.6 | 20 |  | Solar | FIXED | Roof
SRP04481 | PV POWERED | PVP2000 | 2000 | 2 |  |  | 0.92 | Solar Inverter |  | Inside
SRP04481 | PV POWERED | PVP2500 | 2500 | 1 |  |  | 0.945 | Solar Inverter |  | Inside
SRP04481 | PV POWERED | PVP3500 | 3500 | 1 |  |  | 0.955 | Solar Inverter |  | Inside
SRP04482 | CHANGZHOU TRINA SOLAR ENERGY CO | TSM-185D | 235 | 20 | 140.9 | 20 |  | Solar | FIXED | Roof
SRP04482 | PV POWERED | PVP4800 | 4800 | 1 |  |  | 0.96 | Solar Inverter |  | INDOOR
SRP04483 | SUNTECH POWER | STP180S-24/AB-1 | 185 | 41 | 86 | 28 |  | Solar | FIXED | Roof
SRP04483 | SUNTECH POWER | STP180S-24/AB-1 | 185 | 31 | 176 | 35 |  | Solar | FIXED | Roof
SRP04483 | PV POWERED | PVP2500 | 2500 | 1 |  |  | 0.97 | Solar Inverter |  | Inside
SRP04483 | PV POWERED | PVP2500 | 2500 | 1 |  |  | 0.97 | Solar Inverter |  | Inside
SRP04483 | PV POWERED | PVP3000 | 3000 | 1 |  |  | 0.97 | Solar Inverter |  | Inside
SRP04483 | PV POWERED | PVP4800 | 4800 | 1 |  |  | 0.97 | Solar Inverter |  | INDOOR
SRP04485 | SUNTECH POWER | STP180S-24/AB-1 | 185 | 44 | 161 | 34 |  | Solar | FIXED | Roof
SRP04485 | SMA AMERICA | SB7000US (277V) | 8000 | 1 |  |  | 0.965 | Solar Inverter |  | INDOOR
SRP04486 | SUNTECH POWER | STP200UB | 205 | 29 | 194.4 | 25 |  | Solar | FIXED | Roof
SRP04486 | SUNTECH POWER | STP200-18/UB-1 | 205 | 9 | 104.4 | 30 |  | Solar | FIXED | Roof
SRP04486 | PV POWERED | PVP2000 | 2000 | 1 |  |  | 0.92 | Solar Inverter |  | INDOOR
SRP04486 | PV POWERED | PVP2500 | 2500 | 1 |  |  | 0.945 | Solar Inverter |  | INDOOR
SRP04486 | PV POWERED | PVP3500 | 3500 | 1 |  |  | 0.955 | Solar Inverter |  | INDOOR
SRP04487 | SOLARWORLD | SW185 MONO/T | 245 | 2086 | 190 | 10 |  | Solar | FIXED | Ground
SRP04487 | SOLARWORLD | SW185 MONO/T | 245 | 2002 | 235 | 10 |  | Solar | FIXED | Ground
SRP04487 | SMA AMERICA | SB5000US | 500000 | 2 |  |  | 0.98 | Solar Inverter |  | OUTDOOR
SRP04488 | MATRIX SOLAR/PHOTOWATT | PW750-70 | 235 | 36 | 195 | 20 |  | Solar | FIXED | Roof
SRP04488 | MATRIX SOLAR/PHOTOWATT | PW750-70 | 235 | 36 | 195 | 32 |  | Solar | FIXED | Ground
SRP04488 | SMA AMERICA | SB7000US (208V) | 7000 | 2 |  |  | 0.96 | Solar Inverter |  | OUTDOOR
SRP04489 | SUNPOWER | SPR-230-WHT-U | 230 | 60 | 209 | 23 |  | Solar | FIXED | Roof
SRP04489 | SMA AMERICA | SB6000U (208V) | 6000 | 2 |  |  | 0.97 | Solar Inverter |  | INDOOR
SRP04490 | SUNPOWER | SPR-230-WHT-U | 230 | 32 | 136 | 40 |  | Solar | FIXED | Roof
SRP04490 | SUNPOWER CORP (ORIGINAL MFRSMA) | SPR-7000M (208V) | 7000 | 1 |  |  | 0.971 | Solar Inverter |  | Inside
SRP04492 | ET SOLAR INDUSTRY | ET-P672280 | 185 | 22 | 140 | 34 |  | Solar | FIXED | Roof
SRP04492 | ET SOLAR INDUSTRY | ET-P654180 | 185 | 11 | 230 | 37 |  | Solar | FIXED | Roof
SRP04492 | SMA AMERICA | SUNNY BOY CONTROL PLUS | 2000 | 1 |  |  | 0.95 | Solar Inverter |  | Outside
SRP04492 | SMA AMERICA | SB5000US | 5000 | 1 |  |  | 0.968 | Solar Inverter |  | Outside
SRP04493 | CANADIAN SOLAR | CS6P-230 | 235 | 13 | 218 | 8 |  | Solar | FIXED | Roof
SRP04493 | CANADIAN SOLAR | CS6P-230 | 235 | 8 | 218 | 11 |  | Solar | FIXED | Roof
SRP04493 | CANADIAN SOLAR | CS6P-230 | 235 | 5 | 218 | 33 |  | Solar | FIXED | Roof
SRP04493 | ENPHASE ENERGY | M200-32-208-S01 | 190 | 26 |  |  | 0.955 | Solar Inverter |  | OUTDOOR
SRP04494 | CANADIAN SOLAR | CS6P-230 | 235 | 18 | 220 | 12 |  | Solar | FIXED | Roof
SRP04494 | CANADIAN SOLAR | CS6P-230 | 235 | 4 | 220 | 15 |  | Solar | FIXED | Roof
SRP04494 | CANADIAN SOLAR | CS6P-230 | 235 | 14 | 220 | 32 |  | Solar | FIXED | Roof
SRP04494 | ENPHASE ENERGY | M200-32-208-S01 | 215 | 22 |  |  | 0.96 | Solar Inverter |  | OUTDOOR
SRP04494 | ENPHASE ENERGY | M200-32-240-S02 | 215 | 14 |  |  | 0.96 | Solar Inverter |  | Outside
SRP04495 | CANADIAN SOLAR | CS6P-230 | 235 | 15 | 217 | 32 |  | Solar | FIXED | Roof
SRP04495 | ENPHASE ENERGY | M200-32-208-S01 | 215 | 15 |  |  | 0.96 | Solar Inverter |  | OUTDOOR
SRP04496 | CANADIAN SOLAR | CS6P-230 | 235 | 9 | 124 | 31 |  | Solar | FIXED | Roof
SRP04496 | CANADIAN SOLAR | CS6P-230 | 235 | 12 | 214 | 31 |  | Solar | FIXED | Roof
SRP04496 | ENPHASE ENERGY | M200-32-208-S01 | 190 | 21 |  |  | 0.95 | Solar Inverter |  | OUTDOOR
SRP04497 | CANADIAN SOLAR | CS6P-230 | 235 | 15 | 217 | 36 |  | Solar | FIXED | Roof
SRP04497 | ENPHASE ENERGY | M200-32-208-S01 | 190 | 15 |  |  | 0.95 | Solar Inverter |  | OUTDOOR
SRP04498 | CANADIAN SOLAR | CS6P-230 | 235 | 12 | 215 | 30 |  | Solar | FIXED | Roof
SRP04498 | ENPHASE ENERGY | M200-32-208-S01 | 190 | 12 |  |  | 0.96 | Solar Inverter |  | OUTDOOR
SRP04500 | CANADIAN SOLAR | CS6P-230 | 235 | 20 | 223 | 22 |  | Solar | FIXED | Roof
SRP04500 | ENPHASE ENERGY | M200-32-208-S01 | 190 | 20 |  |  | 0.95 | Solar Inverter |  | OUTDOOR
SRP04501 | CANADIAN SOLAR | CS6P-230 | 235 | 14 | 220 | 40 |  | Solar | FIXED | Roof
SRP04501 | ENPHASE ENERGY | M200-32-208-S01 | 190 | 14 |  |  | 0.96 | Solar Inverter |  | OUTDOOR
SRP04505 | TRINA SOLAR | TSM-235PA05.10 | 235 | 33 | 130 | 18 |  | Solar | FIXED | Roof
SRP04505 | TRINA SOLAR | TSM-235PD05.10 | 235 | 27 | 220 | 25 |  | Solar | FIXED | Roof
SRP04505 | SMA AMERICA | SB6000U (208V) | 6000 | 2 |  |  | 0.98 | Solar Inverter |  | OUTDOOR
SRP04506 | CHANGZHOU TRINA SOLAR ENERGY CO | TSM-185D | 235 | 252 | 196 | 10 |  | Solar | FIXED | Roof
SRP04506 | SMA AMERICA | SB7000US (208V) | 8000 | 6 |  |  | 0.96 | Solar Inverter |  | INDOOR
SRP04507 | CHANGZHOU TRINA SOLAR ENERGY CO | TSM-185D | 235 | 8 | 170 | 22 |  | Solar | FIXED | Roof
SRP04507 | CHANGZHOU TRINA SOLAR ENERGY CO | TSM-185D | 235 | 29 | 220 | 24 |  | Solar | FIXED | Roof
SRP04507 | POWER-ONE | PVI-3000-I-OUTD-US | 3000 | 1 |  |  | 0.96 | Solar Inverter |  | Outside
SRP04507 | POWER-ONE | PVI-6000-OUTD-US (208 V) | 6000 | 1 |  |  | 0.96 | Solar Inverter |  | Outside
SRP04508 | CHANGZHOU TRINA SOLAR ENERGY CO | TSM-185D | 235 | 17 | 170 | 30 |  | Solar | FIXED | Roof
SRP04508 | POWER-ONE | PVI-3600-OUTD-US-F (208V) | 3600 | 1 |  |  | 0.96 | Solar Inverter |  | Outside
SRP04509 | CHANGZHOU TRINA SOLAR ENERGY CO | TSM-185D | 235 | 23 | 180 | 18 |  | Solar | FIXED | Roof
SRP04509 | POWER-ONE | PVI-5000-OUTD-US (208 V) | 5000 | 1 |  |  | 0.96 | Solar Inverter |  | INDOOR
SRP04510 | SANYO ELECTRIC | HIP-205BA3 | 220 | 27 | 164 | 21 |  | Solar | FIXED | Roof
SRP04510 | SANYO ELECTRIC | HIP-205BA5 | 220 | 18 | 239 | 40 |  | Solar | FIXED | Roof
SRP04510 | SMA AMERICA | SB4000US (208V) | 4000 | 1 |  |  | 0.96 | Solar Inverter |  | OUTDOOR
SRP04510 | SMA AMERICA | SB5000US | 5000 | 1 |  |  | 0.96 | Solar Inverter |  | OUTDOOR
SRP04511 | CHANGZHOU TRINA SOLAR ENERGY CO | TSM-185D | 235 | 39 | 245 | 28 |  | Solar | FIXED | Roof
SRP04511 | SMA AMERICA | SB7000US (277V) | 8000 | 1 |  |  | 0.96 | Solar Inverter |  | Outside
SRP04512 | CHANGZHOU TRINA SOLAR ENERGY CO | TSM-185D | 235 | 22 | 230 | 26 |  | Solar | FIXED | Roof
SRP04512 | POWER-ONE | PVI-3600-US (240V) | 4200 | 1 |  |  | 0.96 | Solar Inverter |  | Outside
SRP04515 | TRINA SOLAR | TSM-235PA05 | 235 | 28 | 205 | 37 |  | Solar | FIXED | Roof
SRP04515 | POWER-ONE | PVI-6000-OUTD-US (208 V) | 6000 | 1 |  |  | 0.96 | Solar Inverter |  | OUTDOOR
SRP04516 | CHANGZHOU TRINA SOLAR ENERGY CO | TSM-185D | 230 | 52 | 203 | 27 |  | Solar | FIXED | Roof
SRP04516 | SMA AMERICA | SB6000U (208V) | 6000 | 2 |  |  | 0.968 | Solar Inverter |  | Inside
SRP04517 | CHANGZHOU TRINA SOLAR ENERGY CO | TSM-185D | 230 | 27 | 181 | 27 |  | Solar | FIXED | Roof
SRP04517 | ENPHASE ENERGY | M200-32-240-S02 | 215 | 27 |  |  | 0.97 | Solar Inverter |  | OUTDOOR
SRP04518 | CHANGZHOU TRINA SOLAR ENERGY CO | TSM-185D | 230 | 15 | 149 | 34 |  | Solar | FIXED | Roof
SRP04518 | ENPHASE ENERGY | M200-32-208-S01 | 215 | 15 |  |  | 0.96 | Solar Inverter |  | OUTDOOR
SRP04520 | SANYO ELECTRIC | HIP-205BA5 | 220 | 50 | 142 | 18 |  | Solar | FIXED | Roof
SRP04520 | FRONIUS USA |  | 9995 | 1 |  |  | 0.962 | Solar Inverter |  | INDOOR
SRP04522 | MITSUBISHI ELECTRIC | PV-UE125MF5N | 235 | 52 | 116 | 2 |  | Solar | FIXED | Roof
SRP04522 | MITSUBISHI ELECTRIC | PV-UE125MF5N | 235 | 52 | 224 | 2 |  | Solar | FIXED | Roof
SRP04522 | MITSUBISHI ELECTRIC | PV-UE125MF5N | 235 | 96 | 116 | 10 |  | Solar | FIXED | Roof
SRP04522 | MITSUBISHI ELECTRIC | PV-UE125MF5N | 235 | 143 | 154 | 10 |  | Solar | FIXED | Roof
SRP04522 | MITSUBISHI ELECTRIC | PV-UE125MF5N | 235 | 96 | 224 | 10 |  | Solar | FIXED | Roof
SRP04522 | FRONIUS USA |  | 10000 | 2 |  |  | 0.962 | Solar Inverter |  | OUTDOOR
SRP04522 | FRONIUS USA |  | 11400 | 6 |  |  | 0.962 | Solar Inverter |  | OUTDOOR
SRP04522 | PV POWERED | PVP3500 | 35000 | 1 |  |  | 0.96 | Solar Inverter |  | OUTDOOR
SRP04523 | MITSUBISHI ELECTRIC | PV-UE135MF5N | 235 | 429 | 176 | 10 |  | Solar | FIXED | Roof
SRP04523 | PV POWERED | PVP100KW-208 | 100000 | 1 |  |  | 0.96 | Solar Inverter |  | OUTDOOR
SRP04524 | CHANGZHOU TRINA SOLAR ENERGY CO | TSM-185D | 230 | 9 | 122 | 18 |  | Solar | FIXED | Roof
SRP04524 | CHANGZHOU TRINA SOLAR ENERGY CO | TSM-185D | 230 | 16 | 201 | 18 |  | Solar | FIXED | Roof
SRP04524 | ENPHASE ENERGY | M200-32-208-S01 | 215 | 9 |  |  | 0.96 | Solar Inverter |  | OUTDOOR
SRP04524 | ENPHASE ENERGY | M200-32-208-S01 | 215 | 16 |  |  | 0.96 | Solar Inverter |  | OUTDOOR
SRP04525 | MITSUBISHI ELECTRIC | PV-UE135MF5N | 235 | 806 | 216 | 5 |  | Solar | FIXED | Roof
SRP04525 | PV POWERED | PVP75KW-208 | 75000 | 2 |  |  | 0.955 | Solar Inverter |  | OUTDOOR
SRP04526 | MITSUBISHI ELECTRIC | PV-UE135MF5N | 235 | 507 | 172 | 5 |  | Solar | FIXED | Roof
SRP04526 | PV POWERED | PVP100KW-208 | 100000 | 1 |  |  | 0.96 | Solar Inverter |  | OUTDOOR
SRP04527 | MITSUBISHI ELECTRIC | PV-UE135MF5N | 235 | 156 | 172 | 5 |  | Solar | FIXED | Roof
SRP04527 | PV POWERED | PVP30KW-208 | 35000 | 1 |  |  | 0.966 | Solar Inverter |  | OUTDOOR
SRP04528 | SUNTECH POWER | STP210S-18/UB-1 | 390 | 41 | 187 | 15 |  | Solar | FIXED | Ground
SRP04528 | POWER-ONE | PVI-3600-US (240V) | 3800 | 1 |  |  | 0.969 | Solar Inverter |  | Outside
SRP04528 | POWER-ONE | PVI-6000-OUTD-US-W (240 V) | 6000 | 2 |  |  | 0.971 | Solar Inverter |  | OUTDOOR
SRP04529 | UNITED SOLAR OVONIC | SSR-136 | 390 | 19 | 176 | 30 |  | Solar | FIXED | Roof
SRP04529 | SMA AMERICA | SB3000US (208V) | 3000 | 1 |  |  | 0.965 | Solar Inverter |  | OUTDOOR
SRP04529 | SMA AMERICA | SB5000US (240V) | 5000 | 1 |  |  | 0.968 | Solar Inverter |  | OUTDOOR
SRP04531 | BP SOLAR | BP3170N | 215 | 14 | 141 | 33 |  | Solar | FIXED | Roof
SRP04531 | FRONIUS USA | IG 3000 | 3000 | 1 |  |  | 0.952 | Solar Inverter |  | INDOOR
SRP04532 | SCHUCO USA |  | 185 | 40 | 185 | 26.6 |  | Solar | FIXED | Roof
SRP04532 | SMA AMERICA | SB7000US (208V) | 7000 | 1 |  |  | 0.971 | Solar Inverter |  | INDOOR
SRP04533 | SHARP | ND-176U1Y | 175 | 231 | 165 | 10 |  | Solar | FIXED | Roof
SRP04533 | PV POWERED | PVP30KW-LV-208 | 30000 | 1 |  |  | 0.975 | Solar Inverter |  | OUTDOOR
SRP04534 | SUNTECH POWER | STP180-24/AB-1 | 185 | 36 | 225.5 | 34 |  | Solar | FIXED | Roof
SRP04534 | SMA AMERICA | SB7000US (208V) | 7000 | 1 |  |  | 0.97 | Solar Inverter |  | INDOOR
SRP04535 | CHANGZHOU TRINA SOLAR ENERGY CO | TSM-185D | 230 | 33 | 204 | 23 |  | Solar | FIXED | Roof
SRP04535 | SMA AMERICA | SB7000US (208V) | 7000 | 1 |  |  | 0.97 | Solar Inverter |  | INDOOR
SRP04536 | SUNTECH POWER | STP190-18/UB-1 | 190 | 36 | 247.9 | 20 |  | Solar | FIXED | Roof
SRP04536 | SMA AMERICA | SB7000US (208V) | 7000 | 1 |  |  | 0.97 | Solar Inverter |  | INDOOR
SRP04537 | CHANGZHOU TRINA SOLAR ENERGY CO | TSM-185D | 235 | 18 | 170.6 | 20 |  | Solar | FIXED | Roof
SRP04537 | PV POWERED | PVP4800 | 4800 | 1 |  |  | 0.96 | Solar Inverter |  | INDOOR
SRP04538 | SUNTECH POWER | STP190-18/UB-1 | 185 | 55 | 273.5 | 24 |  | Solar | FIXED | Roof
SRP04538 | PV POWERED | PVP4800 | 4800 | 2 |  |  | 0.96 | Solar Inverter |  | INDOOR
SRP04539 | SUNTECH POWER | STP200UB | 205 | 20 | 156.9 | 27 |  | Solar | FIXED | Roof
SRP04539 | PV POWERED | PVP3500 | 3500 | 1 |  |  | 0.955 | Solar Inverter |  | INDOOR
SRP04540 | SUNTECH POWER | STP180S-24/AB-1 | 185 | 34 | 194.4 | 35 |  | Solar | FIXED | Roof
SRP04540 | PV POWERED | PVP3000 | 3000 | 2 |  |  | 0.935 | Solar Inverter |  | INDOOR
SRP04541 | CHANGZHOU TRINA SOLAR ENERGY CO | TSM-185D | 235 | 26 | 129.4 | 30 |  | Solar | FIXED | Roof
SRP04541 | SMA AMERICA | SB6000U (208V) | 6000 | 1 |  |  | 0.97 | Solar Inverter |  | INDOOR
SRP04542 | SUNTECH POWER | STP180S-24/AB-1 | 185 | 44 | 128 | 25 |  | Solar | FIXED | Roof
SRP04542 | SMA AMERICA | SB7000US (277V) | 8000 | 1 |  |  | 0.965 | Solar Inverter |  | INDOOR
SRP04543 | SUNTECH POWER | STP200UB | 205 | 52 | 178 | 19 |  | Solar | FIXED | Roof
SRP04543 | SMA AMERICA | SB3000US (208V) | 3000 | 1 |  |  | 0.97 | Solar Inverter |  | Outside
SRP04543 | SMA AMERICA | SB7000US (277V) | 7000 | 1 |  |  | 0.97 | Solar Inverter |  | Outside
SRP04544 | SUNTECH POWER | STP190-18/UB-1 | 185 | 33 | 236.1 | 20 |  | Solar | FIXED | Roof
SRP04544 | SMA AMERICA | SB6000U (240V) | 6000 | 1 |  |  | 0.97 | Solar Inverter |  | INDOOR
SRP04545 | CHANGZHOU TRINA SOLAR ENERGY CO | TSM-185D | 235 | 30 | 199.1 | 25 |  | Solar | FIXED | Roof
SRP04545 | SMA AMERICA | SB7000US (208V) | 7000 | 1 |  |  | 0.97 | Solar Inverter |  | INDOOR
SRP04546 | SUNTECH POWER | STP190-18/UB-1 | 190 | 48 | 223.1 | 20 |  | Solar | FIXED | Roof
SRP04546 | PV POWERED | PVP4800 | 4800 | 2 |  |  | 0.96 | Solar Inverter |  | INDOOR
SRP04547 | SUNTECH POWER | STP200UB | 205 | 36 | 220.3 | 34 |  | Solar | FIXED | Roof
SRP04547 | SMA AMERICA | SB7000US (208V) | 7000 | 1 |  |  | 0.97 | Solar Inverter |  | INDOOR
SRP04548 | CHANGZHOU TRINA SOLAR ENERGY CO | TSM-185D | 235 | 10 | 246.9 | 23 |  | Solar | FIXED | Roof
SRP04548 | CHANGZHOU TRINA SOLAR ENERGY CO | TSM-185D | 235 | 16 | 246.9 | 40 |  | Solar | FIXED | Roof
SRP04548 | SMA AMERICA | SB3000US (208V) | 3000 | 2 |  |  | 0.96 | Solar Inverter |  | Inside
SRP04549 | SUNTECH POWER | STP190-18/UB-1 | 185 | 36 | 266 | 26 |  | Solar | FIXED | Roof
SRP04549 | SUNTECH POWER | STP190-18/UB-1 | 185 | 33 | 176 | 33 |  | Solar | FIXED | Roof
SRP04549 | SMA AMERICA | SB5000US (208V) | 5000 | 1 |  |  | 0.97 | Solar Inverter |  | OUTDOOR
SRP04549 | SMA AMERICA | SB7000US (208V) | 7000 | 1 |  |  | 0.97 | Solar Inverter |  | OUTDOOR
SRP04550 | SUNTECH POWER | STP180S-24/AB-1 | 185 | 50 | 128 | 30 |  | Solar | FIXED | Roof
SRP04550 | SMA AMERICA | SB5000US (240V) | 5000 | 1 |  |  | 0.96 | Solar Inverter |  | OUTDOOR
SRP04550 | SMA AMERICA | SB6000US (277V) | 6000 | 1 |  |  | 0.97 | Solar Inverter |  | OUTDOOR
SRP04551 | REC SCANMODULE | SCM230 | 240 | 26 | 137 | 18 |  | Solar | FIXED | Roof
SRP04551 | SMA AMERICA | SB5000US (240V) | 5000 | 1 |  |  | 0.968 | Solar Inverter |  | OUTDOOR
SRP04552 | UNKNOWN | UNKNOWN | 250 | 5 | 154 | 15 |  | Solar | FIXED | Roof
SRP04552 | UNKNOWN | UNKNOWN | 250 | 21 | 154 | 20 |  | Solar | FIXED | Roof
SRP04552 | PV POWERED | PVP2000 | 2000 | 1 |  |  | 0.92 | Solar Inverter |  | INDOOR
SRP04552 | PV POWERED | PVP2500 | 2500 | 2 |  |  | 0.945 | Solar Inverter |  | INDOOR
SRP04554 | REC SCANMODULE | SCM230 | 240 | 12 | 98 | 36 |  | Solar | FIXED | Roof
SRP04554 | REC SCANMODULE | SCM230 | 240 | 28 | 188 | 38 |  | Solar | FIXED | Roof
SRP04554 | ENPHASE ENERGY | M200-32-240-S02 | 215 | 40 |  |  | 0.963 | Solar Inverter |  | Outside
SRP04555 | CHANGZHOU TRINA SOLAR ENERGY CO | TSM-185D | 235 | 40 | 176.8 | 30 |  | Solar | FIXED | Roof
SRP04555 | PV POWERED | PVP4800 | 4800 | 2 |  |  | 0.96 | Solar Inverter |  | INDOOR
SRP04556 | CANADIAN SOLAR | CS6P-230 | 230 | 24 | 157 | 18 |  | Solar | FIXED | Roof
SRP04556 | ENPHASE ENERGY | M200-32-208-S01 | 190 | 24 |  |  | 0.955 | Solar Inverter |  | Inside
SRP04557 | BP SOLAR | BP4170N | 215 | 22 | 160 | 28 |  | Solar | FIXED | Roof
SRP04557 | SMA AMERICA | SB5000US | 5000 | 1 |  |  | 0.95 | Solar Inverter |  | OUTDOOR
SRP04558 | SOLYNDRA | SL-002-182U | 245 | 39 | 180 | 32 |  | Solar | FIXED | Ground
SRP04558 | SMA AMERICA | SB1100U-SBD | 2500 | 1 |  |  | 0.973 | Solar Inverter |  | OUTDOOR
SRP04558 | SMA AMERICA | SB7000US (208V) | 7000 | 1 |  |  | 0.97 | Solar Inverter |  | OUTDOOR
SRP04559 | SANYO ELECTRIC | HIP-205BA19 | 220 | 27 | 196 | 23 |  | Solar | FIXED | Roof
SRP04559 | ENPHASE ENERGY | M200-32-208-S02 | 210 | 27 |  |  | 0.96 | Solar Inverter |  | Outside
SRP04560 | CANADIAN SOLAR | CS6P-230 | 235 | 6 | 125 | 31 |  | Solar | FIXED | Roof
SRP04560 | CANADIAN SOLAR | CS6P-230 | 235 | 6 | 216 | 31 |  | Solar | FIXED | Roof
SRP04560 | ENPHASE ENERGY | M200-32-208-S01 | 190 | 12 |  |  | 0.955 | Solar Inverter |  | OUTDOOR
SRP04561 | SOLYNDRA | SL-002-182U | 210 | 624 | 161 | 0 |  | Solar | FIXED | Roof
SRP04561 | PV POWERED | PVP30KW-208 | 50000 | 1 |  |  | 0.955 | Solar Inverter |  | INDOOR
SRP04561 | PV POWERED | PVP75KW-208 | 75000 | 1 |  |  | 0.972 | Solar Inverter |  | INDOOR
SRP04562 | CHANGZHOU TRINA SOLAR ENERGY CO | TSM-185D | 230 | 33 | 220 | 18 |  | Solar | FIXED | Roof
SRP04562 | SMA AMERICA | SB7000US (208V) | 7000 | 1 |  |  | 0.969 | Solar Inverter |  | OUTDOOR
SRP04563 | SUNPOWER | SPR-230-WHT-U | 240 | 24 | 194 | 31 |  | Solar | FIXED | Roof
SRP04563 | SUNPOWER CORP (ORIGINAL MFRSMA) | SPR-5000M (208V) | 5000 | 1 |  |  | 0.968 | Solar Inverter |  | INDOOR
SRP04564 | CHANGZHOU TRINA SOLAR ENERGY CO | TSM-185D | 230 | 9 | 95 | 25 |  | Solar | FIXED | Roof
SRP04564 | CHANGZHOU TRINA SOLAR ENERGY CO | TSM-185D | 230 | 9 | 183 | 25 |  | Solar | FIXED | Roof
SRP04564 | SMA AMERICA | SB3000US (208V) | 3000 | 2 |  |  | 0.965 | Solar Inverter |  | Outside
SRP04565 | CHANGZHOU TRINA SOLAR ENERGY CO | TSM-185D | 230 | 66 | 114 | 6 |  | Solar | FIXED | Roof
SRP04565 | SMA AMERICA | SB7000US (208V) | 7000 | 2 |  |  | 0.969 | Solar Inverter |  | OUTDOOR
SRP04566 | SUNPOWER | PL-SUNP-SPR-220 | 230 | 27 | 173 | 34 |  | Solar | FIXED | Roof
SRP04566 | SUNPOWER CORP (ORIGINAL MFRSMA) | SPR-6000M (208V) | 6000 | 1 |  |  | 0.97 | Solar Inverter |  | Inside
SRP04567 | CHANGZHOU TRINA SOLAR ENERGY CO | TSM-185D | 230 | 36 | 209 | 22 |  | Solar | FIXED | Roof
SRP04567 | SMA AMERICA | SB3800U (208V) | 3800 | 1 |  |  | 0.97 | Solar Inverter |  | OUTDOOR
SRP04567 | SMA AMERICA | SB5000US | 5000 | 1 |  |  | 0.97 | Solar Inverter |  | OUTDOOR
SRP04568 | CHANGZHOU TRINA SOLAR ENERGY CO | TSM-185D | 230 | 12 | 123 | 3 |  | Solar | FIXED | Roof
SRP04568 | CHANGZHOU TRINA SOLAR ENERGY CO | TSM-185D | 230 | 12 | 303 | 3 |  | Solar | FIXED | Roof
SRP04568 | SMA AMERICA | SB3000US (208V) | 3000 | 2 |  |  | 0.965 | Solar Inverter |  | OUTDOOR
SRP04570 | SUNPOWER | SPR-230-WHT-U | 230 | 33 | 142 | 40 |  | Solar | FIXED | Roof
SRP04570 | SMA AMERICA | SB6000U (208V) | 6000 | 1 |  |  | 0.97 | Solar Inverter |  | Outside
SRP04571 | SUNPOWER | SPR-225-BLK-U | 225 | 40 | 231 | 36 |  | Solar | FIXED | Roof
SRP04571 | SUNPOWER CORP (ORIGINAL MFRSMA) | SPR-7000M (240V) | 8000 | 1 |  |  | 0.965 | Solar Inverter |  | INDOOR
SRP04572 | SUNTECH POWER | STP210S-18/UB-1 | 245 | 10 | 207 | 22 |  | Solar | FIXED | Roof
SRP04572 | SUNTECH POWER | STP210S-18/UB-1 | 245 | 24 | 207 | 25 |  | Solar | FIXED | Roof
SRP04572 | POWER-ONE | PVI-3600-OUTD-US-F (208V) | 3600 | 1 |  |  | 0.968 | Solar Inverter |  | Outside
SRP04572 | POWER-ONE | PVI-5000-OUTD-US (208 V) | 4200 | 1 |  |  | 0.968 | Solar Inverter |  | Outside
SRP04575 | CHANGZHOU TRINA SOLAR ENERGY CO | TSM-185D | 235 | 1680 | 160 | 5 |  | Solar | FIXED | Roof
SRP04575 | ADVANCED ENERGY INDUSTRIES | 3159000-104 | 333000 | 1 |  |  | 0.98 | Solar Inverter |  | OUTDOOR
SRP04576 | SUNTECH POWER | STP170S-24/AB-1 | 190 | 27 | 215 | 26 |  | Solar | FIXED | Roof
SRP04576 | SMA AMERICA | SB5000US (208V) | 5000 | 1 |  |  | 0.97 | Solar Inverter |  | INDOOR
SRP04578 | CHANGZHOU TRINA SOLAR ENERGY CO | TSM-185D | 220 | 702 | 184 | 18 |  | Solar | FIXED | Roof
SRP04578 | SATCON TECHNOLOGY | PVS-135 (208 V) | 135000 | 1 |  |  | 0.96 | Solar Inverter |  | OUTDOOR
SRP04579 | CHANGZHOU TRINA SOLAR ENERGY CO | TSM-185D | 235 | 70 | 164.4 | 5 |  | Solar | FIXED | Roof
SRP04579 | SMA AMERICA | SB5000US | 5000 | 2 |  |  | 0.96 | Solar Inverter |  | OUTDOOR
SRP04579 | SMA AMERICA | SB6000U (208V) | 6000 | 1 |  |  | 0.97 | Solar Inverter |  | OUTDOOR
SRP04580 | SUNTECH POWER | STP190-18/UB-1 | 190 | 36 | 101 | 23 |  | Solar | FIXED | Roof
SRP04580 | SMA AMERICA | SB7000US (208V) | 7000 | 1 |  |  | 0.97 | Solar Inverter |  | OUTDOOR
SRP04581 | SUNTECH POWER | STP180-24/AB-1 | 185 | 48 | 186 | 31 |  | Solar | FIXED | Roof
SRP04581 | SMA AMERICA | SB5000US | 5000 | 2 |  |  | 0.96 | Solar Inverter |  | INDOOR
SRP04582 | SUNTECH POWER | STP190S-18/UB-1 | 190 | 32 | 140 | 30 |  | Solar | FIXED | Roof
SRP04582 | SMA AMERICA | SB6000U (277V) | 6000 | 1 |  |  | 0.97 | Solar Inverter |  | INDOOR
SRP04583 | SUNTECH POWER | STP180-24/AB-1 | 185 | 43 | 147.5 | 20 |  | Solar | FIXED | Roof
SRP04583 | PV POWERED | PVP2500 | 2500 | 1 |  |  | 0.945 | Solar Inverter |  | INDOOR
SRP04583 | PV POWERED | PVP4800 | 4800 | 1 |  |  | 0.96 | Solar Inverter |  | INDOOR
SRP04584 | SUNTECH POWER | STP190-18/UB-1 | 190 | 34 | 196.5 | 10 |  | Solar | FIXED | Roof
SRP04584 | SMA AMERICA | SB3000US (208V) | 3000 | 1 |  |  | 0.935 | Solar Inverter |  | INDOOR
SRP04584 | SMA AMERICA | SB3000US (208V) | 3000 | 1 |  |  | 0.935 | Solar Inverter |  | INDOOR
SRP04585 | CHANGZHOU TRINA SOLAR ENERGY CO | TSM-185D | 230 | 30 | 271 | 30 |  | Solar | FIXED | Roof
SRP04585 | SMA AMERICA | SB7000US (208V) | 7000 | 1 |  |  | 0.97 | Solar Inverter |  | INDOOR
SRP04586 | SUNTECH POWER | STP200-18/UB-1 | 205 | 10 | 198 | 10 |  | Solar | FIXED | Roof
SRP04586 | SUNTECH POWER | STP200-18/UB-1 | 205 | 12 | 198 | 11 |  | Solar | FIXED | Roof
SRP04586 | SUNTECH POWER | STP21018 | 205 | 6 | 198 | 19 |  | Solar | FIXED | Roof
SRP04586 | PV POWERED | PVP2000 | 2000 | 2 |  |  | 0.92 | Solar Inverter |  | OUTDOOR
SRP04586 | PV POWERED | PVP2500 | 2500 | 1 |  |  | 0.945 | Solar Inverter |  | OUTDOOR
SRP04587 | CHANGZHOU TRINA SOLAR ENERGY CO | TSM-185D | 235 | 32 | 173.3 | 15 |  | Solar | FIXED | Roof
SRP04587 | PV POWERED | PVP3500 | 3500 | 2 |  |  | 0.955 | Solar Inverter |  | OUTDOOR
SRP04588 | SHARP | ND-224UC1 | 235 | 30 | 142 | 30 |  | Solar | FIXED | Roof
SRP04588 | FRONIUS USA |  | 7500 | 1 |  |  | 0.962 | Solar Inverter |  | OUTDOOR
SRP04589 | SUNTECH POWER | STP210S-18/UB-1 | 245 | 6 | 185 | 21 |  | Solar | FIXED | Roof
SRP04589 | SUNTECH POWER | STP21018 | 245 | 12 | 185 | 35 |  | Solar | FIXED | Roof
SRP04589 | POWER-ONE | PVI-3600-OUTD-US-F (208V) | 3600 | 1 |  |  | 0.968 | Solar Inverter |  | INDOOR
SRP04590 | SUNPOWER | SPR-225-BLK-U | 225 | 4 | 217 | 14 |  | Solar | FIXED | Roof
SRP04590 | SUNPOWER | SPR-225-BLK-U | 225 | 15 | 217 | 18 |  | Solar | FIXED | Roof
SRP04590 | SUNPOWER | SPR-225-BLK-U | 225 | 24 | 217 | 45 |  | Solar | FIXED | Roof
SRP04590 | SUNPOWER CORP (ORIGINAL MFRSMA) | SPR-3000M (240V) | 225 | 43 |  |  | 0.96 | Solar Inverter |  | Outside
SRP04591 | CHANGZHOU TRINA SOLAR ENERGY CO | TSM-185D | 235 | 896 | 174 | 5 |  | Solar | FIXED | Roof
SRP04591 | ADVANCED ENERGY INDUSTRIES | 3159000-104 | 250000 | 1 |  |  | 0.98 | Solar Inverter |  | OUTDOOR
SRP04592 | ISOFOTON | I-100/12 | 250 | 30 | 110 | 23 |  | Solar | FIXED | Roof
SRP04592 | SMA AMERICA | SB7000US (208V) | 7000 | 1 |  |  | 0.97 | Solar Inverter |  | OUTDOOR
SRP04593 | SCHUCO USA |  | 180 | 16 | 95 | 41 |  | Solar | FIXED | Roof
SRP04593 | SCHUCO USA |  | 180 | 7 | 185 | 41 |  | Solar | FIXED | Roof
SRP04593 | SCHUCO USA |  | 180 | 14 | 275 | 41 |  | Solar | FIXED | Roof
SRP04593 | SCHUCO USA | SB3000US (208V) | 3000 | 3 |  |  | 0.96 | Solar Inverter |  | INDOOR
SRP04594 | CHANGZHOU TRINA SOLAR ENERGY CO | TSM-185D | 230 | 40 | 252 | 25 |  | Solar | FIXED | Roof
SRP04594 | SMA AMERICA | SB4000US (208V) | 4000 | 2 |  |  | 0.968 | Solar Inverter |  | Inside
SRP04598 | SUNTECH POWER | STP180-24/AB-1 | 185 | 40 | 110 | 18 |  | Solar | FIXED | Roof
SRP04598 | SMA AMERICA | SB7000US (208V) | 7000 | 1 |  |  | 0.971 | Solar Inverter |  | Outside
SRP04601 | CONERGY AG | S 175MU | 235 | 44 | 163 | 32 |  | Solar | FIXED | Ground
SRP04601 | SMA AMERICA | SB6000U (208V) | 6000 | 2 |  |  | 0.95 | Solar Inverter |  | OUTDOOR
SRP04602 | BAODING YINGLI NEW ENERGY RESOURCES CO | YL175(156) | 235 | 45 | 132 | 19 |  | Solar | FIXED | Roof
SRP04602 | ENPHASE ENERGY | M200-32-208-S01 | 215 | 45 |  |  | 0.96 | Solar Inverter |  | OUTDOOR
SRP04604 | CANADIAN SOLAR | CS6P-230 | 235 | 54 | 216 | 20 |  | Solar | FIXED | Roof
SRP04604 | SMA AMERICA | SB5000US | 5000 | 1 |  |  | 0.97 | Solar Inverter |  | INDOOR
SRP04604 | SMA AMERICA | SB7000US (208V) | 7000 | 1 |  |  | 0.97 | Solar Inverter |  | INDOOR
SRP04605 | BAODING YINGLI NEW ENERGY RESOURCES CO | YL175(156) | 230 | 26 | 240 | 24 |  | Solar | FIXED | Roof
SRP04605 | SMA AMERICA | SB5000US | 5000 | 1 |  |  | 0.968 | Solar Inverter |  | INDOOR
SRP04607 | CANADIAN SOLAR | CS6P-230 | 230 | 28 | 140 | 21 |  | Solar | FIXED | Roof
SRP04607 | ENPHASE ENERGY | M200-32-208-S01 | 215 | 28 |  |  | 0.963 | Solar Inverter |  | Outside
SRP04608 | SUNTECH POWER | STP210S-18/UB-1 | 275 | 198 | 180 | 20 |  | Solar | FIXED | Ground
SRP04608 | FRONIUS USA |  | 6000 | 3 |  |  | 0.96 | Solar Inverter |  | OUTDOOR
SRP04608 | FRONIUS USA |  | 11400 | 3 |  |  | 0.96 | Solar Inverter |  | Outside
SRP04609 | PACIFIC SOLAR PTY LIMITED | PP-USA-213-S5 | 250 | 34 | 217 | 30 |  | Solar | FIXED | Roof
SRP04609 | ENPHASE ENERGY | M200-32-208-S01 | 215 | 34 |  |  | 0.96 | Solar Inverter |  | OUTDOOR
SRP04610 | CHANGZHOU TRINA SOLAR ENERGY CO | TSM-185D | 235 | 24 | 225 | 26.6 |  | Solar | FIXED | Roof
SRP04610 | CHANGZHOU TRINA SOLAR ENERGY CO | TSM-185D | 235 | 13 | 135 | 45 |  | Solar | FIXED | Roof
SRP04610 | ENPHASE ENERGY | M200-32-208-S01 | 215 | 37 |  |  | 0.965 | Solar Inverter |  | OUTDOOR
SRP04611 | PACIFIC SOLAR PTY LIMITED | PP-USA-213-S5 | 245 | 22 | 180 | 29 |  | Solar | FIXED | Roof
SRP04611 | POWER-ONE | PVI-5000-OUTD-US (208 V) | 5000 | 1 |  |  | 0.97 | Solar Inverter |  | INDOOR
SRP04612 | ISOFOTON | I-100/12 | 230 | 1152 | 139 | 20 |  | Solar | FIXED | Roof
SRP04612 | SOLECTRIA RENEWABLES | PVI 3000 (208V) | 266000 | 1 |  |  | 0.975 | Solar Inverter |  | OUTDOOR
SRP04614 | SUNTECH POWER | STP200-18/UB-1 | 205 | 20 | 138 | 23 |  | Solar | FIXED | Roof
SRP04614 | PV POWERED | PVP3500 | 3500 | 1 |  |  | 0.955 | Solar Inverter |  | OUTDOOR
SRP04615 | CHANGZHOU TRINA SOLAR ENERGY CO | TSM-185D | 235 | 39 | 180 | 15 |  | Solar | FIXED | Roof
SRP04615 | SMA AMERICA | SB7000US (277V) | 8000 | 1 |  |  | 0.965 | Solar Inverter |  | Outside
SRP04616 | SUNTECH POWER | STP180S-24/AB-1 | 185 | 28 | 91 | 22 |  | Solar | FIXED | Roof
SRP04616 | SUNTECH POWER | STP180-24/AB-1 | 185 | 38 | 181 | 22 |  | Solar | FIXED | Roof
SRP04616 | PV POWERED | PVP2500 | 2500 | 1 |  |  | 0.97 | Solar Inverter |  | INDOOR
SRP04616 | PV POWERED | PVP4800 | 4800 | 2 |  |  | 0.97 | Solar Inverter |  | INDOOR
SRP04617 | UNITED SOLAR OVONIC | ASR-136 | 185 | 24 | 182 | 38 |  | Solar | FIXED | Roof
SRP04617 | ENPHASE ENERGY | M175-24-208-S | 190 | 24 |  |  | 0.96 | Solar Inverter |  | OUTDOOR
SRP04618 | CHANGZHOU TRINA SOLAR ENERGY CO | TSM-185D | 235 | 18 | 88.3 | 16 |  | Solar | FIXED | Roof
SRP04618 | PV POWERED | PVP4800 | 4800 | 1 |  |  | 0.96 | Solar Inverter |  | INDOOR
SRP04619 | SUNTECH POWER | STP200-18/UB-1 | 205 | 28 | 188.3 | 26 |  | Solar | FIXED | Roof
SRP04619 | SMA AMERICA | SB6000U (208V) | 6000 | 1 |  |  | 0.945 | Solar Inverter |  | Inside
SRP04621 | SUNTECH POWER | STP180-24/AB-1 | 185 | 56 | 208.1 | 30 |  | Solar | FIXED | Roof
SRP04621 | SMA AMERICA | SB4000US (208V) | 4000 | 1 |  |  | 0.96 | Solar Inverter |  | INDOOR
SRP04621 | SMA AMERICA | SB6000U (208V) | 6000 | 1 |  |  | 0.97 | Solar Inverter |  | INDOOR
SRP04622 | SUNTECH POWER | STP200-18/UB-1 | 205 | 28 | 223 | 30 |  | Solar | FIXED | Roof
SRP04622 | SMA AMERICA | SB6000U (208V) | 6000 | 1 |  |  | 0.97 | Solar Inverter |  | INDOOR
SRP04623 | CHANGZHOU TRINA SOLAR ENERGY CO | TSM-185D | 230 | 30 | 257.7 | 36 |  | Solar | FIXED | Roof
SRP04623 | SMA AMERICA | SB7000US (208V) | 7000 | 1 |  |  | 0.97 | Solar Inverter |  | INDOOR
SRP04624 | SUNTECH POWER | STP200-18/UB-1 | 205 | 30 | 232.7 | 25 |  | Solar | FIXED | Roof
SRP04624 | PV POWERED | PVP2500 | 2500 | 1 |  |  | 0.945 | Solar Inverter |  | INDOOR
SRP04624 | PV POWERED | PVP3000 | 3000 | 1 |  |  | 0.935 | Solar Inverter |  | Inside
SRP04626 | SUNTECH POWER | STP180S-24/AB-1 | 185 | 32 | 119 | 31 |  | Solar | FIXED | Roof
SRP04626 | SUNTECH POWER | STP180S-24/AB-1 | 185 | 32 | 209 | 31 |  | Solar | FIXED | Roof
SRP04626 | SMA AMERICA | SB6000U (240V) | 6000 | 1 |  |  | 0.97 | Solar Inverter |  | OUTDOOR
SRP04626 | SMA AMERICA | SB6000U (277V) | 6000 | 1 |  |  | 0.97 | Solar Inverter |  | OUTDOOR
SRP04628 | SUNTECH POWER | STP190-18/UB-1 | 190 | 35 | 175.9 | 25 |  | Solar | FIXED | Roof
SRP04628 | PV POWERED | PVP2500 | 2500 | 1 |  |  | 0.945 | Solar Inverter |  | Outside
SRP04628 | PV POWERED | PVP3500 | 3500 | 1 |  |  | 0.955 | Solar Inverter |  | Outside
SRP04629 | CHANGZHOU TRINA SOLAR ENERGY CO | TSM-185D | 235 | 24 | 186 | 35 |  | Solar | FIXED | Roof
SRP04629 | PV POWERED | PVP4800 | 4800 | 1 |  |  | 0.96 | Solar Inverter |  | INDOOR
SRP04630 | CHANGZHOU TRINA SOLAR ENERGY CO | TSM-185D | 235 | 44 | 175.1 | 19 |  | Solar | FIXED | Roof
SRP04630 | PV POWERED | PVP4800 | 4800 | 2 |  |  | 0.96 | Solar Inverter |  | INDOOR
SRP04631 | CHANGZHOU TRINA SOLAR ENERGY CO | TSM-185D | 235 | 26 | 106 | 30 |  | Solar | FIXED | Roof
SRP04631 | SMA AMERICA | SB6000U (208V) | 6000 | 1 |  |  | 0.97 | Solar Inverter |  | INDOOR
SRP04632 | SUNTECH POWER | STP200-18/UB-1 | 205 | 52 | 220.9 | 24 |  | Solar | FIXED | Roof
SRP04632 | SMA AMERICA | SB5000US | 5000 | 2 |  |  | 0.96 | Solar Inverter |  | INDOOR
SRP04634 | SUNTECH POWER | STP180-24/AB-1 | 185 | 25 | 151.7 | 31 |  | Solar | FIXED | Roof
SRP04634 | SUNTECH POWER | STP180-24/AB-1 | 185 | 7 | 151.7 | 36 |  | Solar | FIXED | Roof
SRP04634 | PV POWERED | PVP2000 | 2000 | 2 |  |  | 0.92 | Solar Inverter |  | Outside
SRP04634 | PV POWERED | PVP2500 | 2500 | 1 |  |  | 0.945 | Solar Inverter |  | OUTDOOR
SRP04635 | CHANGZHOU TRINA SOLAR ENERGY CO | TSM-185D | 235 | 14 | 142.1 | 25 |  | Solar | FIXED | Roof
SRP04635 | CHANGZHOU TRINA SOLAR ENERGY CO | TSM-185D | 235 | 10 | 229.6 | 25 |  | Solar | FIXED | Roof
SRP04635 | PV POWERED | PVP2500 | 2500 | 1 |  |  | 0.945 | Solar Inverter |  | Outside
SRP04635 | PV POWERED | PVP3000 | 3000 | 1 |  |  | 0.935 | Solar Inverter |  | OUTDOOR
SRP04636 | SUNTECH POWER | STP180-24/AB-1 | 185 | 20 | 71 | 20 |  | Solar | FIXED | Roof
SRP04636 | SUNTECH POWER | STP180-24/AB-1 | 185 | 30 | 161 | 20 |  | Solar | FIXED | Roof
SRP04636 | SUNTECH POWER | STP180-24/AB-1 | 185 | 12 | 251 | 20 |  | Solar | FIXED | Roof
SRP04636 | SUNTECH POWER | STP180-24/AB-1 | 185 | 16 | 71 | 30 |  | Solar | FIXED | Roof
SRP04636 | SUNTECH POWER | STP180-24/AB-1 | 185 | 16 | 251 | 30 |  | Solar | FIXED | Roof
SRP04636 | PV POWERED | PVP2000 | 2000 | 1 |  |  | 0.92 | Solar Inverter |  | Inside
SRP04636 | SMA AMERICA | SB3000US (208V) | 3000 | 2 |  |  | 0.96 | Solar Inverter |  | Inside
SRP04636 | SMA AMERICA | SB4000US (208V) | 4000 | 1 |  |  | 0.96 | Solar Inverter |  | Inside
SRP04636 | SMA AMERICA | SB5000US | 5000 | 1 |  |  | 0.96 | Solar Inverter |  | OUTDOOR
SRP04637 | SUNTECH POWER | STP200-18/UB-1 | 205 | 38 | 120.3 | 25 |  | Solar | FIXED | Roof
SRP04637 | PV POWERED | PVP2500 | 2500 | 1 |  |  | 0.945 | Solar Inverter |  | Inside
SRP04637 | PV POWERED | PVP4800 | 4800 | 1 |  |  | 0.96 | Solar Inverter |  | Inside
SRP04638 | SUNTECH POWER | STP180-24/AB-1 | 185 | 38 | 93.4 | 25 |  | Solar | FIXED | Roof
SRP04638 | PV POWERED | PVP2500 | 2500 | 1 |  |  | 0.945 | Solar Inverter |  | Inside
SRP04638 | PV POWERED | PVP4800 | 4800 | 1 |  |  | 0.96 | Solar Inverter |  | Inside
SRP04639 | SUNTECH POWER | STP200-18/UB-1 | 205 | 52 | 97 | 26 |  | Solar | FIXED | Roof
SRP04639 | SMA AMERICA | SB3000US (208V) | 3000 | 3 |  |  | 0.96 | Solar Inverter |  | INDOOR
SRP04641 | BP SOLAR | BP3170N | 215 | 20 | 185 | 23 |  | Solar | FIXED | Roof
SRP04641 | ENPHASE ENERGY | M200-32-208-S01 | 190 | 20 |  |  | 0.96 | Solar Inverter |  | OUTDOOR
SRP04645 | CANADIAN SOLAR | CS6P-230 | 250 | 48 | 262 | 34 |  | Solar | FIXED | Roof
SRP04645 | FRONIUS USA |  | 11400 | 1 |  |  | 0.962 | Solar Inverter |  | Inside
SRP04646 | MC SOLAR | BP970B | 220 | 40 | 220 | 45 |  | Solar | FIXED | Roof
SRP04646 | SOLECTRIA RENEWABLES | PVI 5000 (208V) | 5000 | 2 |  |  | 0.97 | Solar Inverter |  | Inside
SRP04648 | PACIFIC SOLAR PTY LIMITED | PP-USA-213-S5 | 245 | 313 | 147.9 | 15 |  | Solar | FIXED | Roof
SRP04648 | SMA AMERICA | SB7000US (277V) | 8000 | 5 |  |  | 0.96 | Solar Inverter |  | Inside
SRP04649 | PACIFIC SOLAR PTY LIMITED | PP-USA-213-S5 | 245 | 81 | 147.9 | 15 |  | Solar | FIXED | Roof
SRP04649 | PACIFIC SOLAR PTY LIMITED | PP-USA-213-S5 | 245 | 24 | 233.9 | 20 |  | Solar | FIXED | Roof
SRP04649 | PACIFIC SOLAR PTY LIMITED | PP-USA-213-S5 | 245 | 12 | 139.9 | 29 |  | Solar | FIXED | Roof
SRP04649 | SMA AMERICA | SB700U | 8000 | 3 |  |  | 0.96 | Solar Inverter |  | OUTDOOR
SRP04650 | PACIFIC SOLAR PTY LIMITED | PP-USA-213-S5 | 245 | 84 | 233.9 | 20 |  | Solar | FIXED | Roof
SRP04650 | PACIFIC SOLAR PTY LIMITED | PP-USA-213-S5 | 245 | 72 | 143.9 | 22 |  | Solar | FIXED | Roof
SRP04650 | SMA AMERICA | SB7000US (208V) | 7000 | 5 |  |  | 0.97 | Solar Inverter |  | OUTDOOR
SRP04651 | CHANGZHOU TRINA SOLAR ENERGY CO | TSM-185D | 230 | 16 | 230 | 26 |  | Solar | FIXED | Roof
SRP04651 | PV POWERED | PVP3500 | 3500 | 1 |  |  | 0.955 | Solar Inverter |  | INDOOR
SRP04652 | CHANGZHOU TRINA SOLAR ENERGY CO | TSM-185D | 235 | 18 | 160.1 | 30 |  | Solar | FIXED | Roof
SRP04652 | PV POWERED | PVP4800 | 4800 | 1 |  |  | 0.96 | Solar Inverter |  | OUTDOOR
SRP04653 | SUNTECH POWER | STP190-18/UB-1 | 190 | 20 | 200 | 45 |  | Solar | FIXED | Roof
SRP04653 | SMA AMERICA | SB4000US (208V) | 4000 | 1 |  |  | 0.96 | Solar Inverter |  | INDOOR
SRP04655 | CHANGZHOU TRINA SOLAR ENERGY CO | TSM-185D | 235 | 30 | 236.1 | 28 |  | Solar | FIXED | Roof
SRP04655 | SMA AMERICA | SB7000US (208V) | 7000 | 1 |  |  | 0.97 | Solar Inverter |  | INDOOR
SRP04656 | SUNTECH POWER | STP190-18/UB-1 | 190 | 24 | 180 | 22 |  | Solar | FIXED | Roof
SRP04656 | SUNTECH POWER | STP190-18/UB-1 | 190 | 16 | 270 | 25 |  | Solar | FIXED | Roof
SRP04656 | SUNTECH POWER | STP190-18/UB-1 | 190 | 27 | 180 | 37 |  | Solar | FIXED | Roof
SRP04656 | SUNTECH POWER | STP180-24/AB-1 | 190 | 28 | 270 | 37 |  | Solar | FIXED | Roof
SRP04656 | PV POWERED | PVP3000 | 3000 | 1 |  |  | 0.935 | Solar Inverter |  | INDOOR
SRP04656 | PV POWERED | PVP4800 | 4000 | 1 |  |  | 0.96 | Solar Inverter |  | INDOOR
SRP04656 | PV POWERED | PVP4800 | 4800 | 1 |  |  | 0.96 | Solar Inverter |  | INDOOR
SRP04656 | PV POWERED | PVP4800 | 4800 | 1 |  |  | 0.96 | Solar Inverter |  | INDOOR
SRP04657 | CANADIAN SOLAR | CS6P-230 | 235 | 21 | 217 | 37 |  | Solar | FIXED | Roof
SRP04657 | ENPHASE ENERGY | M200-32-208-S01 | 190 | 21 |  |  | 0.955 | Solar Inverter |  | OUTDOOR
SRP04658 | CHANGZHOU TRINA SOLAR ENERGY CO | TSM-185D | 230 | 18 | 264 | 20 |  | Solar | FIXED | Roof
SRP04658 | PV POWERED | PVP3500 | 3500 | 1 |  |  | 0.955 | Solar Inverter |  | OUTDOOR
SRP04659 | CHANGZHOU TRINA SOLAR ENERGY CO | TSM-185D | 230 | 18 | 121.7 | 25 |  | Solar | FIXED | Roof
SRP04659 | PV POWERED | PVP3500 | 3500 | 1 |  |  | 0.955 | Solar Inverter |  | Inside
SRP04660 | CANADIAN SOLAR | CS6P-230 | 235 | 18 | 220 | 28 |  | Solar | FIXED | Roof
SRP04660 | ENPHASE ENERGY | M200-32-208-S01 | 190 | 18 |  |  | 0.955 | Solar Inverter |  | OUTDOOR
SRP04661 | CHANGZHOU TRINA SOLAR ENERGY CO | TSM-185D | 235 | 14 | 107.8 | 10 |  | Solar | FIXED | Roof
SRP04661 | PV POWERED | PVP3000 | 3000 | 1 |  |  | 0.935 | Solar Inverter |  | OUTDOOR
SRP04662 | CANADIAN SOLAR | CS6P-230 | 235 | 16 | 215 | 23 |  | Solar | FIXED | Roof
SRP04662 | ENPHASE ENERGY | M200-32-208-S01 | 190 | 16 |  |  | 0.96 | Solar Inverter |  | OUTDOOR
SRP04664 | SUNTECH POWER | STP200-18/UB-1 | 205 | 28 | 154.6 | 5 |  | Solar | FIXED | Roof
SRP04664 | SUNTECH POWER | STP200UB | 205 | 42 | 154.6 | 23 |  | Solar | FIXED | Roof
SRP04664 | SMA AMERICA | SB6000U (208V) | 6000 | 1 |  |  | 0.97 | Solar Inverter |  | Outside
SRP04664 | SMA AMERICA | SB7000US (277V) | 8000 | 1 |  |  | 0.965 | Solar Inverter |  | Outside
SRP04665 | CHANGZHOU TRINA SOLAR ENERGY CO | TSM-185D | 235 | 36 | 185 | 18 |  | Solar | FIXED | Roof
SRP04665 | SMA AMERICA | SB7000US (277V) | 8000 | 1 |  |  | 0.965 | Solar Inverter |  | INDOOR
SRP04667 | CANADIAN SOLAR | CS6P-230 | 235 | 21 | 126 | 39 |  | Solar | FIXED | Roof
SRP04667 | ENPHASE ENERGY | M200-32-208-S01 | 190 | 21 |  |  | 0.955 | Solar Inverter |  | OUTDOOR
SRP04668 | CHANGZHOU TRINA SOLAR ENERGY CO | TSM-185D | 235 | 18 | 160.2 | 30 |  | Solar | FIXED | Roof
SRP04668 | PV POWERED | PVP4800 | 4800 | 1 |  |  | 0.96 | Solar Inverter |  | OUTDOOR
SRP04669 | SUNTECH POWER | STP200-18/UB-1 | 205 | 22 | 261 | 30 |  | Solar | FIXED | Roof
SRP04669 | SUNTECH POWER | STP200UB | 205 | 12 | 171 | 41 |  | Solar | FIXED | Roof
SRP04669 | PV POWERED | PVP2500 | 2500 | 1 |  |  | 0.945 | Solar Inverter |  | INDOOR
SRP04669 | PV POWERED | PVP4800 | 4800 | 1 |  |  | 0.96 | Solar Inverter |  | INDOOR
SRP04670 | CHANGZHOU TRINA SOLAR ENERGY CO | TSM-185D | 230 | 16 | 153.2 | 12 |  | Solar | FIXED | Roof
SRP04670 | PV POWERED | PVP3500 | 3500 | 1 |  |  | 0.955 | Solar Inverter |  | OUTDOOR
SRP04671 | CHANGZHOU TRINA SOLAR ENERGY CO | TSM-185D | 235 | 30 | 118.1 | 37 |  | Solar | FIXED | Roof
SRP04671 | SMA AMERICA | SB7000US (208V) | 7000 | 1 |  |  | 0.97 | Solar Inverter |  | INDOOR
SRP04672 | CHANGZHOU TRINA SOLAR ENERGY CO | TSM-185D | 235 | 14 | 228.9 | 30 |  | Solar | FIXED | Roof
SRP04672 | CHANGZHOU TRINA SOLAR ENERGY CO | TSM-185D | 235 | 18 | 138.9 | 40 |  | Solar | FIXED | Roof
SRP04672 | PV POWERED | PVP3000 | 3000 | 1 |  |  | 0.935 | Solar Inverter |  | INDOOR
SRP04672 | PV POWERED | PVP4800 | 4800 | 1 |  |  | 0.96 | Solar Inverter |  | INDOOR
SRP04673 | CANADIAN SOLAR | CS6P-230 | 235 | 25 | 218 | 38 |  | Solar | FIXED | Roof
SRP04673 | ENPHASE ENERGY | M200-32-208-S01 | 190 | 25 |  |  | 0.96 | Solar Inverter |  | OUTDOOR
SRP04675 | CANADIAN SOLAR | CS6P-230 | 235 | 15 | 220 | 36 |  | Solar | FIXED | Roof
SRP04675 | ENPHASE ENERGY | M200-32-208-S01 | 190 | 15 |  |  | 0.955 | Solar Inverter |  | OUTDOOR
SRP04676 | TRINA SOLAR | TSM-235PA05 | 235 | 24 | 204 | 38 |  | Solar | FIXED | Roof
SRP04676 | SIEMENS INDUSTRY | SMIINV215R60XX (208V) | 215 | 24 |  |  | 0.965 | Solar Inverter |  | OUTDOOR
SRP04677 | CANADIAN SOLAR | CS6P-230 | 235 | 15 | 216 | 41 |  | Solar | FIXED | Roof
SRP04677 | ENPHASE ENERGY | M200-32-208-S01 | 190 | 15 |  |  | 0.96 | Solar Inverter |  | OUTDOOR
SRP04678 | CANADIAN SOLAR | CS6P-230 | 235 | 24 | 113 | 22 |  | Solar | FIXED | Roof
SRP04678 | ENPHASE ENERGY | M200-32-208-S01 | 190 | 24 |  |  | 0.955 | Solar Inverter |  | OUTDOOR
SRP04680 | SUNTECH POWER | STP190-18/UB-1 | 185 | 46 | 198.4 | 34 |  | Solar | FIXED | Roof
SRP04680 | SMA AMERICA | SB3000US (208V) | 3000 | 1 |  |  | 0.96 | Solar Inverter |  | INDOOR
SRP04680 | SMA AMERICA | SB6000US (240V) | 6000 | 1 |  |  | 0.97 | Solar Inverter |  | INDOOR
SRP04681 | CHANGZHOU TRINA SOLAR ENERGY CO | TSM-185D | 230 | 20 | 184.7 | 25 |  | Solar | FIXED | Roof
SRP04681 | PV POWERED | PVP4800 | 4800 | 1 |  |  | 0.96 | Solar Inverter |  | Outside
SRP04682 | SOLARWORLD | SW185MONO | 235 | 260 | 180 | 30 |  | Solar | FIXED | Ground
SRP04682 | SMA AMERICA | SB7000US (277V) | 7680 | 7 |  |  | 0.963 | Solar Inverter |  | OUTDOOR
SRP04683 | SOLARWORLD | SW185MONO | 235 | 168 | 180 | 30 |  | Solar | FIXED | Ground
SRP04683 | SMA AMERICA | SB7000US (277V) | 7680 | 5 |  |  | 0.963 | Solar Inverter |  | OUTDOOR
SRP04685 | BP SOLAR | BP3170N | 215 | 20 | 187 | 21 |  | Solar | FIXED | Roof
SRP04685 | FRONIUS USA | IG 4000 | 4000 | 1 |  |  | 0.952 | Solar Inverter |  | OUTDOOR
SRP04686 | REC SCANMODULE | SCM230 | 240 | 1456 | 180 | 30 |  | Solar | FIXED | Ground
SRP04686 | SATCON TECHNOLOGY | PVS-250 (480 V) | 100000 | 1 |  |  | 0.967 | Solar Inverter |  | OUTDOOR
SRP04686 | SATCON TECHNOLOGY | PVS-100 (480 V) | 250000 | 1 |  |  | 0.96 | Solar Inverter |  | OUTDOOR
SRP04687 | CONERGY AG | S 175MU | 235 | 36 | 107 | 26 |  | Solar | FIXED | Roof
SRP04687 | SMA AMERICA | SB7000US (277V) | 8000 | 1 |  |  | 0.97 | Solar Inverter |  | OUTDOOR
SRP04689 | CANADIAN SOLAR | CS6P-230 | 235 | 15 | 205 | 44 |  | Solar | FIXED | Roof
SRP04689 | ENPHASE ENERGY | M200-32-208-S01 | 190 | 15 |  |  | 0.955 | Solar Inverter |  | OUTDOOR
SRP04690 | SUNPOWER | SPR-290-WHT-U | 260 | 21 | 170 | 34 |  | Solar | FIXED | Roof
SRP04690 | SUNPOWER | SPR-290-WHT-U | 260 | 14 | 260 | 34 |  | Solar | FIXED | Roof
SRP04690 | POWER-ONE | PVI-3600-US (240V) | 3800 | 1 |  |  | 0.97 | Solar Inverter |  | OUTDOOR
SRP04690 | POWER-ONE | PVI-5000-OUTD-US (208 V) | 4600 | 1 |  |  | 0.97 | Solar Inverter |  | OUTDOOR
SRP04694 | EVERGREEN SOLAR |  | 215 | 43 | 188 | 34 |  | Solar | FIXED | Roof
SRP04694 | POWER-ONE | PVI-3600-US (208V) | 4200 | 2 |  |  | 0.968 | Solar Inverter |  | OUTDOOR
SRP04695 | EVERGREEN SOLAR |  | 215 | 16 | 95 | 25 |  | Solar | FIXED | Roof
SRP04695 | EVERGREEN SOLAR |  | 215 | 24 | 95 | 34 |  | Solar | FIXED | Roof
SRP04695 | POWER-ONE | PVI-3600-OUTD-US-F (208V) | 3600 | 1 |  |  | 0.968 | Solar Inverter |  | OUTDOOR
SRP04695 | POWER-ONE | PVI-5000-OUTD-US (208 V) | 5000 | 1 |  |  | 0.965 | Solar Inverter |  | OUTDOOR
SRP04699 | EVERGREEN SOLAR |  | 215 | 15 | 95 | 25 |  | Solar | FIXED | Roof
SRP04699 | EVERGREEN SOLAR |  | 215 | 14 | 95 | 34 |  | Solar | FIXED | Roof
SRP04699 | POWER-ONE | PVI-3600-OUTD-US-F (240V) | 3600 | 1 |  |  | 0.968 | Solar Inverter |  | OUTDOOR
SRP04699 | POWER-ONE | PVI-3600-OUTD-US-F (240V) | 3600 | 1 |  |  | 0.968 | Solar Inverter |  | OUTDOOR
SRP04700 | CHANGZHOU TRINA SOLAR ENERGY CO | TSM-185D | 230 | 9 | 105.6 | 20 |  | Solar | FIXED | Roof
SRP04700 | CHANGZHOU TRINA SOLAR ENERGY CO | TSM-185D | 230 | 22 | 195.6 | 20 |  | Solar | FIXED | Roof
SRP04700 | PV POWERED | PVP2000 | 2000 | 1 |  |  | 0.925 | Solar Inverter |  | OUTDOOR
SRP04700 | PV POWERED | PVP4800 | 4800 | 1 |  |  | 0.96 | Solar Inverter |  | OUTDOOR
SRP04702 | SUNTECH POWER | STP180S-24/AB-1 | 185 | 18 | 114.4 | 28 |  | Solar | FIXED | Roof
SRP04702 | SUNTECH POWER | STP180S-24/AB-1 | 185 | 14 | 204.4 | 30 |  | Solar | FIXED | Roof
SRP04702 | SUNTECH POWER | STP190-18/UB-1 | 185 | 16 | 204.4 | 38 |  | Solar | FIXED | Roof
SRP04702 | PV POWERED | PVP2500 | 2500 | 1 |  |  | 0.96 | Solar Inverter |  | INDOOR
SRP04702 | PV POWERED | PVP3000 | 3000 | 2 |  |  | 0.935 | Solar Inverter |  | INDOOR
SRP04703 | CHANGZHOU TRINA SOLAR ENERGY CO | TSM-185D | 235 | 20 | 150 | 22 |  | Solar | FIXED | Roof
SRP04703 | PV POWERED | PVP4800 | 4800 | 1 |  |  | 0.96 | Solar Inverter |  | OUTDOOR
SRP04704 | SUNTECH POWER | STP190-18/UB-1 | 185 | 18 | 160 | 20 |  | Solar | FIXED | Roof
SRP04704 | PV POWERED | PVP3000 | 3000 | 1 |  |  | 0.935 | Solar Inverter |  | INDOOR
SRP04705 | SUNTECH POWER | STP190-18/UB-1 | 190 | 28 | 145.3 | 30 |  | Solar | FIXED | Roof
SRP04705 | PV POWERED | PVP4800 | 4800 | 1 |  |  | 0.96 | Solar Inverter |  | INDOOR
SRP04706 | CHANGZHOU TRINA SOLAR ENERGY CO | TSM-185D | 230 | 26 | 135.9 | 35 |  | Solar | FIXED | Roof
SRP04706 | SMA AMERICA | SB6000US (277V) | 6000 | 1 |  |  | 0.97 | Solar Inverter |  | Outside
SRP04707 | SUNTECH POWER | STP210-18/UB-1 | 205 | 18 | 192 | 18 |  | Solar | FIXED | Roof
SRP04707 | PV POWERED | PVP3500 | 3500 | 1 |  |  | 0.955 | Solar Inverter |  | OUTDOOR
SRP04708 | CHANGZHOU TRINA SOLAR ENERGY CO | TSM-185D | 230 | 12 | 106.9 | 15 |  | Solar | FIXED | Roof
SRP04708 | CHANGZHOU TRINA SOLAR ENERGY CO | TSM-185D | 230 | 26 | 106.9 | 25 |  | Solar | FIXED | Roof
SRP04708 | SMA AMERICA | SB5000US | 5000 | 1 |  |  | 0.96 | Solar Inverter |  | OUTDOOR
SRP04708 | SMA AMERICA | SB6000U (208V) | 6000 | 1 |  |  | 0.97 | Solar Inverter |  | OUTDOOR
SRP04709 | CHANGZHOU TRINA SOLAR ENERGY CO | TSM-185D | 235 | 10 | 188 | 30 |  | Solar | FIXED | Roof
SRP04709 | PV POWERED | PVP2500 | 2500 | 1 |  |  | 0.945 | Solar Inverter |  | INDOOR
SRP04710 | CHANGZHOU TRINA SOLAR ENERGY CO | TSM-185D | 235 | 16 | 257 | 18 |  | Solar | FIXED | Roof
SRP04710 | PV POWERED | PVP3500 | 3500 | 1 |  |  | 0.955 | Solar Inverter |  | OUTDOOR
SRP04711 | CHANGZHOU TRINA SOLAR ENERGY CO | TSM-185D | 235 | 18 | 216 | 9 |  | Solar | FIXED | Roof
SRP04711 | PV POWERED | PVP4800 | 4800 | 1 |  |  | 0.955 | Solar Inverter |  | INDOOR
SRP04712 | CHANGZHOU TRINA SOLAR ENERGY CO | TSM-185D | 235 | 40 | 147 | 28 |  | Solar | FIXED | Roof
SRP04712 | SMA AMERICA | SB5000US | 5000 | 2 |  |  | 0.97 | Solar Inverter |  | INDOOR
SRP04713 | CHANGZHOU TRINA SOLAR ENERGY CO | TSM-185D | 235 | 21 | 216.4 | 10 |  | Solar | FIXED | Roof
SRP04713 | CHANGZHOU TRINA SOLAR ENERGY CO | TSM-185D | 235 | 6 | 126.4 | 15 |  | Solar | FIXED | Roof
SRP04713 | PV POWERED | PVP2000 | 2000 | 1 |  |  | 0.92 | Solar Inverter |  | INDOOR
SRP04713 | PV POWERED | PVP2500 | 2500 | 2 |  |  | 0.945 | Solar Inverter |  | INDOOR
SRP04714 | CHANGZHOU TRINA SOLAR ENERGY CO | TSM-185D | 235 | 24 | 123 | 18 |  | Solar | FIXED | Roof
SRP04714 | CHANGZHOU TRINA SOLAR ENERGY CO | TSM-185D | 235 | 16 | 213 | 32 |  | Solar | FIXED | Roof
SRP04714 | SMA AMERICA | SB3000US (208V) | 3000 | 1 |  |  | 0.935 | Solar Inverter |  | INDOOR
SRP04714 | SMA AMERICA | SB6000U (240V) | 6000 | 1 |  |  | 0.945 | Solar Inverter |  | INDOOR
SRP04715 | SOLARWORLD | SW185MONO | 235 | 252 | 176 | 20 |  | Solar | FIXED | Roof
SRP04715 | SMA AMERICA | SWR2500U-SBD (240V) | 10000 | 6 |  |  | 0.97 | Solar Inverter |  | OUTDOOR
SRP04716 | SHARP | NT-188U1 | 240 | 1209 | 136 | 10 |  | Solar | FIXED | Roof
SRP04716 | PV POWERED | PVP100KW-208 | 260000 | 1 |  |  | 0.97 | Solar Inverter |  | OUTDOOR
SRP04717 | SOLARWORLD | SW185MONO | 235 | 252 | 176 | 20 |  | Solar | FIXED | Roof
SRP04717 | PV POWERED | PVP30KW-LV-208 | 10000 | 6 |  |  | 0.97 | Solar Inverter |  | OUTDOOR
SRP04718 | CHANGZHOU TRINA SOLAR ENERGY CO | TSM-185D | 230 | 28 | 184 | 16 |  | Solar | FIXED | Roof
SRP04718 | SMA AMERICA | SB6000U (208V) | 6000 | 1 |  |  | 0.97 | Solar Inverter |  | OUTDOOR
SRP04719 | SUNPOWER | SPR-230-WHT-U | 235 | 252 | 176 | 20 |  | Solar | FIXED | Roof
SRP04719 | SMA AMERICA | SWR2500U-SBD (240V) | 10000 | 6 |  |  | 0.97 | Solar Inverter |  | OUTDOOR
SRP04720 | CHANGZHOU TRINA SOLAR ENERGY CO | TSM-185D | 230 | 39 | 173.1 | 19 |  | Solar | FIXED | Roof
SRP04720 | SMA AMERICA | SB7000US (208V) | 8000 | 1 |  |  | 0.963 | Solar Inverter |  | OUTDOOR
SRP04721 | SUNPOWER | SPR-230-WHT-U | 235 | 378 | 176 | 20 |  | Solar | FIXED | Roof
SRP04721 | SMA AMERICA | SB1100U | 10000 | 9 |  |  | 0.97 | Solar Inverter |  | OUTDOOR
SRP04722 | CHANGZHOU TRINA SOLAR ENERGY CO | TSM-185D | 230 | 24 | 173.8 | 19 |  | Solar | FIXED | Roof
SRP04722 | SMA AMERICA | SB4000US (208V) | 5000 | 1 |  |  | 0.968 | Solar Inverter |  | OUTDOOR
SRP04723 | SUNPOWER | SPR-225-BLK-U | 225 | 220 | 150 | 30 |  | Solar | FIXED | Roof
SRP04723 | SUNPOWER | SPR-225-BLK-U | 320 | 424 | 176 | 10 |  | Solar | FIXED | Roof
SRP04723 | PV POWERED | PVP30KW-208 | 35000 | 1 |  |  | 0.955 | Solar Inverter |  | OUTDOOR
SRP04723 | PV POWERED | PVP30KW-LV-208 | 50000 | 1 |  |  | 0.96 | Solar Inverter |  | OUTDOOR
SRP04723 | PV POWERED | PVP75KW-208 | 100000 | 1 |  |  | 0.955 | Solar Inverter |  | OUTDOOR
SRP04724 | REC SCANMODULE | SCM230 | 240 | 9 | 127 | 22 |  | Solar | FIXED | Roof
SRP04724 | REC SCANMODULE | SCM230 | 240 | 13 | 127 | 42 |  | Solar | FIXED | Roof
SRP04724 | SMA AMERICA | SB5000US | 5000 | 1 |  |  | 0.955 | Solar Inverter |  | INDOOR
SRP04725 | REC SCANMODULE | SCM230 | 240 | 26 | 163 | 18 |  | Solar | FIXED | Roof
SRP04725 | SMA AMERICA | SB6000U (208V) | 6000 | 1 |  |  | 0.955 | Solar Inverter |  | OUTDOOR
SRP04726 | REC SCANMODULE | SCM230 | 240 | 26 | 196 | 34 |  | Solar | FIXED | Roof
SRP04726 | SMA AMERICA | SB5000US | 5000 | 1 |  |  | 0.955 | Solar Inverter |  | Outside
SRP04727 | REC SCANMODULE | SCM230 | 240 | 39 | 192 | 28 |  | Solar | FIXED | Roof
SRP04727 | SMA AMERICA | SB7000US (277V) | 8000 | 1 |  |  | 0.965 | Solar Inverter |  | OUTDOOR
SRP04728 | MATRIX SOLAR/PHOTOWATT | PW1650-175 | 235 | 1027 | 211 | 10 |  | Solar | FIXED | Roof
SRP04728 | MATRIX SOLAR/PHOTOWATT | PW1650-175 | 235 | 728 | 121 | 12 |  | Solar | FIXED | Roof
SRP04728 | MATRIX SOLAR/PHOTOWATT | PW1650-175 | 235 | 624 | 301 | 12 |  | Solar | FIXED | Roof
SRP04728 | PV POWERED | PVP30KW-LV-208 | 35000 | 2 |  |  | 0.966 | Solar Inverter |  | OUTDOOR
SRP04728 | PV POWERED | PVP100KW-208 | 100000 | 2 |  |  | 0.955 | Solar Inverter |  | OUTDOOR
SRP04728 | PV POWERED | PVP100KW-208 | 260000 | 1 |  |  | 0.97 | Solar Inverter |  | OUTDOOR
SRP04730 | MATRIX SOLAR/PHOTOWATT | PW1650-175 | 235 | 1703 | 121 | 10 |  | Solar | FIXED | Ground
SRP04730 | PV POWERED | PVP100KW-208 | 100000 | 1 |  |  | 0.955 | Solar Inverter |  | OUTDOOR
SRP04730 | PV POWERED | PVP100KW-208 | 260000 | 1 |  |  | 0.97 | Solar Inverter |  | OUTDOOR
SRP04731 | CHANGZHOU TRINA SOLAR ENERGY CO | TSM-185D | 230 | 11 | 158 | 18 |  | Solar | FIXED | Roof
SRP04731 | CHANGZHOU TRINA SOLAR ENERGY CO | TSM-185D | 230 | 20 | 248 | 18 |  | Solar | FIXED | Roof
SRP04731 | SMA AMERICA | SB3000US (208V) | 3000 | 1 |  |  | 0.965 | Solar Inverter |  | Inside
SRP04731 | SMA AMERICA | SB4000US (208V) | 4000 | 1 |  |  | 0.968 | Solar Inverter |  | Inside
SRP04732 | SOLARWORLD | SW185MONO | 240 | 24 | 180 | 36 |  | Solar | FIXED | Roof
SRP04732 | SOLARWORLD | SW185MONO | 245 | 56 | 180 | 45 |  | Solar | FIXED | Roof
SRP04732 | SMA AMERICA | SB6000U (208V) | 6000 | 1 |  |  | 0.97 | Solar Inverter |  | INDOOR
SRP04732 | SMA AMERICA | SB7000US (208V) | 7000 | 2 |  |  | 0.971 | Solar Inverter |  | INDOOR
SRP04733 | MATRIX SOLAR/PHOTOWATT | PW1650-175 | 235 | 195 | 102 | 10 |  | Solar | FIXED | Roof
SRP04733 | MATRIX SOLAR/PHOTOWATT | PW1650-175 | 235 | 325 | 121 | 10 |  | Solar | FIXED | Roof
SRP04733 | MATRIX SOLAR/PHOTOWATT | PW1650-175 | 235 | 1222 | 211 | 10 |  | Solar | FIXED | Roof
SRP04733 | MATRIX SOLAR/PHOTOWATT | PW1650-175 | 235 | 130 | 256 | 10 |  | Solar | FIXED | Roof
SRP04733 | PV POWERED | PVP30KW-LV-480 | 35000 | 2 |  |  | 0.966 | Solar Inverter |  | OUTDOOR
SRP04733 | PV POWERED | PVP75KW-208 | 75000 | 1 |  |  | 0.95 | Solar Inverter |  | OUTDOOR
SRP04733 | PV POWERED | PVP100KW-208 | 260000 | 1 |  |  | 0.97 | Solar Inverter |  | OUTDOOR
SRP04734 | SOLARWORLD | SW185MONO | 245 | 22 | 235 | 30 |  | Solar | FIXED | Roof
SRP04734 | SMA AMERICA | SB5000US | 5000 | 1 |  |  | 0.965 | Solar Inverter |  | OUTDOOR
SRP04735 | TRINA SOLAR | TSM-235PA05 | 235 | 26 | 193 | 20 |  | Solar | FIXED | Roof
SRP04735 | SMA AMERICA | SB5000US | 5000 | 1 |  |  | 0.96 | Solar Inverter |  | OUTDOOR
SRP04736 | MATRIX SOLAR/PHOTOWATT | PW1650-175 | 235 | 793 | 211 | 10 |  | Solar | FIXED | Roof
SRP04736 | MATRIX SOLAR/PHOTOWATT | PW1650-175 | 235 | 247 | 121 | 33 |  | Solar | FIXED | Roof
SRP04736 | MATRIX SOLAR/PHOTOWATT | PW1650-175 | 235 | 377 | 211 | 33 |  | Solar | FIXED | Roof
SRP04736 | PV POWERED | PVP30KW-208 | 50000 | 1 |  |  | 0.97 | Solar Inverter |  | OUTDOOR
SRP04736 | PV POWERED | PVP75KW-480 | 75000 | 2 |  |  | 0.95 | Solar Inverter |  | OUTDOOR
SRP04736 | PV POWERED | PVP100KW-208 | 100000 | 1 |  |  | 0.95 | Solar Inverter |  | OUTDOOR
SRP04738 | MATRIX SOLAR/PHOTOWATT | PW1650-175 | 235 | 60 | 171 | 10 |  | Solar | FIXED | Roof
SRP04738 | FRONIUS USA |  | 5000 | 3 |  |  | 0.96 | Solar Inverter |  | OUTDOOR
SRP04739 | CHANGZHOU TRINA SOLAR ENERGY CO | TSM-185D | 235 | 12 | 194 | 15 |  | Solar | FIXED | Roof
SRP04739 | CHANGZHOU TRINA SOLAR ENERGY CO | TSM-185D | 235 | 9 | 194 | 18 |  | Solar | FIXED | Roof
SRP04739 | POWER-ONE | PVI-3600-US (240V) | 4200 | 1 |  |  | 0.96 | Solar Inverter |  | Outside
SRP04741 | CHANGZHOU TRINA SOLAR ENERGY CO | TSM-185D | 235 | 50 | 180 | 26 |  | Solar | FIXED | Roof
SRP04741 | SMA AMERICA | SB5000US | 5000 | 2 |  |  | 0.96 | Solar Inverter |  | OUTDOOR
SRP04742 | BP SOLAR | SX3200B | 215 | 7 | 137 | 30 |  | Solar | FIXED | Roof
SRP04742 | BP SOLAR | BP3170N | 215 | 8 | 227 | 30 |  | Solar | FIXED | Roof
SRP04742 | FRONIUS USA | IG 2000 NEG | 2000 | 2 |  |  | 0.95 | Solar Inverter |  | OUTDOOR
SRP04743 | BP SOLAR | BP175 B | 225 | 33 | 146 | 22 |  | Solar | FIXED | Roof
SRP04743 | SMA AMERICA | SB7000US (208V) | 7000 | 1 |  |  | 0.962 | Solar Inverter |  | INDOOR
SRP04744 | BP SOLAR | BP3170N | 195 | 12 | 156 | 33 |  | Solar | 1AXIS | Roof
SRP04744 | BP SOLAR | SX3200W | 195 | 8 | 156 | 39 |  | Solar | FIXED | Roof
SRP04744 | FRONIUS USA | IG 2000 | 2000 | 2 |  |  | 0.952 | Solar Inverter |  | OUTDOOR
SRP04745 | TRINA SOLAR | TSM-235PD05 | 235 | 16 | 132 | 30 |  | Solar | FIXED | Roof
SRP04745 | TRINA SOLAR | TSM-235PA05 | 235 | 16 | 229 | 30 |  | Solar | FIXED | Roof
SRP04745 | SMA AMERICA | SB3000US (208V) | 3000 | 1 |  |  | 0.97 | Solar Inverter |  | Inside
SRP04745 | SMA AMERICA | SB3000US (208V) | 3000 | 1 |  |  | 0.97 | Solar Inverter |  | Inside
SRP04747 | CHANGZHOU TRINA SOLAR ENERGY CO | TSM-185D | 235 | 16 | 184 | 22 |  | Solar | FIXED | Roof
SRP04747 | SMA AMERICA | SB3000US (208V) | 3000 | 1 |  |  | 0.955 | Solar Inverter |  | Outside
SRP04748 | CHANGZHOU TRINA SOLAR ENERGY CO | TSM-185D | 235 | 66 | 180 | 40 |  | Solar | 1AXIS | Ground
SRP04748 | SMA AMERICA | SB6000US (277V) | 7000 | 2 |  |  | 0.97 | Solar Inverter |  | OUTDOOR
SRP04749 | CHANGZHOU TRINA SOLAR ENERGY CO | TSM-185D | 235 | 22 | 204 | 23 |  | Solar | FIXED | Roof
SRP04749 | SMA AMERICA | SB5000US | 5000 | 1 |  |  | 0.96 | Solar Inverter |  | Outside
SRP04750 | CHANGZHOU TRINA SOLAR ENERGY CO | TSM-185D | 235 | 12 | 132 | 18 |  | Solar | FIXED | Roof
SRP04750 | CHANGZHOU TRINA SOLAR ENERGY CO | TSM-185D | 235 | 12 | 219 | 22 |  | Solar | FIXED | Roof
SRP04750 | CHANGZHOU TRINA SOLAR ENERGY CO | TSM-185D | 235 | 12 | 132 | 24 |  | Solar | FIXED | Roof
SRP04750 | SMA AMERICA | SB7000US (208V) | 7000 | 1 |  |  | 0.97 | Solar Inverter |  | OUTDOOR
SRP04751 | CHANGZHOU TRINA SOLAR ENERGY CO | TSM-185D | 235 | 18 | 151 | 16 |  | Solar | FIXED | Roof
SRP04751 | POWER-ONE | PVI-3600-OUTD-US-F (208V) | 3600 | 1 |  |  | 0.96 | Solar Inverter |  | OUTDOOR
SRP04752 | CHANGZHOU TRINA SOLAR ENERGY CO | TSM-185D | 235 | 15 | 228 | 30 |  | Solar | FIXED | Roof
SRP04752 | SMA AMERICA | SB3000US (208V) | 3000 | 1 |  |  | 0.96 | Solar Inverter |  | OUTDOOR
SRP04753 | SANYO ELECTRIC | HIP-205BA5 | 220 | 1 | 229 | 20 |  | Solar | FIXED | Roof
SRP04753 | SANYO ELECTRIC | HIP-205BA5 | 225 | 23 | 229 | 20 |  | Solar | FIXED | Roof
SRP04753 | SANYO ELECTRIC | HIP-205BA5 | 225 | 15 | 139 | 26 |  | Solar | FIXED | Roof
SRP04753 | ENPHASE ENERGY | M200-32-240-S02 | 210 | 39 |  |  | 0.96 | Solar Inverter |  | Outside
SRP04754 | CHANGZHOU TRINA SOLAR ENERGY CO | TSM-185D | 235 | 28 | 169 | 22 |  | Solar | FIXED | Roof
SRP04754 | POWER-ONE | PVI-6000-OUTD-US (208 V) | 6000 | 1 |  |  | 0.96 | Solar Inverter |  | OUTDOOR
SRP04755 | CHANGZHOU TRINA SOLAR ENERGY CO | TSM-185D | 235 | 16 | 130 | 22 |  | Solar | FIXED | Roof
SRP04755 | CHANGZHOU TRINA SOLAR ENERGY CO | TSM-185D | 235 | 29 | 168 | 30 |  | Solar | FIXED | Roof
SRP04755 | POWER-ONE | PVI-3600-US (208V) | 3600 | 1 |  |  | 0.96 | Solar Inverter |  | Outside
SRP04755 | POWER-ONE | PVI-6000-OUTD-US (208 V) | 6000 | 1 |  |  | 0.96 | Solar Inverter |  | Outside
SRP04756 | CHANGZHOU TRINA SOLAR ENERGY CO | TSM-185D | 230 | 42 | 190 | 28 |  | Solar | FIXED | Roof
SRP04756 | POWER-ONE | PVI-3600-OUTD-US-F (208V) | 3600 | 1 |  |  | 0.968 | Solar Inverter |  | OUTDOOR
SRP04756 | POWER-ONE | PVI-5000-OUTD-US (208 V) | 5000 | 1 |  |  | 0.968 | Solar Inverter |  | OUTDOOR
SRP04757 | GE ENERGY | I-210+ | 240 | 2366 | 133 | 5 |  | Solar | FIXED | Ground
SRP04757 | GE ENERGY | I-210+ | 240 | 420 | 225 | 5 |  | Solar | FIXED | Ground
SRP04757 | GE ENERGY | I-210+ | 240 | 364 | 260 | 5 |  | Solar | FIXED | Ground
SRP04757 | SATCON TECHNOLOGY | AE-50-60-PV-F | 50000 | 2 |  |  | 0.964 | Solar Inverter |  | Outside
SRP04757 | SATCON TECHNOLOGY | AE-75-60-PV-A | 75000 | 1 |  |  | 0.967 | Solar Inverter |  | OUTDOOR
SRP04757 | SATCON TECHNOLOGY | AE-100-60-PV-A | 100000 | 1 |  |  | 0.967 | Solar Inverter |  | Outside
SRP04757 | SATCON TECHNOLOGY | AE-500-60-PV-A | 500000 | 1 |  |  | 0.976 | Solar Inverter |  | Outside
SRP04760 | REC SCANMODULE | SCM230 | 235 | 13 | 192 | 27 |  | Solar | FIXED | Roof
SRP04760 | SMA AMERICA | SB4000US (240V) | 4000 | 1 |  |  | 0.96 | Solar Inverter |  | OUTDOOR
SRP04764 | SUNPOWER | SPR-230-WHT-U | 228 | 39 | 165 | 30 |  | Solar | FIXED | Ground
SRP04764 | SUNPOWER CORP (ORIGINAL MFRSMA) | SPR-7000M (277V) | 8000 | 1 |  |  | 0.97 | Solar Inverter |  | Outside
SRP04765 | SANYO ELECTRIC | HIT-N210A01 | 210 | 35 | 89 | 15 |  | Solar | FIXED | Roof
SRP04765 | SANYO ELECTRIC | HIT-N210A01 | 210 | 175 | 270 | 15 |  | Solar | FIXED | Roof
SRP04765 | FRONIUS USA |  | 7500 | 6 |  |  | 0.962 | Solar Inverter |  | INDOOR
SRP04766 | UNKNOWN | UNKNOWN | 240 | 41 | 123.5 | 30 |  | Solar | FIXED | Roof
SRP04766 | UNKNOWN | UNKNOWN | 240 | 5 | 123.5 | 35 |  | Solar | FIXED | Roof
SRP04766 | UNKNOWN | UNKNOWN | 240 | 7 | 213.5 | 35 |  | Solar | FIXED | Roof
SRP04766 | ENPHASE ENERGY | M200-32-240-S02 | 215 | 53 |  |  | 0.963 | Solar Inverter |  | OUTDOOR
SRP04767 | SUNTECH POWER | STP200-18/UB-1 | 205 | 44 | 118 | 24 |  | Solar | FIXED | Roof
SRP04767 | PV POWERED | PVP3500 | 3500 | 1 |  |  | 0.955 | Solar Inverter |  | INDOOR
SRP04767 | PV POWERED | PVP4800 | 4800 | 1 |  |  | 0.96 | Solar Inverter |  | INDOOR
SRP04768 | CHANGZHOU TRINA SOLAR ENERGY CO | TSM-185D | 235 | 40 | 205.6 | 25 |  | Solar | FIXED | Roof
SRP04768 | PV POWERED | PVP4800 | 4800 | 2 |  |  | 0.96 | Solar Inverter |  | INDOOR
SRP04769 | CHANGZHOU TRINA SOLAR ENERGY CO | TSM-185D | 235 | 14 | 259.2 | 29 |  | Solar | FIXED | Roof
SRP04769 | PV POWERED | PVP3000 | 3000 | 1 |  |  | 0.935 | Solar Inverter |  | OUTDOOR
SRP04770 | SUNTECH POWER | STP180-24/AB-1 | 185 | 44 | 258 | 35 |  | Solar | FIXED | Roof
SRP04770 | SMA AMERICA | SB7000US (277V) | 8000 | 1 |  |  | 0.965 | Solar Inverter |  | OUTDOOR
SRP04772 | CHANGZHOU TRINA SOLAR ENERGY CO | TSM-185D | 235 | 24 | 156.8 | 40 |  | Solar | FIXED | Roof
SRP04772 | SMA AMERICA | SB6000U (208V) | 6000 | 1 |  |  | 0.97 | Solar Inverter |  | INDOOR
SRP04773 | CHANGZHOU TRINA SOLAR ENERGY CO | TSM-185D | 230 | 38 | 213.3 | 35 |  | Solar | FIXED | Roof
SRP04773 | PV POWERED | PVP3500 | 3500 | 1 |  |  | 0.955 | Solar Inverter |  | INDOOR
SRP04773 | PV POWERED | PVP4800 | 4800 | 1 |  |  | 0.96 | Solar Inverter |  | INDOOR
SRP04774 | SUNTECH POWER | STP180-24/AB-1 | 185 | 48 | 198 | 35 |  | Solar | FIXED | Roof
SRP04774 | PV POWERED | PVP4800 | 4800 | 2 |  |  | 0.955 | Solar Inverter |  | INDOOR
SRP04775 | CHANGZHOU TRINA SOLAR ENERGY CO | TSM-185D | 235 | 40 | 167.4 | 30 |  | Solar | FIXED | Roof
SRP04775 | PV POWERED | PVP4800 | 4800 | 2 |  |  | 0.96 | Solar Inverter |  | INDOOR
SRP04777 | SUNTECH POWER | STP180S-24/AB-1 | 185 | 54 | 261.4 | 27 |  | Solar | FIXED | Roof
SRP04777 | PV POWERED | PVP4800 | 4800 | 1 |  |  | 0.96 | Solar Inverter |  | OUTDOOR
SRP04778 | SUNTECH POWER | STP200-18/UB-1 | 205 | 24 | 120.5 | 22 |  | Solar | FIXED | Roof
SRP04778 | PV POWERED | PVP4800 | 4800 | 1 |  |  | 0.96 | Solar Inverter |  | INDOOR
SRP04779 | SUNPOWER | SPR-230-WHT-U | 230 | 34 | 92 | 36 |  | Solar | FIXED | Roof
SRP04779 | SUNPOWER CORP (ORIGINAL MFRSMA) | SPR-3000M (208V) | 3000 | 1 |  |  | 0.966 | Solar Inverter |  | INDOOR
SRP04779 | SUNPOWER CORP (ORIGINAL MFRSMA) | SPR-4000M (208V) | 4000 | 1 |  |  | 0.968 | Solar Inverter |  | INDOOR
SRP04780 | SUNTECH POWER | STP190-18/UB-1 | 190 | 22 | 233.5 | 22 |  | Solar | FIXED | Roof
SRP04780 | SMA AMERICA | SB4000US (208V) | 4000 | 1 |  |  | 0.96 | Solar Inverter |  | INDOOR
SRP04781 | SUNTECH POWER | STP180-24/AB-1 | 185 | 20 | 223.4 | 26 |  | Solar | FIXED | Roof
SRP04781 | SUNTECH POWER | STP180S-24/AB-1 | 185 | 22 | 133.4 | 35 |  | Solar | FIXED | Roof
SRP04781 | PV POWERED | PVP2000 | 2000 | 3 |  |  | 0.92 | Solar Inverter |  | INDOOR
SRP04781 | PV POWERED | PVP2500 | 2500 | 1 |  |  | 0.945 | Solar Inverter |  | INDOOR
SRP04782 | REC SCANMODULE | SCM230 | 240 | 18 | 93 | 10 |  | Solar | FIXED | Roof
SRP04782 | REC SCANMODULE | SCM230 | 240 | 8 | 273 | 30 |  | Solar | FIXED | Roof
SRP04782 | ENPHASE ENERGY | M200-32-240-S02 | 215 | 26 |  |  | 0.96 | Solar Inverter |  | Outside
SRP04783 | SUNPOWER | SPR-230-WHT-U | 240 | 36 | 149 | 24 |  | Solar | FIXED | Roof
SRP04783 | SUNPOWER | SPR-230-WHT-U | 240 | 30 | 180 | 35 |  | Solar | FIXED | Roof
SRP04783 | SUNPOWER CORP (ORIGINAL MFRSMA) | SPR-7000M (240V) | 7000 | 1 |  |  | 0.971 | Solar Inverter |  | INDOOR
SRP04783 | SUNPOWER CORP (ORIGINAL MFRSMA) | SPR-7000M (277V) | 8000 | 1 |  |  | 0.965 | Solar Inverter |  | Inside
SRP04784 | SUNTECH POWER | STP180-24/AB-1 | 190 | 44 | 179 | 13 |  | Solar | FIXED | Roof
SRP04784 | SMA AMERICA | SB7000US (277V) | 8000 | 1 |  |  | 0.983 | Solar Inverter |  | INDOOR
SRP04785 | BAODING YINGLI NEW ENERGY RESOURCES CO | YL175(156) | 240 | 1344 | 160 | 10 |  | Solar | FIXED | Roof
SRP04785 | SOLECTRIA RENEWABLES | PVI2500-240 | 250000 | 1 |  |  | 0.98 | Solar Inverter |  | OUTDOOR
SRP04787 | SUNTECH POWER | STP180-24/AB-1 | 190 | 20 | 140 | 18 |  | Solar | FIXED | Roof
SRP04787 | SMA AMERICA | SB4000US (208V) | 4000 | 1 |  |  | 0.968 | Solar Inverter |  | Inside
SRP04788 | SUNTECH POWER | STP200-18/UB-1 | 205 | 28 | 175.1 | 32 |  | Solar | FIXED | Roof
SRP04788 | SMA AMERICA | SB6000U (208V) | 6000 | 1 |  |  | 0.97 | Solar Inverter |  | INDOOR
SRP04789 | UNKNOWN | UNKNOWN | 225 | 24 | 165 | 19 |  | Solar | FIXED | Roof
SRP04789 | SMA AMERICA | SB5000US | 5000 | 1 |  |  | 0.97 | Solar Inverter |  | Inside
SRP04790 | UNKNOWN | UNKNOWN | 225 | 33 | 188 | 25 |  | Solar | FIXED | Roof
SRP04790 | SMA AMERICA | SB7000US (208V) | 7000 | 1 |  |  | 0.965 | Solar Inverter |  | OUTDOOR
SRP04793 | BAODING YINGLI NEW ENERGY RESOURCES CO | YL175(156) | 235 | 52 | 180 | 9 |  | Solar | FIXED | Roof
SRP04793 | BAODING YINGLI NEW ENERGY RESOURCES CO | YL175(156) | 235 | 78 | 180 | 18 |  | Solar | FIXED | Roof
SRP04793 | BAODING YINGLI NEW ENERGY RESOURCES CO | YL175(156) | 235 | 39 | 180 | 24 |  | Solar | FIXED | Roof
SRP04793 | FRONIUS USA |  | 6000 | 1 |  |  | 0.962 | Solar Inverter |  | OUTDOOR
SRP04793 | FRONIUS USA |  | 10000 | 1 |  |  | 0.962 | Solar Inverter |  | OUTDOOR
SRP04793 | FRONIUS USA |  | 11400 | 2 |  |  | 0.962 | Solar Inverter |  | OUTDOOR
SRP04794 | BP SOLAR | BP3170N | 225 | 25 | 111 | 40 |  | Solar | FIXED | Roof
SRP04794 | FRONIUS USA | IG 2000 | 2000 | 1 |  |  | 0.955 | Solar Inverter |  | Outside
SRP04794 | FRONIUS USA | IG 4000 | 4000 | 1 |  |  | 0.955 | Solar Inverter |  | Outside
SRP04796 | CHANGZHOU TRINA SOLAR ENERGY CO | TSM-185D | 230 | 16 | 158 | 26 |  | Solar | FIXED | Roof
SRP04796 | ENPHASE ENERGY | M200-32-208-S01 | 215 | 16 |  |  | 0.97 | Solar Inverter |  | OUTDOOR
SRP04799 | CHANGZHOU TRINA SOLAR ENERGY CO | TSM-185D | 230 | 26 | 189 | 33 |  | Solar | FIXED | Roof
SRP04799 | SMA AMERICA | SB6000U (240V) | 6000 | 1 |  |  | 0.968 | Solar Inverter |  | INDOOR
SRP04800 | CANADIAN SOLAR | CS5P-230 | 230 | 186 | 247 | 10 |  | Solar | FIXED | Roof
SRP04800 | SMA AMERICA | SB5000US (208V) | 5000 | 2 |  |  | 0.96 | Solar Inverter |  | Inside
SRP04800 | SMA AMERICA | SB7000US (208V) | 7000 | 3 |  |  | 0.97 | Solar Inverter |  | Inside
SRP04800 | SMA AMERICA | SB7000US (277V) | 8000 | 1 |  |  | 0.96 | Solar Inverter |  | Inside
SRP04801 | BP SOLAR | BP3170N | 230 | 12 | 213 | 34 |  | Solar | FIXED | Roof
SRP04801 | SMA AMERICA | SB3800U (208V) | 3800 | 1 |  |  | 0.97 | Solar Inverter |  | Outside
SRP04802 | SHARP | ND-220U2 | 240 | 8 | 143 | 18 |  | Solar | FIXED | Roof
SRP04802 | SHARP | ND-220U2 | 240 | 20 | 231 | 18 |  | Solar | FIXED | Roof
SRP04802 | SOLECTRIA RENEWABLES | PVI 3000 (208V) | 2500 | 1 |  |  | 0.945 | Solar Inverter |  | INDOOR
SRP04802 | SOLECTRIA RENEWABLES | PVI 5000 (208V) | 4900 | 1 |  |  | 0.967 | Solar Inverter |  | INDOOR
SRP04803 | SUNPOWER | SPR-230-WHT-U | 230 | 34 | 235 | 36 |  | Solar | FIXED | Roof
SRP04803 | SUNPOWER CORP (ORIGINAL MFRSMA) | SPR-4000M (208V) | 4000 | 2 |  |  | 0.968 | Solar Inverter |  | INDOOR
SRP04806 | CANADIAN SOLAR | CS6P-230 | 230 | 545 | 110 | 30.3 |  | Solar | FIXED | Roof
SRP04806 | CANADIAN SOLAR | CS5P-230 | 230 | 82 | 200 | 30.3 |  | Solar | FIXED | Roof
SRP04806 | SMA AMERICA | SB7000US (277V) | 9000 | 15 |  |  | 0.983 | Solar Inverter |  | Outside
SRP04808 | CANADIAN SOLAR | CS5P-230 | 230 | 182 | 144 | 30.3 |  | Solar | FIXED | Roof
SRP04808 | CANADIAN SOLAR | CS6P-230 | 230 | 196 | 234 | 30.3 |  | Solar | FIXED | Roof
SRP04808 | SMA AMERICA | SB7000US (277V) | 9000 | 9 |  |  | 0.983 | Solar Inverter |  | Inside
SRP04810 | SUNTECH POWER | STP21018 | 280 | 16104 | 180 | 22 |  | Solar | FIXED | Ground
SRP04810 | SATCON TECHNOLOGY | PVS-250 (240 V) | 500000 | 8 |  |  | 0.97 | Solar Inverter |  | OUTDOOR
SRP04811 | SUNTECH POWER | STP210S-18/UB-1 | 280 | 14091 | 180 | 22 |  | Solar | FIXED | Ground
SRP04811 | SATCON TECHNOLOGY | PVS-500 (480 V) | 500000 | 7 |  |  | 0.97 | Solar Inverter |  | OUTDOOR
SRP04812 | MATRIX SOLAR/PHOTOWATT | PW1650-175 | 240 | 4 | 96 | 4 |  | Solar | FIXED | Roof
SRP04812 | MATRIX SOLAR/PHOTOWATT | PW1650-175 | 240 | 4 | 276 | 4 |  | Solar | FIXED | Roof
SRP04812 | MATRIX SOLAR/PHOTOWATT | PW1650-175 | 240 | 15 | 186 | 18 |  | Solar | FIXED | Roof
SRP04812 | ENPHASE ENERGY | M200-32-208-S01 | 215 | 23 |  |  | 0.96 | Solar Inverter |  | OUTDOOR
SRP04813 | SUNPOWER | SPR-230-WHT-U | 240 | 48 | 168 | 20 |  | Solar | FIXED | Roof
SRP04813 | SUNPOWER CORP (ORIGINAL MFRSMA) | SPR-4000M (208V) | 4000 | 1 |  |  | 0.968 | Solar Inverter |  | INDOOR
SRP04813 | SUNPOWER CORP (ORIGINAL MFRSMA) | SPR-6000M (208V) | 6000 | 1 |  |  | 0.97 | Solar Inverter |  | INDOOR
SRP04814 | SUNPOWER | SPR-230-WHT-U | 240 | 32 | 198 | 35 |  | Solar | FIXED | Roof
SRP04814 | SUNPOWER CORP (ORIGINAL MFRSMA) | SPR-7000M (240V) | 7000 | 1 |  |  | 0.97 | Solar Inverter |  | INDOOR
SRP04815 | CHANGZHOU TRINA SOLAR ENERGY CO | TSM-185D | 235 | 26 | 233 | 23 |  | Solar | FIXED | Roof
SRP04815 | CHANGZHOU TRINA SOLAR ENERGY CO | TSM-185D | 235 | 39 | 233 | 23 |  | Solar | FIXED | Roof
SRP04815 | SMA AMERICA | SB7000US (208V) | 7000 | 1 |  |  | 0.97 | Solar Inverter |  | OUTDOOR
SRP04815 | SMA AMERICA | SB7000US (277V) | 8000 | 1 |  |  | 0.97 | Solar Inverter |  | OUTDOOR
SRP04816 | UNKNOWN | UNKNOWN | 230 | 34 | 200 | 30 |  | Solar | FIXED | Roof
SRP04816 | ENPHASE ENERGY | M200-32-240-S02 | 215 | 34 |  |  | 0.95 | Solar Inverter |  | OUTDOOR
SRP04817 | REC SCANMODULE | SCM230 | 240 | 48 | 203.7 | 10 |  | Solar | FIXED | Roof
SRP04817 | REC SCANMODULE | SCM230 | 240 | 120 | 113.7 | 18.4 |  | Solar | FIXED | Roof
SRP04817 | SMA AMERICA | SB5000US | 5000 | 7 |  |  | 0.968 | Solar Inverter |  | OUTDOOR
SRP04818 | CHANGZHOU TRINA SOLAR ENERGY CO | TSM-185D | 230 | 51 | 115 | 18 |  | Solar | FIXED | Roof
SRP04818 | ENPHASE ENERGY | M200-32-240-S02 | 215 | 51 |  |  | 0.96 | Solar Inverter |  | Outside
SRP04819 | SUNPOWER | SPR-230-WHT-U | 240 | 4 | 243 | 19 |  | Solar | FIXED | Roof
SRP04819 | SUNPOWER | SPR-230-WHT-U | 240 | 36 | 243 | 23 |  | Solar | FIXED | Roof
SRP04819 | SUNPOWER CORP (ORIGINAL MFRSMA) | SPR-7000M (277V) | 8000 | 1 |  |  | 0.97 | Solar Inverter |  | Inside
SRP04820 | SUNPOWER | SPR-225-BLK-U | 225 | 27 | 165 | 45 |  | Solar | FIXED | Roof
SRP04820 | SUNPOWER CORP (ORIGINAL MFRSMA) | SPR-5000M (208V) | 5000 | 1 |  |  | 0.96 | Solar Inverter |  | OUTDOOR
SRP04821 | CHANGZHOU TRINA SOLAR ENERGY CO | TSM-185D | 235 | 34 | 211.9 | 33 |  | Solar | FIXED | Roof
SRP04821 | PV POWERED | PVP3500 | 3500 | 1 |  |  | 0.955 | Solar Inverter |  | INDOOR
SRP04821 | PV POWERED | PVP4800 | 4800 | 1 |  |  | 0.96 | Solar Inverter |  | Inside
SRP04822 | CHANGZHOU TRINA SOLAR ENERGY CO | TSM-185D | 235 | 42 | 155 | 30 |  | Solar | FIXED | Roof
SRP04822 | PV POWERED | PVP4800 | 4800 | 2 |  |  | 0.97 | Solar Inverter |  | INDOOR
SRP04823 | CHANGZHOU TRINA SOLAR ENERGY CO | TSM-185D | 235 | 33 | 200.2 | 40 |  | Solar | FIXED | Roof
SRP04823 | SMA AMERICA | SB7000US (208V) | 7000 | 1 |  |  | 0.97 | Solar Inverter |  | INDOOR
SRP04824 | CHANGZHOU TRINA SOLAR ENERGY CO | TSM-185D | 235 | 16 | 111 | 30 |  | Solar | FIXED | Roof
SRP04824 | PV POWERED | PVP3500 | 3500 | 1 |  |  | 0.955 | Solar Inverter |  | Outside
SRP04826 | SUNTECH POWER | STP180S-24/AB-1 | 185 | 32 | 133.9 | 36 |  | Solar | FIXED | Roof
SRP04826 | PV POWERED | PVP4800 | 4800 | 1 |  |  | 0.96 | Solar Inverter |  | INDOOR
SRP04827 | CHANGZHOU TRINA SOLAR ENERGY CO | TSM-185D | 230 | 24 | 210 | 32 |  | Solar | FIXED | Roof
SRP04827 | SMA AMERICA | SB5000US | 5000 | 1 |  |  | 0.968 | Solar Inverter |  | Inside
SRP04829 | CHANGZHOU TRINA SOLAR ENERGY CO | TSM-185D | 230 | 36 | 167 | 26 |  | Solar | FIXED | Roof
SRP04829 | SMA AMERICA | SB7000US (208V) | 7000 | 1 |  |  | 0.97 | Solar Inverter |  | Inside
SRP04830 | SUNTECH POWER | STP180S-24/AB-1 | 185 | 32 | 126.3 | 27 |  | Solar | FIXED | Roof
SRP04830 | PV POWERED | PVP4800 | 4800 | 1 |  |  | 0.96 | Solar Inverter |  | OUTDOOR
SRP04831 | SUNTECH POWER | STP200-18/UB-1 | 205 | 42 | 245.3 | 16 |  | Solar | FIXED | Roof
SRP04831 | SMA AMERICA | SB7000US (277V) | 8000 | 1 |  |  | 0.96 | Solar Inverter |  | INDOOR
SRP04832 | NINGBO SOLAR ELECTRIC POWER | TDB125X125-72-P 175W | 280 | 275 | 195 | 5 |  | Solar | FIXED | Roof
SRP04832 | PV POWERED | PVP75KW-480 | 75000 | 1 |  |  | 0.955 | Solar Inverter |  | INDOOR
SRP04833 | REC SCANMODULE | SCM230 | 240 | 30 | 162 | 34 |  | Solar | FIXED | Roof
SRP04833 | SMA AMERICA | SB6000U (240V) | 6000 | 1 |  |  | 0.97 | Solar Inverter |  | INDOOR
SRP04834 | SUNTECH POWER | STP190S-18/UB-1 | 190 | 30 | 250 | 20 |  | Solar | FIXED | Roof
SRP04834 | PV POWERED | PVP2500 | 2500 | 1 |  |  | 0.945 | Solar Inverter |  | INDOOR
SRP04834 | PV POWERED | PVP3500 | 3500 | 1 |  |  | 0.955 | Solar Inverter |  | INDOOR
SRP04835 | CHANGZHOU TRINA SOLAR ENERGY CO | TSM-185D | 235 | 29 | 260 | 25 |  | Solar | FIXED | Roof
SRP04835 | PV POWERED | PVP2000 | 2000 | 1 |  |  | 0.96 | Solar Inverter |  | INDOOR
SRP04835 | PV POWERED | PVP4800 | 4800 | 1 |  |  | 0.935 | Solar Inverter |  | INDOOR
SRP04836 | SUNTECH POWER | STP190-18/UB-1 | 185 | 28 | 167 | 30 |  | Solar | FIXED | Roof
SRP04836 | SUNTECH POWER | STP190-18/UB-1 | 185 | 10 | 257 | 30 |  | Solar | FIXED | Roof
SRP04836 | PV POWERED | PVP2000 | 2000 | 1 |  |  | 0.92 | Solar Inverter |  | INDOOR
SRP04836 | PV POWERED | PVP4800 | 4800 | 1 |  |  | 0.96 | Solar Inverter |  | INDOOR
SRP04837 | SUNPOWER | SPR-230-WHT-U | 235 | 252 | 176 | 20 |  | Solar | FIXED | Roof
SRP04837 | SMA AMERICA | SWR2500U-SBD (240V) | 10000 | 6 |  |  | 0.97 | Solar Inverter |  | OUTDOOR
SRP04839 | SUNPOWER | SPR-230-WHT-U | 240 | 30 | 164 | 26 |  | Solar | FIXED | Roof
SRP04839 | SUNPOWER CORP (ORIGINAL MFRSMA) | SPR-7000M (208V) | 7000 | 1 |  |  | 0.971 | Solar Inverter |  | INDOOR
SRP04840 | CHANGZHOU TRINA SOLAR ENERGY CO | TSM-185D | 230 | 13 | 183 | 17 |  | Solar | FIXED | Roof
SRP04840 | CHANGZHOU TRINA SOLAR ENERGY CO | TSM-185D | 230 | 13 | 183 | 22 |  | Solar | FIXED | Roof
SRP04840 | SMA AMERICA | SB6000U (208V) | 6000 | 1 |  |  | 0.97 | Solar Inverter |  | OUTDOOR
SRP04841 | BP SOLAR | BP3170N | 215 | 31 | 178 | 20 |  | Solar | FIXED | Roof
SRP04841 | ENPHASE ENERGY | M200-32-240-S02 | 215 | 31 |  |  | 0.966 | Solar Inverter |  | OUTDOOR
SRP04842 | SUNTECH POWER | STP180-24/AB-1 | 185 | 23 | 181 | 42 |  | Solar | FIXED | Roof
SRP04842 | SUNTECH POWER | STP180-24/AB-1 | 185 | 24 | 271 | 42 |  | Solar | FIXED | Roof
SRP04842 | ENPHASE ENERGY | M200-32-208-S01 | 190 | 23 |  |  | 0.96 | Solar Inverter |  | OUTDOOR
SRP04842 | ENPHASE ENERGY | M200-32-208-S01 | 190 | 24 |  |  | 0.96 | Solar Inverter |  | OUTDOOR
SRP04843 | SUNPOWER | SPR-230-WHT-U | 240 | 36 | 163 | 24 |  | Solar | FIXED | Roof
SRP04843 | SUNPOWER CORP (ORIGINAL MFRSMA) | SPR-7000M (277V) | 8000 | 1 |  |  | 0.965 | Solar Inverter |  | Inside
SRP04844 | SUNPOWER | SPR-230-WHT-U | 230 | 38 | 210 | 45 |  | Solar | FIXED | Roof
SRP04844 | SUNPOWER CORP (ORIGINAL MFRSMA) | SPR-4000M (208V) | 4000 | 1 |  |  | 0.968 | Solar Inverter |  | OUTDOOR
SRP04844 | SUNPOWER CORP (ORIGINAL MFRSMA) | SPR-4000M (208V) | 4000 | 1 |  |  | 0.968 | Solar Inverter |  | Outside
SRP04845 | SUNPOWER | SPR-225-BLK-U | 235 | 52 | 180 | 30 |  | Solar | FIXED | Ground
SRP04845 | SUNPOWER CORP (ORIGINAL MFRSMA) | SPR-6000M (208V) | 6000 | 2 |  |  | 0.971 | Solar Inverter |  | OUTDOOR
SRP04846 | SOLARWORLD | SW185MONO | 245 | 17 | 131 | 35 |  | Solar | FIXED | Roof
SRP04846 | SOLARWORLD | SW185MONO | 245 | 23 | 221 | 35 |  | Solar | FIXED | Roof
SRP04846 | ENPHASE ENERGY | M200-32-208-S01 | 190 | 17 |  |  | 0.955 | Solar Inverter |  | OUTDOOR
SRP04846 | ENPHASE ENERGY | M200-32-208-S01 | 190 | 23 |  |  | 0.955 | Solar Inverter |  | OUTDOOR
SRP04847 | SOLARWORLD | SW185MONO | 245 | 10 | 131 | 35 |  | Solar | FIXED | Roof
SRP04847 | SOLARWORLD | SW185MONO | 245 | 27 | 221 | 35 |  | Solar | FIXED | Roof
SRP04847 | ENPHASE ENERGY | M200-32-208-S01 | 190 | 10 |  |  | 0.955 | Solar Inverter |  | OUTDOOR
SRP04847 | ENPHASE ENERGY | M200-32-208-S01 | 190 | 28 |  |  | 0.955 | Solar Inverter |  | OUTDOOR
SRP04849 | SUNPOWER | SPR-230-WHT-U | 240 | 34 | 240 | 15 |  | Solar | FIXED | Roof
SRP04849 | SUNPOWER CORP (ORIGINAL MFRSMA) | SPR-3000M (208V) | 3000 | 1 |  |  | 0.966 | Solar Inverter |  | INDOOR
SRP04849 | SUNPOWER CORP (ORIGINAL MFRSMA) | SPR-5000M (208V) | 5000 | 1 |  |  | 0.968 | Solar Inverter |  | Inside
SRP04850 | BP SOLAR | BP3170N | 215 | 5 | 90 | 20 |  | Solar | FIXED | Roof
SRP04850 | ENPHASE ENERGY | M200-32-208-S01 | 190 | 5 |  |  | 0.955 | Solar Inverter |  | OUTDOOR
SRP04851 | SUNPOWER | SPR-230-WHT-U | 240 | 6 | 238 | 20 |  | Solar | FIXED | Roof
SRP04851 | SUNPOWER | SPR-230-WHT-U | 240 | 30 | 238 | 23 |  | Solar | FIXED | Roof
SRP04851 | SUNPOWER | SPR-230-WHT-U | 240 | 14 | 148 | 40 |  | Solar | FIXED | Roof
SRP04851 | SUNPOWER CORP (ORIGINAL MFRSMA) | SPR-3000M (208V) | 3000 | 1 |  |  | 0.965 | Solar Inverter |  | INDOOR
SRP04851 | SUNPOWER CORP (ORIGINAL MFRSMA) | SPR-7000M (277V) | 8000 | 1 |  |  | 0.966 | Solar Inverter |  | INDOOR
SRP04852 | SUNPOWER | SPR-230-WHT-U | 230 | 43 | 171 | 30 |  | Solar | FIXED | Ground
SRP04852 | SUNPOWER CORP (ORIGINAL MFRSMA) | SPR-4000M (208V) | 4000 | 1 |  |  | 0.97 | Solar Inverter |  | OUTDOOR
SRP04852 | SUNPOWER CORP (ORIGINAL MFRSMA) | SPR-6000M (208V) | 6000 | 1 |  |  | 0.97 | Solar Inverter |  | OUTDOOR
SRP04853 | SUNPOWER | SPR-230-WHT-U | 240 | 10 | 138 | 31 |  | Solar | FIXED | Roof
SRP04853 | SUNPOWER | SPR-230-WHT-U | 240 | 41 | 228 | 31 |  | Solar | FIXED | Roof
SRP04853 | SUNPOWER | SPR-230-WHT-U | 240 | 10 | 318 | 31 |  | Solar | FIXED | Roof
SRP04853 | SUNPOWER CORP (ORIGINAL MFRSMA) | SPR-3000M (208V) | 3000 | 1 |  |  | 0.97 | Solar Inverter |  | INDOOR
SRP04853 | SUNPOWER CORP (ORIGINAL MFRSMA) | SPR-4000M (208V) | 4000 | 1 |  |  | 0.97 | Solar Inverter |  | INDOOR
SRP04853 | SUNPOWER CORP (ORIGINAL MFRSMA) | SPR-6000M (208V) | 6000 | 1 |  |  | 0.97 | Solar Inverter |  | INDOOR
SRP04857 | BP SOLAR | BP3170N | 215 | 10 | 133 | 30 |  | Solar | FIXED | Roof
SRP04857 | BP SOLAR | BP3170N | 215 | 9 | 223 | 35 |  | Solar | FIXED | Roof
SRP04857 | BP SOLAR | BP3170N | 215 | 30 | 133 | 36 |  | Solar | FIXED | Roof
SRP04857 | ENPHASE ENERGY | M175-24-208-S | 190 | 1 |  |  | 0.955 | Solar Inverter |  | Outside
SRP04857 | FRONIUS USA | IG 2000 | 2000 | 3 |  |  | 0.952 | Solar Inverter |  | INDOOR
SRP04857 | FRONIUS USA | IG 4000 | 4000 | 1 |  |  | 0.952 | Solar Inverter |  | INDOOR
SRP04859 | SOLAR INTEGRATED TECHNOLOGIES | SI1488G1 | 80 | 6246 | 180 | 32 |  | Solar | FIXED | Ground
SRP04859 | SATCON TECHNOLOGY | AE-500-60-PV-A | 500000 | 1 |  |  | 0.98 | Solar Inverter |  | Inside
SRP04863 | SUNTECH POWER | STP200S-18/UB-1 | 205 | 28 | 167 | 12 |  | Solar | FIXED | Roof
SRP04863 | SUNTECH POWER | STP200S-18/UB-1 | 205 | 20 | 167 | 25 |  | Solar | FIXED | Roof
SRP04863 | SMA AMERICA | SB3000US (208V) | 2000 | 2 |  |  | 0.973 | Solar Inverter |  | INDOOR
SRP04863 | SMA AMERICA | SB5000US (208V) | 5000 | 1 |  |  | 0.968 | Solar Inverter |  | INDOOR
SRP04866 | CHANGZHOU TRINA SOLAR ENERGY CO | TSM-185D | 230 | 26 | 239 | 33 |  | Solar | FIXED | Roof
SRP04866 | CHANGZHOU TRINA SOLAR ENERGY CO | TSM-185D | 230 | 32 | 145 | 38 |  | Solar | FIXED | Roof
SRP04866 | POWER-ONE | PVI-3000-I-OUTD-US | 3000 | 2 |  |  | 0.97 | Solar Inverter |  | INDOOR
SRP04866 | POWER-ONE | PVI-6000-OUTD-US (208 V) | 6000 | 1 |  |  | 0.97 | Solar Inverter |  | INDOOR
SRP04867 | BAODING YINGLI NEW ENERGY RESOURCES CO | YL175(156) | 230 | 9 | 175 | 25 |  | Solar | FIXED | Roof
SRP04867 | BAODING YINGLI NEW ENERGY RESOURCES CO | YL175(156) | 230 | 18 | 175 | 32 |  | Solar | FIXED | Roof
SRP04867 | ENPHASE ENERGY | M200-32-208-S01 | 190 | 18 |  |  | 0.955 | Solar Inverter |  | Inside
SRP04867 | ENPHASE ENERGY | M200-32-240-S02 | 190 | 9 |  |  | 0.955 | Solar Inverter |  | Inside
SRP04868 | CANADIAN SOLAR | CS6P-230 | 240 | 117 | 198 | 10 |  | Solar | FIXED | Roof
SRP04868 | SMA AMERICA | SB7000US (208V) | 7000 | 3 |  |  | 0.971 | Solar Inverter |  | Inside
SRP04874 | ET SOLAR INDUSTRY | ET-P672230 | 230 | 33 | 180 | 30 |  | Solar | FIXED | Ground
SRP04874 | ENPHASE ENERGY | M200-32-208-S01 | 215 | 33 |  |  | 0.955 | Solar Inverter |  | OUTDOOR
SRP04876 | CANADIAN SOLAR | CS6P-220 | 230 | 488 | 180 | 32 |  | Solar | FIXED | Ground
SRP04876 | ADVANCED ENERGY INDUSTRIES | 3159000-110 | 220 | 488 |  |  | 0.91 | Solar Inverter |  | OUTDOOR
SRP04883 | MATRIX SOLAR/PHOTOWATT | PW1650-175 | 240 | 72 | 176 | 20 |  | Solar | FIXED | Ground
SRP04883 | ENPHASE ENERGY | M175-24-208-S | 215 | 72 |  |  | 0.97 | Solar Inverter |  | OUTDOOR
SRP04890 | CHANGZHOU TRINA SOLAR ENERGY CO | TSM-185D | 240 | 221 | 87 | 20 |  | Solar | FIXED | Roof
SRP04890 | CHANGZHOU TRINA SOLAR ENERGY CO | TSM-185D | 240 | 377 | 180 | 20 |  | Solar | FIXED | Roof
SRP04890 | CHANGZHOU TRINA SOLAR ENERGY CO | TSM-185D | 240 | 182 | 266 | 20 |  | Solar | FIXED | Roof
SRP04890 | SATCON TECHNOLOGY | PVS-50 (208 V) | 50000 | 2 |  |  | 0.95 | Solar Inverter |  | Outside
SRP04890 | SATCON TECHNOLOGY | AE-100-60-PV-A | 100000 | 1 |  |  | 0.95 | Solar Inverter |  | OUTDOOR
SRP04893 | CHANGZHOU TRINA SOLAR ENERGY CO | TSM-185D | 240 | 195 | 178 | 10 |  | Solar | FIXED | Roof
SRP04893 | CHANGZHOU TRINA SOLAR ENERGY CO | TSM-185D | 240 | 40 | 178 | 20 |  | Solar | FIXED | Roof
SRP04893 | FRONIUS USA |  | 11400 | 1 |  |  | 0.95 | Solar Inverter |  | OUTDOOR
SRP04893 | SAT CON | PV-75 | 50000 | 1 |  |  | 0.95 | Solar Inverter |  | Outside
SRP04908 | TRINA SOLAR | TSM-240PA05 | 240 | 442 | 214 | 10 |  | Solar | FIXED | Roof
SRP04908 | ADVANCED ENERGY INDUSTRIES | AE 100TX-480 | 100000 | 1 |  |  | 0.96 | Solar Inverter |  | OUTDOOR
SRP04909 | TRINA SOLAR | TSM-240PA05 | 240 | 416 | 202 | 10 |  | Solar | FIXED | Roof
SRP04909 | TRINA SOLAR | TSM-240PA05 | 240 | 520 | 225 | 10 |  | Solar | FIXED | Roof
SRP04909 | ADVANCED ENERGY INDUSTRIES | AE 500TX-480 | 50000 | 1 |  |  | 0.97 | Solar Inverter |  | OUTDOOR
SRP04909 | ADVANCED ENERGY INDUSTRIES | AE 75TX-480 | 75000 | 1 |  |  | 0.96 | Solar Inverter |  | OUTDOOR
SRP04909 | ADVANCED ENERGY INDUSTRIES | AE 100TX-480 | 100000 | 1 |  |  | 0.96 | Solar Inverter |  | OUTDOOR
SRP04910 | TRINA SOLAR | TSM-240PA05 | 240 | 2639 | 214 | 10 |  | Solar | FIXED | Roof
SRP04910 | TRINA SOLAR | TSM-240PA05 | 240 | 616 | 124 | 15 |  | Solar | FIXED | Roof
SRP04910 | ADVANCED ENERGY INDUSTRIES | AE 75TX-480 | 75000 | 3 |  |  | 0.96 | Solar Inverter |  | OUTDOOR
SRP04910 | ADVANCED ENERGY INDUSTRIES | SOLARON 500 HE (3159502-XXXX) | 500000 | 1 |  |  | 0.97 | Solar Inverter |  | OUTDOOR
SRP04913 | SUNPOWER | SPR-230-WHT-U | 240 | 52 | 156 | 34 |  | Solar | FIXED | Roof
SRP04913 | SUNPOWER CORP (ORIGINAL MFRSMA) | SPR-4000M (208V) | 4000 | 1 |  |  | 0.968 | Solar Inverter |  | INDOOR
SRP04913 | SUNPOWER CORP (ORIGINAL MFRSMA) | SPR-7000M (208V) | 7000 | 1 |  |  | 0.971 | Solar Inverter |  | INDOOR
SRP04921 | CANADIAN SOLAR | CS6P-230 | 235 | 24 | 247 | 32 |  | Solar | FIXED | Roof
SRP04921 | ENPHASE ENERGY | M200-32-240-S02 | 215 | 24 |  |  | 0.96 | Solar Inverter |  | OUTDOOR
SRP04931 | SUNPOWER | SPR-225-BLK-U | 230 | 34 | 233 | 30 |  | Solar | FIXED | Roof
SRP04931 | SUNPOWER CORP (ORIGINAL MFRSMA) | SPR-3000M (208V) | 3000 | 1 |  |  | 0.97 | Solar Inverter |  | OUTDOOR
SRP04931 | SUNPOWER CORP (ORIGINAL MFRSMA) | SPR-4000M (208V) | 4000 | 1 |  |  | 0.97 | Solar Inverter |  | OUTDOOR
SRP04932 | SUNPOWER | SPR-225-BLK-U | 230 | 32 | 147 | 30 |  | Solar | FIXED | Roof
SRP04932 | SUNPOWER CORP (ORIGINAL MFRSMA) | SPR-7000M (208V) | 7000 | 1 |  |  | 0.97 | Solar Inverter |  | OUTDOOR
SRP04933 | SUNPOWER | SPR-225-BLK-U | 230 | 24 | 233 | 30 |  | Solar | FIXED | Roof
SRP04933 | SUNPOWER CORP (ORIGINAL MFRSMA) | SPR-5000M (208V) | 5000 | 1 |  |  | 0.97 | Solar Inverter |  | OUTDOOR
SRP04934 | SUNPOWER | SPR-225-BLK-U | 230 | 34 | 147 | 30 |  | Solar | FIXED | Roof
SRP04934 | SUNPOWER CORP (ORIGINAL MFRSMA) | SPR-3000M (208V) | 3000 | 1 |  |  | 0.97 | Solar Inverter |  | OUTDOOR
SRP04934 | SUNPOWER CORP (ORIGINAL MFRFRONIUS) | SPR-4000F-208 | 4000 | 1 |  |  | 0.97 | Solar Inverter |  | OUTDOOR
SRP04935 | SUNPOWER | SPR-225-BLK-U | 230 | 30 | 233 | 37 |  | Solar | FIXED | Roof
SRP04935 | SUNPOWER CORP (ORIGINAL MFRSMA) | SPR-7000M (208V) | 6000 | 1 |  |  | 0.97 | Solar Inverter |  | OUTDOOR
SRP04936 | SUNPOWER | SPR-225-BLK-U | 230 | 44 | 147 | 37 |  | Solar | FIXED | Roof
SRP04936 | SUNPOWER CORP (ORIGINAL MFRSMA) | SPR-3000M (208V) | 3000 | 1 |  |  | 0.97 | Solar Inverter |  | OUTDOOR
SRP04936 | SUNPOWER CORP (ORIGINAL MFRSMA) | SPR-7000M (208V) | 7000 | 1 |  |  | 0.97 | Solar Inverter |  | OUTDOOR
SRP04937 | SUNPOWER | SPR-225-BLK-U | 230 | 32 | 147 | 37 |  | Solar | FIXED | Roof
SRP04937 | SUNPOWER CORP (ORIGINAL MFRSMA) | SPR-7000M (208V) | 7000 | 1 |  |  | 0.97 | Solar Inverter |  | OUTDOOR
SRP04938 | SUNPOWER | SPR-225-BLK-U | 230 | 24 | 233 | 37 |  | Solar | FIXED | Roof
SRP04938 | SUNPOWER CORP (ORIGINAL MFRSMA) | SPR-5000M (208V) | 5000 | 1 |  |  | 0.97 | Solar Inverter |  | OUTDOOR
SRP04939 | SUNPOWER | SPR-225-BLK-U | 230 | 30 | 147 | 30 |  | Solar | FIXED | Roof
SRP04939 | SUNPOWER CORP (ORIGINAL MFRSMA) | SPR-7000M (208V) | 7000 | 1 |  |  | 0.97 | Solar Inverter |  | Inside
SRP04940 | SUNPOWER | SPR-225-BLK-U | 230 | 38 | 147 | 45 |  | Solar | FIXED | Roof
SRP04940 | SUNPOWER CORP (ORIGINAL MFRSMA) | SPR-4000M (208V) | 4000 | 1 |  |  | 0.97 | Solar Inverter |  | OUTDOOR
SRP04940 | SUNPOWER CORP (ORIGINAL MFRSMA) | SPR-4000M (208V) | 4000 | 1 |  |  | 0.97 | Solar Inverter |  | OUTDOOR
SRP04941 | SUNPOWER | SPR-225-BLK-U | 230 | 54 | 147 | 37 |  | Solar | FIXED | Roof
SRP04941 | SUNPOWER CORP (ORIGINAL MFRSMA) | SPR-5000M (208V) | 5000 | 1 |  |  | 0.97 | Solar Inverter |  | OUTDOOR
SRP04941 | SUNPOWER CORP (ORIGINAL MFRSMA) | SPR-7000M (208V) | 7000 | 1 |  |  | 0.97 | Solar Inverter |  | OUTDOOR
SRP04942 | SUNPOWER | SPR-225-BLK-U | 230 | 18 | 147 | 30 |  | Solar | FIXED | Roof
SRP04942 | SUNPOWER CORP (ORIGINAL MFRSMA) | SPR-4000M (208V) | 4000 | 1 |  |  | 0.97 | Solar Inverter |  | OUTDOOR
SRP04943 | SUNPOWER | SPR-225-BLK-U | 230 | 34 | 147 | 30 |  | Solar | FIXED | Roof
SRP04943 | SUNPOWER CORP (ORIGINAL MFRSMA) | SPR-3000M (208V) | 3000 | 1 |  |  | 0.97 | Solar Inverter |  | OUTDOOR
SRP04943 | SUNPOWER CORP (ORIGINAL MFRSMA) | SPR-4000M (208V) | 4000 | 1 |  |  | 0.97 | Solar Inverter |  | OUTDOOR
SRP04945 | SUNPOWER | SPR-225-BLK-U | 230 | 36 | 147 | 37 |  | Solar | FIXED | Roof
SRP04945 | SUNPOWER CORP (ORIGINAL MFRSMA) | SPR-7000M (277V) | 4000 | 2 |  |  | 0.97 | Solar Inverter |  | OUTDOOR
SRP04948 | SUNPOWER | SPR-225-BLK-U | 230 | 51 | 147 | 37 |  | Solar | FIXED | Roof
SRP04948 | SUNPOWER CORP (ORIGINAL MFRSMA) | SPR-5000M (208V) | 5000 | 1 |  |  | 0.97 | Solar Inverter |  | OUTDOOR
SRP04948 | SUNPOWER CORP (ORIGINAL MFRSMA) | SPR-6000M (208V) | 6000 | 1 |  |  | 0.97 | Solar Inverter |  | OUTDOOR
SRP04952 | SUNPOWER | SPR-225-BLK-U | 230 | 27 | 147 | 30 |  | Solar | FIXED | Roof
SRP04952 | SUNPOWER CORP (ORIGINAL MFRSMA) | SPR-6000M (208V) | 6000 | 1 |  |  | 0.97 | Solar Inverter |  | OUTDOOR
SRP04955 | SUNPOWER | SPR-315E-WHT-U | 327 | 824 | 205 | 10 |  | Solar | FIXED | Roof
SRP04955 | SATCON TECHNOLOGY | PVS-250 (208 V) | 250000 | 1 |  |  | 0.96 | Solar Inverter |  | INDOOR
SRP04956 | SUNPOWER | SPR-315E-WHT-U | 327 | 472 | 180 | 5 |  | Solar | FIXED | Roof
SRP04956 | SATCON TECHNOLOGY | PVS-135 (208 V) | 135000 | 1 |  |  | 0.957 | Solar Inverter |  | INDOOR
SRP04958 | MX SOLAR USA | MX60-235 | 235 | 4472 | 180 | 20 |  | Solar | FIXED | Ground
SRP04958 | ADVANCED ENERGY | MM5 | 500000 | 2 |  |  | 0.98 | Solar Inverter |  | OUTDOOR
SRP04960 | SUNPOWER | SPR-225-BLK-U | 230 | 36 | 147 | 37 |  | Solar | FIXED | Roof
SRP04960 | SUNPOWER CORP (ORIGINAL MFRFRONIUS) | SPR-4000F-208 | 4000 | 2 |  |  | 0.97 | Solar Inverter |  | OUTDOOR
SRP04962 | SUNTECH POWER | STP210S-18/UB-1 | 275 | 2618 | 180 | 20 |  | Solar | FIXED | Ground
SRP04962 | SOLECTRIA RENEWABLES | PVI2500-208 | 250000 | 1 |  |  | 0.96 | Solar Inverter |  | OUTDOOR
SRP04962 | SOLECTRIA RENEWABLES | PVI 5000 (208V) | 500000 | 1 |  |  | 0.96 | Solar Inverter |  | OUTDOOR
SRP04964 | SUNPOWER | SPR-225-BLK-U | 230 | 34 | 147 | 30 |  | Solar | FIXED | Roof
SRP04964 | SUNPOWER CORP (ORIGINAL MFRSMA) | SPR-3000M (208V) | 3000 | 1 |  |  | 0.97 | Solar Inverter |  | OUTDOOR
SRP04964 | SUNPOWER CORP (ORIGINAL MFRSMA) | SPR-4000M (208V) | 4000 | 1 |  |  | 0.97 | Solar Inverter |  | OUTDOOR
SRP04965 | SOLAR POWER (SPI) | SP170FM22 | 130 | 5250 | 186 | 22 |  | Solar | FIXED | Ground
SRP04965 | SOLAR POWER (SPI) | SP170FM22 | 130 | 17010 | 191 | 22 |  | Solar | FIXED | Ground
SRP04965 | SOLAR POWER (SPI) | SP170FM22 | 130 | 7140 | 196 | 22 |  | Solar | FIXED | Ground
SRP04965 | SMA AMERICA | SB5000US | 500000 | 7 |  |  | 0.97 | Solar Inverter |  | OUTDOOR
SRP04969 | SUNPOWER | SPR-225-BLK-U | 230 | 20 | 147 | 30 |  | Solar | FIXED | Roof
SRP04969 | SUNPOWER CORP (ORIGINAL MFRSMA) | SPR-4000M (208V) | 4000 | 1 |  |  | 0.97 | Solar Inverter |  | OUTDOOR
SRP04970 | SUNTECH POWER | STP210S-18/UB-1 | 275 | 3526 | 180 | 25 |  | Solar | FIXED | Ground
SRP04970 | SUNTECH POWER | STP210S-18/UB-1 | 280 | 29980 | 180 | 25 |  | Solar | FIXED | Ground
SRP04970 | SATCON TECHNOLOGY | PVS-500 (480 V) | 500000 | 16 |  |  | 0.9758 | Solar Inverter |  | OUTDOOR
SRP04971 | CANADIAN SOLAR | CS6X-290P | 290 | 99 | 180 | 10 |  | Solar | FIXED | Roof
SRP04971 | CANADIAN SOLAR | CS6X-290P | 290 | 220 | 196.5 | 10 |  | Solar | FIXED | Roof
SRP04971 | ADVANCED ENERGY INDUSTRIES | AE 35TX-208 | 35000 | 1 |  |  | 0.96 | Solar Inverter |  | Outside
SRP04971 | ADVANCED ENERGY INDUSTRIES | AE 50TX-208 | 50000 | 1 |  |  | 0.96 | Solar Inverter |  | Outside
SRP04972 | SUNPOWER | SPR-225-BLK-U | 230 | 20 | 147 | 30 |  | Solar | FIXED | Roof
SRP04972 | SUNPOWER CORP (ORIGINAL MFRSMA) | SPR-4000M (208V) | 4000 | 1 |  |  | 0.97 | Solar Inverter |  | OUTDOOR
SRP04973 | CANADIAN SOLAR | CS6X-290M | 290 | 154 | 155 | 5 |  | Solar | FIXED | Roof
SRP04973 | PV POWERED | PVP35KW-600 | 35000 | 1 |  |  | 0.955 | Solar Inverter |  | OUTDOOR
SRP04974 | SUNPOWER | SPR-225-BLK-U | 230 | 45 | 147 | 30 |  | Solar | FIXED | Roof
SRP04974 | SUNPOWER CORP (ORIGINAL MFRSMA) | SPR-4000M (208V) | 4000 | 1 |  |  | 0.97 | Solar Inverter |  | OUTDOOR
SRP04974 | SUNPOWER CORP (ORIGINAL MFRSMA) | SPR-6000M (208V) | 6000 | 1 |  |  | 0.97 | Solar Inverter |  | OUTDOOR
SRP04975 | SUNTECH POWER | STP210S-18/UB-1 | 275 | 1 | 180 | 25 |  | Solar | FIXED | Ground
SRP04975 | SUNTECH POWER | STP210S-18/UB-1 | 280 | 12407 | 180 | 25 |  | Solar | FIXED | Ground
SRP04975 | SATCON TECHNOLOGY | PVS-500 (480 V) | 500000 | 6 |  |  | 0.9758 | Solar Inverter |  | Inside
SRP04976 | SUNPOWER | SPR-225-BLK-U | 228 | 1755 | 167 | 10 |  | Solar | FIXED | Roof
SRP04976 | SATCON TECHNOLOGY | PVS-375 (480 V) | 375000 | 1 |  |  | 0.955 | Solar Inverter |  | INDOOR
SRP04977 | CANADIAN SOLAR | CS6X-290M | 290 | 330 | 179 | 10 |  | Solar | FIXED | Ground
SRP04977 | ADVANCED ENERGY INDUSTRIES | AE 75TX-480 | 75000 | 1 |  |  | 0.967 | Solar Inverter |  | Outside
SRP04978 | SUNTECH POWER | STP210S-18/UB-1 | 275 | 42 | 180 | 25 |  | Solar | FIXED | Ground
SRP04978 | SUNTECH POWER | STP210-18/UB-1 | 280 | 12366 | 180 | 25 |  | Solar | FIXED | Ground
SRP04978 | SATCON TECHNOLOGY | PVS-500 (480 V) | 500000 | 6 |  |  | 0.9758 | Solar Inverter |  | OUTDOOR
SRP04979 | CANADIAN SOLAR | CS6X-290M | 290 | 110 | 185 | 10 |  | Solar | FIXED | Roof
SRP04979 | PV POWERED | PVP35KW-208 | 35000 | 1 |  |  | 0.966 | Solar Inverter |  | OUTDOOR
SRP04980 | CHANGZHOU TRINA SOLAR ENERGY CO | TSM-185D | 235 | 26 | 192 | 33.7 |  | Solar | FIXED | Roof
SRP04980 | SMA AMERICA | SB6000U (208V) | 6000 | 1 |  |  | 0.98 | Solar Inverter |  | INDOOR
SRP04981 | SUNTECH POWER | STP210S-18/UB-1 | 280 | 8272 | 182 | 25 |  | Solar | FIXED | Ground
SRP04981 | SATCON TECHNOLOGY | PVS-500 (480 V) | 500000 | 4 |  |  | 0.9758 | Solar Inverter |  | Inside
SRP04983 | SUNPOWER | SPR-230-WHT-U | 230 | 36 | 180 | 34 |  | Solar | FIXED | Ground
SRP04983 | SUNPOWER CORP (ORIGINAL MFRSMA) | SPR-7000M (277V) | 8000 | 1 |  |  | 0.97 | Solar Inverter |  | OUTDOOR
SRP04994 | SHARP | ND-224U2 | 235 | 42 | 227 | 40 |  | Solar | FIXED | Roof
SRP04994 | ENPHASE ENERGY | M200-32-240-S02 | 215 | 42 |  |  | 0.963 | Solar Inverter |  | Outside
SRP04997 | TRINA SOLAR | TSM-245PA05.10 | 245 | 1946 | 180 | 0 |  | Solar | FIXED | Roof
SRP04997 | TRINA SOLAR | TSM-245PA05.10 | 245 | 112 | 171 | 10 |  | Solar | FIXED | Roof
SRP04997 | SATCON TECHNOLOGY | PVS-375 (480 V) | 375000 | 1 |  |  | 0.966 | Solar Inverter |  | OUTDOOR
SRP05001 | SUNPOWER | SPR-315E-WHT-U | 327 | 960 | 169 | 5 |  | Solar | FIXED | Roof
SRP05001 | SATCON TECHNOLOGY | PVS-250 (208 V) | 250000 | 1 |  |  | 0.96 | Solar Inverter |  | INDOOR
SRP05003 | CHANGZHOU TRINA SOLAR ENERGY CO | TSM-185D | 235 | 31 | 256 | 34 |  | Solar | FIXED | Roof
SRP05003 | CHANGZHOU TRINA SOLAR ENERGY CO | TSM-185D | 235 | 7 | 166 | 45 |  | Solar | FIXED | Roof
SRP05003 | ENPHASE ENERGY | M200-32-240-S02 | 215 | 38 |  |  | 0.98 | Solar Inverter |  | OUTDOOR
SRP05004 | SUNTECH POWER | STP180S-24/AB-1 | 185 | 30 | 175 | 18 |  | Solar | FIXED | Roof
SRP05004 | SOLECTRIA RENEWABLES | PVI 5000 (208V) | 5000 | 1 |  |  | 0.966 | Solar Inverter |  | INDOOR
SRP05005 | SCHUCO USA |  | 215 | 132 | 174 | 14 |  | Solar | FIXED | Roof
SRP05005 | SMA AMERICA | SC125U (208V) | 10000 | 3 |  |  | 0.97 | Solar Inverter |  | OUTDOOR
SRP05006 | CANADIAN SOLAR | CS6X-290M | 290 | 88 | 139.1 | 5 |  | Solar | FIXED | Roof
SRP05006 | CANADIAN SOLAR | CS6X-290M | 290 | 363 | 139.1 | 10 |  | Solar | FIXED | Roof
SRP05006 | ADVANCED ENERGY INDUSTRIES | AE 35TX-208 | 35000 | 1 |  |  | 0.96 | Solar Inverter |  | OUTDOOR
SRP05006 | ADVANCED ENERGY INDUSTRIES | AE 100TX-208 | 100000 | 1 |  |  | 0.96 | Solar Inverter |  | Outside
SRP05008 | SUNPOWER | SPR-225-BLK-U | 230 | 46 | 147 | 30 |  | Solar | FIXED | Roof
SRP05008 | SUNPOWER CORP (ORIGINAL MFRSMA) | SPR-4000M (208V) | 4000 | 1 |  |  | 0.97 | Solar Inverter |  | OUTDOOR
SRP05008 | SUNPOWER CORP (ORIGINAL MFRSMA) | SPR-7000M (208V) | 6000 | 1 |  |  | 0.97 | Solar Inverter |  | OUTDOOR
SRP05009 | SUNTECH POWER | STP210S-18/UB-1 | 235 | 476 | 215 | 5 |  | Solar | FIXED | Roof
SRP05009 | SOLECTRIA RENEWABLES | PVI95KW-208 | 95000 | 1 |  |  | 0.953 | Solar Inverter |  | OUTDOOR
SRP05016 | CANADIAN SOLAR | CS6P-230 | 290 | 143 | 156.5 | 10 |  | Solar | FIXED | Roof
SRP05016 | PV POWERED | PVP30KW-208 | 35000 | 1 |  |  | 0.96 | Solar Inverter |  | OUTDOOR
SRP05021 | CHANGZHOU TRINA SOLAR ENERGY CO | TSM-185D | 240 | 4420 | 187 | 20 |  | Solar | FIXED | Roof
SRP05021 | SMA AMERICA | SB3300U | 333000 | 1 |  |  | 0.974 | Solar Inverter |  | Outside
SRP05021 | SMA AMERICA | SB5000US | 500000 | 1 |  |  | 0.974 | Solar Inverter |  | OUTDOOR
SRP05022 | TRINA SOLAR | TSM-240PA05 | 240 | 1032 | 153 | 10 |  | Solar | FIXED | Roof
SRP05022 | ADVANCED ENERGY INDUSTRIES | AE 50TX-208 | 50000 | 1 |  |  | 0.96 | Solar Inverter |  | OUTDOOR
SRP05022 | ADVANCED ENERGY INDUSTRIES | AE 100TX-480 | 100000 | 2 |  |  | 0.96 | Solar Inverter |  | OUTDOOR
SRP05024 | SHARP | ND-U230C1 | 240 | 19 | 110 | 30 |  | Solar | FIXED | Roof
SRP05024 | FRONIUS USA | IG 4000 | 4000 | 1 |  |  | 0.96 | Solar Inverter |  | Inside
SRP05025 | SUNTECH POWER | STP200UB | 205 | 28 | 263.1 | 10 |  | Solar | FIXED | Roof
SRP05025 | SMA AMERICA | SB6000U (208V) | 6000 | 1 |  |  | 0.97 | Solar Inverter |  | INDOOR
SRP05026 | SUNTECH POWER | STP200-18/UB-1 | 205 | 36 | 197.1 | 20 |  | Solar | FIXED | Roof
SRP05026 | SMA AMERICA | SB7000US (208V) | 7000 | 1 |  |  | 0.97 | Solar Inverter |  | OUTDOOR
SRP05028 | CHANGZHOU TRINA SOLAR ENERGY CO | TSM-185D | 230 | 18 | 144.7 | 35 |  | Solar | FIXED | Roof
SRP05028 | PV POWERED | PVP3500 | 3500 | 1 |  |  | 0.955 | Solar Inverter |  | OUTDOOR
SRP05029 | SHANGHAI SOLAR ENERGY S&T | S-180C | 230 | 938 | 180 | 10 |  | Solar | FIXED | Roof
SRP05029 | SATCON TECHNOLOGY | PVS-100 (208 V) | 100000 | 2 |  |  | 0.96 | Solar Inverter |  | OUTDOOR
SRP05030 | SUNTECH POWER | STP200S-18/UB-1 | 205 | 26 | 189 | 5 |  | Solar | FIXED | Roof
SRP05030 | SMA AMERICA | SB5000US | 5000 | 1 |  |  | 0.96 | Solar Inverter |  | INDOOR
SRP05031 | SHANGHAI SOLAR ENERGY S&T | S-180C | 230 | 602 | 180 | 10 |  | Solar | FIXED | Roof
SRP05031 | SATCON TECHNOLOGY | PVS-135 (208 V) | 135000 | 1 |  |  | 0.96 | Solar Inverter |  | OUTDOOR
SRP05032 | CHANGZHOU TRINA SOLAR ENERGY CO | TSM-185D | 235 | 8 | 110.6 | 40 |  | Solar | FIXED | Roof
SRP05032 | CHANGZHOU TRINA SOLAR ENERGY CO | TSM-185D | 235 | 30 | 200.6 | 40 |  | Solar | FIXED | Roof
SRP05032 | SMA AMERICA | SB3000US (208V) | 3000 | 1 |  |  | 0.96 | Solar Inverter |  | INDOOR
SRP05032 | SMA AMERICA | SB7000US (208V) | 7000 | 1 |  |  | 0.97 | Solar Inverter |  | INDOOR
SRP05033 | REC SCANMODULE | SCM225 | 235 | 22 | 231 | 35 |  | Solar | FIXED | Roof
SRP05033 | REC SCANMODULE | SCM225 | 235 | 6 | 141 | 42 |  | Solar | FIXED | Roof
SRP05033 | REC SCANMODULE | SCM225 | 235 | 24 | 141 | 45 |  | Solar | FIXED | Roof
SRP05033 | ENPHASE ENERGY | M200-32-208-S01 | 215 | 52 |  |  | 0.95 | Solar Inverter |  | OUTDOOR
SRP05034 | SUNTECH POWER | STP210S-18/UB-1 | 280 | 55 | 195 | 35 |  | Solar | FIXED | Ground
SRP05034 | SMA AMERICA | SB7000US (208V) | 7000 | 2 |  |  | 0.971 | Solar Inverter |  | Outside
SRP05035 | UNKNOWN | UNKNOWN | 235 | 40 | 168 | 30.5 |  | Solar | FIXED | Roof
SRP05035 | ENPHASE ENERGY | M200-32-208-S01 | 210 | 40 |  |  | 0.96 | Solar Inverter |  | Outside
SRP05036 | BP SOLAR | BP3170N | 225 | 9 | 235 | 30 |  | Solar | FIXED | Roof
SRP05036 | BP SOLAR | BP7170S | 225 | 34 | 145 | 40 |  | Solar | FIXED | Roof
SRP05036 | SMA AMERICA | SB3000US (208V) | 2000 | 1 |  |  | 0.973 | Solar Inverter |  | INDOOR
SRP05036 | SMA AMERICA | SB3000US (208V) | 2500 | 3 |  |  | 0.969 | Solar Inverter |  | INDOOR
SRP05037 | SUNPOWER | SPR-225-BLK-U | 225 | 21 | 21 | 1 |  | Solar | FIXED | Roof
SRP05037 | SUNPOWER | SPR-225-BLK-U | 225 | 37 | 154 | 37 |  | Solar | FIXED | Roof
SRP05037 | ENPHASE ENERGY | M200-32-208-S01 | 210 | 58 |  |  | 0.963 | Solar Inverter |  | OUTDOOR
SRP05039 | SUNTECH POWER | STP21018 | 280 | 1221 | 140 | 10 |  | Solar | FIXED | Roof
SRP05039 | ADVANCED ENERGY INDUSTRIES | 3159000-104 | 333000 | 1 |  |  | 0.98 | Solar Inverter |  | OUTDOOR
SRP05041 | CHANGZHOU TRINA SOLAR ENERGY CO | TSM-185D | 240 | 1053 | 129 | 5 |  | Solar | FIXED | Roof
SRP05041 | PV POWERED | PVP75KW-208 | 75000 | 2 |  |  | 0.96 | Solar Inverter |  | OUTDOOR
SRP05041 | PV POWERED | PVP100KW-208 | 100000 | 1 |  |  | 0.96 | Solar Inverter |  | OUTDOOR
SRP05042 | CANADIAN SOLAR | CS6P-230 | 235 | 28 | 215 | 20 |  | Solar | FIXED | Roof
SRP05042 | ENPHASE ENERGY | M200-32-208-S01 | 190 | 28 |  |  | 0.955 | Solar Inverter |  | OUTDOOR
SRP05043 | SOLARWORLD | SW185MONO | 240 | 14 | 92 | 35 |  | Solar | FIXED | Roof
SRP05043 | SOLARWORLD | SW185MONO | 240 | 36 | 177 | 35 |  | Solar | FIXED | Roof
SRP05043 | ENPHASE ENERGY | M200-32-240-S02 | 215 | 50 |  |  | 0.95 | Solar Inverter |  | OUTDOOR
SRP05044 | CANADIAN SOLAR | CS6P-230 | 235 | 4 | 177 | 25 |  | Solar | FIXED | Roof
SRP05044 | CANADIAN SOLAR | CS6P-230 | 235 | 6 | 201 | 40 |  | Solar | FIXED | Roof
SRP05044 | ENPHASE ENERGY | M200-32-208-S01 | 190 | 10 |  |  | 0.955 | Solar Inverter |  | OUTDOOR
SRP05045 | CANADIAN SOLAR | CS6P-230 | 235 | 13 | 206 | 45 |  | Solar | FIXED | Roof
SRP05045 | ENPHASE ENERGY | M200-32-208-S01 | 190 | 13 |  |  | 0.95 | Solar Inverter |  | OUTDOOR
SRP05049 | CANADIAN SOLAR | CS6P-230 | 235 | 20 | 195 | 33 |  | Solar | FIXED | Roof
SRP05049 | ENPHASE ENERGY | M200-32-208-S01 | 190 | 20 |  |  | 0.955 | Solar Inverter |  | OUTDOOR
SRP05051 | CANADIAN SOLAR | CS6P-230 | 235 | 24 | 209 | 22 |  | Solar | FIXED | Roof
SRP05051 | ENPHASE ENERGY | M200-32-208-S01 | 190 | 24 |  |  | 0.955 | Solar Inverter |  | OUTDOOR
SRP05053 | CANADIAN SOLAR | CS6P-230 | 235 | 10 | 200 | 20 |  | Solar | FIXED | Roof
SRP05053 | CANADIAN SOLAR | CS6P-230 | 235 | 20 | 290 | 20 |  | Solar | FIXED | Roof
SRP05053 | ENPHASE ENERGY | M200-32-208-S01 | 190 | 30 |  |  | 0.955 | Solar Inverter |  | OUTDOOR
SRP05054 | CANADIAN SOLAR | CS6P-230 | 235 | 18 | 178 | 40 |  | Solar | FIXED | Roof
SRP05054 | ENPHASE ENERGY | M200-32-208-S01 | 190 | 18 |  |  | 0.95 | Solar Inverter |  | OUTDOOR
SRP05055 | BAODING YINGLI NEW ENERGY RESOURCES CO | YL175(156) | 260 | 44 | 195 | 12 |  | Solar | FIXED | Roof
SRP05055 | SMA AMERICA | SB6000U (208V) | 6000 | 2 |  |  | 0.969 | Solar Inverter |  | Inside
SRP05056 | SUNTECH POWER | STP210S-18/UB-1 | 245 | 14 | 89 | 20 |  | Solar | FIXED | Roof
SRP05056 | SUNTECH POWER | STP210S-18/UB-1 | 245 | 14 | 269 | 20 |  | Solar | FIXED | Roof
SRP05056 | POWER-ONE | PVI-3000-I-OUTD-US | 3000 | 1 |  |  | 0.968 | Solar Inverter |  | INDOOR
SRP05056 | POWER-ONE | PVI-3600-OUTD-US-F (208V) | 4200 | 1 |  |  | 0.968 | Solar Inverter |  | INDOOR
SRP05059 | UNKNOWN | UNKNOWN | 300 | 25 | 238 | 18 |  | Solar | FIXED | Roof
SRP05059 | UNKNOWN | UNKNOWN | 300 | 7 | 148 | 20 |  | Solar | FIXED | Roof
SRP05059 | POWER-ONE | PVI-5000-OUTD-US (208 V) | 5000 | 2 |  |  | 0.97 | Solar Inverter |  | OUTDOOR
SRP05062 | SUNPOWER | SPR-225-BLK-U | 225 | 54 | 157 | 35 |  | Solar | FIXED | Roof
SRP05062 | SUNPOWER CORP (ORIGINAL MFRSMA) | SPR-6000M (208V) | 6000 | 2 |  |  | 0.97 | Solar Inverter |  | INDOOR
SRP05063 | SUNPOWER | SPR-225-BLK-U | 225 | 30 | 198 | 27 |  | Solar | FIXED | Roof
SRP05063 | SUNPOWER | SPR-225-BLK-U | 225 | 14 | 228 | 30 |  | Solar | FIXED | Roof
SRP05063 | SUNPOWER CORP (ORIGINAL MFRSMA) | SPR-3000M (208V) | 3300 | 1 |  |  | 0.96 | Solar Inverter |  | INDOOR
SRP05063 | SUNPOWER CORP (ORIGINAL MFRSMA) | SPR-6000M (208V) | 6500 | 1 |  |  | 0.96 | Solar Inverter |  | INDOOR
SRP05065 | BP SOLAR | SX170N | 215 | 39 | 198 | 24 |  | Solar | FIXED | Roof
SRP05065 | ENPHASE ENERGY | M200-32-240-S02 | 215 | 39 |  |  | 0.963 | Solar Inverter |  | Inside
SRP05066 | BAODING YINGLI NEW ENERGY RESOURCES CO | YL175(156) | 230 | 18 | 160 | 18 |  | Solar | FIXED | Roof
SRP05066 | FRONIUS USA | IG 4000 | 4000 | 1 |  |  | 0.95 | Solar Inverter |  | OUTDOOR
SRP05067 | BP SOLAR | SX170N | 225 | 120 | 180 | 32 |  | Solar | FIXED | Ground
SRP05067 | SMA AMERICA | SB5000US | 5000 | 2 |  |  | 0.95 | Solar Inverter |  | OUTDOOR
SRP05067 | SMA AMERICA | SB7000US (208V) | 7000 | 2 |  |  | 0.95 | Solar Inverter |  | OUTDOOR
SRP05068 | CHANGZHOU TRINA SOLAR ENERGY CO | TSM-185D | 235 | 26 | 199.1 | 20 |  | Solar | FIXED | Roof
SRP05068 | SMA AMERICA | SB6000U (208V) | 6000 | 1 |  |  | 0.97 | Solar Inverter |  | INDOOR
SRP05069 | CHANGZHOU TRINA SOLAR ENERGY CO | TSM-185D | 235 | 6 | 178 | 4 |  | Solar | FIXED | Roof
SRP05069 | CHANGZHOU TRINA SOLAR ENERGY CO | TSM-185D | 235 | 18 | 178 | 38 |  | Solar | FIXED | Roof
SRP05069 | PV POWERED | PVP2000 | 2000 | 1 |  |  | 0.952 | Solar Inverter |  | Outside
SRP05069 | PV POWERED | PVP4800 | 4800 | 1 |  |  | 0.955 | Solar Inverter |  | Outside
SRP05070 | CHANGZHOU TRINA SOLAR ENERGY CO | TSM-185D | 235 | 6 | 180.5 | 30 |  | Solar | FIXED | Roof
SRP05070 | CHANGZHOU TRINA SOLAR ENERGY CO | TSM-185D | 235 | 7 | 90.5 | 35 |  | Solar | FIXED | Roof
SRP05070 | CHANGZHOU TRINA SOLAR ENERGY CO | TSM-185D | 235 | 7 | 180.5 | 35 |  | Solar | FIXED | Roof
SRP05070 | CHANGZHOU TRINA SOLAR ENERGY CO | TSM-185D | 235 | 6 | 267.9 | 35 |  | Solar | FIXED | Roof
SRP05070 | PV POWERED | PVP2000 | 2000 | 4 |  |  | 0.92 | Solar Inverter |  | OUTDOOR
SRP05071 | SUNPOWER | SPR-230-WHT-U | 235 | 13 | 236 | 17 |  | Solar | FIXED | Roof
SRP05071 | SUNPOWER | SPR-230-WHT-U | 235 | 39 | 236 | 27 |  | Solar | FIXED | Roof
SRP05071 | SUNPOWER CORP (ORIGINAL MFRSMA) | SPR-3000M (240V) | 3300 | 1 |  |  | 0.96 | Solar Inverter |  | INDOOR
SRP05071 | SUNPOWER CORP (ORIGINAL MFRSMA) | SPR-7000M (277V) | 7680 | 1 |  |  | 0.97 | Solar Inverter |  | INDOOR
SRP05072 | SUNPOWER | SPR-230-WHT-U | 230 | 10 | 70 | 45 |  | Solar | FIXED | Roof
SRP05072 | SUNPOWER | SPR-230-WHT-U | 230 | 20 | 250 | 45 |  | Solar | FIXED | Roof
SRP05072 | SUNPOWER CORP (ORIGINAL MFRSMA) | SPR-6000M (277V) | 6500 | 1 |  |  | 0.96 | Solar Inverter |  | INDOOR
SRP05073 | SUNTECH POWER | STP180-24/AB-1 | 185 | 12 | 142.2 | 25 |  | Solar | FIXED | Roof
SRP05073 | SUNTECH POWER | STP180-24/AB-1 | 185 | 38 | 232.2 | 25 |  | Solar | FIXED | Roof
SRP05073 | PV POWERED | PVP2000 | 2000 | 1 |  |  | 0.925 | Solar Inverter |  | Outside
SRP05073 | PV POWERED | PVP2500 | 2500 | 1 |  |  | 0.945 | Solar Inverter |  | Outside
SRP05073 | PV POWERED | PVP4800 | 4800 | 1 |  |  | 0.96 | Solar Inverter |  | Outside
SRP05074 | SUNTECH POWER | STP200UB | 205 | 12 | 109.1 | 10 |  | Solar | FIXED | Roof
SRP05074 | SUNTECH POWER | STP200UB | 205 | 16 | 289.1 | 10 |  | Solar | FIXED | Roof
SRP05074 | PV POWERED | PVP2500 | 2500 | 1 |  |  | 0.945 | Solar Inverter |  | Outside
SRP05074 | PV POWERED | PVP3000 | 3000 | 1 |  |  | 0.935 | Solar Inverter |  | Outside
SRP05075 | BAODING YINGLI NEW ENERGY RESOURCES CO | YL175(156) | 235 | 98 | 153 | 10 |  | Solar | FIXED | Roof
SRP05075 | PV POWERED | PVP30KW-208 | 30000 | 1 |  |  | 0.93 | Solar Inverter |  | INDOOR
SRP05076 | CHANGZHOU TRINA SOLAR ENERGY CO | TSM-185D | 235 | 12 | 135.6 | 3 |  | Solar | FIXED | Roof
SRP05076 | CHANGZHOU TRINA SOLAR ENERGY CO | TSM-185D | 235 | 6 | 135.5 | 15 |  | Solar | FIXED | Roof
SRP05076 | PV POWERED | PVP2000 | 2000 | 1 |  |  | 0.925 | Solar Inverter |  | INDOOR
SRP05076 | PV POWERED | PVP2500 | 2500 | 1 |  |  | 0.945 | Solar Inverter |  | INDOOR
SRP05077 | CHANGZHOU TRINA SOLAR ENERGY CO | TSM-185D | 235 | 30 | 204.2 | 6 |  | Solar | FIXED | Roof
SRP05077 | SMA AMERICA | SB7000US (208V) | 7000 | 1 |  |  | 0.97 | Solar Inverter |  | Inside
SRP05078 | CHANGZHOU TRINA SOLAR ENERGY CO | TSM-185D | 230 | 30 | 262.5 | 27 |  | Solar | FIXED | Roof
SRP05078 | SMA AMERICA | SB7000US (208V) | 7000 | 1 |  |  | 0.97 | Solar Inverter |  | INDOOR
SRP05079 | BAODING YINGLI NEW ENERGY RESOURCES CO | YL175(156) | 235 | 252 | 184 | 10 |  | Solar | FIXED | Roof
SRP05079 | PV POWERED | PVP30KW-208 | 50000 | 1 |  |  | 0.96 | Solar Inverter |  | INDOOR
SRP05080 | CHANGZHOU TRINA SOLAR ENERGY CO | TSM-185D | 235 | 58 | 257.7 | 35 |  | Solar | FIXED | Roof
SRP05080 | SMA AMERICA | SB5000US | 5000 | 1 |  |  | 0.96 | Solar Inverter |  | INDOOR
SRP05080 | SMA AMERICA | SB7000US (277V) | 8000 | 1 |  |  | 0.965 | Solar Inverter |  | INDOOR
SRP05082 | BAODING YINGLI NEW ENERGY RESOURCES CO | YL175(156) | 235 | 140 | 184 | 10 |  | Solar | FIXED | Roof
SRP05082 | PV POWERED | PVP30KW-208 | 35000 | 1 |  |  | 0.96 | Solar Inverter |  | INDOOR
SRP05083 | SUNPOWER | SPR-315E-WHT-U | 327 | 3472 | 180 | 0 |  | Solar | FIXED | Ground
SRP05083 | SMA AMERICA | SC125U (208V) | 500000 | 2 |  |  | 0.98 | Solar Inverter |  | OUTDOOR
SRP05084 | CHANGZHOU TRINA SOLAR ENERGY CO | TSM-185D | 235 | 34 | 172.2 | 32 |  | Solar | FIXED | Roof
SRP05084 | PV POWERED | PVP3500 | 3500 | 1 |  |  | 0.955 | Solar Inverter |  | Outside
SRP05084 | PV POWERED | PVP4800 | 4800 | 1 |  |  | 0.96 | Solar Inverter |  | Outside
SRP05085 | CHANGZHOU TRINA SOLAR ENERGY CO | TSM-185D | 235 | 18 | 239.3 | 30 |  | Solar | FIXED | Roof
SRP05085 | CHANGZHOU TRINA SOLAR ENERGY CO | TSM-185D | 235 | 12 | 149.3 | 40 |  | Solar | FIXED | Roof
SRP05085 | PV POWERED | PVP2500 | 2500 | 1 |  |  | 0.945 | Solar Inverter |  | OUTDOOR
SRP05085 | PV POWERED | PVP3500 | 3500 | 1 |  |  | 0.955 | Solar Inverter |  | OUTDOOR
SRP05086 | UNKNOWN | UNKNOWN | 225 | 77 | 180 | 35 |  | Solar | FIXED | Ground
SRP05086 | SMA AMERICA | SB1100U | 2500 | 3 |  |  | 0.97 | Solar Inverter |  | OUTDOOR
SRP05086 | SMA AMERICA | SB1100U | 2500 | 4 |  |  | 0.97 | Solar Inverter |  | OUTDOOR
SRP05087 | BAODING YINGLI NEW ENERGY RESOURCES CO | YL150(156) | 235 | 20 | 180 | 36 |  | Solar | FIXED | Roof
SRP05087 | FRONIUS USA | IG 4000 | 3800 | 1 |  |  | 0.955 | Solar Inverter |  | INDOOR
SRP05089 | SUNTECH POWER | STP190-18/UB-1 | 185 | 21 | 165 | 25 |  | Solar | FIXED | Roof
SRP05089 | SUNTECH POWER | STP200S-18/UB-1 | 185 | 33 | 255 | 25 |  | Solar | FIXED | Roof
SRP05089 | PV POWERED | PVP3500 | 3500 | 1 |  |  | 0.955 | Solar Inverter |  | INDOOR
SRP05089 | SMA AMERICA | SB6000U (208V) | 6000 | 1 |  |  | 0.955 | Solar Inverter |  | INDOOR
SRP05090 | SUNTECH POWER | STP200-18/UB-1 | 205 | 25 | 138.3 | 32 |  | Solar | FIXED | Roof
SRP05090 | PV POWERED | PVP2500 | 2500 | 1 |  |  | 0.945 | Solar Inverter |  | Inside
SRP05090 | PV POWERED | PVP3000 | 3000 | 1 |  |  | 0.935 | Solar Inverter |  | INDOOR
SRP05091 | CHANGZHOU TRINA SOLAR ENERGY CO | TSM-185D | 235 | 33 | 200 | 30 |  | Solar | FIXED | Roof
SRP05091 | SMA AMERICA | SB7000US (208V) | 7000 | 1 |  |  | 0.97 | Solar Inverter |  | INDOOR
SRP05092 | SUNTECH POWER | STP200UB | 205 | 36 | 111.4 | 20 |  | Solar | FIXED | Roof
SRP05092 | SMA AMERICA | SB7000US (208V) | 7000 | 1 |  |  | 0.97 | Solar Inverter |  | Outside
SRP05093 | SUNTECH POWER | STP180S-24/AB-1 | 185 | 38 | 194.7 | 25 |  | Solar | FIXED | Roof
SRP05093 | PV POWERED | PVP2500 | 2500 | 1 |  |  | 0.945 | Solar Inverter |  | INDOOR
SRP05093 | PV POWERED | PVP4800 | 4800 | 1 |  |  | 0.96 | Solar Inverter |  | INDOOR
SRP05094 | KYOCERA SOLAR | KD210GX-LP | 235 | 87 | 169 | 10 |  | Solar | FIXED | Roof
SRP05094 | FRONIUS USA |  | 11400 | 2 |  |  | 0.96 | Solar Inverter |  | INDOOR
SRP05095 | SUNTECH POWER | STP200UB | 205 | 6 | 125 | 18 |  | Solar | FIXED | Roof
SRP05095 | SUNTECH POWER | STP200-18/UB-1 | 205 | 22 | 125 | 31 |  | Solar | FIXED | Roof
SRP05095 | PV POWERED | PVP2000 | 2000 | 1 |  |  | 0.925 | Solar Inverter |  | INDOOR
SRP05095 | PV POWERED | PVP2500 | 2500 | 2 |  |  | 0.96 | Solar Inverter |  | INDOOR
SRP05096 | CHANGZHOU TRINA SOLAR ENERGY CO | TSM-185D | 230 | 31 | 209 | 25 |  | Solar | FIXED | Roof
SRP05096 | ENPHASE ENERGY | M200-32-240-S02 | 200 | 31 |  |  | 0.96 | Solar Inverter |  | OUTDOOR
SRP05097 | CHANGZHOU TRINA SOLAR ENERGY CO | TSM-185D | 230 | 16 | 176 | 23 |  | Solar | FIXED | Roof
SRP05097 | CHANGZHOU TRINA SOLAR ENERGY CO | TSM-185D | 230 | 37 | 266 | 23 |  | Solar | FIXED | Roof
SRP05097 | ENPHASE ENERGY | M200-32-240-S02 | 215 | 53 |  |  | 0.963 | Solar Inverter |  | OUTDOOR
SRP05098 | CHANGZHOU TRINA SOLAR ENERGY CO | TSM-185D | 245 | 78 | 180 | 30 |  | Solar | FIXED | Ground
SRP05098 | SMA AMERICA | SB6000U (208V) | 6000 | 3 |  |  | 0.97 | Solar Inverter |  | OUTDOOR
SRP05099 | CHANGZHOU TRINA SOLAR ENERGY CO | TSM-185D | 230 | 17 | 151 | 27 |  | Solar | FIXED | Roof
SRP05099 | CHANGZHOU TRINA SOLAR ENERGY CO | TSM-185D | 230 | 31 | 241 | 37 |  | Solar | FIXED | Roof
SRP05099 | ENPHASE ENERGY | M200-32-240-S02 | 215 | 48 |  |  | 0.963 | Solar Inverter |  | OUTDOOR
SRP05101 | CANADIAN SOLAR | CS6P-230 | 235 | 38 | 180 | 30 |  | Solar | FIXED | Ground
SRP05101 | PV POWERED | PVP3500 | 3500 | 1 |  |  | 0.955 | Solar Inverter |  | OUTDOOR
SRP05101 | PV POWERED | PVP5200 | 5200 | 1 |  |  | 0.96 | Solar Inverter |  | OUTDOOR
SRP05102 | CHANGZHOU TRINA SOLAR ENERGY CO | TSM-185D | 230 | 9 | 130 | 20 |  | Solar | FIXED | Roof
SRP05102 | CHANGZHOU TRINA SOLAR ENERGY CO | TSM-185D | 230 | 24 | 220 | 20 |  | Solar | FIXED | Roof
SRP05102 | ENPHASE ENERGY | M200-32-240-S02 | 215 | 33 |  |  | 0.97 | Solar Inverter |  | OUTDOOR
SRP05103 | CANADIAN SOLAR | CS6P-230 | 255 | 12 | 180 | 27 |  | Solar | FIXED | Roof
SRP05103 | CANADIAN SOLAR | CS6P-230 | 255 | 16 | 180 | 37 |  | Solar | FIXED | Roof
SRP05103 | SMA AMERICA | SB4000US (208V) | 4000 | 2 |  |  | 0.968 | Solar Inverter |  | INDOOR
SRP05105 | CHANGZHOU TRINA SOLAR ENERGY CO | TSM-185D | 240 | 949 | 215 | 15 |  | Solar | FIXED | Roof
SRP05105 | PV POWERED | PVP100KW-208 | 100000 | 2 |  |  | 0.96 | Solar Inverter |  | OUTDOOR
SRP05106 | BP SOLAR | SX3200B | 230 | 4 | 226 | 18 |  | Solar | FIXED | Roof
SRP05106 | BP SOLAR | SX3200B | 230 | 26 | 226 | 25 |  | Solar | FIXED | Roof
SRP05106 | PV POWERED | PVP2500 | 2500 | 1 |  |  | 0.945 | Solar Inverter |  | Outside
SRP05106 | PV POWERED | PVP5200 | 5200 | 1 |  |  | 0.96 | Solar Inverter |  | OUTDOOR
SRP05107 | CHANGZHOU TRINA SOLAR ENERGY CO | TSM-185D | 235 | 36 | 140 | 32 |  | Solar | FIXED | Roof
SRP05107 | FRONIUS USA |  | 7500 | 1 |  |  | 0.962 | Solar Inverter |  | INDOOR
SRP05108 | CHANGZHOU TRINA SOLAR ENERGY CO | TSM-185D | 230 | 33 | 238 | 31 |  | Solar | FIXED | Roof
SRP05108 | SMA AMERICA | SB7000US (208V) | 7000 | 1 |  |  | 0.971 | Solar Inverter |  | Inside
SRP05109 | SUNPOWER | SPR-230-WHT-U | 238 | 13 | 172 | 25 |  | Solar | FIXED | Roof
SRP05109 | SUNPOWER | SPR-230-WHT-U | 238 | 22 | 172 | 45 |  | Solar | FIXED | Roof
SRP05109 | SUNPOWER CORP (ORIGINAL MFRSMA) | SPR4000 | 4000 | 2 |  |  | 0.968 | Solar Inverter |  | INDOOR
SRP05110 | SUNTECH POWER | STP180-24/AB-1 | 185 | 12 | 222.3 | 30 |  | Solar | FIXED | Roof
SRP05110 | PV POWERED | PVP2000 | 2000 | 1 |  |  | 0.92 | Solar Inverter |  | OUTDOOR
SRP05111 | CHANGZHOU TRINA SOLAR ENERGY CO | TSM-185D | 230 | 16 | 204 | 19 |  | Solar | FIXED | Roof
SRP05111 | CHANGZHOU TRINA SOLAR ENERGY CO | TSM-185D | 230 | 34 | 114 | 23 |  | Solar | FIXED | Roof
SRP05111 | ENPHASE ENERGY | M200-32-208-S01 | 215 | 50 |  |  | 0.96 | Solar Inverter |  | OUTDOOR
SRP05112 | CANADIAN SOLAR | CS6P-230 | 250 | 36 | 178 | 20 |  | Solar | FIXED | Roof
SRP05112 | FRONIUS USA |  | 10000 | 1 |  |  | 0.97 | Solar Inverter |  | Inside
SRP05113 | REC SCANMODULE | SCM230 | 230 | 36 | 180 | 20 |  | Solar | FIXED | Ground
SRP05113 | SMA AMERICA | SB7000US (208V) | 7000 | 1 |  |  | 0.969 | Solar Inverter |  | INDOOR
SRP05114 | BAODING YINGLI NEW ENERGY RESOURCES CO | YL175(156) | 285 | 1034 | 218 | 5 |  | Solar | FIXED | Roof
SRP05114 | SATCON TECHNOLOGY | AE-225-60-PV-D | 250000 | 1 |  |  | 0.96 | Solar Inverter |  | OUTDOOR
SRP05116 | CHANGZHOU TRINA SOLAR ENERGY CO | TSM-185D | 230 | 50 | 233 | 23 |  | Solar | FIXED | Roof
SRP05116 | ENPHASE ENERGY | M200-32-208-S01 | 215 | 50 |  |  | 0.963 | Solar Inverter |  | OUTDOOR
SRP05118 | SUNPOWER | SPR-230-WHT-U | 240 | 27 | 285 | 15 |  | Solar | FIXED | Roof
SRP05118 | SUNPOWER | SPR-230-WHT-U | 240 | 14 | 103 | 45 |  | Solar | FIXED | Roof
SRP05118 | SUNPOWER CORP (ORIGINAL MFRSMA) | SPR-3000M (208V) | 3000 | 1 |  |  | 0.97 | Solar Inverter |  | OUTDOOR
SRP05118 | SUNPOWER CORP (ORIGINAL MFRSMA) | SPR-6000M (208V) | 6000 | 1 |  |  | 0.97 | Solar Inverter |  | OUTDOOR
SRP05119 | SOLARWORLD | SW185MONO | 250 | 24 | 142 | 23 |  | Solar | FIXED | Roof
SRP05119 | SOLARWORLD | SW185MONO | 250 | 12 | 232 | 25 |  | Solar | FIXED | Roof
SRP05119 | FRONIUS USA |  | 9995 | 1 |  |  | 0.96 | Solar Inverter |  | Outside
SRP05120 | SUNTECH POWER | STP180S-24/AB-1 | 185 | 8 | 104 | 32 |  | Solar | FIXED | Roof
SRP05120 | PV POWERED | PVP1100 | 1100 | 1 |  |  | 0.97 | Solar Inverter |  | INDOOR
SRP05122 | MATRIX SOLAR/PHOTOWATT | PW1250-115 | 240 | 192 | 180 | 32 |  | Solar | FIXED | Ground
SRP05122 | FRONIUS USA |  | 10000 | 4 |  |  | 0.96 | Solar Inverter |  | OUTDOOR
SRP05123 | BAODING YINGLI NEW ENERGY RESOURCES CO | YL175(156) | 230 | 4 | 86 | 15 |  | Solar | FIXED | Roof
SRP05123 | BAODING YINGLI NEW ENERGY RESOURCES CO | YL175(156) | 230 | 7 | 176 | 15 |  | Solar | FIXED | Roof
SRP05123 | BAODING YINGLI NEW ENERGY RESOURCES CO | YL175(156) | 230 | 7 | 266 | 15 |  | Solar | FIXED | Roof
SRP05123 | BAODING YINGLI NEW ENERGY RESOURCES CO | YL175(156) | 230 | 10 | 176 | 25 |  | Solar | FIXED | Roof
SRP05123 | SOLECTRIA RENEWABLES | PVI 3000-P (240V) | 3300 | 2 |  |  | 0.976 | Solar Inverter |  | OUTDOOR
SRP05125 | SUNPOWER | SPR-230-WHT-U | 240 | 44 | 128 | 18 |  | Solar | FIXED | Roof
SRP05125 | SUNPOWER CORP (ORIGINAL MFRSMA) | SPR-4000M (208V) | 4000 | 1 |  |  | 0.97 | Solar Inverter |  | Outside
SRP05125 | SUNPOWER CORP (ORIGINAL MFRSMA) | SPR-5000M (208V) | 5000 | 1 |  |  | 0.97 | Solar Inverter |  | Outside
SRP05126 | REC SCANMODULE | SCM230 | 230 | 24 | 206 | 30 |  | Solar | FIXED | Roof
SRP05126 | REC SCANMODULE | SCM230 | 230 | 12 | 299 | 30 |  | Solar | FIXED | Roof
SRP05126 | SMA AMERICA | SB7000US (208V) | 7000 | 1 |  |  | 0.971 | Solar Inverter |  | OUTDOOR
SRP05127 | SHARP | ND-224UC1 | 240 | 31 | 157 | 30 |  | Solar | FIXED | Roof
SRP05127 | SHARP | ND-224UC1 | 240 | 2 | 247 | 30 |  | Solar | FIXED | Roof
SRP05127 | ENPHASE ENERGY | M200-32-240-S02 | 215 | 33 |  |  | 0.96 | Solar Inverter |  | OUTDOOR
SRP05128 | SUNTECH POWER | STP200-18/UB-1 | 205 | 24 | 214.3 | 19 |  | Solar | FIXED | Roof
SRP05128 | PV POWERED | PVP4800 | 4800 | 1 |  |  | 0.96 | Solar Inverter |  | INDOOR
SRP05129 | CHANGZHOU TRINA SOLAR ENERGY CO | TSM-185D | 235 | 32 | 124.7 | 20 |  | Solar | FIXED | Roof
SRP05129 | CHANGZHOU TRINA SOLAR ENERGY CO | TSM-185D | 235 | 9 | 214.7 | 20 |  | Solar | FIXED | Roof
SRP05129 | PV POWERED | PVP2000 | 2000 | 1 |  |  | 0.92 | Solar Inverter |  | OUTDOOR
SRP05129 | PV POWERED | PVP3500 | 3500 | 2 |  |  | 0.955 | Solar Inverter |  | OUTDOOR
SRP05130 | SUNTECH POWER | STP200-18/UB-1 | 205 | 39 | 96.1 | 22 |  | Solar | FIXED | Roof
SRP05130 | SMA AMERICA | SB7000US (208V) | 7000 | 1 |  |  | 0.97 | Solar Inverter |  | OUTDOOR
SRP05131 | SUNTECH POWER | STP180-24/AB-1 | 185 | 42 | 274.4 | 15 |  | Solar | FIXED | Roof
SRP05131 | PV POWERED | PVP3000 | 3000 | 1 |  |  | 0.935 | Solar Inverter |  | OUTDOOR
SRP05131 | PV POWERED | PVP4800 | 4800 | 1 |  |  | 0.96 | Solar Inverter |  | Outside
SRP05132 | SUNTECH POWER | STP180-24/AB-1 | 185 | 36 | 175.4 | 33 |  | Solar | FIXED | Roof
SRP05132 | SMA AMERICA | SB7000US (277V) | 7000 | 1 |  |  | 0.97 | Solar Inverter |  | Inside
SRP05133 | MATRIX SOLAR/PHOTOWATT | PW1250-115 | 185 | 40 | 148 | 58 |  | Solar | FIXED | Roof
SRP05133 | SMA AMERICA | SB7000US (208V) | 7000 | 1 |  |  | 0.97 | Solar Inverter |  | Inside
SRP05134 | SUNTECH POWER | STP180-24/AB-1 | 185 | 39 | 127.6 | 31 |  | Solar | FIXED | Roof
SRP05134 | PV POWERED | PVP3000 | 3000 | 1 |  |  | 0.935 | Solar Inverter |  | Inside
SRP05134 | PV POWERED | PVP3500 | 3500 | 1 |  |  | 0.955 | Solar Inverter |  | Inside
SRP05135 | SUNTECH POWER | STP200S-18/UB-1 | 205 | 32 | 251.9 | 20 |  | Solar | FIXED | Roof
SRP05135 | PV POWERED | PVP3000 | 3000 | 2 |  |  | 0.935 | Solar Inverter |  | Inside
SRP05136 | SUNTECH POWER | STP200-18/UB-1 | 205 | 32 | 251 | 20 |  | Solar | FIXED | Roof
SRP05136 | PV POWERED | PVP3000 | 3000 | 2 |  |  | 0.935 | Solar Inverter |  | Inside
SRP05137 | SUNTECH POWER | STP190S-18/UB-1 | 190 | 26 | 105.7 | 24 |  | Solar | FIXED | Roof
SRP05137 | SUNTECH POWER | STP180S-24/AB-1 | 190 | 14 | 105.7 | 36 |  | Solar | FIXED | Roof
SRP05137 | PV POWERED | PVP2000 | 2000 | 1 |  |  | 0.92 | Solar Inverter |  | Inside
SRP05137 | PV POWERED | PVP2500 | 2500 | 2 |  |  | 0.945 | Solar Inverter |  | Inside
SRP05138 | CHANGZHOU TRINA SOLAR ENERGY CO | TSM-185D | 230 | 28 | 175 | 25 |  | Solar | FIXED | Roof
SRP05138 | ENPHASE ENERGY | M200-32-240-S02 | 215 | 28 |  |  | 0.97 | Solar Inverter |  | Outside
SRP05139 | SUNTECH POWER | STP190-18/UB-1 | 190 | 15 | 110 | 34 |  | Solar | FIXED | Roof
SRP05139 | SUNTECH POWER | STP190-18/UB-1 | 190 | 24 | 200 | 34 |  | Solar | FIXED | Roof
SRP05139 | SUNTECH POWER | STP190-18/UB-1 | 190 | 7 | 110 | 40 |  | Solar | FIXED | Roof
SRP05139 | SUNTECH POWER | STP190-18/UB-1 | 190 | 12 | 200 | 40 |  | Solar | FIXED | Roof
SRP05139 | PV POWERED | PVP2000 | 2000 | 2 |  |  | 0.925 | Solar Inverter |  | INDOOR
SRP05139 | PV POWERED | PVP2500 | 2500 | 1 |  |  | 0.945 | Solar Inverter |  | INDOOR
SRP05139 | PV POWERED | PVP4800 | 4800 | 1 |  |  | 0.96 | Solar Inverter |  | INDOOR
SRP05140 | CHANGZHOU TRINA SOLAR ENERGY CO | TSM-180D | 230 | 12 | 196 | 32 |  | Solar | FIXED | Roof
SRP05140 | CHANGZHOU TRINA SOLAR ENERGY CO | TSM-185D | 230 | 31 | 117 | 33 |  | Solar | FIXED | Roof
SRP05140 | ENPHASE ENERGY | M200-32-240-S02 | 215 | 43 |  |  | 0.96 | Solar Inverter |  | INDOOR
SRP05141 | SUNTECH POWER | STP180-24/AB-1 | 185 | 49 | 135.5 | 15 |  | Solar | FIXED | Roof
SRP05141 | PV POWERED | PVP3500 | 3500 | 1 |  |  | 0.955 | Solar Inverter |  | OUTDOOR
SRP05141 | PV POWERED | PVP4800 | 4800 | 1 |  |  | 0.96 | Solar Inverter |  | OUTDOOR
SRP05142 | CHANGZHOU TRINA SOLAR ENERGY CO | TSM-185D | 230 | 14 | 160 | 27 |  | Solar | FIXED | Roof
SRP05142 | CHANGZHOU TRINA SOLAR ENERGY CO | TSM-185D | 230 | 28 | 240 | 27 |  | Solar | FIXED | Roof
SRP05142 | SMA AMERICA | SB3000US (208V) | 2500 | 1 |  |  | 0.96 | Solar Inverter |  | INDOOR
SRP05142 | SMA AMERICA | SB6000U (208V) | 6000 | 1 |  |  | 0.968 | Solar Inverter |  | INDOOR
SRP05143 | UNKNOWN | UNKNOWN | 235 | 30 | 212 | 8 |  | Solar | FIXED | Roof
SRP05143 | UNKNOWN | UNKNOWN | 235 | 90 | 230 | 8 |  | Solar | FIXED | Roof
SRP05143 | UNKNOWN | UNKNOWN | 235 | 48 | 81 | 68 |  | Solar | FIXED | Roof
SRP05143 | FRONIUS USA |  | 10000 | 1 |  |  | 0.96 | Solar Inverter |  | Outside
SRP05143 | FRONIUS USA |  | 10000 | 1 |  |  | 0.96 | Solar Inverter |  | Outside
SRP05143 | FRONIUS USA |  | 10000 | 2 |  |  | 0.96 | Solar Inverter |  | Outside
SRP05144 | CHANGZHOU TRINA SOLAR ENERGY CO | TSM-185D | 230 | 33 | 156.4 | 20 |  | Solar | FIXED | Roof
SRP05144 | SMA AMERICA | SB7000US (208V) | 7000 | 1 |  |  | 0.97 | Solar Inverter |  | INDOOR
SRP05145 | CHANGZHOU TRINA SOLAR ENERGY CO | TSM-185D | 230 | 44 | 137 | 33 |  | Solar | FIXED | Roof
SRP05145 | ENPHASE ENERGY | M175-24-208-S | 215 | 44 |  |  | 0.97 | Solar Inverter |  | OUTDOOR
SRP05146 | CHANGZHOU TRINA SOLAR ENERGY CO | TSM-185D | 235 | 22 | 173.5 | 28 |  | Solar | FIXED | Roof
SRP05146 | CHANGZHOU TRINA SOLAR ENERGY CO | TSM-185D | 235 | 20 | 83.5 | 34 |  | Solar | FIXED | Roof
SRP05146 | PV POWERED | PVP4800 | 4800 | 2 |  |  | 0.96 | Solar Inverter |  | INDOOR
SRP05147 | CHANGZHOU TRINA SOLAR ENERGY CO | TSM-185D | 235 | 26 | 156.7 | 28 |  | Solar | FIXED | Roof
SRP05147 | SMA AMERICA | SB6000U (208V) | 6000 | 1 |  |  | 0.945 | Solar Inverter |  | INDOOR
SRP05148 | CHANGZHOU TRINA SOLAR ENERGY CO | TSM-185D | 235 | 37 | 86.6 | 25 |  | Solar | FIXED | Roof
SRP05148 | CHANGZHOU TRINA SOLAR ENERGY CO | TSM-185D | 235 | 7 | 266.6 | 25 |  | Solar | FIXED | Roof
SRP05148 | PV POWERED | PVP2000 | 2000 | 2 |  |  | 0.92 | Solar Inverter |  | Outside
SRP05148 | PV POWERED | PVP2500 | 2500 | 1 |  |  | 0.945 | Solar Inverter |  | Outside
SRP05148 | PV POWERED | PVP4800 | 4800 | 1 |  |  | 0.96 | Solar Inverter |  | Outside
SRP05150 | CHANGZHOU TRINA SOLAR ENERGY CO | TSM-185D | 230 | 30 | 205 | 32 |  | Solar | FIXED | Roof
SRP05150 | ENPHASE ENERGY | M200-32-240-S02 | 7000 | 30 |  |  | 0.97 | Solar Inverter |  | INDOOR
SRP05152 | CHANGZHOU TRINA SOLAR ENERGY CO | TSM-185D | 230 | 31 | 149 | 33 |  | Solar | FIXED | Roof
SRP05152 | ENPHASE ENERGY | M200-32-208-S01 | 215 | 31 |  |  | 0.97 | Solar Inverter |  | OUTDOOR
SRP05153 | SUNTECH POWER | STP190-18/UB-1 | 190 | 12 | 145.6 | 20 |  | Solar | FIXED | Roof
SRP05153 | SUNTECH POWER | STP190S-18/UB-1 | 190 | 24 | 145.6 | 35 |  | Solar | FIXED | Roof
SRP05153 | PV POWERED | PVP2000 | 2000 | 1 |  |  | 0.92 | Solar Inverter |  | INDOOR
SRP05153 | PV POWERED | PVP4800 | 4800 | 1 |  |  | 0.96 | Solar Inverter |  | INDOOR
SRP05154 | SUNTECH POWER | STP200S-18/UB-1 | 205 | 32 | 172 | 35 |  | Solar | FIXED | Roof
SRP05154 | PV POWERED | PVP3000 | 3000 | 2 |  |  | 0.955 | Solar Inverter |  | Inside
SRP05155 | CHANGZHOU TRINA SOLAR ENERGY CO | TSM-185D | 230 | 28 | 150.4 | 20 |  | Solar | FIXED | Roof
SRP05155 | ENPHASE ENERGY | M200-32-240-S01 | 215 | 28 |  |  | 0.97 | Solar Inverter |  | OUTDOOR
SRP05156 | SUNTECH POWER | STP180-24/AB-1 | 185 | 18 | 122 | 21 |  | Solar | FIXED | Roof
SRP05156 | PV POWERED | PVP3000 | 3000 | 1 |  |  | 0.935 | Solar Inverter |  | OUTDOOR
SRP05159 | SUNTECH POWER | STP190-18/UB-1 | 190 | 9 | 128 | 23 |  | Solar | FIXED | Roof
SRP05159 | SUNTECH POWER | STP190-18/UB-1 | 190 | 36 | 218 | 23 |  | Solar | FIXED | Roof
SRP05159 | SMA AMERICA | SB3000US (208V) | 3000 | 1 |  |  | 0.966 | Solar Inverter |  | INDOOR
SRP05159 | SMA AMERICA | SB6000U (208V) | 6000 | 1 |  |  | 0.966 | Solar Inverter |  | INDOOR
SRP05160 | SUNTECH POWER | STP180-24/AB-1 | 185 | 33 | 245.5 | 33 |  | Solar | FIXED | Roof
SRP05160 | SMA AMERICA | SB6000U (208V) | 6000 | 1 |  |  | 0.97 | Solar Inverter |  | INDOOR
SRP05161 | SUNTECH POWER | STP180-24/AB-1 | 185 | 45 | 125 | 20 |  | Solar | FIXED | Roof
SRP05161 | PV POWERED | PVP3500 | 3500 | 1 |  |  | 0.955 | Solar Inverter |  | INDOOR
SRP05161 | PV POWERED | PVP4800 | 4800 | 1 |  |  | 0.96 | Solar Inverter |  | INDOOR
SRP05164 | CHANGZHOU TRINA SOLAR ENERGY CO | TSM-185D | 235 | 22 | 234.2 | 40 |  | Solar | FIXED | Roof
SRP05164 | PV POWERED | PVP4800 | 4800 | 1 |  |  | 0.96 | Solar Inverter |  | INDOOR
SRP05165 | SOLARWORLD | SW185MONO | 230 | 56 | 127 | 27 |  | Solar | FIXED | Roof
SRP05165 | FRONIUS USA |  | 5000 | 1 |  |  | 0.955 | Solar Inverter |  | Outside
SRP05165 | FRONIUS USA |  | 7500 | 1 |  |  | 0.955 | Solar Inverter |  | Outside
SRP05166 | CHANGZHOU TRINA SOLAR ENERGY CO | TSM-185D | 235 | 26 | 178 | 20 |  | Solar | FIXED | Roof
SRP05166 | CHANGZHOU TRINA SOLAR ENERGY CO | TSM-185D | 235 | 18 | 268 | 20 |  | Solar | FIXED | Roof
SRP05166 | PV POWERED | PVP2500 | 2500 | 1 |  |  | 0.955 | Solar Inverter |  | OUTDOOR
SRP05166 | PV POWERED | PVP3500 | 3500 | 1 |  |  | 0.955 | Solar Inverter |  | OUTDOOR
SRP05166 | PV POWERED | PVP4800 | 4800 | 1 |  |  | 0.945 | Solar Inverter |  | OUTDOOR
SRP05167 | SOLARWORLD | SW185MONO | 230 | 76 | 183 | 20 |  | Solar | FIXED | Ground
SRP05167 | SMA AMERICA | SB5000US (208V) | 5000 | 1 |  |  | 0.968 | Solar Inverter |  | OUTDOOR
SRP05167 | SMA AMERICA | SB6000U (208V) | 6000 | 2 |  |  | 0.97 | Solar Inverter |  | OUTDOOR
SRP05168 | SUNTECH POWER | STP180S-24/AB-1 | 185 | 8 | 145.8 | 25 |  | Solar | FIXED | Roof
SRP05168 | SUNTECH POWER | STP180S-24/AB-1 | 185 | 47 | 235.8 | 25 |  | Solar | FIXED | Roof
SRP05168 | SMA AMERICA | SB3000US (240V) | 3000 | 2 |  |  | 0.97 | Solar Inverter |  | INDOOR
SRP05168 | SMA AMERICA | SB6000U (277V) | 6000 | 1 |  |  | 0.97 | Solar Inverter |  | INDOOR
SRP05169 | SUNTECH POWER | STP200-18/UB-1 | 205 | 51 | 116.5 | 18 |  | Solar | FIXED | Roof
SRP05169 | PV POWERED | PVP4800 | 4800 | 2 |  |  | 0.96 | Solar Inverter |  | INDOOR
SRP05171 | SUNTECH POWER | STP180-24/AB-1 | 185 | 7 | 68.1 | 10 |  | Solar | FIXED | Roof
SRP05171 | SUNTECH POWER | STP180-24/AB-1 | 185 | 41 | 68.1 | 30 |  | Solar | FIXED | Roof
SRP05171 | PV POWERED | PVP2000 | 2000 | 1 |  |  | 0.92 | Solar Inverter |  | Inside
SRP05171 | PV POWERED | PVP2500 | 2500 | 1 |  |  | 0.945 | Solar Inverter |  | INDOOR
SRP05171 | PV POWERED | PVP4800 | 4800 | 1 |  |  | 0.96 | Solar Inverter |  | INDOOR
SRP05172 | CANADIAN SOLAR | CS6P-230 | 230 | 52 | 183 | 30 |  | Solar | FIXED | Ground
SRP05172 | SMA AMERICA | SB6000U (208V) | 6000 | 2 |  |  | 0.97 | Solar Inverter |  | OUTDOOR
SRP05175 | SUNTECH POWER | STP180S-24/AB-1 | 185 | 51 | 103.3 | 30 |  | Solar | FIXED | Roof
SRP05175 | PV POWERED | PVP4800 | 4800 | 2 |  |  | 0.96 | Solar Inverter |  | OUTDOOR
SRP05176 | SUNTECH POWER | STP180S-24/AB-1 | 185 | 32 | 115.3 | 18 |  | Solar | FIXED | Roof
SRP05176 | PV POWERED | PVP4800 | 4800 | 1 |  |  | 0.96 | Solar Inverter |  | OUTDOOR
SRP05177 | SUNTECH POWER | STP200S-18/UB-1 | 205 | 20 | 126.7 | 33 |  | Solar | FIXED | Roof
SRP05177 | PV POWERED | PVP3500 | 3500 | 1 |  |  | 0.955 | Solar Inverter |  | INDOOR
SRP05178 | SHARP | ND-224UC1 | 235 | 126 | 180 | 20 |  | Solar | FIXED | Ground
SRP05178 | SMA AMERICA | SB7000US (277V) | 8000 | 3 |  |  | 0.965 | Solar Inverter |  | OUTDOOR
SRP05179 | SUNPOWER | SPR-230-WHT-U | 240 | 24 | 120 | 23 |  | Solar | FIXED | Roof
SRP05179 | SUNPOWER CORP (ORIGINAL MFRSMA) | SPR-5000M (208V) | 5000 | 1 |  |  | 0.97 | Solar Inverter |  | Inside
SRP05180 | SOLARWORLD | SW185MONO | 235 | 30 | 160 | 30 |  | Solar | FIXED | Roof
SRP05180 | SMA AMERICA | SB6000U (208V) | 6000 | 1 |  |  | 0.97 | Solar Inverter |  | Inside
SRP05181 | CHANGZHOU TRINA SOLAR ENERGY CO | TSM-185D | 230 | 39 | 116 | 20 |  | Solar | FIXED | Roof
SRP05181 | SMA AMERICA | SB7000US (277V) | 8000 | 1 |  |  | 0.965 | Solar Inverter |  | INDOOR
SRP05184 | SUNTECH POWER | STP180S-24/AB-1 | 185 | 60 | 180 | 0 |  | Solar | FIXED | Roof
SRP05184 | ENPHASE ENERGY | M200-32-208-S01 | 190 | 60 |  |  | 0.96 | Solar Inverter |  | OUTDOOR
SRP05186 | BAODING YINGLI NEW ENERGY RESOURCES CO | YL175(156) | 230 | 24 | 212 | 29 |  | Solar | FIXED | Roof
SRP05186 | SMA AMERICA | SB5000US | 5000 | 1 |  |  | 0.965 | Solar Inverter |  | INDOOR
SRP05187 | CHANGZHOU TRINA SOLAR ENERGY CO | TSM-185D | 230 | 24 | 103.3 | 30 |  | Solar | FIXED | Roof
SRP05187 | PV POWERED | PVP4800 | 4800 | 1 |  |  | 0.96 | Solar Inverter |  | INDOOR
SRP05190 | SUNTECH POWER | STP210-18/UB-1 | 210 | 48 | 133 | 22 |  | Solar | FIXED | Roof
SRP05190 | POWER-ONE | PVI-5000-OUTD-US (208 V) | 5000 | 2 |  |  | 0.968 | Solar Inverter |  | INDOOR
SRP05191 | SCHOTT SOLAR | ASE-250DGF/17 | 230 | 10 | 165 | 18 |  | Solar | FIXED | Roof
SRP05191 | SCHOTT SOLAR | ASE-250DGF/17 | 230 | 8 | 165 | 47 |  | Solar | FIXED | Roof
SRP05191 | PV POWERED | PVP3500 | 3500 | 1 |  |  | 0.955 | Solar Inverter |  | INDOOR
SRP05192 | BP SOLAR | BP3170N | 215 | 24 | 210 | 25 |  | Solar | FIXED | Roof
SRP05192 | SMA AMERICA | SB5000US (208V) | 5000 | 1 |  |  | 0.968 | Solar Inverter |  | INDOOR
SRP05194 | CANADIAN SOLAR | CS6P-230 | 230 | 39 | 95 | 34 |  | Solar | FIXED | Roof
SRP05194 | SMA AMERICA | SB7000US (277V) | 8000 | 1 |  |  | 0.97 | Solar Inverter |  | INDOOR
SRP05195 | BAODING YINGLI NEW ENERGY RESOURCES CO | YL175(156) | 235 | 18 | 160 | 15 |  | Solar | FIXED | Roof
SRP05195 | BAODING YINGLI NEW ENERGY RESOURCES CO | YL175(156) | 235 | 18 | 160 | 30 |  | Solar | FIXED | Roof
SRP05195 | PV POWERED | PVP3500 | 3500 | 2 |  |  | 0.959 | Solar Inverter |  | OUTDOOR
SRP05196 | BP SOLAR | BP3125S | 215 | 24 | 205 | 18 |  | Solar | FIXED | Roof
SRP05196 | SMA AMERICA | SB4000US (208V) | 4000 | 2 |  |  | 0.95 | Solar Inverter |  | INDOOR
SRP05197 | MATRIX SOLAR/PHOTOWATT | PW1650-175 | 240 | 5 | 122 | 38 |  | Solar | FIXED | Roof
SRP05197 | MATRIX SOLAR/PHOTOWATT | PW1650-175 | 240 | 22 | 212 | 38 |  | Solar | FIXED | Roof
SRP05197 | ENPHASE ENERGY | M200-32-240-S02 | 215 | 27 |  |  | 0.965 | Solar Inverter |  | OUTDOOR
SRP05198 | SOLARWORLD | SW185MONO | 240 | 16 | 217 | 23 |  | Solar | FIXED | Roof
SRP05198 | SOLARWORLD | SW185MONO | 240 | 16 | 217 | 31 |  | Solar | FIXED | Roof
SRP05198 | PV POWERED | PVP3500 | 3500 | 2 |  |  | 0.95 | Solar Inverter |  | OUTDOOR
SRP05199 | UNKNOWN | UNKNOWN | 60 | 100 | 159 | 30.3 |  | Solar | FIXED | Roof
SRP05199 | CHANGZHOU TRINA SOLAR ENERGY CO | TSM-185D | 235 | 24 | 162 | 9 |  | Solar | FIXED | Ground
SRP05199 | SMA AMERICA | SB5000US (208V) | 5000 | 1 |  |  | 0.968 | Solar Inverter |  | OUTDOOR
SRP05199 | SMA AMERICA | SB6000U (208V) | 6000 | 1 |  |  | 0.97 | Solar Inverter |  | OUTDOOR
SRP05200 | CHANGZHOU TRINA SOLAR ENERGY CO | TSM-185D | 230 | 33 | 236.4 | 30 |  | Solar | FIXED | Roof
SRP05200 | SMA AMERICA | SB7000US (277V) | 7000 | 1 |  |  | 0.969 | Solar Inverter |  | OUTDOOR
SRP05201 | CHANGZHOU TRINA SOLAR ENERGY CO | TSM-185D | 240 | 44 | 180 | 30 |  | Solar | FIXED | Ground
SRP05201 | FRONIUS USA |  | 10000 | 1 |  |  | 0.962 | Solar Inverter |  | OUTDOOR
SRP05202 | SUNPOWER | SPR-225-BLK-U | 228 | 22 | 157 | 45 |  | Solar | FIXED | Roof
SRP05202 | SUNPOWER CORP (ORIGINAL MFRSMA) | SPR-5000M (208V) | 5000 | 1 |  |  | 0.968 | Solar Inverter |  | INDOOR
SRP05205 | ET SOLAR INDUSTRY | ET-P654185 | 185 | 27 | 137 | 30 |  | Solar | FIXED | Roof
SRP05205 | ET SOLAR INDUSTRY | ET-P654185 | 185 | 30 | 226 | 30 |  | Solar | FIXED | Roof
SRP05205 | FRONIUS USA |  | 5000 | 2 |  |  | 0.955 | Solar Inverter |  | OUTDOOR
SRP05207 | SUNPOWER | SPR-230-WHT-U | 240 | 24 | 269 | 18 |  | Solar | FIXED | Roof
SRP05207 | SUNPOWER CORP (ORIGINAL MFRSMA) | SPR-6000M (208V) | 6000 | 1 |  |  | 0.974 | Solar Inverter |  | Inside
SRP05208 | PACIFIC SOLAR PTY LIMITED | PP-USA-213-S5 | 250 | 28 | 203 | 21 |  | Solar | FIXED | Roof
SRP05208 | PACIFIC SOLAR PTY LIMITED | PP-USA-213-S5 | 250 | 10 | 113 | 25 |  | Solar | FIXED | Roof
SRP05208 | ENPHASE ENERGY | M200-32-240-S02 | 215 | 38 |  |  | 0.96 | Solar Inverter |  | OUTDOOR
SRP05209 | SUNPOWER | SPR-230-WHT-U | 240 | 16 | 275 | 20 |  | Solar | FIXED | Roof
SRP05209 | SUNPOWER CORP (ORIGINAL MFRSMA) | SPR-4000M (208V) | 4000 | 1 |  |  | 0.971 | Solar Inverter |  | Inside
SRP05210 | CHANGZHOU TRINA SOLAR ENERGY CO | TSM-185D | 230 | 26 | 194 | 22 |  | Solar | FIXED | Roof
SRP05210 | SMA AMERICA | SB6000U (208V) | 6000 | 1 |  |  | 0.968 | Solar Inverter |  | OUTDOOR
SRP05212 | UNKNOWN | UNKNOWN | 230 | 54 | 180 | 20 |  | Solar | FIXED | Ground
SRP05212 | ENPHASE ENERGY | M200-32-240-S02 | 215 | 54 |  |  | 0.96 | Solar Inverter |  | OUTDOOR
SRP05213 | CHANGZHOU TRINA SOLAR ENERGY CO | TSM-185D | 230 | 32 | 102 | 22 |  | Solar | FIXED | Roof
SRP05213 | POWER-ONE | PVI-6000-OUTD-US-W (208 V) | 6000 | 1 |  |  | 0.97 | Solar Inverter |  | INDOOR
SRP05214 | CHANGZHOU TRINA SOLAR ENERGY CO | TSM-185D | 230 | 54 | 102 | 22 |  | Solar | FIXED | Roof
SRP05214 | CHANGZHOU TRINA SOLAR ENERGY CO | TSM-185D | 230 | 24 | 192 | 22 |  | Solar | FIXED | Roof
SRP05214 | POWER-ONE | PVI-3600-OUTD-US-F (208V) | 3600 | 1 |  |  | 0.968 | Solar Inverter |  | Inside
SRP05214 | POWER-ONE | PVI-6000-OUTD-US (208 V) | 6000 | 2 |  |  | 0.97 | Solar Inverter |  | INDOOR
SRP05216 | CANADIAN SOLAR | CS6P-230 | 235 | 28 | 197 | 32 |  | Solar | FIXED | Roof
SRP05216 | ENPHASE ENERGY | M200-32-240-S02 | 215 | 28 |  |  | 0.96 | Solar Inverter |  | Outside
SRP05218 | SUNPOWER | SPR-230-WHT-U | 230 | 27 | 113 | 30 |  | Solar | FIXED | Roof
SRP05218 | SUNPOWER | SPR-230-WHT-U | 230 | 27 | 293 | 35 |  | Solar | FIXED | Roof
SRP05218 | SUNPOWER CORP (ORIGINAL MFRSMA) | SPR-5000M (208V) | 5000 | 2 |  |  | 0.97 | Solar Inverter |  | INDOOR
SRP05219 | SUNPOWER | SPR-225-BLK-U | 225 | 16 | 150 | 30 |  | Solar | FIXED | Roof
SRP05219 | SUNPOWER | SPR-225-BLK-U | 225 | 8 | 150 | 40 |  | Solar | FIXED | Roof
SRP05219 | SMA AMERICA | SB3000US (208V) | 3000 | 2 |  |  | 0.96 | Solar Inverter |  | OUTDOOR
SRP05220 | SUNTECH POWER | STP210S-18/UB-1 | 280 | 1510 | 189 | 15 |  | Solar | FIXED | Roof
SRP05220 | PV POWERED | PVP75KW-208 | 75000 | 2 |  |  | 0.96 | Solar Inverter |  | Inside
SRP05220 | PV POWERED | PVP100KW-208 | 260000 | 1 |  |  | 0.977 | Solar Inverter |  | Inside
SRP05222 | CHANGZHOU TRINA SOLAR ENERGY CO | TSM-185D | 235 | 18 | 147 | 19 |  | Solar | FIXED | Roof
SRP05222 | CHANGZHOU TRINA SOLAR ENERGY CO | TSM-185D | 235 | 16 | 230 | 19 |  | Solar | FIXED | Roof
SRP05222 | ENPHASE ENERGY | M200-32-208-S01 | 215 | 34 |  |  | 0.97 | Solar Inverter |  | OUTDOOR
SRP05223 | SUNTECH POWER | STP180S-24/AB-1 | 185 | 22 | 214.7 | 27 |  | Solar | FIXED | Roof
SRP05223 | SUNTECH POWER | STP180S-24/AB-1 | 185 | 20 | 124.7 | 30 |  | Solar | FIXED | Roof
SRP05223 | SMA AMERICA | SB4000US (208V) | 4000 | 2 |  |  | 0.96 | Solar Inverter |  | INDOOR
SRP05224 | SUNPOWER | SPR-225-BLK-U | 225 | 40 | 181 | 33.7 |  | Solar | FIXED | Roof
SRP05224 | SMA AMERICA | SB7000US (277V) | 8000 | 1 |  |  | 0.97 | Solar Inverter |  | INDOOR
SRP05225 | KYOCERA SOLAR | KD210GX-L | 215 | 41 | 190 | 20 |  | Solar | FIXED | Roof
SRP05225 | SMA AMERICA | SB3000US (208V) | 3000 | 1 |  |  | 0.955 | Solar Inverter |  | Inside
SRP05225 | SMA AMERICA | SB6000U (208V) | 6000 | 1 |  |  | 0.955 | Solar Inverter |  | Inside
SRP05226 | SUNTECH POWER | STP180-24/AB-1 | 190 | 40 | 230 | 27 |  | Solar | FIXED | Roof
SRP05226 | SMA AMERICA | SB7000US (208V) | 7000 | 1 |  |  | 0.97 | Solar Inverter |  | INDOOR
SRP05228 | SUNTECH POWER | STP210S-18/UB-1 | 205 | 16 | 214.7 | 5 |  | Solar | FIXED | Roof
SRP05228 | SUNTECH POWER | STP200-18/UB-1 | 205 | 36 | 214.7 | 32 |  | Solar | FIXED | Roof
SRP05228 | SMA AMERICA | SB3000US (208V) | 3000 | 1 |  |  | 0.96 | Solar Inverter |  | INDOOR
SRP05228 | SMA AMERICA | SB7000US (277V) | 7000 | 1 |  |  | 0.97 | Solar Inverter |  | INDOOR
SRP05229 | CHANGZHOU TRINA SOLAR ENERGY CO | TSM-185D | 235 | 14 | 185.8 | 40 |  | Solar | FIXED | Roof
SRP05229 | PV POWERED | PVP3000 | 3000 | 1 |  |  | 0.935 | Solar Inverter |  | INDOOR
SRP05231 | SUNTECH POWER | STP200-18/UB-1 | 205 | 52 | 104.4 | 25 |  | Solar | FIXED | Roof
SRP05231 | SMA AMERICA | SB5000US (208V) | 5000 | 2 |  |  | 0.96 | Solar Inverter |  | Outside
SRP05232 | SOLARWORLD | SW185MONO | 245 | 611 | 176 | 15 |  | Solar | FIXED | Roof
SRP05232 | SATCON TECHNOLOGY | PVS-135 (208 V) | 135000 | 1 |  |  | 0.96 | Solar Inverter |  | OUTDOOR
SRP05233 | CHANGZHOU TRINA SOLAR ENERGY CO | TSM-185D | 235 | 32 | 135.3 | 16 |  | Solar | FIXED | Roof
SRP05233 | CHANGZHOU TRINA SOLAR ENERGY CO | TSM-185D | 235 | 5 | 225.3 | 23 |  | Solar | FIXED | Roof
SRP05233 | PV POWERED | PVP2000 | 2000 | 1 |  |  | 0.92 | Solar Inverter |  | INDOOR
SRP05233 | PV POWERED | PVP3500 | 3500 | 2 |  |  | 0.955 | Solar Inverter |  | INDOOR
SRP05234 | CHANGZHOU TRINA SOLAR ENERGY CO | TSM-185D | 230 | 30 | 133.3 | 20 |  | Solar | FIXED | Roof
SRP05234 | SMA AMERICA | SB7000US (208V) | 7000 | 1 |  |  | 0.97 | Solar Inverter |  | INDOOR
SRP05235 | SUNTECH POWER | STP200-18/UB-1 | 205 | 51 | 244.7 | 20 |  | Solar | FIXED | Roof
SRP05235 | PV POWERED | PVP4800 | 4800 | 2 |  |  | 0.96 | Solar Inverter |  | INDOOR
SRP05236 | SUNTECH POWER | STP190-18/UB-1 | 190 | 66 | 202 | 15 |  | Solar | FIXED | Roof
SRP05236 | SUNTECH POWER | STP190-18/UB-1 | 190 | 24 | 202 | 21 |  | Solar | FIXED | Roof
SRP05236 | PV POWERED | PVP2000 | 2000 | 1 |  |  | 0.92 | Solar Inverter |  | INDOOR
SRP05236 | PV POWERED | PVP4800 | 4800 | 3 |  |  | 0.96 | Solar Inverter |  | INDOOR
SRP05238 | CHANGZHOU TRINA SOLAR ENERGY CO | TSM-185D | 235 | 27 | 141 | 23 |  | Solar | FIXED | Roof
SRP05238 | PV POWERED | PVP2500 | 2500 | 1 |  |  | 0.945 | Solar Inverter |  | INDOOR
SRP05238 | PV POWERED | PVP3500 | 3500 | 1 |  |  | 0.955 | Solar Inverter |  | Inside
SRP05241 | CHANGZHOU TRINA SOLAR ENERGY CO | TSM-185D | 235 | 14 | 164.6 | 12 |  | Solar | FIXED | Roof
SRP05241 | CHANGZHOU TRINA SOLAR ENERGY CO | TSM-185D | 235 | 38 | 164.6 | 17 |  | Solar | FIXED | Roof
SRP05241 | PV POWERED | PVP3000 | 3000 | 2 |  |  | 0.935 | Solar Inverter |  | INDOOR
SRP05241 | PV POWERED | PVP4800 | 4800 | 1 |  |  | 0.96 | Solar Inverter |  | INDOOR
SRP05242 | SOLON AG FUER SOLARTECHNIK | P220/6+/01 235WP | 235 | 66 | 140 | 20 |  | Solar | FIXED | Roof
SRP05242 | ENPHASE ENERGY | M200-32-240-S02 | 215 | 66 |  |  | 0.961 | Solar Inverter |  | OUTDOOR
SRP05243 | CHANGZHOU TRINA SOLAR ENERGY CO | TSM-185D | 235 | 10 | 135.9 | 15 |  | Solar | FIXED | Roof
SRP05243 | PV POWERED | PVP2000 | 2500 | 1 |  |  | 0.945 | Solar Inverter |  | INDOOR
SRP05244 | SOLARWORLD | SW185MONO | 245 | 60 | 180.9 | 30 |  | Solar | FIXED | Ground
SRP05244 | SMA AMERICA | SB7000US (208V) | 7000 | 1 |  |  | 0.97 | Solar Inverter |  | OUTDOOR
SRP05244 | SMA AMERICA | SB7000US (208V) | 7000 | 1 |  |  | 0.97 | Solar Inverter |  | OUTDOOR
SRP05245 | SUNPOWER | SPR-305-WHT-U | 225 | 9 | 170 | 25 |  | Solar | FIXED | Roof
SRP05245 | SUNPOWER | SPR-225-BLK-U | 225 | 9 | 170 | 45 |  | Solar | FIXED | Roof
SRP05245 | SUNPOWER | SPR-305-WHT-U | 305 | 84 | 170 | 3 |  | Solar | FIXED | Roof
SRP05245 | SMA AMERICA | SB3000US (208V) | 3000 | 2 |  |  | 0.966 | Solar Inverter |  | INDOOR
SRP05245 | SMA AMERICA | SB7000US (208V) | 7000 | 3 |  |  | 0.971 | Solar Inverter |  | INDOOR
SRP05249 | SUNTECH POWER | STP180-24/AB-1 | 185 | 38 | 125 | 22 |  | Solar | FIXED | Roof
SRP05249 | PV POWERED | PVP2500 | 2500 | 1 |  |  | 0.945 | Solar Inverter |  | INDOOR
SRP05249 | PV POWERED | PVP4800 | 4800 | 1 |  |  | 0.96 | Solar Inverter |  | INDOOR
SRP05250 | SUNTECH POWER | STP200-18/UB-1 | 205 | 10 | 213.8 | 15 |  | Solar | FIXED | Roof
SRP05250 | SUNTECH POWER | STP200UB | 205 | 14 | 123.8 | 30 |  | Solar | FIXED | Roof
SRP05250 | PV POWERED | PVP2000 | 2000 | 1 |  |  | 0.92 | Solar Inverter |  | INDOOR
SRP05250 | PV POWERED | PVP2500 | 2500 | 1 |  |  | 0.945 | Solar Inverter |  | INDOOR
SRP05252 | CHANGZHOU TRINA SOLAR ENERGY CO | TSM-185D | 235 | 10 | 261.4 | 25 |  | Solar | FIXED | Roof
SRP05252 | PV POWERED | PVP2500 | 2500 | 1 |  |  | 0.945 | Solar Inverter |  | INDOOR
SRP05253 | CHANGZHOU TRINA SOLAR ENERGY CO | TSM-185D | 235 | 12 | 119.1 | 20 |  | Solar | FIXED | Roof
SRP05253 | CHANGZHOU TRINA SOLAR ENERGY CO | TSM-185D | 235 | 20 | 119.1 | 34 |  | Solar | FIXED | Roof
SRP05253 | CHANGZHOU TRINA SOLAR ENERGY CO | TSM-185D | 235 | 17 | 209.1 | 34 |  | Solar | FIXED | Roof
SRP05253 | PV POWERED | PVP2000 | 2000 | 1 |  |  | 0.92 | Solar Inverter |  | INDOOR
SRP05253 | PV POWERED | PVP2500 | 2500 | 2 |  |  | 0.945 | Solar Inverter |  | INDOOR
SRP05253 | PV POWERED | PVP4800 | 4800 | 1 |  |  | 0.96 | Solar Inverter |  | INDOOR
SRP05256 | SUNPOWER | SPR-230-WHT-U | 240 | 22 | 150 | 18 |  | Solar | FIXED | Roof
SRP05256 | SUNPOWER | SPR-230-WHT-U | 240 | 8 | 150 | 24 |  | Solar | FIXED | Roof
SRP05256 | SUNPOWER | SPR-230-WHT-U | 240 | 16 | 240 | 24 |  | Solar | FIXED | Roof
SRP05256 | SUNPOWER CORP (ORIGINAL MFRSMA) | SPR-5000M (208V) | 5000 | 2 |  |  | 0.968 | Solar Inverter |  | OUTDOOR
SRP05257 | CHANGZHOU TRINA SOLAR ENERGY CO | TSM-185D | 235 | 30 | 175.8 | 15 |  | Solar | FIXED | Roof
SRP05257 | SMA AMERICA | SB7000US (208V) | 7000 | 1 |  |  | 0.97 | Solar Inverter |  | INDOOR
SRP05258 | SOLYNDRA | SL-002-182U | 182 | 2808 | 223 | 0 |  | Solar | FIXED | Roof
SRP05258 | SMA AMERICA | SB7000US (277V) | 8000 | 6 |  |  | 0.96 | Solar Inverter |  | OUTDOOR
SRP05258 | SMA AMERICA | SB1100U | 48000 | 6 |  |  | 0.96 | Solar Inverter |  | OUTDOOR
SRP05259 | CHANGZHOU TRINA SOLAR ENERGY CO | TSM-185D | 235 | 8 | 104 | 10 |  | Solar | FIXED | Roof
SRP05259 | CHANGZHOU TRINA SOLAR ENERGY CO | TSM-185D | 235 | 12 | 104 | 20 |  | Solar | FIXED | Roof
SRP05259 | PV POWERED | PVP2000 | 2000 | 1 |  |  | 0.92 | Solar Inverter |  | OUTDOOR
SRP05259 | PV POWERED | PVP2500 | 2500 | 1 |  |  | 0.945 | Solar Inverter |  | Outside
SRP05260 | SUNTECH POWER | STP200-18/UB-1 | 205 | 22 | 180 | 20 |  | Solar | FIXED | Roof
SRP05260 | PV POWERED | PVP4800 | 4800 | 1 |  |  | 0.96 | Solar Inverter |  | INDOOR
SRP05262 | CANADIAN SOLAR | CS6P-230 | 230 | 30 | 209 | 27 |  | Solar | FIXED | Roof
SRP05262 | CANADIAN SOLAR | CS5P-230 | 230 | 22 | 119 | 34 |  | Solar | FIXED | Roof
SRP05262 | SUNPOWER CORP (ORIGINAL MFRSMA) | SPR-5000M (208V) | 5000 | 1 |  |  | 0.968 | Solar Inverter |  | INDOOR
SRP05262 | SUNPOWER CORP (ORIGINAL MFRSMA) | SPR-6000M (208V) | 6000 | 1 |  |  | 0.97 | Solar Inverter |  | INDOOR
SRP05264 | SUNPOWER | SPR-230-WHT-U | 225 | 38 | 167 | 21 |  | Solar | FIXED | Roof
SRP05264 | SOLECTRIA RENEWABLES | PVI 3000 (208V) | 235 | 38 |  |  | 0.955 | Solar Inverter |  | Outside
SRP05265 | CHANGZHOU TRINA SOLAR ENERGY CO | TSM-185D | 230 | 48 | 262 | 34 |  | Solar | FIXED | Roof
SRP05265 | ENPHASE ENERGY | M200-32-208-S01 | 215 | 48 |  |  | 0.963 | Solar Inverter |  | OUTDOOR
SRP05266 | CHANGZHOU TRINA SOLAR ENERGY CO | TSM-185D | 230 | 20 | 158 | 25 |  | Solar | FIXED | Roof
SRP05266 | SMA AMERICA | SB4000US (208V) | 4000 | 1 |  |  | 0.968 | Solar Inverter |  | OUTDOOR
SRP05267 | SUNPOWER | SPR-230-WHT-U | 230 | 66 | 200 | 18 |  | Solar | FIXED | Ground
SRP05267 | SUNPOWER CORP (ORIGINAL MFRSMA) | SPR-7000M (208V) | 7000 | 2 |  |  | 0.97 | Solar Inverter |  | INDOOR
SRP05268 | SUNPOWER | SPR-230-WHT-U | 230 | 48 | 137 | 24 |  | Solar | FIXED | Roof
SRP05268 | SUNPOWER CORP (ORIGINAL MFRSMA) | SPR-5000M (208V) | 5000 | 2 |  |  | 0.968 | Solar Inverter |  | OUTDOOR
SRP05269 | CHANGZHOU TRINA SOLAR ENERGY CO | TSM-185D | 230 | 44 | 127 | 28 |  | Solar | FIXED | Roof
SRP05269 | SMA AMERICA | SB4000US (208V) | 4000 | 1 |  |  | 0.968 | Solar Inverter |  | Inside
SRP05269 | SMA AMERICA | SB5000US | 5000 | 1 |  |  | 0.968 | Solar Inverter |  | Inside
SRP05271 | SUNPOWER | SPR-230-WHT-U | 240 | 30 | 158 | 35 |  | Solar | FIXED | Roof
SRP05271 | SUNPOWER CORP (ORIGINAL MFRSMA) | SPR-6000M (208V) | 6000 | 1 |  |  | 0.97 | Solar Inverter |  | INDOOR
SRP05272 | REC SCANMODULE | SCM230 | 240 | 27 | 175 | 27 |  | Solar | FIXED | Roof
SRP05272 | FRONIUS USA |  | 6000 | 1 |  |  | 0.96 | Solar Inverter |  | Outside
SRP05273 | BP SOLAR | BP3170N | 225 | 14 | 260 | 26 |  | Solar | FIXED | Roof
SRP05273 | BP SOLAR | BP3170N | 225 | 4 | 170 | 33 |  | Solar | FIXED | Roof
SRP05273 | ENPHASE ENERGY | M200-32-208-S01 | 190 | 4 |  |  | 0.952 | Solar Inverter |  | OUTDOOR
SRP05273 | FRONIUS USA | IG 3000 | 3000 | 1 |  |  | 0.952 | Solar Inverter |  | INDOOR
SRP05275 | BP SOLAR | BP3170N | 215 | 11 | 205 | 14 |  | Solar | FIXED | Roof
SRP05275 | BP SOLAR | BP3170N | 215 | 16 | 205 | 33 |  | Solar | FIXED | Roof
SRP05275 | FRONIUS USA |  | 3000 | 1 |  |  | 0.962 | Solar Inverter |  | INDOOR
SRP05275 | FRONIUS USA | IG 4000 | 4000 | 1 |  |  | 0.952 | Solar Inverter |  | INDOOR
SRP05277 | SHARP | ND-224UC1 | 235 | 182 | 115 | 15 |  | Solar | FIXED | Roof
SRP05277 | SHARP | NE-170UC1 | 235 | 364 | 204 | 15 |  | Solar | FIXED | Roof
SRP05277 | SHARP | ND-224U2 | 235 | 156 | 290 | 15 |  | Solar | FIXED | Roof
SRP05277 | FRONIUS USA |  | 11400 | 14 |  |  | 0.959 | Solar Inverter |  | INDOOR
SRP05278 | SHARP | NT-188U1 | 235 | 78 | 180 | 20 |  | Solar | FIXED | Ground
SRP05278 | SMA AMERICA | SB7000US (277V) | 8000 | 2 |  |  | 0.965 | Solar Inverter |  | OUTDOOR
SRP05279 | CHANGZHOU TRINA SOLAR ENERGY CO | TSM-185D | 240 | 34 | 251.7 | 20 |  | Solar | FIXED | Roof
SRP05279 | PV POWERED | PVP2500 | 2500 | 1 |  |  | 0.945 | Solar Inverter |  | OUTDOOR
SRP05279 | PV POWERED | PVP4800 | 4800 | 1 |  |  | 0.96 | Solar Inverter |  | OUTDOOR
SRP05280 | SUNTECH POWER | STP180-24/AB-1 | 185 | 20 | 113.4 | 20 |  | Solar | FIXED | Roof
SRP05280 | SUNTECH POWER | STP180S-24/AB-1 | 185 | 18 | 203.4 | 20 |  | Solar | FIXED | Roof
SRP05280 | SMA AMERICA | SB3000US (208V) | 3000 | 1 |  |  | 0.96 | Solar Inverter |  | INDOOR
SRP05280 | SMA AMERICA | SB4000US (208V) | 4000 | 1 |  |  | 0.96 | Solar Inverter |  | INDOOR
SRP05281 | MATRIX SOLAR/PHOTOWATT | PW1000-100 | 235 | 36 | 130 | 30 |  | Solar | FIXED | Roof
SRP05281 | SMA AMERICA | SB7000US (208V) | 7000 | 1 |  |  | 0.96 | Solar Inverter |  | INDOOR
SRP05282 | SUNTECH POWER | STP200-18/UB-1 | 205 | 36 | 127.8 | 30 |  | Solar | FIXED | Roof
SRP05282 | SMA AMERICA | SB7000US (208V) | 7000 | 1 |  |  | 0.97 | Solar Inverter |  | INDOOR
SRP05283 | CHANGZHOU TRINA SOLAR ENERGY CO | TSM-185D | 230 | 30 | 183.1 | 20 |  | Solar | FIXED | Roof
SRP05283 | SMA AMERICA | SB7000US (208V) | 7000 | 1 |  |  | 0.97 | Solar Inverter |  | Outside
SRP05284 | MATRIX SOLAR/PHOTOWATT | PW1650-175 | 240 | 66 | 180 | 20 |  | Solar | FIXED | Ground
SRP05284 | SMA AMERICA | SB7000US (277V) | 7000 | 2 |  |  | 0.971 | Solar Inverter |  | OUTDOOR
SRP05285 | SCHOTT SOLAR | ASE-300-DGF/42-240 | 240 | 72 | 163 | 30 |  | Solar | FIXED | Ground
SRP05285 | SMA AMERICA | SB5000US | 5000 | 3 |  |  | 0.96 | Solar Inverter |  | OUTDOOR
SRP05286 | SCHOTT SOLAR | ASE-250DGF/50-230 | 240 | 52 | 163 | 30 |  | Solar | FIXED | Ground
SRP05286 | SMA AMERICA | SB6000U (208V) | 6000 | 2 |  |  | 0.96 | Solar Inverter |  | OUTDOOR
SRP05287 | SHARP | ND-220U1F | 224 | 364 | 209 | 10 |  | Solar | FIXED | Roof
SRP05287 | SATCON TECHNOLOGY | PVS-75 (208 V) | 75000 | 1 |  |  | 0.96 | Solar Inverter |  | INDOOR
SRP05289 | CHANGZHOU TRINA SOLAR ENERGY CO | TSM-185D | 235 | 40 | 207.3 | 20 |  | Solar | FIXED | Roof
SRP05289 | PV POWERED | PVP4800 | 4800 | 2 |  |  | 0.96 | Solar Inverter |  | INDOOR
SRP05290 | SUNTECH POWER | STP180-24/AB-1 | 185 | 46 | 219 | 38 |  | Solar | FIXED | Roof
SRP05290 | PV POWERED | PVP3000 | 3000 | 1 |  |  | 0.955 | Solar Inverter |  | INDOOR
SRP05290 | PV POWERED | PVP4800 | 4800 | 1 |  |  | 0.96 | Solar Inverter |  | INDOOR
SRP05292 | SANYO ELECTRIC | HIP-205BA5 | 220 | 580 | 90 | 10 |  | Solar | FIXED | Roof
SRP05292 | SANYO ELECTRIC | HIP-205BA5 | 220 | 730 | 270 | 10 |  | Solar | FIXED | Roof
SRP05292 | ADVANCED ENERGY INDUSTRIES | 3159000-110 | 250000 | 1 |  |  | 0.981 | Solar Inverter |  | Inside
SRP05293 | BAODING YINGLI NEW ENERGY RESOURCES CO | YL175(156) | 235 | 20160 | 169 | 0 |  | Solar | 1AXIS | Ground
SRP05293 | ADVANCED ENERGY INDUSTRIES | 3159000-110 | 500000 | 8 |  |  | 0.98 | Solar Inverter |  | OUTDOOR
SRP05295 | SUNPOWER |  | 240 | 48 | 193 | 43 |  | Solar | FIXED | Roof
SRP05295 | ENPHASE ENERGY | M200-32-240-S02 | 210 | 13 |  |  | 0.97 | Solar Inverter |  | Outside
SRP05295 | SUNPOWER CORP (ORIGINAL MFRSMA) | SPR-7000M (277V) | 8000 | 1 |  |  | 0.97 | Solar Inverter |  | INDOOR
SRP05296 | CHANGZHOU TRINA SOLAR ENERGY CO | TSM-185D | 240 | 24 | 197.7 | 52 |  | Solar | FIXED | Roof
SRP05296 | CHANGZHOU TRINA SOLAR ENERGY CO | TSM-185D | 240 | 12 | 197.7 | 65 |  | Solar | FIXED | Roof
SRP05296 | SMA AMERICA | SB7000US (277V) | 8000 | 1 |  |  | 0.96 | Solar Inverter |  | Inside
SRP05298 | CHANGZHOU TRINA SOLAR ENERGY CO | TSM-185D | 235 | 24 | 116.3 | 25 |  | Solar | FIXED | Roof
SRP05298 | PV POWERED | PVP4800 | 4800 | 1 |  |  | 0.96 | Solar Inverter |  | Inside
SRP05299 | SUNTECH POWER | STP21018 | 280 | 10736 | 180 | 25 |  | Solar | FIXED | Ground
SRP05299 | SATCON TECHNOLOGY | PVS-500 (480 V) | 500000 | 5 |  |  | 0.97 | Solar Inverter |  | OUTDOOR
SRP05300 | SUNTECH POWER | STP180-24/AB-1 | 185 | 40 | 191.9 | 40 |  | Solar | FIXED | Roof
SRP05300 | SMA AMERICA | SB7000US (208V) | 7000 | 1 |  |  | 0.97 | Solar Inverter |  | INDOOR
SRP05301 | SUNTECH POWER | STP21018 | 280 | 17160 | 180 | 25 |  | Solar | FIXED | Ground
SRP05301 | SATCON TECHNOLOGY | PVS-500 (480 V) | 500000 | 8 |  |  | 0.97 | Solar Inverter |  | OUTDOOR
SRP05303 | BAODING YINGLI NEW ENERGY RESOURCES CO | YL155(156) | 235 | 2744 | 156 | 10 |  | Solar | FIXED | Roof
SRP05303 | PV POWERED | PVP30KW-208 | 35000 | 1 |  |  | 0.96 | Solar Inverter |  | OUTDOOR
SRP05303 | PV POWERED | PVP100KW-480 | 260000 | 2 |  |  | 0.96 | Solar Inverter |  | OUTDOOR
SRP05304 | BAODING YINGLI NEW ENERGY RESOURCES CO | YL175(156) | 260 | 1365 | 188 | 10 |  | Solar | FIXED | Roof
SRP05304 | PV POWERED | PVP30KW-208 | 35000 | 1 |  |  | 0.96 | Solar Inverter |  | OUTDOOR
SRP05304 | PV POWERED | PVP2500 | 260000 | 1 |  |  | 0.96 | Solar Inverter |  | OUTDOOR
SRP05305 | BAODING YINGLI NEW ENERGY RESOURCES CO | YL170(156) | 260 | 1300 | 188 | 10 |  | Solar | FIXED | Roof
SRP05305 | PV POWERED | PVP30KW-208 | 35000 | 1 |  |  | 0.96 | Solar Inverter |  | OUTDOOR
SRP05305 | PV POWERED | PVP2500 | 260000 | 1 |  |  | 0.96 | Solar Inverter |  | OUTDOOR
SRP05306 | SUNTECH POWER | STP180-24/AB-1 | 185 | 44 | 190 | 40 |  | Solar | FIXED | Roof
SRP05306 | SMA AMERICA | SB7000US (277V) | 8000 | 1 |  |  | 0.965 | Solar Inverter |  | INDOOR
SRP05307 | CHANGZHOU TRINA SOLAR ENERGY CO | TSM-185D | 235 | 39 | 166.2 | 25 |  | Solar | FIXED | Roof
SRP05307 | SMA AMERICA | SB7000US (277V) | 8000 | 1 |  |  | 0.96 | Solar Inverter |  | INDOOR
SRP05308 | SUNTECH POWER | STP180-24/AB-1 | 185 | 22 | 105 | 38 |  | Solar | FIXED | Roof
SRP05308 | SUNTECH POWER | STP180-24/AB-1 | 185 | 44 | 285 | 38 |  | Solar | FIXED | Roof
SRP05308 | SMA AMERICA | SB4000US (208V) | 4000 | 1 |  |  | 0.96 | Solar Inverter |  | INDOOR
SRP05308 | SMA AMERICA | SB7000US (277V) | 8000 | 1 |  |  | 0.965 | Solar Inverter |  | INDOOR
SRP05309 | SUNTECH POWER | STP200-18/UB-1 | 205 | 30 | 172.9 | 20 |  | Solar | FIXED | Roof
SRP05309 | PV POWERED | PVP2500 | 2500 | 1 |  |  | 0.945 | Solar Inverter |  | INDOOR
SRP05309 | PV POWERED | PVP3000 | 3000 | 1 |  |  | 0.935 | Solar Inverter |  | INDOOR
SRP05310 | SUNTECH POWER | STP200UB | 205 | 22 | 175 | 21 |  | Solar | FIXED | Roof
SRP05310 | PV POWERED | PVP4800 | 4800 | 1 |  |  | 0.96 | Solar Inverter |  | INDOOR
SRP05311 | CHANGZHOU TRINA SOLAR ENERGY CO | TSM-185D | 205 | 42 | 177.3 | 15 |  | Solar | FIXED | Roof
SRP05311 | PV POWERED | PVP3500 | 3500 | 1 |  |  | 0.965 | Solar Inverter |  | Inside
SRP05311 | PV POWERED | PVP4800 | 4800 | 1 |  |  | 0.96 | Solar Inverter |  | INDOOR
SRP05312 | BAODING YINGLI NEW ENERGY RESOURCES CO | YL175(156) | 235 | 84 | 180 | 25 |  | Solar | FIXED | Ground
SRP05312 | FRONIUS USA |  | 10000 | 2 |  |  | 0.96 | Solar Inverter |  | OUTDOOR
SRP05313 | BAODING YINGLI NEW ENERGY RESOURCES CO | YL175(156) | 235 | 264 | 180 | 15 |  | Solar | FIXED | Ground
SRP05313 | FRONIUS USA |  | 11400 | 2 |  |  | 0.96 | Solar Inverter |  | OUTDOOR
SRP05313 | FRONIUS USA |  | 11400 | 4 |  |  | 0.96 | Solar Inverter |  | OUTDOOR
SRP05314 | CHANGZHOU TRINA SOLAR ENERGY CO | TSM-185D | 235 | 18 | 194.6 | 25 |  | Solar | FIXED | Roof
SRP05314 | PV POWERED | PVP4800 | 4800 | 1 |  |  | 0.96 | Solar Inverter |  | INDOOR
SRP05315 | MATRIX SOLAR/PHOTOWATT | PW750-80 | 230 | 660 | 187 | 10 |  | Solar | FIXED | Roof
SRP05315 | SOLECTRIA RENEWABLES | PVI82KW-208 | 82000 | 2 |  |  | 0.95 | Solar Inverter |  | OUTDOOR
SRP05316 | CHANGZHOU TRINA SOLAR ENERGY CO | TSM-185D | 230 | 15 | 178.5 | 38 |  | Solar | FIXED | Roof
SRP05316 | CHANGZHOU TRINA SOLAR ENERGY CO | TSM-185D | 230 | 12 | 268.5 | 38 |  | Solar | FIXED | Roof
SRP05316 | PV POWERED | PVP2000 | 2000 | 1 |  |  | 0.92 | Solar Inverter |  | INDOOR
SRP05316 | PV POWERED | PVP2500 | 2500 | 2 |  |  | 0.945 | Solar Inverter |  | INDOOR
SRP05317 | SHARP | ND-224UC1 | 240 | 32 | 90 | 32 |  | Solar | FIXED | Roof
SRP05317 | SHARP | ND-224UC1 | 240 | 6 | 271 | 32 |  | Solar | FIXED | Roof
SRP05317 | ENPHASE ENERGY | M200-32-208-S01 | 215 | 38 |  |  | 0.95 | Solar Inverter |  | OUTDOOR
SRP05318 | CHANGZHOU TRINA SOLAR ENERGY CO | TSM-185D | 230 | 36 | 194.3 | 15 |  | Solar | FIXED | Roof
SRP05318 | SMA AMERICA | SB7000US (277V) | 7000 | 1 |  |  | 0.97 | Solar Inverter |  | OUTDOOR
SRP05320 | SANYO ELECTRIC | HIP-205BA5 | 220 | 17 | 202 | 27 |  | Solar | FIXED | Roof
SRP05320 | ENPHASE ENERGY | M200-32-208-S02 | 210 | 17 |  |  | 0.96 | Solar Inverter |  | Outside
SRP05321 | REC SCANMODULE | SCM230 | 240 | 30 | 196 | 24 |  | Solar | FIXED | Roof
SRP05321 | SMA AMERICA | SB7000US (208V) | 7000 | 1 |  |  | 0.96 | Solar Inverter |  | INDOOR
SRP05322 | SUNTECH POWER | STP190-18/UB-1 | 185 | 9 | 157.1 | 8 |  | Solar | FIXED | Roof
SRP05322 | SUNTECH POWER | STP180-24/AB-1 | 185 | 16 | 157.1 | 22 |  | Solar | FIXED | Roof
SRP05322 | SUNTECH POWER | STP190-18/UB-1 | 185 | 7 | 247.1 | 27 |  | Solar | FIXED | Roof
SRP05322 | PV POWERED | PVP2000 | 2000 | 2 |  |  | 0.92 | Solar Inverter |  | Inside
SRP05322 | PV POWERED | PVP3000 | 3000 | 1 |  |  | 0.935 | Solar Inverter |  | Inside
SRP05323 | REC SCANMODULE | SCM230 | 245 | 10 | 149 | 32 |  | Solar | FIXED | Roof
SRP05323 | REC SCANMODULE | SCM230 | 245 | 20 | 239 | 42 |  | Solar | FIXED | Roof
SRP05323 | SMA AMERICA | SB6000US (208V) | 6000 | 1 |  |  | 0.955 | Solar Inverter |  | INDOOR
SRP05324 | REC SCANMODULE | SCM230 | 240 | 15 | 82 | 23 |  | Solar | FIXED | Roof
SRP05324 | REC SCANMODULE | SCM230 | 240 | 18 | 172 | 23 |  | Solar | FIXED | Roof
SRP05324 | REC SCANMODULE | SCM230 | 240 | 14 | 262 | 23 |  | Solar | FIXED | Roof
SRP05324 | ENPHASE ENERGY | M200-32-208-S01 | 215 | 47 |  |  | 0.96 | Solar Inverter |  | OUTDOOR
SRP05325 | SUNTECH POWER | STP180S-24/AB-1 | 185 | 46 | 124 | 25 |  | Solar | FIXED | Roof
SRP05325 | PV POWERED | PVP3000 | 3000 | 1 |  |  | 0.935 | Solar Inverter |  | OUTDOOR
SRP05325 | PV POWERED | PVP4800 | 4800 | 1 |  |  | 0.96 | Solar Inverter |  | OUTDOOR
SRP05326 | REC SCANMODULE | SCM230 | 240 | 40 | 137 | 31 |  | Solar | FIXED | Roof
SRP05326 | FRONIUS USA |  | 7500 | 1 |  |  | 0.96 | Solar Inverter |  | INDOOR
SRP05327 | CHANGZHOU TRINA SOLAR ENERGY CO | TSM-185D | 235 | 18 | 164.4 | 45 |  | Solar | FIXED | Roof
SRP05327 | PV POWERED | PVP4800 | 4800 | 1 |  |  | 0.96 | Solar Inverter |  | Outside
SRP05328 | SUNTECH POWER | STP150-24/AB-1 | 205 | 28 | 176.2 | 23 |  | Solar | FIXED | Roof
SRP05328 | SMA AMERICA | SB6000U (208V) | 6000 | 1 |  |  | 0.97 | Solar Inverter |  | OUTDOOR
SRP05329 | SUNTECH POWER | STP190-18/UB-1 | 190 | 49 | 148.6 | 32 |  | Solar | FIXED | Roof
SRP05329 | SMA AMERICA | SB3000US (208V) | 4000 | 1 |  |  | 0.96 | Solar Inverter |  | Outside
SRP05329 | SMA AMERICA | SB5000US (208V) | 5000 | 1 |  |  | 0.96 | Solar Inverter |  | Outside
SRP05331 | CHANGZHOU TRINA SOLAR ENERGY CO | TSM-185D | 230 | 16 | 231.1 | 20 |  | Solar | FIXED | Roof
SRP05331 | PV POWERED | PVP3500 | 3500 | 1 |  |  | 0.955 | Solar Inverter |  | INDOOR
SRP05332 | SUNTECH POWER | STP180-24/AB-1 | 185 | 54 | 218.6 | 28 |  | Solar | FIXED | Roof
SRP05332 | PV POWERED | PVP4800 | 4800 | 1 |  |  | 0.96 | Solar Inverter |  | INDOOR
SRP05332 | PV POWERED | PVP4800 | 4800 | 1 |  |  | 0.96 | Solar Inverter |  | INDOOR
SRP05333 | SUNTECH POWER | STP190-18/UB-1 | 190 | 36 | 264 | 30 |  | Solar | FIXED | Roof
SRP05333 | SMA AMERICA | SB7000US (277V) | 7000 | 1 |  |  | 0.97 | Solar Inverter |  | INDOOR
SRP05335 | CHANGZHOU TRINA SOLAR ENERGY CO | TSM-185D | 235 | 22 | 204.4 | 25 |  | Solar | FIXED | Roof
SRP05335 | PV POWERED | PVP4800 | 4800 | 1 |  |  | 0.96 | Solar Inverter |  | INDOOR
SRP05336 | CHANGZHOU TRINA SOLAR ENERGY CO | TSM-185D | 235 | 26 | 153 | 20 |  | Solar | FIXED | Roof
SRP05336 | SMA AMERICA | SB6000U (208V) | 6000 | 1 |  |  | 0.97 | Solar Inverter |  | Outside
SRP05337 | CHANGZHOU TRINA SOLAR ENERGY CO | TSM-185D | 230 | 33 | 209.9 | 25 |  | Solar | FIXED | Roof
SRP05337 | SMA AMERICA | SB7000US (208V) | 7000 | 1 |  |  | 0.97 | Solar Inverter |  | INDOOR
SRP05338 | SUNTECH POWER | STP200-18/UB-1 | 205 | 42 | 211.1 | 23 |  | Solar | FIXED | Roof
SRP05338 | SMA AMERICA | SB7000US (277V) | 8000 | 1 |  |  | 0.965 | Solar Inverter |  | Outside
SRP05339 | SUNTECH POWER | STP180-24/AB-1 | 185 | 36 | 174.2 | 18 |  | Solar | FIXED | Roof
SRP05339 | SMA AMERICA | SB7000US (240V) | 7000 | 1 |  |  | 0.97 | Solar Inverter |  | INDOOR
SRP05340 | CHANGZHOU TRINA SOLAR ENERGY CO | TSM-185D | 235 | 150 | 180 | 5 |  | Solar | FIXED | Roof
SRP05340 | SMA AMERICA | SB7000US (208V) | 7000 | 5 |  |  | 0.97 | Solar Inverter |  | OUTDOOR
SRP05341 | SUNTECH POWER | STP180-24/AB-1 | 185 | 16 | 266.7 | 16 |  | Solar | FIXED | Roof
SRP05341 | SUNTECH POWER | STP180-24/AB-1 | 185 | 36 | 176.7 | 28 |  | Solar | FIXED | Roof
SRP05341 | SMA AMERICA | SB3000US (208V) | 3000 | 1 |  |  | 0.96 | Solar Inverter |  | INDOOR
SRP05341 | SMA AMERICA | SB7000US (208V) | 7000 | 1 |  |  | 0.97 | Solar Inverter |  | INDOOR
SRP05342 | SUNTECH POWER | STP180-24/AB-1 | 185 | 33 | 121.2 | 15 |  | Solar | FIXED | Roof
SRP05342 | SMA AMERICA | SB6000U (208V) | 6000 | 1 |  |  | 0.97 | Solar Inverter |  | Outside
SRP05343 | CHANGZHOU TRINA SOLAR ENERGY CO | TSM-185D | 235 | 364 | 170 | 5 |  | Solar | FIXED | Roof
SRP05343 | PV POWERED | PVP100KW-208 | 75000 | 1 |  |  | 0.96 | Solar Inverter |  | OUTDOOR
SRP05344 | SUNTECH POWER | STP180-24/AB-1 | 185 | 18 | 160 | 24 |  | Solar | FIXED | Roof
SRP05344 | SMA AMERICA | SB3000US (208V) | 3000 | 1 |  |  | 0.965 | Solar Inverter |  | OUTDOOR
SRP05345 | BP SOLAR | BP3170N | 215 | 39 | 223 | 27 |  | Solar | FIXED | Roof
SRP05345 | SMA AMERICA | SB7000US (277V) | 8000 | 1 |  |  | 0.965 | Solar Inverter |  | Outside
SRP05346 | TRINA SOLAR | TSM-235PA05 | 235 | 72 | 131 | 32 |  | Solar | FIXED | Roof
SRP05346 | SMA AMERICA | SB7000TL-US (240V) | 7000 | 1 |  |  | 0.966 | Solar Inverter |  | INDOOR
SRP05346 | SMA AMERICA | SB7000TL-US (240V) | 7000 | 1 |  |  | 0.966 | Solar Inverter |  | INDOOR
SRP05347 | SUNPOWER | SPR-225-BLK-U | 225 | 32 | 204 | 28 |  | Solar | FIXED | Roof
SRP05347 | SUNPOWER | SPR-225-BLK-U | 225 | 20 | 204 | 32 |  | Solar | FIXED | Roof
SRP05347 | SUNPOWER CORP (ORIGINAL MFRSMA) | SPR-3000M (208V) | 3800 | 1 |  |  | 0.96 | Solar Inverter |  | INDOOR
SRP05347 | SUNPOWER CORP (ORIGINAL MFRSMA) | SPR-7000M (208V) | 7500 | 1 |  |  | 0.96 | Solar Inverter |  | INDOOR
SRP05350 | REC SCANMODULE | SCM230 | 240 | 30 | 180 | 25 |  | Solar | FIXED | Ground
SRP05350 | ENPHASE ENERGY | M200-32-240-S02 | 215 | 30 |  |  | 0.963 | Solar Inverter |  | OUTDOOR
SRP05351 | SUNTECH POWER | STP210S-18/UB-1 | 280 | 33 | 180 | 34 |  | Solar | FIXED | Ground
SRP05351 | SMA AMERICA | SB7000US (277V) | 8000 | 1 |  |  | 0.968 | Solar Inverter |  | OUTDOOR
SRP05352 | SUNTECH POWER | STP210S-18/UB-1 | 275 | 378 | 173 | 5 |  | Solar | FIXED | Roof
SRP05352 | SUNTECH POWER | STP210-18/UB-1 | 275 | 420 | 353 | 5 |  | Solar | FIXED | Roof
SRP05352 | SMA AMERICA | SB6000U (277V) | 6000 | 6 |  |  | 0.97 | Solar Inverter |  | OUTDOOR
SRP05352 | SMA AMERICA | SB7000US (208V) | 7000 | 9 |  |  | 0.97 | Solar Inverter |  | OUTDOOR
SRP05352 | SMA AMERICA | SB7000US (240V) | 8000 | 12 |  |  | 0.97 | Solar Inverter |  | OUTDOOR
SRP05353 | SUNTECH POWER | STP210-18/UB-1 | 205 | 12 | 113.4 | 35 |  | Solar | FIXED | Roof
SRP05353 | PV POWERED | PVP2500 | 2500 | 1 |  |  | 0.945 | Solar Inverter |  | Outside
SRP05354 | SUNTECH POWER | STP210-18/UB-1 | 205 | 36 | 112 | 20 |  | Solar | FIXED | Roof
SRP05354 | SUNTECH POWER | STP200S-18/UB-1 | 205 | 14 | 292 | 20 |  | Solar | FIXED | Roof
SRP05354 | PV POWERED | PVP2500 | 2500 | 1 |  |  | 0.945 | Solar Inverter |  | Inside
SRP05354 | PV POWERED | PVP3000 | 3000 | 1 |  |  | 0.935 | Solar Inverter |  | INDOOR
SRP05354 | PV POWERED | PVP3500 | 3500 | 1 |  |  | 0.955 | Solar Inverter |  | INDOOR
SRP05355 | CHANGZHOU TRINA SOLAR ENERGY CO | TSM-185D | 235 | 135 | 223 | 5 |  | Solar | FIXED | Roof
SRP05355 | SMA AMERICA | SB7000US (208V) | 7000 | 4 |  |  | 0.97 | Solar Inverter |  | OUTDOOR
SRP05357 | CANADIAN SOLAR | CS6P-230 | 235 | 20 | 205 | 21 |  | Solar | FIXED | Roof
SRP05357 | ENPHASE ENERGY | M200-32-208-S01 | 190 | 20 |  |  | 0.955 | Solar Inverter |  | OUTDOOR
SRP05360 | CANADIAN SOLAR | CS6P-230 | 235 | 21 | 217 | 38 |  | Solar | FIXED | Roof
SRP05360 | ENPHASE ENERGY | M200-32-208-S01 | 190 | 21 |  |  | 0.95 | Solar Inverter |  | OUTDOOR
SRP05363 | CANADIAN SOLAR | CS6P-230 | 235 | 15 | 205 | 39 |  | Solar | FIXED | Roof
SRP05363 | ENPHASE ENERGY | M200-32-208-S01 | 190 | 15 |  |  | 0.955 | Solar Inverter |  | OUTDOOR
SRP05366 | CANADIAN SOLAR | CS6P-230 | 235 | 19 | 210 | 26 |  | Solar | FIXED | Roof
SRP05366 | ENPHASE ENERGY | M200-32-208-S01 | 190 | 19 |  |  | 0.955 | Solar Inverter |  | OUTDOOR
SRP05367 | CANADIAN SOLAR | CS6P-230 | 235 | 15 | 238 | 45 |  | Solar | FIXED | Roof
SRP05367 | ENPHASE ENERGY | M200-32-208-S01 | 190 | 15 |  |  | 0.955 | Solar Inverter |  | OUTDOOR
SRP05369 | CANADIAN SOLAR | CS6P-230 | 235 | 15 | 207 | 45 |  | Solar | FIXED | Roof
SRP05369 | ENPHASE ENERGY | M200-32-208-S01 | 190 | 15 |  |  | 0.95 | Solar Inverter |  | OUTDOOR
SRP05370 | CANADIAN SOLAR | CS6P-230 | 235 | 14 | 218 | 37 |  | Solar | FIXED | Roof
SRP05370 | CANADIAN SOLAR | CS6P-230 | 235 | 3 | 121 | 40 |  | Solar | FIXED | Roof
SRP05370 | CANADIAN SOLAR | CS6P-230 | 235 | 10 | 121 |  |  | Solar | FIXED | Roof
SRP05370 | ENPHASE ENERGY | M200-32-208-S01 | 190 | 27 |  |  | 0.955 | Solar Inverter |  | OUTDOOR
SRP05371 | CANADIAN SOLAR | CS6P-230 | 250 | 28 | 244 | 22 |  | Solar | FIXED | Roof
SRP05371 | SMA AMERICA | SB6000U (208V) | 6000 | 1 |  |  | 0.96 | Solar Inverter |  | Outside
SRP05372 | SANYO ELECTRIC | HIP-205BA5 | 225 | 48 | 191 | 18 |  | Solar | FIXED | Roof
SRP05372 | ENPHASE ENERGY | M200-32-240-S02 | 210 | 48 |  |  | 0.96 | Solar Inverter |  | OUTDOOR
SRP05373 | BP SOLAR | SX3200B | 215 | 30 | 94 | 30 |  | Solar | FIXED | Roof
SRP05373 | FRONIUS USA | IG 2000 | 2000 | 1 |  |  | 0.955 | Solar Inverter |  | INDOOR
SRP05373 | FRONIUS USA | IG 4000 | 4000 | 1 |  |  | 0.955 | Solar Inverter |  | INDOOR
SRP05374 | SUNPOWER | SPR-230-WHT-U | 240 | 38 | 199 | 19 |  | Solar | FIXED | Roof
SRP05374 | SUNPOWER CORP (ORIGINAL MFRSMA) | SPR-4000M (208V) | 4000 | 2 |  |  | 0.968 | Solar Inverter |  | Outside
SRP05375 | BP SOLAR | SX3200B | 215 | 10 | 231 | 24 |  | Solar | FIXED | Roof
SRP05375 | BP SOLAR | BP3165N | 215 | 18 | 230 | 27 |  | Solar | FIXED | Roof
SRP05375 | FRONIUS USA | IG 2000 | 2000 | 1 |  |  | 0.955 | Solar Inverter |  | OUTDOOR
SRP05375 | FRONIUS USA | IG 4000 | 4000 | 1 |  |  | 0.955 | Solar Inverter |  | OUTDOOR
SRP05376 | CANADIAN SOLAR | CS6P-230 | 235 | 50 | 145 | 20 |  | Solar | FIXED | Roof
SRP05376 | SMA AMERICA | SB5000US | 5000 | 1 |  |  | 0.97 | Solar Inverter |  | INDOOR
SRP05376 | SMA AMERICA | SB6000U (208V) | 6000 | 1 |  |  | 0.97 | Solar Inverter |  | INDOOR
SRP05377 | CHANGZHOU TRINA SOLAR ENERGY CO | TSM-185D | 235 | 36 | 246.8 | 30 |  | Solar | FIXED | Roof
SRP05377 | SMA AMERICA | SB7000US (277V) | 7000 | 1 |  |  | 0.97 | Solar Inverter |  | INDOOR
SRP05378 | SUNTECH POWER | STP200S-18/UB-1 | 205 | 12 | 122.6 | 28 |  | Solar | FIXED | Roof
SRP05378 | PV POWERED | PVP2500 | 2500 | 1 |  |  | 0.945 | Solar Inverter |  | INDOOR
SRP05379 | TRINA SOLAR | TSM-230PD05 | 230 | 30 | 70 | 10 |  | Solar | FIXED | Roof
SRP05379 | TRINA SOLAR | TSM-230PA05 | 230 | 33 | 252 | 10 |  | Solar | FIXED | Roof
SRP05379 | SMA AMERICA | SB7000US (208V) | 7000 | 2 |  |  | 0.969 | Solar Inverter |  | OUTDOOR
SRP05380 | SUNTECH POWER | STP190-18/UB-1 | 190 | 20 | 143.1 | 25 |  | Solar | FIXED | Roof
SRP05380 | SUNTECH POWER | STP190S-18/UB-1 | 190 | 18 | 233.1 | 26 |  | Solar | FIXED | Roof
SRP05380 | SUNTECH POWER | STP180-24/AB-1 | 190 | 24 | 143.1 | 32 |  | Solar | FIXED | Roof
SRP05380 | SMA AMERICA | SB3000US (208V) | 3000 | 1 |  |  | 0.96 | Solar Inverter |  | INDOOR
SRP05380 | SMA AMERICA | SB4000US (208V) | 4000 | 1 |  |  | 0.96 | Solar Inverter |  | INDOOR
SRP05380 | SMA AMERICA | SB5000US | 5000 | 1 |  |  | 0.96 | Solar Inverter |  | INDOOR
SRP05381 | CHANGZHOU TRINA SOLAR ENERGY CO | TSM-185D | 235 | 31 | 207.9 | 4 |  | Solar | FIXED | Roof
SRP05381 | PV POWERED | PVP2500 | 2500 | 1 |  |  | 0.945 | Solar Inverter |  | INDOOR
SRP05381 | PV POWERED | PVP4800 | 4800 | 1 |  |  | 0.96 | Solar Inverter |  | INDOOR
SRP05382 | TRINA SOLAR | TSM-230PA05 | 230 | 40 | 265 | 25 |  | Solar | FIXED | Roof
SRP05382 | SMA AMERICA | SB8000TL-US (208V) | 8000 | 1 |  |  | 0.963 | Solar Inverter |  | INDOOR
SRP05383 | SUNTECH POWER | STP180S-24/AB-1 | 185 | 66 | 211.1 | 31 |  | Solar | FIXED | Roof
SRP05383 | SMA AMERICA | SB6000U (208V) | 6000 | 2 |  |  | 0.97 | Solar Inverter |  | INDOOR
SRP05384 | SUNTECH POWER | STP200S-18/UB-1 | 235 | 9 | 133 | 10 |  | Solar | FIXED | Roof
SRP05384 | SUNTECH POWER | STP210S-18/UB-1 | 235 | 12 | 133 | 10 |  | Solar | FIXED | Roof
SRP05384 | PV POWERED | PVP2000 | 2000 | 1 |  |  | 0.92 | Solar Inverter |  | Outside
SRP05384 | PV POWERED | PVP2500 | 2500 | 1 |  |  | 0.945 | Solar Inverter |  | Outside
SRP05385 | TRINA SOLAR | TSM-230PA05 | 230 | 21 | 119.1 | 15 |  | Solar | FIXED | Roof
SRP05385 | TRINA SOLAR | TSM-230PA05 | 230 | 10 | 209 | 15 |  | Solar | FIXED | Roof
SRP05385 | SMA AMERICA | SB3800U (240V) | 3800 | 2 |  |  | 0.968 | Solar Inverter |  | Inside
SRP05386 | TRINA SOLAR | TSM-230PA05 | 230 | 39 | 231 | 20 |  | Solar | FIXED | Roof
SRP05386 | SMA AMERICA | SB8000US-12 (240V) | 8000 | 1 |  |  | 0.963 | Solar Inverter |  | Inside
SRP05387 | BP SOLAR | BP3160B | 215 | 46 | 213 | 45 |  | Solar | FIXED | Roof
SRP05387 | FRONIUS USA | IG 2000 | 2000 | 1 |  |  | 0.955 | Solar Inverter |  | INDOOR
SRP05387 | FRONIUS USA | IG 4000 | 4000 | 2 |  |  | 0.955 | Solar Inverter |  | INDOOR
SRP05388 | SUNPOWER | SPR-230-WHT-U | 240 | 260 | 213 | 15 |  | Solar | FIXED | Ground
SRP05388 | SUNPOWER CORP (ORIGINAL MFRSMA) | SPR-6000M (208V) | 6500 | 2 |  |  | 0.962 | Solar Inverter |  | OUTDOOR
SRP05388 | SUNPOWER CORP (ORIGINAL MFRSMA) | SPR-3000M (208V) | 11400 | 4 |  |  | 0.962 | Solar Inverter |  | OUTDOOR
SRP05389 | CHANGZHOU TRINA SOLAR ENERGY CO | TSM-185D | 240 | 92 | 174 | 10 |  | Solar | FIXED | Roof
SRP05389 | ENPHASE ENERGY | M200-32-240-S02 | 215 | 92 |  |  | 0.965 | Solar Inverter |  | OUTDOOR
SRP05390 | BP SOLAR | BP3170N | 195 | 20 | 218 | 22 |  | Solar | FIXED | Roof
SRP05390 | FRONIUS USA | IG 4000 | 4000 | 1 |  |  | 0.95 | Solar Inverter |  | OUTDOOR
SRP05391 | CHANGZHOU TRINA SOLAR ENERGY CO | TSM-185D | 235 | 16 | 127 | 35 |  | Solar | FIXED | Roof
SRP05391 | SMA AMERICA | SB3000US (208V) | 3000 | 1 |  |  | 0.97 | Solar Inverter |  | OUTDOOR
SRP05392 | CHANGZHOU TRINA SOLAR ENERGY CO | TSM-185D | 230 | 30 | 127 | 27 |  | Solar | FIXED | Roof
SRP05392 | CHANGZHOU TRINA SOLAR ENERGY CO | TSM-185D | 230 | 30 | 217 | 27 |  | Solar | FIXED | Roof
SRP05392 | SMA AMERICA | SB7000US (208V) | 7000 | 2 |  |  | 0.971 | Solar Inverter |  | Inside
SRP05393 | CHANGZHOU TRINA SOLAR ENERGY CO | TSM-185D | 230 | 46 | 196 | 27 |  | Solar | FIXED | Roof
SRP05393 | SMA AMERICA | SB4000US (208V) | 4000 | 1 |  |  | 0.968 | Solar Inverter |  | OUTDOOR
SRP05393 | SMA AMERICA | SB7000US (208V) | 7000 | 1 |  |  | 0.971 | Solar Inverter |  | OUTDOOR
SRP05394 | SANYO ELECTRIC | HIP-205BA19 | 225 | 36 | 90 | 28 |  | Solar | FIXED | Roof
SRP05394 | SANYO ELECTRIC | HIP-205BA3 | 225 | 45 | 270 | 28 |  | Solar | FIXED | Roof
SRP05394 | SANYO ELECTRIC | HIP-205BA5 | 225 | 27 | 90 | 38 |  | Solar | FIXED | Roof
SRP05394 | FRONIUS USA |  | 7500 | 2 |  |  | 0.962 | Solar Inverter |  | OUTDOOR
SRP05394 | FRONIUS USA |  | 11400 | 1 |  |  | 0.962 | Solar Inverter |  | OUTDOOR
SRP05396 | CHANGZHOU TRINA SOLAR ENERGY CO | TSM-185D | 240 | 209 | 203 | 5 |  | Solar | FIXED | Roof
SRP05396 | SMA AMERICA | SB5000US | 5000 | 4 |  |  | 0.96 | Solar Inverter |  | OUTDOOR
SRP05396 | SMA AMERICA | SB6000US (208V) | 6000 | 4 |  |  | 0.97 | Solar Inverter |  | Outside
SRP05396 | SMA AMERICA | SB7000US (208V) | 7000 | 1 |  |  | 0.97 | Solar Inverter |  | OUTDOOR
SRP05397 | SANYO ELECTRIC | HIP-205BA5 | 220 | 24 | 191 | 40 |  | Solar | FIXED | Roof
SRP05397 | SMA AMERICA | SB5000US (208V) | 5000 | 1 |  |  | 0.97 | Solar Inverter |  | INDOOR
SRP05399 | REC SCANMODULE | SCM230 | 235 | 44 | 180 | 0 |  | Solar | FIXED | Roof
SRP05399 | REC SCANMODULE | SCM230 | 235 | 33 | 153 | 10 |  | Solar | FIXED | Roof
SRP05399 | FRONIUS USA |  | 7500 | 1 |  |  | 0.96 | Solar Inverter |  | OUTDOOR
SRP05399 | FRONIUS USA |  | 9995 | 1 |  |  | 0.96 | Solar Inverter |  | OUTDOOR
SRP05401 | SHARP | ND-224UC1 | 240 | 12 | 190 | 27 |  | Solar | FIXED | Roof
SRP05401 | SHARP | ND-224UC1 | 240 | 28 | 280 | 27 |  | Solar | FIXED | Roof
SRP05401 | SMA AMERICA | SB3000US (208V) | 2000 | 1 |  |  | 0.96 | Solar Inverter |  | OUTDOOR
SRP05401 | SMA AMERICA | SB5000US | 5000 | 2 |  |  | 0.96 | Solar Inverter |  | Outside
SRP05402 | SHARP | ND-224UC1 | 240 | 28 | 210 | 17 |  | Solar | FIXED | Roof
SRP05402 | SHARP | ND-224U1F | 240 | 4 | 120 | 43 |  | Solar | FIXED | Roof
SRP05402 | SHARP | ND-224U2 | 240 | 2 | 210 | 45 |  | Solar | FIXED | Roof
SRP05402 | ENPHASE ENERGY | M200-32-240-S02 | 215 | 34 |  |  | 0.95 | Solar Inverter |  | Outside
SRP05403 | SOLARWORLD | SW185MONO | 230 | 27 | 179 | 32 |  | Solar | FIXED | Roof
SRP05403 | ENPHASE ENERGY | M200-32-208-S01 | 215 | 27 |  |  | 0.96 | Solar Inverter |  | OUTDOOR
SRP05404 | REC SCANMODULE | SCM230 | 240 | 26 | 199 | 25 |  | Solar | FIXED | Roof
SRP05404 | SMA AMERICA | SB5000US (208V) | 5000 | 1 |  |  | 0.955 | Solar Inverter |  | INDOOR
SRP05405 | CHANGZHOU TRINA SOLAR ENERGY CO | TSM-185D | 230 | 30 | 239 | 32 |  | Solar | FIXED | Roof
SRP05405 | ENPHASE ENERGY | M200-32-208-S01 | 215 | 30 |  |  | 0.963 | Solar Inverter |  | OUTDOOR
SRP05406 | REC SCANMODULE | SCM230 | 245 | 13 | 194 | 20 |  | Solar | FIXED | Roof
SRP05406 | SMA AMERICA | SB3800U (240V) | 3800 | 1 |  |  | 0.955 | Solar Inverter |  | INDOOR
SRP05407 | CHANGZHOU TRINA SOLAR ENERGY CO | TSM-185D | 230 | 36 | 208 | 19 |  | Solar | FIXED | Roof
SRP05407 | ENPHASE ENERGY | M200-32-208-S01 | 215 | 36 |  |  | 0.963 | Solar Inverter |  | OUTDOOR
SRP05409 | CHANGZHOU TRINA SOLAR ENERGY CO | TSM-185D | 230 | 35 | 150 | 27 |  | Solar | FIXED | Roof
SRP05409 | ENPHASE ENERGY | M200-32-208-S01 | 215 | 35 |  |  | 0.96 | Solar Inverter |  | Outside
SRP05410 | CHANGZHOU TRINA SOLAR ENERGY CO | TSM-185D | 230 | 18 | 123 | 33 |  | Solar | FIXED | Roof
SRP05410 | ENPHASE ENERGY | M200-32-208-S01 | 215 | 18 |  |  | 0.963 | Solar Inverter |  | OUTDOOR
SRP05411 | CHANGZHOU TRINA SOLAR ENERGY CO | TSM-185D | 240 | 16 | 180 | 40 |  | Solar | FIXED | Roof
SRP05411 | SMA AMERICA | SB1100U-SBD | 2000 | 2 |  |  | 0.973 | Solar Inverter |  | OUTDOOR
SRP05412 | CHANGZHOU TRINA SOLAR ENERGY CO | TSM-185D | 230 | 22 | 137 | 36 |  | Solar | FIXED | Roof
SRP05412 | CHANGZHOU TRINA SOLAR ENERGY CO | TSM-185D | 230 | 7 | 227 | 36 |  | Solar | FIXED | Roof
SRP05412 | CHANGZHOU TRINA SOLAR ENERGY CO | TSM-185D | 230 | 20 | 137 | 38 |  | Solar | FIXED | Roof
SRP05412 | CHANGZHOU TRINA SOLAR ENERGY CO | TSM-185D | 230 | 6 | 227 | 38 |  | Solar | FIXED | Roof
SRP05412 | SMA AMERICA | SB4000US (208V) | 4000 | 2 |  |  | 0.968 | Solar Inverter |  | Inside
SRP05412 | SMA AMERICA | SB5000US | 5000 | 1 |  |  | 0.968 | Solar Inverter |  | Inside
SRP05413 | CHANGZHOU TRINA SOLAR ENERGY CO | TSM-185D | 230 | 12 | 157 | 15 |  | Solar | FIXED | Roof
SRP05413 | CHANGZHOU TRINA SOLAR ENERGY CO | TSM-185D | 230 | 39 | 157 | 30 |  | Solar | FIXED | Roof
SRP05413 | SMA AMERICA | SB4000US (208V) | 4000 | 1 |  |  | 0.968 | Solar Inverter |  | INDOOR
SRP05413 | SMA AMERICA | SB7000US (277V) | 8000 | 1 |  |  | 0.965 | Solar Inverter |  | INDOOR
SRP05414 | SUNPOWER | SPR-225-BLK-U | 225 | 28 | 189 | 32 |  | Solar | FIXED | Roof
SRP05414 | SUNPOWER CORP (ORIGINAL MFRSMA) | SPR-3000M (208V) | 3000 | 2 |  |  | 0.966 | Solar Inverter |  | INDOOR
SRP05415 | SANYO ELECTRIC | HIP-205BA5 | 244 | 18 | 85 | 45 |  | Solar | FIXED | Roof
SRP05415 | SANYO ELECTRIC | HIP-205BA5 | 244 | 28 | 175 | 45 |  | Solar | FIXED | Roof
SRP05415 | POWER-ONE | PVI-3000-I-OUTD-US (208V) | 3000 | 1 |  |  | 0.968 | Solar Inverter |  | Inside
SRP05415 | POWER-ONE | PVI-3600-US (208V) | 3600 | 2 |  |  | 0.968 | Solar Inverter |  | INDOOR
SRP05416 | CANADIAN SOLAR | CS6P-230 | 235 | 12 | 212 | 38 |  | Solar | FIXED | Roof
SRP05416 | ENPHASE ENERGY | M200-32-208-S01 | 190 | 12 |  |  | 0.95 | Solar Inverter |  | OUTDOOR
SRP05417 | SUNPOWER | SPR-225-BLK-U | 225 | 20 | 189 | 32 |  | Solar | FIXED | Roof
SRP05417 | SUNPOWER CORP (ORIGINAL MFRSMA) | SPR-4000M (208V) | 4000 | 1 |  |  | 0.962 | Solar Inverter |  | INDOOR
SRP05418 | UNKNOWN | UNKNOWN | 235 | 49 | 233.5 | 40 |  | Solar | FIXED | Roof
SRP05418 | ENPHASE ENERGY | M200-32-208-S01 | 215 | 49 |  |  | 0.955 | Solar Inverter |  | OUTDOOR
SRP05419 | CANADIAN SOLAR | CS6P-230 | 235 | 28 | 129 | 27 |  | Solar | FIXED | Roof
SRP05419 | ENPHASE ENERGY | M200-32-208-S01 | 190 | 28 |  |  | 0.955 | Solar Inverter |  | OUTDOOR
SRP05420 | CANADIAN SOLAR | CS6P-230 | 235 | 18 | 111 | 26 |  | Solar | FIXED | Roof
SRP05420 | ENPHASE ENERGY | M200-32-208-S01 | 190 | 18 |  |  | 0.955 | Solar Inverter |  | OUTDOOR
SRP05422 | CHANGZHOU TRINA SOLAR ENERGY CO | TSM-185D | 235 | 12 | 157.1 | 15 |  | Solar | FIXED | Roof
SRP05422 | CHANGZHOU TRINA SOLAR ENERGY CO | TSM-185D | 235 | 24 | 157.1 | 27 |  | Solar | FIXED | Roof
SRP05422 | PV POWERED | PVP2000 | 2000 | 1 |  |  | 0.92 | Solar Inverter |  | Outside
SRP05422 | PV POWERED | PVP2500 | 2500 | 1 |  |  | 0.945 | Solar Inverter |  | Outside
SRP05422 | PV POWERED | PVP3500 | 3500 | 1 |  |  | 0.955 | Solar Inverter |  | OUTDOOR
SRP05423 | CHANGZHOU TRINA SOLAR ENERGY CO | TSM-185D | 230 | 36 | 177.1 | 20 |  | Solar | FIXED | Roof
SRP05423 | PV POWERED | PVP3500 | 3500 | 1 |  |  | 0.955 | Solar Inverter |  | Inside
SRP05423 | PV POWERED | PVP4800 | 4800 | 1 |  |  | 0.96 | Solar Inverter |  | INDOOR
SRP05424 | CHANGZHOU TRINA SOLAR ENERGY CO | TSM-185D | 235 | 5 | 114.9 | 23 |  | Solar | FIXED | Roof
SRP05424 | CHANGZHOU TRINA SOLAR ENERGY CO | TSM-185D | 235 | 31 | 204.9 | 23 |  | Solar | FIXED | Roof
SRP05424 | ENPHASE ENERGY | M200-32-208-S01 | 215 | 36 |  |  | 0.963 | Solar Inverter |  | Outside
SRP05425 | CHANGZHOU TRINA SOLAR ENERGY CO | TSM-185D | 230 | 42 | 171 | 24 |  | Solar | FIXED | Roof
SRP05425 | SMA AMERICA | SB4000US (208V) | 4000 | 1 |  |  | 0.968 | Solar Inverter |  | Inside
SRP05425 | SMA AMERICA | SB5000US (208V) | 5000 | 1 |  |  | 0.968 | Solar Inverter |  | Inside
SRP05426 | SUNTECH POWER | STP180-24/AB-1 | 185 | 9 | 107.7 | 25 |  | Solar | FIXED | Roof
SRP05426 | SUNTECH POWER | STP180S-24/AB-1 | 185 | 23 | 197.7 | 25 |  | Solar | FIXED | Roof
SRP05426 | PV POWERED | PVP2000 | 2000 | 2 |  |  | 0.92 | Solar Inverter |  | INDOOR
SRP05426 | PV POWERED | PVP2500 | 2500 | 1 |  |  | 0.945 | Solar Inverter |  | INDOOR
SRP05427 | CHANGZHOU TRINA SOLAR ENERGY CO | TSM-185D | 225 | 48 | 180 | 30 |  | Solar | FIXED | Ground
SRP05427 | FRONIUS USA |  | 5000 | 2 |  |  | 0.962 | Solar Inverter |  | OUTDOOR
SRP05429 | CHANGZHOU TRINA SOLAR ENERGY CO | TSM-185D | 235 | 180 | 146 | 5 |  | Solar | FIXED | Roof
SRP05429 | SMA AMERICA | SB6000U (208V) | 6000 | 6 |  |  | 0.97 | Solar Inverter |  | OUTDOOR
SRP05430 | CHANGZHOU TRINA SOLAR ENERGY CO | TSM-185D | 235 | 72 | 223 | 5 |  | Solar | FIXED | Roof
SRP05430 | SMA AMERICA | SB7000US (208V) | 7000 | 2 |  |  | 0.97 | Solar Inverter |  | OUTDOOR
SRP05431 | SUNPOWER | SPR-230-WHT-U | 240 | 34 | 227 | 27 |  | Solar | FIXED | Roof
SRP05431 | ENPHASE ENERGY | M200-32-208-S01 | 210 | 34 |  |  | 0.96 | Solar Inverter |  | OUTDOOR
SRP05432 | SUNPOWER | SPR-230-WHT-U | 230 | 40 | 180 | 25 |  | Solar | FIXED | Ground
SRP05432 | SUNPOWER CORP (ORIGINAL MFRSMA) | SPR-7000M (240V) | 8000 | 1 |  |  | 0.97 | Solar Inverter |  | INDOOR
SRP05433 | SANYO ELECTRIC | HIP-205BA5 | 220 | 20 | 255 | 15 |  | Solar | FIXED | Roof
SRP05433 | ENPHASE ENERGY | M200-32-240-S02 | 210 | 20 |  |  | 0.96 | Solar Inverter |  | Outside
SRP05434 | CHANGZHOU TRINA SOLAR ENERGY CO | TSM-185D | 240 | 36 | 229 | 22 |  | Solar | FIXED | Roof
SRP05434 | CHANGZHOU TRINA SOLAR ENERGY CO | TSM-185D | 240 | 36 | 139 | 27 |  | Solar | FIXED | Roof
SRP05434 | CHANGZHOU TRINA SOLAR ENERGY CO | TSM-185D | 240 | 66 | 139 | 33 |  | Solar | FIXED | Roof
SRP05434 | SMA AMERICA | SB3000US (208V) | 3000 | 3 |  |  | 0.96 | Solar Inverter |  | Inside
SRP05434 | SMA AMERICA | SB7000US (240V) | 7000 | 3 |  |  | 0.97 | Solar Inverter |  | Inside
SRP05435 | CHANGZHOU TRINA SOLAR ENERGY CO | TSM-185D | 240 | 345 | 127 | 5 |  | Solar | FIXED | Roof
SRP05435 | SMA AMERICA | SB6000U (208V) | 6000 | 9 |  |  | 0.97 | Solar Inverter |  | Outside
SRP05435 | SMA AMERICA | SB7000US (208V) | 7000 | 3 |  |  | 0.97 | Solar Inverter |  | Outside
SRP05436 | SUNTECH POWER | STP210S-18/UB-1 | 280 | 550 | 151 | 10 |  | Solar | FIXED | Roof
SRP05436 | SATCON TECHNOLOGY | PVS-135 (208 V) | 135000 | 1 |  |  | 0.96 | Solar Inverter |  | Inside
SRP05437 | BAODING YINGLI NEW ENERGY RESOURCES CO | YL175(156) | 235 | 60 | 218 | 10 |  | Solar | FIXED | Roof
SRP05437 | SMA AMERICA | SB5000US (208V) | 5000 | 3 |  |  | 0.97 | Solar Inverter |  | INDOOR
SRP05438 | SUNPOWER | SPR-225-BLK-U | 225 | 18 | 143 | 31 |  | Solar | FIXED | Ground
SRP05438 | SUNPOWER CORP (ORIGINAL MFRSMA) | SPR-7000M (277V) | 10000 | 1 |  |  | 0.955 | Solar Inverter |  | INDOOR
SRP05440 | CHANGZHOU TRINA SOLAR ENERGY CO | TSM-185D | 235 | 18 | 249.1 | 25 |  | Solar | FIXED | Roof
SRP05440 | CHANGZHOU TRINA SOLAR ENERGY CO | TSM-185D | 235 | 8 | 159.1 | 35 |  | Solar | FIXED | Roof
SRP05440 | PV POWERED | PVP2000 | 2000 | 1 |  |  | 0.92 | Solar Inverter |  | Inside
SRP05440 | PV POWERED | PVP4800 | 4800 | 1 |  |  | 0.96 | Solar Inverter |  | Inside
SRP05441 | BP SOLAR | SX6175N | 215 | 70 | 157 | 4 |  | Solar | FIXED | Roof
SRP05441 | BP SOLAR | SX6175N | 215 | 54 | 157 | 8 |  | Solar | FIXED | Roof
SRP05441 | BP SOLAR | SX6175N | 215 | 54 | 157 | 16 |  | Solar | FIXED | Roof
SRP05441 | BP SOLAR | SX6175N | 215 | 54 | 157 | 20 |  | Solar | FIXED | Roof
SRP05441 | SMA AMERICA | SB5000US (208V) | 5000 | 1 |  |  | 0.968 | Solar Inverter |  | Outside
SRP05441 | SMA AMERICA | SB7000US (277V) | 10000 | 4 |  |  | 0.968 | Solar Inverter |  | OUTDOOR
SRP05442 | SUNTECH POWER | STP200-18/UB-1 | 205 | 40 | 116.3 | 34 |  | Solar | FIXED | Roof
SRP05442 | PV POWERED | PVP3500 | 3500 | 2 |  |  | 0.955 | Solar Inverter |  | INDOOR
SRP05443 | CHANGZHOU TRINA SOLAR ENERGY CO | TSM-185D | 235 | 18 | 176.2 | 18 |  | Solar | FIXED | Roof
SRP05443 | CHANGZHOU TRINA SOLAR ENERGY CO | TSM-185D | 235 | 12 | 266.2 | 18 |  | Solar | FIXED | Roof
SRP05443 | PV POWERED | PVP2500 | 2500 | 1 |  |  | 0.945 | Solar Inverter |  | OUTDOOR
SRP05443 | PV POWERED | PVP4800 | 4800 | 1 |  |  | 0.96 | Solar Inverter |  | OUTDOOR
SRP05444 | SUNTECH POWER | STP180-24/AB-1 | 185 | 52 | 191 | 33 |  | Solar | FIXED | Roof
SRP05444 | SMA AMERICA | SB4000US (208V) | 4000 | 1 |  |  | 0.96 | Solar Inverter |  | OUTDOOR
SRP05444 | SMA AMERICA | SB5000US (208V) | 5000 | 1 |  |  | 0.965 | Solar Inverter |  | OUTDOOR
SRP05445 | SUNTECH POWER | STP200-18/UB-1 | 205 | 36 | 203 | 40 |  | Solar | FIXED | Roof
SRP05445 | SMA AMERICA | SB7000US (240V) | 7000 | 1 |  |  | 0.97 | Solar Inverter |  | INDOOR
SRP05446 | SUNPOWER | SPR-230-WHT-U | 230 | 32 | 181 | 19 |  | Solar | FIXED | Roof
SRP05446 | SUNPOWER CORP (ORIGINAL MFRSMA) | SPR-3000M (208V) | 3000 | 1 |  |  | 0.96 | Solar Inverter |  | OUTDOOR
SRP05446 | SUNPOWER CORP (ORIGINAL MFRSMA) | SPR-4000M (208V) | 4000 | 1 |  |  | 0.96 | Solar Inverter |  | OUTDOOR
SRP05447 | SUNTECH POWER | STP180-24/AB-1 | 185 | 10 | 29.1 | 15 |  | Solar | FIXED | Roof
SRP05447 | SUNTECH POWER | STP180-24/AB-1 | 185 | 28 | 29.1 | 25 |  | Solar | FIXED | Roof
SRP05447 | PV POWERED | PVP2000 | 2000 | 1 |  |  | 0.92 | Solar Inverter |  | INDOOR
SRP05447 | PV POWERED | PVP4800 | 4800 | 1 |  |  | 0.96 | Solar Inverter |  | INDOOR
SRP05448 | SHARP | ND-224UC1 | 240 | 34 | 198 | 34 |  | Solar | FIXED | Roof
SRP05448 | ENPHASE ENERGY | M200-32-240-S02 | 215 | 34 |  |  | 0.96 | Solar Inverter |  | OUTDOOR
SRP05449 | CHANGZHOU TRINA SOLAR ENERGY CO | TSM-185D | 230 | 45 | 195.9 | 25 |  | Solar | FIXED | Roof
SRP05449 | SMA AMERICA | SB4000US (208V) | 4000 | 1 |  |  | 0.96 | Solar Inverter |  | INDOOR
SRP05449 | SMA AMERICA | SB7000US (208V) | 7000 | 1 |  |  | 0.97 | Solar Inverter |  | INDOOR
SRP05451 | CHANGZHOU TRINA SOLAR ENERGY CO | TSM-185D | 235 | 26 | 162.5 | 22 |  | Solar | FIXED | Roof
SRP05451 | SMA AMERICA | SB6000U (208V) | 6000 | 1 |  |  | 0.97 | Solar Inverter |  | OUTDOOR
SRP05452 | CHANGZHOU TRINA SOLAR ENERGY CO | TSM-185D | 235 | 19 | 195 | 30 |  | Solar | FIXED | Roof
SRP05452 | CHANGZHOU TRINA SOLAR ENERGY CO | TSM-185D | 235 | 5 | 194.8 | 33 |  | Solar | FIXED | Roof
SRP05452 | PV POWERED | PVP2000 | 2000 | 1 |  |  | 0.92 | Solar Inverter |  | OUTDOOR
SRP05452 | PV POWERED | PVP2000 | 2000 | 1 |  |  | 0.92 | Solar Inverter |  | OUTDOOR
SRP05452 | PV POWERED | PVP2500 | 2500 | 1 |  |  | 0.945 | Solar Inverter |  | OUTDOOR
SRP05453 | ET SOLAR INDUSTRY | ET-P672275 | 275 | 36 | 126 | 35 |  | Solar | FIXED | Roof
SRP05453 | FRONIUS USA |  | 9995 | 1 |  |  | 0.965 | Solar Inverter |  | INDOOR
SRP05454 | SUNTECH POWER | STP180-24/AB-1 | 185 | 11 | 143 | 35 |  | Solar | FIXED | Roof
SRP05454 | SUNTECH POWER | STP180S-24/AB-1 | 185 | 35 | 233 | 35 |  | Solar | FIXED | Roof
SRP05454 | SMA AMERICA | SB3000US (208V) | 3000 | 1 |  |  | 0.945 | Solar Inverter |  | Inside
SRP05454 | SMA AMERICA | SB4000US (208V) | 4000 | 1 |  |  | 0.92 | Solar Inverter |  | Inside
SRP05454 | SMA AMERICA | SB5000US | 5000 | 1 |  |  | 0.945 | Solar Inverter |  | Inside
SRP05455 | CHANGZHOU TRINA SOLAR ENERGY CO | TSM-185D | 230 | 14 | 138 | 20 |  | Solar | FIXED | Roof
SRP05455 | CHANGZHOU TRINA SOLAR ENERGY CO | TSM-185D | 230 | 9 | 138 | 38 |  | Solar | FIXED | Roof
SRP05455 | CHANGZHOU TRINA SOLAR ENERGY CO | TSM-185D | 230 | 7 | 228 | 40 |  | Solar | FIXED | Roof
SRP05455 | ENPHASE ENERGY | M200-32-240-S02 | 215 | 7 |  |  | 0.963 | Solar Inverter |  | OUTDOOR
SRP05455 | ENPHASE ENERGY | M200-32-240-S02 | 215 | 9 |  |  | 0.963 | Solar Inverter |  | OUTDOOR
SRP05455 | ENPHASE ENERGY | M200-32-240-S02 | 215 | 14 |  |  | 0.963 | Solar Inverter |  | OUTDOOR
SRP05456 | CHANGZHOU TRINA SOLAR ENERGY CO | TSM-185D | 240 | 276 | 111 | 20 |  | Solar | FIXED | Roof
SRP05456 | CHANGZHOU TRINA SOLAR ENERGY CO | TSM-185D | 240 | 156 | 291 | 20 |  | Solar | FIXED | Roof
SRP05456 | SMA AMERICA | SB4000US (208V) | 4000 | 1 |  |  | 0.96 | Solar Inverter |  | INDOOR
SRP05456 | SMA AMERICA | SB6000U (208V) | 6000 | 12 |  |  | 0.97 | Solar Inverter |  | INDOOR
SRP05458 | CHANGZHOU TRINA SOLAR ENERGY CO | TSM-185D | 235 | 135 | 222 | 30 |  | Solar | FIXED | Ground
SRP05458 | POWER-ONE | PVI-6000-OUTD-US (240 V) | 6000 | 5 |  |  | 0.96 | Solar Inverter |  | OUTDOOR
SRP05459 | CHANGZHOU TRINA SOLAR ENERGY CO | TSM-185D | 235 | 1014 | 223 | 5 |  | Solar | FIXED | Roof
SRP05459 | PV POWERED | PVP2500 | 260000 | 1 |  |  | 0.977 | Solar Inverter |  | OUTDOOR
SRP05460 | CHANGZHOU TRINA SOLAR ENERGY CO | TSM-185D | 235 | 1105 | 223 | 5 |  | Solar | FIXED | Roof
SRP05460 | PV POWERED | PVP2500 | 260000 | 1 |  |  | 0.977 | Solar Inverter |  | OUTDOOR
SRP05461 | MATRIX SOLAR/PHOTOWATT | PW1000-100 | 235 | 66 | 160 | 22 |  | Solar | FIXED | Roof
SRP05461 | SMA AMERICA | SB7000US (208V) | 7000 | 2 |  |  | 0.95 | Solar Inverter |  | OUTDOOR
SRP05462 | CHANGZHOU TRINA SOLAR ENERGY CO | TSM-185D | 235 | 168 | 157 | 5 |  | Solar | FIXED | Roof
SRP05462 | SMA AMERICA | SB7000US (208V) | 7000 | 4 |  |  | 0.97 | Solar Inverter |  | OUTDOOR
SRP05462 | SMA AMERICA | SB7000US (277V) | 8000 | 1 |  |  | 0.98 | Solar Inverter |  | OUTDOOR
SRP05463 | CHANGZHOU TRINA SOLAR ENERGY CO | TSM-185D | 235 | 31 | 108.9 | 20 |  | Solar | FIXED | Roof
SRP05463 | CHANGZHOU TRINA SOLAR ENERGY CO | TSM-185D | 235 | 6 | 198.9 | 20 |  | Solar | FIXED | Roof
SRP05463 | PV POWERED | PVP2000 | 2000 | 1 |  |  | 0.92 | Solar Inverter |  | INDOOR
SRP05463 | PV POWERED | PVP2500 | 2500 | 1 |  |  | 0.945 | Solar Inverter |  | INDOOR
SRP05463 | PV POWERED | PVP4800 | 4800 | 1 |  |  | 0.96 | Solar Inverter |  | Inside
SRP05464 | MATRIX SOLAR/PHOTOWATT | PW1650-175 | 235 | 36 | 131 | 32 |  | Solar | FIXED | Roof
SRP05464 | MATRIX SOLAR/PHOTOWATT | PW1650-175 | 235 | 16 | 221 | 42 |  | Solar | FIXED | Roof
SRP05464 | FRONIUS USA | IG 4000 | 4000 | 1 |  |  | 0.95 | Solar Inverter |  | INDOOR
SRP05464 | FRONIUS USA |  | 7500 | 1 |  |  | 0.95 | Solar Inverter |  | INDOOR
SRP05465 | CHANGZHOU TRINA SOLAR ENERGY CO | TSM-185D | 235 | 20 | 204 | 18 |  | Solar | FIXED | Roof
SRP05465 | PV POWERED | PVP4800 | 4800 | 1 |  |  | 0.96 | Solar Inverter |  | OUTDOOR
SRP05466 | SUNTECH POWER | STP200-18/UB-1 | 205 | 28 | 154 | 25 |  | Solar | FIXED | Roof
SRP05466 | SMA AMERICA | SB6000U (208V) | 6000 | 1 |  |  | 0.97 | Solar Inverter |  | OUTDOOR
SRP05468 | CHANGZHOU TRINA SOLAR ENERGY CO | TSM-185D | 235 | 46 | 183 | 34 |  | Solar | FIXED | Roof
SRP05468 | PV POWERED | PVP4800 | 4800 | 2 |  |  | 0.96 | Solar Inverter |  | INDOOR
SRP05469 | MATRIX SOLAR/PHOTOWATT | PW1650-175 | 240 | 3318 | 152 | 15 |  | Solar | FIXED | Roof
SRP05469 | PV POWERED | PVP100KW-208 | 260000 | 3 |  |  | 0.97 | Solar Inverter |  | OUTDOOR
SRP05470 | CHANGZHOU TRINA SOLAR ENERGY CO | TSM-185D | 235 | 26 | 263.4 | 30 |  | Solar | FIXED | Roof
SRP05470 | SMA AMERICA | SB6000U (208V) | 6000 | 1 |  |  | 0.97 | Solar Inverter |  | INDOOR
SRP05471 | UNKNOWN | UNKNOWN | 235 | 33 | 99.3 | 35 |  | Solar | FIXED | Roof
SRP05471 | UNKNOWN | UNKNOWN | 235 | 21 | 189.3 | 45 |  | Solar | FIXED | Roof
SRP05471 | ENPHASE ENERGY | M200-32-240-S02 | 215 | 54 |  |  | 0.955 | Solar Inverter |  | OUTDOOR
SRP05472 | CANADIAN SOLAR | CS6P-230 | 235 | 22 | 180 | 30 |  | Solar | FIXED | Ground
SRP05472 | PV POWERED | PVP5200 | 5200 | 1 |  |  | 0.96 | Solar Inverter |  | OUTDOOR
SRP05473 | SUNTECH POWER | STP200-18/UB-1 | 205 | 20 | 250 | 25 |  | Solar | FIXED | Roof
SRP05473 | PV POWERED | PVP3500 | 3500 | 1 |  |  | 0.955 | Solar Inverter |  | Outside
SRP05475 | CHANGZHOU TRINA SOLAR ENERGY CO | TSM-185D | 230 | 16 | 110.7 | 37 |  | Solar | FIXED | Roof
SRP05475 | PV POWERED | PVP3500 | 3500 | 1 |  |  | 0.955 | Solar Inverter |  | INDOOR
SRP05477 | CHANGZHOU TRINA SOLAR ENERGY CO | TSM-185D | 235 | 26 | 168 | 25 |  | Solar | FIXED | Roof
SRP05477 | SMA AMERICA | SB6000U (208V) | 6000 | 1 |  |  | 0.97 | Solar Inverter |  | INDOOR
SRP05479 | SOLYNDRA | SL-002-182U | 200 | 376 | 137 | 0 |  | Solar | FIXED | Roof
SRP05479 | SOLYNDRA | SL-002-182U | 220 | 556 | 137 | 0 |  | Solar | FIXED | Roof
SRP05479 | PV POWERED | PVP75KW-208 | 75000 | 2 |  |  | 0.96 | Solar Inverter |  | INDOOR
SRP05480 | CHANGZHOU TRINA SOLAR ENERGY CO | TSM-185D | 255 | 70 | 220 | 19 |  | Solar | FIXED | Roof
SRP05480 | SOLECTRIA RENEWABLES | PVI15KW-208 | 15000 | 1 |  |  | 0.96 | Solar Inverter |  | OUTDOOR
SRP05482 | SUNTECH POWER | STP180S-24/AB-1 | 240 | 45 | 146 | 37 |  | Solar | FIXED | Roof
SRP05482 | REC SCANMODULE | SCM230 | 240 | 15 | 146 | 45 |  | Solar | FIXED | Roof
SRP05482 | ENPHASE ENERGY | M200-32-240-S02 | 215 | 60 |  |  | 0.96 | Solar Inverter |  | Outside
SRP05483 | CHANGZHOU TRINA SOLAR ENERGY CO | TSM-185D | 235 | 15 | 120 | 15 |  | Solar | FIXED | Roof
SRP05483 | CHANGZHOU TRINA SOLAR ENERGY CO | TSM-185D | 235 | 13 | 210 | 15 |  | Solar | FIXED | Roof
SRP05483 | SOLECTRIA RENEWABLES | PVI 3000 (208V) | 3300 | 2 |  |  | 0.976 | Solar Inverter |  | Inside
SRP05484 | CHANGZHOU TRINA SOLAR ENERGY CO | TSM-185D | 235 | 22 | 101 | 25 |  | Solar | FIXED | Roof
SRP05484 | PV POWERED | PVP4800 | 4800 | 1 |  |  | 0.96 | Solar Inverter |  | INDOOR
SRP05485 | CEEG (SHANGHAI) SOLAR SCIENCE AND TECHNOLOGY CO | SST 190-72M | 235 | 48 | 245 | 21 |  | Solar | FIXED | Roof
SRP05485 | FRONIUS USA |  | 11400 | 1 |  |  | 0.96 | Solar Inverter |  | Outside
SRP05486 | CHANGZHOU TRINA SOLAR ENERGY CO | TSM-185D | 235 | 20 | 124 | 32 |  | Solar | FIXED | Roof
SRP05486 | PV POWERED | PVP4800 | 4800 | 1 |  |  | 0.96 | Solar Inverter |  | INDOOR
SRP05487 | CHANGZHOU TRINA SOLAR ENERGY CO | TSM-185D | 235 | 22 | 233.7 | 22 |  | Solar | FIXED | Roof
SRP05487 | PV POWERED | PVP4800 | 4800 | 1 |  |  | 0.96 | Solar Inverter |  | Outside
SRP05488 | CHANGZHOU TRINA SOLAR ENERGY CO | TSM-185D | 235 | 26 | 146.2 | 20 |  | Solar | FIXED | Roof
SRP05488 | SMA AMERICA | SB6000US (208V) | 6000 | 1 |  |  | 0.97 | Solar Inverter |  | INDOOR
SRP05491 | SOLYNDRA | SL-002-182U | 182 | 156 | 223 | 0 |  | Solar | FIXED | Roof
SRP05491 | SMA AMERICA | SB7000US (277V) | 9000 | 3 |  |  | 0.98 | Solar Inverter |  | OUTDOOR
SRP05492 | SOLYNDRA | SL-002-182U | 182 | 404 | 223 | 0 |  | Solar | FIXED | Roof
SRP05492 | SMA AMERICA | SB7000US (277V) | 8000 | 6 |  |  | 0.98 | Solar Inverter |  | OUTDOOR
SRP05492 | SMA AMERICA | SB7000US (277V) | 9000 | 3 |  |  | 0.98 | Solar Inverter |  | OUTDOOR
SRP05493 | SOLARWORLD | SW185MONO | 240 | 24 | 172 | 12 |  | Solar | FIXED | Roof
SRP05493 | SOLARWORLD | SW185MONO | 240 | 72 | 152 | 31 |  | Solar | FIXED | Ground
SRP05493 | SMA AMERICA | SB5000US (208V) | 5000 | 1 |  |  | 0.955 | Solar Inverter |  | OUTDOOR
SRP05493 | SMA AMERICA | SB7000US (240V) | 8000 | 2 |  |  | 0.955 | Solar Inverter |  | Outside
SRP05494 | CHANGZHOU TRINA SOLAR ENERGY CO | TSM-185D | 230 | 36 | 219 | 23 |  | Solar | FIXED | Roof
SRP05494 | SMA AMERICA | SB7000US (277V) | 8000 | 1 |  |  | 0.97 | Solar Inverter |  | OUTDOOR
SRP05495 | SUNPOWER | SPR-230-WHT-U | 230 | 28 | 128 | 35 |  | Solar | FIXED | Roof
SRP05495 | SUNPOWER CORP (ORIGINAL MFRSMA) | SPR-3000M (208V) | 3000 | 2 |  |  | 0.966 | Solar Inverter |  | INDOOR
SRP05496 | REC SCANMODULE | SCM230 | 240 | 9 | 232 | 9 |  | Solar | FIXED | Roof
SRP05496 | REC SCANMODULE | SCM230 | 240 | 11 | 232 | 23 |  | Solar | FIXED | Roof
SRP05496 | REC SCANMODULE | SCM230 | 240 | 23 | 232 | 25 |  | Solar | FIXED | Roof
SRP05496 | ENPHASE ENERGY | M200-32-240-S02 | 215 | 43 |  |  | 0.96 | Solar Inverter |  | OUTDOOR
SRP05497 | SOLARWORLD | SW175 POLY/T | 235 | 168 | 62 | 5 |  | Solar | FIXED | Roof
SRP05497 | SOLARWORLD | SW185MONO | 235 | 182 | 242 | 5 |  | Solar | FIXED | Roof
SRP05497 | PV POWERED | PVP75KW-208 | 75000 | 1 |  |  | 0.95 | Solar Inverter |  | OUTDOOR
SRP05498 | SOLARWORLD | SW175 POLY/T | 235 | 238 | 175 | 2 |  | Solar | FIXED | Roof
SRP05498 | PV POWERED | PVP30KW-480 | 50000 | 1 |  |  | 0.97 | Solar Inverter |  | OUTDOOR
SRP05499 | SUNPOWER | SPR-225-BLK-U | 225 | 47 | 230 | 20 |  | Solar | FIXED | Roof
SRP05499 | SUNPOWER CORP (ORIGINAL MFRSMA) | SPR-4000M (208V) | 4000 | 1 |  |  | 0.968 | Solar Inverter |  | INDOOR
SRP05499 | SUNPOWER CORP (ORIGINAL MFRSMA) | SPR-5000M (208V) | 5000 | 1 |  |  | 0.968 | Solar Inverter |  | INDOOR
SRP05500 | SUNPOWER | SPR-315E-WHT-U | 327 | 488 | 0 | 1 |  | Solar | FIXED | Ground
SRP05500 | SUNPOWER | SPR-315E-WHT-U | 327 | 1476 | 90 | 2 |  | Solar | FIXED | Ground
SRP05500 | SUNPOWER | SPR-315E-WHT-U | 327 | 1476 | 270 | 2 |  | Solar | FIXED | Ground
SRP05500 | SUNPOWER | SPR-315E-WHT-U | 327 | 488 | 180 | 12 |  | Solar | FIXED | Ground
SRP05500 | SATCON TECHNOLOGY | PVS-100 (480 V) | 100000 | 1 |  |  | 0.96 | Solar Inverter |  | OUTDOOR
SRP05500 | SATCON TECHNOLOGY | PVS-500 (480 V) | 500000 | 2 |  |  | 0.96 | Solar Inverter |  | OUTDOOR
SRP05501 | SUNPOWER | SPR-315E-WHT-U | 327 | 224 | 292 | 1 |  | Solar | FIXED | Ground
SRP05501 | SUNPOWER | SPR-315E-WHT-U | 327 | 224 | 112 | 12 |  | Solar | FIXED | Ground
SRP05501 | SATCON TECHNOLOGY | PVS-135 (208 V) | 135000 | 1 |  |  | 0.96 | Solar Inverter |  | OUTDOOR
SRP05502 | SOLARWORLD | SW175 POLY/T | 235 | 448 | 175 | 2 |  | Solar | FIXED | Roof
SRP05502 | SOLARWORLD | SW175 POLY/T | 235 | 686 | 355 | 2 |  | Solar | FIXED | Roof
SRP05502 | PV POWERED | PVP30KW-480 | 50000 | 1 |  |  | 0.96 | Solar Inverter |  | OUTDOOR
SRP05502 | PV POWERED | PVP100KW-480 | 100000 | 2 |  |  | 0.97 | Solar Inverter |  | OUTDOOR
SRP05503 | SUNPOWER | SPR-315E-WHT-U | 327 | 672 | 352 | 1 |  | Solar | FIXED | Ground
SRP05503 | SUNPOWER | SPR-315E-WHT-U | 327 | 672 | 172 | 12 |  | Solar | FIXED | Ground
SRP05503 | SATCON TECHNOLOGY | PVS-500 (480 V) | 500000 | 1 |  |  | 0.96 | Solar Inverter |  | OUTDOOR
SRP05504 | SUNPOWER | SPR-230-WHT-U | 230 | 20 | 148 | 40 |  | Solar | FIXED | Roof
SRP05504 | SUNPOWER CORP (ORIGINAL MFRSMA) | SPR-4000M (208V) | 4000 | 1 |  |  | 0.97 | Solar Inverter |  | INDOOR
SRP05505 | CANADIAN SOLAR | CS6P-230 | 255 | 32 | 133 | 20 |  | Solar | FIXED | Roof
SRP05505 | CANADIAN SOLAR | CS6P-230 | 255 | 14 | 221 | 20 |  | Solar | FIXED | Roof
SRP05505 | SMA AMERICA | SB3000US (208V) | 3000 | 1 |  |  | 0.97 | Solar Inverter |  | Inside
SRP05505 | SMA AMERICA | SB7000US (208V) | 7000 | 1 |  |  | 0.97 | Solar Inverter |  | Inside
SRP05506 | SANYO ELECTRIC | HIP-H552BA1 | 220 | 24 | 85 | 28 |  | Solar | FIXED | Roof
SRP05506 | SANYO ELECTRIC | HIP-205BA5 | 220 | 25 | 265 | 28 |  | Solar | FIXED | Roof
SRP05506 | FRONIUS USA |  | 10000 | 1 |  |  | 0.96 | Solar Inverter |  | Inside
SRP05507 | UNKNOWN | UNKNOWN | 225 | 28 | 115 | 30 |  | Solar | FIXED | Roof
SRP05507 | SMA AMERICA | SB6000US (208V) | 6000 | 1 |  |  | 0.968 | Solar Inverter |  | OUTDOOR
SRP05509 | SANYO ELECTRIC | HIP-205BA5 | 220 | 32 | 220 | 40 |  | Solar | FIXED | Roof
SRP05509 | FRONIUS USA |  | 7500 | 1 |  |  | 0.95 | Solar Inverter |  | INDOOR
SRP05510 | SUNPOWER | SPR-230-WHT-U | 230 | 36 | 148 | 20 |  | Solar | FIXED | Roof
SRP05510 | SUNPOWER CORP (ORIGINAL MFRSMA) | SPR-7000M (208V) | 7000 | 1 |  |  | 0.971 | Solar Inverter |  | INDOOR
SRP05511 | SUNTECH POWER | STP190S-18/UB-1 | 185 | 38 | 76 | 23 |  | Solar | FIXED | Roof
SRP05511 | SOLECTRIA RENEWABLES | PVI 5300-P (240V) | 6000 | 1 |  |  | 0.97 | Solar Inverter |  | INDOOR
SRP05512 | UNKNOWN | UNKNOWN | 235 | 56 | 155 | 50 |  | Solar | FIXED | Roof
SRP05512 | ENPHASE ENERGY | M175-24-208-S02 | 190 | 39 |  |  | 0.96 | Solar Inverter |  | INDOOR
SRP05512 | SMA AMERICA | SB7000US (208V) | 7000 | 1 |  |  | 0.97 | Solar Inverter |  | INDOOR
SRP05514 | SUNPOWER | SPR-230-WHT-U | 240 | 84 | 206 | 24 |  | Solar | FIXED | Ground
SRP05514 | SUNPOWER CORP (ORIGINAL MFRSMA) | SPR-6000M (208V) | 6000 | 1 |  |  | 0.97 | Solar Inverter |  | OUTDOOR
SRP05514 | SMA AMERICA | SB7000US (208V) | 7000 | 2 |  |  | 0.97 | Solar Inverter |  | OUTDOOR
SRP05515 | SUNTECH POWER | STP190S-18/UB-1 | 190 | 38 | 135 | 12 |  | Solar | FIXED | Roof
SRP05515 | SUNTECH POWER | STP190S-18/UB-1 | 190 | 16 | 135 | 45 |  | Solar | FIXED | Roof
SRP05515 | SOLECTRIA RENEWABLES | PVI 3000-P (240V) | 3300 | 2 |  |  | 0.97 | Solar Inverter |  | INDOOR
SRP05515 | SOLECTRIA RENEWABLES | PVI 3000-P (240V) | 3800 | 1 |  |  | 0.97 | Solar Inverter |  | INDOOR
SRP05516 | SUNPOWER | SPR-230-WHT-U | 230 | 32 | 153.4 | 35 |  | Solar | FIXED | Roof
SRP05516 | SUNPOWER CORP (ORIGINAL MFRSMA) | SPR-7000M (277V) | 7000 | 1 |  |  | 0.97 | Solar Inverter |  | INDOOR
SRP05517 | MATRIX SOLAR/PHOTOWATT | PW1650-175 | 240 | 30 | 207 | 18 |  | Solar | FIXED | Roof
SRP05517 | CONNECT RENEWABLE ENERGY | CE 4000 | 460 | 15 |  |  | 0.93 | Solar Inverter |  | OUTDOOR
SRP05518 | CHANGZHOU TRINA SOLAR ENERGY CO | TSM-185D | 230 | 33 | 188 | 25 |  | Solar | FIXED | Roof
SRP05518 | ENPHASE ENERGY | M200-32-208-S01 | 215 | 33 |  |  | 0.96 | Solar Inverter |  | OUTDOOR
SRP05519 | SOLAR POWER (SPI) | SP205FP12 | 225 | 22 | 218 | 17 |  | Solar | FIXED | Roof
SRP05519 | ENPHASE ENERGY | M175-24-240-S02 | 190 | 22 |  |  | 0.955 | Solar Inverter |  | OUTDOOR
SRP05520 | BAODING YINGLI NEW ENERGY RESOURCES CO | YL175(156) | 240 | 1638 | 221 | 10 |  | Solar | FIXED | Roof
SRP05520 | SATCON TECHNOLOGY | PVS-375 (480 V) | 375000 | 1 |  |  | 0.96 | Solar Inverter |  | OUTDOOR
SRP05521 | UNKNOWN | UNKNOWN | 235 | 28 | 258 | 21 |  | Solar | FIXED | Roof
SRP05521 | SMA AMERICA | SB5000US (208V) | 5000 | 1 |  |  | 0.96 | Solar Inverter |  | INDOOR
SRP05523 | SUNTECH POWER | STP210S-18/UB-1 | 225 | 78 | 226 | 15 |  | Solar | FIXED | Roof
SRP05523 | FRONIUS USA |  | 7500 | 2 |  |  | 0.96 | Solar Inverter |  | OUTDOOR
SRP05524 | CHANGZHOU TRINA SOLAR ENERGY CO | TSM-185D | 235 | 33 | 222.9 | 33 |  | Solar | FIXED | Roof
SRP05524 | CHANGZHOU TRINA SOLAR ENERGY CO | TSM-185D | 235 | 33 | 132.5 | 43 |  | Solar | FIXED | Roof
SRP05524 | SMA AMERICA | SB7000US (208V) | 7000 | 2 |  |  | 0.97 | Solar Inverter |  | INDOOR
SRP05526 | CHANGZHOU TRINA SOLAR ENERGY CO | TSM-185D | 230 | 35 | 120 | 34 |  | Solar | FIXED | Roof
SRP05526 | ENPHASE ENERGY | M200-32-208-S01 | 215 | 35 |  |  | 0.963 | Solar Inverter |  | OUTDOOR
SRP05527 | SUNTECH POWER | STP190S-18/UB-1 | 190 | 24 | 242.6 | 37 |  | Solar | FIXED | Roof
SRP05527 | SUNTECH POWER | STP190S-18/UB-1 | 190 | 16 | 152.6 | 40 |  | Solar | FIXED | Roof
SRP05527 | PV POWERED | PVP3000 | 3000 | 1 |  |  | 0.935 | Solar Inverter |  | OUTDOOR
SRP05527 | PV POWERED | PVP4800 | 4800 | 1 |  |  | 0.96 | Solar Inverter |  | OUTDOOR
SRP05528 | CHANGZHOU TRINA SOLAR ENERGY CO | TSM-185D | 230 | 33 | 165 | 27 |  | Solar | FIXED | Roof
SRP05528 | ENPHASE ENERGY | M200-32-208-S01 | 215 | 33 |  |  | 0.963 | Solar Inverter |  | OUTDOOR
SRP05529 | CHANGZHOU TRINA SOLAR ENERGY CO | TSM-185D | 230 | 24 | 243 | 27 |  | Solar | FIXED | Roof
SRP05529 | ENPHASE ENERGY | M200-32-208-S01 | 215 | 24 |  |  | 0.963 | Solar Inverter |  | OUTDOOR
SRP05530 | SUNTECH POWER | STP200S-18/UB-1 | 205 | 34 | 156.9 | 25 |  | Solar | FIXED | Roof
SRP05530 | PV POWERED | PVP2500 | 2500 | 1 |  |  | 0.945 | Solar Inverter |  | Inside
SRP05530 | PV POWERED | PVP3500 | 3500 | 1 |  |  | 0.955 | Solar Inverter |  | INDOOR
SRP05534 | SUNTECH POWER | STP190-18/UB-1 | 190 | 18 | 112.7 | 19 |  | Solar | FIXED | Roof
SRP05534 | SUNTECH POWER | STP190S-18/UB-1 | 190 | 15 | 202.7 | 19 |  | Solar | FIXED | Roof
SRP05534 | SUNTECH POWER | STP190S-18/UB-1 | 190 | 15 | 292.7 | 19 |  | Solar | FIXED | Roof
SRP05534 | PV POWERED | PVP2500 | 2500 | 1 |  |  | 0.945 | Solar Inverter |  | INDOOR
SRP05534 | PV POWERED | PVP2500 | 2500 | 1 |  |  | 0.945 | Solar Inverter |  | INDOOR
SRP05534 | PV POWERED | PVP3500 | 3500 | 1 |  |  | 0.955 | Solar Inverter |  | INDOOR
SRP05535 | SUNPOWER | SPR-230-WHT-U | 230 | 35 | 133 | 33 |  | Solar | FIXED | Roof
SRP05535 | SUNPOWER CORP (ORIGINAL MFRSMA) | SPR-7000M (240V) | 8000 | 1 |  |  | 0.962 | Solar Inverter |  | OUTDOOR
SRP05536 | SOLARWORLD | SW185MONO | 235 | 30 | 189 | 28 |  | Solar | FIXED | Ground
SRP05536 | SOLARWORLD | SW175 POLY/T | 235 | 30 | 180 | 29 |  | Solar | FIXED | Roof
SRP05536 | SMA AMERICA | SB6000U (208V) | 6000 | 2 |  |  | 0.96 | Solar Inverter |  | OUTDOOR
SRP05537 | SUNTECH POWER | STP180S-24/AB-1 | 190 | 34 | 106.3 | 23 |  | Solar | FIXED | Roof
SRP05537 | PV POWERED | PVP3000 | 3000 | 1 |  |  | 0.935 | Solar Inverter |  | INDOOR
SRP05537 | PV POWERED | PVP3000 | 3000 | 1 |  |  | 0.935 | Solar Inverter |  | INDOOR
SRP05538 | SUNTECH POWER | STP180S-24/AB-1 | 185 | 26 | 154 | 25 |  | Solar | FIXED | Roof
SRP05538 | SUNTECH POWER | STP180S-24/AB-1 | 185 | 33 | 154 | 45 |  | Solar | FIXED | Roof
SRP05538 | SMA AMERICA | SB3000US (208V) | 3000 | 2 |  |  | 0.96 | Solar Inverter |  | INDOOR
SRP05538 | SMA AMERICA | SB6000US (208V) | 6000 | 1 |  |  | 0.97 | Solar Inverter |  | INDOOR
SRP05539 | SUNTECH POWER | STP200-18/UB-1 | 205 | 20 | 214 | 33 |  | Solar | FIXED | Roof
SRP05539 | PV POWERED | PVP3500 | 3500 | 1 |  |  | 0.96 | Solar Inverter |  | INDOOR
SRP05540 | CANADIAN SOLAR | CS6P-230 | 235 | 12 | 190 | 35 |  | Solar | FIXED | Roof
SRP05540 | CANADIAN SOLAR | CS6P-230 | 235 | 30 | 190 | 45 |  | Solar | FIXED | Roof
SRP05540 | ENPHASE ENERGY | M200-32-208-S01 | 215 | 42 |  |  | 0.97 | Solar Inverter |  | OUTDOOR
SRP05541 | MATRIX SOLAR/PHOTOWATT | PW750-70 | 235 | 37 | 164 | 25 |  | Solar | FIXED | Roof
SRP05541 | MATRIX SOLAR/PHOTOWATT | PW1650-175 | 235 | 40 | 181 | 25 |  | Solar | FIXED | Roof
SRP05541 | ENPHASE ENERGY | M200-32-240-S02 | 215 | 77 |  |  | 0.96 | Solar Inverter |  | OUTDOOR
SRP05542 | SUNTECH POWER | STP180-24/AB-1 | 185 | 32 | 200.1 | 34 |  | Solar | FIXED | Roof
SRP05542 | PV POWERED | PVP4800 | 4800 | 1 |  |  | 0.96 | Solar Inverter |  | Inside
SRP05544 | SUNTECH POWER | STP180-24/AB-1 | 185 | 36 | 144.9 | 30 |  | Solar | FIXED | Roof
SRP05544 | SMA AMERICA | SB7000US (277V) | 7000 | 1 |  |  | 0.97 | Solar Inverter |  | INDOOR
SRP05545 | SUNTECH POWER | STP180-24/AB-1 | 185 | 21 | 202 | 31 |  | Solar | FIXED | Roof
SRP05545 | PV POWERED | PVP3000 | 3500 | 1 |  |  | 0.96 | Solar Inverter |  | OUTDOOR
SRP05546 | SUNTECH POWER | STP210S-18/UB-1 | 225 | 36 | 226 | 15 |  | Solar | FIXED | Roof
SRP05546 | FRONIUS USA |  | 7500 | 1 |  |  | 0.96 | Solar Inverter |  | OUTDOOR
SRP05547 | SUNTECH POWER | STP180-24/AB-1 | 185 | 33 | 212 | 35 |  | Solar | FIXED | Roof
SRP05547 | PV POWERED | PVP2000 | 2000 | 1 |  |  | 0.945 | Solar Inverter |  | Inside
SRP05547 | PV POWERED | PVP3500 | 3500 | 1 |  |  | 0.945 | Solar Inverter |  | Inside
SRP05548 | CHANGZHOU TRINA SOLAR ENERGY CO | TSM-185D | 230 | 22 | 234.1 | 22 |  | Solar | FIXED | Roof
SRP05548 | SMA AMERICA | SB5000US (208V) | 5000 | 1 |  |  | 0.968 | Solar Inverter |  | OUTDOOR
SRP05549 | CHANGZHOU TRINA SOLAR ENERGY CO | TSM-185D | 230 | 39 | 179 | 38 |  | Solar | FIXED | Roof
SRP05549 | SMA AMERICA | SB7000US (240V) | 8000 | 1 |  |  | 0.983 | Solar Inverter |  | OUTDOOR
SRP05551 | CHANGZHOU TRINA SOLAR ENERGY CO | TSM-185D | 230 | 33 | 181.2 | 19 |  | Solar | FIXED | Roof
SRP05551 | CHANGZHOU TRINA SOLAR ENERGY CO | TSM-185D | 230 | 10 | 265.4 | 19 |  | Solar | FIXED | Roof
SRP05551 | SMA AMERICA | SB3000US (208V) | 3000 | 1 |  |  | 0.965 | Solar Inverter |  | Outside
SRP05551 | SMA AMERICA | SB7000US (208V) | 7000 | 1 |  |  | 0.969 | Solar Inverter |  | OUTDOOR
SRP05553 | MATRIX SOLAR/PHOTOWATT | PW1650-175 | 235 | 33 | 138 | 33 |  | Solar | FIXED | Roof
SRP05553 | SMA AMERICA | SB7000US (208V) | 7000 | 1 |  |  | 0.969 | Solar Inverter |  | OUTDOOR
SRP05574 | SUNTECH POWER | STP200-18/UB-1 | 205 | 30 | 223 | 18 |  | Solar | FIXED | Roof
SRP05574 | PV POWERED | PVP2500 | 2500 | 1 |  |  | 0.945 | Solar Inverter |  | Inside
SRP05574 | PV POWERED | PVP3000 | 3000 | 1 |  |  | 0.935 | Solar Inverter |  | Inside
SRP05575 | SUNTECH POWER | STP180-24/AB-1 | 190 | 43 | 127.6 | 18 |  | Solar | FIXED | Roof
SRP05575 | PV POWERED | PVP3000 | 3000 | 1 |  |  | 0.935 | Solar Inverter |  | INDOOR
SRP05575 | PV POWERED | PVP4800 | 4800 | 1 |  |  | 0.96 | Solar Inverter |  | INDOOR
SRP05576 | SUNTECH POWER | STP180-24/AB-1 | 190 | 36 | 259 | 25 |  | Solar | FIXED | Roof
SRP05576 | SMA AMERICA | SB7000US (277V) | 7000 | 1 |  |  | 0.97 | Solar Inverter |  | INDOOR
SRP05577 | SUNTECH POWER | STP180-24/AB-1 | 185 | 40 | 136 | 33 |  | Solar | FIXED | Roof
SRP05577 | SMA AMERICA | SB7000US (208V) | 7000 | 1 |  |  | 0.97 | Solar Inverter |  | OUTDOOR
SRP05579 | ASTROPOWER | LAP-480 | 230 | 585 | 194 | 10 |  | Solar | FIXED | Roof
SRP05579 | PV POWERED | PVP100KW-208 | 100000 | 1 |  |  | 0.97 | Solar Inverter |  | OUTDOOR
SRP05580 | SUNTECH POWER | STP180-24/AB-1 | 185 | 40 | 145 | 22 |  | Solar | FIXED | Roof
SRP05580 | SMA AMERICA | SB7000US (208V) | 7000 | 1 |  |  | 0.97 | Solar Inverter |  | INDOOR
SRP05582 | CHANGZHOU TRINA SOLAR ENERGY CO | TSM-185D | 240 | 39 | 111 | 25 |  | Solar | FIXED | Roof
SRP05582 | CHANGZHOU TRINA SOLAR ENERGY CO | TSM-185D | 240 | 18 | 201 | 25 |  | Solar | FIXED | Roof
SRP05582 | SMA AMERICA | SB4000US (208V) | 4000 | 1 |  |  | 0.965 | Solar Inverter |  | Outside
SRP05582 | SMA AMERICA | SB7000US (208V) | 10000 | 1 |  |  | 0.963 | Solar Inverter |  | Outside
SRP05583 | CHANGZHOU TRINA SOLAR ENERGY CO | TSM-185D | 230 | 12 | 133 | 25 |  | Solar | FIXED | Roof
SRP05583 | CHANGZHOU TRINA SOLAR ENERGY CO | TSM-185D | 230 | 9 | 223 | 25 |  | Solar | FIXED | Roof
SRP05583 | ENPHASE ENERGY | M175-24-240-S02 | 215 | 21 |  |  | 0.963 | Solar Inverter |  | OUTDOOR
SRP05584 | CHANGZHOU TRINA SOLAR ENERGY CO | TSM-185D | 235 | 45 | 185 | 30 |  | Solar | FIXED | Roof
SRP05584 | ENPHASE ENERGY | M200-32-208-S01 | 215 | 45 |  |  | 0.96 | Solar Inverter |  | OUTDOOR
SRP05585 | CHANGZHOU TRINA SOLAR ENERGY CO | TSM-185D | 240 | 56 | 91 | 37 |  | Solar | FIXED | Roof
SRP05585 | SMA AMERICA | SB3000US (208V) | 3000 | 1 |  |  | 0.966 | Solar Inverter |  | Inside
SRP05585 | SMA AMERICA | SB7000US (277V) | 10000 | 1 |  |  | 0.963 | Solar Inverter |  | INDOOR
SRP05586 | SOLARWORLD | SW185MONO | 245 | 650 | 180 | 35 |  | Solar | FIXED | Ground
SRP05586 | SATCON TECHNOLOGY | PVS-75 (208 V) | 75000 | 1 |  |  | 0.955 | Solar Inverter |  | OUTDOOR
SRP05586 | SATCON TECHNOLOGY | PVS-100 (208 V) | 100000 | 1 |  |  | 0.955 | Solar Inverter |  | OUTDOOR
SRP05587 | SOLARWORLD | SW185MONO | 245 | 572 | 180 | 35 |  | Solar | FIXED | Ground
SRP05587 | SATCON TECHNOLOGY | PVS-135 (208 V) | 135000 | 1 |  |  | 0.967 | Solar Inverter |  | OUTDOOR
SRP05588 | SOLARWORLD | SW185MONO | 245 | 520 | 180 | 35 |  | Solar | FIXED | Ground
SRP05588 | SATCON TECHNOLOGY | PVS-135 (208 V) | 135000 | 1 |  |  | 0.967 | Solar Inverter |  | OUTDOOR
SRP05589 | SOLARWORLD | SW185MONO | 245 | 65 | 180 | 35 |  | Solar | FIXED | Ground
SRP05589 | SMA AMERICA | SB3000US (208V) | 3000 | 5 |  |  | 0.968 | Solar Inverter |  | OUTDOOR
SRP05590 | SOLARWORLD | SW185MONO | 245 | 1443 | 180 | 35 |  | Solar | FIXED | Ground
SRP05590 | SATCON TECHNOLOGY | PVS-375 (480 V) | 375000 | 1 |  |  | 0.963 | Solar Inverter |  | Outside
SRP05592 | CANADIAN SOLAR | CS6P-230 | 255 | 42 | 122 | 25 |  | Solar | FIXED | Roof
SRP05592 | SMA AMERICA | SB5000US (208V) | 5000 | 2 |  |  | 0.968 | Solar Inverter |  | OUTDOOR
SRP05594 | KYOCERA SOLAR | KD210GX-LP | 235 | 20 | 204 | 30 |  | Solar | FIXED | Roof
SRP05594 | KYOCERA SOLAR | KD210GX-LP | 235 | 10 | 114 | 36 |  | Solar | FIXED | Roof
SRP05594 | FRONIUS USA |  | 6000 | 1 |  |  | 0.962 | Solar Inverter |  | INDOOR
SRP05595 | ET SOLAR INDUSTRY | ET-P672275 | 275 | 20 | 85 | 35 |  | Solar | FIXED | Roof
SRP05595 | ET SOLAR INDUSTRY | ET-P672275 | 275 | 30 | 265 | 35 |  | Solar | FIXED | Roof
SRP05595 | SMA AMERICA | SB5000US (208V) | 5000 | 1 |  |  | 0.968 | Solar Inverter |  | OUTDOOR
SRP05595 | SMA AMERICA | SB7000US (208V) | 7000 | 1 |  |  | 0.971 | Solar Inverter |  | OUTDOOR
SRP05596 | ET SOLAR INDUSTRY | ET-P672275 | 275 | 30 | 248 | 43 |  | Solar | FIXED | Roof
SRP05596 | SMA AMERICA | SB7000US (208V) | 7000 | 1 |  |  | 0.971 | Solar Inverter |  | INDOOR
SRP05598 | SOLARWORLD | SW165 POLY/T | 235 | 1162 | 144 | 5 |  | Solar | FIXED | Roof
SRP05598 | PV POWERED | PVP30KW-LV-480 | 50000 | 1 |  |  | 0.97 | Solar Inverter |  | OUTDOOR
SRP05598 | PV POWERED | PVP100KW-208 | 100000 | 2 |  |  | 0.95 | Solar Inverter |  | OUTDOOR
SRP05599 | SUNTECH POWER | STP180-24/AB-1 | 185 | 28 | 215 | 33 |  | Solar | FIXED | Roof
SRP05599 | PV POWERED | PVP4800 | 4800 | 1 |  |  | 0.96 | Solar Inverter |  | INDOOR
SRP05600 | SUNTECH POWER | STP200S-18/UB-1 | 205 | 16 | 180 | 25 |  | Solar | FIXED | Roof
SRP05600 | SUNTECH POWER | STP200-18/UB-1 | 205 | 21 | 180 | 32 |  | Solar | FIXED | Roof
SRP05600 | PV POWERED | PVP2000 | 2000 | 1 |  |  | 0.92 | Solar Inverter |  | Inside
SRP05600 | PV POWERED | PVP2500 | 2500 | 1 |  |  | 0.945 | Solar Inverter |  | INDOOR
SRP05600 | PV POWERED | PVP3000 | 3000 | 1 |  |  | 0.935 | Solar Inverter |  | INDOOR
SRP05601 | CHANGZHOU TRINA SOLAR ENERGY CO | TSM-185D | 230 | 39 | 218 | 33 |  | Solar | FIXED | Roof
SRP05601 | SMA AMERICA | SB7000US (277V) | 8000 | 1 |  |  | 0.965 | Solar Inverter |  | INDOOR
SRP05602 | CHANGZHOU TRINA SOLAR ENERGY CO | TSM-185D | 235 | 26 | 221.3 | 25 |  | Solar | FIXED | Roof
SRP05602 | SMA AMERICA | SB6000US (208V) | 6000 | 1 |  |  | 0.97 | Solar Inverter |  | INDOOR
SRP05603 | BP SOLAR | SX4170N | 175 | 40 | 81 | 24 |  | Solar | FIXED | Roof
SRP05603 | BP SOLAR | SX6175N | 175 | 16 | 261 | 24 |  | Solar | FIXED | Roof
SRP05603 | POWER-ONE | PVI-3000-I-OUTD-US | 3000 | 1 |  |  | 0.969 | Solar Inverter |  | Outside
SRP05603 | POWER-ONE | PVI-6000-OUTD-US (208 V) | 6000 | 1 |  |  | 0.971 | Solar Inverter |  | OUTDOOR
SRP05604 | SUNTECH POWER | STP180S-24/AB-1 | 185 | 30 | 203 | 27 |  | Solar | FIXED | Roof
SRP05604 | KACO | 1501XI | 5000 | 1 |  |  | 0.955 | Solar Inverter |  | INDOOR
SRP05605 | SUNTECH POWER | STP180S-24/AB-1 | 185 | 25 | 137 | 26 |  | Solar | FIXED | Roof
SRP05605 | POWER-ONE | PVI-3600-OUTD-US-F (208V) | 4200 | 1 |  |  | 0.968 | Solar Inverter |  | INDOOR
SRP05608 | KYOCERA SOLAR | KD210GX-LP | 240 | 60 | 208 | 10 |  | Solar | FIXED | Roof
SRP05608 | SMA AMERICA | SB7000US (240V) | 7000 | 2 |  |  | 0.96 | Solar Inverter |  | Inside
SRP05609 | SUNTECH POWER | STP200UB | 205 | 32 | 164.7 | 32 |  | Solar | FIXED | Roof
SRP05609 | PV POWERED | PVP3000 | 3000 | 2 |  |  | 0.935 | Solar Inverter |  | OUTDOOR
SRP05610 | MATRIX SOLAR/PHOTOWATT | PW1650-175 | 240 | 45 | 83 | 18.5 |  | Solar | FIXED | Roof
SRP05610 | MATRIX SOLAR/PHOTOWATT | PW1650-175 | 240 | 44 | 263 | 18.5 |  | Solar | FIXED | Roof
SRP05610 | ENPHASE ENERGY | M200-32-240-S02 | 215 | 89 |  |  | 0.963 | Solar Inverter |  | OUTDOOR
SRP05611 | SOLON AG FUER SOLARTECHNIK | P220/6+/01 235WP | 235 | 21 | 100 | 22.5 |  | Solar | FIXED | Roof
SRP05611 | ENPHASE ENERGY | M200-32-240-S02 | 215 | 21 |  |  | 0.955 | Solar Inverter |  | OUTDOOR
SRP05612 | SANYO ELECTRIC | HIP-205BA5 | 220 | 65 | 144 | 20 |  | Solar | FIXED | Roof
SRP05612 | ENPHASE ENERGY | M200-32-240-S02 | 210 | 65 |  |  | 0.96 | Solar Inverter |  | OUTDOOR
SRP05613 | SUNTECH POWER | STP180S-24/AB-1 | 185 | 28 | 130 | 31 |  | Solar | FIXED | Roof
SRP05613 | SUNTECH POWER | STP190S-18/UB-1 | 185 | 16 | 220 | 41 |  | Solar | FIXED | Roof
SRP05613 | POWER-ONE | PVI-3000-I-OUTD-US | 3000 | 1 |  |  | 0.968 | Solar Inverter |  | Outside
SRP05613 | POWER-ONE | PVI-5000-OUTD-US (208 V) | 5000 | 1 |  |  | 0.97 | Solar Inverter |  | Outside
SRP05614 | SUNPOWER | SPR-225-BLK-U | 225 | 14 | 253 | 27 |  | Solar | FIXED | Roof
SRP05614 | SUNPOWER CORP (ORIGINAL MFRSMA) | SPR-3000M (240V) | 3000 | 1 |  |  | 0.966 | Solar Inverter |  | INDOOR
SRP05617 | ET SOLAR INDUSTRY | ET-P672270 | 275 | 30 | 129 | 25 |  | Solar | FIXED | Roof
SRP05617 | ET SOLAR INDUSTRY | ET-P672275 | 275 | 6 | 220 | 43 |  | Solar | FIXED | Roof
SRP05617 | FRONIUS USA | IG 2000 | 2000 | 1 |  |  | 0.952 | Solar Inverter |  | INDOOR
SRP05617 | SMA AMERICA | SB7000US (208V) | 7000 | 1 |  |  | 0.969 | Solar Inverter |  | INDOOR
SRP05618 | BP SOLAR | BP3170N | 215 | 21 | 116 | 18 |  | Solar | FIXED | Roof
SRP05618 | FRONIUS USA | IG 4000 | 4000 | 1 |  |  | 0.95 | Solar Inverter |  | OUTDOOR
SRP05620 | ET SOLAR INDUSTRY | ET-P672230 | 230 | 32 | 135.8 | 29 |  | Solar | FIXED | Roof
SRP05620 | ENPHASE ENERGY | M200-32-240-S02 | 215 | 32 |  |  | 0.963 | Solar Inverter |  | OUTDOOR
SRP05621 | CANADIAN SOLAR | CS6P-230 | 235 | 12 | 116 | 46 |  | Solar | FIXED | Roof
SRP05621 | ENPHASE ENERGY | M175-24-240-S02 | 190 | 12 |  |  | 0.96 | Solar Inverter |  | OUTDOOR
SRP05623 | CANADIAN SOLAR | CS6P-230 | 235 | 22 | 212 | 9 |  | Solar | FIXED | Roof
SRP05623 | ENPHASE ENERGY | M200-32-240-S02 | 215 | 10 |  |  | 0.96 | Solar Inverter |  | Outside
SRP05623 | ENPHASE ENERGY | M200-32-240-S02 | 215 | 12 |  |  | 0.96 | Solar Inverter |  | OUTDOOR
SRP05624 | SUNPOWER | SPR-225-BLK-U | 225 | 48 | 198 | 19 |  | Solar | FIXED | Roof
SRP05624 | SUNPOWER CORP (ORIGINAL MFRSMA) | SPR-5000M (277V) | 5000 | 2 |  |  | 0.968 | Solar Inverter |  | OUTDOOR
SRP05625 | CHANGZHOU TRINA SOLAR ENERGY CO | TSM-185D | 235 | 26 | 143.8 | 20 |  | Solar | FIXED | Roof
SRP05625 | SMA AMERICA | SB6000US (208V) | 6000 | 1 |  |  | 0.97 | Solar Inverter |  | INDOOR
SRP05626 | CHANGZHOU TRINA SOLAR ENERGY CO | TSM-185D | 235 | 24 | 147.3 | 20 |  | Solar | FIXED | Roof
SRP05626 | PV POWERED | PVP4800 | 4800 | 1 |  |  | 0.96 | Solar Inverter |  | OUTDOOR
SRP05627 | CHANGZHOU TRINA SOLAR ENERGY CO | TSM-185D | 230 | 26 | 139.8 | 26 |  | Solar | FIXED | Roof
SRP05627 | SMA AMERICA | SB6000U (208V) | 6000 | 1 |  |  | 0.97 | Solar Inverter |  | OUTDOOR
SRP05628 | CHANGZHOU TRINA SOLAR ENERGY CO | TSM-185D | 230 | 30 | 201 | 30 |  | Solar | FIXED | Roof
SRP05628 | SMA AMERICA | SB7000US (208V) | 7000 | 1 |  |  | 0.97 | Solar Inverter |  | INDOOR
SRP05630 | CHANGZHOU TRINA SOLAR ENERGY CO | TSM-185D | 230 | 9 | 151.8 | 16 |  | Solar | FIXED | Roof
SRP05630 | CHANGZHOU TRINA SOLAR ENERGY CO | TSM-185D | 230 | 7 | 241.8 | 16 |  | Solar | FIXED | Roof
SRP05630 | PV POWERED | PVP2000 | 2000 | 2 |  |  | 0.92 | Solar Inverter |  | INDOOR
SRP05631 | SUNTECH POWER | STP210-18/UB-1 | 240 | 60 | 191 | 35 |  | Solar | FIXED | Roof
SRP05631 | SUNPOWER CORP (ORIGINAL MFRSMA) | SPR-7000M (208V) | 7000 | 2 |  |  | 0.971 | Solar Inverter |  | INDOOR
SRP05632 | CHANGZHOU TRINA SOLAR ENERGY CO | TSM-185D | 230 | 39 | 110.1 | 28 |  | Solar | FIXED | Roof
SRP05632 | SMA AMERICA | SB4000US (208V) | 4000 | 1 |  |  | 0.96 | Solar Inverter |  | Inside
SRP05632 | SMA AMERICA | SB6000U (208V) | 6000 | 1 |  |  | 0.97 | Solar Inverter |  | INDOOR
SRP05633 | CHANGZHOU TRINA SOLAR ENERGY CO | TSM-185D | 230 | 10 | 111 | 18 |  | Solar | FIXED | Roof
SRP05633 | PV POWERED | PVP2500 | 2500 | 1 |  |  | 0.945 | Solar Inverter |  | Inside
SRP05634 | SUNPOWER | SPR-225-BLK-U | 230 | 70 | 180 | 25 |  | Solar | FIXED | Roof
SRP05634 | SUNPOWER CORP (ORIGINAL MFRSMA) | SPR-6000M (208V) | 6000 | 1 |  |  | 0.97 | Solar Inverter |  | Outside
SRP05634 | SUNPOWER CORP (ORIGINAL MFRSMA) | SPR-7000M (277V) | 8000 | 1 |  |  | 0.965 | Solar Inverter |  | Outside
SRP05635 | SOLARWORLD | SW185MONO | 235 | 33 | 181 | 30 |  | Solar | FIXED | Ground
SRP05635 | SMA AMERICA | SB7000US (208V) | 7000 | 1 |  |  | 0.96 | Solar Inverter |  | OUTDOOR
SRP05636 | BP SOLAR | SX3195B | 195 | 30 | 256 | 19 |  | Solar | FIXED | Roof
SRP05636 | SMA AMERICA | SB5000US | 5000 | 1 |  |  | 0.968 | Solar Inverter |  | OUTDOOR
SRP05637 | SOLYNDRA | SL-002-182U | 182 | 732 | 175 | 0 |  | Solar | FIXED | Roof
SRP05637 | SMA AMERICA | SB6000US (208V) | 6000 | 9 |  |  | 0.97 | Solar Inverter |  | OTHER
SRP05637 | SMA AMERICA | SB7000US (208V) | 8000 | 6 |  |  | 0.96 | Solar Inverter |  | OTHER
SRP05638 | SOLYNDRA | SL-002-182U | 182 | 116 | 175 | 0 |  | Solar | FIXED | Roof
SRP05638 | SMA AMERICA | SB7000US (240V) | 8000 | 3 |  |  | 0.96 | Solar Inverter |  | Outside
SRP05639 | BAODING YINGLI NEW ENERGY RESOURCES CO | YL175(156) | 230 | 33 | 180 | 30 |  | Solar | FIXED | Roof
SRP05639 | FRONIUS USA |  | 7500 | 1 |  |  | 0.955 | Solar Inverter |  | Inside
SRP05640 | SUNPOWER | SPR-230-WHT-U | 230 | 40 | 180 | 25 |  | Solar | FIXED | Roof
SRP05640 | SUNPOWER CORP (ORIGINAL MFRSMA) | SPR-7000M (240V) | 8000 | 1 |  |  | 0.96 | Solar Inverter |  | INDOOR
SRP05641 | ET SOLAR INDUSTRY | ET-P654180 | 275 | 18 | 228 | 26 |  | Solar | FIXED | Roof
SRP05641 | SMA AMERICA | SB5000US | 5000 | 1 |  |  | 0.97 | Solar Inverter |  | INDOOR
SRP05642 | ET SOLAR INDUSTRY | ET-P672275 | 275 | 36 | 173 | 35 |  | Solar | FIXED | Roof
SRP05642 | FRONIUS USA |  | 9995 | 1 |  |  | 0.962 | Solar Inverter |  | Outside
SRP05643 | SUNPOWER | SPR-230-WHT-U | 240 | 12 | 255 | 24 |  | Solar | FIXED | Roof
SRP05643 | SUNPOWER | SPR-230-WHT-U | 240 | 10 | 255 | 45 |  | Solar | FIXED | Roof
SRP05643 | ENPHASE ENERGY | M200-32-208-S01 | 210 | 22 |  |  | 0.96 | Solar Inverter |  | OUTDOOR
SRP05644 | CANADIAN SOLAR | CS6P-230 | 235 | 15 | 212 | 45 |  | Solar | FIXED | Roof
SRP05644 | ENPHASE ENERGY | M200-32-208-S01 | 190 | 15 |  |  | 0.955 | Solar Inverter |  | OUTDOOR
SRP05645 | CANADIAN SOLAR | CS6P-230 | 235 | 12 | 130 | 6 |  | Solar | FIXED | Roof
SRP05645 | ENPHASE ENERGY | M200-32-208-S01 | 190 | 12 |  |  | 0.955 | Solar Inverter |  | OUTDOOR
SRP05647 | CANADIAN SOLAR | CS6P-230 | 235 | 16 | 235 | 41 |  | Solar | FIXED | Roof
SRP05647 | ENPHASE ENERGY | M200-32-208-S01 | 190 | 16 |  |  | 0.955 | Solar Inverter |  | OUTDOOR
SRP05648 | SANYO ELECTRIC | HIP-205BA5 | 225 | 35 | 149 | 19 |  | Solar | FIXED | Roof
SRP05648 | SANYO ELECTRIC | HIP-205BA5 | 225 | 2 | 239 | 27 |  | Solar | FIXED | Roof
SRP05648 | ENPHASE ENERGY | M200-32-240-S02 | 210 | 37 |  |  | 0.96 | Solar Inverter |  | OUTDOOR
SRP05650 | CANADIAN SOLAR | CS6P-230 | 230 | 108 | 94 | 33 |  | Solar | FIXED | Roof
SRP05650 | SMA AMERICA | SB7000US (208V) | 8000 | 3 |  |  | 0.98 | Solar Inverter |  | INDOOR
SRP05653 | CANADIAN SOLAR | CS6P-230 | 230 | 96 | 274 | 18 |  | Solar | FIXED | Roof
SRP05653 | SMA AMERICA | SB6000U (208V) | 6000 | 1 |  |  | 0.98 | Solar Inverter |  | INDOOR
SRP05653 | SMA AMERICA | SB7000US (208V) | 8000 | 2 |  |  | 0.98 | Solar Inverter |  | Inside
SRP05654 | CANADIAN SOLAR | CS6P-230 | 235 | 22 | 203 | 36 |  | Solar | FIXED | Roof
SRP05654 | ENPHASE ENERGY | M200-32-208-S01 | 190 | 22 |  |  | 0.96 | Solar Inverter |  | OUTDOOR
SRP05655 | CANADIAN SOLAR | CS6P-230 | 230 | 47 | 185 | 5 |  | Solar | FIXED | Roof
SRP05655 | CANADIAN SOLAR | CS6P-230 | 230 | 16 | 185 | 15 |  | Solar | FIXED | Roof
SRP05655 | ENPHASE ENERGY | M200-32-240-S02 | 215 | 63 |  |  | 0.98 | Solar Inverter |  | Inside
SRP05656 | CANADIAN SOLAR | CS6P-230 | 235 | 14 | 212 | 32 |  | Solar | FIXED | Roof
SRP05656 | ENPHASE ENERGY | M200-32-208-S01 | 190 | 14 |  |  | 0.95 | Solar Inverter |  | OUTDOOR
SRP05659 | SUNPOWER | SPR-230-WHT-U | 240 | 12 | 149 | 36.9 |  | Solar | FIXED | Roof
SRP05659 | SUNPOWER | SPR-230-WHT-U | 240 | 27 | 239 | 36.9 |  | Solar | FIXED | Roof
SRP05659 | SUNPOWER CORP (ORIGINAL MFRSMA) | SPR-3000M (208V) | 3000 | 1 |  |  | 0.97 | Solar Inverter |  | OUTDOOR
SRP05659 | SUNPOWER CORP (ORIGINAL MFRSMA) | SPR-6000M (208V) | 6000 | 1 |  |  | 0.97 | Solar Inverter |  | OUTDOOR
SRP05662 | CANADIAN SOLAR | CS6P-230 | 235 | 15 | 215 | 36 |  | Solar | FIXED | Roof
SRP05662 | ENPHASE ENERGY | M200-32-208-S01 | 190 | 15 |  |  | 0.955 | Solar Inverter |  | OUTDOOR
SRP05664 | ET SOLAR INDUSTRY | ET-P672235 | 230 | 18 | 161 | 29 |  | Solar | FIXED | Roof
SRP05664 | FRONIUS USA |  | 4500 | 1 |  |  | 0.97 | Solar Inverter |  | Inside
SRP05665 | ET SOLAR INDUSTRY | ET-P672235 | 230 | 128 | 161 | 29 |  | Solar | FIXED | Roof
SRP05665 | FRONIUS USA |  | 10000 | 3 |  |  | 0.97 | Solar Inverter |  | INDOOR
SRP05666 | CANADIAN SOLAR | CS6P-230 | 235 | 14 | 208 | 44 |  | Solar | FIXED | Roof
SRP05666 | CANADIAN SOLAR | CS6P-230 | 235 | 11 | 208 | 48 |  | Solar | FIXED | Roof
SRP05666 | ENPHASE ENERGY | M200-32-208-S01 | 190 | 25 |  |  | 0.955 | Solar Inverter |  | OUTDOOR
SRP05667 | SHARP | ND-224UC1 | 240 | 468 | 220 | 10 |  | Solar | FIXED | Roof
SRP05667 | SATCON TECHNOLOGY | PVS-100 (480 V) | 100000 | 1 |  |  | 0.96 | Solar Inverter |  | INDOOR
SRP05669 | SUNTECH POWER | STP180-24/AB-1 | 185 | 50 | 210 | 32 |  | Solar | FIXED | Roof
SRP05669 | PV POWERED | PVP2000 | 2000 | 1 |  |  | 0.92 | Solar Inverter |  | Inside
SRP05669 | PV POWERED | PVP3000 | 3000 | 1 |  |  | 0.935 | Solar Inverter |  | INDOOR
SRP05669 | PV POWERED | PVP4800 | 4800 | 1 |  |  | 0.96 | Solar Inverter |  | INDOOR
SRP05670 | SUNTECH POWER | STP175-24/AB-1 | 175 | 49 | 132 | 36 |  | Solar | FIXED | Roof
SRP05670 | SMA AMERICA | SB4000US (208V) | 4000 | 1 |  |  | 0.97 | Solar Inverter |  | Outside
SRP05670 | SMA AMERICA | SB4000US (240V) | 4000 | 1 |  |  | 0.97 | Solar Inverter |  | Outside
SRP05672 | SUNTECH POWER | STP180S-24/AB-1 | 185 | 9 | 140.8 | 11 |  | Solar | FIXED | Roof
SRP05672 | PV POWERED | PVP2000 | 2000 | 1 |  |  | 0.92 | Solar Inverter |  | INDOOR
SRP05673 | CANADIAN SOLAR | CS6P-230 | 235 | 15 | 221 | 26 |  | Solar | FIXED | Roof
SRP05673 | ENPHASE ENERGY | M200-32-208-S01 | 190 | 15 |  |  | 0.955 | Solar Inverter |  | OUTDOOR
SRP05675 | ET SOLAR INDUSTRY | ET-P672275 | 275 | 33 | 247 | 32 |  | Solar | FIXED | Roof
SRP05675 | SMA AMERICA | SB7000US (277V) | 8000 | 1 |  |  | 0.96 | Solar Inverter |  | OUTDOOR
SRP05677 | CHANGZHOU TRINA SOLAR ENERGY CO | TSM-185D | 235 | 30 | 92 | 30 |  | Solar | FIXED | Roof
SRP05677 | SMA AMERICA | SB7000US (240V) | 7000 | 1 |  |  | 0.97 | Solar Inverter |  | INDOOR
SRP05678 | CHANGZHOU TRINA SOLAR ENERGY CO | TSM-185D | 230 | 28 | 220.1 | 28 |  | Solar | FIXED | Roof
SRP05678 | SMA AMERICA | SB5000US (208V) | 5000 | 1 |  |  | 0.968 | Solar Inverter |  | OUTDOOR
SRP05680 | CHANGZHOU TRINA SOLAR ENERGY CO | TSM-185D | 235 | 29 | 214.1 | 26 |  | Solar | FIXED | Roof
SRP05680 | PV POWERED | PVP2500 | 2500 | 1 |  |  | 0.945 | Solar Inverter |  | INDOOR
SRP05680 | PV POWERED | PVP4800 | 4800 | 1 |  |  | 0.96 | Solar Inverter |  | INDOOR
SRP05681 | CANADIAN SOLAR | CS6P-230 | 240 | 1521 | 207 | 6 |  | Solar | FIXED | Ground
SRP05681 | CANADIAN SOLAR | CS6P-230 | 240 | 2808 | 207 | 6 |  | Solar | FIXED | Ground
SRP05681 | SATCON TECHNOLOGY | PVS-375 (480 V) | 375000 | 1 |  |  | 0.95 | Solar Inverter |  | OUTDOOR
SRP05681 | SATCON TECHNOLOGY | PVS-500 (480 V) | 500000 | 1 |  |  | 0.97 | Solar Inverter |  | OUTDOOR
SRP05682 | CHANGZHOU TRINA SOLAR ENERGY CO | TSM-185D | 235 | 39 | 135.5 | 29 |  | Solar | FIXED | Roof
SRP05682 | SMA AMERICA | SB7000US (277V) | 8000 | 1 |  |  | 0.965 | Solar Inverter |  | OUTDOOR
SRP05684 | CANADIAN SOLAR | CS6P-230 | 240 | 312 | 207 | 11 |  | Solar | FIXED | Roof
SRP05684 | SATCON TECHNOLOGY | PVS-75 (240 V) | 75000 | 1 |  |  | 0.96 | Solar Inverter |  | Inside
SRP05687 | CANADIAN SOLAR | CS6P-230 | 240 | 2288 | 219 | 6 |  | Solar | FIXED | Ground
SRP05687 | CANADIAN SOLAR | CS6P-230 | 240 | 728 | 218 | 10 |  | Solar | FIXED | Roof
SRP05687 | SATCON TECHNOLOGY | PVS-75 (480 V) | 75000 | 2 |  |  | 0.96 | Solar Inverter |  | OUTDOOR
SRP05687 | SATCON TECHNOLOGY | PVS-500 (480 V) | 500000 | 1 |  |  | 0.96 | Solar Inverter |  | OUTDOOR
SRP05688 | CONERGY AG | S 175MU | 235 | 22 | 180 | 32 |  | Solar | FIXED | Ground
SRP05688 | SMA AMERICA | SB4000US (208V) | 4000 | 1 |  |  | 0.968 | Solar Inverter |  | OUTDOOR
SRP05689 | CANADIAN SOLAR | CS6P-230 | 240 | 1209 | 218 | 7 |  | Solar | FIXED | Roof
SRP05689 | SATCON TECHNOLOGY | PVS-250 (480 V) | 250000 | 1 |  |  | 0.96 | Solar Inverter |  | OUTDOOR
SRP05690 | SOLARWORLD | SW185 MONO/T | 225 | 23 | 244 | 22 |  | Solar | FIXED | Roof
SRP05690 | ENPHASE ENERGY | M175-24-240-S02 | 215 | 23 |  |  | 0.963 | Solar Inverter |  | OUTDOOR
SRP05692 | SCHUCO USA |  | 180 | 42 | 130 | 30 |  | Solar | FIXED | Roof
SRP05692 | SCHOTT SOLAR | SAPC-175 | 180 | 30 | 220 | 30 |  | Solar | FIXED | Roof
SRP05692 | SCHUCO USA | SB4000US (208V) | 4000 | 2 |  |  | 0.97 | Solar Inverter |  | INDOOR
SRP05692 | SCHUCO USA | SB5000US (208V) | 5000 | 1 |  |  | 0.97 | Solar Inverter |  | INDOOR
SRP05701 | SUNTECH POWER | STP200-18/UB-1 | 200 | 41 | 204 | 34 |  | Solar | FIXED | Roof
SRP05701 | PV POWERED | PVP2000 | 2000 | 1 |  |  | 0.92 | Solar Inverter |  | INDOOR
SRP05701 | PV POWERED | PVP4800 | 4800 | 1 |  |  | 0.96 | Solar Inverter |  | INDOOR
SRP05702 | SUNTECH POWER | STP180S-24/AB-1 | 185 | 34 | 185 | 25 |  | Solar | FIXED | Roof
SRP05702 | POWER-ONE | PVI-6000-OUTD-US (240 V) | 6000 | 1 |  |  | 0.97 | Solar Inverter |  | INDOOR
SRP05704 | SHARP | ND-U230C1 | 235 | 33 | 253 | 26 |  | Solar | FIXED | Roof
SRP05704 | SHARP | ND-220U2 | 235 | 7 | 253 | 28 |  | Solar | FIXED | Roof
SRP05704 | POWER-ONE | PVI-3600-US (240V) | 4200 | 2 |  |  | 0.968 | Solar Inverter |  | INDOOR
SRP05705 | BP SOLAR | SX3200B | 215 | 18 | 173 | 23 |  | Solar | FIXED | Roof
SRP05705 | FRONIUS USA | IG 4000 | 4000 | 1 |  |  | 0.95 | Solar Inverter |  | OUTDOOR
SRP05706 | SUNTECH POWER | STP175S-24/AB-1 | 175 | 31 | 159 | 30 |  | Solar | FIXED | Roof
SRP05706 | SOLECTRIA RENEWABLES | PVI 5000 (208V) | 5000 | 1 |  |  | 0.976 | Solar Inverter |  | INDOOR
SRP05707 | SUNPOWER | SPR-230-WHT-U | 240 | 39 | 180 | 25 |  | Solar | FIXED | Roof
SRP05707 | SUNPOWER CORP (ORIGINAL MFRSMA) | SPR-3000M (208V) | 3000 | 1 |  |  | 0.955 | Solar Inverter |  | INDOOR
SRP05707 | SUNPOWER CORP (ORIGINAL MFRSMA) | SPR-6000M (208V) | 6000 | 1 |  |  | 0.97 | Solar Inverter |  | INDOOR
SRP05709 | CHANGZHOU TRINA SOLAR ENERGY CO | TSM-185D | 230 | 30 | 112 | 23 |  | Solar | FIXED | Roof
SRP05709 | CHANGZHOU TRINA SOLAR ENERGY CO | TSM-185D | 230 | 30 | 202 | 23 |  | Solar | FIXED | Roof
SRP05709 | ENPHASE ENERGY | M200-32-208-S01 | 215 | 60 |  |  | 0.963 | Solar Inverter |  | OUTDOOR
SRP05710 | SUNTECH POWER | STP180-24/AB-1 | 185 | 12 | 112 | 26 |  | Solar | FIXED | Roof
SRP05710 | SUNTECH POWER | STP180S-24/AB-1 | 185 | 40 | 202 | 28 |  | Solar | FIXED | Roof
SRP05710 | POWER-ONE | PVI-3600-US (208V) | 3600 | 1 |  |  | 0.97 | Solar Inverter |  | Inside
SRP05710 | POWER-ONE | PVI-6000-OUTD-US (208 V) | 6000 | 1 |  |  | 0.97 | Solar Inverter |  | Inside
SRP05712 | CANADIAN SOLAR | CS6P-230 | 230 | 26 | 220 | 22 |  | Solar | FIXED | Roof
SRP05712 | SMA AMERICA | SB5000US | 5000 | 1 |  |  | 0.955 | Solar Inverter |  | OUTDOOR
SRP05713 | SANYO ELECTRIC | HIP-205BA5 | 220 | 24 | 220 | 15 |  | Solar | FIXED | Roof
SRP05713 | ENPHASE ENERGY | M200-32-240-S02 | 210 | 24 |  |  | 0.96 | Solar Inverter |  | OUTDOOR
SRP05716 | ET SOLAR INDUSTRY | ET-P654185 | 185 | 270 | 180 | 20 |  | Solar | FIXED | Ground
SRP05716 | FRONIUS USA |  | 11400 | 4 |  |  | 0.96 | Solar Inverter |  | Inside
SRP05721 | ET SOLAR INDUSTRY | ET-P654185 | 185 | 55 | 224 | 15 |  | Solar | FIXED | Roof
SRP05721 | ET SOLAR INDUSTRY | ET-P654185 | 185 | 33 | 224 | 20 |  | Solar | FIXED | Roof
SRP05721 | FRONIUS USA |  | 11400 | 2 |  |  | 0.95 | Solar Inverter |  | OUTDOOR
SRP05722 | CHANGZHOU TRINA SOLAR ENERGY CO | TSM-185D | 235 | 44 | 180 | 33 |  | Solar | FIXED | Ground
SRP05722 | SMA AMERICA | SB5000US (208V) | 5000 | 2 |  |  | 0.97 | Solar Inverter |  | OUTDOOR
SRP05723 | BP SOLAR | SX3200B | 225 | 40 | 188 | 37 |  | Solar | FIXED | Ground
SRP05723 | SMA AMERICA | SB4000US (208V) | 4000 | 2 |  |  | 0.952 | Solar Inverter |  | OUTDOOR
SRP05724 | SUNTECH POWER | STP210S-18/UB-1 | 240 | 78 | 180 | 35 |  | Solar | FIXED | Ground
SRP05724 | SMA AMERICA | SB7000US (240V) | 8000 | 2 |  |  | 0.965 | Solar Inverter |  | OUTDOOR
SRP05725 | UNKNOWN | UNKNOWN | 235 | 53 | 179 | 7 |  | Solar | FIXED | Roof
SRP05725 | UNKNOWN | UNKNOWN | 235 | 35 | 179 | 30 |  | Solar | FIXED | Roof
SRP05725 | UNKNOWN | UNKNOWN | 235 | 316 | 180 | 30 |  | Solar | FIXED | Roof
SRP05725 | UNKNOWN | UNKNOWN | 235 | 12 | 198 | 30 |  | Solar | FIXED | Roof
SRP05725 | UNKNOWN | UNKNOWN | 235 | 25 | 196 | 45 |  | Solar | FIXED | Roof
SRP05725 | ENPHASE ENERGY | M200-32-240-S02 | 215 | 441 |  |  | 0.96 | Solar Inverter |  | OUTDOOR
SRP05726 | SUNPOWER | SPR-230-WHT-U | 230 | 35 | 205 | 40 |  | Solar | FIXED | Roof
SRP05726 | SUNPOWER CORP (ORIGINAL MFRSMA) | SPR-3000M (208V) | 3000 | 1 |  |  | 0.97 | Solar Inverter |  | OUTDOOR
SRP05726 | SUNPOWER CORP (ORIGINAL MFRSMA) | SPR-4000M (208V) | 4000 | 1 |  |  | 0.97 | Solar Inverter |  | OUTDOOR
SRP05727 | SUNTECH POWER | STP210S-18/UB-1 | 240 | 19 | 225 | 25 |  | Solar | FIXED | Roof
SRP05727 | POWER-ONE | PVI-5000-OUTD-US (208 V) | 4200 | 1 |  |  | 0.968 | Solar Inverter |  | INDOOR
SRP05728 | SOLARWORLD | SW185MONO | 235 | 1176 | 180 | 10 |  | Solar | FIXED | Ground
SRP05728 | SMA AMERICA | SC250U (480V) | 250000 | 1 |  |  | 0.975 | Solar Inverter |  | OUTDOOR
SRP05729 | SUNTECH POWER | STP210S-18/UB-1 | 270 | 24 | 151 | 30 |  | Solar | FIXED | Roof
SRP05729 | POWER-ONE | PVI-6000-OUTD-US (208 V) | 6000 | 1 |  |  | 0.97 | Solar Inverter |  | INDOOR
SRP05730 | REC SCANMODULE | SCM230 | 240 | 22 | 188 | 25 |  | Solar | FIXED | Roof
SRP05730 | SMA AMERICA | SB5000US (240V) | 5000 | 1 |  |  | 0.96 | Solar Inverter |  | INDOOR
SRP05731 | MC SOLAR | BP970B | 240 | 26 | 210 | 18 |  | Solar | FIXED | Roof
SRP05731 | SMA AMERICA | SB6000US (240V) | 6000 | 1 |  |  | 0.96 | Solar Inverter |  | INDOOR
SRP05732 | NINGBO SOLAR ELECTRIC POWER | TDB125X125-72-P 150W | 280 | 20 | 93 | 5 |  | Solar | FIXED | Roof
SRP05732 | NINGBO SOLAR ELECTRIC POWER | TDB125X125-72-P 150W | 280 | 60 | 273 | 5 |  | Solar | FIXED | Roof
SRP05732 | SMA AMERICA | SB5000US (208V) | 5000 | 1 |  |  | 0.97 | Solar Inverter |  | OUTDOOR
SRP05732 | SMA AMERICA | SB7000US (208V) | 7000 | 2 |  |  | 0.97 | Solar Inverter |  | OUTDOOR
SRP05734 | UNKNOWN | UNKNOWN | 240 | 24 | 243 | 26 |  | Solar | FIXED | Roof
SRP05734 | SMA AMERICA | SB5000US (208V) | 5000 | 1 |  |  | 0.968 | Solar Inverter |  | INDOOR
SRP05735 | SHARP | ND-200UC1 | 240 | 616 | 160 | 10 |  | Solar | FIXED | Roof
SRP05735 | SATCON TECHNOLOGY | AE-135-60-PV-A | 135000 | 1 |  |  | 0.96 | Solar Inverter |  | OUTDOOR
SRP05736 | SHARP | ND-224U1F | 240 | 490 | 232 | 10 |  | Solar | FIXED | Roof
SRP05736 | SATCON TECHNOLOGY | PVS-100 (208 V) | 100000 | 1 |  |  | 0.96 | Solar Inverter |  | OUTDOOR
SRP05737 | UNKNOWN | UNKNOWN | 240 | 1001 | 171 | 10 |  | Solar | FIXED | Roof
SRP05737 | PV POWERED | PVP2500 | 260000 | 1 |  |  | 0.97 | Solar Inverter |  | OUTDOOR
SRP05738 | SHARP | ND-220U1F | 240 | 504 | 199 | 10 |  | Solar | FIXED | Roof
SRP05738 | SATCON TECHNOLOGY | PVS-100 (208 V) | 100000 | 1 |  |  | 0.966 | Solar Inverter |  | OUTDOOR
SRP05740 | CANADIAN SOLAR | CS6P-230 | 230 | 14 | 117 | 37 |  | Solar | FIXED | Roof
SRP05740 | CANADIAN SOLAR | CS6P-230 | 230 | 12 | 207 | 37 |  | Solar | FIXED | Roof
SRP05740 | FRONIUS USA |  | 3000 | 1 |  |  | 0.955 | Solar Inverter |  | Inside
SRP05740 | FRONIUS USA | IG 4000 | 4000 | 1 |  |  | 0.955 | Solar Inverter |  | Inside
SRP05741 | CHANGZHOU TRINA SOLAR ENERGY CO | TSM-185D | 250 | 204 | 145 | 10 |  | Solar | FIXED | Roof
SRP05741 | POWER-ONE | PVI-CENTRAL-100-US (208 V) | 10000 | 5 |  |  | 0.96 | Solar Inverter |  | INDOOR
SRP05742 | SUNPOWER | SPR-230-WHT-U | 240 | 240 | 180 | 0 |  | Solar | FIXED | Roof
SRP05742 | PV POWERED | PVP30KW-LV-480 | 50000 | 1 |  |  | 0.966 | Solar Inverter |  | INDOOR
SRP05743 | PACIFIC SOLAR PTY LIMITED | PP-USA-213-S5 | 250 | 5 | 160 | 25 |  | Solar | FIXED | Roof
SRP05743 | PACIFIC SOLAR PTY LIMITED | PP-USA-213-S5 | 250 | 39 | 250 | 25 |  | Solar | FIXED | Roof
SRP05743 | ENPHASE ENERGY | M200-32-208-S01 | 215 | 44 |  |  | 0.96 | Solar Inverter |  | OUTDOOR
SRP05744 | MITSUBISHI ELECTRIC | PV-UE135MF5N | 255 | 22 | 174 | 27 |  | Solar | FIXED | Roof
SRP05744 | MITSUBISHI ELECTRIC | PV-UE135MF5N | 255 | 5 | 264 | 27 |  | Solar | FIXED | Roof
SRP05744 | MITSUBISHI ELECTRIC | PV-UE135MF5N | 255 | 23 | 174 | 33 |  | Solar | FIXED | Roof
SRP05744 | ENPHASE ENERGY | M200-32-208-S01 | 215 | 5 |  |  | 0.963 | Solar Inverter |  | OUTDOOR
SRP05744 | SMA AMERICA | SB3000US (208V) | 2500 | 1 |  |  | 0.969 | Solar Inverter |  | INDOOR
SRP05744 | SMA AMERICA | SB3000US (208V) | 2500 | 1 |  |  | 0.969 | Solar Inverter |  | INDOOR
SRP05744 | SMA AMERICA | SB6000U (208V) | 6000 | 1 |  |  | 0.968 | Solar Inverter |  | INDOOR
SRP05745 | SHELL SOLAR INDUSTRIES | SHELL POWERMAX ULTRA 175-PC | 235 | 24 | 190 | 18 |  | Solar | FIXED | Roof
SRP05745 | SUNPOWER CORP (ORIGINAL MFRSMA) | SPR-6000M (208V) | 6000 | 1 |  |  | 0.97 | Solar Inverter |  | INDOOR
SRP05746 | CANADIAN SOLAR | CS6P-230 | 250 | 204 | 157 | 10 |  | Solar | FIXED | Roof
SRP05746 | POWER-ONE | PVI-CENTRAL-100-US (208 V) | 10000 | 5 |  |  | 0.96 | Solar Inverter |  | INDOOR
SRP05747 | UNKNOWN | UNKNOWN | 240 | 1032 | 161 | 10 |  | Solar | FIXED | Roof
SRP05747 | UNKNOWN | UNKNOWN | 240 | 1035 | 183 | 10 |  | Solar | FIXED | Roof
SRP05747 | PV POWERED | PVP75KW-208 | 260000 | 2 |  |  | 0.965 | Solar Inverter |  | OUTDOOR
SRP05748 | CROWN RENEWABLE ENERGY LLC | CR160XP | 250 | 204 | 157 | 9 |  | Solar | FIXED | Roof
SRP05748 | POWER-ONE | PVI-CENTRAL-100-US (208 V) | 10000 | 5 |  |  | 0.96 | Solar Inverter |  | INDOOR
SRP05751 | CANADIAN SOLAR | CS6P-230 | 250 | 8 | 191 | 17 |  | Solar | FIXED | Roof
SRP05751 | CANADIAN SOLAR | CS6P-230 | 250 | 24 | 193 | 25 |  | Solar | FIXED | Roof
SRP05751 | CANADIAN SOLAR | CS6P-230 | 250 | 8 | 191 | 35 |  | Solar | FIXED | Roof
SRP05751 | FRONIUS USA | IG 4000 | 4000 | 1 |  |  | 0.952 | Solar Inverter |  | Inside
SRP05751 | FRONIUS USA | IG 5100 | 5100 | 1 |  |  | 0.952 | Solar Inverter |  | Inside
SRP05752 | BP SOLAR | BP3170N | 230 | 26 | 148 | 28 |  | Solar | FIXED | Roof
SRP05752 | SMA AMERICA | SB6000U (208V) | 6000 | 1 |  |  | 0.97 | Solar Inverter |  | INDOOR
SRP05753 | CROWN RENEWABLE ENERGY LLC | CR160XP | 250 | 204 | 157 | 10 |  | Solar | FIXED | Roof
SRP05753 | POWER-ONE | PVI-CENTRAL-100-US (208 V) | 10000 | 5 |  |  | 0.96 | Solar Inverter |  | INDOOR
SRP05754 | CROWN RENEWABLE ENERGY LLC | CR160XP | 250 | 204 | 222 | 9 |  | Solar | FIXED | Roof
SRP05754 | POWER-ONE | PVI-CENTRAL-100-US (208 V) | 10000 | 5 |  |  | 0.96 | Solar Inverter |  | Outside
SRP05755 | SHARP | ND-224U2 | 224 | 16 | 137 | 25 |  | Solar | FIXED | Roof
SRP05755 | ENPHASE ENERGY | M200-32-240-S02 | 215 | 16 |  |  | 0.96 | Solar Inverter |  | Outside
SRP05756 | CROWN RENEWABLE ENERGY LLC | CR160XP | 250 | 204 | 215 | 10 |  | Solar | FIXED | Roof
SRP05756 | POWER-ONE | PVI-CENTRAL-100-US (208 V) | 10000 | 5 |  |  | 0.96 | Solar Inverter |  | INDOOR
SRP05758 | CROWN RENEWABLE ENERGY LLC | CR160XP | 250 | 204 | 218 | 10 |  | Solar | FIXED | Roof
SRP05758 | POWER-ONE | PVI-CENTRAL-100-US (208 V) | 10000 | 5 |  |  | 0.96 | Solar Inverter |  | INDOOR
SRP05759 | CONNECT RENEWABLE ENERGY | CE 4000 | 250 | 204 | 168 | 10 |  | Solar | FIXED | Roof
SRP05759 | POWER-ONE | PVI-CENTRAL-100-US (208 V) | 10000 | 5 |  |  | 0.96 | Solar Inverter |  | INDOOR
SRP05760 | BAODING YINGLI NEW ENERGY RESOURCES CO | YL175(156) | 235 | 20 | 220 | 25 |  | Solar | FIXED | Roof
SRP05760 | FRONIUS USA |  | 6000 | 1 |  |  | 0.95 | Solar Inverter |  | INDOOR
SRP05761 | CROWN RENEWABLE ENERGY LLC | CR160XP | 250 | 204 | 145 | 10 |  | Solar | FIXED | Roof
SRP05761 | POWER-ONE | PVI-CENTRAL-100-US (208 V) | 10000 | 5 |  |  | 0.96 | Solar Inverter |  | INDOOR
SRP05762 | CROWN RENEWABLE ENERGY LLC | CR160XP | 250 | 204 | 170 | 10 |  | Solar | FIXED | Roof
SRP05762 | POWER-ONE | PVI-CENTRAL-100-US (208 V) | 10000 | 5 |  |  | 0.96 | Solar Inverter |  | INDOOR
SRP05763 | SANYO ELECTRIC | HIP-205BA3 | 225 | 36 | 240 | 30 |  | Solar | FIXED | Roof
SRP05763 | ENPHASE ENERGY | M200-32-240-S02 | 210 | 36 |  |  | 0.96 | Solar Inverter |  | OUTDOOR
SRP05764 | SUNPOWER | SPR-230-WHT-U | 240 | 36 | 195 | 35 |  | Solar | FIXED | Roof
SRP05764 | SUNPOWER CORP (ORIGINAL MFRSMA) | SPR-7000M (208V) | 7000 | 1 |  |  | 0.97 | Solar Inverter |  | Outside
SRP05765 | SUNTECH POWER | STP210-18/UB-1 | 240 | 48 | 238 | 30.3 |  | Solar | FIXED | Roof
SRP05765 | ENPHASE ENERGY | M200-32-208-S01 | 215 | 48 |  |  | 0.95 | Solar Inverter |  | OUTDOOR
SRP05766 | SOLARWORLD | SW185MONO | 240 | 9 | 149 | 37 |  | Solar | FIXED | Roof
SRP05766 | SOLARWORLD | SW185MONO | 240 | 20 | 239 | 37 |  | Solar | FIXED | Roof
SRP05766 | ENPHASE ENERGY | M200-32-208-S01 | 215 | 29 |  |  | 0.95 | Solar Inverter |  | OUTDOOR
SRP05767 | SUNPOWER | SPR-230-WHT-U | 240 | 36 | 168 | 35 |  | Solar | FIXED | Roof
SRP05767 | SUNPOWER CORP (ORIGINAL MFRSMA) | SPR-7000M (208V) | 7000 | 1 |  |  | 0.97 | Solar Inverter |  | INDOOR
SRP05769 | SUNPOWER | SPR-230-WHT-U | 230 | 20 | 99 | 30 |  | Solar | FIXED | Roof
SRP05769 | SUNPOWER | SPR-230-WHT-U | 230 | 14 | 188 | 30 |  | Solar | FIXED | Roof
SRP05769 | SUNPOWER CORP (ORIGINAL MFRSMA) | SPR-3000M (208V) | 3000 | 1 |  |  | 0.97 | Solar Inverter |  | INDOOR
SRP05769 | SUNPOWER CORP (ORIGINAL MFRSMA) | SPR-4000M (208V) | 4000 | 1 |  |  | 0.97 | Solar Inverter |  | INDOOR
SRP05770 | SUNTECH POWER | STP180-24/AB-1 | 185 | 36 | 196 | 38 |  | Solar | FIXED | Roof
SRP05770 | SMA AMERICA | SB7000US (208V) | 7000 | 1 |  |  | 0.97 | Solar Inverter |  | INDOOR
SRP05771 | SUNPOWER | SPR-225-BLK-U | 225 | 60 | 136 | 34 |  | Solar | FIXED | Roof
SRP05771 | SUNPOWER CORP (ORIGINAL MFRSMA) | SPR-7000M (208V) | 7000 | 2 |  |  | 0.97 | Solar Inverter |  | INDOOR
SRP05772 | REC SOLAR | REC225PE | 225 | 50 | 180 | 45 |  | Solar | FIXED | Roof
SRP05772 | SMA AMERICA | SB5000US | 5000 | 2 |  |  | 0.96 | Solar Inverter |  | INDOOR
SRP05773 | CHANGZHOU TRINA SOLAR ENERGY CO | TSM-185D | 235 | 22 | 185 | 26 |  | Solar | FIXED | Roof
SRP05773 | SMA AMERICA | SB5000US (208V) | 5000 | 1 |  |  | 0.96 | Solar Inverter |  | INDOOR
SRP05774 | SUNPOWER | SPR-315E-WHT-U | 320 | 24 | 149 | 34 |  | Solar | FIXED | Roof
SRP05774 | SUNPOWER CORP (ORIGINAL MFRSMA) | SPR-7000M (208V) | 7000 | 1 |  |  | 0.97 | Solar Inverter |  | Outside
SRP05775 | CHANGZHOU TRINA SOLAR ENERGY CO | TSM-185D | 235 | 24 | 244 | 22 |  | Solar | FIXED | Roof
SRP05775 | PV POWERED | PVP4800 | 4800 | 1 |  |  | 0.96 | Solar Inverter |  | Outside
SRP05776 | SUNPOWER | SPR-225-BLK-U | 225 | 4 | 199 | 40 |  | Solar | FIXED | Roof
SRP05776 | SUNPOWER | SPR-225-BLK-U | 225 | 28 | 199 | 42 |  | Solar | FIXED | Roof
SRP05776 | SUNPOWER CORP (ORIGINAL MFRSMA) | SPR-7000M (208V) | 7000 | 1 |  |  | 0.971 | Solar Inverter |  | Inside
SRP05777 | SUNPOWER | SPR-230-WHT-U | 240 | 24 | 137 | 26 |  | Solar | FIXED | Roof
SRP05777 | SUNPOWER CORP (ORIGINAL MFRSMA) | SPR-6000M (208V) | 6000 | 1 |  |  | 0.97 | Solar Inverter |  | INDOOR
SRP05778 | SANYO ELECTRIC | HIP-205BA5 | 220 | 48 | 185 | 35 |  | Solar | FIXED | Roof
SRP05778 | ENPHASE ENERGY | M200-32-208-S01 | 210 | 48 |  |  | 0.96 | Solar Inverter |  | OUTDOOR
SRP05781 | CHANGZHOU TRINA SOLAR ENERGY CO | TSM-185D | 235 | 24 | 207.7 | 19 |  | Solar | FIXED | Roof
SRP05781 | PV POWERED | PVP4800 | 4800 | 1 |  |  | 0.96 | Solar Inverter |  | Outside
SRP05782 | SUNPOWER | SPR-305-WHT-U | 305 | 57 | 215 | 10 |  | Solar | FIXED | Roof
SRP05782 | SUNPOWER CORP (ORIGINAL MFRSMA) | SPR-5000M (208V) | 5000 | 1 |  |  | 0.96 | Solar Inverter |  | INDOOR
SRP05782 | SUNPOWER CORP (ORIGINAL MFRSMA) | SPR-6000M (208V) | 6000 | 2 |  |  | 0.97 | Solar Inverter |  | INDOOR
SRP05783 | CHANGZHOU TRINA SOLAR ENERGY CO | TSM-185D | 235 | 33 | 91.4 | 25 |  | Solar | FIXED | Roof
SRP05783 | SMA AMERICA | SB7000US (208V) | 7000 | 1 |  |  | 0.97 | Solar Inverter |  | INDOOR
SRP05784 | CANADIAN SOLAR | CS6P-230 | 230 | 33 | 185 | 15 |  | Solar | FIXED | Roof
SRP05784 | CANADIAN SOLAR | CS6P-230 | 230 | 118 | 270 | 15 |  | Solar | FIXED | Roof
SRP05784 | CANADIAN SOLAR | CS6P-230 | 230 | 20 | 185 | 22 |  | Solar | FIXED | Roof
SRP05784 | FRONIUS USA | IG 5100 | 5000 | 2 |  |  | 0.955 | Solar Inverter |  | INDOOR
SRP05784 | FRONIUS USA |  | 7500 | 1 |  |  | 0.955 | Solar Inverter |  | INDOOR
SRP05784 | FRONIUS USA |  | 11400 | 2 |  |  | 0.96 | Solar Inverter |  | INDOOR
SRP05785 | CHANGZHOU TRINA SOLAR ENERGY CO | TSM-180D | 230 | 26 | 180 | 56 |  | Solar | FIXED | Roof
SRP05785 | SMA AMERICA | SB6000U (208V) | 6000 | 1 |  |  | 0.968 | Solar Inverter |  | OUTDOOR
SRP05786 | CHANGZHOU TRINA SOLAR ENERGY CO | TSM-185D | 230 | 18 | 185 | 19 |  | Solar | FIXED | Roof
SRP05786 | ENPHASE ENERGY | M200-32-240-S02 | 215 | 18 |  |  | 0.96 | Solar Inverter |  | OUTDOOR
SRP05787 | SCHOTT SOLAR | ASE-250DGF/50-230 | 235 | 44 | 180 | 0 |  | Solar | FIXED | Roof
SRP05787 | FRONIUS USA | IG 5100 | 5100 | 2 |  |  | 0.952 | Solar Inverter |  | INDOOR
SRP05788 | SOLARWORLD | SW185MONO | 235 | 750 | 148 | 12.5 |  | Solar | FIXED | Roof
SRP05788 | KACO | 1501XI | 100000 | 2 |  |  | 0.96 | Solar Inverter |  | OUTDOOR
SRP05789 | CEEG (SHANGHAI) SOLAR SCIENCE AND TECHNOLOGY CO | SST 190-72M | 275 | 36 | 132 | 36 |  | Solar | FIXED | Roof
SRP05789 | SMA AMERICA | SB7000US (277V) | 8000 | 1 |  |  | 0.963 | Solar Inverter |  | Inside
SRP05790 | MATRIX SOLAR/PHOTOWATT | PW1250-115 | 240 | 256 | 198 | 7.5 |  | Solar | FIXED | Roof
SRP05790 | ENPHASE ENERGY | M200-32-240-S02 | 215 | 256 |  |  | 0.963 | Solar Inverter |  | OUTDOOR
SRP05791 | SCHOTT SOLAR | ASE-100-ATF/17-34 | 220 | 4 | 180 | 33 |  | Solar | FIXED | Ground
SRP05791 | SCHOTT SOLAR | SAPC-175 | 225 | 24 | 180 | 33 |  | Solar | FIXED | Ground
SRP05791 | SMA AMERICA | SB6000US (277V) | 6000 | 1 |  |  | 0.96 | Solar Inverter |  | Outside
SRP05792 | CHANGZHOU TRINA SOLAR ENERGY CO | TSM-185D | 230 | 28 | 152.2 | 26 |  | Solar | FIXED | Roof
SRP05792 | SMA AMERICA | SB6000U (208V) | 6000 | 1 |  |  | 0.97 | Solar Inverter |  | OUTDOOR
SRP05793 | SUNTECH POWER | STP180S-24/AB-1 | 185 | 40 | 223 | 34 |  | Solar | FIXED | Roof
SRP05793 | SMA AMERICA | SB7000US (208V) | 7000 | 1 |  |  | 0.971 | Solar Inverter |  | OUTDOOR
SRP05794 | SUNTECH POWER | STP180-24/AB-1 | 185 | 28 | 250 | 35 |  | Solar | FIXED | Roof
SRP05794 | PV POWERED | PVP4800 | 4800 | 1 |  |  | 0.96 | Solar Inverter |  | INDOOR
SRP05795 | CHANGZHOU TRINA SOLAR ENERGY CO | TSM-185D | 230 | 38 | 63.4 | 18 |  | Solar | FIXED | Roof
SRP05795 | CHANGZHOU TRINA SOLAR ENERGY CO | TSM-185D | 230 | 38 | 243.4 | 18 |  | Solar | FIXED | Roof
SRP05795 | PV POWERED | PVP3500 | 3500 | 2 |  |  | 0.955 | Solar Inverter |  | INDOOR
SRP05795 | PV POWERED | PVP4800 | 4800 | 2 |  |  | 0.96 | Solar Inverter |  | INDOOR
SRP05796 | CHANGZHOU TRINA SOLAR ENERGY CO | TSM-185D | 230 | 26 | 243 | 17 |  | Solar | FIXED | Roof
SRP05796 | SMA AMERICA | SB5000US (208V) | 5000 | 1 |  |  | 0.968 | Solar Inverter |  | OUTDOOR
SRP05798 | CHANGZHOU TRINA SOLAR ENERGY CO | TSM-185D | 235 | 33 | 249.9 | 25 |  | Solar | FIXED | Roof
SRP05798 | SMA AMERICA | SB7000US (208V) | 7000 | 1 |  |  | 0.97 | Solar Inverter |  | INDOOR
SRP05799 | CANADIAN SOLAR | CS6P-230 | 235 | 20 | 210 | 5 |  | Solar | FIXED | Roof
SRP05799 | PV POWERED | PVP4800 | 4800 | 1 |  |  | 0.96 | Solar Inverter |  | INDOOR
SRP05801 | SHARP | ND-224UC1 | 240 | 658 | 192 | 10 |  | Solar | FIXED | Roof
SRP05801 | SATCON TECHNOLOGY | PVS-135 (208 V) | 135000 | 1 |  |  | 0.96 | Solar Inverter |  | OUTDOOR
SRP05802 | SHARP | ND-220U1F | 240 | 448 | 189 | 10 |  | Solar | FIXED | Roof
SRP05802 | SATCON TECHNOLOGY | PVS-100 (208 V) | 100000 | 1 |  |  | 0.96 | Solar Inverter |  | OUTDOOR
SRP05803 | SHARP | ND-220U1F | 240 | 1596 | 209 | 10 |  | Solar | FIXED | Roof
SRP05803 | SATCON TECHNOLOGY | PVS-100 (208 V) | 100000 | 3 |  |  | 0.967 | Solar Inverter |  | Inside
SRP05804 | SHARP | NT-188U1 | 240 | 350 | 164 | 10 |  | Solar | FIXED | Roof
SRP05804 | SHARP | NT-188U1 | 240 | 392 | 189 | 10 |  | Solar | FIXED | Roof
SRP05804 | SHARP | NT-188U1 | 240 | 336 | 220 | 10 |  | Solar | FIXED | Roof
SRP05804 | SATCON TECHNOLOGY | PVS-75 (208 V) | 75000 | 2 |  |  | 0.966 | Solar Inverter |  | OUTDOOR
SRP05804 | SATCON TECHNOLOGY | PVS-100 (208 V) | 100000 | 1 |  |  | 0.966 | Solar Inverter |  | OUTDOOR
SRP05805 | SHARP | ND-224UC1 | 240 | 252 | 132 | 10 |  | Solar | FIXED | Roof
SRP05805 | SATCON TECHNOLOGY | PVS-50 (208 V) | 50000 | 1 |  |  | 0.959 | Solar Inverter |  | Inside
SRP05806 | CHANGZHOU TRINA SOLAR ENERGY CO | TSM-185D | 230 | 30 | 204.4 | 25 |  | Solar | FIXED | Roof
SRP05806 | PV POWERED | PVP2000 | 2000 | 1 |  |  | 0.925 | Solar Inverter |  | OUTDOOR
SRP05806 | PV POWERED | PVP4800 | 5000 | 1 |  |  | 0.955 | Solar Inverter |  | OUTDOOR
SRP05807 | SUNTECH POWER | STP180-24/AB-1 | 185 | 48 | 155 | 30 |  | Solar | FIXED | Roof
SRP05807 | SMA AMERICA | SB6000U (208V) | 6000 | 2 |  |  | 0.97 | Solar Inverter |  | OUTDOOR
SRP05808 | SHARP | ND-224UC1 | 240 | 1400 | 175 | 10 |  | Solar | FIXED | Roof
SRP05808 | SATCON TECHNOLOGY | PVS-100 (208 V) | 100000 | 3 |  |  | 0.966 | Solar Inverter |  | OUTDOOR
SRP05809 | CHANGZHOU TRINA SOLAR ENERGY CO | TSM-185D | 235 | 26 | 198.6 | 32 |  | Solar | FIXED | Roof
SRP05809 | SMA AMERICA | SB6000U (208V) | 6000 | 1 |  |  | 0.97 | Solar Inverter |  | INDOOR
SRP05810 | CHANGZHOU TRINA SOLAR ENERGY CO | TSM-185D | 235 | 20 | 212 | 15 |  | Solar | FIXED | Roof
SRP05810 | CHANGZHOU TRINA SOLAR ENERGY CO | TSM-185D | 235 | 14 | 122 | 18 |  | Solar | FIXED | Roof
SRP05810 | PV POWERED | PVP3000 | 3000 | 1 |  |  | 0.935 | Solar Inverter |  | Outside
SRP05810 | PV POWERED | PVP4800 | 4800 | 1 |  |  | 0.96 | Solar Inverter |  | Outside
SRP05811 | UNITED SOLAR OVONIC | PVL-144 | 144 | 200 | 166 | 0 |  | Solar | FIXED | Roof
SRP05811 | SATCON TECHNOLOGY | AE-30-60-PV-A | 30000 | 1 |  |  | 0.96 | Solar Inverter |  | Inside
SRP05812 | SUNTECH POWER | STP180-24/AB-1 | 185 | 33 | 185.8 | 27 |  | Solar | FIXED | Roof
SRP05812 | SMA AMERICA | SB6000U (208V) | 6000 | 1 |  |  | 0.97 | Solar Inverter |  | INDOOR
SRP05813 | CHANGZHOU TRINA SOLAR ENERGY CO | TSM-185D | 235 | 30 | 215.6 | 15 |  | Solar | FIXED | Roof
SRP05813 | SMA AMERICA | SB7000US (208V) | 7000 | 1 |  |  | 0.97 | Solar Inverter |  | OUTDOOR
SRP05814 | SHARP | ND-224U2 | 240 | 1526 | 174 | 10 |  | Solar | FIXED | Roof
SRP05814 | SATCON TECHNOLOGY | PVS-100 (208 V) | 100000 | 3 |  |  | 0.966 | Solar Inverter |  | Inside
SRP05815 | SUNTECH POWER | STP180S-24/AB-1 | 185 | 50 | 99.8 | 20 |  | Solar | FIXED | Roof
SRP05815 | SUNTECH POWER | STP180-24/AB-1 | 185 | 12 | 189.8 | 20 |  | Solar | FIXED | Roof
SRP05815 | PV POWERED | PVP2000 | 2000 | 1 |  |  | 0.925 | Solar Inverter |  | INDOOR
SRP05815 | PV POWERED | PVP3000 | 3000 | 1 |  |  | 0.935 | Solar Inverter |  | INDOOR
SRP05815 | PV POWERED | PVP4800 | 4800 | 1 |  |  | 0.96 | Solar Inverter |  | INDOOR
SRP05816 | NANJING DAQO NEW ENERGY | DQ230PSCB | 230 | 18 | 264 | 27 |  | Solar | FIXED | Roof
SRP05816 | WESTINGHOUSE SOLAR | WLW-235-1-AC1-A-B | 235 | 12 | 264 | 6 |  | Solar | FIXED | Roof
SRP05816 | ENPHASE ENERGY | M190-72-208-SXX (-NA) | 190 | 12 |  |  | 0.95 | Solar Inverter |  | OUTDOOR
SRP05816 | ENPHASE ENERGY | M215-60-2LL-S2X | 215 | 18 |  |  | 0.95 | Solar Inverter |  | OUTDOOR
SRP05817 | CONERGY AG | S 175MU | 230 | 216 | 168 | 30 |  | Solar | FIXED | Ground
SRP05817 | SMA AMERICA | SB7000US (208V) | 7000 | 8 |  |  | 0.97 | Solar Inverter |  | OUTDOOR
SRP05818 | SUNTECH POWER | STP180-24/AB-1 | 185 | 36 | 249.3 | 22 |  | Solar | FIXED | Roof
SRP05818 | SUNTECH POWER | STP180-24/AB-1 | 185 | 6 | 249.3 | 27 |  | Solar | FIXED | Roof
SRP05818 | PV POWERED | PVP2000 | 2000 | 1 |  |  | 0.92 | Solar Inverter |  | Inside
SRP05818 | PV POWERED | PVP2500 | 2500 | 1 |  |  | 0.945 | Solar Inverter |  | INDOOR
SRP05818 | PV POWERED | PVP3500 | 3500 | 1 |  |  | 0.955 | Solar Inverter |  | INDOOR
SRP05819 | CHANGZHOU TRINA SOLAR ENERGY CO | TSM-185D | 235 | 42 | 232.3 | 27 |  | Solar | FIXED | Roof
SRP05819 | PV POWERED | PVP4800 | 4800 | 2 |  |  | 0.96 | Solar Inverter |  | INDOOR
SRP05820 | SUNTECH POWER | STP200-18/UB-1 | 205 | 28 | 228.3 | 30 |  | Solar | FIXED | Roof
SRP05820 | SMA AMERICA | SB6000U (208V) | 6000 | 1 |  |  | 0.97 | Solar Inverter |  | OUTDOOR
SRP05821 | SUNTECH POWER | STP180-24/AB-1 | 185 | 30 | 133.5 | 30 |  | Solar | FIXED | Roof
SRP05821 | SMA AMERICA | SB6000U (208V) | 6000 | 1 |  |  | 0.97 | Solar Inverter |  | INDOOR
SRP05822 | SUNTECH POWER | STP180-24/AB-1 | 190 | 25 | 237 | 25 |  | Solar | FIXED | Roof
SRP05822 | SUNTECH POWER | STP190-18/UB-1 | 190 | 22 | 147 | 30 |  | Solar | FIXED | Roof
SRP05822 | PV POWERED | PVP2000 | 2000 | 1 |  |  | 0.92 | Solar Inverter |  | Outside
SRP05822 | PV POWERED | PVP2500 | 2500 | 1 |  |  | 0.945 | Solar Inverter |  | Outside
SRP05822 | SMA AMERICA | SB4000US (208V) | 4000 | 1 |  |  | 0.96 | Solar Inverter |  | Outside
SRP05825 | CHANGZHOU TRINA SOLAR ENERGY CO | TSM-185D | 235 | 24 | 105.5 | 20 |  | Solar | FIXED | Roof
SRP05825 | PV POWERED | PVP4800 | 4800 | 1 |  |  | 0.96 | Solar Inverter |  | INDOOR
SRP05826 | CHANGZHOU TRINA SOLAR ENERGY CO | TSM-185D | 235 | 36 | 267.7 | 16 |  | Solar | FIXED | Roof
SRP05826 | PV POWERED | PVP3500 | 3500 | 1 |  |  | 0.955 | Solar Inverter |  | INDOOR
SRP05826 | PV POWERED | PVP4800 | 4800 | 1 |  |  | 0.96 | Solar Inverter |  | Inside
SRP05827 | CHANGZHOU TRINA SOLAR ENERGY CO | TSM-185D | 240 | 18 | 119 | 20 |  | Solar | FIXED | Roof
SRP05827 | CHANGZHOU TRINA SOLAR ENERGY CO | TSM-185D | 240 | 12 | 209 | 20 |  | Solar | FIXED | Roof
SRP05827 | PV POWERED | PVP2500 | 2500 | 1 |  |  | 0.945 | Solar Inverter |  | INDOOR
SRP05827 | PV POWERED | PVP4800 | 4800 | 1 |  |  | 0.955 | Solar Inverter |  | INDOOR
SRP05828 | SOLARWORLD | SW185MONO | 250 | 48 | 180 | 25 |  | Solar | FIXED | Ground
SRP05828 | SMA AMERICA | SB6000US (208V) | 6000 | 2 |  |  | 0.97 | Solar Inverter |  | OUTDOOR
SRP05831 | SOLARWORLD | SW185MONO | 245 | 14 | 100 | 31 |  | Solar | FIXED | Roof
SRP05831 | SOLARWORLD | SW185MONO | 245 | 11 | 190 | 31 |  | Solar | FIXED | Roof
SRP05831 | ENPHASE ENERGY | M200-32-240-S02 | 215 | 25 |  |  | 0.95 | Solar Inverter |  | OUTDOOR
SRP05832 | ET SOLAR INDUSTRY | ET-P672230 | 230 | 504 | 124 | 2 |  | Solar | FIXED | Roof
SRP05832 | ET SOLAR INDUSTRY | ET-P672230 | 230 | 210 | 304 | 2 |  | Solar | FIXED | Roof
SRP05832 | ET SOLAR INDUSTRY | ET-P672230 | 230 | 322 | 215 | 15 |  | Solar | FIXED | Ground
SRP05832 | PV POWERED | PVP100KW-208 | 100000 | 2 |  |  | 0.955 | Solar Inverter |  | OUTDOOR
SRP05833 | SANYO ELECTRIC | HIP-205BA5 | 220 | 150 | 215 | 5 |  | Solar | FIXED | Roof
SRP05833 | SATCON TECHNOLOGY | PVS-30 (240 V) | 30000 | 1 |  |  | 0.95 | Solar Inverter |  | INDOOR
SRP05835 | MC SOLAR | BP970B | 235 | 44 | 166 | 32 |  | Solar | FIXED | Ground
SRP05835 | SMA AMERICA | SB5000US (208V) | 5000 | 2 |  |  | 0.96 | Solar Inverter |  | OUTDOOR
SRP05837 | MATRIX SOLAR/PHOTOWATT | PW1650-175 | 240 | 156 | 270 | 18.4 |  | Solar | FIXED | Roof
SRP05837 | MATRIX SOLAR/PHOTOWATT | PW1650-175 | 240 | 154 | 90 | 22 |  | Solar | FIXED | Roof
SRP05837 | ADVANCED ENERGY INDUSTRIES | 3159000-104 | 35000 | 2 |  |  | 0.97 | Solar Inverter |  | OUTDOOR
SRP05838 | CHANGZHOU TRINA SOLAR ENERGY CO | TSM-185D | 230 | 7 | 141 | 13 |  | Solar | FIXED | Roof
SRP05838 | CHANGZHOU TRINA SOLAR ENERGY CO | TSM-185D | 230 | 30 | 228 | 20 |  | Solar | FIXED | Roof
SRP05838 | ENPHASE ENERGY | M200-32-240-S02 | 215 | 37 |  |  | 0.96 | Solar Inverter |  | OUTDOOR
SRP05839 | BP SOLAR | BP3170N | 215 | 18 | 117 | 26 |  | Solar | FIXED | Roof
SRP05839 | FRONIUS USA | IG 4000 | 4000 | 1 |  |  | 0.95 | Solar Inverter |  | INDOOR
SRP05841 | CANADIAN SOLAR | CS6P-230 | 250 | 24 | 147 | 33 |  | Solar | FIXED | Roof
SRP05841 | SOLECTRIA RENEWABLES | PVI 5300 (208V) | 5300 | 1 |  |  | 0.966 | Solar Inverter |  | Inside
SRP05842 | SUNPOWER | SPR-230-WHT-U | 240 | 14 | 116 | 22 |  | Solar | FIXED | Roof
SRP05842 | SUNPOWER | SPR-230-WHT-U | 240 | 28 | 198 | 23 |  | Solar | FIXED | Roof
SRP05842 | SUNPOWER CORP (ORIGINAL MFRSMA) | SPR-3000M (208V) | 3000 | 1 |  |  | 0.96 | Solar Inverter |  | Inside
SRP05842 | SUNPOWER CORP (ORIGINAL MFRSMA) | SPR-3000M (208V) | 3000 | 2 |  |  | 0.96 | Solar Inverter |  | Inside
SRP05843 | ASTROPOWER | LAPX-300 | 240 | 90 | 128 | 3 |  | Solar | FIXED | Roof
SRP05843 | ASTROPOWER | LAPX-300 | 240 | 351 | 308 | 3 |  | Solar | FIXED | Roof
SRP05843 | ASTROPOWER | LAPX-300 | 240 | 44 | 193 | 13 |  | Solar | FIXED | Roof
SRP05843 | ASTROPOWER | LAPX-300 | 240 | 33 | 193 | 15 |  | Solar | FIXED | Roof
SRP05843 | ASTROPOWER | LAPX-300 | 240 | 44 | 193 | 17 |  | Solar | FIXED | Roof
SRP05843 | SOLECTRIA RENEWABLES | PVI 5300-P (240V) | 6500 | 4 |  |  | 0.96 | Solar Inverter |  | Outside
SRP05843 | SOLECTRIA RENEWABLES | PVI2500-240 | 7500 | 1 |  |  | 0.96 | Solar Inverter |  | Outside
SRP05843 | SOLECTRIA RENEWABLES | PVI13KW-208 | 10000 | 1 |  |  | 0.96 | Solar Inverter |  | Outside
SRP05843 | SOLECTRIA RENEWABLES | PVI13KW-208 | 13000 | 1 |  |  | 0.96 | Solar Inverter |  | Outside
SRP05843 | SOLECTRIA RENEWABLES | PVI82KW-208 | 82000 | 1 |  |  | 0.96 | Solar Inverter |  | Outside
SRP05844 | CHANGZHOU TRINA SOLAR ENERGY CO | TSM-185D | 235 | 6 | 120 | 10 |  | Solar | FIXED | Roof
SRP05844 | ENPHASE ENERGY | M200-32-240-S02 | 215 | 6 |  |  | 0.963 | Solar Inverter |  | OUTDOOR
SRP05847 | CHANGZHOU TRINA SOLAR ENERGY CO | TSM-185D | 230 | 6 | 90 | 17 |  | Solar | FIXED | Roof
SRP05847 | CEEG (SHANGHAI) SOLAR SCIENCE AND TECHNOLOGY CO | SST 190-72M | 230 | 18 | 180 | 17 |  | Solar | FIXED | Roof
SRP05847 | ENPHASE ENERGY | M200-32-240-S02 | 215 | 24 |  |  | 0.97 | Solar Inverter |  | OUTDOOR
SRP05849 | CHANGZHOU TRINA SOLAR ENERGY CO | TSM-185D | 230 | 26 | 168 | 20 |  | Solar | FIXED | Roof
SRP05849 | SMA AMERICA | SB6000U (208V) | 6000 | 1 |  |  | 0.968 | Solar Inverter |  | OUTDOOR
SRP05850 | CHANGZHOU TRINA SOLAR ENERGY CO | TSM-185D | 235 | 26 | 116 | 16 |  | Solar | FIXED | Roof
SRP05850 | SMA AMERICA | SB6000U (208V) | 6000 | 1 |  |  | 0.97 | Solar Inverter |  | OUTDOOR
SRP05851 | CHANGZHOU TRINA SOLAR ENERGY CO | TSM-185D | 230 | 12 | 97 | 33 |  | Solar | FIXED | Roof
SRP05851 | CHANGZHOU TRINA SOLAR ENERGY CO | TSM-185D | 230 | 22 | 197 | 33 |  | Solar | FIXED | Roof
SRP05851 | SMA AMERICA | SB3000US (208V) | 2500 | 1 |  |  | 0.96 | Solar Inverter |  | INDOOR
SRP05851 | SMA AMERICA | SB5000US | 5000 | 1 |  |  | 0.968 | Solar Inverter |  | Inside
SRP05852 | CHANGZHOU TRINA SOLAR ENERGY CO | TSM-185D | 230 | 24 | 218 | 20 |  | Solar | FIXED | Roof
SRP05852 | SMA AMERICA | SB5000US (277V) | 5000 | 1 |  |  | 0.968 | Solar Inverter |  | OUTDOOR
SRP05853 | CHANGZHOU TRINA SOLAR ENERGY CO | TSM-185D | 230 | 16 | 220 | 28 |  | Solar | FIXED | Roof
SRP05853 | ENPHASE ENERGY | M200-32-240-S02 | 215 | 16 |  |  | 0.96 | Solar Inverter |  | OUTDOOR
SRP05854 | CHANGZHOU TRINA SOLAR ENERGY CO | TSM-185D | 235 | 20 | 187 | 25 |  | Solar | FIXED | Roof
SRP05854 | SMA AMERICA | SB4000US (208V) | 4000 | 1 |  |  | 0.968 | Solar Inverter |  | OUTDOOR
SRP05855 | CHANGZHOU TRINA SOLAR ENERGY CO | TSM-185D | 230 | 44 | 177 | 20 |  | Solar | FIXED | Roof
SRP05855 | SMA AMERICA | SB5000US (208V) | 5000 | 2 |  |  | 0.97 | Solar Inverter |  | OUTDOOR
SRP05856 | CHANGZHOU TRINA SOLAR ENERGY CO | TSM-185D | 230 | 20 | 220 | 27 |  | Solar | FIXED | Roof
SRP05856 | ENPHASE ENERGY | M200-32-240-S02 | 215 | 20 |  |  | 0.96 | Solar Inverter |  | OUTDOOR
SRP05857 | CHANGZHOU TRINA SOLAR ENERGY CO | TSM-185D | 230 | 13 | 148 | 20 |  | Solar | FIXED | Roof
SRP05857 | CHANGZHOU TRINA SOLAR ENERGY CO | TSM-185D | 230 | 9 | 238 | 20 |  | Solar | FIXED | Roof
SRP05857 | ENPHASE ENERGY | M200-32-240-S02 | 215 | 22 |  |  | 0.96 | Solar Inverter |  | OUTDOOR
SRP05858 | CHANGZHOU TRINA SOLAR ENERGY CO | TSM-185D | 230 | 24 | 114 | 23 |  | Solar | FIXED | Roof
SRP05858 | SMA AMERICA | SB5000US | 5000 | 1 |  |  | 0.968 | Solar Inverter |  | OUTDOOR
SRP05859 | CHANGZHOU TRINA SOLAR ENERGY CO | TSM-185D | 230 | 33 | 192 | 22 |  | Solar | FIXED | Roof
SRP05859 | SMA AMERICA | SB7000US (208V) | 7000 | 1 |  |  | 0.969 | Solar Inverter |  | OUTDOOR
SRP05860 | CROWN RENEWABLE ENERGY LLC | CR180XM | 250 | 204 | 165 | 10 |  | Solar | FIXED | Roof
SRP05860 | POWER-ONE | PVI-CENTRAL-100-US (208 V) | 10000 | 5 |  |  | 0.96 | Solar Inverter |  | INDOOR
SRP05862 | CHANGZHOU TRINA SOLAR ENERGY CO | TSM-185D | 230 | 42 | 163 | 30 |  | Solar | FIXED | Roof
SRP05862 | SMA AMERICA | SB1100U | 2000 | 1 |  |  | 0.96 | Solar Inverter |  | OUTDOOR
SRP05862 | SMA AMERICA | SB7000US (240V) | 7000 | 1 |  |  | 0.969 | Solar Inverter |  | OUTDOOR
SRP05863 | CROWN RENEWABLE ENERGY LLC | CR180XM | 250 | 204 | 205 | 10 |  | Solar | FIXED | Roof
SRP05863 | POWER-ONE | PVI-CENTRAL-100-US (208 V) | 10000 | 5 |  |  | 0.96 | Solar Inverter |  | INDOOR
SRP05864 | CHANGZHOU TRINA SOLAR ENERGY CO | TSM-185D | 230 | 20 | 127 | 34 |  | Solar | FIXED | Roof
SRP05864 | SMA AMERICA | SB4000US (240V) | 4000 | 1 |  |  | 0.97 | Solar Inverter |  | OUTDOOR
SRP05865 | CHANGZHOU TRINA SOLAR ENERGY CO | TSM-185D | 230 | 16 | 119 | 9 |  | Solar | FIXED | Roof
SRP05865 | CHANGZHOU TRINA SOLAR ENERGY CO | TSM-185D | 230 | 8 | 119 | 16 |  | Solar | FIXED | Roof
SRP05865 | ENPHASE ENERGY | M200-32-240-S02 | 215 | 24 |  |  | 0.96 | Solar Inverter |  | OUTDOOR
SRP05866 | BP SOLAR | BP4170N | 225 | 30 | 210 | 12 |  | Solar | FIXED | Roof
SRP05866 | FRONIUS USA | IG 2000 | 2000 | 1 |  |  | 0.955 | Solar Inverter |  | OUTDOOR
SRP05866 | FRONIUS USA | IG 5100 | 5100 | 1 |  |  | 0.955 | Solar Inverter |  | OUTDOOR
SRP05867 | CHANGZHOU TRINA SOLAR ENERGY CO | TSM-185D | 240 | 44 | 155 | 25 |  | Solar | FIXED | Roof
SRP05867 | PV POWERED | PVP4800 | 4800 | 1 |  |  | 0.96 | Solar Inverter |  | OUTDOOR
SRP05867 | PV POWERED | PVP4800 | 4800 | 1 |  |  | 0.96 | Solar Inverter |  | OUTDOOR
SRP05868 | SUNPOWER | SPR-225-BLK-U | 225 | 12 | 135 | 32 |  | Solar | FIXED | Roof
SRP05868 | SUNPOWER | SPR-225-BLK-U | 225 | 9 | 224 | 32 |  | Solar | FIXED | Roof
SRP05868 | SUNPOWER | SPR-225-BLK-U | 225 | 17 | 135 | 38 |  | Solar | FIXED | Roof
SRP05868 | ENPHASE ENERGY | M200-32-208-S01 | 210 | 38 |  |  | 0.96 | Solar Inverter |  | OUTDOOR
SRP05869 | BAODING YINGLI NEW ENERGY RESOURCES CO | 110(17)P1447X663 | 235 | 11 | 108 | 18 |  | Solar | FIXED | Roof
SRP05869 | BAODING YINGLI NEW ENERGY RESOURCES CO | YL175(156) | 235 | 22 | 288 | 18 |  | Solar | FIXED | Roof
SRP05869 | FRONIUS USA |  | 7500 | 1 |  |  | 0.955 | Solar Inverter |  | OUTDOOR
SRP05870 | SANYO ELECTRIC | HIP-205BA5 | 220 | 18 | 82 | 18 |  | Solar | FIXED | Roof
SRP05870 | SANYO ELECTRIC | HIP-205BA5 | 220 | 16 | 172 | 18 |  | Solar | FIXED | Roof
SRP05870 | SANYO ELECTRIC | HIP-205BA5 | 220 | 14 | 262 | 18 |  | Solar | FIXED | Roof
SRP05870 | ENPHASE ENERGY | M200-32-208-S01 | 210 | 48 |  |  | 0.97 | Solar Inverter |  | Outside
SRP05871 | CHANGZHOU TRINA SOLAR ENERGY CO | TSM-185D | 230 | 22 | 174 | 23 |  | Solar | FIXED | Roof
SRP05871 | SMA AMERICA | SB5000US (208V) | 5000 | 1 |  |  | 0.968 | Solar Inverter |  | OUTDOOR
SRP05872 | CHANGZHOU TRINA SOLAR ENERGY CO | TSM-185D | 230 | 28 | 199 | 19 |  | Solar | FIXED | Roof
SRP05872 | SMA AMERICA | SB6000U (208V) | 6000 | 1 |  |  | 0.968 | Solar Inverter |  | OUTDOOR
SRP05873 | CHANGZHOU TRINA SOLAR ENERGY CO | TSM-185D | 230 | 10 | 96 | 20 |  | Solar | FIXED | Roof
SRP05873 | CHANGZHOU TRINA SOLAR ENERGY CO | TSM-185D | 230 | 27 | 186 | 20 |  | Solar | FIXED | Roof
SRP05873 | ENPHASE ENERGY | M200-32-208-S01 | 215 | 37 |  |  | 0.96 | Solar Inverter |  | OUTDOOR
SRP05874 | CHANGZHOU TRINA SOLAR ENERGY CO | TSM-185D | 230 | 24 | 175 | 18 |  | Solar | FIXED | Roof
SRP05874 | SMA AMERICA | SB3000US (208V) | 3000 | 1 |  |  | 0.965 | Solar Inverter |  | OUTDOOR
SRP05874 | SMA AMERICA | SB3800U (208V) | 3800 | 1 |  |  | 0.968 | Solar Inverter |  | OUTDOOR
SRP05875 | CANADIAN SOLAR | CS6P-230 | 250 | 204 | 175 | 10 |  | Solar | FIXED | Roof
SRP05875 | POWER-ONE | PVI-6000-OUTD-US-W (240 V) | 10000 | 5 |  |  | 0.96 | Solar Inverter |  | INDOOR
SRP05877 | CHANGZHOU TRINA SOLAR ENERGY CO | TSM-185D | 230 | 31 | 198 | 18 |  | Solar | FIXED | Roof
SRP05877 | ENPHASE ENERGY | M200-32-208-S01 | 215 | 31 |  |  | 0.96 | Solar Inverter |  | OUTDOOR
SRP05878 | SUNTECH POWER | STP200-18/UB-1 | 205 | 44 | 247.9 | 35 |  | Solar | FIXED | Roof
SRP05878 | PV POWERED | PVP4800 | 4800 | 2 |  |  | 0.96 | Solar Inverter |  | OUTDOOR
SRP05880 | SUNTECH POWER | STP180-24/AB-1 | 185 | 51 | 90.9 | 30 |  | Solar | FIXED | Roof
SRP05880 | SMA AMERICA | SB5000US (240V) | 5000 | 1 |  |  | 0.96 | Solar Inverter |  | INDOOR
SRP05880 | SMA AMERICA | SB6000U (208V) | 6000 | 1 |  |  | 0.97 | Solar Inverter |  | Inside
SRP05881 | SUNPOWER | SPR-305-WHT-U | 320 | 1328 | 163 | 8 |  | Solar | FIXED | Ground
SRP05881 | PV POWERED | PVP100KW-208 | 100000 | 2 |  |  | 0.955 | Solar Inverter |  | OUTDOOR
SRP05881 | PV POWERED | PVP100KW-208 | 100000 | 2 |  |  | 0.955 | Solar Inverter |  | OUTDOOR
SRP05883 | SUNTECH POWER | STP210-18/UB-1 | 280 | 1045 | 151 | 10 |  | Solar | FIXED | Roof
SRP05883 | SATCON TECHNOLOGY | PVS-75 (208 V) | 75000 | 3 |  |  | 0.96 | Solar Inverter |  | OUTDOOR
SRP05884 | CANADIAN SOLAR | CS6P-230 | 240 | 100 | 180 | 25 |  | Solar | FIXED | Ground
SRP05884 | SMA AMERICA | SB4000US (240V) | 4000 | 2 |  |  | 0.968 | Solar Inverter |  | OUTDOOR
SRP05884 | SMA AMERICA | SB5000US (208V) | 5000 | 2 |  |  | 0.968 | Solar Inverter |  | OUTDOOR
SRP05885 | BP SOLAR | BP3170N | 215 | 42 | 145 | 35 |  | Solar | FIXED | Ground
SRP05885 | SMA AMERICA | SB7000US (208V) | 8000 | 1 |  |  | 0.96 | Solar Inverter |  | OUTDOOR
SRP05887 | CANADIAN SOLAR | CS6P-230 | 235 | 10 | 147 | 30 |  | Solar | FIXED | Roof
SRP05887 | CANADIAN SOLAR | CS6P-230 | 235 | 7 | 147 | 40 |  | Solar | FIXED | Roof
SRP05887 | SOLECTRIA RENEWABLES | PVI 4000 (208V) | 4000 | 1 |  |  | 0.97 | Solar Inverter |  | INDOOR
SRP05888 | SHARP | NT-188U1 | 235 | 44 | 145 | 25 |  | Solar | FIXED | Roof
SRP05888 | SCHUCO USA | SB6000U (208V) | 6000 | 2 |  |  | 0.894 | Solar Inverter |  | INDOOR
SRP05889 | SUNTECH POWER | STP180-24/AB-1 | 185 | 36 | 187.3 | 22 |  | Solar | FIXED | Roof
SRP05889 | SMA AMERICA | SB7000US (240V) | 7000 | 1 |  |  | 0.97 | Solar Inverter |  | INDOOR
SRP05890 | CHANGZHOU TRINA SOLAR ENERGY CO | TSM-185D | 235 | 30 | 147 | 22 |  | Solar | FIXED | Roof
SRP05890 | CHANGZHOU TRINA SOLAR ENERGY CO | TSM-185D | 235 | 30 | 237 | 22 |  | Solar | FIXED | Roof
SRP05890 | SMA AMERICA | SB7000US (208V) | 7000 | 2 |  |  | 0.97 | Solar Inverter |  | INDOOR
SRP05891 | CHANGZHOU TRINA SOLAR ENERGY CO | TSM-185D | 235 | 36 | 155.4 | 33 |  | Solar | FIXED | Roof
SRP05891 | SMA AMERICA | SB7000US (277V) | 7000 | 1 |  |  | 0.97 | Solar Inverter |  | Outside
SRP05892 | SANYO ELECTRIC | HIP-205BA5 | 220 | 33 | 212.2 | 35 |  | Solar | FIXED | Roof
SRP05892 | PV POWERED | PVP2000 | 2000 | 1 |  |  | 0.92 | Solar Inverter |  | Inside
SRP05892 | PV POWERED | PVP2500 | 2500 | 1 |  |  | 0.945 | Solar Inverter |  | Inside
SRP05892 | PV POWERED | PVP3000 | 3000 | 1 |  |  | 0.935 | Solar Inverter |  | INDOOR
SRP05893 | CROWN RENEWABLE ENERGY LLC | CR180XM | 250 | 204 | 130 | 10 |  | Solar | FIXED | Roof
SRP05893 | POWER-ONE | PVI-6000-OUTD-US-W (240 V) | 10000 | 5 |  |  | 0.96 | Solar Inverter |  | INDOOR
SRP05894 | CHANGZHOU TRINA SOLAR ENERGY CO | TSM-185D | 235 | 30 | 212.1 | 25 |  | Solar | FIXED | Roof
SRP05894 | SMA AMERICA | SB7000US (208V) | 7000 | 1 |  |  | 0.97 | Solar Inverter |  | INDOOR
SRP05896 | CANADIAN SOLAR | CS6P-230 | 230 | 42 | 229 | 20 |  | Solar | FIXED | Roof
SRP05896 | SMA AMERICA | SB7000US (277V) | 8000 | 1 |  |  | 0.97 | Solar Inverter |  | INDOOR
SRP05897 | BP SOLAR | BP3170N | 230 | 18 | 195 | 30 |  | Solar | FIXED | Roof
SRP05897 | POWER-ONE | PVI-3600-OUTD-US-F (208V) | 3600 | 1 |  |  | 0.968 | Solar Inverter |  | INDOOR
SRP05898 | SCHUCO USA |  | 255 | 265 | 192 | 24 |  | Solar | FIXED | Roof
SRP05898 | ENPHASE ENERGY | M200-32-208-S01 | 215 | 265 |  |  | 0.96 | Solar Inverter |  | OUTDOOR
SRP05900 | SUNPOWER | SPR-230-WHT-U | 240 | 50 | 145 | 35 |  | Solar | FIXED | Roof
SRP05900 | SUNPOWER CORP (ORIGINAL MFRSMA) | SPR-4000M (208V) | 4000 | 1 |  |  | 0.968 | Solar Inverter |  | INDOOR
SRP05900 | SUNPOWER CORP (ORIGINAL MFRSMA) | SPR-6000M (208V) | 6000 | 1 |  |  | 0.97 | Solar Inverter |  | INDOOR
SRP05901 | SUNTECH POWER | STP200UB | 200 | 18 | 154 | 7 |  | Solar | FIXED | Roof
SRP05901 | SMA AMERICA | SB3000US (208V) | 3000 | 1 |  |  | 0.97 | Solar Inverter |  | INDOOR
SRP05904 | BP SOLAR | BP3170N | 215 | 18 | 128 | 34 |  | Solar | FIXED | Roof
SRP05904 | FRONIUS USA | IG 4000 | 4000 | 1 |  |  | 0.96 | Solar Inverter |  | OUTDOOR
SRP05905 | BP SOLAR | BP3170N | 215 | 14 | 240 | 40 |  | Solar | FIXED | Roof
SRP05905 | FRONIUS USA | IG 3000 | 3000 | 1 |  |  | 0.95 | Solar Inverter |  | OUTDOOR
SRP05906 | BP SOLAR | SX3200W | 215 | 7 | 154 | 23 |  | Solar | FIXED | Roof
SRP05906 | BP SOLAR | SX3200W | 215 | 18 | 244 | 23 |  | Solar | FIXED | Roof
SRP05906 | FRONIUS USA | IG 2000 | 2000 | 1 |  |  | 0.95 | Solar Inverter |  | OUTDOOR
SRP05906 | FRONIUS USA | IG 4000 | 4000 | 1 |  |  | 0.95 | Solar Inverter |  | OUTDOOR
SRP05908 | ET SOLAR INDUSTRY | ET-P654185 | 185 | 36 | 148 | 29 |  | Solar | FIXED | Roof
SRP05908 | SMA AMERICA | SB6000U (208V) | 6000 | 1 |  |  | 0.968 | Solar Inverter |  | OUTDOOR
SRP05909 | SUNPOWER | SPR-225-BLK-U | 225 | 9 | 60 | 26 |  | Solar | FIXED | Roof
SRP05909 | SUNPOWER | SPR-225-BLK-U | 225 | 9 | 240 | 26 |  | Solar | FIXED | Roof
SRP05909 | SUNPOWER | SPR-225-BLK-U | 225 | 12 | 60 | 40 |  | Solar | FIXED | Roof
SRP05909 | SUNPOWER CORP (ORIGINAL MFRSMA) | SPR-3000M (208V) | 3000 | 3 |  |  | 0.966 | Solar Inverter |  | INDOOR
SRP05910 | SUNTECH POWER | STP175S-24/AB-1 | 175 | 24 | 270 | 12 |  | Solar | FIXED | Roof
SRP05910 | SUNTECH POWER | STP175-24/AB-1 | 175 | 33 | 270 | 40 |  | Solar | FIXED | Roof
SRP05910 | POWER-ONE | PVI-5000-OUTD-US (208 V) | 4200 | 1 |  |  | 0.97 | Solar Inverter |  | INDOOR
SRP05910 | POWER-ONE | PVI-6000-OUTD-US (208 V) | 6000 | 1 |  |  | 0.97 | Solar Inverter |  | INDOOR
SRP05911 | SUNTECH POWER | STP190-18/UB-1 | 185 | 18 | 217 | 10 |  | Solar | FIXED | Roof
SRP05911 | SUNTECH POWER | STP190S-18/UB-1 | 185 | 18 | 217 | 24 |  | Solar | FIXED | Roof
SRP05911 | SMA AMERICA | SB3000US (208V) | 3000 | 2 |  |  | 0.97 | Solar Inverter |  | INDOOR
SRP05912 | SOLARWORLD | SW185MONO | 230 | 22 | 222 | 22 |  | Solar | FIXED | Roof
SRP05912 | SMA AMERICA | SB5000US (208V) | 5000 | 1 |  |  | 0.97 | Solar Inverter |  | OUTDOOR
SRP05913 | BP SOLAR | BP3170N | 215 | 26 | 171 | 26 |  | Solar | FIXED | Roof
SRP05913 | SMA AMERICA | SB5000US (208V) | 5000 | 1 |  |  | 0.97 | Solar Inverter |  | OUTDOOR
SRP05914 | BP SOLAR | BP3170N | 215 | 20 | 215 | 34 |  | Solar | FIXED | Roof
SRP05914 | FRONIUS USA | IG 4000 | 4000 | 1 |  |  | 0.952 | Solar Inverter |  | OUTDOOR
SRP05915 | NINGBO SOLAR ELECTRIC POWER | TDB125X125-72-P 150W | 245 | 39 | 136 | 26 |  | Solar | FIXED | Roof
SRP05915 | NINGBO SOLAR ELECTRIC POWER | TDB125X125-72-P 175W | 245 | 8 | 226 | 36 |  | Solar | FIXED | Roof
SRP05915 | SMA AMERICA | SUNNY BOY CONTROL PLUS | 2000 | 1 |  |  | 0.92 | Solar Inverter |  | OUTDOOR
SRP05915 | SMA AMERICA | SB7000US (208V) | 8000 | 1 |  |  | 0.963 | Solar Inverter |  | OUTDOOR
SRP05916 | SUNTECH POWER | STP210-18/UB-1 | 245 | 32 | 160 | 29 |  | Solar | FIXED | Ground
SRP05916 | ENPHASE ENERGY | M200-32-240-S01 | 215 | 32 |  |  | 0.97 | Solar Inverter |  | OUTDOOR
SRP05917 | SOLARWORLD | SW185 MONO/T | 230 | 28 | 185 | 40 |  | Solar | FIXED | Roof
SRP05917 | SMA AMERICA | SB7000US (208V) | 7000 | 1 |  |  | 0.97 | Solar Inverter |  | OUTDOOR
SRP05918 | CANADIAN SOLAR | CS6P-230 | 250 | 40 | 4 | 10 |  | Solar | FIXED | Roof
SRP05918 | CANADIAN SOLAR | CS6P-230 | 250 | 44 | 210 | 10 |  | Solar | FIXED | Roof
SRP05918 | CANADIAN SOLAR | CS6P-230 | 250 | 40 | 218 | 10 |  | Solar | FIXED | Roof
SRP05918 | CANADIAN SOLAR | CS6P-230 | 250 | 40 | 218 | 10 |  | Solar | FIXED | Roof
SRP05918 | CANADIAN SOLAR | CS6P-230 | 250 | 40 | 218 | 10 |  | Solar | FIXED | Roof
SRP05918 | POWER-ONE | PVI-6000-OUTD-US-W (208 V) | 10000 | 5 |  |  | 0.96 | Solar Inverter |  | INDOOR
SRP05919 | SHARP | ND-220U2 | 240 | 26 | 92 | 23 |  | Solar | FIXED | Roof
SRP05919 | POWER-ONE | PVI-6000-OUTD-US (208 V) | 6000 | 1 |  |  | 0.97 | Solar Inverter |  | Inside
SRP05921 | SUNTECH POWER | STP180-24/AB-1 | 185 | 42 | 132 | 25 |  | Solar | FIXED | Roof
SRP05921 | PV POWERED | PVP3500 | 3500 | 2 |  |  | 0.955 | Solar Inverter |  | INDOOR
SRP05922 | CHANGZHOU TRINA SOLAR ENERGY CO | TSM-185D | 235 | 20 | 180 | 24 |  | Solar | FIXED | Roof
SRP05922 | PV POWERED | PVP4800 | 4800 | 1 |  |  | 0.96 | Solar Inverter |  | Outside
SRP05923 | CHANGZHOU TRINA SOLAR ENERGY CO | TSM-185D | 235 | 26 | 138.4 | 35 |  | Solar | FIXED | Roof
SRP05923 | SMA AMERICA | SB6000U (208V) | 6000 | 1 |  |  | 0.97 | Solar Inverter |  | OUTDOOR
SRP05925 | BAODING YINGLI NEW ENERGY RESOURCES CO | 110(17)P1447X663 | 235 | 234 | 169 | 5 |  | Solar | FIXED | Roof
SRP05925 | PV POWERED | PVP30KW-208 | 50000 | 1 |  |  | 0.96 | Solar Inverter |  | OUTDOOR
SRP05930 | CANADIAN SOLAR | CS6P-230 | 225 | 30 | 90 | 22 |  | Solar | FIXED | Roof
SRP05930 | ENPHASE ENERGY | M200-32-240-S02 | 380 | 15 |  |  | 0.955 | Solar Inverter |  | OUTDOOR
SRP05931 | SANYO ELECTRIC | HIP-205BA5 | 225 | 36 | 110 | 30 |  | Solar | FIXED | Roof
SRP05931 | FRONIUS USA |  | 7500 | 1 |  |  | 0.962 | Solar Inverter |  | INDOOR
SRP05934 | CHANGZHOU TRINA SOLAR ENERGY CO | TSM-185D | 240 | 342 | 180 | 8 |  | Solar | FIXED | Roof
SRP05934 | SMA AMERICA | SB7000US (277V) | 7000 | 1 |  |  | 0.97 | Solar Inverter |  | Outside
SRP05934 | SMA AMERICA | SB7000US (277V) | 8000 | 8 |  |  | 0.97 | Solar Inverter |  | Outside
SRP05935 | BP SOLAR |  | 215 | 14 | 217 | 30 |  | Solar | FIXED | Roof
SRP05935 | FRONIUS USA | IG 3000 | 3000 | 1 |  |  | 0.952 | Solar Inverter |  | OUTDOOR
SRP05936 | CANADIAN SOLAR | CS6P-230 | 255 | 21 | 170 | 33 |  | Solar | FIXED | Roof
SRP05936 | SMA AMERICA | SB5000US (208V) | 5000 | 1 |  |  | 0.96 | Solar Inverter |  | INDOOR
SRP05937 | CHANGZHOU TRINA SOLAR ENERGY CO | TSM-185D | 230 | 50 | 228.3 | 30 |  | Solar | FIXED | Roof
SRP05937 | CHANGZHOU TRINA SOLAR ENERGY CO | TSM-185D | 230 | 10 | 138.3 | 46 |  | Solar | FIXED | Roof
SRP05937 | PV POWERED | PVP2500 | 2500 | 2 |  |  | 0.945 | Solar Inverter |  | INDOOR
SRP05937 | PV POWERED | PVP4800 | 4800 | 2 |  |  | 0.96 | Solar Inverter |  | INDOOR
SRP05940 | ET SOLAR INDUSTRY | ET-P672275 | 275 | 36 | 113 | 23 |  | Solar | FIXED | Roof
SRP05940 | FRONIUS USA |  | 10000 | 1 |  |  | 0.965 | Solar Inverter |  | INDOOR
SRP05941 | SUNPOWER | SPR-230-WHT-U | 240 | 42 | 259 | 34 |  | Solar | FIXED | Roof
SRP05941 | SUNPOWER CORP (ORIGINAL MFRSMA) | SPR-4000M (208V) | 4000 | 1 |  |  | 0.96 | Solar Inverter |  | Inside
SRP05941 | SUNPOWER CORP (ORIGINAL MFRSMA) | SPR-5000M (208V) | 5000 | 1 |  |  | 0.96 | Solar Inverter |  | INDOOR
SRP05942 | CHANGZHOU TRINA SOLAR ENERGY CO | TSM-185D | 230 | 20 | 136 | 5 |  | Solar | FIXED | Roof
SRP05942 | CHANGZHOU TRINA SOLAR ENERGY CO | TSM-185D | 230 | 24 | 136 | 22 |  | Solar | FIXED | Roof
SRP05942 | SMA AMERICA | SB4000US (208V) | 4000 | 1 |  |  | 0.96 | Solar Inverter |  | OUTDOOR
SRP05942 | SMA AMERICA | SB5000US (208V) | 5000 | 1 |  |  | 0.96 | Solar Inverter |  | OUTDOOR
SRP05943 | BAODING YINGLI NEW ENERGY RESOURCES CO | 110(17)P1447X663 | 235 | 33 | 213 | 20 |  | Solar | FIXED | Roof
SRP05943 | SMA AMERICA | SB7000US (208V) | 7000 | 1 |  |  | 0.965 | Solar Inverter |  | OUTDOOR
SRP05945 | MATRIX SOLAR/PHOTOWATT | PW1650-175 | 230 | 18 | 195 | 30 |  | Solar | FIXED | Roof
SRP05945 | MATRIX SOLAR/PHOTOWATT | PW1650-175 | 230 | 7 | 105 | 37 |  | Solar | FIXED | Roof
SRP05945 | MATRIX SOLAR/PHOTOWATT | PW1650-175 | 230 | 14 | 195 | 37 |  | Solar | FIXED | Roof
SRP05945 | SOLECTRIA RENEWABLES | PVI 3000 (208V) | 3800 | 1 |  |  | 0.976 | Solar Inverter |  | OUTDOOR
SRP05945 | SOLECTRIA RENEWABLES | PVI 5000 (208V) | 5000 | 1 |  |  | 0.976 | Solar Inverter |  | OUTDOOR
SRP05949 | CHANGZHOU TRINA SOLAR ENERGY CO | TSM-185D | 235 | 33 | 264.4 | 30 |  | Solar | FIXED | Roof
SRP05949 | SMA AMERICA | SB7000US (208V) | 7000 | 1 |  |  | 0.97 | Solar Inverter |  | INDOOR
SRP05950 | REC SCANMODULE | SCM230 | 240 | 24 | 176 | 30 |  | Solar | FIXED | Roof
SRP05950 | REC SCANMODULE | SCM230 | 240 | 6 | 266 | 30 |  | Solar | FIXED | Roof
SRP05950 | ENPHASE ENERGY | M200-32-208-S01 | 215 | 30 |  |  | 0.96 | Solar Inverter |  | OUTDOOR
SRP05951 | CHANGZHOU TRINA SOLAR ENERGY CO | TSM-160D | 235 | 20 | 211.2 | 31 |  | Solar | FIXED | Roof
SRP05951 | PV POWERED | PVP4800 | 4800 | 1 |  |  | 0.96 | Solar Inverter |  | INDOOR
SRP05952 | REC SCANMODULE | SCM230 | 240 | 24 | 110 | 30 |  | Solar | FIXED | Roof
SRP05952 | REC SCANMODULE | SCM230 | 240 | 46 | 200 | 30 |  | Solar | FIXED | Roof
SRP05952 | ENPHASE ENERGY | M200-32-208-S01 | 215 | 70 |  |  | 0.96 | Solar Inverter |  | OUTDOOR
SRP05953 | CHANGZHOU TRINA SOLAR ENERGY CO | TSM-160D | 235 | 30 | 170.6 | 25 |  | Solar | FIXED | Roof
SRP05953 | SMA AMERICA | SB7000US (208V) | 7000 | 1 |  |  | 0.97 | Solar Inverter |  | Outside
SRP05955 | SUNPOWER | SPR-230-WHT-U | 240 | 18 | 176 | 25 |  | Solar | FIXED | Roof
SRP05955 | ENPHASE ENERGY | M200-32-208-S01 | 210 | 18 |  |  | 0.96 | Solar Inverter |  | OUTDOOR
SRP05956 | CHANGZHOU TRINA SOLAR ENERGY CO | TSM-185D | 235 | 20 | 163.6 | 15 |  | Solar | FIXED | Roof
SRP05956 | CHANGZHOU TRINA SOLAR ENERGY CO | TSM-160D | 235 | 14 | 253.6 | 15 |  | Solar | FIXED | Roof
SRP05956 | PV POWERED | PVP3000 | 3000 | 1 |  |  | 0.935 | Solar Inverter |  | INDOOR
SRP05956 | PV POWERED | PVP4800 | 4800 | 1 |  |  | 0.96 | Solar Inverter |  | INDOOR
SRP05957 | CHANGZHOU TRINA SOLAR ENERGY CO | TSM-185D | 240 | 36 | 184 | 20 |  | Solar | FIXED | Roof
SRP05957 | SMA AMERICA | SB7000US (208V) | 7000 | 1 |  |  | 0.97 | Solar Inverter |  | OUTDOOR
SRP05958 | SUNTECH POWER | STP190-18/UB-1 | 185 | 37 | 184 | 30 |  | Solar | FIXED | Roof
SRP05958 | PV POWERED | PVP3000 | 3000 | 1 |  |  | 0.935 | Solar Inverter |  | Inside
SRP05958 | PV POWERED | PVP3500 | 3500 | 1 |  |  | 0.955 | Solar Inverter |  | Inside
SRP05959 | BAODING YINGLI NEW ENERGY RESOURCES CO | 110(17)P1447X663 | 230 | 40 | 218 | 34 |  | Solar | FIXED | Roof
SRP05959 | SMA AMERICA | SB5000US (208V) | 5000 | 2 |  |  | 0.95 | Solar Inverter |  | Inside
SRP05963 | MATRIX SOLAR/PHOTOWATT | PW1650-175 | 240 | 104 | 180 | 25 |  | Solar | FIXED | Ground
SRP05963 | SMA AMERICA | SB6000U (208V) | 6000 | 4 |  |  | 0.968 | Solar Inverter |  | OUTDOOR
SRP05964 | ET SOLAR INDUSTRY | ET-P672280 | 280 | 12 | 201 | 22 |  | Solar | FIXED | Roof
SRP05964 | POWER-ONE | PVI-3000-I-OUTD-US | 3000 | 1 |  |  | 0.965 | Solar Inverter |  | INDOOR
SRP05965 | UNKNOWN | UNKNOWN | 225 | 12 | 129 | 20 |  | Solar | FIXED | Roof
SRP05965 | UNKNOWN | UNKNOWN | 225 | 18 | 129 | 27 |  | Solar | FIXED | Roof
SRP05965 | UNKNOWN | UNKNOWN | 225 | 12 | 129 | 34 |  | Solar | FIXED | Roof
SRP05965 | SMA AMERICA | SWR2500U-SBD (208V) | 2500 | 2 |  |  | 0.955 | Solar Inverter |  | Inside
SRP05965 | FRONIUS USA | IG 4000 | 4000 | 1 |  |  | 0.955 | Solar Inverter |  | Inside
SRP05967 | SUNTECH POWER | STP180-24/AB-1 | 185 | 23 | 201.1 | 30 |  | Solar | FIXED | Roof
SRP05967 | SUNTECH POWER | STP190-18/UB-1 | 185 | 8 | 111.1 | 35 |  | Solar | FIXED | Roof
SRP05967 | PV POWERED | PVP2000 | 2000 | 2 |  |  | 0.92 | Solar Inverter |  | Inside
SRP05967 | PV POWERED | PVP2500 | 2500 | 1 |  |  | 0.945 | Solar Inverter |  | INDOOR
SRP05968 | CHANGZHOU TRINA SOLAR ENERGY CO | TSM-185D | 235 | 20 | 168 | 30 |  | Solar | FIXED | Roof
SRP05968 | PV POWERED | PVP4800 | 4800 | 1 |  |  | 0.96 | Solar Inverter |  | INDOOR
SRP05969 | CHANGZHOU TRINA SOLAR ENERGY CO | TSM-185D | 240 | 20 | 128.5 | 30 |  | Solar | FIXED | Roof
SRP05969 | CHANGZHOU TRINA SOLAR ENERGY CO | TSM-185D | 240 | 9 | 218.5 | 30 |  | Solar | FIXED | Roof
SRP05969 | PV POWERED | PVP2000 | 2000 | 1 |  |  | 0.92 | Solar Inverter |  | INDOOR
SRP05969 | PV POWERED | PVP4800 | 4800 | 1 |  |  | 0.96 | Solar Inverter |  | INDOOR
SRP05970 | ALPS TECHNOLOGY | ATI 1000-110 | 230 | 480 | 305.6 | 5 |  | Solar | FIXED | Roof
SRP05970 | FRONIUS USA |  | 60000 | 2 |  |  | 0.959 | Solar Inverter |  | OUTDOOR
SRP05971 | CHANGZHOU TRINA SOLAR ENERGY CO | TSM-185D | 230 | 1800 | 128 | 5 |  | Solar | FIXED | Roof
SRP05971 | FRONIUS USA |  | 48000 | 2 |  |  | 0.97 | Solar Inverter |  | OUTDOOR
SRP05971 | FRONIUS USA |  | 60000 | 2 |  |  | 0.955 | Solar Inverter |  | OUTDOOR
SRP05971 | FRONIUS USA |  | 60000 | 2 |  |  | 0.96 | Solar Inverter |  | OUTDOOR
SRP05972 | SUNTECH POWER | STP210S-18/UB-1 | 225 | 780 | 217 | 5 |  | Solar | FIXED | Roof
SRP05972 | PV POWERED | PVP30KW-208 | 50000 | 1 |  |  | 0.96 | Solar Inverter |  | OUTDOOR
SRP05972 | PV POWERED | PVP100KW-208 | 100000 | 1 |  |  | 0.96 | Solar Inverter |  | OUTDOOR
SRP05973 | SUNTECH POWER | STP210S-18/UB-1 | 225 | 1963 | 209 | 5 |  | Solar | FIXED | Roof
SRP05973 | SUNTECH POWER | STP210S-18/UB-1 | 225 | 1521 | 214 | 5 |  | Solar | FIXED | Roof
SRP05973 | SUNTECH POWER | STP210S-18/UB-1 | 225 | 91 | 217 | 5 |  | Solar | FIXED | Roof
SRP05973 | PV POWERED | PVP100KW-208 | 100000 | 2 |  |  | 0.96 | Solar Inverter |  | Inside
SRP05973 | PV POWERED | PVP100KW-208 | 260000 | 2 |  |  | 0.96 | Solar Inverter |  | Inside
SRP05974 | CANADIAN SOLAR | CS6P-230 | 250 | 36 | 126 | 21 |  | Solar | FIXED | Roof
SRP05974 | FRONIUS USA |  | 10000 | 1 |  |  | 0.97 | Solar Inverter |  | Outside
SRP05976 | SUNPOWER | SPR-230-WHT-U | 240 | 14 | 165 | 30 |  | Solar | FIXED | Roof
SRP05976 | SUNPOWER CORP (ORIGINAL MFRSMA) | SPR-3000M (208V) | 3000 | 1 |  |  | 0.97 | Solar Inverter |  | INDOOR
SRP05977 | ISOFOTON | I-100/12 | 225 | 7 | 104 | 21 |  | Solar | FIXED | Roof
SRP05977 | ISOFOTON | I-100/12 | 225 | 43 | 194 | 21 |  | Solar | FIXED | Roof
SRP05977 | ENPHASE ENERGY | M175-24-240-S02 | 190 | 43 |  |  | 0.955 | Solar Inverter |  | OUTDOOR
SRP05977 | ENPHASE ENERGY | M200-32-208-S01 | 190 | 7 |  |  | 0.955 | Solar Inverter |  | OUTDOOR
SRP05981 | SUNPOWER | SPR-225-BLK-U | 225 | 43 | 148 | 40 |  | Solar | FIXED | Roof
SRP05981 | SUNPOWER CORP (ORIGINAL MFRSMA) | SPR-3000M (208V) | 3000 | 1 |  |  | 0.97 | Solar Inverter |  | INDOOR
SRP05981 | SUNPOWER CORP (ORIGINAL MFRSMA) | SPR-5000M (208V) | 5000 | 1 |  |  | 0.97 | Solar Inverter |  | INDOOR
SRP05982 | BAODING YINGLI NEW ENERGY RESOURCES CO | YL175(156) | 235 | 42 | 167 | 28 |  | Solar | FIXED | Roof
SRP05982 | ENPHASE ENERGY | M200-32-240-S02 | 215 | 42 |  |  | 0.96 | Solar Inverter |  | OUTDOOR
SRP05983 | CANADIAN SOLAR | CS6P-230 | 230 | 14 | 202 | 35 |  | Solar | FIXED | Roof
SRP05983 | ENPHASE ENERGY | M175-24-240-S02 | 190 | 14 |  |  | 0.955 | Solar Inverter |  | OUTDOOR
SRP05984 | ISOFOTON | I-100/12 | 225 | 44 | 132 | 15 |  | Solar | FIXED | Roof
SRP05984 | ISOFOTON | I-100/12 | 225 | 9 | 222 | 15 |  | Solar | FIXED | Roof
SRP05984 | ISOFOTON | I-100/12 | 225 | 6 | 220 | 20 |  | Solar | FIXED | Roof
SRP05984 | ENPHASE ENERGY | M175-24-240-S02 | 190 | 44 |  |  | 0.955 | Solar Inverter |  | OUTDOOR
SRP05984 | ENPHASE ENERGY | M200-32-240-S02 | 190 | 6 |  |  | 0.955 | Solar Inverter |  | OUTDOOR
SRP05984 | ENPHASE ENERGY | M200-32-240-S02 | 190 | 9 |  |  | 0.955 | Solar Inverter |  | OUTDOOR
SRP05985 | BP SOLAR | SX3195B | 195 | 3 | 234 | 30 |  | Solar | FIXED | Roof
SRP05985 | FRONIUS USA | FRONIUS DATALOGGER EASY BOX | 1 | 1 |  |  | 0.95 | Solar Inverter |  | INDOOR
SRP05986 | SILIKEN MANUFACTURING USA | SLK60P6L 233 WP | 245 | 26 | 228 | 15 |  | Solar | FIXED | Roof
SRP05986 | SMA AMERICA | SB7000US (208V) | 7000 | 1 |  |  | 0.97 | Solar Inverter |  | OUTDOOR
SRP05989 | SANYO ELECTRIC | HIP-205BA5 | 220 | 68 | 172 | 36 |  | Solar | FIXED | Roof
SRP05989 | SANYO ELECTRIC | HIP-205BA5 | 220 | 12 | 172 | 66 |  | Solar | FIXED | Roof
SRP05989 | SMA AMERICA | SB6000US (208V) | 6000 | 3 |  |  | 0.97 | Solar Inverter |  | INDOOR
SRP05990 | UNITED SOLAR OVONIC | PVL-144 | 144 | 7942 | 152 | 2.5 |  | Solar | FIXED | Roof
SRP05990 | UNITED SOLAR OVONIC | PVL-144 | 144 | 11363 | 332 | 2.5 |  | Solar | FIXED | Roof
SRP05990 | SATCON TECHNOLOGY | PVS-500 (480 V) | 500000 | 5 |  |  | 0.97 | Solar Inverter |  | OUTDOOR
SRP05991 | UNITED SOLAR OVONIC | PVL-144 | 144 | 979 | 242 | 2.5 |  | Solar | FIXED | Roof
SRP05991 | UNITED SOLAR OVONIC | PVL-144 | 144 | 3102 | 332 | 2.5 |  | Solar | FIXED | Roof
SRP05991 | SATCON TECHNOLOGY | PVS-500 (480 V) | 500000 | 4 |  |  | 0.97 | Solar Inverter |  | OUTDOOR
SRP05992 | SUNPOWER | SPR-230-WHT-U | 240 | 26 | 137.2 | 20 |  | Solar | FIXED | Roof
SRP05992 | ENPHASE ENERGY | M200-32-240-S02 | 210 | 26 |  |  | 0.96 | Solar Inverter |  | OUTDOOR
SRP05993 | UNKNOWN | UNKNOWN | 235 | 611 | 145 | 10 |  | Solar | FIXED | Roof
SRP05993 | UNKNOWN | UNKNOWN | 235 | 1118 | 145 | 10 |  | Solar | FIXED | Roof
SRP05993 | UNKNOWN | UNKNOWN | 235 | 1859 | 145 | 10 |  | Solar | FIXED | Roof
SRP05993 | UNKNOWN | UNKNOWN | 235 | 481 | 146 | 10 |  | Solar | FIXED | Roof
SRP05993 | UNKNOWN | UNKNOWN | 235 | 611 | 146 | 10 |  | Solar | FIXED | Roof
SRP05993 | PV POWERED | PVP30KW-LV-480 | 75000 | 3 |  |  | 0.955 | Solar Inverter |  | Outside
SRP05993 | PV POWERED | PVP100KW-480 | 100000 | 3 |  |  | 0.96 | Solar Inverter |  | Outside
SRP05993 | PV POWERED | PVP100KW-208 | 260000 | 1 |  |  | 0.966 | Solar Inverter |  | Outside
SRP05994 | MATRIX SOLAR/PHOTOWATT | PW1650-165 | 230 | 18 | 207 | 23 |  | Solar | FIXED | Roof
SRP05994 | FRONIUS USA | IG 4000 | 4000 | 1 |  |  | 0.952 | Solar Inverter |  | Outside
SRP05995 | BAODING YINGLI NEW ENERGY RESOURCES CO | YL175(156) | 235 | 1022 | 141 | 5 |  | Solar | FIXED | Roof
SRP05995 | PV POWERED | PVP100KW-208 | 100000 | 2 |  |  | 0.96 | Solar Inverter |  | OUTDOOR
SRP05997 | GE ENERGY | GEPV-173-MCB | 230 | 22 | 263 | 18 |  | Solar | FIXED | Roof
SRP05997 | PV POWERED | PVP4800 | 4800 | 1 |  |  | 0.96 | Solar Inverter |  | Outside
SRP05998 | SUNPOWER | SPR-230-WHT-U | 240 | 31 | 128 | 30 |  | Solar | FIXED | Roof
SRP05998 | ENPHASE ENERGY | M200-32-240-S02 | 210 | 31 |  |  | 0.96 | Solar Inverter |  | Outside
SRP05999 | MATRIX SOLAR/PHOTOWATT | PW1650-175 | 240 | 22 | 154 | 26 |  | Solar | FIXED | Roof
SRP05999 | FRONIUS USA | IG 5100 | 5100 | 1 |  |  | 0.94 | Solar Inverter |  | INDOOR
SRP06000 | MATRIX SOLAR/PHOTOWATT | PW1650-175 | 240 | 36 | 118 | 23 |  | Solar | FIXED | Roof
SRP06000 | FRONIUS USA |  | 7500 | 1 |  |  | 0.96 | Solar Inverter |  | OUTDOOR
SRP06001 | SUNPOWER | SPR-230-WHT-U | 230 | 60 | 120 | 25 |  | Solar | FIXED | Roof
SRP06001 | SUNPOWER CORP (ORIGINAL MFRSMA) | SPR-6000M (208V) | 6000 | 2 |  |  | 0.97 | Solar Inverter |  | INDOOR
SRP06002 | SUNPOWER | SPR-230-WHT-U | 230 | 30 | 250 | 20 |  | Solar | FIXED | Roof
SRP06002 | SUNPOWER CORP (ORIGINAL MFRSMA) | SPR-6000M (208V) | 6000 | 1 |  |  | 0.97 | Solar Inverter |  | INDOOR
SRP06003 | MATRIX SOLAR/PHOTOWATT | PW1650-175 | 240 | 9 | 151 | 26 |  | Solar | FIXED | Roof
SRP06003 | MATRIX SOLAR/PHOTOWATT | PW1650-175 | 240 | 40 | 241 | 26 |  | Solar | FIXED | Roof
SRP06003 | FRONIUS USA | IG 2000 | 2000 | 1 |  |  | 0.94 | Solar Inverter |  | OUTDOOR
SRP06003 | FRONIUS USA |  | 10000 | 1 |  |  | 0.96 | Solar Inverter |  | OUTDOOR
SRP06004 | MATRIX SOLAR/PHOTOWATT | PW1650-175 | 240 | 100 | 161.8 | 10 |  | Solar | FIXED | Roof
SRP06004 | SOLECTRIA RENEWABLES | PVI13KW-480 | 13000 | 2 |  |  | 0.958 | Solar Inverter |  | OUTDOOR
SRP06006 | SUNTECH POWER | STP210-18/UB-1 | 280 | 20496 | 180 | 20 |  | Solar | FIXED | Roof
SRP06006 | SATCON TECHNOLOGY | PVS-500 (480 V) | 500000 | 4 |  |  | 0.985 | Solar Inverter |  | OUTDOOR
SRP06006 | SATCON TECHNOLOGY | AE-100-60-PV-A | 1000000 | 3 |  |  | 0.985 | Solar Inverter |  | Outside
SRP06007 | SOLARWORLD | SW185MONO | 245 | 4 | 201 | 8 |  | Solar | FIXED | Roof
SRP06007 | SOLARWORLD | SW185MONO | 245 | 25 | 111 | 20 |  | Solar | FIXED | Roof
SRP06007 | SOLARWORLD | SW185MONO | 245 | 12 | 201 | 26 |  | Solar | FIXED | Roof
SRP06007 | ENPHASE ENERGY | M200-32-240-S02 | 215 | 41 |  |  | 0.95 | Solar Inverter |  | OUTDOOR
SRP06008 | CHANGZHOU TRINA SOLAR ENERGY CO | TSM-185D | 235 | 60 | 155.6 | 8 |  | Solar | FIXED | Roof
SRP06008 | SMA AMERICA | SB5000US (208V) | 5000 | 1 |  |  | 0.97 | Solar Inverter |  | INDOOR
SRP06008 | SMA AMERICA | SB7000US (208V) | 7000 | 1 |  |  | 0.97 | Solar Inverter |  | INDOOR
SRP06009 | CHANGZHOU TRINA SOLAR ENERGY CO | TSM-185D | 230 | 36 | 104 | 25 |  | Solar | FIXED | Roof
SRP06009 | SMA AMERICA | SB7000US (277V) | 8000 | 1 |  |  | 0.963 | Solar Inverter |  | OUTDOOR
SRP06010 | BP SOLAR | BP3170N | 215 | 92 | 182 | 32 |  | Solar | FIXED | Ground
SRP06010 | SMA AMERICA | SB6000U (208V) | 6000 | 1 |  |  | 0.95 | Solar Inverter |  | OUTDOOR
SRP06010 | SMA AMERICA | SB7000US (208V) | 7000 | 2 |  |  | 0.95 | Solar Inverter |  | OUTDOOR
SRP06011 | CANADIAN SOLAR | CS5P-230 | 230 | 377 | 204 | 5 |  | Solar | FIXED | Roof
SRP06011 | SOLECTRIA RENEWABLES | SOLRENVIEW 3PH 800A REV | 82000 | 1 |  |  | 0.956 | Solar Inverter |  | INDOOR
SRP06012 | SUNTECH POWER | STP180S-24/AB-1 | 185 | 36 | 160 | 27 |  | Solar | FIXED | Roof
SRP06012 | SMA AMERICA | SB6000US (208V) | 6000 | 1 |  |  | 0.97 | Solar Inverter |  | OUTDOOR
SRP06016 | SUNPOWER | SPR-230-WHT-U | 240 | 12 | 150 | 45 |  | Solar | FIXED | Roof
SRP06016 | ENPHASE ENERGY | M200-32-208-S01 | 210 | 12 |  |  | 0.96 | Solar Inverter |  | OUTDOOR
SRP06017 | SUNPOWER | SPR-230-WHT-U | 240 | 36 | 210 | 40 |  | Solar | FIXED | Roof
SRP06017 | SUNPOWER CORP (ORIGINAL MFRSMA) | SPR-7000M (240V) | 8000 | 1 |  |  | 0.97 | Solar Inverter |  | Inside
SRP06018 | SCHOTT SOLAR | ASE-250DGF/50-230 | 235 | 36 | 160 | 20 |  | Solar | FIXED | Ground
SRP06018 | SMA AMERICA | SB7000US (277V) | 8000 | 1 |  |  | 0.965 | Solar Inverter |  | OUTDOOR
SRP06019 | SHARP | ND-224UC1 | 235 | 10 | 181 | 13 |  | Solar | FIXED | Roof
SRP06019 | SHARP | ND-224UC1 | 235 | 5 | 91 | 19 |  | Solar | FIXED | Roof
SRP06019 | SHARP | ND-224UC1 | 235 | 5 | 181 | 19 |  | Solar | FIXED | Roof
SRP06019 | SHARP | ND-224UC1 | 235 | 16 | 181 | 19 |  | Solar | FIXED | Roof
SRP06019 | SHARP | ND-224UC1 | 235 | 4 | 91 | 34 |  | Solar | FIXED | Roof
SRP06019 | ENPHASE ENERGY | M200-32-208-S01 | 215 | 40 |  |  | 0.965 | Solar Inverter |  | OUTDOOR
SRP06020 | SUNPOWER | SPR-225-BLK-U | 225 | 12 | 153 | 34 |  | Solar | FIXED | Roof
SRP06020 | ENPHASE ENERGY | M200-32-208-S01 | 210 | 12 |  |  | 0.955 | Solar Inverter |  | INDOOR
SRP06021 | SUNPOWER | SPR-230-WHT-U | 240 | 12 | 55 | 25 |  | Solar | FIXED | Roof
SRP06021 | SUNPOWER | SPR-230-WHT-U | 240 | 40 | 145 | 25 |  | Solar | FIXED | Roof
SRP06021 | SUNPOWER CORP (ORIGINAL MFRSMA) | SPR-4000M (208V) | 4000 | 1 |  |  | 0.968 | Solar Inverter |  | INDOOR
SRP06021 | SUNPOWER CORP (ORIGINAL MFRSMA) | SPR-7000M (208V) | 8000 | 1 |  |  | 0.965 | Solar Inverter |  | INDOOR
SRP06022 | CHANGZHOU TRINA SOLAR ENERGY CO | TSM-185D | 230 | 18 | 185 | 15 |  | Solar | FIXED | Roof
SRP06022 | CHANGZHOU TRINA SOLAR ENERGY CO | TSM-185D | 230 | 12 | 185 | 25 |  | Solar | FIXED | Roof
SRP06022 | ENPHASE ENERGY | M175-24-240-S02 | 215 | 12 |  |  | 0.955 | Solar Inverter |  | OUTDOOR
SRP06022 | ENPHASE ENERGY | M175-24-240-S02 | 215 | 18 |  |  | 0.955 | Solar Inverter |  | OUTDOOR
SRP06024 | CHANGZHOU TRINA SOLAR ENERGY CO | TSM-185D | 230 | 22 | 191 | 10 |  | Solar | FIXED | Roof
SRP06024 | SMA AMERICA | SB5000US (208V) | 5000 | 1 |  |  | 0.968 | Solar Inverter |  | OUTDOOR
SRP06026 | ET SOLAR INDUSTRY | ET-P672275 | 275 | 36 | 214 | 20 |  | Solar | FIXED | Roof
SRP06026 | FRONIUS USA |  | 9995 | 1 |  |  | 0.955 | Solar Inverter |  | Inside
SRP06027 | CHANGZHOU TRINA SOLAR ENERGY CO | TSM-185D | 235 | 7 | 110 | 14 |  | Solar | FIXED | Roof
SRP06027 | CHANGZHOU TRINA SOLAR ENERGY CO | TSM-185D | 235 | 8 | 200 | 14 |  | Solar | FIXED | Roof
SRP06027 | CHANGZHOU TRINA SOLAR ENERGY CO | TSM-185D | 235 | 10 | 290 | 19 |  | Solar | FIXED | Roof
SRP06027 | ENPHASE ENERGY | M200-32-208-S01 | 215 | 25 |  |  | 0.963 | Solar Inverter |  | OUTDOOR
SRP06028 | CHANGZHOU TRINA SOLAR ENERGY CO | TSM-185D | 230 | 36 | 238 | 25 |  | Solar | FIXED | Roof
SRP06028 | ENPHASE ENERGY | M200-32-208-S01 | 215 | 36 |  |  | 0.96 | Solar Inverter |  | OUTDOOR
SRP06029 | CHANGZHOU TRINA SOLAR ENERGY CO | TSM-185D | 230 | 24 | 215 | 25 |  | Solar | FIXED | Roof
SRP06029 | ENPHASE ENERGY | M200-32-208-S01 | 215 | 24 |  |  | 0.963 | Solar Inverter |  | OUTDOOR
SRP06030 | CHANGZHOU TRINA SOLAR ENERGY CO | TSM-185D | 235 | 55 | 238 | 27 |  | Solar | FIXED | Roof
SRP06030 | ENPHASE ENERGY | M200-32-208-S01 | 215 | 55 |  |  | 0.963 | Solar Inverter |  | OUTDOOR
SRP06032 | CHANGZHOU TRINA SOLAR ENERGY CO | TSM-185D | 230 | 16 | 148 | 34 |  | Solar | FIXED | Roof
SRP06032 | ENPHASE ENERGY | M200-32-208-S01 | 215 | 16 |  |  | 0.963 | Solar Inverter |  | OUTDOOR
SRP06033 | CHANGZHOU TRINA SOLAR ENERGY CO | TSM-185D | 240 | 748 | 199 | 15 |  | Solar | FIXED | Roof
SRP06033 | PV POWERED | PVP30KW-LV-208 | 50000 | 2 |  |  | 0.96 | Solar Inverter |  | OUTDOOR
SRP06033 | PV POWERED | PVP75KW-208 | 75000 | 1 |  |  | 0.96 | Solar Inverter |  | OUTDOOR
SRP06034 | CHANGZHOU TRINA SOLAR ENERGY CO | TSM-185D | 240 | 444 | 270 | 1 |  | Solar | FIXED | Roof
SRP06034 | PV POWERED | PVP100KW-208 | 100000 | 1 |  |  | 0.96 | Solar Inverter |  | OUTDOOR
SRP06035 | SHARP | ND-224UC1 | 235 | 24 | 184 | 22.5 |  | Solar | FIXED | Roof
SRP06035 | ENPHASE ENERGY | M200-32-208-S01 | 215 | 24 |  |  | 0.96 | Solar Inverter |  | OUTDOOR
SRP06036 | CHANGZHOU TRINA SOLAR ENERGY CO | TSM-185D | 240 | 72 | 176 | 5 |  | Solar | FIXED | Roof
SRP06036 | SMA AMERICA | SB7000US (208V) | 7000 | 2 |  |  | 0.97 | Solar Inverter |  | Inside
SRP06037 | GLORIA SOLAR | GSM6-230D-UO1 | 280 | 130 | 182 | 10 |  | Solar | FIXED | Roof
SRP06037 | FRONIUS USA |  | 11400 | 1 |  |  | 0.955 | Solar Inverter |  | Inside
SRP06037 | FRONIUS USA |  | 11400 | 2 |  |  | 0.955 | Solar Inverter |  | INDOOR
SRP06038 | CHANGZHOU TRINA SOLAR ENERGY CO | TSM-185D | 235 | 20 | 185.3 | 15 |  | Solar | FIXED | Roof
SRP06038 | PV POWERED | PVP4800 | 4800 | 1 |  |  | 0.96 | Solar Inverter |  | INDOOR
SRP06039 | SUNTECH POWER | STP210-18/UB-1 | 275 | 52 | 180 | 30 |  | Solar | FIXED | Ground
SRP06039 | SMA AMERICA | SB6000U (208V) | 6000 | 1 |  |  | 0.97 | Solar Inverter |  | OUTDOOR
SRP06039 | SMA AMERICA | SB7000US (208V) | 7000 | 1 |  |  | 0.97 | Solar Inverter |  | OUTDOOR
SRP06040 | SUNTECH POWER | STP190S-18/UB-1 | 190 | 46 | 197 | 22 |  | Solar | FIXED | Roof
SRP06040 | PV POWERED | PVP3500 | 3500 | 1 |  |  | 0.955 | Solar Inverter |  | INDOOR
SRP06040 | PV POWERED | PVP4800 | 4800 | 1 |  |  | 0.96 | Solar Inverter |  | INDOOR
SRP06041 | SCHOTT SOLAR | ASE-250DGF/50-230 | 230 | 10 | 276 | 30 |  | Solar | FIXED | Roof
SRP06041 | SOLECTRIA RENEWABLES | PVI 3000 (208V) | 3000 | 1 |  |  | 0.97 | Solar Inverter |  | Outside
SRP06042 | CHANGZHOU TRINA SOLAR ENERGY CO | TSM-185D | 235 | 14 | 224 | 25 |  | Solar | FIXED | Roof
SRP06042 | CHANGZHOU TRINA SOLAR ENERGY CO | TSM-185D | 235 | 20 | 134 | 35 |  | Solar | FIXED | Roof
SRP06042 | PV POWERED | PVP2000 | 2000 | 1 |  |  | 0.92 | Solar Inverter |  | Inside
SRP06042 | PV POWERED | PVP2500 | 2500 | 1 |  |  | 0.945 | Solar Inverter |  | INDOOR
SRP06042 | PV POWERED | PVP3000 | 3000 | 1 |  |  | 0.935 | Solar Inverter |  | INDOOR
SRP06044 | CHANGZHOU TRINA SOLAR ENERGY CO | TSM-185D | 235 | 36 | 238.7 | 36 |  | Solar | FIXED | Roof
SRP06044 | SMA AMERICA | SB7000US (277V) | 7000 | 1 |  |  | 0.97 | Solar Inverter |  | OUTDOOR
SRP06045 | SUNTECH POWER | STP180S-24/AB-1 | 185 | 28 | 218.3 | 25 |  | Solar | FIXED | Roof
SRP06045 | SUNTECH POWER | STP180S-24/AB-1 | 185 | 12 | 128.3 | 27 |  | Solar | FIXED | Roof
SRP06045 | PV POWERED | PVP2000 | 2000 | 1 |  |  | 0.92 | Solar Inverter |  | INDOOR
SRP06045 | PV POWERED | PVP4800 | 4800 | 1 |  |  | 0.96 | Solar Inverter |  | INDOOR
SRP06046 | SUNTECH POWER | STP180-24/AB-1 | 185 | 53 | 90.3 | 30 |  | Solar | FIXED | Roof
SRP06046 | PV POWERED | PVP3500 | 3500 | 1 |  |  | 0.955 | Solar Inverter |  | Inside
SRP06046 | PV POWERED | PVP4800 | 4800 | 1 |  |  | 0.96 | Solar Inverter |  | Inside
SRP06047 | BP SOLAR | BP4175B | 175 | 56 | 262 | 20 |  | Solar | FIXED | Roof
SRP06047 | KACO | 3601XI | 5000 | 2 |  |  | 0.955 | Solar Inverter |  | INDOOR
SRP06048 | KYOCERA SOLAR | KD210GX-LP | 240 | 434 | 212 | 5 |  | Solar | FIXED | Roof
SRP06048 | PV POWERED | PVP100KW-208 | 100000 | 1 |  |  | 0.955 | Solar Inverter |  | OUTDOOR
SRP06049 | SUNTECH POWER | STP200-18/UB-1 | 205 | 24 | 156 | 40 |  | Solar | FIXED | Roof
SRP06049 | PV POWERED | PVP4800 | 4800 | 1 |  |  | 0.96 | Solar Inverter |  | INDOOR
SRP06051 | SUNPOWER | SPR-225-BLK-U | 225 | 16 | 142 | 38 |  | Solar | FIXED | Roof
SRP06051 | SUNPOWER | SPR-225-BLK-U | 225 | 26 | 142 | 38 |  | Solar | FIXED | Roof
SRP06051 | SUNPOWER | SPR-225-BLK-U | 225 | 27 | 231 | 38 |  | Solar | FIXED | Roof
SRP06051 | SUNPOWER CORP (ORIGINAL MFRSMA) | SPR-4000M (208V) | 4000 | 1 |  |  | 0.97 | Solar Inverter |  | INDOOR
SRP06051 | SUNPOWER CORP (ORIGINAL MFRSMA) | SPR-5000M (240V) | 5000 | 2 |  |  | 0.97 | Solar Inverter |  | INDOOR
SRP06052 | UNKNOWN | UNKNOWN | 250 | 1248 | 229 | 3 |  | Solar | FIXED | Roof
SRP06052 | PV POWERED | PVP2500 | 260000 | 1 |  |  | 0.97 | Solar Inverter |  | OUTDOOR
SRP06053 | SUNTECH POWER | STP180-24/AB-1 | 185 | 36 | 108.9 | 15 |  | Solar | FIXED | Roof
SRP06053 | SMA AMERICA | SB7000US (240V) | 7000 | 1 |  |  | 0.97 | Solar Inverter |  | INDOOR
SRP06054 | SUNTECH POWER | STP21018 | 275 | 40 | 180 | 30 |  | Solar | FIXED | Ground
SRP06054 | SMA AMERICA | SB4000US (208V) | 4000 | 1 |  |  | 0.96 | Solar Inverter |  | OUTDOOR
SRP06054 | SMA AMERICA | SB7000US (208V) | 7000 | 1 |  |  | 0.97 | Solar Inverter |  | OUTDOOR
SRP06055 | CANADIAN SOLAR | CS6P-230 | 235 | 12 | 213 | 8 |  | Solar | FIXED | Roof
SRP06055 | CANADIAN SOLAR | CS6P-230 | 235 | 7 | 213 | 28 |  | Solar | FIXED | Roof
SRP06055 | ENPHASE ENERGY | M200-32-240-S02 | 215 | 19 |  |  | 0.96 | Solar Inverter |  | OUTDOOR
SRP06056 | CANADIAN SOLAR | CS6P-230 | 235 | 14 | 186 | 31 |  | Solar | FIXED | Roof
SRP06056 | ENPHASE ENERGY | M200-32-208-S01 | 190 | 14 |  |  | 0.95 | Solar Inverter |  | OUTDOOR
SRP06057 | SCHOTT SOLAR | ASE-300-DGF/17-285 | 290 | 862 | 192 | 0 |  | Solar | FIXED | Roof
SRP06057 | SCHOTT SOLAR | ASE-300-DGF/17-285 | 300 | 272 | 192 | 10 |  | Solar | FIXED | Roof
SRP06057 | SATCON TECHNOLOGY | PVS-50 (208 V) | 50000 | 1 |  |  | 0.96 | Solar Inverter |  | INDOOR
SRP06057 | SATCON TECHNOLOGY | PVS-250 (208 V) | 250000 | 1 |  |  | 0.96 | Solar Inverter |  | INDOOR
SRP06058 | CANADIAN SOLAR | CS6P-230 | 235 | 13 | 215 | 35 |  | Solar | FIXED | Roof
SRP06058 | ENPHASE ENERGY | M200-32-240-S02 | 190 | 13 |  |  | 0.95 | Solar Inverter |  | OUTDOOR
SRP06061 | CANADIAN SOLAR | CS6P-230 | 235 | 4 | 207 | 21 |  | Solar | FIXED | Roof
SRP06061 | CANADIAN SOLAR | CS6P-230 | 235 | 8 | 125 | 23 |  | Solar | FIXED | Roof
SRP06061 | ENPHASE ENERGY | M200-32-240-S02 | 190 | 12 |  |  | 0.95 | Solar Inverter |  | OUTDOOR
SRP06062 | SUNTECH POWER | STP190S-18/UB-1 | 185 | 40 | 151.1 | 25 |  | Solar | FIXED | Roof
SRP06062 | SMA AMERICA | SB7000US (240V) | 7000 | 1 |  |  | 0.97 | Solar Inverter |  | INDOOR
SRP06064 | CANADIAN SOLAR | CS6P-230 | 235 | 26 | 122 | 29 |  | Solar | FIXED | Roof
SRP06064 | ENPHASE ENERGY | M175-24-240-S02 | 190 | 26 |  |  | 0.95 | Solar Inverter |  | OUTDOOR
SRP06065 | CANADIAN SOLAR | CS6P-230 | 235 | 26 | 218 | 26 |  | Solar | FIXED | Roof
SRP06065 | ENPHASE ENERGY | M200-32-208-S01 | 190 | 26 |  |  | 0.955 | Solar Inverter |  | OUTDOOR
SRP06066 | CANADIAN SOLAR | CS6P-230 | 235 | 24 | 202 | 27 |  | Solar | FIXED | Roof
SRP06066 | ENPHASE ENERGY | M200-32-240-S02 | 190 | 24 |  |  | 0.95 | Solar Inverter |  | OUTDOOR
SRP06068 | BAODING YINGLI NEW ENERGY RESOURCES CO | YL150(156) | 230 | 36 | 238 | 30 |  | Solar | FIXED | Roof
SRP06068 | SMA AMERICA | SB7000US (208V) | 7000 | 1 |  |  | 0.97 | Solar Inverter |  | INDOOR
SRP06069 | CANADIAN SOLAR | CS6P-230 | 235 | 18 | 268 | 20 |  | Solar | FIXED | Roof
SRP06069 | ENPHASE ENERGY | M200-32-208-S01 | 190 | 18 |  |  | 0.96 | Solar Inverter |  | OUTDOOR
SRP06071 | CANADIAN SOLAR | CS6P-230 | 235 | 15 | 123 | 14 |  | Solar | FIXED | Roof
SRP06071 | ENPHASE ENERGY | M200-32-208-S01 | 190 | 15 |  |  | 0.96 | Solar Inverter |  | OUTDOOR
SRP06072 | CANADIAN SOLAR | CS6P-230 | 235 | 17 | 216 | 23 |  | Solar | FIXED | Roof
SRP06072 | ENPHASE ENERGY | M200-32-208-S01 | 215 | 17 |  |  | 0.95 | Solar Inverter |  | OUTDOOR
SRP06073 | CANADIAN SOLAR | CS6P-230 | 235 | 17 | 125 | 16 |  | Solar | FIXED | Roof
SRP06073 | ENPHASE ENERGY | M200-32-208-S01 | 190 | 17 |  |  | 0.955 | Solar Inverter |  | OUTDOOR
SRP06074 | CANADIAN SOLAR | CS6P-230 | 235 | 2 | 125 | 37 |  | Solar | FIXED | Roof
SRP06074 | CANADIAN SOLAR | CS6P-230 | 235 | 7 | 215 | 37 |  | Solar | FIXED | Roof
SRP06074 | ENPHASE ENERGY | M200-32-208-S01 | 190 | 9 |  |  | 0.955 | Solar Inverter |  | OUTDOOR
SRP06080 | CHANGZHOU TRINA SOLAR ENERGY CO | TSM-185D | 235 | 11 | 166.1 | 18 |  | Solar | FIXED | Roof
SRP06080 | CHANGZHOU TRINA SOLAR ENERGY CO | TSM-185D | 235 | 5 | 256.1 | 22 |  | Solar | FIXED | Roof
SRP06080 | CHANGZHOU TRINA SOLAR ENERGY CO | TSM-185D | 235 | 11 | 166.1 | 23 |  | Solar | FIXED | Roof
SRP06080 | PV POWERED | PVP2000 | 2000 | 1 |  |  | 0.92 | Solar Inverter |  | OUTDOOR
SRP06080 | PV POWERED | PVP2500 | 2500 | 2 |  |  | 0.945 | Solar Inverter |  | OUTDOOR
SRP06082 | SUNTECH POWER | STP180-24/AB-1 | 185 | 11 | 157.1 | 32 |  | Solar | FIXED | Roof
SRP06082 | SUNTECH POWER | STP180S-24/AB-1 | 185 | 21 | 247.1 | 32 |  | Solar | FIXED | Roof
SRP06082 | PV POWERED | PVP3500 | 3500 | 1 |  |  | 0.955 | Solar Inverter |  | INDOOR
SRP06082 | SMA AMERICA | SB4000US (208V) | 4000 | 1 |  |  | 0.96 | Solar Inverter |  | INDOOR
SRP06083 | CANADIAN SOLAR | CS6P-230 | 235 | 14 | 127 | 22 |  | Solar | FIXED | Roof
SRP06083 | ENPHASE ENERGY | M200-32-208-S01 | 190 | 14 |  |  | 0.95 | Solar Inverter |  | OUTDOOR
SRP06084 | SUNTECH POWER | STP190-18/UB-1 | 190 | 16 | 252 | 28 |  | Solar | FIXED | Roof
SRP06084 | SUNTECH POWER | STP180-24/AB-1 | 190 | 20 | 162 | 34 |  | Solar | FIXED | Roof
SRP06084 | SMA AMERICA | SB3000US (208V) | 3000 | 1 |  |  | 0.96 | Solar Inverter |  | INDOOR
SRP06084 | SMA AMERICA | SB4000US (208V) | 4000 | 1 |  |  | 0.96 | Solar Inverter |  | INDOOR
SRP06085 | SUNTECH POWER | STP190S-18/UB-1 | 190 | 62 | 156.1 | 35 |  | Solar | FIXED | Roof
SRP06085 | SMA AMERICA | SB6000U (208V) | 6000 | 2 |  |  | 0.97 | Solar Inverter |  | INDOOR
SRP06086 | SUNTECH POWER | STP210S-18/UB-1 | 240 | 37 | 163 | 25 |  | Solar | FIXED | Roof
SRP06086 | ENPHASE ENERGY | M200-32-240-S02 | 215 | 37 |  |  | 0.98 | Solar Inverter |  | Outside
SRP06087 | SUNTECH POWER | STP210S-18/UB-1 | 245 | 18 | 204 | 18 |  | Solar | FIXED | Roof
SRP06087 | SUNTECH POWER | STP210S-18/UB-1 | 245 | 25 | 204 | 34 |  | Solar | FIXED | Roof
SRP06087 | ENPHASE ENERGY | M200-32-240-S02 | 215 | 43 |  |  | 0.95 | Solar Inverter |  | OUTDOOR
SRP06088 | SUNTECH POWER | STP210S-18/UB-1 | 280 | 1859 | 169 | 10 |  | Solar | FIXED | Roof
SRP06088 | PV POWERED | PVP30KW-208 | 50000 | 1 |  |  | 0.97 | Solar Inverter |  | OUTDOOR
SRP06088 | PV POWERED | PVP100KW-208 | 100000 | 1 |  |  | 0.97 | Solar Inverter |  | OUTDOOR
SRP06088 | PV POWERED | PVP100KW-208 | 260000 | 1 |  |  | 0.97 | Solar Inverter |  | OUTDOOR
SRP06089 | MATRIX SOLAR/PHOTOWATT | PW1000-100 | 255 | 120 | 180 | 30 |  | Solar | FIXED | Roof
SRP06089 | POWER-ONE | PVI-6000-OUTD-US (208 V) | 6000 | 4 |  |  | 0.96 | Solar Inverter |  | OUTDOOR
SRP06091 | BP SOLAR | SX3200B | 215 | 74 | 179 | 19 |  | Solar | FIXED | Roof
SRP06091 | SMA AMERICA | SB4000US (208V) | 4000 | 1 |  |  | 0.95 | Solar Inverter |  | OUTDOOR
SRP06091 | SMA AMERICA | SB5000US (208V) | 5000 | 2 |  |  | 0.95 | Solar Inverter |  | OUTDOOR
SRP06092 | SCHUCO USA |  | 230 | 663 | 164 | 10 |  | Solar | FIXED | Roof
SRP06092 | PV POWERED | PVP75KW-480 | 75000 | 2 |  |  | 0.96 | Solar Inverter |  | OUTDOOR
SRP06093 | ISOFOTON | I-100/12 | 225 | 32 | 176 | 41 |  | Solar | FIXED | Roof
SRP06093 | ENPHASE ENERGY | M175-24-240-S02 | 190 | 32 |  |  | 0.955 | Solar Inverter |  | OUTDOOR
SRP06095 | CHANGZHOU TRINA SOLAR ENERGY CO | TSM-185D | 230 | 22 | 218.2 | 19 |  | Solar | FIXED | Roof
SRP06095 | SMA AMERICA | SB5000US (240V) | 5000 | 1 |  |  | 0.968 | Solar Inverter |  | OUTDOOR
SRP06096 | CHANGZHOU TRINA SOLAR ENERGY CO | TSM-185D | 230 | 33 | 123.6 | 18 |  | Solar | FIXED | Roof
SRP06096 | SMA AMERICA | SB6000US (208V) | 6000 | 1 |  |  | 0.968 | Solar Inverter |  | OUTDOOR
SRP06097 | CHANGZHOU TRINA SOLAR ENERGY CO | TSM-185D | 230 | 30 | 240.8 | 24 |  | Solar | FIXED | Roof
SRP06097 | SMA AMERICA | SB6000US (208V) | 6000 | 1 |  |  | 0.968 | Solar Inverter |  | OUTDOOR
SRP06098 | SUNTECH POWER | STP210-18/UB-1 | 280 | 3597 | 195 | 10 |  | Solar | FIXED | Roof
SRP06098 | PV POWERED | PVP30KW-208 | 35000 | 1 |  |  | 0.97 | Solar Inverter |  | OUTDOOR
SRP06098 | PV POWERED | PVP100KW-208 | 260000 | 3 |  |  | 0.97 | Solar Inverter |  | OUTDOOR
SRP06099 | MATRIX SOLAR/PHOTOWATT | PW1650-175 | 230 | 40 | 213 | 23 |  | Solar | FIXED | Roof
SRP06099 | ENPHASE ENERGY | M200-32-240-S02 | 215 | 40 |  |  | 0.963 | Solar Inverter |  | OUTDOOR
SRP06102 | MATRIX SOLAR/PHOTOWATT | PW1650-175 | 240 | 30 | 206 | 8.5 |  | Solar | FIXED | Roof
SRP06102 | MATRIX SOLAR/PHOTOWATT | PW1650-175 | 240 | 24 | 206 | 20.5 |  | Solar | FIXED | Roof
SRP06102 | MATRIX SOLAR/PHOTOWATT | PW1650-175 | 240 | 44 | 206 | 22 |  | Solar | FIXED | Roof
SRP06102 | FRONIUS USA |  | 6000 | 1 |  |  | 0.962 | Solar Inverter |  | Inside
SRP06102 | FRONIUS USA |  | 7500 | 1 |  |  | 0.962 | Solar Inverter |  | Inside
SRP06102 | FRONIUS USA |  | 10000 | 1 |  |  | 0.962 | Solar Inverter |  | Inside
SRP06103 | MATRIX SOLAR/PHOTOWATT | PW1650-175 | 235 | 312 | 219 | 10 |  | Solar | FIXED | Ground
SRP06103 | MATRIX SOLAR/PHOTOWATT | PW1650-175 | 240 | 28 | 229.5 | 10 |  | Solar | FIXED | Ground
SRP06103 | SMA AMERICA | SB6000US (208V) | 6000 | 1 |  |  | 0.96 | Solar Inverter |  | OUTDOOR
SRP06103 | SMA AMERICA | SB7000US (277V) | 8000 | 8 |  |  | 0.96 | Solar Inverter |  | OUTDOOR
SRP06104 | SOLARWORLD | SW185MONO | 255 | 36 | 116 | 19 |  | Solar | FIXED | Roof
SRP06104 | SMA AMERICA | SB3000US (208V) | 3000 | 1 |  |  | 0.97 | Solar Inverter |  | OUTDOOR
SRP06104 | SMA AMERICA | SB6000US (208V) | 6000 | 1 |  |  | 0.97 | Solar Inverter |  | OUTDOOR
SRP06105 | SCHUCO USA |  | 185 | 16 | 197 | 34 |  | Solar | FIXED | Roof
SRP06105 | SMA AMERICA | SB3000US (208V) | 3000 | 1 |  |  | 0.965 | Solar Inverter |  | INDOOR
SRP06107 | SUNTECH POWER | STP210S-18/UB-1 | 275 | 1144 | 195 | 10 |  | Solar | FIXED | Roof
SRP06107 | SUNTECH POWER | STP21018 | 280 | 660 | 195 | 10 |  | Solar | FIXED | Roof
SRP06107 | PV POWERED | PVP30KW-208 | 50000 | 1 |  |  | 0.97 | Solar Inverter |  | OUTDOOR
SRP06107 | PV POWERED | PVP100KW-208 | 100000 | 1 |  |  | 0.97 | Solar Inverter |  | OUTDOOR
SRP06107 | PV POWERED | PVP2500 | 260000 | 1 |  |  | 0.97 | Solar Inverter |  | OUTDOOR
SRP06108 | MC SOLAR | TF-90B | 240 | 55 | 176 | 27 |  | Solar | FIXED | Roof
SRP06108 | ENPHASE ENERGY | M200-32-208-S01 | 215 | 55 |  |  | 0.96 | Solar Inverter |  | OUTDOOR
SRP06109 | SUNTECH POWER | STP190S-18/UB-1 | 190 | 27 | 146 | 16 |  | Solar | FIXED | Roof
SRP06109 | PV POWERED | PVP4800 | 4800 | 1 |  |  | 0.96 | Solar Inverter |  | INDOOR
SRP06111 | SUNTECH POWER | STP210S-18/UB-1 | 275 | 2398 | 227 | 10 |  | Solar | FIXED | Roof
SRP06111 | PV POWERED | PVP100KW-208 | 260000 | 2 |  |  | 0.97 | Solar Inverter |  | OUTDOOR
SRP06112 | BAODING YINGLI NEW ENERGY RESOURCES CO | YL175(156) | 235 | 30 | 93 | 22 |  | Solar | FIXED | Roof
SRP06112 | SMA AMERICA | SB7000US (208V) | 7000 | 1 |  |  | 0.975 | Solar Inverter |  | INDOOR
SRP06113 | CANADIAN SOLAR | CS6P-230 | 240 | 12 | 176 | 36 |  | Solar | FIXED | Roof
SRP06113 | CANADIAN SOLAR | CS6P-230 | 240 | 13 | 266 | 44 |  | Solar | FIXED | Roof
SRP06113 | SMA AMERICA | SB3000US (208V) | 2500 | 1 |  |  | 0.96 | Solar Inverter |  | INDOOR
SRP06113 | SMA AMERICA | SB3000US (208V) | 3000 | 1 |  |  | 0.96 | Solar Inverter |  | INDOOR
SRP06114 | PACIFIC SOLAR PTY LIMITED | PP-USA-213-S5 | 250 | 18 | 212 | 34 |  | Solar | FIXED | Roof
SRP06114 | PACIFIC SOLAR PTY LIMITED | PP-USA-213-S5 | 250 | 5 | 122 | 39 |  | Solar | FIXED | Roof
SRP06114 | PACIFIC SOLAR PTY LIMITED | PP-USA-213-S5 | 250 | 5 | 302 | 39 |  | Solar | FIXED | Roof
SRP06114 | ENPHASE ENERGY | M200-32-240-S02 | 215 | 28 |  |  | 0.96 | Solar Inverter |  | Outside
SRP06117 | CHANGZHOU TRINA SOLAR ENERGY CO | TSM-185D | 230 | 19 | 148 | 34 |  | Solar | FIXED | Roof
SRP06117 | ENPHASE ENERGY | M200-32-208-S01 | 215 | 19 |  |  | 0.963 | Solar Inverter |  | OUTDOOR
SRP06120 | SANYO ELECTRIC | HIP-205BA5 | 215 | 2000 | 180 | 5 |  | Solar | FIXED | Roof
SRP06120 | ADVANCED ENERGY INDUSTRIES | 3159000-110 | 500000 | 1 |  |  | 0.986 | Solar Inverter |  | OUTDOOR
SRP06121 | REC SCANMODULE | SCM230 | 240 | 36 | 160 | 30 |  | Solar | FIXED | Ground
SRP06121 | SMA AMERICA | SB7000US (277V) | 8000 | 1 |  |  | 0.96 | Solar Inverter |  | INDOOR
SRP06122 | SUNPOWER | SPR-230-WHT-U | 240 | 16 | 180 | 25 |  | Solar | FIXED | Ground
SRP06122 | SUNPOWER CORP (ORIGINAL MFRSMA) | SPR-4000M (208V) | 4000 | 1 |  |  | 0.97 | Solar Inverter |  | Inside
SRP06123 | CHANGZHOU TRINA SOLAR ENERGY CO | TSM-185D | 230 | 22 | 196 | 30 |  | Solar | FIXED | Roof
SRP06123 | ENPHASE ENERGY | M200-32-240-S02 | 215 | 22 |  |  | 0.96 | Solar Inverter |  | OUTDOOR
SRP06124 | MATRIX SOLAR/PHOTOWATT | PW1650-175 | 255 | 33 | 142 | 33 |  | Solar | FIXED | Roof
SRP06124 | MATRIX SOLAR/PHOTOWATT | PW1650-175 | 255 | 3 | 232 | 37 |  | Solar | FIXED | Roof
SRP06124 | ENPHASE ENERGY | M200-32-240-S02 | 215 | 3 |  |  | 0.955 | Solar Inverter |  | Outside
SRP06124 | SMA AMERICA | SB7000US (277V) | 7000 | 1 |  |  | 0.969 | Solar Inverter |  | INDOOR
SRP06125 | SUNPOWER | SPR-230-WHT-U | 240 | 34 | 170 | 33 |  | Solar | FIXED | Roof
SRP06125 | ENPHASE ENERGY | M200-32-208-S01 | 210 | 34 |  |  | 0.963 | Solar Inverter |  | OUTDOOR
SRP06126 | SUNPOWER | SPR-230-WHT-U | 235 | 153 | 144 | 18 |  | Solar | FIXED | Roof
SRP06126 | SUNPOWER CORP (ORIGINAL MFRSMA) | SPR-7000M (240V) | 7000 | 1 |  |  | 0.971 | Solar Inverter |  | OUTDOOR
SRP06126 | SUNPOWER CORP (ORIGINAL MFRSMA) | SPR-7000M (277V) | 8000 | 3 |  |  | 0.965 | Solar Inverter |  | OUTDOOR
SRP06127 | SHARP | ND-224UC1 | 235 | 24 | 230 | 10 |  | Solar | FIXED | Roof
SRP06127 | FRONIUS USA |  | 5000 | 1 |  |  | 0.96 | Solar Inverter |  | INDOOR
SRP06128 | BP SOLAR | SX3200W | 215 | 18 | 138 | 25 |  | Solar | FIXED | Roof
SRP06128 | BP SOLAR | SX3200W | 215 | 6 | 208 | 40 |  | Solar | FIXED | Roof
SRP06128 | ENPHASE ENERGY | M200-32-240-S02 | 190 | 6 |  |  | 0.955 | Solar Inverter |  | Outside
SRP06128 | FRONIUS USA | IG 4000 NEG | 4000 | 1 |  |  | 0.955 | Solar Inverter |  | OUTDOOR
SRP06129 | BP SOLAR | SX3200W | 215 | 22 | 158 | 22 |  | Solar | FIXED | Roof
SRP06129 | FRONIUS USA | IG 2000 | 2000 | 1 |  |  | 0.955 | Solar Inverter |  | OUTDOOR
SRP06129 | FRONIUS USA | IG 3000 | 3000 | 1 |  |  | 0.955 | Solar Inverter |  | OUTDOOR
SRP06130 | BP SOLAR | SX3200W | 215 | 10 | 110 | 30 |  | Solar | FIXED | Roof
SRP06130 | FRONIUS USA | IG 2000 | 2000 | 1 |  |  | 0.955 | Solar Inverter |  | OUTDOOR
SRP06132 | BP SOLAR | SX3200W | 215 | 20 | 183 | 20 |  | Solar | FIXED | Roof
SRP06132 | FRONIUS USA | IG 4000 | 4000 | 1 |  |  | 0.955 | Solar Inverter |  | OUTDOOR
SRP06133 | SUNTECH POWER | STP180S-24/AB-1 | 190 | 40 | 186 | 28 |  | Solar | FIXED | Roof
SRP06133 | SMA AMERICA | SB7000US (277V) | 7000 | 1 |  |  | 0.983 | Solar Inverter |  | INDOOR
SRP06134 | SUNTECH POWER | STP180S-24/AB-1 | 190 | 18 | 187 | 20 |  | Solar | FIXED | Roof
SRP06134 | SMA AMERICA | SB4000US (208V) | 4000 | 1 |  |  | 0.96 | Solar Inverter |  | INDOOR
SRP06135 | SUNTECH POWER | STP190S-18/UB-1 | 190 | 10 | 245.4 | 21 |  | Solar | FIXED | Roof
SRP06135 | SUNTECH POWER | STP190S-18/UB-1 | 190 | 16 | 65.2 | 25 |  | Solar | FIXED | Roof
SRP06135 | SUNTECH POWER | STP190-18/UB-1 | 190 | 10 | 155.2 | 26 |  | Solar | FIXED | Roof
SRP06135 | PV POWERED | PVP2000 | 2000 | 2 |  |  | 0.92 | Solar Inverter |  | OUTDOOR
SRP06135 | PV POWERED | PVP3000 | 3000 | 1 |  |  | 0.935 | Solar Inverter |  | OUTDOOR
SRP06137 | CHANGZHOU TRINA SOLAR ENERGY CO | TSM-185D | 240 | 49 | 235.2 | 25 |  | Solar | FIXED | Roof
SRP06137 | SMA AMERICA | SB4000US (208V) | 4000 | 1 |  |  | 0.96 | Solar Inverter |  | Outside
SRP06137 | SMA AMERICA | SB7000US (208V) | 7000 | 1 |  |  | 0.97 | Solar Inverter |  | Outside
SRP06138 | SUNTECH POWER | STP180-24/AB-1 | 185 | 36 | 205.8 | 32 |  | Solar | FIXED | Roof
SRP06138 | SMA AMERICA | SB7000US (208V) | 7000 | 1 |  |  | 0.97 | Solar Inverter |  | INDOOR
SRP06139 | SUNTECH POWER | STP190-18/UB-1 | 190 | 40 | 190.9 | 30 |  | Solar | FIXED | Roof
SRP06139 | SMA AMERICA | SB7000US (208V) | 7000 | 1 |  |  | 0.97 | Solar Inverter |  | Outside
SRP06141 | ISOFOTON | I-100/12 | 240 | 48 | 180 | 30 |  | Solar | FIXED | Ground
SRP06141 | SMA AMERICA | SB5000US (208V) | 5000 | 2 |  |  | 0.97 | Solar Inverter |  | OUTDOOR
SRP06144 | SUNTECH POWER | STP200-18/UB-1 | 205 | 36 | 154.6 | 33 |  | Solar | FIXED | Roof
SRP06144 | SMA AMERICA | SB7000US (208V) | 7000 | 1 |  |  | 0.97 | Solar Inverter |  | INDOOR
SRP06145 | MATRIX SOLAR/PHOTOWATT | PW1650-175 | 255 | 32 | 171 | 27 |  | Solar | FIXED | Roof
SRP06145 | ENPHASE ENERGY | M200-32-240-S02 | 215 | 4 |  |  | 0.955 | Solar Inverter |  | Outside
SRP06145 | SMA AMERICA | SB1100U | 2000 | 2 |  |  | 0.955 | Solar Inverter |  | INDOOR
SRP06145 | SMA AMERICA | SWR2500U (208V) | 2500 | 1 |  |  | 0.955 | Solar Inverter |  | INDOOR
SRP06146 | MATRIX SOLAR/PHOTOWATT | PW1650-175 | 255 | 30 | 228 | 35 |  | Solar | FIXED | Roof
SRP06146 | SMA AMERICA | SB1100U | 2500 | 3 |  |  | 0.955 | Solar Inverter |  | INDOOR
SRP06147 | CHANGZHOU TRINA SOLAR ENERGY CO | TSM-185D | 230 | 44 | 199 | 30 |  | Solar | FIXED | Roof
SRP06147 | CHANGZHOU TRINA SOLAR ENERGY CO | TSM-185D | 230 | 4 | 109 | 40 |  | Solar | FIXED | Roof
SRP06147 | CHANGZHOU TRINA SOLAR ENERGY CO | TSM-185D | 230 | 4 | 289 | 40 |  | Solar | FIXED | Roof
SRP06147 | ENPHASE ENERGY | M200-32-208-S01 | 215 | 52 |  |  | 0.96 | Solar Inverter |  | OUTDOOR
SRP06148 | CHANGZHOU TRINA SOLAR ENERGY CO | TSM-185D | 235 | 16 | 70.3 | 38 |  | Solar | FIXED | Roof
SRP06148 | CHANGZHOU TRINA SOLAR ENERGY CO | TSM-185D | 235 | 18 | 160.3 | 40 |  | Solar | FIXED | Roof
SRP06148 | PV POWERED | PVP3500 | 3500 | 1 |  |  | 0.955 | Solar Inverter |  | Outside
SRP06148 | PV POWERED | PVP4800 | 4800 | 1 |  |  | 0.96 | Solar Inverter |  | Outside
SRP06149 | CHANGZHOU TRINA SOLAR ENERGY CO | TSM-185D | 235 | 23 | 120 | 25 |  | Solar | FIXED | Roof
SRP06149 | CHANGZHOU TRINA SOLAR ENERGY CO | TSM-185D | 235 | 16 | 210 | 33 |  | Solar | FIXED | Roof
SRP06149 | ENPHASE ENERGY | M200-32-208-S01 | 215 | 39 |  |  | 0.963 | Solar Inverter |  | OUTDOOR
SRP06150 | BAODING YINGLI NEW ENERGY RESOURCES CO | YL175(156) | 235 | 33 | 107 | 34 |  | Solar | FIXED | Roof
SRP06150 | FRONIUS USA |  | 7500 | 1 |  |  | 0.962 | Solar Inverter |  | INDOOR
SRP06151 | SUNTECH POWER | STP190-18/UB-1 | 190 | 60 | 139.8 | 26 |  | Solar | FIXED | Roof
SRP06151 | SMA AMERICA | SB6000U (208V) | 6000 | 2 |  |  | 0.97 | Solar Inverter |  | INDOOR
SRP06152 | YINGLI ENERGY (CHINA) | YL230P-29B | 230 | 28 | 179 | 22 |  | Solar | FIXED | Roof
SRP06152 | SMA AMERICA | SB6000US-12 (240V) | 6000 | 1 |  |  | 0.955 | Solar Inverter |  | INDOOR
SRP06153 | SUNTECH POWER | STP190-18/UB-1 | 190 | 44 | 201.1 | 45 |  | Solar | FIXED | Roof
SRP06153 | SMA AMERICA | SB4000US (208V) | 4000 | 2 |  |  | 0.96 | Solar Inverter |  | INDOOR
SRP06155 | SUNTECH POWER | STP190-18/UB-1 | 190 | 46 | 215.5 | 30 |  | Solar | FIXED | Roof
SRP06155 | PV POWERED | PVP3500 | 3500 | 1 |  |  | 0.955 | Solar Inverter |  | INDOOR
SRP06155 | PV POWERED | PVP4800 | 4800 | 1 |  |  | 0.96 | Solar Inverter |  | INDOOR
SRP06156 | CHANGZHOU TRINA SOLAR ENERGY CO | TSM-185D | 235 | 12 | 75.2 | 30 |  | Solar | FIXED | Roof
SRP06156 | CHANGZHOU TRINA SOLAR ENERGY CO | TSM-185D | 235 | 19 | 255.2 | 30 |  | Solar | FIXED | Roof
SRP06156 | CHANGZHOU TRINA SOLAR ENERGY CO | TSM-185D | 235 | 10 | 165.2 | 34 |  | Solar | FIXED | Roof
SRP06156 | PV POWERED | PVP2000 | 2000 | 1 |  |  | 0.92 | Solar Inverter |  | INDOOR
SRP06156 | PV POWERED | PVP2500 | 2500 | 3 |  |  | 0.945 | Solar Inverter |  | INDOOR
SRP06157 | CHANGZHOU TRINA SOLAR ENERGY CO | TSM-185D | 240 | 34 | 157.1 | 14 |  | Solar | FIXED | Roof
SRP06157 | PV POWERED | PVP3000 | 3000 | 1 |  |  | 0.935 | Solar Inverter |  | Outside
SRP06157 | PV POWERED | PVP4800 | 4800 | 1 |  |  | 0.96 | Solar Inverter |  | OUTDOOR
SRP06158 | SUNTECH POWER | STP190-18/UB-1 | 190 | 32 | 160 | 34 |  | Solar | FIXED | Roof
SRP06158 | SMA AMERICA | SB6000U (208V) | 6000 | 1 |  |  | 0.97 | Solar Inverter |  | INDOOR
SRP06159 | CHANGZHOU TRINA SOLAR ENERGY CO | TSM-185D | 235 | 40 | 185 | 27 |  | Solar | FIXED | Roof
SRP06159 | PV POWERED | PVP4800 | 4800 | 2 |  |  | 0.96 | Solar Inverter |  | INDOOR
SRP06160 | KYOCERA SOLAR | KD210GX-L | 215 | 24 | 137 | 37 |  | Solar | FIXED | Roof
SRP06160 | SMA AMERICA | SB5000US (208V) | 5000 | 1 |  |  | 0.968 | Solar Inverter |  | Outside
SRP06161 | SUNTECH POWER | STP190-18/UB-1 | 190 | 28 | 165.2 | 33 |  | Solar | FIXED | Roof
SRP06161 | PV POWERED | PVP4800 | 4800 | 1 |  |  | 0.96 | Solar Inverter |  | INDOOR
SRP06163 | BAODING YINGLI NEW ENERGY RESOURCES CO | YL175(156) | 235 | 168 | 169 | 10 |  | Solar | FIXED | Roof
SRP06163 | PV POWERED | PVP30KW-208 | 35000 | 1 |  |  | 0.95 | Solar Inverter |  | INDOOR
SRP06164 | ZHEJIANG WANXIANG SOLAR | WXS185S | 240 | 154 | 217 | 10 |  | Solar | FIXED | Roof
SRP06164 | SOLECTRIA RENEWABLES | PVI13KW-480 | 10000 | 3 |  |  | 0.972 | Solar Inverter |  | OUTDOOR
SRP06165 | SHARP | ND-224UC1 | 240 | 44 | 180 | 24 |  | Solar | FIXED | Ground
SRP06165 | SMA AMERICA | SB5000US | 5000 | 2 |  |  | 0.97 | Solar Inverter |  | Outside
SRP06167 | REC SCANMODULE | SCM230 | 240 | 22 | 268 | 32 |  | Solar | FIXED | Roof
SRP06167 | REC SCANMODULE | SCM230 | 240 | 2 | 178 | 40 |  | Solar | FIXED | Roof
SRP06167 | ENPHASE ENERGY | M200-32-208-S01 | 215 | 24 |  |  | 0.96 | Solar Inverter |  | Outside
SRP06168 | SUNTECH POWER | STP180-24/AB-1 | 180 | 10 | 70.8 | 20 |  | Solar | FIXED | Roof
SRP06168 | SUNTECH POWER | STP180-24/AB-1 | 185 | 24 | 160.8 | 17 |  | Solar | FIXED | Roof
SRP06168 | PV POWERED | PVP2000 | 2000 | 1 |  |  | 0.925 | Solar Inverter |  | Inside
SRP06168 | PV POWERED | PVP4800 | 4800 | 1 |  |  | 0.96 | Solar Inverter |  | Inside
SRP06170 | CEEG (SHANGHAI) SOLAR SCIENCE AND TECHNOLOGY CO | SST 155-72M | 235 | 8 | 189 | 25 |  | Solar | FIXED | Roof
SRP06170 | CEEG (SHANGHAI) SOLAR SCIENCE AND TECHNOLOGY CO | SST 155-72M | 235 | 18 | 189 | 25 |  | Solar | FIXED | Roof
SRP06170 | POWER-ONE | PVI-6000-OUTD-US (208 V) | 6000 | 1 |  |  | 0.97 | Solar Inverter |  | INDOOR
SRP06171 | CHANGZHOU TRINA SOLAR ENERGY CO | TSM-185D | 230 | 20 | 179 | 42 |  | Solar | FIXED | Roof
SRP06171 | SMA AMERICA | SB4000US (208V) | 4000 | 1 |  |  | 0.968 | Solar Inverter |  | Inside
SRP06172 | SCHOTT SOLAR | ASE-250DGF/17 | 230 | 507 | 157 | 10 |  | Solar | FIXED | Roof
SRP06172 | PV POWERED | PVP100KW-208 | 100000 | 1 |  |  | 0.96 | Solar Inverter |  | OUTDOOR
SRP06173 | ISOFOTON | I-100/12 | 230 | 20 | 87 | 27 |  | Solar | FIXED | Roof
SRP06173 | ISOFOTON | I-100/12 | 230 | 43 | 267 | 27 |  | Solar | FIXED | Roof
SRP06173 | ENPHASE ENERGY | M200-32-208-S01 | 215 | 63 |  |  | 0.96 | Solar Inverter |  | OUTDOOR
SRP06174 | SUNPOWER | SPR-230-WHT-U | 240 | 52 | 218 | 35 |  | Solar | FIXED | Roof
SRP06174 | SUNPOWER CORP (ORIGINAL MFR - PV POWERED LLC) | SPR-4600 | 4000 | 1 |  |  | 0.97 | Solar Inverter |  | INDOOR
SRP06174 | SUNPOWER CORP (ORIGINAL MFR - PV POWERED LLC) | SPR-5200 | 7000 | 1 |  |  | 0.97 | Solar Inverter |  | INDOOR
SRP06175 | SOLAR POWER (SPI) | SP170FM22 | 230 | 28 | 136.9 | 33.7 |  | Solar | FIXED | Roof
SRP06175 | ENPHASE ENERGY | M200-32-208-S01 | 215 | 28 |  |  | 0.96 | Solar Inverter |  | OUTDOOR
SRP06177 | CANADIAN SOLAR | CS6P-230 | 230 | 403 | 180 | 10 |  | Solar | FIXED | Roof
SRP06177 | IPOWER | SHO-1.1 | 100000 | 1 |  |  | 0.96 | Solar Inverter |  | INDOOR
SRP06178 | SANYO ELECTRIC |  | 220 | 1520 | 180 | 5 |  | Solar | FIXED | Roof
SRP06178 | ADVANCED ENERGY INDUSTRIES | 3159000-110 | 333000 | 1 |  |  | 0.983 | Solar Inverter |  | Outside
SRP06179 | CHANGZHOU TRINA SOLAR ENERGY CO | TSM-185D | 235 | 41 | 165 | 34 |  | Solar | FIXED | Roof
SRP06179 | SMA AMERICA | SB3000US (208V) | 3000 | 1 |  |  | 0.97 | Solar Inverter |  | INDOOR
SRP06179 | SMA AMERICA | SB7000US (208V) | 7000 | 1 |  |  | 0.97 | Solar Inverter |  | INDOOR
SRP06180 | CHANGZHOU TRINA SOLAR ENERGY CO | TSM-185D | 230 | 20 | 119 | 20 |  | Solar | FIXED | Roof
SRP06180 | CHANGZHOU TRINA SOLAR ENERGY CO | TSM-185D | 230 | 36 | 119 | 20 |  | Solar | FIXED | Roof
SRP06180 | SMA AMERICA | SB3000US (208V) | 3000 | 1 |  |  | 0.965 | Solar Inverter |  | OUTDOOR
SRP06180 | SMA AMERICA | SB7000US (208V) | 7000 | 1 |  |  | 0.969 | Solar Inverter |  | OUTDOOR
SRP06181 | MATRIX SOLAR/PHOTOWATT | PW1650-175 | 240 | 11 | 217 | 30 |  | Solar | FIXED | Roof
SRP06181 | MATRIX SOLAR/PHOTOWATT | PW1650-175 | 240 | 14 | 126 | 40 |  | Solar | FIXED | Roof
SRP06181 | MATRIX SOLAR/PHOTOWATT | PW1650-175 | 240 | 14 | 217 | 40 |  | Solar | FIXED | Roof
SRP06181 | ENPHASE ENERGY | M200-32-208-S01 | 215 | 39 |  |  | 0.965 | Solar Inverter |  | OUTDOOR
SRP06182 | BAODING YINGLI NEW ENERGY RESOURCES CO | YL175(156) | 235 | 208 | 213 | 6 |  | Solar | FIXED | Roof
SRP06182 | FRONIUS USA |  | 11400 | 4 |  |  | 0.95 | Solar Inverter |  | Outside
SRP06183 | ALEO SOLAR |  | 235 | 286 | 148 | 15 |  | Solar | FIXED | Roof
SRP06183 | SATCON TECHNOLOGY | PVS-75 (208 V) | 75000 | 1 |  |  | 0.96 | Solar Inverter |  | OUTDOOR
SRP06184 | CHANGZHOU TRINA SOLAR ENERGY CO | TSM-185D | 240 | 468 | 194 | 10 |  | Solar | FIXED | Roof
SRP06184 | CHANGZHOU TRINA SOLAR ENERGY CO | TSM-185D | 240 | 143 | 106 | 20 |  | Solar | FIXED | Roof
SRP06184 | CHANGZHOU TRINA SOLAR ENERGY CO | TSM-185D | 240 | 143 | 285 | 20 |  | Solar | FIXED | Roof
SRP06184 | SMA AMERICA | SB6000US (208V) | 6000 | 2 |  |  | 0.97 | Solar Inverter |  | Outside
SRP06184 | SMA AMERICA | SB7000US (277V) | 7000 | 3 |  |  | 0.97 | Solar Inverter |  | Outside
SRP06184 | SMA AMERICA | SB7000US (277V) | 8000 | 18 |  |  | 0.97 | Solar Inverter |  | OUTDOOR
SRP06187 | SCHUCO USA |  | 185 | 44 | 159 | 18 |  | Solar | FIXED | Roof
SRP06187 | SMA AMERICA | SB4000US (208V) | 4000 | 2 |  |  | 0.97 | Solar Inverter |  | Outside
SRP06188 | SHARP | NT-188U1 | 240 | 27 | 190 | 18 |  | Solar | FIXED | Roof
SRP06188 | SATCON TECHNOLOGY | PVS-100 (208 V) | 215 | 27 |  |  | 0.96 | Solar Inverter |  | OUTDOOR
SRP06189 | UNKNOWN | UNKNOWN | 240 | 312 | 158 | 10 |  | Solar | FIXED | Roof
SRP06189 | SMA AMERICA | SB7000US (277V) | 7680 | 2 |  |  | 0.963 | Solar Inverter |  | Outside
SRP06189 | SATCON TECHNOLOGY | PVS-50 (208 V) | 50000 | 1 |  |  | 0.962 | Solar Inverter |  | OUTDOOR
SRP06190 | SHARP | ND-224UC1 | 240 | 29 | 207 | 15 |  | Solar | FIXED | Roof
SRP06190 | ENPHASE ENERGY | M200-32-240-S02 | 215 | 5 |  |  | 0.96 | Solar Inverter |  | Outside
SRP06190 | POWER-ONE | PVI-6000-OUTD-US (240 V) | 6000 | 1 |  |  | 0.97 | Solar Inverter |  | OUTDOOR
SRP06191 | UNKNOWN | UNKNOWN | 240 | 403 | 205 | 10 |  | Solar | FIXED | Roof
SRP06191 | ADVANCED ENERGY INDUSTRIES | 3159000-104 | 75000 | 1 |  |  | 0.955 | Solar Inverter |  | Inside
SRP06192 | SOLARWORLD | SW185 MONO/T | 240 | 1204 | 197 | 10 |  | Solar | FIXED | Roof
SRP06192 | SMA AMERICA | SWR2500U (208V) | 250000 | 1 |  |  | 0.96 | Solar Inverter |  | OUTDOOR
SRP06193 | SANYO ELECTRIC | HIP-205BA5 | 220 | 16 | 141 | 27 |  | Solar | FIXED | Roof
SRP06193 | SMA AMERICA | SB4000US (208V) | 4000 | 1 |  |  | 0.97 | Solar Inverter |  | OUTDOOR
SRP06195 | MATRIX SOLAR/PHOTOWATT | PW1650-175 | 230 | 36 | 207 | 40 |  | Solar | FIXED | Roof
SRP06195 | ENPHASE ENERGY | M200-32-208-S01 | 215 | 35 |  |  | 0.96 | Solar Inverter |  | OUTDOOR
SRP06197 | SOLARWORLD | SW185MONO | 245 | 16 | 187 | 18 |  | Solar | FIXED | Roof
SRP06197 | SOLARWORLD | SW185MONO | 245 | 16 | 97 | 25 |  | Solar | FIXED | Roof
SRP06197 | SOLARWORLD | SW185MONO | 245 | 16 | 277 | 25 |  | Solar | FIXED | Roof
SRP06197 | PV POWERED | PVP3500 | 3500 | 3 |  |  | 0.955 | Solar Inverter |  | OUTDOOR
SRP06198 | SUNPOWER | SPR-315E-WHT-U | 327 | 30 | 186 | 32 |  | Solar | FIXED | Roof
SRP06198 | SUNPOWER CORP (ORIGINAL MFRSMA) | SPR-7000M (277V) | 10000 | 1 |  |  | 0.955 | Solar Inverter |  | INDOOR
SRP06199 | ET SOLAR INDUSTRY | ET-P672275 | 275 | 30 | 128 | 33 |  | Solar | FIXED | Roof
SRP06199 | SMA AMERICA | SB7000US (208V) | 7000 | 1 |  |  | 0.971 | Solar Inverter |  | INDOOR
SRP06200 | CHANGZHOU TRINA SOLAR ENERGY CO | TSM-185D | 230 | 11 | 120 | 24 |  | Solar | FIXED | Roof
SRP06200 | CHANGZHOU TRINA SOLAR ENERGY CO | TSM-185D | 230 | 14 | 220 | 34 |  | Solar | FIXED | Roof
SRP06200 | ENPHASE ENERGY | M200-32-208-S01 | 215 | 25 |  |  | 0.965 | Solar Inverter |  | OUTDOOR
SRP06201 | CHANGZHOU TRINA SOLAR ENERGY CO | TSM-185D | 230 | 33 | 253.8 | 33 |  | Solar | FIXED | Roof
SRP06201 | SMA AMERICA | SB7000US (240V) | 7000 | 1 |  |  | 0.969 | Solar Inverter |  | OUTDOOR
SRP06202 | CHANGZHOU TRINA SOLAR ENERGY CO | TSM-185D | 230 | 33 | 168.9 | 18 |  | Solar | FIXED | Roof
SRP06202 | SMA AMERICA | SB7000US (208V) | 7000 | 1 |  |  | 0.97 | Solar Inverter |  | OUTDOOR
SRP06203 | CHANGZHOU TRINA SOLAR ENERGY CO | TSM-185D | 230 | 10 | 130 | 22 |  | Solar | FIXED | Roof
SRP06203 | CHANGZHOU TRINA SOLAR ENERGY CO | TSM-185D | 230 | 12 | 221 | 22 |  | Solar | FIXED | Roof
SRP06203 | SMA AMERICA | SB3000US (208V) | 2000 | 2 |  |  | 0.96 | Solar Inverter |  | OUTDOOR
SRP06204 | BAODING YINGLI NEW ENERGY RESOURCES CO | YL175(156) | 235 | 742 | 189 | 5 |  | Solar | FIXED | Roof
SRP06204 | PV POWERED | PVP75KW-208 | 75000 | 2 |  |  | 0.96 | Solar Inverter |  | INDOOR
SRP06205 | MC SOLAR | BP970B | 240 | 44 | 180 | 30 |  | Solar | FIXED | Ground
SRP06205 | FRONIUS USA |  | 10200 | 1 |  |  | 0.97 | Solar Inverter |  | OUTDOOR
SRP06206 | SUNPOWER | SPR-315E-WHT-U | 320 | 2772 | 180 | 20 |  | Solar | FIXED | Ground
SRP06206 | SUNPOWER CORP (ORIGINAL MFRSMA) | SPR-7000M (208V) | 8000 | 99 |  |  | 0.97 | Solar Inverter |  | OUTDOOR
SRP06207 | SUNTECH POWER | STP190S-18/UB-1 | 190 | 32 | 194.3 | 25 |  | Solar | FIXED | Roof
SRP06207 | SUNTECH POWER | STP190-18/UB-1 | 190 | 12 | 104.3 | 30 |  | Solar | FIXED | Roof
SRP06207 | PV POWERED | PVP2500 | 2500 | 1 |  |  | 0.945 | Solar Inverter |  | INDOOR
SRP06207 | SMA AMERICA | SB6000US (208V) | 6000 | 1 |  |  | 0.97 | Solar Inverter |  | INDOOR
SRP06208 | SANYO ELECTRIC | HIP-205BA5 | 215 | 27 | 170 | 18 |  | Solar | FIXED | Roof
SRP06208 | PV POWERED | PVP30KW-208 | 1 | 1 |  |  | 0.97 | Solar Inverter |  | OUTDOOR
SRP06209 | MATRIX SOLAR/PHOTOWATT | PW1650-175 | 235 | 114 | 129 | 23 |  | Solar | FIXED | Roof
SRP06209 | MATRIX SOLAR/PHOTOWATT | PW1650-175 | 235 | 64 | 219 | 23 |  | Solar | FIXED | Roof
SRP06209 | ENPHASE ENERGY | M200-32-240-S02 | 215 | 178 |  |  | 0.963 | Solar Inverter |  | Outside
SRP06210 | CHANGZHOU TRINA SOLAR ENERGY CO | TSM-185D | 235 | 16 | 119.2 | 13 |  | Solar | FIXED | Roof
SRP06210 | SMA AMERICA | SB3000US (208V) | 3000 | 1 |  |  | 0.96 | Solar Inverter |  | OUTDOOR
SRP06211 | SCHUCO USA | MPE 235 PS 09 | 235 | 42 | 155 | 8 |  | Solar | FIXED | Roof
SRP06211 | SCHUCO USA | MPE 235 PS 09 | 235 | 41 | 220 | 25 |  | Solar | FIXED | Roof
SRP06211 | ENPHASE ENERGY | M215-60-2LL-S2X | 215 | 83 |  |  | 0.963 | Solar Inverter |  | OUTDOOR
SRP06212 | SUNTECH POWER | STP190-18/UB-1 | 190 | 34 | 238.2 | 30 |  | Solar | FIXED | Roof
SRP06212 | PV POWERED | PVP3000 | 3000 | 1 |  |  | 0.935 | Solar Inverter |  | Outside
SRP06212 | PV POWERED | PVP3500 | 3500 | 1 |  |  | 0.955 | Solar Inverter |  | Outside
SRP06213 | MATRIX SOLAR/PHOTOWATT | PW1650-175 | 240 | 77 | 240 | 14 |  | Solar | FIXED | Roof
SRP06213 | ENPHASE ENERGY | M200-32-240-S02 | 215 | 77 |  |  | 0.955 | Solar Inverter |  | OUTDOOR
SRP06214 | CHANGZHOU TRINA SOLAR ENERGY CO | TSM-185D | 235 | 20 | 211.6 | 40 |  | Solar | FIXED | Roof
SRP06214 | PV POWERED | PVP4800 | 4800 | 1 |  |  | 0.96 | Solar Inverter |  | INDOOR
SRP06215 | CHANGZHOU TRINA SOLAR ENERGY CO | TSM-185D | 235 | 18 | 201.6 | 28 |  | Solar | FIXED | Roof
SRP06215 | PV POWERED | PVP4800 | 4800 | 1 |  |  | 0.96 | Solar Inverter |  | INDOOR
SRP06216 | CHANGZHOU TRINA SOLAR ENERGY CO | TSM-185D | 230 | 33 | 236 | 22 |  | Solar | FIXED | Roof
SRP06216 | SMA AMERICA | SB7000US (208V) | 7000 | 1 |  |  | 0.969 | Solar Inverter |  | OUTDOOR
SRP06217 | KYOCERA SOLAR | KD210GX-L | 215 | 24 | 216 | 22 |  | Solar | FIXED | Roof
SRP06217 | SOLECTRIA RENEWABLES | PVI 5000 (240V) | 5000 | 1 |  |  | 0.975 | Solar Inverter |  | OUTDOOR
SRP06218 | CHANGZHOU TRINA SOLAR ENERGY CO | TSM-185D | 230 | 36 | 178 | 30 |  | Solar | FIXED | Roof
SRP06218 | SMA AMERICA | SB7000US (208V) | 8000 | 1 |  |  | 0.965 | Solar Inverter |  | INDOOR
SRP06219 | BAODING YINGLI NEW ENERGY RESOURCES CO | YL175(156) | 235 | 15 | 128 | 14 |  | Solar | FIXED | Roof
SRP06219 | BAODING YINGLI NEW ENERGY RESOURCES CO | YL175(156) | 235 | 15 | 308 | 14 |  | Solar | FIXED | Roof
SRP06219 | SOLECTRIA RENEWABLES | PVI13KW-208 | 3300 | 2 |  |  | 0.975 | Solar Inverter |  | OUTDOOR
SRP06220 | CHANGZHOU TRINA SOLAR ENERGY CO | TSM-185D | 230 | 12 | 208 | 22 |  | Solar | FIXED | Roof
SRP06220 | CHANGZHOU TRINA SOLAR ENERGY CO | TSM-185D | 230 | 28 | 117 | 26 |  | Solar | FIXED | Roof
SRP06220 | SMA AMERICA | SB3000US (208V) | 2500 | 1 |  |  | 0.96 | Solar Inverter |  | Outside
SRP06220 | SMA AMERICA | SB6000U (208V) | 6000 | 1 |  |  | 0.968 | Solar Inverter |  | OUTDOOR
SRP06222 | KYOCERA SOLAR | KD210GX-L | 215 | 21 | 143 | 40 |  | Solar | FIXED | Roof
SRP06222 | SMA AMERICA | SB3000US (208V) | 3000 | 2 |  |  | 0.955 | Solar Inverter |  | INDOOR
SRP06223 | MATRIX SOLAR/PHOTOWATT | PW1650-175 | 185 | 27 | 170 | 18.5 |  | Solar | FIXED | Roof
SRP06223 | SMA AMERICA | SB6000US (208V) | 6000 | 1 |  |  | 0.97 | Solar Inverter |  | OUTDOOR
SRP06224 | MATRIX SOLAR/PHOTOWATT | PW1650-175 | 185 | 24 | 170 | 18.5 |  | Solar | FIXED | Roof
SRP06224 | SMA AMERICA | SB4000US (208V) | 4000 | 1 |  |  | 0.97 | Solar Inverter |  | OUTDOOR
SRP06225 | BAODING YINGLI NEW ENERGY RESOURCES CO | 110(17)P1447X663 | 235 | 65 | 213 | 18 |  | Solar | FIXED | Roof
SRP06225 | BAODING YINGLI NEW ENERGY RESOURCES CO | 110(17)P1447X663 | 235 | 39 | 175 | 22 |  | Solar | FIXED | Roof
SRP06225 | BAODING YINGLI NEW ENERGY RESOURCES CO | 110(17)P1447X663 | 235 | 39 | 210 | 22 |  | Solar | FIXED | Roof
SRP06225 | BAODING YINGLI NEW ENERGY RESOURCES CO | 110(17)P1447X663 | 235 | 39 | 213 | 22 |  | Solar | FIXED | Roof
SRP06225 | BAODING YINGLI NEW ENERGY RESOURCES CO | 110(17)P1447X663 | 235 | 39 | 255 | 22 |  | Solar | FIXED | Roof
SRP06225 | FRONIUS USA |  | 7500 | 2 |  |  | 0.967 | Solar Inverter |  | Outside
SRP06225 | FRONIUS USA |  | 10000 | 1 |  |  | 0.96 | Solar Inverter |  | OUTDOOR
SRP06225 | FRONIUS USA |  | 10000 | 1 |  |  | 0.96 | Solar Inverter |  | OUTDOOR
SRP06225 | FRONIUS USA |  | 10000 | 1 |  |  | 0.96 | Solar Inverter |  | OUTDOOR
SRP06225 | FRONIUS USA |  | 10000 | 1 |  |  | 0.96 | Solar Inverter |  | OUTDOOR
SRP06226 | KYOCERA SOLAR | KD210GX-LP | 235 | 65 | 294 | 23 |  | Solar | FIXED | Roof
SRP06226 | KYOCERA SOLAR | KD210GX-LP | 235 | 100 | 135 | 38 |  | Solar | FIXED | Roof
SRP06226 | ENPHASE ENERGY | M200-32-240-S02 | 215 | 165 |  |  | 0.963 | Solar Inverter |  | OUTDOOR
SRP06227 | CHANGZHOU TRINA SOLAR ENERGY CO | TSM-185D | 240 | 507 | 194 | 10 |  | Solar | FIXED | Roof
SRP06227 | SMA AMERICA | SB7000US (240V) | 8000 | 15 |  |  | 0.97 | Solar Inverter |  | OUTDOOR
SRP06228 | SOLYNDRA | SL-001-150U | 245 | 9 | 217.8 | 21 |  | Solar | FIXED | Roof
SRP06228 | SOLYNDRA | SL-002-182U | 245 | 23 | 217.8 | 24 |  | Solar | FIXED | Roof
SRP06228 | SOLYNDRA | SL-002-182U | 245 | 4 | 217.8 | 30 |  | Solar | FIXED | Roof
SRP06228 | SMA AMERICA | SB7000US (208V) | 8000 | 1 |  |  | 0.97 | Solar Inverter |  | OUTDOOR
SRP06229 | SHARP | NT-188U1 | 240 | 14 | 168 | 27 |  | Solar | FIXED | Roof
SRP06229 | ENPHASE ENERGY | M200-32-240-S02 | 190 | 14 |  |  | 0.96 | Solar Inverter |  | OUTDOOR
SRP06230 | SANYO ELECTRIC | HIP-200BA3 | 225 | 21 | 176 | 23 |  | Solar | FIXED | Roof
SRP06230 | FRONIUS USA |  | 5000 | 1 |  |  | 0.952 | Solar Inverter |  | INDOOR
SRP06231 | CHANGZHOU TRINA SOLAR ENERGY CO | TSM-185D | 235 | 24 | 172.6 | 28 |  | Solar | FIXED | Roof
SRP06231 | SMA AMERICA | SB5000US (208V) | 4800 | 1 |  |  | 0.96 | Solar Inverter |  | INDOOR
SRP06232 | CHANGZHOU TRINA SOLAR ENERGY CO | TSM-185D | 235 | 39 | 170.3 | 30 |  | Solar | FIXED | Roof
SRP06232 | SMA AMERICA | SB7000US (277V) | 8000 | 1 |  |  | 0.965 | Solar Inverter |  | INDOOR
SRP06233 | SUNTECH POWER | STP180-24/AB-1 | 185 | 26 | 224.4 | 35 |  | Solar | FIXED | Roof
SRP06233 | PV POWERED | PVP2000 | 2000 | 1 |  |  | 0.92 | Solar Inverter |  | Inside
SRP06233 | PV POWERED | PVP3000 | 3000 | 1 |  |  | 0.935 | Solar Inverter |  | Inside
SRP06234 | SHARP | NT-188U1 | 235 | 30 | 231.3 | 31 |  | Solar | FIXED | Roof
SRP06234 | SMA AMERICA | SB7000US (208V) | 7000 | 1 |  |  | 0.97 | Solar Inverter |  | INDOOR
SRP06237 | SUNPOWER | SPR-230-WHT-U | 240 | 50 | 200 | 31 |  | Solar | FIXED | Roof
SRP06237 | SUNPOWER CORP (ORIGINAL MFRSMA) | SPR-5000M (208V) | 5000 | 1 |  |  | 0.968 | Solar Inverter |  | Inside
SRP06237 | SUNPOWER CORP (ORIGINAL MFRSMA) | SPR-7000M (208V) | 7000 | 1 |  |  | 0.971 | Solar Inverter |  | Inside
SRP06238 | SOLARWORLD | SW185MONO | 255 | 216 | 197 | 10 |  | Solar | FIXED | Roof
SRP06238 | SMA AMERICA | SB7000US (277V) | 9000 | 6 |  |  | 0.983 | Solar Inverter |  | INDOOR
SRP06240 | SUNPOWER | SPR-230-WHT-U | 235 | 22 | 178 | 21 |  | Solar | FIXED | Ground
SRP06240 | SUNPOWER CORP (ORIGINAL MFRSMA) | SPR-5000M (208V) | 5000 | 1 |  |  | 0.968 | Solar Inverter |  | INDOOR
SRP06242 | ET SOLAR INDUSTRY | ET-P654185 | 185 | 18 | 146 | 30 |  | Solar | FIXED | Roof
SRP06242 | ET SOLAR INDUSTRY | ET-P654185 | 185 | 20 | 236 | 34 |  | Solar | FIXED | Roof
SRP06242 | ET SOLAR INDUSTRY | ET-P654185 | 185 | 12 | 146 | 45 |  | Solar | FIXED | Roof
SRP06242 | SMA AMERICA | SB4000US (208V) | 4000 | 1 |  |  | 0.96 | Solar Inverter |  | Outside
SRP06242 | SMA AMERICA | SB5000US (208V) | 5000 | 1 |  |  | 0.96 | Solar Inverter |  | OUTDOOR
SRP06243 | MATRIX SOLAR/PHOTOWATT | PW1650-175 | 240 | 122 | 206 | 17.5 |  | Solar | FIXED | Roof
SRP06243 | FRONIUS USA |  | 6000 | 1 |  |  | 0.962 | Solar Inverter |  | Inside
SRP06243 | FRONIUS USA |  | 10000 | 2 |  |  | 0.962 | Solar Inverter |  | Inside
SRP06245 | SUNPOWER | SPR-225-BLK-U | 225 | 48 | 152 | 34 |  | Solar | FIXED | Roof
SRP06245 | SUNPOWER CORP (ORIGINAL MFRSMA) | SPR-7000M (277V) | 9995 | 1 |  |  | 0.968 | Solar Inverter |  | INDOOR
SRP06246 | SUNPOWER | SPR-230-WHT-U | 230 | 25 | 53 | 14 |  | Solar | FIXED | Roof
SRP06246 | SUNPOWER | SPR-230-WHT-U | 230 | 10 | 143 | 27 |  | Solar | FIXED | Roof
SRP06246 | SUNPOWER | SPR-230-WHT-U | 230 | 4 | 143 | 28 |  | Solar | FIXED | Roof
SRP06246 | SUNPOWER | SPR-230-WHT-U | 230 | 9 | 143 | 29 |  | Solar | FIXED | Roof
SRP06246 | ENPHASE ENERGY | M200-32-208-S01 | 210 | 48 |  |  | 0.96 | Solar Inverter |  | OUTDOOR
SRP06247 | CHANGZHOU TRINA SOLAR ENERGY CO | TSM-185D | 235 | 30 | 135.3 | 30 |  | Solar | FIXED | Roof
SRP06247 | CHANGZHOU TRINA SOLAR ENERGY CO | TSM-185D | 235 | 8 | 225.3 | 30 |  | Solar | FIXED | Roof
SRP06247 | PV POWERED | PVP2000 | 2000 | 1 |  |  | 0.92 | Solar Inverter |  | Inside
SRP06247 | PV POWERED | PVP3000 | 3000 | 1 |  |  | 0.935 | Solar Inverter |  | Inside
SRP06247 | PV POWERED | PVP3500 | 3500 | 1 |  |  | 0.955 | Solar Inverter |  | Inside
SRP06250 | CONERGY AG | S 175MU | 235 | 16 | 160.3 | 24.7 |  | Solar | FIXED | Roof
SRP06250 | CONERGY AG | S 175MU | 235 | 6 | 70 | 32.6 |  | Solar | FIXED | Roof
SRP06250 | ENPHASE ENERGY | M200-32-240-S02 | 215 | 22 |  |  | 0.963 | Solar Inverter |  | OUTDOOR
SRP06252 | ET SOLAR INDUSTRY | ET-P654220 | 235 | 33 | 192 | 30 |  | Solar | FIXED | Roof
SRP06252 | ET SOLAR INDUSTRY | ET-P654220 | 235 | 10 | 192 | 37 |  | Solar | FIXED | Roof
SRP06252 | SMA AMERICA | SB3000US (208V) | 2000 | 1 |  |  | 0.965 | Solar Inverter |  | Outside
SRP06252 | SMA AMERICA | SB7000US (240V) | 7000 | 1 |  |  | 0.965 | Solar Inverter |  | Outside
SRP06253 | KYOCERA SOLAR | KD210GX-LP | 210 | 6 | 155 | 26 |  | Solar | FIXED | Roof
SRP06253 | KYOCERA SOLAR | KD210GX-LP | 210 | 20 | 155 | 28 |  | Solar | FIXED | Roof
SRP06253 | SMA AMERICA | SB5000US (240V) | 5000 | 1 |  |  | 0.955 | Solar Inverter |  | Outside
SRP06254 | CHANGZHOU TRINA SOLAR ENERGY CO | TSM-185D | 235 | 48 | 110 | 30 |  | Solar | FIXED | Roof
SRP06254 | PV POWERED | PVP4800 | 4800 | 2 |  |  | 0.96 | Solar Inverter |  | INDOOR
SRP06255 | SUNTECH POWER | STP210-18/UB-1 | 240 | 118 | 199 | 10 |  | Solar | FIXED | Roof
SRP06255 | POWER-ONE | PVI-CENTRAL-100-US (208 V) | 12000 | 2 |  |  | 0.97 | Solar Inverter |  | Inside
SRP06256 | SOLON AG FUER SOLARTECHNIK | P250/6+/01 250WP | 245 | 62 | 179.8 | 30 |  | Solar | FIXED | Ground
SRP06256 | SMA AMERICA | SB7000US (208V) | 7000 | 2 |  |  | 0.97 | Solar Inverter |  | OUTDOOR
SRP06257 | CHANGZHOU TRINA SOLAR ENERGY CO | TSM-185D | 235 | 22 | 203.1 | 25 |  | Solar | FIXED | Roof
SRP06257 | PV POWERED | PVP4800 | 4800 | 1 |  |  | 0.96 | Solar Inverter |  | INDOOR
SRP06258 | BAODING YINGLI NEW ENERGY RESOURCES CO | 110(17)P1447X663 | 235 | 742 | 185 | 10 |  | Solar | FIXED | Roof
SRP06258 | PV POWERED | PVP75KW-208 | 75000 | 2 |  |  | 0.96 | Solar Inverter |  | INDOOR
SRP06259 | BAODING YINGLI NEW ENERGY RESOURCES CO | 110(17)P1447X663 | 235 | 143 | 214 | 10 |  | Solar | FIXED | Roof
SRP06259 | FRONIUS USA |  | 11400 | 3 |  |  | 0.95 | Solar Inverter |  | OUTDOOR
SRP06260 | SUNTECH POWER | STP180S-24/AB-1 | 185 | 50 | 178.6 | 25 |  | Solar | FIXED | Roof
SRP06260 | PV POWERED | PVP3000 | 3000 | 1 |  |  | 0.935 | Solar Inverter |  | Inside
SRP06260 | PV POWERED | PVP4800 | 4800 | 1 |  |  | 0.96 | Solar Inverter |  | INDOOR
SRP06261 | SUNPOWER | SPR-230-WHT-U | 240 | 60 | 150 | 10 |  | Solar | FIXED | Ground
SRP06261 | SUNPOWER CORP (ORIGINAL MFRSMA) | SPR-7000M (208V) | 7000 | 2 |  |  | 0.96 | Solar Inverter |  | OUTDOOR
SRP06262 | SUNTECH POWER | STP190S-18/UB-1 | 190 | 39 | 232 | 26 |  | Solar | FIXED | Roof
SRP06262 | PV POWERED | PVP2500 | 2500 | 1 |  |  | 0.945 | Solar Inverter |  | OUTDOOR
SRP06262 | PV POWERED | PVP4800 | 4800 | 1 |  |  | 0.96 | Solar Inverter |  | Outside
SRP06263 | CHANGZHOU TRINA SOLAR ENERGY CO | TSM-185D | 240 | 56 | 172 | 19 |  | Solar | FIXED | Roof
SRP06263 | FRONIUS USA | IG 3000 | 3000 | 1 |  |  | 0.962 | Solar Inverter |  | INDOOR
SRP06263 | FRONIUS USA |  | 10000 | 1 |  |  | 0.962 | Solar Inverter |  | INDOOR
SRP06264 | CEEG (SHANGHAI) SOLAR SCIENCE AND TECHNOLOGY CO | SST 190-72M | 250 | 30 | 185 | 35 |  | Solar | FIXED | Roof
SRP06264 | SMA AMERICA | SB7000US (208V) | 7000 | 1 |  |  | 0.97 | Solar Inverter |  | OUTDOOR
SRP06265 | BP SOLAR | BP3170N | 215 | 11 | 220 | 24 |  | Solar | FIXED | Roof
SRP06265 | BP SOLAR | BP3150B | 215 | 11 | 220 | 40 |  | Solar | FIXED | Roof
SRP06265 | SMA AMERICA | SB1100U | 2000 | 1 |  |  | 0.973 | Solar Inverter |  | OUTDOOR
SRP06265 | SMA AMERICA | SB1100U | 2000 | 1 |  |  | 0.973 | Solar Inverter |  | OUTDOOR
SRP06266 | SANYO ELECTRIC | HIP-205BA5 | 220 | 32 | 198 | 10 |  | Solar | FIXED | Roof
SRP06266 | SMA AMERICA | SB4000US (208V) | 4000 | 2 |  |  | 0.968 | Solar Inverter |  | INDOOR
SRP06268 | SANYO ELECTRIC | HIP-205BA5 | 220 | 5 | 90 | 25 |  | Solar | FIXED | Roof
SRP06268 | SANYO ELECTRIC | HIP-200BA19 | 220 | 28 | 180 | 25 |  | Solar | FIXED | Roof
SRP06268 | SANYO ELECTRIC | HIP-200BA19 | 220 | 7 | 90 | 33 |  | Solar | FIXED | Roof
SRP06268 | ENPHASE ENERGY | M200-32-240-S02 | 210 | 40 |  |  | 0.955 | Solar Inverter |  | OUTDOOR
SRP06269 | SOLARWORLD | SW185MONO | 240 | 288 | 127 | 25 |  | Solar | FIXED | Roof
SRP06269 | SOLARWORLD | SW185MONO | 240 | 190 | 217 | 25 |  | Solar | FIXED | Roof
SRP06269 | ENPHASE ENERGY | M200-32-240-S02 | 215 | 478 |  |  | 0.963 | Solar Inverter |  | OUTDOOR
SRP06270 | KYOCERA SOLAR | KD210GX-LP | 240 | 4284 | 180 | 27 |  | Solar | FIXED | Ground
SRP06270 | SATCON TECHNOLOGY | PVS-500 (480 V) | 500000 | 2 |  |  | 0.97 | Solar Inverter |  | OUTDOOR
SRP06271 | HANWHA SOLARONE (QIDONG) | SF220-30-P235 | 235 | 845 | 204 | 10 |  | Solar | FIXED | Roof
SRP06271 | PV POWERED | PVP75KW-480 | 75000 | 1 |  |  | 0.955 | Solar Inverter |  | INDOOR
SRP06271 | PV POWERED | PVP100KW-480 | 100000 | 1 |  |  | 0.96 | Solar Inverter |  | INDOOR
SRP06272 | SOLARWORLD | SW185MONO | 240 | 435 | 117 | 25 |  | Solar | FIXED | Roof
SRP06272 | ENPHASE ENERGY | M200-32-240-S02 | 215 | 435 |  |  | 0.963 | Solar Inverter |  | OUTDOOR
SRP06273 | SOLAR POWER (SPI) | SP205FP12 | 235 | 312 | 195 | 5 |  | Solar | FIXED | Roof
SRP06273 | PV POWERED | PVP75KW-480 | 75000 | 1 |  |  | 0.955 | Solar Inverter |  | INDOOR
SRP06275 | SCHUCO USA |  | 255 | 11 | 153 | 20 |  | Solar | FIXED | Roof
SRP06275 | SCHUCO USA |  | 255 | 10 | 243 | 20 |  | Solar | FIXED | Roof
SRP06275 | SCHUCO USA |  | 255 | 80 | 153 | 48 |  | Solar | FIXED | Roof
SRP06275 | POWER-ONE | PVI-5000-OUTD-US (208 V) | 4200 | 5 |  |  | 0.96 | Solar Inverter |  | INDOOR
SRP06276 | SUNPOWER | SPR-230-WHT-U | 240 | 144 | 150 | 30 |  | Solar | FIXED | Ground
SRP06276 | SUNPOWER CORP (ORIGINAL MFRSMA) | SPR-7000M (208V) | 7000 | 2 |  |  | 0.971 | Solar Inverter |  | OUTDOOR
SRP06276 | SUNPOWER CORP (ORIGINAL MFRSMA) | SPR-7000M (208V) | 7000 | 2 |  |  | 0.971 | Solar Inverter |  | OUTDOOR
SRP06277 | SCHUCO USA |  | 255 | 14 | 153 | 20 |  | Solar | FIXED | Roof
SRP06277 | POWER-ONE | PVI-3000-I-OUTD-US | 3000 | 1 |  |  | 0.96 | Solar Inverter |  | INDOOR
SRP06279 | AXITEC | AC-230M/156-60S | 230 | 1617 | 138 | 20 |  | Solar | FIXED | Roof
SRP06279 | FRONIUS USA | FRONIUS CL 60.0 WYE (277V) | 60000 | 6 |  |  | 0.959 | Solar Inverter |  | OUTDOOR
SRP06281 | SUNTECH POWER | STP180S-24/AB-1 | 185 | 48 | 240 | 40 |  | Solar | FIXED | Roof
SRP06281 | SMA AMERICA | SB4000US (208V) | 4000 | 1 |  |  | 0.96 | Solar Inverter |  | OUTDOOR
SRP06281 | SMA AMERICA | SB4000US (240V) | 4000 | 1 |  |  | 0.96 | Solar Inverter |  | OUTDOOR
SRP06282 | SUNTECH POWER | STP180S-24/AB-1 | 185 | 22 | 123 | 33 |  | Solar | FIXED | Roof
SRP06282 | SMA AMERICA | SB4000US (208V) | 4000 | 1 |  |  | 0.96 | Solar Inverter |  | INDOOR
SRP06283 | SHARP | NT-188U1 | 235 | 24 | 215 | 27 |  | Solar | FIXED | Roof
SRP06283 | ENPHASE ENERGY | M200-32-240-S02 | 215 | 24 |  |  | 0.96 | Solar Inverter |  | OUTDOOR
SRP06285 | UNKNOWN | UNKNOWN | 230 | 130 | 180 | 10 |  | Solar | FIXED | Roof
SRP06285 | ADVANCED ENERGY INDUSTRIES | 3159000-104 | 35000 | 1 |  |  | 0.966 | Solar Inverter |  | Inside
SRP06287 | UNKNOWN | UNKNOWN | 230 | 338 | 133 | 8 |  | Solar | FIXED | Roof
SRP06287 | SATCON TECHNOLOGY | PVS-75 (480 V) | 75000 | 1 |  |  | 0.966 | Solar Inverter |  | Inside
SRP06288 | UNKNOWN | UNKNOWN | 230 | 168 | 201 | 9 |  | Solar | FIXED | Roof
SRP06288 | SATCON TECHNOLOGY | PVS-30 (240 V) | 30000 | 1 |  |  | 0.96 | Solar Inverter |  | OUTDOOR
SRP06289 | UNKNOWN | UNKNOWN | 230 | 130 | 147 | 10 |  | Solar | FIXED | Roof
SRP06289 | PV POWERED | PVP30KW-208 | 35000 | 1 |  |  | 0.966 | Solar Inverter |  | OUTDOOR
SRP06290 | SPIRE SOLAR | SSC85 | 120 | 91 | 146 | 30 |  | Solar | FIXED | Roof
SRP06290 | FRONIUS USA |  | 9995 | 1 |  |  | 0.96 | Solar Inverter |  | INDOOR
SRP06292 | UNKNOWN | UNKNOWN | 230 | 130 | 214 | 10 |  | Solar | FIXED | Roof
SRP06292 | ADVANCED ENERGY INDUSTRIES | 3159000-104 | 35000 | 1 |  |  | 0.966 | Solar Inverter |  | OUTDOOR
SRP06295 | UNKNOWN | UNKNOWN | 230 | 78 | 150 | 10 |  | Solar | FIXED | Roof
SRP06295 | UNKNOWN | UNKNOWN | 230 | 104 | 208 | 10 |  | Solar | FIXED | Roof
SRP06295 | SMA AMERICA | SB6000U (208V) | 6250 | 4 |  |  | 0.967 | Solar Inverter |  | Inside
SRP06295 | SMA AMERICA | SB7000US (277V) | 10000 | 2 |  |  | 0.983 | Solar Inverter |  | Inside
SRP06296 | UNKNOWN | UNKNOWN | 230 | 104 | 172 | 10 |  | Solar | FIXED | Roof
SRP06296 | SMA AMERICA | SB6000U (208V) | 6000 | 4 |  |  | 0.968 | Solar Inverter |  | OUTDOOR
SRP06297 | UNKNOWN | UNKNOWN | 230 | 221 | 134 | 9 |  | Solar | FIXED | Roof
SRP06297 | ADVANCED ENERGY INDUSTRIES | 3159000-110 | 5000 | 1 |  |  | 0.962 | Solar Inverter |  | Inside
SRP06298 | UNKNOWN | UNKNOWN | 230 | 72 | 218 | 10 |  | Solar | FIXED | Roof
SRP06298 | SMA AMERICA | SB7000US (277V) | 8600 | 2 |  |  | 0.963 | Solar Inverter |  | OUTDOOR
SRP06299 | SANYO ELECTRIC | HIP-205BA5 | 225 | 90 | 172 | 5 |  | Solar | FIXED | Roof
SRP06299 | FRONIUS USA |  | 6000 | 1 |  |  | 0.965 | Solar Inverter |  | INDOOR
SRP06299 | FRONIUS USA |  | 6000 | 1 |  |  | 0.965 | Solar Inverter |  | INDOOR
SRP06299 | FRONIUS USA |  | 7500 | 1 |  |  | 0.955 | Solar Inverter |  | INDOOR
SRP06300 | UNKNOWN | UNKNOWN | 230 | 66 | 193 | 10 |  | Solar | FIXED | Roof
SRP06300 | ADVANCED ENERGY INDUSTRIES | 3159000-104 | 4600 | 3 |  |  | 0.955 | Solar Inverter |  | OUTDOOR
SRP06301 | MATRIX SOLAR/PHOTOWATT | PW1650-175 | 230 | 117 | 197 | 11 |  | Solar | FIXED | Roof
SRP06301 | SMA AMERICA | SB7000US (277V) | 10000 | 3 |  |  | 0.983 | Solar Inverter |  | OUTDOOR
SRP06302 | UNKNOWN | UNKNOWN | 230 | 140 | 195 | 10 |  | Solar | FIXED | Roof
SRP06302 | SATCON TECHNOLOGY | PVS-30 (240 V) | 30000 | 1 |  |  | 0.96 | Solar Inverter |  | Inside
SRP06303 | MATRIX SOLAR/PHOTOWATT | PW1650-175 | 230 | 208 | 183 | 10 |  | Solar | FIXED | Roof
SRP06303 | ADVANCED ENERGY INDUSTRIES | 3159000-104 | 50000 | 1 |  |  | 0.966 | Solar Inverter |  | Inside
SRP06304 | UNKNOWN | UNKNOWN | 230 | 156 | 225 | 19 |  | Solar | FIXED | Roof
SRP06304 | SMA AMERICA | SB7000US (277V) | 7680 | 4 |  |  | 0.965 | Solar Inverter |  | OUTDOOR
SRP06305 | UNKNOWN | UNKNOWN | 230 | 130 | 158 | 10 |  | Solar | FIXED | Roof
SRP06305 | ADVANCED ENERGY INDUSTRIES | 3159000-110 | 35000 | 1 |  |  | 0.966 | Solar Inverter |  | Inside
SRP06306 | BAODING YINGLI NEW ENERGY RESOURCES CO | YL175(156) | 235 | 13 | 215 | 30 |  | Solar | FIXED | Roof
SRP06306 | BAODING YINGLI NEW ENERGY RESOURCES CO | YL175(156) | 235 | 4 | 125 | 40 |  | Solar | FIXED | Roof
SRP06306 | ENPHASE ENERGY | M200-32-240-S02 | 215 | 4 |  |  | 0.96 | Solar Inverter |  | OUTDOOR
SRP06306 | ENPHASE ENERGY | M200-32-240-S02 | 215 | 13 |  |  | 0.96 | Solar Inverter |  | OUTDOOR
SRP06307 | UNKNOWN | UNKNOWN | 230 | 90 | 170 | 10 |  | Solar | FIXED | Roof
SRP06307 | SMA AMERICA | SB5000US (208V) | 6250 | 1 |  |  | 0.967 | Solar Inverter |  | Inside
SRP06307 | SMA AMERICA | SB7000US (208V) | 7400 | 2 |  |  | 0.971 | Solar Inverter |  | Inside
SRP06308 | BAODING YINGLI NEW ENERGY RESOURCES CO | YL175(156) | 235 | 21 | 240 | 30 |  | Solar | FIXED | Roof
SRP06308 | ENPHASE ENERGY | M200-32-240-S02 | 215 | 21 |  |  | 0.96 | Solar Inverter |  | OUTDOOR
SRP06309 | BAODING YINGLI NEW ENERGY RESOURCES CO | YL175(156) | 235 | 10 | 125 | 35 |  | Solar | FIXED | Roof
SRP06309 | BAODING YINGLI NEW ENERGY RESOURCES CO | YL175(156) | 235 | 8 | 215 | 35 |  | Solar | FIXED | Roof
SRP06309 | ENPHASE ENERGY | M175-24-240-S | 215 | 10 |  |  | 0.96 | Solar Inverter |  | OUTDOOR
SRP06309 | ENPHASE ENERGY | M200-32-240-S02 | 215 | 8 |  |  | 0.96 | Solar Inverter |  | OUTDOOR
SRP06310 | BAODING YINGLI NEW ENERGY RESOURCES CO | YL175(156) | 235 | 14 | 215 | 20 |  | Solar | FIXED | Roof
SRP06310 | ENPHASE ENERGY | M175-24-208-S | 215 | 14 |  |  | 0.96 | Solar Inverter |  | OUTDOOR
SRP06311 | SUNTECH POWER | STP21018 | 245 | 11 | 128 | 23 |  | Solar | FIXED | Roof
SRP06311 | SUNTECH POWER | STP21018 | 245 | 25 | 218 | 23 |  | Solar | FIXED | Roof
SRP06311 | POWER-ONE | PVI-3000-I-OUTD-US | 3000 | 1 |  |  | 0.97 | Solar Inverter |  | OUTDOOR
SRP06311 | POWER-ONE | PVI-6000-OUTD-US (208 V) | 6000 | 1 |  |  | 0.97 | Solar Inverter |  | OUTDOOR
SRP06312 | CHANGZHOU TRINA SOLAR ENERGY CO | TSM-185D | 230 | 33 | 204 | 23 |  | Solar | FIXED | Roof
SRP06312 | SMA AMERICA | SB7000US (208V) | 7000 | 1 |  |  | 0.971 | Solar Inverter |  | INDOOR
SRP06313 | SUNPOWER | SPR-225-BLK-U | 225 | 32 | 194 | 40 |  | Solar | FIXED | Roof
SRP06313 | ENPHASE ENERGY | M200-32-208-S01 | 210 | 32 |  |  | 0.96 | Solar Inverter |  | Outside
SRP06314 | CANADIAN SOLAR | CS6P-230 | 295 | 1628 | 208 | 5 |  | Solar | FIXED | Roof
SRP06314 | SATCON TECHNOLOGY | PVS-500 (480 V) | 500000 | 1 |  |  | 0.96 | Solar Inverter |  | OUTDOOR
SRP06315 | REC SCANMODULE | SCM230 | 185 | 32 | 187 | 17 |  | Solar | FIXED | Roof
SRP06315 | FRONIUS USA |  | 6000 | 1 |  |  | 0.96 | Solar Inverter |  | INDOOR
SRP06317 | SUNPOWER | SPR-230-WHT-U | 238 | 35 | 125 | 27 |  | Solar | FIXED | Roof
SRP06317 | SUNPOWER CORP (ORIGINAL MFRSMA) | SPR-7000M (208V) | 8000 | 1 |  |  | 0.962 | Solar Inverter |  | INDOOR
SRP06318 | CHANGZHOU TRINA SOLAR ENERGY CO | TSM-185D | 230 | 30 | 163 | 34 |  | Solar | FIXED | Roof
SRP06318 | SMA AMERICA | SB7000US (208V) | 7000 | 1 |  |  | 0.971 | Solar Inverter |  | Inside
SRP06319 | CANADIAN SOLAR | CS6P-230 | 235 | 8 | 170 | 27 |  | Solar | FIXED | Roof
SRP06319 | CANADIAN SOLAR | CS6P-230 | 235 | 11 | 80 | 30 |  | Solar | FIXED | Roof
SRP06319 | CANADIAN SOLAR | CS6P-230 | 235 | 11 | 260 | 30 |  | Solar | FIXED | Roof
SRP06319 | ENPHASE ENERGY | M200-32-208-S01 | 215 | 30 |  |  | 0.96 | Solar Inverter |  | OUTDOOR
SRP06321 | ISOFOTON | I-100/12 | 225 | 18 | 164 | 20 |  | Solar | FIXED | Roof
SRP06321 | ISOFOTON | I-100/12 | 225 | 9 | 254 | 45 |  | Solar | FIXED | Roof
SRP06321 | ENPHASE ENERGY | M200-32-208-S01 | 215 | 9 |  |  | 0.963 | Solar Inverter |  | OUTDOOR
SRP06321 | ENPHASE ENERGY | M200-32-208-S01 | 215 | 18 |  |  | 0.963 | Solar Inverter |  | OUTDOOR
SRP06323 | SUNPOWER | SPR-225-BLK-U | 225 | 56 | 132 | 30 |  | Solar | FIXED | Roof
SRP06323 | SUNPOWER | SPR-225-BLK-U | 225 | 23 | 222 | 45 |  | Solar | FIXED | Roof
SRP06323 | ENPHASE ENERGY | M200-32-240-S02 | 210 | 79 |  |  | 0.97 | Solar Inverter |  | OUTDOOR
SRP06324 | NINGBO SOLAR ELECTRIC POWER | TDB125X125-72-P 175W | 280 | 88 | 114 | 30 |  | Solar | FIXED | Roof
SRP06324 | NINGBO SOLAR ELECTRIC POWER | TDB125X125-72-P 175W | 280 | 66 | 204 | 30 |  | Solar | FIXED | Roof
SRP06324 | PV POWERED | PVP30KW-208 | 35000 | 1 |  |  | 0.966 | Solar Inverter |  | OUTDOOR
SRP06325 | ISOFOTON | I-100/12 | 225 | 49 | 146 | 17 |  | Solar | FIXED | Roof
SRP06325 | ENPHASE ENERGY | M200-32-208-S01 | 215 | 49 |  |  | 0.963 | Solar Inverter |  | OUTDOOR
SRP06326 | SUNTECH POWER | STP280-24/VD | 280 | 400 | 184 | 20 |  | Solar | FIXED | Ground
SRP06326 | SATCON TECHNOLOGY | PVS-100 (480 V) | 100000 | 1 |  |  | 0.961 | Solar Inverter |  | OUTDOOR
SRP06327 | CONERGY AG | S 175MU | 235 | 42 | 106 | 27 |  | Solar | FIXED | Roof
SRP06327 | ENPHASE ENERGY | M200-32-208-S01 | 215 | 42 |  |  | 0.96 | Solar Inverter |  | Outside
SRP06329 | SOLARWORLD | SW185MONO | 235 | 812 | 157.8 | 10 |  | Solar | FIXED | Roof
SRP06329 | SATCON TECHNOLOGY | PVS-100 (208 V) | 100000 | 2 |  |  | 0.967 | Solar Inverter |  | OUTDOOR
SRP06330 | BAODING YINGLI NEW ENERGY RESOURCES CO | YL175(156) | 230 | 9 | 119 | 33 |  | Solar | FIXED | Roof
SRP06330 | BAODING YINGLI NEW ENERGY RESOURCES CO | YL175(156) | 230 | 36 | 209 | 33 |  | Solar | FIXED | Roof
SRP06330 | BAODING YINGLI NEW ENERGY RESOURCES CO | YL175(156) | 230 | 3 | 119 | 38 |  | Solar | FIXED | Roof
SRP06330 | BAODING YINGLI NEW ENERGY RESOURCES CO | YL175(156) | 230 | 3 | 209 | 38 |  | Solar | FIXED | Roof
SRP06330 | PV POWERED | PVP2000 | 2000 | 1 |  |  | 0.92 | Solar Inverter |  | OUTDOOR
SRP06330 | PV POWERED | PVP2500 | 2500 | 2 |  |  | 0.945 | Solar Inverter |  | OUTDOOR
SRP06330 | PV POWERED | PVP4800 | 4800 | 1 |  |  | 0.96 | Solar Inverter |  | OUTDOOR
SRP06331 | SUNTECH POWER | STP180S-24/AB-1 | 185 | 21 | 205 | 5 |  | Solar | FIXED | Roof
SRP06331 | SUNTECH POWER | STP190S-18/UB-1 | 185 | 14 | 205 | 25 |  | Solar | FIXED | Roof
SRP06331 | SUNTECH POWER | STP180S-24/AB-1 | 185 | 6 | 205 | 35 |  | Solar | FIXED | Roof
SRP06331 | ENPHASE ENERGY | M200-32-240-S02 | 190 | 6 |  |  | 0.955 | Solar Inverter |  | OUTDOOR
SRP06331 | FRONIUS USA | IG 3000 | 3000 | 1 |  |  | 0.952 | Solar Inverter |  | OUTDOOR
SRP06331 | FRONIUS USA | IG 4000 | 4000 | 1 |  |  | 0.952 | Solar Inverter |  | OUTDOOR
SRP06332 | CHANGZHOU TRINA SOLAR ENERGY CO | TSM-185D | 230 | 20 | 189 | 26 |  | Solar | FIXED | Roof
SRP06332 | ENPHASE ENERGY | M200-32-240-S01 | 190 | 20 |  |  | 0.955 | Solar Inverter |  | OUTDOOR
SRP06334 | SUNPOWER | SPR-315E-WHT-U | 327 | 6696 | 146 | 5 |  | Solar | FIXED | Roof
SRP06334 | SMA AMERICA | SB5000US (208V) | 500000 | 4 |  |  | 0.97 | Solar Inverter |  | Outside
SRP06335 | CHANGZHOU TRINA SOLAR ENERGY CO | TSM-185D | 240 | 737 | 220 | 10 |  | Solar | FIXED | Roof
SRP06335 | PV POWERED | PVP30KW-208 | 30000 | 2 |  |  | 0.93 | Solar Inverter |  | OUTDOOR
SRP06335 | PV POWERED | PVP30KW-208 | 35000 | 2 |  |  | 0.966 | Solar Inverter |  | OUTDOOR
SRP06335 | PV POWERED | PVP30KW-208 | 50000 | 1 |  |  | 0.972 | Solar Inverter |  | OUTDOOR
SRP06336 | SUNPOWER | SPR-315E-WHT-U | 327 | 13064 | 180 | 0 |  | Solar | FIXED | Ground
SRP06336 | SUNPOWER | SPR-315E-WHT-U | 327 | 3464 | 180 | 25 |  | Solar | FIXED | Ground
SRP06336 | SATCON TECHNOLOGY | PVS-500 (480 V) | 500000 | 9 |  |  | 0.96 | Solar Inverter |  | OUTDOOR
SRP06338 | CANADIAN SOLAR | CS6P-230 | 230 | 299 | 205 | 10 |  | Solar | FIXED | Roof
SRP06338 | IPOWER | SHO-1.1 | 100000 | 1 |  |  | 0.96 | Solar Inverter |  | Inside
SRP06339 | CANADIAN SOLAR | CS6P-230 | 230 | 65 | 180 | 10 |  | Solar | FIXED | Roof
SRP06339 | IPOWER | SHO-1.1 | 15000 | 1 |  |  | 0.93 | Solar Inverter |  | Inside
SRP06340 | SUNPOWER | SPR-300E-WHT-U | 308 | 256 | 193 | 5 |  | Solar | FIXED | Roof
SRP06340 | SATCON TECHNOLOGY | PVS-100 (208 V) | 100000 | 1 |  |  | 0.967 | Solar Inverter |  | Inside
SRP06341 | SUNPOWER | SPR-305-WHT-U | 308 | 256 | 195 | 5 |  | Solar | FIXED | Roof
SRP06341 | SATCON TECHNOLOGY | PVS-100 (208 V) | 100000 | 1 |  |  | 0.967 | Solar Inverter |  | Inside
SRP06343 | SILIKEN MANUFACTURING USA | SLK60P6L 233 WP | 235 | 120 | 180 | 32 |  | Solar | FIXED | Roof
SRP06343 | SMA AMERICA | SB5000US (208V) | 5000 | 5 |  |  | 0.97 | Solar Inverter |  | OUTDOOR
SRP06344 | SCHUCO USA |  | 185 | 29 | 220 | 5 |  | Solar | FIXED | Roof
SRP06344 | SMA AMERICA | SB4000US (208V) | 4000 | 1 |  |  | 0.97 | Solar Inverter |  | OUTDOOR
SRP06345 | BAODING YINGLI NEW ENERGY RESOURCES CO | YL175(156) | 280 | 13266 | 175 | 0 |  | Solar | FIXED | Ground
SRP06345 | ADVANCED ENERGY INDUSTRIES | 3159000-104 | 500000 | 6 |  |  | 0.99 | Solar Inverter |  | OTHER
SRP06346 | CHANGZHOU TRINA SOLAR ENERGY CO | TSM-185D | 235 | 16 | 200 | 18 |  | Solar | FIXED | Roof
SRP06346 | POWER-ONE | PVI-3600-OUTD-US-F (208V) | 3600 | 1 |  |  | 0.96 | Solar Inverter |  | OUTDOOR
SRP06347 | SOLARWORLD | SW185MONO | 255 | 26 | 197 | 30 |  | Solar | FIXED | Roof
SRP06347 | SMA AMERICA | SB6000U (208V) | 6000 | 1 |  |  | 0.97 | Solar Inverter |  | OUTDOOR
SRP06348 | SOLAR POWER (SPI) | SP205FP12 | 230 | 57 | 123 | 18.4 |  | Solar | FIXED | Roof
SRP06348 | ENPHASE ENERGY | M200-32-240-S01 | 215 | 57 |  |  | 0.96 | Solar Inverter |  | OUTDOOR
SRP06349 | SOLARWORLD | SW185MONO | 250 | 35 | 231 | 30 |  | Solar | FIXED | Roof
SRP06349 | SMA AMERICA | SB3000US (208V) | 3000 | 1 |  |  | 0.965 | Solar Inverter |  | OUTDOOR
SRP06349 | SMA AMERICA | SB6000U (208V) | 6000 | 1 |  |  | 0.965 | Solar Inverter |  | OUTDOOR
SRP06350 | SANYO ELECTRIC | HIP-205BA5 | 225 | 7 | 171 | 27 |  | Solar | FIXED | Roof
SRP06350 | SANYO ELECTRIC | HIP-205BA5 | 225 | 28 | 261 | 39 |  | Solar | FIXED | Roof
SRP06350 | FRONIUS USA |  | 7500 | 1 |  |  | 0.955 | Solar Inverter |  | INDOOR
SRP06351 | SUNPOWER | SPR-225-BLK-U | 225 | 9 | 178 | 35 |  | Solar | FIXED | Roof
SRP06351 | SUNPOWER | SPR-225-BLK-U | 225 | 20 | 178 | 35 |  | Solar | FIXED | Roof
SRP06351 | SUNPOWER CORP (ORIGINAL MFRSMA) | SPR-3000M (240V) | 3000 | 1 |  |  | 0.97 | Solar Inverter |  | Outside
SRP06351 | SUNPOWER CORP (ORIGINAL MFRSMA) | SPR-4000M (240V) | 4000 | 1 |  |  | 0.97 | Solar Inverter |  | OUTDOOR
SRP06352 | SCHUCO USA |  | 185 | 40 | 154 | 30 |  | Solar | FIXED | Roof
SRP06352 | SMA AMERICA | SB7000US (208V) | 7000 | 1 |  |  | 0.97 | Solar Inverter |  | Inside
SRP06353 | CHANGZHOU TRINA SOLAR ENERGY CO | TSM-185D | 235 | 15 | 205 | 23 |  | Solar | FIXED | Roof
SRP06353 | SMA AMERICA | SB3000US (208V) | 3000 | 1 |  |  | 0.96 | Solar Inverter |  | OUTDOOR
SRP06354 | SANYO ELECTRIC | HIP-205BA5 | 220 | 48 | 113 | 20 |  | Solar | FIXED | Roof
SRP06354 | SANYO ELECTRIC | HIP-205BA5 | 220 | 152 | 203 | 20 |  | Solar | FIXED | Roof
SRP06354 | FRONIUS USA | IG 4000 | 44400 | 1 |  |  | 0.959 | Solar Inverter |  | INDOOR
SRP06355 | SUNPOWER | SPR-230-WHT-U | 240 | 44 | 250 | 30 |  | Solar | FIXED | Roof
SRP06355 | SUNPOWER CORP (ORIGINAL MFRSMA) | SPR-5000M (208V) | 5000 | 2 |  |  | 0.968 | Solar Inverter |  | INDOOR
SRP06356 | SCHUCO USA |  | 230 | 54 | 180 | 35 |  | Solar | FIXED | Pole
SRP06356 | FRONIUS USA | IG 2000 | 2000 | 1 |  |  | 0.96 | Solar Inverter |  | OUTDOOR
SRP06356 | FRONIUS USA | IG 4000 | 4000 | 1 |  |  | 0.96 | Solar Inverter |  | OUTDOOR
SRP06357 | SUNPOWER | SPR-225-BLK-U | 225 | 36 | 152 | 33 |  | Solar | FIXED | Roof
SRP06357 | SUNPOWER CORP (ORIGINAL MFRSMA) | SPR-7000M (208V) | 7000 | 1 |  |  | 0.971 | Solar Inverter |  | INDOOR
SRP06358 | CHANGZHOU TRINA SOLAR ENERGY CO | TSM-185D | 235 | 10 | 202 | 26 |  | Solar | FIXED | Roof
SRP06358 | SMA AMERICA | SB3000US (208V) | 3000 | 1 |  |  | 0.97 | Solar Inverter |  | OUTDOOR
SRP06359 | BAODING YINGLI NEW ENERGY RESOURCES CO | YL175(156) | 230 | 30 | 177 | 26 |  | Solar | FIXED | Roof
SRP06359 | FRONIUS USA | IG 2000 | 2000 | 1 |  |  | 0.935 | Solar Inverter |  | OUTDOOR
SRP06359 | FRONIUS USA | IG 4000 | 4000 | 1 |  |  | 0.94 | Solar Inverter |  | OUTDOOR
SRP06360 | CHANGZHOU TRINA SOLAR ENERGY CO | TSM-185D | 235 | 50 | 219 | 30 |  | Solar | FIXED | Roof
SRP06360 | POWER-ONE | PVI-6000-OUTD-US (208 V) | 6000 | 2 |  |  | 0.96 | Solar Inverter |  | OUTDOOR
SRP06361 | CHANGZHOU TRINA SOLAR ENERGY CO | TSM-185D | 235 | 2128 | 212 | 10 |  | Solar | FIXED | Roof
SRP06361 | SOLARWORLD | SW185MONO | 240 | 2086 | 212 | 10 |  | Solar | FIXED | Roof
SRP06361 | SMA AMERICA | SB1100U | 500000 | 2 |  |  | 0.97 | Solar Inverter |  | OUTDOOR
SRP06362 | CHANGZHOU TRINA SOLAR ENERGY CO | TSM-185D | 235 | 39 | 174 | 26 |  | Solar | FIXED | Roof
SRP06362 | SMA AMERICA | SB7000US (277V) | 8000 | 1 |  |  | 0.96 | Solar Inverter |  | OUTDOOR
SRP06363 | CANADIAN SOLAR | CS4C-100 | 235 | 28 | 151 | 28 |  | Solar | FIXED | Roof
SRP06363 | ENPHASE ENERGY | M175-24-208-S02 | 215 | 28 |  |  | 0.955 | Solar Inverter |  | OUTDOOR
SRP06365 | SUNTECH POWER | STP210S-18/UB-1 | 245 | 180 | 200 | 30 |  | Solar | FIXED | Roof
SRP06365 | SMA AMERICA | SB6000US (208V) | 6000 | 1 |  |  | 0.968 | Solar Inverter |  | Outside
SRP06365 | SMA AMERICA | SB7000US (208V) | 7000 | 6 |  |  | 0.968 | Solar Inverter |  | OUTDOOR
SRP06366 | CHANGZHOU TRINA SOLAR ENERGY CO | TSM-185D | 235 | 26 | 185 | 26 |  | Solar | FIXED | Roof
SRP06366 | SMA AMERICA | SB6000U (208V) | 6000 | 1 |  |  | 0.945 | Solar Inverter |  | OUTDOOR
SRP06367 | SANYO ELECTRIC | HIP-205BA5 | 220 | 40 | 201 | 30 |  | Solar | FIXED | Roof
SRP06367 | ENPHASE ENERGY | M200-32-240-S01 | 210 | 40 |  |  | 0.955 | Solar Inverter |  | OUTDOOR
SRP06368 | CHANGZHOU TRINA SOLAR ENERGY CO | TSM-185D | 235 | 39 | 180 | 26 |  | Solar | FIXED | Roof
SRP06368 | SMA AMERICA | SB7000US (208V) | 8000 | 1 |  |  | 0.96 | Solar Inverter |  | OUTDOOR
SRP06369 | BP SOLAR | BP175 I | 215 | 18 | 203 | 20 |  | Solar | FIXED | Roof
SRP06369 | FRONIUS USA | IG 4000 | 4000 | 1 |  |  | 0.955 | Solar Inverter |  | OUTDOOR
SRP06370 | TRINA SOLAR | TSM-235PA05 | 235 | 24 | 180 | 7 |  | Solar | FIXED | Roof
SRP06370 | TRINA SOLAR | TSM-235PA05 | 235 | 17 | 180 | 23 |  | Solar | FIXED | Roof
SRP06370 | POWER-ONE | PVI-3.6-OUTD-S-US (240 V) | 3600 | 1 |  |  | 0.96 | Solar Inverter |  | INDOOR
SRP06370 | POWER-ONE | PVI-5000-OUTD-US (208 V) | 5000 | 1 |  |  | 0.96 | Solar Inverter |  | INDOOR
SRP06371 | SUNTECH POWER | STP190S-18/UB-1 | 190 | 33 | 151.7 | 30 |  | Solar | FIXED | Roof
SRP06371 | SMA AMERICA | SB6000US (208V) | 6000 | 1 |  |  | 0.97 | Solar Inverter |  | INDOOR
SRP06372 | BAODING YINGLI NEW ENERGY RESOURCES CO | YL175(156) | 235 | 280 | 170 | 4 |  | Solar | FIXED | Roof
SRP06372 | PV POWERED | PVP75KW-208 | 75000 | 1 |  |  | 0.96 | Solar Inverter |  | INDOOR
SRP06374 | CHANGZHOU TRINA SOLAR ENERGY CO | TSM-185D | 235 | 20 | 184 | 41 |  | Solar | FIXED | Roof
SRP06374 | PV POWERED | PVP4800 | 4800 | 1 |  |  | 0.96 | Solar Inverter |  | Outside
SRP06375 | BAODING YINGLI NEW ENERGY RESOURCES CO | YL175(156) | 235 | 224 | 170 | 4 |  | Solar | FIXED | Roof
SRP06375 | PV POWERED | PVP30KW-208 | 50000 | 1 |  |  | 0.96 | Solar Inverter |  | INDOOR
SRP06377 | SUNTECH POWER | STP180S-24/AB-1 | 185 | 35 | 135.5 | 32 |  | Solar | FIXED | Roof
SRP06377 | SUNTECH POWER | STP180S-24/AB-1 | 185 | 15 | 225.5 | 32 |  | Solar | FIXED | Roof
SRP06377 | PV POWERED | PVP2500 | 2500 | 2 |  |  | 0.945 | Solar Inverter |  | INDOOR
SRP06377 | PV POWERED | PVP3500 | 3500 | 1 |  |  | 0.955 | Solar Inverter |  | INDOOR
SRP06379 | BP SOLAR |  | 215 | 22 | 205 | 45 |  | Solar | FIXED | Roof
SRP06379 | SMA AMERICA | SB3000US (208V) | 2000 | 1 |  |  | 0.96 | Solar Inverter |  | OUTDOOR
SRP06379 | SMA AMERICA | SB3000US (208V) | 2500 | 1 |  |  | 0.96 | Solar Inverter |  | OUTDOOR
SRP06381 | BP SOLAR |  | 215 | 32 | 216 | 27 |  | Solar | FIXED | Roof
SRP06381 | FRONIUS USA |  | 2500 | 1 |  |  | 0.955 | Solar Inverter |  | Inside
SRP06381 | SMA AMERICA | SB5000US | 5000 | 1 |  |  | 0.965 | Solar Inverter |  | Inside
SRP06382 | SUNPOWER | PL-AP-65 | 320 | 28 | 180 | 35 |  | Solar | FIXED | Ground
SRP06382 | SUNPOWER CORP (ORIGINAL MFR - PV POWERED LLC) | SPR-5200 | 8000 | 1 |  |  | 0.97 | Solar Inverter |  | Inside
SRP06383 | MATRIX SOLAR/PHOTOWATT | PW1650-175 | 240 | 468 | 180 | 15 |  | Solar | FIXED | Ground
SRP06383 | SATCON TECHNOLOGY | PVS-75 (480 V) | 100000 | 1 |  |  | 0.967 | Solar Inverter |  | Inside
SRP06384 | MATRIX SOLAR/PHOTOWATT | PW1650-175 | 240 | 48 | 180 | 25 |  | Solar | FIXED | Ground
SRP06384 | SMA AMERICA | SB5000US | 5000 | 1 |  |  | 0.97 | Solar Inverter |  | OUTDOOR
SRP06384 | SMA AMERICA | SB5000US | 5000 | 1 |  |  | 0.97 | Solar Inverter |  | OUTDOOR
SRP06385 | SUNTECH POWER | STP190S-18/UB-1 | 190 | 54 | 214.1 | 30 |  | Solar | FIXED | Roof
SRP06385 | PV POWERED | PVP4800 | 4800 | 1 |  |  | 0.96 | Solar Inverter |  | INDOOR
SRP06385 | PV POWERED | PVP4800 | 4800 | 1 |  |  | 0.96 | Solar Inverter |  | INDOOR
SRP06386 | CHANGZHOU TRINA SOLAR ENERGY CO | TSM-185D | 235 | 9 | 174.2 | 27 |  | Solar | FIXED | Roof
SRP06386 | CHANGZHOU TRINA SOLAR ENERGY CO | TSM-185D | 235 | 25 | 264.2 | 27 |  | Solar | FIXED | Roof
SRP06386 | PV POWERED | PVP2000 | 2000 | 1 |  |  | 0.92 | Solar Inverter |  | INDOOR
SRP06386 | PV POWERED | PVP2500 | 2500 | 1 |  |  | 0.945 | Solar Inverter |  | Inside
SRP06386 | PV POWERED | PVP3000 | 3000 | 1 |  |  | 0.935 | Solar Inverter |  | INDOOR
SRP06387 | CHANGZHOU TRINA SOLAR ENERGY CO | TSM-185D | 240 | 39 | 252 | 30 |  | Solar | FIXED | Roof
SRP06387 | SMA AMERICA | SB7000US (277V) | 8000 | 1 |  |  | 0.965 | Solar Inverter |  | OUTDOOR
SRP06388 | CHANGZHOU TRINA SOLAR ENERGY CO | TSM-185D | 235 | 42 | 165.2 | 30 |  | Solar | FIXED | Roof
SRP06388 | PV POWERED | PVP4800 | 4800 | 2 |  |  | 0.96 | Solar Inverter |  | INDOOR
SRP06389 | SUNTECH POWER | STP190-18/UB-1 | 190 | 34 | 183.3 | 25 |  | Solar | FIXED | Roof
SRP06389 | PV POWERED | PVP3000 | 3000 | 1 |  |  | 0.935 | Solar Inverter |  | INDOOR
SRP06389 | PV POWERED | PVP3500 | 3500 | 1 |  |  | 0.955 | Solar Inverter |  | INDOOR
SRP06390 | CHANGZHOU TRINA SOLAR ENERGY CO | TSM-185D | 235 | 36 | 133 | 22 |  | Solar | FIXED | Roof
SRP06390 | SMA AMERICA | SB7000US (240V) | 7000 | 1 |  |  | 0.97 | Solar Inverter |  | Outside
SRP06391 | SUNTECH POWER | STP190-18/UB-1 | 190 | 46 | 157.4 | 35 |  | Solar | FIXED | Roof
SRP06391 | PV POWERED | PVP3500 | 3500 | 1 |  |  | 0.96 | Solar Inverter |  | Inside
SRP06391 | PV POWERED | PVP4800 | 4800 | 1 |  |  | 0.96 | Solar Inverter |  | Inside
SRP06392 | CHANGZHOU TRINA SOLAR ENERGY CO | TSM-185D | 240 | 42 | 145 | 25 |  | Solar | FIXED | Roof
SRP06392 | PV POWERED | PVP4800 | 4800 | 2 |  |  | 0.96 | Solar Inverter |  | INDOOR
SRP06393 | SUNTECH POWER | STP200-18/UB-1 | 205 | 24 | 168.9 | 32 |  | Solar | FIXED | Roof
SRP06393 | PV POWERED | PVP4800 | 4800 | 1 |  |  | 0.96 | Solar Inverter |  | Outside
SRP06394 | SUNTECH POWER | STP190-18/UB-1 | 190 | 32 | 158.7 | 19 |  | Solar | FIXED | Roof
SRP06394 | PV POWERED | PVP3000 | 3000 | 2 |  |  | 0.935 | Solar Inverter |  | Outside
SRP06395 | CHANGZHOU TRINA SOLAR ENERGY CO | TSM-185D | 230 | 20 | 235.5 | 40 |  | Solar | FIXED | Roof
SRP06395 | PV POWERED | PVP4800 | 4800 | 1 |  |  | 0.96 | Solar Inverter |  | INDOOR
SRP06396 | SHARP | ND-62RU1 | 240 | 41 | 151 | 20 |  | Solar | FIXED | Roof
SRP06396 | ENPHASE ENERGY | M200-32-208-S01 | 215 | 41 |  |  | 0.963 | Solar Inverter |  | OUTDOOR
SRP06399 | BP SOLAR | BP175 B | 215 | 20 | 188 | 20 |  | Solar | FIXED | Roof
SRP06399 | FRONIUS USA | IG 4000 | 4000 | 1 |  |  | 0.955 | Solar Inverter |  | OUTDOOR
SRP06400 | BP SOLAR | BP175 B | 215 | 10 | 188 | 20 |  | Solar | FIXED | Roof
SRP06400 | FRONIUS USA | IG 2000 | 2000 | 1 |  |  | 0.955 | Solar Inverter |  | OUTDOOR
SRP06401 | SCHUCO USA |  | 180 | 60 | 130 | 29 |  | Solar | FIXED | Roof
SRP06401 | SMA AMERICA | SB5000US | 5000 | 1 |  |  | 0.952 | Solar Inverter |  | INDOOR
SRP06401 | SMA AMERICA | SB5000US | 5000 | 1 |  |  | 0.952 | Solar Inverter |  | INDOOR
SRP06402 | BAODING YINGLI NEW ENERGY RESOURCES CO | YL175(156) | 235 | 20 | 191 | 22 |  | Solar | FIXED | Roof
SRP06402 | SOLECTRIA RENEWABLES | PVI 3000 (240V) | 5000 | 1 |  |  | 0.975 | Solar Inverter |  | INDOOR
SRP06404 | KYOCERA SOLAR | KD210GX-LP | 215 | 4 | 172 | 14 |  | Solar | FIXED | Roof
SRP06404 | KYOCERA SOLAR | KD210GX-LP | 215 | 24 | 172 | 20 |  | Solar | FIXED | Roof
SRP06404 | SOLECTRIA RENEWABLES | PVI 5300-P (240V) | 6000 | 1 |  |  | 0.97 | Solar Inverter |  | OUTDOOR
SRP06405 | SUNTECH POWER | STP200-18/UB-1 | 200 | 22 | 111 | 26 |  | Solar | FIXED | Roof
SRP06405 | POWER-ONE | PVI-3600-US (240V) | 4800 | 1 |  |  | 0.968 | Solar Inverter |  | INDOOR
SRP06406 | SUNTECH POWER | STP180-24/AB-1 | 190 | 56 | 180 | 34 |  | Solar | FIXED | Roof
SRP06406 | PV POWERED | PVP4800 | 4800 | 1 |  |  | 0.97 | Solar Inverter |  | INDOOR
SRP06406 | PV POWERED | PVP5200 | 5200 | 1 |  |  | 0.97 | Solar Inverter |  | INDOOR
SRP06408 | SUNTECH POWER | STP180-24/AB-1 | 175 | 39 | 137 | 35 |  | Solar | FIXED | Roof
SRP06408 | SOLECTRIA RENEWABLES | PVI 5300-P (240V) | 6000 | 1 |  |  | 0.97 | Solar Inverter |  | INDOOR
SRP06412 | ISOFOTON | I-100/12 | 225 | 45 | 180 | 35 |  | Solar | FIXED | Ground
SRP06412 | ENPHASE ENERGY | M200-32-208-S01 | 215 | 45 |  |  | 0.963 | Solar Inverter |  | OUTDOOR
SRP06414 | ISOFOTON | I-100/12 | 225 | 36 | 196 | 20 |  | Solar | FIXED | Roof
SRP06414 | ENPHASE ENERGY | M200-32-208-S01 | 215 | 36 |  |  | 0.963 | Solar Inverter |  | OUTDOOR
SRP06416 | SOLARWORLD | SW185MONO | 235 | 504 | 202 | 10 |  | Solar | FIXED | Roof
SRP06416 | POWER-ONE | PVI-CENTRAL-100-US (208 V) | 100000 | 1 |  |  | 0.956 | Solar Inverter |  | INDOOR
SRP06417 | SOLAR POWER (SPI) | SP205FP12 | 235 | 863 | 188 | 10 |  | Solar | FIXED | Roof
SRP06417 | SOLAR POWER (SPI) | SP205FP12 | 240 | 1057 | 188 | 10 |  | Solar | FIXED | Roof
SRP06417 | POWER-ONE | PVI-6000-OUTD-US-W (277 V) | 10000 | 40 |  |  | 0.973 | Solar Inverter |  | OUTDOOR
SRP06423 | SOLARWORLD | SW185 MONO/T | 245 | 18 | 156 | 33 |  | Solar | FIXED | Roof
SRP06423 | SOLARWORLD | SW185 MONO/T | 245 | 18 | 156 | 40 |  | Solar | FIXED | Roof
SRP06423 | PV POWERED | PVP4800 | 4800 | 2 |  |  | 0.955 | Solar Inverter |  | OUTDOOR
SRP06424 | MATRIX SOLAR/PHOTOWATT | PW750-70 | 240 | 19 | 151 | 23 |  | Solar | FIXED | Roof
SRP06424 | ENPHASE ENERGY | M200-32-208-S01 | 215 | 19 |  |  | 0.96 | Solar Inverter |  | OUTDOOR
SRP06426 | UNKNOWN | UNKNOWN | 230 | 325 | 196 | 10 |  | Solar | FIXED | Roof
SRP06426 | ADVANCED ENERGY INDUSTRIES | 3159000-104 | 75000 | 1 |  |  | 0.955 | Solar Inverter |  | Inside
SRP06427 | REC SCANMODULE | SCM230 | 230 | 108 | 180 | 30 |  | Solar | FIXED | Ground
SRP06427 | SMA AMERICA | SB7000US (208V) | 7000 | 3 |  |  | 0.965 | Solar Inverter |  | OUTDOOR
SRP06428 | ISOFOTON | I-140 R /24 | 225 | 40 | 222 | 35 |  | Solar | FIXED | Roof
SRP06428 | ENPHASE ENERGY | M200-32-208-S01 | 215 | 40 |  |  | 0.963 | Solar Inverter |  | OUTDOOR
SRP06429 | SUNPOWER | SPR-230-WHT-U | 240 | 88 | 180 | 30 |  | Solar | FIXED | Ground
SRP06429 | ENPHASE ENERGY | M200-32-208-S01 | 210 | 88 |  |  | 0.96 | Solar Inverter |  | OUTDOOR
SRP06431 | CHANGZHOU TRINA SOLAR ENERGY CO | TSM-185D | 235 | 39 | 128 | 34 |  | Solar | FIXED | Roof
SRP06431 | SMA AMERICA | SB7000US (240V) | 8000 | 1 |  |  | 0.965 | Solar Inverter |  | INDOOR
SRP06432 | SUNTECH POWER | STP190-18/UB-1 | 190 | 28 | 177.6 | 15 |  | Solar | FIXED | Roof
SRP06432 | SUNTECH POWER | STP190-18/UB-1 | 190 | 12 | 87.6 | 35 |  | Solar | FIXED | Roof
SRP06432 | SUNTECH POWER | STP190-18/UB-1 | 190 | 36 | 177.6 | 35 |  | Solar | FIXED | Roof
SRP06432 | PV POWERED | PVP2500 | 2500 | 1 |  |  | 0.945 | Solar Inverter |  | INDOOR
SRP06432 | PV POWERED | PVP2500 | 2500 | 1 |  |  | 0.945 | Solar Inverter |  | INDOOR
SRP06432 | PV POWERED | PVP4800 | 4800 | 1 |  |  | 0.96 | Solar Inverter |  | INDOOR
SRP06432 | PV POWERED | PVP4800 | 4800 | 1 |  |  | 0.96 | Solar Inverter |  | INDOOR
SRP06433 | CHANGZHOU TRINA SOLAR ENERGY CO | TSM-185D | 235 | 14 | 218.9 | 8 |  | Solar | FIXED | Roof
SRP06433 | CHANGZHOU TRINA SOLAR ENERGY CO | TSM-185D | 235 | 28 | 218.9 | 25 |  | Solar | FIXED | Roof
SRP06433 | PV POWERED | PVP3000 | 3000 | 1 |  |  | 0.935 | Solar Inverter |  | INDOOR
SRP06433 | PV POWERED | PVP3000 | 3000 | 2 |  |  | 0.935 | Solar Inverter |  | INDOOR
SRP06434 | SUNPOWER |  | 240 | 59 | 180 | 37 |  | Solar | FIXED | Roof
SRP06434 | SUNPOWER CORP (ORIGINAL MFRFRONIUS) | SPR-6500F-208 | 6500 | 1 |  |  | 0.96 | Solar Inverter |  | INDOOR
SRP06434 | SUNPOWER CORP (ORIGINAL MFRFRONIUS) | SPR-8000F-208 | 8000 | 1 |  |  | 0.96 | Solar Inverter |  | INDOOR
SRP06435 | SHARP | ND-224U2 | 240 | 936 | 199 | 10 |  | Solar | FIXED | Roof
SRP06435 | PV POWERED | PVP100KW-208 | 100000 | 2 |  |  | 0.96 | Solar Inverter |  | INDOOR
SRP06436 | SHARP | NE-170UC1 | 224 | 120 | 178 | 18 |  | Solar | FIXED | Roof
SRP06436 | SMA AMERICA | SB1100U | 8000 | 3 |  |  | 0.97 | Solar Inverter |  | Outside
SRP06437 | SCHUCO USA |  | 185 | 22 | 95 | 32 |  | Solar | FIXED | Roof
SRP06437 | SCHUCO USA |  | 185 | 32 | 275 | 33 |  | Solar | FIXED | Roof
SRP06437 | KACO | 1501XI | 5000 | 1 |  |  | 0.95 | Solar Inverter |  | Inside
SRP06437 | KACO | KACO DISPLAY | 35000 | 1 |  |  | 0.95 | Solar Inverter |  | Inside
SRP06438 | MATRIX SOLAR/PHOTOWATT | PW1650-175 | 235 | 1976 | 180 | 25 |  | Solar | FIXED | Ground
SRP06438 | SATCON TECHNOLOGY | PVS-375 (480 V) | 500000 | 1 |  |  | 0.976 | Solar Inverter |  | OUTDOOR
SRP06439 | KYOCERA SOLAR | KD210GX-LP | 235 | 26 | 165 | 21 |  | Solar | FIXED | Roof
SRP06439 | SMA AMERICA | SB6000U (240V) | 6000 | 1 |  |  | 0.955 | Solar Inverter |  | INDOOR
SRP06440 | CHANGZHOU TRINA SOLAR ENERGY CO | TSM-185D | 230 | 35 | 217 | 30 |  | Solar | FIXED | Roof
SRP06440 | SMA AMERICA | SB1100U-SBD | 2500 | 1 |  |  | 0.96 | Solar Inverter |  | Inside
SRP06440 | SMA AMERICA | SB5000US (208V) | 5000 | 1 |  |  | 0.968 | Solar Inverter |  | INDOOR
SRP06441 | CHANGZHOU TRINA SOLAR ENERGY CO | TSM-185D | 230 | 24 | 115 | 22 |  | Solar | FIXED | Roof
SRP06441 | CHANGZHOU TRINA SOLAR ENERGY CO | TSM-185D | 230 | 16 | 205 | 40 |  | Solar | FIXED | Roof
SRP06441 | ENPHASE ENERGY | M200-32-240-S02 | 215 | 40 |  |  | 0.96 | Solar Inverter |  | OUTDOOR
SRP06442 | CHANGZHOU TRINA SOLAR ENERGY CO | TSM-185D | 230 | 26 | 136 | 34 |  | Solar | FIXED | Roof
SRP06442 | SMA AMERICA | SB6000US (208V) | 6000 | 1 |  |  | 0.968 | Solar Inverter |  | INDOOR
SRP06443 | CANADIAN SOLAR | CS6P-230 | 230 | 312 | 127 | 5 |  | Solar | FIXED | Roof
SRP06443 | CANADIAN SOLAR | CS6P-230 | 235 | 144 | 127 | 5 |  | Solar | FIXED | Roof
SRP06443 | FRONIUS USA |  | 48000 | 1 |  |  | 0.959 | Solar Inverter |  | OUTDOOR
SRP06443 | FRONIUS USA |  | 48000 | 1 |  |  | 0.959 | Solar Inverter |  | OUTDOOR
SRP06444 | ET SOLAR INDUSTRY | ET-P672230 | 230 | 16 | 270 | 28 |  | Solar | FIXED | Roof
SRP06444 | ET SOLAR INDUSTRY | ET-P672230 | 230 | 8 | 180 | 33 |  | Solar | FIXED | Roof
SRP06444 | FRONIUS USA | IG 5100 | 5100 | 1 |  |  | 0.962 | Solar Inverter |  | OUTDOOR
SRP06445 | SUNPOWER | SPR-315E-WHT-U | 327 | 30 | 162 | 18 |  | Solar | FIXED | Roof
SRP06445 | SUNPOWER CORP (ORIGINAL MFRSMA) | SPR-7000M (277V) | 10000 | 1 |  |  | 0.962 | Solar Inverter |  | INDOOR
SRP06446 | MATRIX SOLAR/PHOTOWATT | PW1250-135 | 240 | 8 | 239 | 23 |  | Solar | FIXED | Roof
SRP06446 | MATRIX SOLAR/PHOTOWATT | PW1650-175 | 240 | 14 | 239 | 24 |  | Solar | FIXED | Roof
SRP06446 | ENPHASE ENERGY | M200-32-240-S02 | 215 | 22 |  |  | 0.96 | Solar Inverter |  | OUTDOOR
SRP06447 | CHANGZHOU TRINA SOLAR ENERGY CO | TSM-185D | 240 | 36 | 186 | 5 |  | Solar | FIXED | Roof
SRP06447 | SMA AMERICA | SB7000US (208V) | 7000 | 1 |  |  | 0.97 | Solar Inverter |  | OUTDOOR
SRP06449 | MATRIX SOLAR/PHOTOWATT | PW1650-175 | 240 | 72 | 177 | 25 |  | Solar | FIXED | Ground
SRP06449 | SOLECTRIA RENEWABLES | PVI 5300-P (240V) | 7500 | 2 |  |  | 0.97 | Solar Inverter |  | OUTDOOR
SRP06450 | BAODING YINGLI NEW ENERGY RESOURCES CO | YL175(156) | 230 | 26 | 218 | 30 |  | Solar | FIXED | Roof
SRP06450 | SMA AMERICA | SB5000US (208V) | 5000 | 1 |  |  | 0.955 | Solar Inverter |  | INDOOR
SRP06451 | REC SCANMODULE | SCM230 | 240 | 13 | 110 | 30 |  | Solar | FIXED | Roof
SRP06451 | REC SCANMODULE | SCM230 | 240 | 13 | 200 | 30 |  | Solar | FIXED | Roof
SRP06451 | SMA AMERICA | SB5000US (208V) | 5000 | 1 |  |  | 0.955 | Solar Inverter |  | INDOOR
SRP06452 | REC SCANMODULE | SCM230 | 240 | 12 | 210 | 32 |  | Solar | FIXED | Roof
SRP06452 | REC SCANMODULE | SCM230 | 240 | 24 | 210 | 35 |  | Solar | FIXED | Roof
SRP06452 | SMA AMERICA | SB7000US (208V) | 7000 | 1 |  |  | 0.96 | Solar Inverter |  | INDOOR
SRP06453 | BP SOLAR | SX3200W | 215 | 18 | 167 | 27 |  | Solar | FIXED | Roof
SRP06453 | FRONIUS USA | IG 4000 | 4000 | 1 |  |  | 0.95 | Solar Inverter |  | OUTDOOR
SRP06454 | GE ENERGY | GEPVP-200-M | 225 | 7 | 195 | 25 |  | Solar | FIXED | Roof
SRP06454 | GE ENERGY | GEPVP-200-M | 225 | 23 | 195 | 25 |  | Solar | FIXED | Roof
SRP06454 | ENPHASE ENERGY | M200-32-240-S02 | 215 | 30 |  |  | 0.955 | Solar Inverter |  | OUTDOOR
SRP06455 | CHANGZHOU TRINA SOLAR ENERGY CO | TSM-185D | 230 | 26 | 122 | 21 |  | Solar | FIXED | Roof
SRP06455 | SMA AMERICA | SB6000U (208V) | 6000 | 1 |  |  | 0.968 | Solar Inverter |  | OUTDOOR
SRP06456 | CHANGZHOU TRINA SOLAR ENERGY CO | TSM-185D | 230 | 24 | 114 | 23 |  | Solar | FIXED | Roof
SRP06456 | SMA AMERICA | SB5000US (208V) | 5000 | 1 |  |  | 0.968 | Solar Inverter |  | OUTDOOR
SRP06458 | SUNTECH POWER | STP190S-18/UB-1 | 190 | 62 | 118.2 | 26 |  | Solar | FIXED | Roof
SRP06458 | SUNTECH POWER | STP190S-18/UB-1 | 190 | 10 | 208.2 | 43 |  | Solar | FIXED | Roof
SRP06458 | PV POWERED | PVP2000 | 2000 | 1 |  |  | 0.92 | Solar Inverter |  | Outside
SRP06458 | SMA AMERICA | SB4000US (208V) | 4000 | 1 |  |  | 0.96 | Solar Inverter |  | Outside
SRP06458 | SMA AMERICA | SB7000US (208V) | 7000 | 1 |  |  | 0.97 | Solar Inverter |  | Outside
SRP06459 | CHANGZHOU TRINA SOLAR ENERGY CO | TSM-185D | 230 | 28 | 175 | 22 |  | Solar | FIXED | Roof
SRP06459 | ENPHASE ENERGY | M200-32-240-S02 | 215 | 28 |  |  | 0.96 | Solar Inverter |  | OUTDOOR
SRP06460 | TRINA SOLAR | TSM-240PA05 | 240 | 36 | 102 | 23 |  | Solar | FIXED | Roof
SRP06460 | ENPHASE ENERGY | M200-32-240-S02 | 215 | 36 |  |  | 0.96 | Solar Inverter |  | OUTDOOR
SRP06461 | CHANGZHOU TRINA SOLAR ENERGY CO | TSM-185D | 230 | 25 | 178 | 20 |  | Solar | FIXED | Roof
SRP06461 | ENPHASE ENERGY | M200-32-240-S02 | 215 | 25 |  |  | 0.96 | Solar Inverter |  | OUTDOOR
SRP06462 | CHANGZHOU TRINA SOLAR ENERGY CO | TSM-185D | 230 | 13 | 109 | 14 |  | Solar | FIXED | Roof
SRP06462 | CHANGZHOU TRINA SOLAR ENERGY CO | TSM-185D | 230 | 7 | 220 | 18 |  | Solar | FIXED | Roof
SRP06462 | CHANGZHOU TRINA SOLAR ENERGY CO | TSM-185D | 230 | 7 | 106 | 38 |  | Solar | FIXED | Roof
SRP06462 | ENPHASE ENERGY | M200-32-208-S01 | 215 | 27 |  |  | 0.96 | Solar Inverter |  | OUTDOOR
SRP06463 | CONERGY AG | S 175MU | 235 | 36 | 171.8 | 17.6 |  | Solar | FIXED | Roof
SRP06463 | SMA AMERICA | SB7000US (208V) | 7000 | 1 |  |  | 0.969 | Solar Inverter |  | OUTDOOR
SRP06464 | TRINA SOLAR | TSM-240PA05 | 240 | 14 | 99 | 23 |  | Solar | FIXED | Roof
SRP06464 | TRINA SOLAR | TSM-240PA05 | 240 | 3 | 184 | 30 |  | Solar | FIXED | Roof
SRP06464 | ENPHASE ENERGY | M215-60-2LL-S2X | 215 | 17 |  |  | 0.96 | Solar Inverter |  | OUTDOOR
SRP06465 | TRINA SOLAR | TSM-240PA05 | 240 | 14 | 99 | 23 |  | Solar | FIXED | Roof
SRP06465 | TRINA SOLAR | TSM-240PA05 | 240 | 17 | 261 | 23 |  | Solar | FIXED | Roof
SRP06465 | ENPHASE ENERGY | M215-60-2LL-S2X | 215 | 31 |  |  | 0.96 | Solar Inverter |  | OUTDOOR
SRP06466 | SUNPOWER | SPR-225-BLK-U | 225 | 2 | 189 | 27 |  | Solar | FIXED | Roof
SRP06466 | SUNPOWER CORP (ORIGINAL MFRSMA) | SPR-7000M (208V) | 7000 | 1 |  |  | 0.971 | Solar Inverter |  | OUTDOOR
SRP06467 | SCHUCO USA |  | 190 | 45 | 166 | 14 |  | Solar | FIXED | Roof
SRP06467 | FRONIUS USA |  | 7500 | 1 |  |  | 0.97 | Solar Inverter |  | OUTDOOR
SRP06468 | TRINA SOLAR | TSM-240PA05 | 240 | 9 | 102 | 23 |  | Solar | FIXED | Roof
SRP06468 | TRINA SOLAR | TSM-240PA05 | 240 | 52 | 180 | 23 |  | Solar | FIXED | Roof
SRP06468 | TRINA SOLAR | TSM-240PA05 | 240 | 5 | 261 | 23 |  | Solar | FIXED | Roof
SRP06468 | ENPHASE ENERGY | M215-60-2LL-S2X | 215 | 66 |  |  | 0.96 | Solar Inverter |  | OUTDOOR
SRP06469 | BAODING YINGLI NEW ENERGY RESOURCES CO | YL175(156) | 235 | 28 | 167 | 33 |  | Solar | FIXED | Roof
SRP06469 | ENPHASE ENERGY | M200-32-208-S01 | 215 | 28 |  |  | 0.963 | Solar Inverter |  | OUTDOOR
SRP06470 | TRINA SOLAR | TSM-240PA05 | 240 | 34 | 185 | 24 |  | Solar | FIXED | Roof
SRP06470 | ENPHASE ENERGY | M215-60-2LL-S2X | 215 | 34 |  |  | 0.96 | Solar Inverter |  | OUTDOOR
SRP06471 | SCHOTT SOLAR | ASE-250DGF/50-230 | 230 | 50 | 180 | 35 |  | Solar | FIXED | Ground
SRP06471 | FRONIUS USA |  | 10000 | 1 |  |  | 0.97 | Solar Inverter |  | Inside
SRP06472 | KYOCERA SOLAR | KD210GX-LP | 215 | 36 | 217 | 30 |  | Solar | FIXED | Roof
SRP06472 | SMA AMERICA | SB7000US (208V) | 7000 | 1 |  |  | 0.96 | Solar Inverter |  | OUTDOOR
SRP06473 | BAODING YINGLI NEW ENERGY RESOURCES CO | 110(17)P1447X663 | 235 | 938 | 170 | 10 |  | Solar | FIXED | Roof
SRP06473 | PV POWERED | PVP100KW-208 | 100000 | 2 |  |  | 0.95 | Solar Inverter |  | INDOOR
SRP06474 | CANADIAN SOLAR | CS6P-230 | 235 | 273 | 127 | 5 |  | Solar | FIXED | Roof
SRP06474 | CANADIAN SOLAR | CS6P-230 | 235 | 60 | 307 | 5 |  | Solar | FIXED | Roof
SRP06474 | FRONIUS USA |  | 12000 | 1 |  |  | 0.962 | Solar Inverter |  | OUTDOOR
SRP06474 | FRONIUS USA |  | 60000 | 1 |  |  | 0.959 | Solar Inverter |  | OUTDOOR
SRP06475 | CHANGZHOU TRINA SOLAR ENERGY CO | TSM-185D | 240 | 414 | 218 | 5 |  | Solar | FIXED | Roof
SRP06475 | SMA AMERICA | SB7000US (208V) | 7000 | 12 |  |  | 0.97 | Solar Inverter |  | INDOOR
SRP06476 | CHANGZHOU TRINA SOLAR ENERGY CO | TSM-185D | 240 | 50 | 218 | 5 |  | Solar | FIXED | Roof
SRP06476 | SMA AMERICA | SB3000US (208V) | 3000 | 2 |  |  | 0.96 | Solar Inverter |  | INDOOR
SRP06476 | SMA AMERICA | SB4000US (208V) | 4000 | 1 |  |  | 0.96 | Solar Inverter |  | INDOOR
SRP06477 | CHANGZHOU TRINA SOLAR ENERGY CO | TSM-185D | 240 | 161 | 221 | 2.4 |  | Solar | FIXED | Roof
SRP06477 | SMA AMERICA | SB5000US (208V) | 5000 | 1 |  |  | 0.96 | Solar Inverter |  | OUTDOOR
SRP06477 | SMA AMERICA | SB7000US (208V) | 7000 | 5 |  |  | 0.97 | Solar Inverter |  | OUTDOOR
SRP06479 | CANADIAN SOLAR | CS6P-230 | 230 | 80 | 180 | 34 |  | Solar | FIXED | Ground
SRP06479 | SOLECTRIA RENEWABLES | PVI 3000 (208V) | 3300 | 1 |  |  | 0.97 | Solar Inverter |  | Outside
SRP06479 | SOLECTRIA RENEWABLES | PVI 4000 (208V) | 3800 | 1 |  |  | 0.97 | Solar Inverter |  | OUTDOOR
SRP06479 | SOLECTRIA RENEWABLES | PVI 5000 (208V) | 5000 | 1 |  |  | 0.97 | Solar Inverter |  | OUTDOOR
SRP06479 | SOLECTRIA RENEWABLES | PVI 5300 (208V) | 6000 | 1 |  |  | 0.97 | Solar Inverter |  | Inside
SRP06482 | CHANGZHOU TRINA SOLAR ENERGY CO | TSM-185D | 235 | 33 | 234 | 25 |  | Solar | FIXED | Roof
SRP06482 | SMA AMERICA | SB7000US (208V) | 7000 | 1 |  |  | 0.97 | Solar Inverter |  | Outside
SRP06484 | SUNTECH POWER | STP190S-18/UB-1 | 190 | 36 | 175.9 | 34 |  | Solar | FIXED | Roof
SRP06484 | SMA AMERICA | SB7000US (208V) | 7000 | 1 |  |  | 0.97 | Solar Inverter |  | INDOOR
SRP06486 | SUNTECH POWER | STP180S-24/AB-1 | 185 | 30 | 180 | 27 |  | Solar | FIXED | Roof
SRP06486 | SUNTECH POWER | STP180-24/AB-1 | 185 | 64 | 180 | 30 |  | Solar | FIXED | Ground
SRP06486 | SMA AMERICA | SB5000US | 5000 | 1 |  |  | 0.97 | Solar Inverter |  | INDOOR
SRP06486 | SMA AMERICA | SB6000U (208V) | 6000 | 2 |  |  | 0.97 | Solar Inverter |  | INDOOR
SRP06487 | SUNTECH POWER | STP190S-18/UB-1 | 190 | 28 | 115.6 | 35 |  | Solar | FIXED | Roof
SRP06487 | SUNTECH POWER | STP190S-18/UB-1 | 190 | 26 | 205.6 | 40 |  | Solar | FIXED | Roof
SRP06487 | PV POWERED | PVP2500 | 2500 | 2 |  |  | 0.945 | Solar Inverter |  | INDOOR
SRP06487 | PV POWERED | PVP4800 | 4800 | 1 |  |  | 0.96 | Solar Inverter |  | INDOOR
SRP06489 | BP SOLAR | BP3170N | 215 | 31 | 225 | 19 |  | Solar | FIXED | Roof
SRP06489 | FRONIUS USA | IG 3000 | 3000 | 1 |  |  | 0.95 | Solar Inverter |  | INDOOR
SRP06489 | FRONIUS USA | IG 4000 | 4000 | 1 |  |  | 0.95 | Solar Inverter |  | INDOOR
SRP06490 | CHANGZHOU TRINA SOLAR ENERGY CO | TSM-185D | 240 | 38 | 220.8 | 30 |  | Solar | FIXED | Roof
SRP06490 | PV POWERED | PVP3000 | 3000 | 1 |  |  | 0.935 | Solar Inverter |  | INDOOR
SRP06490 | PV POWERED | PVP4800 | 4800 | 1 |  |  | 0.96 | Solar Inverter |  | INDOOR
SRP06491 | ISOFOTON | I-94/24 | 227 | 2604 | 143 | 12.5 |  | Solar | FIXED | Roof
SRP06491 | ISOFOTON | I-94/24 | 230 | 7098 | 143 | 12.5 |  | Solar | FIXED | Roof
SRP06491 | SMA AMERICA | SB7000US (208V) | 8000 | 1 |  |  | 0.98 | Solar Inverter |  | OUTDOOR
SRP06491 | SMA AMERICA | SC250U (480V) | 500000 | 4 |  |  | 0.98 | Solar Inverter |  | OUTDOOR
SRP06492 | SUNTECH POWER | STP190-18/UB-1 | 190 | 36 | 127.1 | 33 |  | Solar | FIXED | Roof
SRP06492 | SMA AMERICA | SB7000US (208V) | 7000 | 1 |  |  | 0.97 | Solar Inverter |  | INDOOR
SRP06493 | SUNTECH POWER | STP190-18/UB-1 | 190 | 33 | 192 | 33 |  | Solar | FIXED | Roof
SRP06493 | SMA AMERICA | SB6000US (208V) | 6000 | 1 |  |  | 0.97 | Solar Inverter |  | INDOOR
SRP06494 | CHANGZHOU TRINA SOLAR ENERGY CO | TSM-185D | 240 | 312 | 209 | 9 |  | Solar | FIXED | Roof
SRP06494 | CHANGZHOU TRINA SOLAR ENERGY CO | TSM-185D | 240 | 53 | 209 | 25 |  | Solar | FIXED | Roof
SRP06494 | CHANGZHOU TRINA SOLAR ENERGY CO | TSM-185D | 240 | 52 | 119 | 31 |  | Solar | FIXED | Roof
SRP06494 | SMA AMERICA | SB3000US (208V) | 3000 | 1 |  |  | 0.96 | Solar Inverter |  | INDOOR
SRP06494 | SMA AMERICA | SB5000US (208V) | 5000 | 2 |  |  | 0.96 | Solar Inverter |  | INDOOR
SRP06494 | SMA AMERICA | SB6000US (240V) | 6000 | 2 |  |  | 0.97 | Solar Inverter |  | INDOOR
SRP06494 | PV POWERED | PVP75KW-208 | 75000 | 1 |  |  | 0.96 | Solar Inverter |  | Inside
SRP06495 | MATRIX SOLAR/PHOTOWATT | PW1650-175 | 240 | 30 | 226 | 14 |  | Solar | FIXED | Roof
SRP06495 | MATRIX SOLAR/PHOTOWATT | PW1650-175 | 240 | 18 | 226 | 23 |  | Solar | FIXED | Roof
SRP06495 | MATRIX SOLAR/PHOTOWATT | PW1650-175 | 240 | 13 | 226 | 30 |  | Solar | FIXED | Roof
SRP06495 | ENPHASE ENERGY | M200-32-208-S01 | 215 | 13 |  |  | 0.963 | Solar Inverter |  | OUTDOOR
SRP06495 | ENPHASE ENERGY | M200-32-208-S01 | 215 | 18 |  |  | 0.963 | Solar Inverter |  | OUTDOOR
SRP06495 | ENPHASE ENERGY | M200-32-208-S01 | 215 | 30 |  |  | 0.963 | Solar Inverter |  | OUTDOOR
SRP06496 | NINGBO SOLAR ELECTRIC POWER | TDB125X125-72-P 175W | 280 | 66 | 155 | 20 |  | Solar | FIXED | Ground
SRP06496 | NINGBO SOLAR ELECTRIC POWER | TDB125X125-72-P 175W | 285 | 99 | 155 | 20 |  | Solar | FIXED | Ground
SRP06496 | SMA AMERICA | SB7000US (277V) | 8000 | 5 |  |  | 0.96 | Solar Inverter |  | OUTDOOR
SRP06497 | SUNPOWER | SPR-230-WHT-U | 240 | 59 | 201 | 34 |  | Solar | FIXED | Roof
SRP06497 | ENPHASE ENERGY | M200-32-240-S02 | 210 | 23 |  |  | 0.97 | Solar Inverter |  | Inside
SRP06497 | SUNPOWER CORP (ORIGINAL MFRSMA) | SPR-7000M (208V) | 7000 | 1 |  |  | 0.97 | Solar Inverter |  | Inside
SRP06499 | ET SOLAR INDUSTRY | ET-P672240 | 245 | 9 | 150 | 40 |  | Solar | FIXED | Roof
SRP06499 | ET SOLAR INDUSTRY | ET-P672280 | 245 | 33 | 240 | 40 |  | Solar | FIXED | Roof
SRP06499 | ENPHASE ENERGY | M200-32-208-S01 | 215 | 42 |  |  | 0.96 | Solar Inverter |  | OUTDOOR
SRP06503 | SUNPOWER | SPR-230-WHT-U | 240 | 28 | 136 | 16 |  | Solar | FIXED | Roof
SRP06503 | SUNPOWER CORP (ORIGINAL MFRFRONIUS) | SPR-3300F-208 | 3300 | 2 |  |  | 0.96 | Solar Inverter |  | Inside
SRP06505 | CHANGZHOU TRINA SOLAR ENERGY CO | TSM-185D | 235 | 221 | 180 | 1 |  | Solar | FIXED | Roof
SRP06505 | SMA AMERICA | SB7000US (240V) | 7000 | 1 |  |  | 0.971 | Solar Inverter |  | OUTDOOR
SRP06506 | MATRIX SOLAR/PHOTOWATT | PW1000-100 | 230 | 2545 | 209 | 10 |  | Solar | FIXED | Roof
SRP06506 | ADVANCED ENERGY INDUSTRIES | 3159000-104 | 75000 | 2 |  |  | 0.955 | Solar Inverter |  | Outside
SRP06506 | SOLECTRIA RENEWABLES | PVI95KW-208 | 95000 | 4 |  |  | 0.956 | Solar Inverter |  | OUTDOOR
SRP06507 | CHANGZHOU TRINA SOLAR ENERGY CO | TSM-185D | 230 | 14 | 107 | 26 |  | Solar | FIXED | Roof
SRP06507 | CHANGZHOU TRINA SOLAR ENERGY CO | TSM-185D | 230 | 26 | 197 | 26 |  | Solar | FIXED | Roof
SRP06507 | ENPHASE ENERGY | M200-32-208-S01 | 215 | 40 |  |  | 0.96 | Solar Inverter |  | INDOOR
SRP06508 | CHANGZHOU TRINA SOLAR ENERGY CO | TSM-185D | 230 | 26 | 192 | 25 |  | Solar | FIXED | Roof
SRP06508 | ENPHASE ENERGY | M200-32-208-S02 | 215 | 26 |  |  | 0.96 | Solar Inverter |  | OUTDOOR
SRP06509 | CHANGZHOU TRINA SOLAR ENERGY CO | TSM-185D | 230 | 33 | 202 | 29 |  | Solar | FIXED | Roof
SRP06509 | SMA AMERICA | SB7000US (208V) | 7000 | 1 |  |  | 0.969 | Solar Inverter |  | OUTDOOR
SRP06510 | CHANGZHOU TRINA SOLAR ENERGY CO | TSM-185D | 230 | 28 | 245 | 22 |  | Solar | FIXED | Roof
SRP06510 | SMA AMERICA | SB6000U (208V) | 6000 | 1 |  |  | 0.968 | Solar Inverter |  | INDOOR
SRP06511 | MATRIX SOLAR/PHOTOWATT | PW1650-175 | 230 | 533 | 209 | 10 |  | Solar | FIXED | Roof
SRP06511 | ADVANCED ENERGY INDUSTRIES | 3159000-104 | 100000 | 1 |  |  | 0.955 | Solar Inverter |  | OUTDOOR
SRP06512 | CHANGZHOU TRINA SOLAR ENERGY CO | TSM-185D | 230 | 22 | 125 | 27 |  | Solar | FIXED | Roof
SRP06512 | CHANGZHOU TRINA SOLAR ENERGY CO | TSM-185D | 230 | 14 | 215 | 27 |  | Solar | FIXED | Roof
SRP06512 | SMA AMERICA | SB3000US (208V) | 3000 | 1 |  |  | 0.965 | Solar Inverter |  | INDOOR
SRP06512 | SMA AMERICA | SB5000US (208V) | 5000 | 1 |  |  | 0.968 | Solar Inverter |  | Inside
SRP06513 | SUNTECH POWER | STP180S-24/AB-1 | 185 | 46 | 231.4 | 26 |  | Solar | FIXED | Roof
SRP06513 | PV POWERED | PVP3000 | 3000 | 1 |  |  | 0.935 | Solar Inverter |  | INDOOR
SRP06513 | PV POWERED | PVP4800 | 4800 | 1 |  |  | 0.96 | Solar Inverter |  | INDOOR
SRP06514 | SUNPOWER | SPR-225-BLK-U | 225 | 16 | 139 | 17 |  | Solar | FIXED | Roof
SRP06514 | SUNPOWER | SPR-225-BLK-U | 225 | 20 | 229 | 20 |  | Solar | FIXED | Roof
SRP06514 | SUNPOWER CORP (ORIGINAL MFRSMA) | SPR-3000M (208V) | 3300 | 1 |  |  | 0.96 | Solar Inverter |  | INDOOR
SRP06514 | SUNPOWER CORP (ORIGINAL MFRSMA) | SPR-4000M (208V) | 4000 | 1 |  |  | 0.96 | Solar Inverter |  | INDOOR
SRP06515 | CHANGZHOU TRINA SOLAR ENERGY CO | TSM-185D | 230 | 46 | 120 | 26 |  | Solar | FIXED | Roof
SRP06515 | SMA AMERICA | SB5000US (208V) | 5000 | 2 |  |  | 0.968 | Solar Inverter |  | OUTDOOR
SRP06516 | TRINA SOLAR | TSM-230PA05 | 230 | 28 | 103 | 34 |  | Solar | FIXED | Roof
SRP06516 | SMA AMERICA | SB6000U (208V) | 6000 | 1 |  |  | 0.968 | Solar Inverter |  | INDOOR
SRP06519 | CHANGZHOU TRINA SOLAR ENERGY CO | TSM-185D | 230 | 62 | 160 | 18 |  | Solar | FIXED | Roof
SRP06519 | ENPHASE ENERGY | M200-32-208-S01 | 215 | 62 |  |  | 0.96 | Solar Inverter |  | OUTDOOR
SRP06520 | CHANGZHOU TRINA SOLAR ENERGY CO | TSM-185D | 230 | 26 | 165 | 30 |  | Solar | FIXED | Roof
SRP06520 | SMA AMERICA | SB6000US (208V) | 6000 | 1 |  |  | 0.968 | Solar Inverter |  | INDOOR
SRP06521 | UNKNOWN | UNKNOWN | 255 | 26 | 202 | 23 |  | Solar | FIXED | Roof
SRP06521 | SMA AMERICA | SB6000US (208V) | 6000 | 1 |  |  | 0.97 | Solar Inverter |  | OUTDOOR
SRP06522 | SOLARWORLD | SW185MONO | 245 | 988 | 142.9 | 10 |  | Solar | FIXED | Roof
SRP06522 | SATCON TECHNOLOGY | PVS-75 (208 V) | 75000 | 1 |  |  | 0.96 | Solar Inverter |  | OUTDOOR
SRP06522 | SATCON TECHNOLOGY | PVS-135 (208 V) | 135000 | 1 |  |  | 0.96 | Solar Inverter |  | OUTDOOR
SRP06523 | MATRIX SOLAR/PHOTOWATT | PW1650-175 | 240 | 720 | 212 | 10 |  | Solar | FIXED | Roof
SRP06523 | FRONIUS USA | IG 3000 | 3000 | 1 |  |  | 0.95 | Solar Inverter |  | OUTDOOR
SRP06523 | FRONIUS USA |  | 12000 | 6 |  |  | 0.96 | Solar Inverter |  | OUTDOOR
SRP06523 | KACO | KACO PRO LOG XL | 100000 | 1 |  |  | 0.96 | Solar Inverter |  | OUTDOOR
SRP06524 | SHARP | NT-188U1 | 235 | 41 | 171 | 40 |  | Solar | FIXED | Roof
SRP06524 | ENPHASE ENERGY | M200-32-240-S02 | 215 | 41 |  |  | 0.963 | Solar Inverter |  | OUTDOOR
SRP06525 | SHARP | NT-S5E1U | 235 | 11 | 205 | 21 |  | Solar | FIXED | Roof
SRP06525 | SHARP | NT-S5E1U | 235 | 33 | 205 | 38 |  | Solar | FIXED | Roof
SRP06525 | FRONIUS USA |  | 3000 | 1 |  |  | 0.96 | Solar Inverter |  | INDOOR
SRP06525 | FRONIUS USA |  | 7500 | 1 |  |  | 0.96 | Solar Inverter |  | INDOOR
SRP06526 | CHANGZHOU TRINA SOLAR ENERGY CO | TSM-185D | 230 | 26 | 220 | 26 |  | Solar | FIXED | Roof
SRP06526 | SMA AMERICA | SB5000US (208V) | 5000 | 1 |  |  | 0.968 | Solar Inverter |  | OUTDOOR
SRP06527 | SANYO ELECTRIC | HIP-205BA5 | 220 | 45 | 227 | 26 |  | Solar | FIXED | Roof
SRP06527 | ENPHASE ENERGY | M200-32-240-S02 | 210 | 45 |  |  | 0.96 | Solar Inverter |  | OUTDOOR
SRP06528 | SUNTECH POWER | STP180S-24/AB-1 | 185 | 44 | 149 | 26 |  | Solar | FIXED | Roof
SRP06528 | SMA AMERICA | SB7000US (277V) | 8000 | 1 |  |  | 0.965 | Solar Inverter |  | INDOOR
SRP06529 | SUNTECH POWER | STP190-18/UB-1 | 260 | 38 | 178 | 20 |  | Solar | FIXED | Roof
SRP06529 | SMA AMERICA | SB4000US (208V) | 4000 | 1 |  |  | 0.97 | Solar Inverter |  | OUTDOOR
SRP06529 | SMA AMERICA | SB6000US (208V) | 6000 | 1 |  |  | 0.96 | Solar Inverter |  | OUTDOOR
SRP06530 | CHANGZHOU TRINA SOLAR ENERGY CO | TSM-185D | 230 | 44 | 189.8 | 24 |  | Solar | FIXED | Roof
SRP06530 | SMA AMERICA | SB5000US (208V) | 5000 | 2 |  |  | 0.968 | Solar Inverter |  | OUTDOOR
SRP06531 | SUNTECH POWER | STP190-18/UB-1 | 190 | 33 | 104.1 | 33 |  | Solar | FIXED | Roof
SRP06531 | SMA AMERICA | SB6000U (208V) | 6000 | 1 |  |  | 0.97 | Solar Inverter |  | INDOOR
SRP06532 | CHANGZHOU TRINA SOLAR ENERGY CO | TSM-185D | 235 | 30 | 175 | 35 |  | Solar | FIXED | Roof
SRP06532 | PV POWERED | PVP3000 | 3000 | 1 |  |  | 0.92 | Solar Inverter |  | INDOOR
SRP06532 | PV POWERED | PVP3500 | 3500 | 1 |  |  | 0.955 | Solar Inverter |  | INDOOR
SRP06533 | SUNTECH POWER | STP190-18/UB-1 | 190 | 53 | 183 | 30 |  | Solar | FIXED | Roof
SRP06533 | SMA AMERICA | SB4000US (208V) | 4000 | 1 |  |  | 0.96 | Solar Inverter |  | INDOOR
SRP06533 | SMA AMERICA | SB6000U (208V) | 6000 | 1 |  |  | 0.97 | Solar Inverter |  | INDOOR
SRP06534 | SUNTECH POWER | STP190-18/UB-1 | 190 | 33 | 139.8 | 25 |  | Solar | FIXED | Roof
SRP06534 | SMA AMERICA | SB6000U (208V) | 6000 | 1 |  |  | 0.97 | Solar Inverter |  | OUTDOOR
SRP06535 | SUNTECH POWER | STP210S-18/UB-1 | 275 | 220 | 198 | 10 |  | Solar | FIXED | Roof
SRP06535 | FRONIUS USA |  | 11400 | 5 |  |  | 0.97 | Solar Inverter |  | INDOOR
SRP06536 | SUNTECH POWER | STP210S-18/UB-1 | 275 | 176 | 198 | 10 |  | Solar | FIXED | Roof
SRP06536 | FRONIUS USA |  | 11400 | 4 |  |  | 0.96 | Solar Inverter |  | INDOOR
SRP06537 | CEEG (SHANGHAI) SOLAR SCIENCE AND TECHNOLOGY CO | SST 190-72M | 235 | 44 | 217 | 27 |  | Solar | FIXED | Roof
SRP06537 | FRONIUS USA |  | 11400 | 1 |  |  | 0.96 | Solar Inverter |  | INDOOR
SRP06540 | CHANGZHOU TRINA SOLAR ENERGY CO | TSM-185D | 235 | 26 | 228 | 32 |  | Solar | FIXED | Roof
SRP06540 | SMA AMERICA | SB6000U (208V) | 6000 | 1 |  |  | 0.97 | Solar Inverter |  | INDOOR
SRP06541 | BP SOLAR | SX3200B | 215 | 33 | 144 | 22 |  | Solar | FIXED | Roof
SRP06541 | SMA AMERICA | SB7000US (208V) | 7000 | 1 |  |  | 0.95 | Solar Inverter |  | OUTDOOR
SRP06543 | CHANGZHOU TRINA SOLAR ENERGY CO | TSM-185D | 240 | 36 | 175 | 21 |  | Solar | FIXED | Roof
SRP06543 | SMA AMERICA | SB7000US (208V) | 8000 | 1 |  |  | 0.965 | Solar Inverter |  | INDOOR
SRP06545 | SUNTECH POWER | STP190-18/UB-1 | 190 | 66 | 202 | 23 |  | Solar | FIXED | Roof
SRP06545 | PV POWERED | PVP3500 | 3500 | 1 |  |  | 0.955 | Solar Inverter |  | OUTDOOR
SRP06545 | PV POWERED | PVP4800 | 4800 | 2 |  |  | 0.96 | Solar Inverter |  | OUTDOOR
SRP06546 | CHANGZHOU TRINA SOLAR ENERGY CO | TSM-185D | 235 | 24 | 185.7 | 20 |  | Solar | FIXED | Roof
SRP06546 | CHANGZHOU TRINA SOLAR ENERGY CO | TSM-185D | 235 | 30 | 275.7 | 20 |  | Solar | FIXED | Roof
SRP06546 | SMA AMERICA | SB6000U (208V) | 6000 | 1 |  |  | 0.97 | Solar Inverter |  | Outside
SRP06546 | SMA AMERICA | SB7000US (208V) | 7000 | 1 |  |  | 0.97 | Solar Inverter |  | Outside
SRP06547 | SOLARWORLD | SW185MONO | 230 | 40 | 175 | 33 |  | Solar | FIXED | Roof
SRP06547 | SOLARWORLD | SW185MONO | 230 | 11 | 265 | 37 |  | Solar | FIXED | Roof
SRP06547 | FRONIUS USA | IG 3000 | 3000 | 1 |  |  | 0.95 | Solar Inverter |  | INDOOR
SRP06547 | FRONIUS USA |  | 10000 | 1 |  |  | 0.95 | Solar Inverter |  | INDOOR
SRP06548 | CHANGZHOU TRINA SOLAR ENERGY CO | TSM-185D | 235 | 33 | 268.1 | 20 |  | Solar | FIXED | Roof
SRP06548 | SMA AMERICA | SB7000US (208V) | 7000 | 1 |  |  | 0.97 | Solar Inverter |  | INDOOR
SRP06551 | GLORIA SOLAR | GSM6-220D-UO1 | 225 | 50 | 213 | 30 |  | Solar | FIXED | Roof
SRP06551 | ENPHASE ENERGY | M200-32-208-S01 | 215 | 50 |  |  | 0.955 | Solar Inverter |  | OUTDOOR
SRP06552 | CHANGZHOU TRINA SOLAR ENERGY CO | TSM-185D | 230 | 27 | 142 | 28 |  | Solar | FIXED | Roof
SRP06552 | ENPHASE ENERGY | M200-32-208-S01 | 215 | 27 |  |  | 0.96 | Solar Inverter |  | OUTDOOR
SRP06553 | SUNTECH POWER | STP180S-24/AB-1 | 190 | 27 | 175 | 28 |  | Solar | FIXED | Roof
SRP06553 | SMA AMERICA | SB5000US (208V) | 5000 | 1 |  |  | 0.97 | Solar Inverter |  | INDOOR
SRP06555 | TRINA SOLAR | TSM-240PA05 | 240 | 17 | 272 | 12 |  | Solar | FIXED | Roof
SRP06555 | TRINA SOLAR | TSM-240PA05 | 240 | 34 | 272 | 24 |  | Solar | FIXED | Roof
SRP06555 | ENPHASE ENERGY | M215-60-2LL-S2X | 215 | 51 |  |  | 0.96 | Solar Inverter |  | OUTDOOR
SRP06558 | TRINA SOLAR | TSM-240PA05 | 240 | 42 | 179 | 23 |  | Solar | FIXED | Roof
SRP06558 | ENPHASE ENERGY | M215-60-2LL-S2X | 215 | 42 |  |  | 0.96 | Solar Inverter |  | OUTDOOR
SRP06559 | PHONO SOLAR TECHNOLOGY | PS240P-20/U | 240 | 21 | 170 | 35 |  | Solar | FIXED | Roof
SRP06559 | PHONO SOLAR TECHNOLOGY | PS240P-20/U | 240 | 9 | 260 | 35 |  | Solar | FIXED | Roof
SRP06559 | ENPHASE ENERGY | M215-60-2LL-S2X | 215 | 30 |  |  | 0.963 | Solar Inverter |  | OUTDOOR
SRP06560 | CANADIAN SOLAR | CS6P-240P | 240 | 9 | 171 | 22.5 |  | Solar | FIXED | Roof
SRP06560 | CANADIAN SOLAR | CS6P-240P | 240 | 9 | 261 | 22.5 |  | Solar | FIXED | Roof
SRP06560 | ENPHASE ENERGY | M215-60-2LL-S2X-IG | 215 | 18 |  |  | 0.96 | Solar Inverter |  | OUTDOOR
SRP06563 | PHONO SOLAR TECHNOLOGY | PS240P-20/U | 240 | 4 | 96 | 37 |  | Solar | FIXED | Roof
SRP06563 | PHONO SOLAR TECHNOLOGY | PS240P-20/U | 240 | 24 | 186 | 37 |  | Solar | FIXED | Roof
SRP06563 | PHONO SOLAR TECHNOLOGY | PS240P-20/U | 240 | 4 | 276 | 37 |  | Solar | FIXED | Roof
SRP06563 | ENPHASE ENERGY | M215-60-2LL-S2X-NA | 215 | 32 |  |  | 0.96 | Solar Inverter |  | OUTDOOR
SRP06564 | CANADIAN SOLAR | CS6P-240P | 240 | 9 | 135 | 22 |  | Solar | FIXED | Roof
SRP06564 | CANADIAN SOLAR | CS6P-240P | 240 | 19 | 225 | 22 |  | Solar | FIXED | Roof
SRP06564 | ENPHASE ENERGY | M215-60-2LL-S2X | 215 | 28 |  |  | 0.965 | Solar Inverter |  | OUTDOOR
SRP06565 | SUNTECH POWER | STP210S-18/UB-1 | 245 | 16 | 127 | 36 |  | Solar | FIXED | Roof
SRP06565 | SMA AMERICA | SB3300U | 3000 | 1 |  |  | 0.952 | Solar Inverter |  | Outside
SRP06566 | PHONO SOLAR TECHNOLOGY | PS240M-20/U | 240 | 16 | 199 | 35 |  | Solar | FIXED | Roof
SRP06566 | PHONO SOLAR TECHNOLOGY | PS240M-20/U | 240 | 18 | 298 | 35 |  | Solar | FIXED | Roof
SRP06566 | ENPHASE ENERGY | M215-60-2LL-S2X | 215 | 34 |  |  | 0.96 | Solar Inverter |  | OUTDOOR
SRP06567 | SHARP | ND-224UC1 | 224 | 308 | 210 | 10 |  | Solar | FIXED | Roof
SRP06567 | SMA AMERICA | SB7000US (208V) | 8000 | 8 |  |  | 0.965 | Solar Inverter |  | OUTDOOR
SRP06568 | SUNPOWER | SPR-305-WHT-U | 308 | 496 | 213 | 10 |  | Solar | FIXED | Roof
SRP06568 | SATCON TECHNOLOGY | PVS-135 (208 V) | 135000 | 1 |  |  | 0.96 | Solar Inverter |  | OUTDOOR
SRP06570 | KYOCERA SOLAR | KD210GX-LP | 215 | 45 | 213 | 34 |  | Solar | FIXED | Roof
SRP06570 | FRONIUS USA |  | 10000 | 1 |  |  | 0.95 | Solar Inverter |  | INDOOR
SRP06571 | CANADIAN SOLAR | CS6P-230 | 235 | 4 | 73 | 11 |  | Solar | FIXED | Roof
SRP06571 | CANADIAN SOLAR | CS6P-230 | 235 | 20 | 253 | 11 |  | Solar | FIXED | Roof
SRP06571 | ENPHASE ENERGY | M200-32-240-S02 | 190 | 24 |  |  | 0.95 | Solar Inverter |  | OUTDOOR
SRP06572 | SHARP | ND-224UC1 | 224 | 72 | 83 | 5 |  | Solar | FIXED | Roof
SRP06572 | SHARP | ND-224UC1 | 224 | 276 | 160 | 5 |  | Solar | FIXED | Roof
SRP06572 | SHARP | ND-224UC1 | 224 | 192 | 185 | 5 |  | Solar | FIXED | Roof
SRP06572 | SHARP | ND-224UC1 | 224 | 48 | 263 | 5 |  | Solar | FIXED | Roof
SRP06572 | SHARP | ND-224UC1 | 224 | 192 | 172 | 10 |  | Solar | FIXED | Roof
SRP06572 | SMA AMERICA | SB7000US (208V) | 7000 | 24 |  |  | 0.96 | Solar Inverter |  | OUTDOOR
SRP06573 | SHARP | ND-224UC1 | 224 | 36 | 83 | 5 |  | Solar | FIXED | Roof
SRP06573 | SHARP | ND-224UC1 | 224 | 72 | 263 | 5 |  | Solar | FIXED | Roof
SRP06573 | SMA AMERICA | SB7000US (208V) | 7000 | 3 |  |  | 0.96 | Solar Inverter |  | OUTDOOR
SRP06577 | SOLARWORLD | SW185MONO | 235 | 27 | 176 | 24 |  | Solar | FIXED | Roof
SRP06577 | FRONIUS USA | IG 5100 | 5100 | 1 |  |  | 0.95 | Solar Inverter |  | Outside
SRP06578 | CANADIAN SOLAR | CS6P-230 | 235 | 19 | 98 | 12 |  | Solar | FIXED | Roof
SRP06578 | ENPHASE ENERGY | M200-32-208-S01 | 190 | 19 |  |  | 0.955 | Solar Inverter |  | OUTDOOR
SRP06580 | BP SOLAR | BP3170N | 215 | 22 | 259 | 28 |  | Solar | FIXED | Roof
SRP06580 | FRONIUS USA |  | 5000 | 1 |  |  | 0.96 | Solar Inverter |  | INDOOR
SRP06582 | SUNTECH POWER | STP210S-18/UB-1 | 280 | 363 | 202 | 5 |  | Solar | FIXED | Roof
SRP06582 | SATCON TECHNOLOGY | PVS-100 (208 V) | 100000 | 1 |  |  | 0.965 | Solar Inverter |  | Outside
SRP06583 | SUNTECH POWER | STP210S-18/UB-1 | 240 | 40 | 194 | 24 |  | Solar | FIXED | Roof
SRP06583 | SOLECTRIA RENEWABLES | PVI 3000 (208V) | 3800 | 1 |  |  | 0.97 | Solar Inverter |  | INDOOR
SRP06583 | SOLECTRIA RENEWABLES | PVI 5000 (208V) | 5000 | 1 |  |  | 0.97 | Solar Inverter |  | INDOOR
SRP06585 | SUNTECH POWER | STP180-24/AB-1 | 190 | 31 | 135 | 22 |  | Solar | FIXED | Roof
SRP06585 | SUNTECH POWER | STP190S-18/UB-1 | 190 | 9 | 225 | 22 |  | Solar | FIXED | Roof
SRP06585 | POWER-ONE | PVI-3600-OUTD-US-F (208V) | 3600 | 2 |  |  | 0.968 | Solar Inverter |  | OUTDOOR
SRP06587 | CANADIAN SOLAR | CS6P-230 | 235 | 9 | 165 | 10 |  | Solar | FIXED | Roof
SRP06587 | CANADIAN SOLAR | CS6P-230 | 235 | 9 | 155 | 45 |  | Solar | FIXED | Roof
SRP06587 | ENPHASE ENERGY | M200-32-208-S01 | 190 | 18 |  |  | 0.95 | Solar Inverter |  | OUTDOOR
SRP06590 | CANADIAN SOLAR | CS6P-230 | 235 | 34 | 128 | 22 |  | Solar | FIXED | Roof
SRP06590 | ENPHASE ENERGY | M200-32-240-S02 | 215 | 34 |  |  | 0.96 | Solar Inverter |  | OUTDOOR
SRP06591 | CANADIAN SOLAR | CS6P-230 | 235 | 12 | 217 | 27 |  | Solar | FIXED | Roof
SRP06591 | ENPHASE ENERGY | M200-32-240-S02 | 215 | 12 |  |  | 0.95 | Solar Inverter |  | OUTDOOR
SRP06592 | CANADIAN SOLAR | CS6P-230 | 235 | 14 | 215 | 15 |  | Solar | FIXED | Roof
SRP06592 | ENPHASE ENERGY | M200-32-240-S02 | 190 | 14 |  |  | 0.95 | Solar Inverter |  | OUTDOOR
SRP06593 | MATRIX SOLAR/PHOTOWATT | PW1650-175 | 240 | 24 | 211 | 23 |  | Solar | FIXED | Roof
SRP06593 | MATRIX SOLAR/PHOTOWATT | PW1650-175 | 240 | 5 | 211 | 27 |  | Solar | FIXED | Roof
SRP06593 | ENPHASE ENERGY | M200-32-208-S01 | 215 | 29 |  |  | 0.963 | Solar Inverter |  | OUTDOOR
SRP06594 | SUNTECH POWER | STP190S-18/UB-1 | 190 | 34 | 148.1 | 33 |  | Solar | FIXED | Roof
SRP06594 | SUNTECH POWER | STP190S-18/UB-1 | 190 | 8 | 238.1 | 40 |  | Solar | FIXED | Roof
SRP06594 | PV POWERED | PVP2000 | 2000 | 1 |  |  | 0.92 | Solar Inverter |  | Outside
SRP06594 | PV POWERED | PVP3000 | 3000 | 1 |  |  | 0.935 | Solar Inverter |  | Outside
SRP06594 | PV POWERED | PVP3500 | 3500 | 1 |  |  | 0.955 | Solar Inverter |  | Outside
SRP06595 | PACIFIC SOLAR PTY LIMITED | PP-USA-213-B5 | 240 | 1885 | 200 | 10 |  | Solar | FIXED | Roof
SRP06595 | SATCON TECHNOLOGY | PVS-135 (208 V) | 135000 | 1 |  |  | 0.96 | Solar Inverter |  | OUTDOOR
SRP06595 | SATCON TECHNOLOGY | PVS-250 (208 V) | 250000 | 1 |  |  | 0.96 | Solar Inverter |  | OUTDOOR
SRP06597 | CROWN RENEWABLE ENERGY LLC | CR180XM | 250 | 18 | 173 | 23 |  | Solar | FIXED | Roof
SRP06597 | CROWN RENEWABLE ENERGY LLC | CR160XP | 250 | 16 | 263 | 23 |  | Solar | FIXED | Roof
SRP06597 | FRONIUS USA | IG 4000 | 4000 | 2 |  |  | 0.952 | Solar Inverter |  | Inside
SRP06598 | SUNTECH POWER | STP190S-18/UB-1 | 190 | 20 | 143 | 9 |  | Solar | FIXED | Roof
SRP06598 | SUNTECH POWER | STP190S-18/UB-1 | 190 | 48 | 143 | 23 |  | Solar | FIXED | Roof
SRP06598 | SMA AMERICA | SB4000US (208V) | 4000 | 1 |  |  | 0.96 | Solar Inverter |  | OUTDOOR
SRP06598 | SMA AMERICA | SB4000US (208V) | 4000 | 2 |  |  | 0.96 | Solar Inverter |  | OUTDOOR
SRP06599 | CHANGZHOU TRINA SOLAR ENERGY CO | TSM-185D | 230 | 28 | 210 | 30 |  | Solar | FIXED | Roof
SRP06599 | ENPHASE ENERGY | M200-32-208-S01 | 215 | 28 |  |  | 0.963 | Solar Inverter |  | OUTDOOR
SRP06600 | CHANGZHOU TRINA SOLAR ENERGY CO | TSM-185D | 230 | 8 | 211 | 14 |  | Solar | FIXED | Roof
SRP06600 | CHANGZHOU TRINA SOLAR ENERGY CO | TSM-185D | 230 | 20 | 211 | 16 |  | Solar | FIXED | Roof
SRP06600 | CHANGZHOU TRINA SOLAR ENERGY CO | TSM-185D | 230 | 14 | 211 | 43 |  | Solar | FIXED | Roof
SRP06600 | ENPHASE ENERGY | M200-32-240-S02 | 215 | 42 |  |  | 0.96 | Solar Inverter |  | OUTDOOR
SRP06601 | CHANGZHOU TRINA SOLAR ENERGY CO | TSM-185D | 240 | 72 | 180 | 22.6 |  | Solar | FIXED | Roof
SRP06601 | SMA AMERICA | SB7000US (277V) | 8000 | 2 |  |  | 0.98 | Solar Inverter |  | INDOOR
SRP06602 | ISOFOTON | I-100/12 | 225 | 18 | 154 | 12 |  | Solar | FIXED | Roof
SRP06602 | ENPHASE ENERGY | M200-32-240-S02 | 215 | 18 |  |  | 0.963 | Solar Inverter |  | OUTDOOR
SRP06603 | SUNTECH POWER | STP210S-18/UB-1 | 245 | 50 | 180 | 25 |  | Solar | FIXED | Ground
SRP06603 | SUNPOWER CORP (ORIGINAL MFRSMA) | SPR-5000M (208V) | 5000 | 1 |  |  | 0.968 | Solar Inverter |  | Inside
SRP06603 | SUNPOWER CORP (ORIGINAL MFRSMA) | SPR-7000M (208V) | 7000 | 1 |  |  | 0.971 | Solar Inverter |  | Inside
SRP06604 | SUNPOWER | SPR-230-WHT-U | 240 | 24 | 302 | 15 |  | Solar | FIXED | Roof
SRP06604 | SUNPOWER CORP (ORIGINAL MFRSMA) | SPR-6000M (208V) | 6000 | 1 |  |  | 0.97 | Solar Inverter |  | INDOOR
SRP06605 | SUNTECH POWER | STP210S-18/UB-1 | 240 | 46 | 180 | 30 |  | Solar | FIXED | Ground
SRP06605 | POWER-ONE | PVI-5000-OUTD-US (208 V) | 5000 | 1 |  |  | 0.97 | Solar Inverter |  | OUTDOOR
SRP06605 | POWER-ONE | PVI-6000-OUTD-US (208 V) | 6000 | 1 |  |  | 0.97 | Solar Inverter |  | OUTDOOR
SRP06606 | ET SOLAR INDUSTRY | ET-P654180 | 185 | 90 | 180 | 20 |  | Solar | FIXED | Ground
SRP06606 | FRONIUS USA |  | 6000 | 1 |  |  | 0.96 | Solar Inverter |  | Inside
SRP06606 | FRONIUS USA |  | 7500 | 1 |  |  | 0.955 | Solar Inverter |  | Inside
SRP06607 | BP SOLAR |  | 215 | 27 | 206 | 40 |  | Solar | FIXED | Roof
SRP06607 | FRONIUS USA | FRONIUS DATALOGGER EASY CARD | 5100 | 1 |  |  | 0.95 | Solar Inverter |  | OUTDOOR
SRP06608 | SUNPOWER | SPR-230-WHT-U | 240 | 14 | 172 | 24 |  | Solar | FIXED | Roof
SRP06608 | SUNPOWER | SPR-230-WHT-U | 240 | 24 | 263 | 24 |  | Solar | FIXED | Roof
SRP06608 | SUNPOWER CORP (ORIGINAL MFRSMA) | SPR-3000M (208V) | 3000 | 1 |  |  | 0.97 | Solar Inverter |  | INDOOR
SRP06608 | SUNPOWER CORP (ORIGINAL MFRSMA) | SPR-5000M (208V) | 5000 | 1 |  |  | 0.97 | Solar Inverter |  | INDOOR
SRP06609 | SUNPOWER | SPR-230-WHT-U | 230 | 64 | 190 | 30 |  | Solar | FIXED | Ground
SRP06609 | SUNPOWER CORP (ORIGINAL MFRSMA) | SPR-7000M (208V) | 7000 | 1 |  |  | 0.97 | Solar Inverter |  | OUTDOOR
SRP06609 | SUNPOWER CORP (ORIGINAL MFRSMA) | SPR-7000M (240V) | 7000 | 1 |  |  | 0.97 | Solar Inverter |  | OUTDOOR
SRP06610 | SUNPOWER | SPR-230-WHT-U | 240 | 16 | 200 | 34 |  | Solar | FIXED | Roof
SRP06610 | SUNPOWER | SPR-230-WHT-U | 240 | 20 | 110 | 38 |  | Solar | FIXED | Roof
SRP06610 | SUNPOWER | SPR-230-WHT-U | 240 | 30 | 200 | 45 |  | Solar | FIXED | Roof
SRP06610 | SUNPOWER CORP (ORIGINAL MFRSMA) | SPR-4000M (208V) | 4000 | 1 |  |  | 0.97 | Solar Inverter |  | INDOOR
SRP06610 | SUNPOWER CORP (ORIGINAL MFRSMA) | SPR-4000M (208V) | 4000 | 1 |  |  | 0.97 | Solar Inverter |  | Inside
SRP06610 | SUNPOWER CORP (ORIGINAL MFRSMA) | SPR-6000M (208V) | 6000 | 1 |  |  | 0.97 | Solar Inverter |  | Inside
SRP06611 | ISOFOTON | I-130/12 | 235 | 10 | 171 | 16 |  | Solar | FIXED | Roof
SRP06611 | ISOFOTON | I-130/12 | 235 | 24 | 171 | 21 |  | Solar | FIXED | Roof
SRP06611 | ENPHASE ENERGY | M200-32-208-S02 | 215 | 10 |  |  | 0.963 | Solar Inverter |  | Outside
SRP06611 | ENPHASE ENERGY | M200-32-240-S01 | 215 | 24 |  |  | 0.963 | Solar Inverter |  | OUTDOOR
SRP06612 | CHANGZHOU TRINA SOLAR ENERGY CO | TSM-185D | 230 | 14 | 140 | 27 |  | Solar | FIXED | Roof
SRP06612 | CHANGZHOU TRINA SOLAR ENERGY CO | TSM-185D | 230 | 22 | 230 | 27 |  | Solar | FIXED | Roof
SRP06612 | SMA AMERICA | SB3000US (208V) | 3000 | 1 |  |  | 0.96 | Solar Inverter |  | INDOOR
SRP06612 | SMA AMERICA | SB5000US | 5000 | 1 |  |  | 0.968 | Solar Inverter |  | Inside
SRP06613 | TAISEI TECHNO CO | TTK-10KW | 230 | 28 | 106 | 32 |  | Solar | FIXED | Roof
SRP06613 | SMA AMERICA | SB1100U-SBD | 6000 | 1 |  |  | 0.968 | Solar Inverter |  | INDOOR
SRP06614 | SUNPOWER | SPR-230-WHT-U | 240 | 88 | 180 | 41 |  | Solar | FIXED | Ground
SRP06614 | SUNPOWER CORP (ORIGINAL MFRSMA) | SPR-6000M (208V) | 6500 | 1 |  |  | 0.97 | Solar Inverter |  | INDOOR
SRP06614 | SUNPOWER CORP (ORIGINAL MFRSMA) | SPR-6000M (208V) | 6500 | 1 |  |  | 0.97 | Solar Inverter |  | INDOOR
SRP06614 | SUNPOWER CORP (ORIGINAL MFRSMA) | SPR-6000M (240V) | 6500 | 1 |  |  | 0.97 | Solar Inverter |  | INDOOR
SRP06615 | SUNPOWER | SPR-230-WHT-U | 230 | 28 | 186 | 14 |  | Solar | FIXED | Roof
SRP06615 | SUNPOWER | SPR-230-WHT-U | 230 | 12 | 186 | 76 |  | Solar | FIXED | Roof
SRP06615 | ADVANCED ENERGY INDUSTRIES | 3159000-104 | 3000 | 1 |  |  | 0.97 | Solar Inverter |  | Inside
SRP06615 | ADVANCED ENERGY INDUSTRIES | 3159000-104 | 6500 | 1 |  |  | 0.97 | Solar Inverter |  | Inside
SRP06616 | MATRIX SOLAR/PHOTOWATT | PW1650-175 | 240 | 20 | 182 | 32 |  | Solar | FIXED | Roof
SRP06616 | FRONIUS USA | FRONIUS DATALOGGER EASY BOX | 5100 | 1 |  |  | 0.95 | Solar Inverter |  | INDOOR
SRP06617 | BP SOLAR | SX3200W | 225 | 39 | 178 | 20 |  | Solar | FIXED | Roof
SRP06617 | FRONIUS USA | IG 2000 | 2000 | 2 |  |  | 0.955 | Solar Inverter |  | OUTDOOR
SRP06617 | FRONIUS USA | IG 5100 | 5100 | 1 |  |  | 0.955 | Solar Inverter |  | OUTDOOR
SRP06618 | BP SOLAR | SX3200W | 215 | 8 | 228 | 10 |  | Solar | FIXED | Roof
SRP06618 | BP SOLAR | SX3200W | 215 | 7 | 138 | 25 |  | Solar | FIXED | Roof
SRP06618 | ENPHASE ENERGY | M200-32-208-S01 | 215 | 15 |  |  | 0.955 | Solar Inverter |  | OUTDOOR
SRP06619 | SUNTECH POWER | STP210S-18/UB-1 | 275 | 187 | 171 | 6 |  | Solar | FIXED | Roof
SRP06619 | SOLECTRIA RENEWABLES | PVI60KW-208 | 60000 | 1 |  |  | 0.957 | Solar Inverter |  | Outside
SRP06620 | SUNPOWER | SPR-225-BLK-U | 225 | 24 | 217 | 34 |  | Solar | FIXED | Roof
SRP06620 | SUNPOWER CORP (ORIGINAL MFRSMA) | SPR-5000M (208V) | 5000 | 1 |  |  | 0.968 | Solar Inverter |  | INDOOR
SRP06621 | CANADIAN SOLAR | CS6P-230 | 230 | 104 | 167 | 31 |  | Solar | FIXED | Ground
SRP06621 | SMA AMERICA | SB6000U (208V) | 6000 | 4 |  |  | 0.97 | Solar Inverter |  | OUTDOOR
SRP06622 | BAODING YINGLI NEW ENERGY RESOURCES CO | YL175(156) | 240 | 448 | 206 | 5 |  | Solar | FIXED | Roof
SRP06622 | ADVANCED ENERGY INDUSTRIES | 3159000-104 | 100000 | 1 |  |  | 0.96 | Solar Inverter |  | OUTDOOR
SRP06623 | BP SOLAR | SX3200W | 215 | 16 | 163 | 23 |  | Solar | FIXED | Roof
SRP06623 | FRONIUS USA | IG 4000 | 4000 | 1 |  |  | 0.952 | Solar Inverter |  | INDOOR
SRP06624 | CHANGZHOU TRINA SOLAR ENERGY CO | TSM-185D | 235 | 14 | 171.3 | 5 |  | Solar | FIXED | Roof
SRP06624 | CHANGZHOU TRINA SOLAR ENERGY CO | TSM-185D | 235 | 8 | 171.3 | 15 |  | Solar | FIXED | Roof
SRP06624 | PV POWERED | PVP2000 | 2000 | 1 |  |  | 0.92 | Solar Inverter |  | OUTDOOR
SRP06624 | PV POWERED | PVP3000 | 3000 | 1 |  |  | 0.935 | Solar Inverter |  | OUTDOOR
SRP06625 | CHANGZHOU TRINA SOLAR ENERGY CO | TSM-185D | 235 | 36 | 168.6 | 30 |  | Solar | FIXED | Roof
SRP06625 | SMA AMERICA | SB7000US (277V) | 7000 | 1 |  |  | 0.97 | Solar Inverter |  | INDOOR
SRP06626 | SUNTECH POWER | STP190S-18/UB-1 | 190 | 27 | 222.6 | 30 |  | Solar | FIXED | Roof
SRP06626 | PV POWERED | PVP4800 | 4800 | 1 |  |  | 0.96 | Solar Inverter |  | INDOOR
SRP06627 | CHANGZHOU TRINA SOLAR ENERGY CO | TSM-185D | 235 | 42 | 218.3 | 31 |  | Solar | FIXED | Roof
SRP06627 | PV POWERED | PVP3500 | 3500 | 1 |  |  | 0.955 | Solar Inverter |  | Inside
SRP06627 | PV POWERED | PVP4800 | 4800 | 1 |  |  | 0.96 | Solar Inverter |  | INDOOR
SRP06628 | CHANGZHOU TRINA SOLAR ENERGY CO | TSM-185D | 240 | 16 | 88.3 | 33 |  | Solar | FIXED | Roof
SRP06628 | CHANGZHOU TRINA SOLAR ENERGY CO | TSM-185D | 240 | 14 | 178.3 | 35 |  | Solar | FIXED | Roof
SRP06628 | PV POWERED | PVP3000 | 3000 | 1 |  |  | 0.935 | Solar Inverter |  | INDOOR
SRP06628 | PV POWERED | PVP3500 | 3500 | 1 |  |  | 0.955 | Solar Inverter |  | INDOOR
SRP06629 | SUNTECH POWER | STP190S-18/UB-1 | 190 | 24 | 161.3 | 25 |  | Solar | FIXED | Roof
SRP06629 | SUNTECH POWER | STP190S-18/UB-1 | 190 | 18 | 251.3 | 40 |  | Solar | FIXED | Roof
SRP06629 | PV POWERED | PVP3500 | 3500 | 1 |  |  | 0.955 | Solar Inverter |  | INDOOR
SRP06629 | PV POWERED | PVP4800 | 4800 | 1 |  |  | 0.96 | Solar Inverter |  | INDOOR
SRP06630 | CHANGZHOU TRINA SOLAR ENERGY CO | TSM-160D | 230 | 64 | 130 | 35 |  | Solar | FIXED | Roof
SRP06630 | ENPHASE ENERGY | M200-32-240-S02 | 215 | 64 |  |  | 0.96 | Solar Inverter |  | OUTDOOR
SRP06631 | SUNTECH POWER | STP190-18/UB-1 | 190 | 10 | 112 | 15 |  | Solar | FIXED | Roof
SRP06631 | SUNTECH POWER | STP190S-18/UB-1 | 190 | 14 | 202 | 15 |  | Solar | FIXED | Roof
SRP06631 | SUNTECH POWER | STP190-18/UB-1 | 190 | 21 | 292 | 15 |  | Solar | FIXED | Roof
SRP06631 | PV POWERED | PVP2000 | 2000 | 1 |  |  | 0.925 | Solar Inverter |  | INDOOR
SRP06631 | PV POWERED | PVP2500 | 2500 | 1 |  |  | 0.945 | Solar Inverter |  | INDOOR
SRP06631 | PV POWERED | PVP3500 | 3500 | 1 |  |  | 0.955 | Solar Inverter |  | INDOOR
SRP06632 | MATRIX SOLAR/PHOTOWATT | PW1650-175 | 240 | 24 | 173 | 30 |  | Solar | FIXED | Roof
SRP06632 | SMA AMERICA | SB5000US (208V) | 5000 | 1 |  |  | 0.97 | Solar Inverter |  | OUTDOOR
SRP06633 | SUNTECH POWER | STP180S-24/AB-1 | 185 | 44 | 150.7 | 23 |  | Solar | FIXED | Roof
SRP06633 | SMA AMERICA | SB7000US (277V) | 8000 | 1 |  |  | 0.965 | Solar Inverter |  | Outside
SRP06634 | CHANGZHOU TRINA SOLAR ENERGY CO | TSM-185D | 235 | 24 | 89.2 | 20 |  | Solar | FIXED | Roof
SRP06634 | PV POWERED | PVP4800 | 4800 | 1 |  |  | 0.96 | Solar Inverter |  | OUTDOOR
SRP06635 | CHANGZHOU TRINA SOLAR ENERGY CO | TSM-185D | 235 | 36 | 109 | 30 |  | Solar | FIXED | Roof
SRP06635 | CHANGZHOU TRINA SOLAR ENERGY CO | TSM-185D | 235 | 7 | 199 | 33 |  | Solar | FIXED | Roof
SRP06635 | PV POWERED | PVP2000 | 2000 | 1 |  |  | 0.92 | Solar Inverter |  | INDOOR
SRP06635 | SMA AMERICA | SB7000US (277V) | 7000 | 1 |  |  | 0.97 | Solar Inverter |  | INDOOR
SRP06636 | SUNTECH POWER | STP190S-18/UB-1 | 190 | 21 | 264.3 | 25 |  | Solar | FIXED | Roof
SRP06636 | PV POWERED | PVP3500 | 3500 | 1 |  |  | 0.955 | Solar Inverter |  | Inside
SRP06637 | CHANGZHOU TRINA SOLAR ENERGY CO | TSM-185D | 240 | 18 | 21.2 | 20 |  | Solar | FIXED | Roof
SRP06637 | CHANGZHOU TRINA SOLAR ENERGY CO | TSM-185D | 240 | 24 | 201.2 | 20 |  | Solar | FIXED | Roof
SRP06637 | PV POWERED | PVP3500 | 3500 | 1 |  |  | 0.955 | Solar Inverter |  | OUTDOOR
SRP06637 | PV POWERED | PVP4800 | 4800 | 1 |  |  | 0.96 | Solar Inverter |  | OUTDOOR
SRP06638 | CHANGZHOU TRINA SOLAR ENERGY CO | TSM-185D | 235 | 28 | 144 | 20 |  | Solar | FIXED | Roof
SRP06638 | PV POWERED | PVP3000 | 3000 | 2 |  |  | 0.935 | Solar Inverter |  | INDOOR
SRP06639 | CHANGZHOU TRINA SOLAR ENERGY CO | TSM-185D | 240 | 30 | 263.2 | 22 |  | Solar | FIXED | Roof
SRP06639 | SMA AMERICA | SB7000US (208V) | 7000 | 1 |  |  | 0.97 | Solar Inverter |  | INDOOR
SRP06640 | BAODING YINGLI NEW ENERGY RESOURCES CO | YL175(156) | 235 | 280 | 184 | 10 |  | Solar | FIXED | Roof
SRP06640 | SATCON TECHNOLOGY | PVS-75 (208 V) | 75000 | 1 |  |  | 0.96 | Solar Inverter |  | INDOOR
SRP06641 | SUNPOWER | SPR-315E-WHT-U | 320 | 20 | 167 | 28 |  | Solar | FIXED | Roof
SRP06641 | FRONIUS USA |  | 6000 | 1 |  |  | 0.96 | Solar Inverter |  | INDOOR
SRP06642 | MATRIX SOLAR/PHOTOWATT | PW1650-175 | 240 | 78 | 188 | 20 |  | Solar | FIXED | Ground
SRP06642 | FRONIUS USA |  | 7500 | 1 |  |  | 0.96 | Solar Inverter |  | OUTDOOR
SRP06642 | FRONIUS USA |  | 10000 | 1 |  |  | 0.96 | Solar Inverter |  | OUTDOOR
SRP06643 | MATRIX SOLAR/PHOTOWATT | PW1250-115 | 240 | 42 | 183 | 30 |  | Solar | FIXED | Roof
SRP06643 | FRONIUS USA |  | 10000 | 1 |  |  | 0.96 | Solar Inverter |  | OUTDOOR
SRP06645 | SUNTECH POWER | STP210S-18/UB-1 | 225 | 28 | 153 | 20 |  | Solar | FIXED | Roof
SRP06645 | SUNTECH POWER | STP210S-18/UB-1 | 225 | 16 | 62 | 40 |  | Solar | FIXED | Roof
SRP06645 | POWER-ONE | PVI-3000-I-OUTD-US | 3000 | 1 |  |  | 0.97 | Solar Inverter |  | Outside
SRP06645 | POWER-ONE | PVI-6000-OUTD-US-W (208 V) | 6000 | 1 |  |  | 0.97 | Solar Inverter |  | Outside
SRP06646 | SUNPOWER | SPR-230-WHT-U | 240 | 20 | 198 | 8 |  | Solar | FIXED | Roof
SRP06646 | SUNPOWER | SPR-230-WHT-U | 240 | 9 | 110 | 37 |  | Solar | FIXED | Roof
SRP06646 | SUNPOWER | SPR-230-WHT-U | 240 | 24 | 198 | 37 |  | Solar | FIXED | Roof
SRP06646 | SUNPOWER CORP (ORIGINAL MFRSMA) | SPR-3000M (208V) | 3000 | 1 |  |  | 0.966 | Solar Inverter |  | Inside
SRP06646 | SUNPOWER CORP (ORIGINAL MFRSMA) | SPR-5000M (208V) | 5000 | 2 |  |  | 0.968 | Solar Inverter |  | INDOOR
SRP06648 | SUNPOWER | SPR-230-WHT-U | 240 | 68 | 178 | 35 |  | Solar | FIXED | Roof
SRP06648 | SUNPOWER CORP (ORIGINAL MFRSMA) | SPR-7000M (208V) | 7000 | 2 |  |  | 0.971 | Solar Inverter |  | INDOOR
SRP06649 | KYOCERA SOLAR | KD210GX-L | 215 | 8 | 132 | 35 |  | Solar | FIXED | Roof
SRP06649 | KYOCERA SOLAR | KD210GX-LP | 215 | 36 | 222 | 35 |  | Solar | FIXED | Roof
SRP06649 | PV POWERED | PVP2000 | 2000 | 1 |  |  | 0.92 | Solar Inverter |  | Inside
SRP06649 | PV POWERED | PVP2500 | 2500 | 1 |  |  | 0.945 | Solar Inverter |  | Inside
SRP06649 | PV POWERED | PVP4800 | 4800 | 1 |  |  | 0.96 | Solar Inverter |  | Inside
SRP06650 | REC SCANMODULE | SCM230 | 240 | 20 | 198 | 28 |  | Solar | FIXED | Roof
SRP06650 | REC SCANMODULE | SCM230 | 240 | 10 | 109 | 41 |  | Solar | FIXED | Roof
SRP06650 | SMA AMERICA | SB6000U (240V) | 6000 | 1 |  |  | 0.955 | Solar Inverter |  | INDOOR
SRP06652 | PACIFIC SOLAR PTY LIMITED | PP-USA-213-S5 | 245 | 72 | 306 | 22 |  | Solar | FIXED | Roof
SRP06652 | PACIFIC SOLAR PTY LIMITED | PP-USA-213-S5 | 250 | 59 | 126 | 22 |  | Solar | FIXED | Roof
SRP06652 | SMA AMERICA | SB6000US (277V) | 6000 | 1 |  |  | 0.968 | Solar Inverter |  | OUTDOOR
SRP06652 | SMA AMERICA | SB7000US (208V) | 7000 | 1 |  |  | 0.971 | Solar Inverter |  | OUTDOOR
SRP06652 | SMA AMERICA | SB7000US (277V) | 8000 | 2 |  |  | 0.963 | Solar Inverter |  | OUTDOOR
SRP06653 | SCHUCO USA |  | 185 | 14 | 206 | 23 |  | Solar | FIXED | Roof
SRP06653 | SMA AMERICA | SB3000US (208V) | 3000 | 1 |  |  | 0.97 | Solar Inverter |  | OUTDOOR
SRP06655 | SUNPOWER | SPR-230-WHT-U | 230 | 24 | 202 | 5 |  | Solar | FIXED | Roof
SRP06655 | ADVANCED ENERGY INDUSTRIES | 3159000-104 | 3000 | 1 |  |  | 0.97 | Solar Inverter |  | OUTDOOR
SRP06655 | ADVANCED ENERGY INDUSTRIES | 3159000-104 | 3000 | 1 |  |  | 0.97 | Solar Inverter |  | OUTDOOR
SRP06656 | ISOFOTON | I-100/12 | 225 | 28 | 164 | 28 |  | Solar | FIXED | Roof
SRP06656 | ENPHASE ENERGY | M200-32-240-S02 | 215 | 28 |  |  | 0.963 | Solar Inverter |  | OUTDOOR
SRP06657 | CANADIAN SOLAR | CS6P-230 | 230 | 70 | 220 | 0 |  | Solar | FIXED | Roof
SRP06657 | FRONIUS USA |  | 5000 | 1 |  |  | 0.955 | Solar Inverter |  | OUTDOOR
SRP06657 | FRONIUS USA |  | 10000 | 1 |  |  | 0.955 | Solar Inverter |  | OUTDOOR
SRP06659 | CHANGZHOU TRINA SOLAR ENERGY CO | TSM-185D | 230 | 31 | 162 | 20 |  | Solar | FIXED | Roof
SRP06659 | ENPHASE ENERGY | M200-32-240-S02 | 215 | 31 |  |  | 0.96 | Solar Inverter |  | OUTDOOR
SRP06660 | CHANGZHOU TRINA SOLAR ENERGY CO | TSM-185D | 235 | 17 | 97 | 24 |  | Solar | FIXED | Roof
SRP06660 | CHANGZHOU TRINA SOLAR ENERGY CO | TSM-185D | 235 | 39 | 181 | 43 |  | Solar | FIXED | Roof
SRP06660 | POWER-ONE | PVI-3600-OUTD-US-F (208V) | 3600 | 1 |  |  | 0.96 | Solar Inverter |  | Outside
SRP06660 | SMA AMERICA | SB7000US (240V) | 8000 | 1 |  |  | 0.96 | Solar Inverter |  | Outside
SRP06661 | CHANGZHOU TRINA SOLAR ENERGY CO | TSM-185D | 230 | 7 | 192 | 14 |  | Solar | FIXED | Roof
SRP06661 | CHANGZHOU TRINA SOLAR ENERGY CO | TSM-185D | 230 | 10 | 102 | 35 |  | Solar | FIXED | Roof
SRP06661 | ENPHASE ENERGY | M200-32-240-S02 | 215 | 17 |  |  | 0.96 | Solar Inverter |  | OUTDOOR
SRP06662 | SUNTECH POWER | STP190-18/UB-1 | 190 | 57 | 218.9 | 20 |  | Solar | FIXED | Roof
SRP06662 | SMA AMERICA | SB4000US (208V) | 4000 | 1 |  |  | 0.96 | Solar Inverter |  | Outside
SRP06662 | SMA AMERICA | SB6000US (208V) | 6000 | 1 |  |  | 0.97 | Solar Inverter |  | Outside
SRP06663 | CHANGZHOU TRINA SOLAR ENERGY CO | TSM-185D | 230 | 24 | 160 | 40 |  | Solar | FIXED | Roof
SRP06663 | SMA AMERICA | SB5000US | 5000 | 1 |  |  | 0.968 | Solar Inverter |  | OUTDOOR
SRP06664 | SUNTECH POWER | STP180-24/AB-1 | 185 | 15 | 67.3 | 22 |  | Solar | FIXED | Roof
SRP06664 | SUNTECH POWER | STP180S-24/AB-1 | 185 | 18 | 157.3 | 22 |  | Solar | FIXED | Roof
SRP06664 | PV POWERED | PVP2500 | 2500 | 1 |  |  | 0.935 | Solar Inverter |  | INDOOR
SRP06664 | PV POWERED | PVP3000 | 3000 | 1 |  |  | 0.945 | Solar Inverter |  | INDOOR
SRP06665 | SUNTECH POWER | STP190-18/UB-1 | 190 | 28 | 187.1 | 31 |  | Solar | FIXED | Roof
SRP06665 | SMA AMERICA | SB5000US (208V) | 4800 | 1 |  |  | 0.96 | Solar Inverter |  | INDOOR
SRP06666 | CANADIAN SOLAR | CS6P-230 | 230 | 55 | 161.5 | 15 |  | Solar | FIXED | Roof
SRP06666 | ENPHASE ENERGY | M200-32-208-S01 | 215 | 55 |  |  | 0.96 | Solar Inverter |  | OUTDOOR
SRP06667 | CHANGZHOU TRINA SOLAR ENERGY CO | TSM-185D | 230 | 34 | 182 | 34 |  | Solar | FIXED | Roof
SRP06667 | SMA AMERICA | SB7000US (208V) | 7000 | 1 |  |  | 0.969 | Solar Inverter |  | OUTDOOR
SRP06668 | CHANGZHOU TRINA SOLAR ENERGY CO | TSM-185D | 230 | 18 | 120 | 36 |  | Solar | FIXED | Roof
SRP06668 | SMA AMERICA | SB3800U (240V) | 3800 | 1 |  |  | 0.968 | Solar Inverter |  | OUTDOOR
SRP06669 | SHARP | ND-224U1F | 240 | 38 | 203 | 20 |  | Solar | FIXED | Roof
SRP06669 | SHARP | ND-216U1F | 215 | 38 |  |  | 0.96 | Solar Inverter |  | OUTDOOR
SRP06670 | CHANGZHOU TRINA SOLAR ENERGY CO | TSM-185D | 235 | 270 | 207 | 10 |  | Solar | FIXED | Roof
SRP06670 | SMA AMERICA | SB7000US (240V) | 9000 | 3 |  |  | 0.983 | Solar Inverter |  | INDOOR
SRP06670 | SMA AMERICA | SB7000US (277V) | 10000 | 3 |  |  | 0.983 | Solar Inverter |  | INDOOR
SRP06672 | SANYO ELECTRIC | HIP-205BA5 | 220 | 9 | 220 | 33 |  | Solar | FIXED | Roof
SRP06672 | SANYO ELECTRIC | HIP-205BA5 | 220 | 30 | 220 | 39 |  | Solar | FIXED | Roof
SRP06672 | ENPHASE ENERGY | M175-24-240-S | 210 | 39 |  |  | 0.95 | Solar Inverter |  | Outside
SRP06673 | ET SOLAR INDUSTRY | ET-P672275 | 275 | 36 | 181 | 29 |  | Solar | FIXED | Ground
SRP06673 | FRONIUS USA |  | 9995 | 1 |  |  | 0.962 | Solar Inverter |  | Inside
SRP06674 | CHANGZHOU TRINA SOLAR ENERGY CO | TSM-185D | 230 | 52 | 258 | 34 |  | Solar | FIXED | Roof
SRP06674 | SMA AMERICA | SB6000US (208V) | 6000 | 2 |  |  | 0.97 | Solar Inverter |  | INDOOR
SRP06675 | SUNTECH POWER | STP175-24/AB-1 | 175 | 18 | 207 | 20 |  | Solar | FIXED | Roof
SRP06675 | ENPHASE ENERGY | M200-32-208-S01 | 190 | 18 |  |  | 0.96 | Solar Inverter |  | OUTDOOR
SRP06676 | CHANGZHOU TRINA SOLAR ENERGY CO | TSM-185D | 230 | 28 | 267 | 26 |  | Solar | FIXED | Roof
SRP06676 | SMA AMERICA | SB5000US (208V) | 5000 | 1 |  |  | 0.968 | Solar Inverter |  | OUTDOOR
SRP06677 | WEBEL SL ENERGY SYSTEMS | W1600-165 | 175 | 18 | 200 | 29 |  | Solar | FIXED | Roof
SRP06677 | ENPHASE ENERGY | M200-32-208-S01 | 192 | 18 |  |  | 0.96 | Solar Inverter |  | OUTDOOR
SRP06678 | CHANGZHOU TRINA SOLAR ENERGY CO | TSM-185D | 230 | 42 | 129 | 24 |  | Solar | FIXED | Roof
SRP06678 | SMA AMERICA | SB7000US (240V) | 8000 | 1 |  |  | 0.96 | Solar Inverter |  | OUTDOOR
SRP06680 | BAODING YINGLI NEW ENERGY RESOURCES CO | 110(17)P1447X663 | 230 | 36 | 191 | 22 |  | Solar | FIXED | Roof
SRP06680 | SMA AMERICA | SB7000US (208V) | 7000 | 1 |  |  | 0.96 | Solar Inverter |  | INDOOR
SRP06682 | CHANGZHOU TRINA SOLAR ENERGY CO | TSM-185D | 230 | 30 | 172 | 34 |  | Solar | FIXED | Roof
SRP06682 | SMA AMERICA | SB6000U (208V) | 6000 | 1 |  |  | 0.968 | Solar Inverter |  | OUTDOOR
SRP06683 | CANADIAN SOLAR | CS6P-230 | 250 | 15 | 132 | 28 |  | Solar | FIXED | Roof
SRP06683 | ENPHASE ENERGY | M200-32-208-S01 | 215 | 15 |  |  | 0.97 | Solar Inverter |  | OUTDOOR
SRP06684 | SUNTECH POWER | STP200UB | 205 | 60 | 129.5 | 30 |  | Solar | FIXED | Roof
SRP06684 | SMA AMERICA | SB5000US (208V) | 5000 | 1 |  |  | 0.96 | Solar Inverter |  | INDOOR
SRP06684 | SMA AMERICA | SB7000US (208V) | 7000 | 1 |  |  | 0.97 | Solar Inverter |  | Inside
SRP06686 | SUNTECH POWER | STP190S-18/UB-1 | 190 | 16 | 109 | 13 |  | Solar | FIXED | Roof
SRP06686 | PV POWERED | PVP3000 | 3000 | 1 |  |  | 0.935 | Solar Inverter |  | INDOOR
SRP06687 | SUNTECH POWER | STP190-18/UB-1 | 190 | 18 | 94 | 32 |  | Solar | FIXED | Roof
SRP06687 | SUNTECH POWER | STP190-18/UB-1 | 190 | 14 | 184 | 32 |  | Solar | FIXED | Roof
SRP06687 | PV POWERED | PVP2500 | 2500 | 1 |  |  | 0.945 | Solar Inverter |  | INDOOR
SRP06687 | PV POWERED | PVP3500 | 3500 | 1 |  |  | 0.955 | Solar Inverter |  | INDOOR
SRP06688 | SUNTECH POWER | STP190S-18/UB-1 | 190 | 15 | 201 | 28 |  | Solar | FIXED | Roof
SRP06688 | SUNTECH POWER | STP190S-18/UB-1 | 190 | 27 | 111 | 35 |  | Solar | FIXED | Roof
SRP06688 | PV POWERED | PVP2500 | 2500 | 1 |  |  | 0.945 | Solar Inverter |  | OUTDOOR
SRP06688 | PV POWERED | PVP4800 | 4800 | 1 |  |  | 0.96 | Solar Inverter |  | OUTDOOR
SRP06689 | CHANGZHOU TRINA SOLAR ENERGY CO | TSM-185D | 235 | 20 | 178 | 12 |  | Solar | FIXED | Roof
SRP06689 | PV POWERED | PVP4800 | 4800 | 1 |  |  | 0.96 | Solar Inverter |  | OUTDOOR
SRP06691 | CHANGZHOU TRINA SOLAR ENERGY CO | TSM-185D | 230 | 54 | 140.6 | 26 |  | Solar | FIXED | Roof
SRP06691 | SMA AMERICA | SB5000US (208V) | 5000 | 1 |  |  | 0.96 | Solar Inverter |  | INDOOR
SRP06691 | SMA AMERICA | SB7000US (208V) | 7000 | 1 |  |  | 0.96 | Solar Inverter |  | INDOOR
SRP06692 | CHANGZHOU TRINA SOLAR ENERGY CO | TSM-185D | 240 | 12 | 175.3 | 20 |  | Solar | FIXED | Roof
SRP06692 | CHANGZHOU TRINA SOLAR ENERGY CO | TSM-185D | 240 | 21 | 175.3 | 30 |  | Solar | FIXED | Roof
SRP06692 | PV POWERED | PVP2500 | 2500 | 1 |  |  | 0.945 | Solar Inverter |  | INDOOR
SRP06692 | PV POWERED | PVP2500 | 2500 | 1 |  |  | 0.945 | Solar Inverter |  | Inside
SRP06692 | PV POWERED | PVP2500 | 2500 | 1 |  |  | 0.945 | Solar Inverter |  | Inside
SRP06693 | CHANGZHOU TRINA SOLAR ENERGY CO | TSM-185D | 235 | 22 | 127 | 30 |  | Solar | FIXED | Roof
SRP06693 | CHANGZHOU TRINA SOLAR ENERGY CO | TSM-185D | 235 | 22 | 217 | 30 |  | Solar | FIXED | Roof
SRP06693 | PV POWERED | PVP4800 | 4800 | 2 |  |  | 0.96 | Solar Inverter |  | INDOOR
SRP06696 | SUNTECH POWER | STP180-24/AB-1 | 185 | 31 | 140 | 30 |  | Solar | FIXED | Roof
SRP06696 | SUNTECH POWER | STP180-24/AB-1 | 185 | 48 | 140 | 34 |  | Solar | FIXED | Roof
SRP06696 | PV POWERED | PVP2000 | 2000 | 1 |  |  | 0.92 | Solar Inverter |  | Inside
SRP06696 | PV POWERED | PVP3000 | 3000 | 1 |  |  | 0.935 | Solar Inverter |  | Inside
SRP06696 | PV POWERED | PVP3500 | 3500 | 1 |  |  | 0.955 | Solar Inverter |  | Inside
SRP06696 | PV POWERED | PVP4800 | 4800 | 1 |  |  | 0.96 | Solar Inverter |  | Inside
SRP06698 | CHANGZHOU TRINA SOLAR ENERGY CO | TSM-185D | 235 | 40 | 250 | 24 |  | Solar | FIXED | Roof
SRP06698 | PV POWERED | PVP4800 | 4800 | 2 |  |  | 0.96 | Solar Inverter |  | Outside
SRP06699 | MATRIX SOLAR/PHOTOWATT | PW1650-175 | 185 | 128 | 176 | 10 |  | Solar | FIXED | Roof
SRP06699 | MITSUBISHI ELECTRIC | PV-MF185UD4 | 185 | 96 | 86 | 18.4 |  | Solar | FIXED | Roof
SRP06699 | SMA AMERICA | SB7000US (277V) | 8000 | 2 |  |  | 0.983 | Solar Inverter |  | INDOOR
SRP06699 | SMA AMERICA | SB7000US (277V) | 10000 | 2 |  |  | 0.983 | Solar Inverter |  | INDOOR
SRP06700 | CHANGZHOU TRINA SOLAR ENERGY CO | TSM-185D | 240 | 40 | 205.1 | 30 |  | Solar | FIXED | Roof
SRP06700 | CHANGZHOU TRINA SOLAR ENERGY CO | TSM-185D | 240 | 9 | 115.1 | 37 |  | Solar | FIXED | Roof
SRP06700 | PV POWERED | PVP2000 | 2000 | 1 |  |  | 0.92 | Solar Inverter |  | INDOOR
SRP06700 | PV POWERED | PVP3500 | 3500 | 1 |  |  | 0.955 | Solar Inverter |  | Inside
SRP06700 | PV POWERED | PVP4800 | 4800 | 1 |  |  | 0.96 | Solar Inverter |  | INDOOR
SRP06701 | SUNTECH POWER | STP190-18/UB-1 | 190 | 36 | 167.6 | 27 |  | Solar | FIXED | Roof
SRP06701 | SMA AMERICA | SB7000US (277V) | 7000 | 1 |  |  | 0.97 | Solar Inverter |  | INDOOR
SRP06702 | CHANGZHOU TRINA SOLAR ENERGY CO | TSM-185D | 235 | 18 | 190 | 23 |  | Solar | FIXED | Roof
SRP06702 | PV POWERED | PVP4800 | 4800 | 1 |  |  | 0.96 | Solar Inverter |  | OUTDOOR
SRP06703 | KYOCERA SOLAR | KD210GX-L | 215 | 26 | 260 | 25 |  | Solar | FIXED | Roof
SRP06703 | KYOCERA SOLAR | KD210GX-LP | 215 | 16 | 170 | 26 |  | Solar | FIXED | Roof
SRP06703 | FRONIUS USA | IG 4000 | 4000 | 1 |  |  | 0.94 | Solar Inverter |  | INDOOR
SRP06703 | FRONIUS USA |  | 5000 | 1 |  |  | 0.955 | Solar Inverter |  | INDOOR
SRP06704 | KYOCERA SOLAR | KD210GX-LP | 215 | 44 | 128 | 22 |  | Solar | FIXED | Roof
SRP06704 | FRONIUS USA | IG 5100 | 5100 | 2 |  |  | 0.945 | Solar Inverter |  | INDOOR
SRP06705 | KYOCERA SOLAR | KD210GX-LP | 215 | 39 | 250 | 37 |  | Solar | FIXED | Roof
SRP06705 | FRONIUS USA |  | 7500 | 1 |  |  | 0.95 | Solar Inverter |  | INDOOR
SRP06706 | BP SOLAR | SX3200W | 215 | 22 | 153 | 25 |  | Solar | FIXED | Roof
SRP06706 | SMA AMERICA | SB1100U-SBD | 2000 | 1 |  |  | 0.965 | Solar Inverter |  | OUTDOOR
SRP06706 | SMA AMERICA | SB1100U | 2500 | 1 |  |  | 0.965 | Solar Inverter |  | OUTDOOR
SRP06707 | BP SOLAR | BP3140B | 215 | 8 | 170 | 15 |  | Solar | FIXED | Roof
SRP06707 | BP SOLAR | SX3200B | 215 | 16 | 170 | 33 |  | Solar | FIXED | Roof
SRP06707 | FRONIUS USA | IG 5100 | 5100 | 1 |  |  | 0.955 | Solar Inverter |  | OUTDOOR
SRP06708 | BAODING YINGLI NEW ENERGY RESOURCES CO | YL175(156) | 235 | 30 | 131 | 28 |  | Solar | FIXED | Roof
SRP06708 | BAODING YINGLI NEW ENERGY RESOURCES CO | YL175(156) | 235 | 12 | 221 | 28 |  | Solar | FIXED | Roof
SRP06708 | ENPHASE ENERGY | M200-32-240-S02 | 215 | 42 |  |  | 0.965 | Solar Inverter |  | OUTDOOR
SRP06709 | KYOCERA SOLAR | KD210GX-LP | 235 | 20 | 225 | 32 |  | Solar | FIXED | Roof
SRP06709 | KYOCERA SOLAR | KD210GX-LP | 235 | 29 | 135 | 40 |  | Solar | FIXED | Roof
SRP06709 | FRONIUS USA |  | 3000 | 1 |  |  | 0.96 | Solar Inverter |  | INDOOR
SRP06709 | FRONIUS USA | IG 4000 | 4000 | 2 |  |  | 0.95 | Solar Inverter |  | INDOOR
SRP06710 | CANADIAN SOLAR | CS6P-230 | 240 | 36 | 150 | 32 |  | Solar | FIXED | Roof
SRP06710 | ENPHASE ENERGY | M200-32-240-S02 | 215 | 36 |  |  | 0.96 | Solar Inverter |  | OUTDOOR
SRP06711 | CANADIAN SOLAR | CS6P-230 | 240 | 15 | 150 | 32 |  | Solar | FIXED | Roof
SRP06711 | ENPHASE ENERGY | M200-32-240-S02 | 215 | 15 |  |  | 0.96 | Solar Inverter |  | OUTDOOR
SRP06712 | SANYO ELECTRIC | HIP-205BA5 | 225 | 18 | 178 | 33 |  | Solar | FIXED | Roof
SRP06712 | ENPHASE ENERGY | M200-32-240-S02 | 210 | 18 |  |  | 0.95 | Solar Inverter |  | OUTDOOR
SRP06714 | CHANGZHOU TRINA SOLAR ENERGY CO | TSM-185D | 230 | 24 | 120 | 34 |  | Solar | FIXED | Roof
SRP06714 | ENPHASE ENERGY | M200-32-240-S02 | 215 | 24 |  |  | 0.96 | Solar Inverter |  | OUTDOOR
SRP06715 | SUNPOWER | SPR-225-BLK-U | 225 | 21 | 192 | 38 |  | Solar | FIXED | Roof
SRP06715 | SUNPOWER CORP (ORIGINAL MFRFRONIUS) | SPR-4000F-208 | 4000 | 1 |  |  | 0.96 | Solar Inverter |  | INDOOR
SRP06716 | SANYO ELECTRIC | HIP-205BA5 | 220 | 1290 | 200 | 5 |  | Solar | FIXED | Roof
SRP06716 | SMA AMERICA | SC250U (480V) | 250000 | 1 |  |  | 0.97 | Solar Inverter |  | INDOOR
SRP06718 | SHARP | NT-188U1 | 240 | 13 | 135 | 26 |  | Solar | FIXED | Roof
SRP06718 | SMA AMERICA | SB3000US (208V) | 3000 | 1 |  |  | 0.966 | Solar Inverter |  | INDOOR
SRP06720 | SUNTECH POWER | STP210S-18/UB-1 | 240 | 45 | 223 | 33.7 |  | Solar | FIXED | Roof
SRP06720 | ADVANCED ENERGY INDUSTRIES | 3159000-104 | 215 | 45 |  |  | 0.95 | Solar Inverter |  | OUTDOOR
SRP06723 | SUNTECH POWER | STP180S-24/AB-1 | 185 | 90 | 175 | 40 |  | Solar | FIXED | Roof
SRP06723 | SMA AMERICA | SB5000US | 5000 | 3 |  |  | 0.968 | Solar Inverter |  | OUTDOOR
SRP06724 | CHANGZHOU TRINA SOLAR ENERGY CO | TSM-185D | 230 | 12 | 191 | 5 |  | Solar | FIXED | Roof
SRP06724 | CHANGZHOU TRINA SOLAR ENERGY CO | TSM-185D | 230 | 30 | 191 | 24 |  | Solar | FIXED | Roof
SRP06724 | SMA AMERICA | SB3000US (208V) | 2500 | 1 |  |  | 0.96 | Solar Inverter |  | INDOOR
SRP06724 | SMA AMERICA | SB6000US (240V) | 6000 | 1 |  |  | 0.97 | Solar Inverter |  | Inside
SRP06725 | SUNTECH POWER | STP200UB | 205 | 26 | 182.9 | 20 |  | Solar | FIXED | Roof
SRP06725 | ADVANCED ENERGY INDUSTRIES | 3159000-104 | 5000 | 1 |  |  | 0.96 | Solar Inverter |  | Outside
SRP06726 | ET SOLAR INDUSTRY | ET-P672275 | 275 | 30 | 265 | 16 |  | Solar | FIXED | Roof
SRP06726 | SMA AMERICA | SB7000US (208V) | 7000 | 1 |  |  | 0.971 | Solar Inverter |  | INDOOR
SRP06727 | SUNPOWER | SPR-315E-WHT-U | 320 | 18 | 124 | 25 |  | Solar | FIXED | Roof
SRP06727 | SUNPOWER CORP (ORIGINAL MFRSMA) | SPR-6000M (277V) | 6500 | 1 |  |  | 0.962 | Solar Inverter |  | INDOOR
SRP06728 | SILIKEN MANUFACTURING USA | SLK60P6L 233 WP | 250 | 35 | 130 | 10 |  | Solar | FIXED | Roof
SRP06728 | SILIKEN MANUFACTURING USA | SLK60P6L 233 WP | 250 | 7 | 130 | 39 |  | Solar | FIXED | Roof
SRP06728 | ENPHASE ENERGY | M200-32-240-S02 | 215 | 42 |  |  | 0.96 | Solar Inverter |  | OUTDOOR
SRP06729 | CHANGZHOU TRINA SOLAR ENERGY CO | TSM-185D | 235 | 12 | 195.1 | 20 |  | Solar | FIXED | Roof
SRP06729 | CHANGZHOU TRINA SOLAR ENERGY CO | TSM-185D | 235 | 20 | 105.1 | 28 |  | Solar | FIXED | Roof
SRP06729 | PV POWERED | PVP2500 | 2500 | 1 |  |  | 0.945 | Solar Inverter |  | INDOOR
SRP06729 | PV POWERED | PVP4800 | 4800 | 1 |  |  | 0.96 | Solar Inverter |  | INDOOR
SRP06731 | SHARP | ND-224UC1 | 235 | 30 | 175 | 27 |  | Solar | FIXED | Roof
SRP06731 | ENPHASE ENERGY | M200-32-240-S02 | 215 | 30 |  |  | 0.96 | Solar Inverter |  | Outside
SRP06732 | BP SOLAR | SX3200W | 215 | 30 | 210 | 26 |  | Solar | FIXED | Roof
SRP06732 | FRONIUS USA | IG 2000 | 2000 | 1 |  |  | 0.95 | Solar Inverter |  | Inside
SRP06732 | FRONIUS USA | IG 4000 | 4000 | 1 |  |  | 0.95 | Solar Inverter |  | Inside
SRP06733 | CHANGZHOU TRINA SOLAR ENERGY CO | TSM-185D | 230 | 24 | 194.1 | 22 |  | Solar | FIXED | Roof
SRP06733 | PV POWERED | PVP4800 | 4800 | 1 |  |  | 0.96 | Solar Inverter |  | INDOOR
SRP06734 | ET SOLAR INDUSTRY | ET-P672230 | 230 | 182 | 265 | 3 |  | Solar | FIXED | Ground
SRP06734 | PV POWERED | PVP30KW-208 | 35000 | 1 |  |  | 0.955 | Solar Inverter |  | OUTDOOR
SRP06735 | BP SOLAR | SX3200W | 215 | 16 | 195 | 12 |  | Solar | FIXED | Roof
SRP06735 | FRONIUS USA | IG 4000 | 4000 | 1 |  |  | 0.952 | Solar Inverter |  | OUTDOOR
SRP06736 | CHANGZHOU TRINA SOLAR ENERGY CO | TSM-185D | 240 | 532 | 223 | 5 |  | Solar | FIXED | Roof
SRP06736 | PV POWERED | PVP30KW-LV-208 | 35000 | 1 |  |  | 0.98 | Solar Inverter |  | OUTDOOR
SRP06736 | PV POWERED | PVP75KW-208 | 75000 | 1 |  |  | 0.96 | Solar Inverter |  | OUTDOOR
SRP06737 | CHANGZHOU TRINA SOLAR ENERGY CO | TSM-185D | 235 | 39 | 217 | 26 |  | Solar | FIXED | Roof
SRP06737 | SMA AMERICA | SB7000US (277V) | 8000 | 1 |  |  | 0.966 | Solar Inverter |  | Outside
SRP06738 | CHANGZHOU TRINA SOLAR ENERGY CO | TSM-185D | 235 | 33 | 173 | 18 |  | Solar | FIXED | Roof
SRP06738 | SMA AMERICA | SB7000US (208V) | 7000 | 1 |  |  | 0.96 | Solar Inverter |  | Outside
SRP06739 | CHANGZHOU TRINA SOLAR ENERGY CO | TSM-185D | 235 | 22 | 158 | 18 |  | Solar | FIXED | Roof
SRP06739 | POWER-ONE | PVI-5000-OUTD-US (208 V) | 5000 | 1 |  |  | 0.97 | Solar Inverter |  | INDOOR
SRP06740 | ALEO SOLAR |  | 280 | 1810 | 189 | 15 |  | Solar | FIXED | Roof
SRP06740 | ADVANCED ENERGY INDUSTRIES | 3159000-104 | 260000 | 1 |  |  | 0.977 | Solar Inverter |  | Inside
SRP06740 | ADVANCED ENERGY INDUSTRIES | 3159000-104 | 260000 | 1 |  |  | 0.977 | Solar Inverter |  | Inside
SRP06741 | CHANGZHOU TRINA SOLAR ENERGY CO | TSM-185D | 240 | 11 | 132 | 0 |  | Solar | FIXED | Roof
SRP06741 | CHANGZHOU TRINA SOLAR ENERGY CO | TSM-185D | 240 | 39 | 132 | 20 |  | Solar | FIXED | Roof
SRP06741 | SMA AMERICA | SB3000US (208V) | 2500 | 1 |  |  | 0.96 | Solar Inverter |  | OUTDOOR
SRP06741 | SMA AMERICA | SB7000US (277V) | 8000 | 1 |  |  | 0.96 | Solar Inverter |  | Outside
SRP06742 | SUNTECH POWER | STP190-18/UB-1 | 190 | 38 | 263.1 | 32 |  | Solar | FIXED | Roof
SRP06742 | PV POWERED | PVP2500 | 2500 | 1 |  |  | 0.945 | Solar Inverter |  | Outside
SRP06742 | PV POWERED | PVP4800 | 4800 | 1 |  |  | 0.96 | Solar Inverter |  | Outside
SRP06743 | CHANGZHOU TRINA SOLAR ENERGY CO | TSM-185D | 235 | 24 | 232 | 22 |  | Solar | FIXED | Roof
SRP06743 | PV POWERED | PVP4800 | 4800 | 1 |  |  | 0.955 | Solar Inverter |  | OUTDOOR
SRP06744 | CHANGZHOU TRINA SOLAR ENERGY CO | TSM-185D | 235 | 42 | 270.6 | 21 |  | Solar | FIXED | Roof
SRP06744 | PV POWERED | PVP4800 | 4800 | 2 |  |  | 0.96 | Solar Inverter |  | INDOOR
SRP06745 | CHANGZHOU TRINA SOLAR ENERGY CO | TSM-185D | 240 | 26 | 202 | 25 |  | Solar | FIXED | Roof
SRP06745 | SMA AMERICA | SB6000US (208V) | 6000 | 1 |  |  | 0.97 | Solar Inverter |  | Outside
SRP06747 | SUNTECH POWER | STP190S-18/UB-1 | 190 | 42 | 127.9 | 20 |  | Solar | FIXED | Roof
SRP06747 | PV POWERED | PVP3500 | 3500 | 2 |  |  | 0.955 | Solar Inverter |  | OUTDOOR
SRP06748 | CHANGZHOU TRINA SOLAR ENERGY CO | TSM-185D | 235 | 24 | 194 | 30 |  | Solar | FIXED | Roof
SRP06748 | CHANGZHOU TRINA SOLAR ENERGY CO | TSM-185D | 235 | 10 | 104 | 35 |  | Solar | FIXED | Roof
SRP06748 | PV POWERED | PVP2500 | 2500 | 1 |  |  | 0.945 | Solar Inverter |  | INDOOR
SRP06748 | PV POWERED | PVP4800 | 4800 | 1 |  |  | 0.96 | Solar Inverter |  | INDOOR
SRP06749 | SUNTECH POWER | STP190-18/UB-1 | 190 | 35 | 222 | 25 |  | Solar | FIXED | Roof
SRP06749 | PV POWERED | PVP2500 | 2500 | 1 |  |  | 0.945 | Solar Inverter |  | INDOOR
SRP06749 | PV POWERED | PVP3500 | 3500 | 1 |  |  | 0.955 | Solar Inverter |  | INDOOR
SRP06750 | SUNTECH POWER | STP190-18/UB-1 | 190 | 52 | 125.1 | 20 |  | Solar | FIXED | Roof
SRP06750 | PV POWERED | PVP4800 | 4800 | 1 |  |  | 0.96 | Solar Inverter |  | INDOOR
SRP06750 | PV POWERED | PVP4800 | 4800 | 1 |  |  | 0.96 | Solar Inverter |  | INDOOR
SRP06751 | SUNTECH POWER | STP190-18/UB-1 | 190 | 52 | 179 | 30 |  | Solar | FIXED | Roof
SRP06751 | SMA AMERICA | SB4000US (240V) | 4000 | 1 |  |  | 0.96 | Solar Inverter |  | INDOOR
SRP06751 | SMA AMERICA | SB6000US (240V) | 6000 | 1 |  |  | 0.97 | Solar Inverter |  | INDOOR
SRP06752 | CHANGZHOU TRINA SOLAR ENERGY CO | TSM-185D | 240 | 20 | 213.3 | 25 |  | Solar | FIXED | Roof
SRP06752 | PV POWERED | PVP4800 | 4800 | 1 |  |  | 0.96 | Solar Inverter |  | INDOOR
SRP06753 | BAODING YINGLI NEW ENERGY RESOURCES CO | YL175(156) | 235 | 13 | 245 | 32 |  | Solar | FIXED | Roof
SRP06753 | BAODING YINGLI NEW ENERGY RESOURCES CO | YL175(156) | 235 | 13 | 155 | 37 |  | Solar | FIXED | Roof
SRP06753 | SMA AMERICA | SB5000US (240V) | 5000 | 1 |  |  | 0.955 | Solar Inverter |  | INDOOR
SRP06754 | SUNTECH POWER | STP180S-24/AB-1 | 185 | 10 | 265.2 | 26 |  | Solar | FIXED | Roof
SRP06754 | SUNTECH POWER | STP180S-24/AB-1 | 185 | 40 | 175.2 | 28 |  | Solar | FIXED | Roof
SRP06754 | PV POWERED | PVP2000 | 2000 | 1 |  |  | 0.925 | Solar Inverter |  | INDOOR
SRP06754 | PV POWERED | PVP2000 | 2000 | 1 |  |  | 0.945 | Solar Inverter |  | INDOOR
SRP06754 | SMA AMERICA | SB7000US (208V) | 7000 | 1 |  |  | 0.955 | Solar Inverter |  | INDOOR
SRP06755 | CHANGZHOU TRINA SOLAR ENERGY CO | TSM-185D | 230 | 28 | 98 | 30 |  | Solar | FIXED | Roof
SRP06755 | ENPHASE ENERGY | M200-32-208-S01 | 215 | 28 |  |  | 0.96 | Solar Inverter |  | OUTDOOR
SRP06756 | UNITED SOLAR OVONIC | PVL-68 | 68 | 51 | 170 | 9 |  | Solar | FIXED | Roof
SRP06756 | FRONIUS USA | IG 4000 | 4000 | 1 |  |  | 0.952 | Solar Inverter |  | OUTDOOR
SRP06757 | CHANGZHOU TRINA SOLAR ENERGY CO | TSM-185D | 240 | 30 | 163 | 10 |  | Solar | FIXED | Roof
SRP06757 | CHANGZHOU TRINA SOLAR ENERGY CO | TSM-185D | 240 | 24 | 163 | 20 |  | Solar | FIXED | Roof
SRP06757 | CHANGZHOU TRINA SOLAR ENERGY CO | TSM-185D | 240 | 36 | 163 | 25 |  | Solar | FIXED | Roof
SRP06757 | SMA AMERICA | SB6000U (208V) | 6000 | 1 |  |  | 0.97 | Solar Inverter |  | OUTDOOR
SRP06757 | SMA AMERICA | SB7000US (208V) | 7000 | 2 |  |  | 0.97 | Solar Inverter |  | OUTDOOR
SRP06758 | CHANGZHOU TRINA SOLAR ENERGY CO | TSM-185D | 240 | 14 | 163 | 20 |  | Solar | FIXED | Roof
SRP06758 | PV POWERED | PVP3000 | 3000 | 1 |  |  | 0.97 | Solar Inverter |  | OUTDOOR
SRP06759 | CHANGZHOU TRINA SOLAR ENERGY CO | TSM-185D | 240 | 24 | 163 | 20 |  | Solar | FIXED | Roof
SRP06759 | SMA AMERICA | SB6000U (208V) | 6000 | 1 |  |  | 0.97 | Solar Inverter |  | OUTDOOR
SRP06760 | CHANGZHOU TRINA SOLAR ENERGY CO | TSM-185D | 240 | 13 | 216.4 | 18 |  | Solar | FIXED | Roof
SRP06760 | SMA AMERICA | SB4000US (208V) | 4000 | 1 |  |  | 0.96 | Solar Inverter |  | INDOOR
SRP06761 | UNKNOWN | UNKNOWN | 250 | 44 | 180 | 30 |  | Solar | FIXED | Roof
SRP06761 | PV POWERED | PVP4800 | 4800 | 2 |  |  | 0.97 | Solar Inverter |  | OUTDOOR
SRP06762 | SUNTECH POWER | STP190-18/UB-1 | 190 | 30 | 146.4 | 35 |  | Solar | FIXED | Roof
SRP06762 | SMA AMERICA | SB6000U (208V) | 6000 | 1 |  |  | 0.97 | Solar Inverter |  | INDOOR
SRP06763 | CHANGZHOU TRINA SOLAR ENERGY CO | TSM-185D | 235 | 46 | 164 | 20 |  | Solar | FIXED | Roof
SRP06763 | SMA AMERICA | SB4000US (208V) | 4000 | 1 |  |  | 0.96 | Solar Inverter |  | Inside
SRP06763 | SMA AMERICA | SB6000U (240V) | 6000 | 1 |  |  | 0.97 | Solar Inverter |  | Inside
SRP06765 | SUNTECH POWER | STP190-18/UB-1 | 190 | 10 | 201 | 15 |  | Solar | FIXED | Roof
SRP06765 | SUNTECH POWER | STP190-18/UB-1 | 190 | 28 | 111 | 25 |  | Solar | FIXED | Roof
SRP06765 | PV POWERED | PVP2000 | 2000 | 1 |  |  | 0.92 | Solar Inverter |  | OUTDOOR
SRP06765 | PV POWERED | PVP4800 | 4800 | 1 |  |  | 0.96 | Solar Inverter |  | OUTDOOR
SRP06766 | CHANGZHOU TRINA SOLAR ENERGY CO | TSM-185D | 235 | 25 | 238 | 34 |  | Solar | FIXED | Roof
SRP06766 | ENPHASE ENERGY | M200-32-208-S01 | 215 | 25 |  |  | 0.963 | Solar Inverter |  | OUTDOOR
SRP06767 | BP SOLAR | BP3170N | 215 | 22 | 146 | 20 |  | Solar | FIXED | Roof
SRP06767 | SMA AMERICA | SB3800U (240V) | 3800 | 1 |  |  | 0.968 | Solar Inverter |  | INDOOR
SRP06771 | SOLARWORLD | SW185MONO | 235 | 1022 | 181 | 20 |  | Solar | FIXED | Roof
SRP06771 | ADVANCED ENERGY INDUSTRIES | 3159000-110 | 100000 | 2 |  |  | 0.96 | Solar Inverter |  | OUTDOOR
SRP06772 | SUNTECH POWER | STP210S-18/UB-1 | 245 | 31 | 239 | 36 |  | Solar | FIXED | Roof
SRP06772 | SUNTECH POWER | STP210S-18/UB-1 | 245 | 9 | 149 | 42 |  | Solar | FIXED | Roof
SRP06772 | ADVANCED ENERGY INDUSTRIES | 3159000-104 | 4200 | 1 |  |  | 0.96 | Solar Inverter |  | Inside
SRP06772 | ADVANCED ENERGY INDUSTRIES | 3159000-104 | 4200 | 1 |  |  | 0.96 | Solar Inverter |  | Inside
SRP06773 | SANYO ELECTRIC | HIP-205BA19 | 225 | 35 | 180 | 28 |  | Solar | FIXED | Roof
SRP06773 | FRONIUS USA |  | 7500 | 1 |  |  | 0.96 | Solar Inverter |  | INDOOR
SRP06774 | SOLARWORLD | SW185MONO | 255 | 21 | 160 | 15 |  | Solar | FIXED | Roof
SRP06774 | SOLARWORLD | SW185MONO | 255 | 2 | 243 | 15 |  | Solar | FIXED | Roof
SRP06774 | SOLARWORLD | SW185MONO | 255 | 2 | 250 | 15 |  | Solar | FIXED | Roof
SRP06774 | SOLARWORLD | SW185MONO | 255 | 2 | 250 | 40 |  | Solar | FIXED | Roof
SRP06774 | SUNPOWER | SPR-315E-WHT-U | 320 | 30 | 160 | 15 |  | Solar | FIXED | Roof
SRP06774 | ENPHASE ENERGY | M200-32-240-S02 | 230 | 27 |  |  | 0.955 | Solar Inverter |  | OUTDOOR
SRP06774 | SUNPOWER CORP (ORIGINAL MFRSMA) | SPR-4000M (208V) | 4000 | 1 |  |  | 0.968 | Solar Inverter |  | OUTDOOR
SRP06774 | SUNPOWER CORP (ORIGINAL MFRSMA) | SPR-5000M (240V) | 5000 | 1 |  |  | 0.968 | Solar Inverter |  | Outside
SRP06776 | CANADIAN SOLAR | CS6P-230 | 235 | 168 | 165 | 8 |  | Solar | FIXED | Roof
SRP06776 | SMA AMERICA | SB6000U (240V) | 6000 | 6 |  |  | 0.97 | Solar Inverter |  | Inside
SRP06777 | UNKNOWN | UNKNOWN | 255 | 43 | 197 | 23 |  | Solar | FIXED | Roof
SRP06777 | SMA AMERICA | SB1100U | 2500 | 3 |  |  | 0.973 | Solar Inverter |  | INDOOR
SRP06777 | SMA AMERICA | SB1100U | 3000 | 1 |  |  | 0.969 | Solar Inverter |  | INDOOR
SRP06778 | PACIFIC SOLAR PTY LIMITED | PP-USA-213-B5 | 250 | 24 | 190 | 23 |  | Solar | FIXED | Roof
SRP06778 | POWER-ONE | PVI-6000-OUTD-US (208 V) | 6000 | 1 |  |  | 0.97 | Solar Inverter |  | INDOOR
SRP06779 | SHARP | NT-188U1 | 240 | 689 | 184 | 5 |  | Solar | FIXED | Roof
SRP06779 | SATCON TECHNOLOGY | PVS-135 (208 V) | 135000 | 1 |  |  | 0.96 | Solar Inverter |  | INDOOR
SRP06780 | SOLYNDRA | SL-002-182U | 200 | 2530 | 209 | 0 |  | Solar | FIXED | Roof
SRP06780 | SATCON TECHNOLOGY | PVS-375 (480 V) | 375000 | 1 |  |  | 0.96 | Solar Inverter |  | OUTDOOR
SRP06781 | NINGBO SOLAR ELECTRIC POWER | TDB125X125-72-P 150W | 280 | 444 | 209 | 10 |  | Solar | FIXED | Roof
SRP06781 | SMA AMERICA | SB3000US (208V) | 3000 | 1 |  |  | 0.96 | Solar Inverter |  | OUTDOOR
SRP06781 | SMA AMERICA | SB1100U | 10000 | 12 |  |  | 0.983 | Solar Inverter |  | OUTDOOR
SRP06783 | EPV SOLAR | EPV-50 | 460 | 756 | 160 | 18 |  | Solar | FIXED | Ground
SRP06783 | EPV SOLAR | EPV-50 | 480 | 2643 | 105 | 9 |  | Solar | FIXED | Ground
SRP06783 | EPV SOLAR | EPV-50 | 480 | 2316 | 125 | 9 |  | Solar | FIXED | Ground
SRP06783 | EPV SOLAR | EPV-50 | 480 | 1332 | 140 | 9 |  | Solar | FIXED | Ground
SRP06783 | EPV SOLAR | EPV-50 | 500 | 1872 | 120 | 9 |  | Solar | FIXED | Ground
SRP06783 | ENPHASE ENERGY | M200-32-208-S01 | 350000 | 1 |  |  | 0.98 | Solar Inverter |  | OUTDOOR
SRP06783 | ENPHASE ENERGY | M200-32-208-S01 | 530000 | 1 |  |  | 0.98 | Solar Inverter |  | Outside
SRP06783 | ENPHASE ENERGY | M200-32-240-S01 | 880000 | 1 |  |  | 0.98 | Solar Inverter |  | Outside
SRP06783 | ENPHASE ENERGY | M200-32-208-S01 | 1060000 | 1 |  |  | 0.98 | Solar Inverter |  | Outside
SRP06783 | ENPHASE ENERGY | M200-32-240-S02 | 1060000 | 1 |  |  | 0.98 | Solar Inverter |  | Outside
SRP06785 | ET SOLAR INDUSTRY | ET-P672230 | 230 | 9 | 170 | 35 |  | Solar | FIXED | Roof
SRP06785 | FRONIUS USA | IG 2000 | 2000 | 1 |  |  | 0.952 | Solar Inverter |  | Outside
SRP06786 | CHANGZHOU TRINA SOLAR ENERGY CO | TSM-185D | 235 | 44 | 208 | 10 |  | Solar | FIXED | Roof
SRP06786 | ENPHASE ENERGY | M200-32-208-S01 | 215 | 44 |  |  | 0.963 | Solar Inverter |  | OUTDOOR
SRP06787 | SUNTECH POWER | STP190-18/UB-1 | 190 | 30 | 180 | 35 |  | Solar | FIXED | Ground
SRP06787 | SMA AMERICA | SB5000US (208V) | 5000 | 1 |  |  | 0.96 | Solar Inverter |  | Outside
SRP06788 | BP SOLAR | BP3170N | 215 | 27 | 153 | 45 |  | Solar | FIXED | Roof
SRP06788 | SMA AMERICA | SB1100U-SBD | 2000 | 3 |  |  | 0.96 | Solar Inverter |  | INDOOR
SRP06789 | SUNPOWER | SPR-225-BLK-U | 225 | 10 | 103 | 31 |  | Solar | FIXED | Roof
SRP06789 | SUNPOWER | SPR-225-BLK-U | 225 | 14 | 193 | 47 |  | Solar | FIXED | Roof
SRP06789 | SUNPOWER CORP (ORIGINAL MFRFRONIUS) | SPR-3300F-208 | 3000 | 1 |  |  | 0.96 | Solar Inverter |  | INDOOR
SRP06789 | SUNPOWER CORP (ORIGINAL MFRFRONIUS) | SPR-4000F-208 | 4000 | 1 |  |  | 0.96 | Solar Inverter |  | INDOOR
SRP06790 | SUNPOWER | SPR-230-WHT-U | 240 | 19 | 144 | 12 |  | Solar | FIXED | Roof
SRP06790 | SUNPOWER | SPR-230-WHT-U | 240 | 5 | 144 | 15 |  | Solar | FIXED | Roof
SRP06790 | ENPHASE ENERGY | M200-32-208-S01 | 210 | 24 |  |  | 0.96 | Solar Inverter |  | Outside
SRP06791 | SUNPOWER | SPR-225-BLK-U | 225 | 14 | 174 | 38 |  | Solar | FIXED | Roof
SRP06791 | SUNPOWER CORP (ORIGINAL MFRSMA) | SPR-3000M (208V) | 3000 | 1 |  |  | 0.966 | Solar Inverter |  | INDOOR
SRP06792 | SANYO ELECTRIC | HIP-190DA3 | 190 | 35 | 181 | 34 |  | Solar | FIXED | Roof
SRP06792 | SMA AMERICA | SB6000U (208V) | 6000 | 1 |  |  | 0.97 | Solar Inverter |  | INDOOR
SRP06793 | SUNTECH POWER | STP190S-18/UB-1 | 190 | 28 | 155 | 24 |  | Solar | FIXED | Roof
SRP06793 | PV POWERED | PVP4800 | 4800 | 1 |  |  | 0.96 | Solar Inverter |  | Outside
SRP06794 | UNKNOWN | UNKNOWN | 250 | 910 | 217 | 5 |  | Solar | FIXED | Roof
SRP06794 | SATCON TECHNOLOGY | PVS-100 (208 V) | 100000 | 2 |  |  | 0.97 | Solar Inverter |  | OUTDOOR
SRP06795 | SUNTECH POWER | STP210S-18/UB-1 | 245 | 12 | 133 | 22 |  | Solar | FIXED | Roof
SRP06795 | SUNTECH POWER | STP210S-18/UB-1 | 245 | 9 | 223 | 22 |  | Solar | FIXED | Roof
SRP06795 | POWER-ONE | PVI-5000-OUTD-US (208 V) | 5000 | 1 |  |  | 0.97 | Solar Inverter |  | Outside
SRP06798 | ET SOLAR INDUSTRY | ET-P672280 | 275 | 8 | 186 | 25 |  | Solar | FIXED | Roof
SRP06798 | ET SOLAR INDUSTRY | ET-P672275 | 275 | 8 | 186 | 32 |  | Solar | FIXED | Roof
SRP06798 | FRONIUS USA | IG 4000 NEG | 4000 | 1 |  |  | 0.952 | Solar Inverter |  | Inside
SRP06799 | SUNPOWER | SPR-230-WHT-U | 230 | 32 | 200 | 25 |  | Solar | FIXED | Roof
SRP06799 | SUNPOWER CORP (ORIGINAL MFRSMA) | SPR-7000M (240V) | 7000 | 1 |  |  | 0.971 | Solar Inverter |  | Outside
SRP06800 | BAODING YINGLI NEW ENERGY RESOURCES CO | YL175(156) | 235 | 14 | 220 | 40 |  | Solar | FIXED | Roof
SRP06800 | FRONIUS USA |  | 3800 | 1 |  |  | 0.95 | Solar Inverter |  | INDOOR
SRP06801 | SOLARWORLD | SW185MONO | 245 | 41 | 230 | 22.6 |  | Solar | FIXED | Roof
SRP06801 | ENPHASE ENERGY | M200-32-208-S01 | 215 | 13 |  |  | 0.95 | Solar Inverter |  | OUTDOOR
SRP06801 | ENPHASE ENERGY | M200-32-240-S02 | 215 | 28 |  |  | 0.95 | Solar Inverter |  | Outside
SRP06802 | CHANGZHOU TRINA SOLAR ENERGY CO | TSM-185D | 230 | 39 | 250 | 28 |  | Solar | FIXED | Roof
SRP06802 | ENPHASE ENERGY | M200-32-208-S01 | 215 | 39 |  |  | 0.96 | Solar Inverter |  | OUTDOOR
SRP06803 | KYOCERA SOLAR | KD210GX-LP | 245 | 6 | 72 | 32 |  | Solar | FIXED | Roof
SRP06803 | KYOCERA SOLAR | KD210GX-LP | 245 | 6 | 252 | 32 |  | Solar | FIXED | Roof
SRP06803 | KYOCERA SOLAR | KD210GX-L | 245 | 4 | 162 | 40 |  | Solar | FIXED | Roof
SRP06803 | ENPHASE ENERGY | M200-32-208-S01 | 215 | 16 |  |  | 0.96 | Solar Inverter |  | OUTDOOR
SRP06805 | BAODING YINGLI NEW ENERGY RESOURCES CO | YL175(156) | 235 | 14 | 217 | 28 |  | Solar | FIXED | Roof
SRP06805 | BAODING YINGLI NEW ENERGY RESOURCES CO | YL175(156) | 235 | 16 | 127 | 35 |  | Solar | FIXED | Roof
SRP06805 | ENPHASE ENERGY | M200-32-208-S01 | 215 | 30 |  |  | 0.96 | Solar Inverter |  | OUTDOOR
SRP06806 | REC SCANMODULE | SCM230 | 235 | 88 | 177 | 30 |  | Solar | FIXED | Ground
SRP06806 | FRONIUS USA |  | 10000 | 2 |  |  | 0.97 | Solar Inverter |  | INDOOR
SRP06811 | CANADIAN SOLAR | CS5P-230 | 230 | 68 | 133 | 10 |  | Solar | FIXED | Roof
SRP06811 | SMA AMERICA | SB5000US (208V) | 5000 | 3 |  |  | 0.965 | Solar Inverter |  | Inside
SRP06812 | CHANGZHOU TRINA SOLAR ENERGY CO | TSM-185D | 235 | 26 | 254.4 | 20 |  | Solar | FIXED | Roof
SRP06812 | ADVANCED ENERGY INDUSTRIES | 3159000-104 | 6000 | 1 |  |  | 0.97 | Solar Inverter |  | INDOOR
SRP06813 | CHANGZHOU TRINA SOLAR ENERGY CO | TSM-185D | 235 | 24 | 167 | 30 |  | Solar | FIXED | Roof
SRP06813 | PV POWERED | PVP4800 | 4800 | 1 |  |  | 0.96 | Solar Inverter |  | INDOOR
SRP06814 | SUNPOWER | SPR-225-BLK-U | 225 | 36 | 183 | 34 |  | Solar | FIXED | Roof
SRP06814 | SUNPOWER CORP (ORIGINAL MFRSMA) | SPR-7000M (240V) | 8000 | 1 |  |  | 0.96 | Solar Inverter |  | INDOOR
SRP06815 | SUNTECH POWER | STP190S-18/UB-1 | 190 | 30 | 168 | 20 |  | Solar | FIXED | Roof
SRP06815 | KACO | 3601XI | 5000 | 1 |  |  | 0.955 | Solar Inverter |  | OUTDOOR
SRP06816 | SUNTECH POWER | STP190S-18/UB-1 | 190 | 26 | 218 | 39 |  | Solar | FIXED | Roof
SRP06816 | POWER-ONE | PVI-5000-OUTD-US (240 V) | 5000 | 1 |  |  | 0.965 | Solar Inverter |  | OUTDOOR
SRP06817 | CHANGZHOU TRINA SOLAR ENERGY CO | TSM-185D | 235 | 42 | 200 | 17 |  | Solar | FIXED | Roof
SRP06817 | SMA AMERICA | SB3000US (208V) | 3000 | 1 |  |  | 0.96 | Solar Inverter |  | Inside
SRP06817 | SMA AMERICA | SB6000U (208V) | 6000 | 1 |  |  | 0.97 | Solar Inverter |  | INDOOR
SRP06818 | CHANGZHOU TRINA SOLAR ENERGY CO | TSM-185D | 235 | 14 | 204 | 35 |  | Solar | FIXED | Roof
SRP06818 | PV POWERED | PVP3000 | 3000 | 1 |  |  | 0.935 | Solar Inverter |  | Outside
SRP06819 | SUNTECH POWER | STP190-18/UB-1 | 190 | 30 | 157.2 | 15 |  | Solar | FIXED | Roof
SRP06819 | SMA AMERICA | SB6000U (208V) | 6000 | 1 |  |  | 0.97 | Solar Inverter |  | OUTDOOR
SRP06820 | CHANGZHOU TRINA SOLAR ENERGY CO | TSM-185D | 240 | 28 | 173 | 27 |  | Solar | FIXED | Roof
SRP06820 | PV POWERED | PVP3000 | 3000 | 1 |  |  | 0.92 | Solar Inverter |  | Outside
SRP06820 | PV POWERED | PVP3000 | 3000 | 1 |  |  | 0.92 | Solar Inverter |  | Outside
SRP06821 | CHANGZHOU TRINA SOLAR ENERGY CO | TSM-185D | 235 | 20 | 102.3 | 30 |  | Solar | FIXED | Roof
SRP06821 | PV POWERED | PVP4800 | 4800 | 1 |  |  | 0.96 | Solar Inverter |  | OUTDOOR
SRP06822 | CHANGZHOU TRINA SOLAR ENERGY CO | TSM-185D | 235 | 22 | 117 | 45 |  | Solar | FIXED | Roof
SRP06822 | PV POWERED | PVP4800 | 4800 | 1 |  |  | 0.96 | Solar Inverter |  | INDOOR
SRP06823 | CHANGZHOU TRINA SOLAR ENERGY CO | TSM-185D | 235 | 14 | 168 | 35 |  | Solar | FIXED | Roof
SRP06823 | PV POWERED | PVP3000 | 3000 | 1 |  |  | 0.935 | Solar Inverter |  | Inside
SRP06824 | CHANGZHOU TRINA SOLAR ENERGY CO | TSM-185D | 240 | 18 | 162.8 | 25 |  | Solar | FIXED | Roof
SRP06824 | PV POWERED | PVP4800 | 4800 | 1 |  |  | 0.96 | Solar Inverter |  | INDOOR
SRP06825 | CHANGZHOU TRINA SOLAR ENERGY CO | TSM-185D | 240 | 39 | 225 | 20 |  | Solar | FIXED | Roof
SRP06825 | CHANGZHOU TRINA SOLAR ENERGY CO | TSM-185D | 240 | 8 | 135 | 38 |  | Solar | FIXED | Roof
SRP06825 | SMA AMERICA | SB3000US (208V) | 3000 | 1 |  |  | 0.96 | Solar Inverter |  | INDOOR
SRP06825 | SMA AMERICA | SB7000US (240V) | 8000 | 1 |  |  | 0.965 | Solar Inverter |  | INDOOR
SRP06826 | CHANGZHOU TRINA SOLAR ENERGY CO | TSM-185D | 235 | 40 | 195 | 20 |  | Solar | FIXED | Roof
SRP06826 | PV POWERED | PVP4800 | 4800 | 1 |  |  | 0.96 | Solar Inverter |  | INDOOR
SRP06826 | PV POWERED | PVP4800 | 4800 | 1 |  |  | 0.96 | Solar Inverter |  | INDOOR
SRP06827 | SUNTECH POWER | STP190-18/UB-1 | 190 | 44 | 210.4 | 35 |  | Solar | FIXED | Roof
SRP06827 | SMA AMERICA | SB7000US (277V) | 8000 | 1 |  |  | 0.965 | Solar Inverter |  | Outside
SRP06828 | BAODING YINGLI NEW ENERGY RESOURCES CO | YL175(156) | 235 | 637 | 196 | 11 |  | Solar | FIXED | Roof
SRP06828 | SATCON TECHNOLOGY | PVS-135 (240 V) | 135000 | 1 |  |  | 0.96 | Solar Inverter |  | OUTDOOR
SRP06829 | CHANGZHOU TRINA SOLAR ENERGY CO | TSM-185D | 235 | 26 | 198.6 | 20 |  | Solar | FIXED | Roof
SRP06829 | SMA AMERICA | SB6000U (240V) | 6000 | 1 |  |  | 0.97 | Solar Inverter |  | INDOOR
SRP06830 | SOLARWORLD | SW185MONO | 255 | 10 | 144 | 30 |  | Solar | FIXED | Roof
SRP06830 | SOLARWORLD | SW185MONO | 255 | 9 | 234 | 30 |  | Solar | FIXED | Roof
SRP06830 | SMA AMERICA | SWR2100U | 2000 | 1 |  |  | 0.969 | Solar Inverter |  | Inside
SRP06830 | SMA AMERICA | SWR2500U (208V) | 2500 | 1 |  |  | 0.973 | Solar Inverter |  | Inside
SRP06831 | BP SOLAR | BP3170N | 220 | 52 | 117 | 18.5 |  | Solar | FIXED | Roof
SRP06831 | BP SOLAR | BP3170N | 220 | 11 | 207 | 22.5 |  | Solar | FIXED | Roof
SRP06831 | SMA AMERICA | SB3000US (208V) | 2000 | 1 |  |  | 0.973 | Solar Inverter |  | INDOOR
SRP06831 | SMA AMERICA | SB7000US (277V) | 10000 | 1 |  |  | 0.983 | Solar Inverter |  | INDOOR
SRP06835 | SILIKEN MANUFACTURING USA | SLK60P6L 233 WP | 245 | 35 | 228 | 16 |  | Solar | FIXED | Roof
SRP06835 | SMA AMERICA | SB7000US (277V) | 8000 | 1 |  |  | 0.97 | Solar Inverter |  | OUTDOOR
SRP06837 | SUNTECH POWER | STP190S-18/UB-1 | 185 | 47 | 197 | 20 |  | Solar | FIXED | Roof
SRP06837 | KACO | 1501XI | 3500 | 1 |  |  | 0.955 | Solar Inverter |  | Inside
SRP06837 | KACO | 1501XI | 5000 | 1 |  |  | 0.955 | Solar Inverter |  | INDOOR
SRP06839 | CHANGZHOU TRINA SOLAR ENERGY CO | TSM-185D | 230 | 52 | 190 | 26 |  | Solar | FIXED | Roof
SRP06839 | SMA AMERICA | SB4000US (208V) | 4000 | 1 |  |  | 0.96 | Solar Inverter |  | OUTDOOR
SRP06839 | SMA AMERICA | SB7000US (277V) | 8000 | 1 |  |  | 0.96 | Solar Inverter |  | OUTDOOR
SRP06840 | SUNPOWER | SPR-225-BLK-U | 225 | 24 | 240 | 30 |  | Solar | FIXED | Roof
SRP06840 | SUNPOWER CORP (ORIGINAL MFRSMA) | SPR-5000M (208V) | 5000 | 1 |  |  | 0.97 | Solar Inverter |  | INDOOR
SRP06842 | MATRIX SOLAR/PHOTOWATT | PW1650-175 | 235 | 39 | 209 | 45 |  | Solar | FIXED | Roof
SRP06842 | SMA AMERICA | SB7000US (277V) | 8000 | 1 |  |  | 0.95 | Solar Inverter |  | INDOOR
SRP06843 | SUNPOWER | SPR-315E-WHT-U | 320 | 708 | 168 | 5 |  | Solar | FIXED | Roof
SRP06843 | SUNPOWER | SPR-315E-WHT-U | 320 | 948 | 211 | 5 |  | Solar | FIXED | Roof
SRP06843 | SATCON TECHNOLOGY | PVS-500 (480 V) | 500000 | 1 |  |  | 0.97 | Solar Inverter |  | OUTDOOR
SRP06844 | SUNPOWER | SPR-230-WHT-U | 230 | 14 | 135 | 23 |  | Solar | FIXED | Roof
SRP06844 | SUNPOWER CORP (ORIGINAL MFRSMA) | SPR-3000M (208V) | 3000 | 1 |  |  | 0.97 | Solar Inverter |  | OUTDOOR
SRP06845 | CHANGZHOU TRINA SOLAR ENERGY CO | TSM-185D | 240 | 414 | 215 | 0 |  | Solar | FIXED | Roof
SRP06845 | FRONIUS USA | FRONIUS DATALOGGER EASY BOX | 55500 | 2 |  |  | 0.95 | Solar Inverter |  | Outside
SRP06846 | CHANGZHOU TRINA SOLAR ENERGY CO | TSM-185D | 235 | 44 | 128 | 26 |  | Solar | FIXED | Roof
SRP06846 | SMA AMERICA | SB5000US (208V) | 5000 | 2 |  |  | 0.968 | Solar Inverter |  | OUTDOOR
SRP06847 | BAODING YINGLI NEW ENERGY RESOURCES CO | YL175(156) | 235 | 27 | 219 | 22 |  | Solar | FIXED | Roof
SRP06847 | POWER-ONE | PVI-6000-OUTD-US (208 V) | 6000 | 1 |  |  | 0.965 | Solar Inverter |  | INDOOR
SRP06848 | SUNPOWER | SPR-230-WHT-U | 240 | 42 | 164 | 37 |  | Solar | FIXED | Roof
SRP06848 | SUNPOWER CORP (ORIGINAL MFRSMA) | SPR-4000M (208V) | 4000 | 1 |  |  | 0.968 | Solar Inverter |  | INDOOR
SRP06848 | SUNPOWER CORP (ORIGINAL MFRSMA) | SPR-6000M (208V) | 6000 | 1 |  |  | 0.97 | Solar Inverter |  | INDOOR
SRP06849 | MITSUBISHI ELECTRIC | PV-UE135MF5N | 255 | 5 | 112 | 3 |  | Solar | FIXED | Roof
SRP06849 | MITSUBISHI ELECTRIC | PV-UE135MF5N | 255 | 5 | 112 | 26 |  | Solar | FIXED | Roof
SRP06849 | MITSUBISHI ELECTRIC | PV-UE135MF5N | 255 | 7 | 202 | 26 |  | Solar | FIXED | Roof
SRP06849 | ENPHASE ENERGY | M200-32-240-S02 | 215 | 5 |  |  | 0.963 | Solar Inverter |  | OUTDOOR
SRP06849 | ENPHASE ENERGY | M200-32-240-S02 | 215 | 5 |  |  | 0.963 | Solar Inverter |  | OUTDOOR
SRP06849 | ENPHASE ENERGY | M200-32-240-S02 | 215 | 7 |  |  | 0.963 | Solar Inverter |  | OUTDOOR
SRP06850 | BAODING YINGLI NEW ENERGY RESOURCES CO | YL175(156) | 235 | 8 | 197 | 18 |  | Solar | FIXED | Roof
SRP06850 | BAODING YINGLI NEW ENERGY RESOURCES CO | YL175(156) | 235 | 24 | 197 | 30 |  | Solar | FIXED | Roof
SRP06850 | ENPHASE ENERGY | M200-32-240-S02 | 215 | 32 |  |  | 0.96 | Solar Inverter |  | Outside
SRP06851 | CHANGZHOU TRINA SOLAR ENERGY CO | TSM-185D | 230 | 42 | 164 | 30 |  | Solar | FIXED | Roof
SRP06851 | ENPHASE ENERGY | M200-32-240-S02 | 215 | 42 |  |  | 0.97 | Solar Inverter |  | OUTDOOR
SRP06852 | CHANGZHOU TRINA SOLAR ENERGY CO | TSM-185D | 235 | 36 | 180 | 20 |  | Solar | FIXED | Roof
SRP06852 | SMA AMERICA | SB7000US (208V) | 7000 | 1 |  |  | 0.97 | Solar Inverter |  | INDOOR
SRP06853 | CANADIAN SOLAR | CS6P-230 | 230 | 48 | 189 | 37 |  | Solar | FIXED | Roof
SRP06853 | ENPHASE ENERGY | M200-32-240-S02 | 215 | 48 |  |  | 0.95 | Solar Inverter |  | OUTDOOR
SRP06854 | ISOFOTON | I-100/12 | 225 | 12 | 207 | 37 |  | Solar | FIXED | Roof
SRP06854 | ISOFOTON | I-100/12 | 225 | 22 | 207 | 40 |  | Solar | FIXED | Roof
SRP06854 | ENPHASE ENERGY | M200-32-240-S02 | 215 | 12 |  |  | 0.963 | Solar Inverter |  | OUTDOOR
SRP06854 | ENPHASE ENERGY | M200-32-240-S02 | 215 | 22 |  |  | 0.963 | Solar Inverter |  | OUTDOOR
SRP06855 | ET SOLAR INDUSTRY | ET-P672275 | 275 | 27 | 194 | 34 |  | Solar | FIXED | Roof
SRP06855 | ET SOLAR INDUSTRY | ET-P672275 | 275 | 10 | 104 | 45 |  | Solar | FIXED | Roof
SRP06855 | SMA AMERICA | SWR2500U (240V) | 2500 | 1 |  |  | 0.969 | Solar Inverter |  | INDOOR
SRP06855 | SMA AMERICA | SB7000US (208V) | 7000 | 1 |  |  | 0.971 | Solar Inverter |  | INDOOR
SRP06856 | REC SCANMODULE | SCM230 | 240 | 36 | 186 | 26 |  | Solar | FIXED | Roof
SRP06856 | ENPHASE ENERGY | M200-32-240-S02 | 215 | 36 |  |  | 0.96 | Solar Inverter |  | OUTDOOR
SRP06857 | CANADIAN SOLAR | CS6P-230 | 235 | 18 | 213 | 33 |  | Solar | FIXED | Roof
SRP06857 | ENPHASE ENERGY | M175-24-240-S02 | 190 | 18 |  |  | 0.95 | Solar Inverter |  | OUTDOOR
SRP06860 | BAODING YINGLI NEW ENERGY RESOURCES CO | YL175(156) | 230 | 24 | 212 | 32 |  | Solar | FIXED | Roof
SRP06860 | SMA AMERICA | SB5000US (208V) | 5000 | 1 |  |  | 0.955 | Solar Inverter |  | INDOOR
SRP06861 | SHARP | ND-V230A1 | 240 | 6 | 65 | 2 |  | Solar | FIXED | Roof
SRP06861 | SHARP | ND-V230A1 | 240 | 22 | 155 | 2 |  | Solar | FIXED | Roof
SRP06861 | SHARP | ND-V230A1 | 240 | 5 | 245 | 2 |  | Solar | FIXED | Roof
SRP06861 | SHARP | ND-V230A1 | 240 | 4 | 155 | 4 |  | Solar | FIXED | Roof
SRP06861 | SHARP | ND-U230C1 | 240 | 9 | 155 | 27 |  | Solar | FIXED | Roof
SRP06861 | SHARP | ND-V230A1 | 240 | 22 | 155 | 34 |  | Solar | FIXED | Roof
SRP06861 | ENPHASE ENERGY | M200-32-240-S02 | 215 | 68 |  |  | 0.96 | Solar Inverter |  | OUTDOOR
SRP06862 | CANADIAN SOLAR | CS6P-230 | 230 | 14 | 167 | 37 |  | Solar | FIXED | Roof
SRP06862 | CANADIAN SOLAR | CS6P-230 | 230 | 16 | 167 | 45 |  | Solar | FIXED | Roof
SRP06862 | POWER-ONE | PVI-6000-OUTD-US (208 V) | 6000 | 1 |  |  | 0.96 | Solar Inverter |  | INDOOR
SRP06863 | BAODING YINGLI NEW ENERGY RESOURCES CO | YL175(156) | 235 | 126 | 180 | 30 |  | Solar | FIXED | Ground
SRP06863 | PV POWERED | PVP30KW-480 | 35000 | 1 |  |  | 0.97 | Solar Inverter |  | OUTDOOR
SRP06864 | SUNTECH POWER | STP190S-18/UB-1 | 190 | 30 | 219 | 38 |  | Solar | FIXED | Roof
SRP06864 | SMA AMERICA | SB6000U (208V) | 6000 | 1 |  |  | 0.97 | Solar Inverter |  | INDOOR
SRP06865 | SUNTECH POWER | STP190S-18/UB-1 | 190 | 8 | 190 | 10 |  | Solar | FIXED | Roof
SRP06865 | SUNTECH POWER | STP190S-18/UB-1 | 190 | 47 | 190 | 35 |  | Solar | FIXED | Roof
SRP06865 | SMA AMERICA | SB3000US (208V) | 3000 | 1 |  |  | 0.96 | Solar Inverter |  | INDOOR
SRP06865 | SMA AMERICA | SB4000US (208V) | 4000 | 1 |  |  | 0.96 | Solar Inverter |  | INDOOR
SRP06865 | SMA AMERICA | SB5000US (240V) | 5000 | 1 |  |  | 0.96 | Solar Inverter |  | Inside
SRP06867 | CHANGZHOU TRINA SOLAR ENERGY CO | TSM-185D | 235 | 12 | 113 | 30 |  | Solar | FIXED | Roof
SRP06867 | CHANGZHOU TRINA SOLAR ENERGY CO | TSM-185D | 235 | 39 | 203 | 35 |  | Solar | FIXED | Roof
SRP06867 | PV POWERED | PVP2500 | 2500 | 1 |  |  | 0.945 | Solar Inverter |  | INDOOR
SRP06867 | SMA AMERICA | SB7000US (208V) | 8000 | 1 |  |  | 0.965 | Solar Inverter |  | INDOOR
SRP06868 | CHANGZHOU TRINA SOLAR ENERGY CO | TSM-185D | 240 | 36 | 173 | 20 |  | Solar | FIXED | Roof
SRP06868 | SMA AMERICA | SB7000US (277V) | 7000 | 1 |  |  | 0.965 | Solar Inverter |  | Inside
SRP06869 | SUNTECH POWER | STP190S-18/UB-1 | 190 | 8 | 100 | 25 |  | Solar | FIXED | Roof
SRP06869 | SUNTECH POWER | STP190S-18/UB-1 | 190 | 36 | 190 | 25 |  | Solar | FIXED | Roof
SRP06869 | SMA AMERICA | SB3000US (208V) | 3000 | 1 |  |  | 0.96 | Solar Inverter |  | Outside
SRP06869 | SMA AMERICA | SB7000US (240V) | 7000 | 1 |  |  | 0.97 | Solar Inverter |  | Outside
SRP06871 | CANADIAN SOLAR | CS6P-230 | 235 | 24 | 128 | 39 |  | Solar | FIXED | Roof
SRP06871 | ENPHASE ENERGY | M200-32-240-S02 | 190 | 24 |  |  | 0.95 | Solar Inverter |  | OUTDOOR
SRP06872 | CANADIAN SOLAR | CS6P-230 | 235 | 13 | 230 | 39 |  | Solar | FIXED | Roof
SRP06872 | ENPHASE ENERGY | M200-32-240-S02 | 190 | 13 |  |  | 0.955 | Solar Inverter |  | OUTDOOR
SRP06876 | SHARP | NU-U240F2 | 240 | 741 | 150 | 10 |  | Solar | FIXED | Roof
SRP06876 | SATCON TECHNOLOGY | PVS-30 (208 V) | 30000 | 1 |  |  | 0.967 | Solar Inverter |  | Outside
SRP06876 | SATCON TECHNOLOGY | PVS-50 (480 V) | 50000 | 1 |  |  | 0.967 | Solar Inverter |  | Outside
SRP06876 | SATCON TECHNOLOGY | PVS-100 (208 V) | 100000 | 1 |  |  | 0.967 | Solar Inverter |  | Outside
SRP06877 | CANADIAN SOLAR | CS6P-230 | 235 | 15 | 217 | 38 |  | Solar | FIXED | Roof
SRP06877 | ENPHASE ENERGY | M200-32-240-S02 | 190 | 15 |  |  | 0.955 | Solar Inverter |  | OUTDOOR
SRP06878 | CANADIAN SOLAR | CS6P-235PX | 235 | 12 | 215 | 42 |  | Solar | FIXED | Roof
SRP06878 | ENPHASE ENERGY | M190-72-240-SXX (-NA) | 190 | 12 |  |  | 0.955 | Solar Inverter |  | OUTDOOR
SRP06879 | CANADIAN SOLAR | CS6P-230 | 235 | 4 | 127 | 18 |  | Solar | FIXED | Roof
SRP06879 | CANADIAN SOLAR | CS6P-230 | 235 | 9 | 127 | 33 |  | Solar | FIXED | Roof
SRP06879 | ENPHASE ENERGY | M200-32-240-S02 | 190 | 4 |  |  | 0.955 | Solar Inverter |  | OUTDOOR
SRP06879 | ENPHASE ENERGY | M200-32-240-S02 | 190 | 9 |  |  | 0.955 | Solar Inverter |  | OUTDOOR
SRP06880 | SHARP | NU-U240F2 | 240 | 117 | 150 | 10 |  | Solar | FIXED | Roof
SRP06880 | SATCON TECHNOLOGY | PVS-30 (208 V) | 30000 | 1 |  |  | 0.95 | Solar Inverter |  | OUTDOOR
SRP06881 | SOLARWORLD | SW185MONO | 245 | 5 | 182 | 25 |  | Solar | FIXED | Roof
SRP06881 | SOLARWORLD | SW185MONO | 245 | 29 | 272 | 30 |  | Solar | FIXED | Roof
SRP06881 | SOLARWORLD | SW185MONO | 245 | 8 | 182 | 35 |  | Solar | FIXED | Roof
SRP06881 | SOLARWORLD | SW185MONO | 245 | 8 | 182 | 40 |  | Solar | FIXED | Roof
SRP06881 | ENPHASE ENERGY | M200-32-208-S01 | 215 | 50 |  |  | 0.96 | Solar Inverter |  | OUTDOOR
SRP06882 | CANADIAN SOLAR | CS6P-230 | 235 | 6 | 218 | 23 |  | Solar | FIXED | Roof
SRP06882 | CANADIAN SOLAR | CS6P-230 | 235 | 4 | 308 | 23 |  | Solar | FIXED | Roof
SRP06882 | ENPHASE ENERGY | M200-32-240-S02 | 190 | 10 |  |  | 0.955 | Solar Inverter |  | OUTDOOR
SRP06883 | MITSUBISHI ELECTRIC | PV-MF110EC3 | 235 | 42 | 147 | 28 |  | Solar | FIXED | Roof
SRP06883 | SMA AMERICA | SB1100U-SBD | 2000 | 2 |  |  | 0.973 | Solar Inverter |  | Inside
SRP06883 | SMA AMERICA | SB5000US | 5000 | 1 |  |  | 0.968 | Solar Inverter |  | Inside
SRP06885 | SOLARWORLD | SW185MONO | 240 | 33 | 168 | 33 |  | Solar | FIXED | Roof
SRP06885 | ENPHASE ENERGY | M200-32-208-S01 | 215 | 33 |  |  | 0.96 | Solar Inverter |  | OUTDOOR
SRP06886 | PACIFIC SOLAR PTY LIMITED | PP-USA-213-S5 | 250 | 22 | 267 | 8 |  | Solar | FIXED | Roof
SRP06886 | PACIFIC SOLAR PTY LIMITED | PP-USA-213-S5 | 250 | 36 | 267 | 23 |  | Solar | FIXED | Roof
SRP06886 | SMA AMERICA | SB4000US (208V) | 4000 | 1 |  |  | 0.97 | Solar Inverter |  | INDOOR
SRP06886 | SMA AMERICA | SB7000US (240V) | 7000 | 1 |  |  | 0.97 | Solar Inverter |  | INDOOR
SRP06887 | PACIFIC SOLAR PTY LIMITED | PP-USA-213-S5 | 250 | 26 | 147 | 15 |  | Solar | FIXED | Roof
SRP06887 | SMA AMERICA | SB6000U (208V) | 6000 | 1 |  |  | 0.97 | Solar Inverter |  | INDOOR
SRP06888 | CONERGY AG | S 175MU | 230 | 42 | 180 | 32 |  | Solar | FIXED | Ground
SRP06888 | SMA AMERICA | SB7000US (277V) | 8000 | 1 |  |  | 0.96 | Solar Inverter |  | OUTDOOR
SRP06889 | PACIFIC SOLAR PTY LIMITED | PP-USA-213-S5 | 250 | 39 | 192 | 17 |  | Solar | FIXED | Roof
SRP06889 | SMA AMERICA | SB7000US (277V) | 8000 | 1 |  |  | 0.96 | Solar Inverter |  | INDOOR
SRP06890 | CHANGZHOU TRINA SOLAR ENERGY CO | TSM-185D | 230 | 33 | 230 | 28 |  | Solar | FIXED | Roof
SRP06890 | SMA AMERICA | SB7000US (208V) | 7000 | 1 |  |  | 0.969 | Solar Inverter |  | OUTDOOR
SRP06891 | SUNTECH POWER | STP210S-18/UB-1 | 230 | 3738 | 194 | 10 |  | Solar | FIXED | Roof
SRP06891 | PV POWERED | PVP100KW-208 | 260000 | 3 |  |  | 0.97 | Solar Inverter |  | OUTDOOR
SRP06893 | SHARP | NU-U240F2 | 240 | 117 | 130 | 10 |  | Solar | FIXED | Roof
SRP06893 | SATCON TECHNOLOGY | PVS-30 (208 V) | 30000 | 1 |  |  | 0.95 | Solar Inverter |  | OUTDOOR
SRP06895 | SUNTECH POWER | STP190S-18/UB-1 | 190 | 12 | 101 | 20 |  | Solar | FIXED | Roof
SRP06895 | SUNTECH POWER | STP190S-18/UB-1 | 190 | 18 | 191 | 20 |  | Solar | FIXED | Roof
SRP06895 | PV POWERED | PVP2500 | 2500 | 1 |  |  | 0.92 | Solar Inverter |  | Inside
SRP06895 | PV POWERED | PVP3500 | 3500 | 1 |  |  | 0.935 | Solar Inverter |  | Inside
SRP06896 | CHANGZHOU TRINA SOLAR ENERGY CO | TSM-185D | 240 | 39 | 85 | 28 |  | Solar | FIXED | Roof
SRP06896 | SMA AMERICA | SB7000US (277V) | 8000 | 1 |  |  | 0.965 | Solar Inverter |  | INDOOR
SRP06898 | SUNTECH POWER | STP190S-18/UB-1 | 190 | 36 | 183.5 | 34 |  | Solar | FIXED | Roof
SRP06898 | SMA AMERICA | SB7000US (240V) | 7000 | 1 |  |  | 0.97 | Solar Inverter |  | Outside
SRP06899 | SUNTECH POWER | STP190-18/UB-1 | 190 | 16 | 180 | 20 |  | Solar | FIXED | Roof
SRP06899 | PV POWERED | PVP3000 | 3000 | 1 |  |  | 0.935 | Solar Inverter |  | Outside
SRP06900 | SUNTECH POWER | STP190-18/UB-1 | 190 | 46 | 237.2 | 20 |  | Solar | FIXED | Roof
SRP06900 | PV POWERED | PVP3500 | 3500 | 1 |  |  | 0.955 | Solar Inverter |  | OUTDOOR
SRP06900 | PV POWERED | PVP4800 | 4800 | 1 |  |  | 0.96 | Solar Inverter |  | OUTDOOR
SRP06901 | BAODING YINGLI NEW ENERGY RESOURCES CO | 110(17)P1447X663 | 235 | 168 | 190 | 10 |  | Solar | FIXED | Roof
SRP06901 | SMA AMERICA | SB5000US (208V) | 5000 | 4 |  |  | 0.97 | Solar Inverter |  | Inside
SRP06901 | SMA AMERICA | SB7000US (208V) | 7000 | 2 |  |  | 0.956 | Solar Inverter |  | INDOOR
SRP06902 | CHANGZHOU TRINA SOLAR ENERGY CO | TSM-185D | 235 | 105 | 140 | 30 |  | Solar | FIXED | Roof
SRP06902 | SMA AMERICA | SB7000US (208V) | 7000 | 3 |  |  | 0.97 | Solar Inverter |  | OUTDOOR
SRP06903 | CHANGZHOU TRINA SOLAR ENERGY CO | TSM-185D | 235 | 44 | 126 | 27 |  | Solar | FIXED | Roof
SRP06903 | PV POWERED | PVP4800 | 4800 | 2 |  |  | 0.96 | Solar Inverter |  | INDOOR
SRP06904 | UNKNOWN | UNKNOWN | 235 | 96 | 166 | 10 |  | Solar | FIXED | Roof
SRP06904 | FRONIUS USA |  | 9995 | 2 |  |  | 0.97 | Solar Inverter |  | OUTDOOR
SRP06905 | SUNTECH POWER | STP190-18/UB-1 | 190 | 30 | 117 | 32 |  | Solar | FIXED | Roof
SRP06905 | SUNTECH POWER | STP190S-18/UB-1 | 190 | 10 | 207 | 37 |  | Solar | FIXED | Roof
SRP06905 | PV POWERED | PVP2000 | 2000 | 1 |  |  | 0.92 | Solar Inverter |  | INDOOR
SRP06905 | SMA AMERICA | SB6000U (277V) | 6000 | 1 |  |  | 0.97 | Solar Inverter |  | INDOOR
SRP06906 | CHANGZHOU TRINA SOLAR ENERGY CO | TSM-185D | 240 | 42 | 148 | 20 |  | Solar | FIXED | Roof
SRP06906 | PV POWERED | PVP4800 | 4800 | 2 |  |  | 0.96 | Solar Inverter |  | Outside
SRP06907 | SCHUCO USA |  | 190 | 30 | 150 | 30 |  | Solar | FIXED | Roof
SRP06907 | SCHUCO USA |  | 190 | 18 | 240 | 45 |  | Solar | FIXED | Roof
SRP06907 | SCHUCO USA | SB3000US (208V) | 3000 | 1 |  |  | 0.97 | Solar Inverter |  | OUTDOOR
SRP06907 | SCHUCO USA | SB5000US (208V) | 5000 | 1 |  |  | 0.97 | Solar Inverter |  | OUTDOOR
SRP06908 | CHANGZHOU TRINA SOLAR ENERGY CO | TSM-185D | 230 | 28 | 206 | 37 |  | Solar | FIXED | Roof
SRP06908 | SMA AMERICA | SB1100U | 2000 | 3 |  |  | 0.973 | Solar Inverter |  | INDOOR
SRP06909 | CHANGZHOU TRINA SOLAR ENERGY CO | TSM-185D | 240 | 24 | 174 | 40 |  | Solar | FIXED | Roof
SRP06909 | SMA AMERICA | SB6000US (240V) | 6000 | 1 |  |  | 0.97 | Solar Inverter |  | INDOOR
SRP06911 | KYOCERA SOLAR | KD210GX-LP | 220 | 24 | 153 | 34 |  | Solar | FIXED | Roof
SRP06911 | SMA AMERICA | SB5000US (208V) | 5000 | 1 |  |  | 0.955 | Solar Inverter |  | INDOOR
SRP06912 | KYOCERA SOLAR | KD210GX-LP | 215 | 16 | 117 | 26 |  | Solar | FIXED | Roof
SRP06912 | KYOCERA SOLAR | KD210GX-LP | 215 | 9 | 207 | 26 |  | Solar | FIXED | Roof
SRP06912 | FRONIUS USA | IG 2000 NEG | 2000 | 1 |  |  | 0.935 | Solar Inverter |  | INDOOR
SRP06912 | FRONIUS USA | IG 4000 NEG | 4000 | 1 |  |  | 0.94 | Solar Inverter |  | INDOOR
SRP06913 | MATRIX SOLAR/PHOTOWATT | PW1650-175 | 235 | 33 | 172 | 29 |  | Solar | FIXED | Roof
SRP06913 | ENPHASE ENERGY | M200-32-240-S02 | 215 | 33 |  |  | 0.96 | Solar Inverter |  | OUTDOOR
SRP06914 | SHARP | ND-224UC1 | 240 | 9 | 114 | 9 |  | Solar | FIXED | Roof
SRP06914 | SHARP | ND-224UC1 | 240 | 18 | 114 | 13 |  | Solar | FIXED | Roof
SRP06914 | SHARP | ND-224UC1 | 240 | 14 | 204 | 23 |  | Solar | FIXED | Roof
SRP06914 | SHARP | ND-224UC1 | 240 | 4 | 114 | 25 |  | Solar | FIXED | Roof
SRP06914 | SHARP | ND-224UC1 | 240 | 3 | 114 | 38 |  | Solar | FIXED | Roof
SRP06914 | ENPHASE ENERGY | M200-32-208-S01 | 215 | 48 |  |  | 0.963 | Solar Inverter |  | OUTDOOR
SRP06915 | SOLARWORLD | SW185MONO | 255 | 123 | 127 | 5 |  | Solar | FIXED | Roof
SRP06915 | SOLARWORLD | SW185MONO | 255 | 619 | 217 | 5 |  | Solar | FIXED | Roof
SRP06915 | ENPHASE ENERGY | M200-32-240-S02 | 215 | 742 |  |  | 0.963 | Solar Inverter |  | OUTDOOR
SRP06917 | SOLYNDRA | SL-002-182U | 200 | 348 | 137 | 0 |  | Solar | FIXED | Roof
SRP06917 | PV POWERED | PVP30KW-208 | 50000 | 1 |  |  | 0.96 | Solar Inverter |  | OUTDOOR
SRP06921 | ECOSOLARGY | ECO230A156P-60 | 230 | 840 | 180 | 18 |  | Solar | FIXED | Ground
SRP06921 | ECOSOLARGY | ECO235A156P-60 | 235 | 83776 | 180 | 18 |  | Solar | FIXED | Ground
SRP06921 | SATCON TECHNOLOGY | PVS-500 (480 V) | 500000 | 32 |  |  | 0.976 | Solar Inverter |  | OUTDOOR
SRP06922 | SOLARWORLD | SW185MONO | 250 | 360 | 208 | 10 |  | Solar | FIXED | Roof
SRP06922 | PV POWERED | PVP100KW-208 | 100000 | 1 |  |  | 0.96 | Solar Inverter |  | OUTDOOR
SRP06923 | BAODING YINGLI NEW ENERGY RESOURCES CO | YL175(156) | 235 | 14 | 253 | 25 |  | Solar | FIXED | Roof
SRP06923 | FRONIUS USA |  | 3800 | 1 |  |  | 0.95 | Solar Inverter |  | INDOOR
SRP06926 | BAODING YINGLI NEW ENERGY RESOURCES CO | YL175(156) | 235 | 20 | 178 | 10 |  | Solar | FIXED | Roof
SRP06926 | BAODING YINGLI NEW ENERGY RESOURCES CO | YL175(156) | 235 | 7 | 88 | 14 |  | Solar | FIXED | Roof
SRP06926 | BAODING YINGLI NEW ENERGY RESOURCES CO | YL175(156) | 235 | 7 | 268 | 14 |  | Solar | FIXED | Roof
SRP06926 | BAODING YINGLI NEW ENERGY RESOURCES CO | YL175(156) | 235 | 8 | 88 | 20 |  | Solar | FIXED | Roof
SRP06926 | BAODING YINGLI NEW ENERGY RESOURCES CO | YL175(156) | 235 | 16 | 178 | 20 |  | Solar | FIXED | Roof
SRP06926 | BAODING YINGLI NEW ENERGY RESOURCES CO | YL175(156) | 235 | 8 | 268 | 20 |  | Solar | FIXED | Roof
SRP06926 | SOLECTRIA RENEWABLES | PVI 3000 (208V) | 3300 | 1 |  |  | 0.975 | Solar Inverter |  | INDOOR
SRP06926 | SOLECTRIA RENEWABLES | PVI60KW-208 | 6000 | 2 |  |  | 0.975 | Solar Inverter |  | INDOOR
SRP06927 | SUNTECH POWER | STP210S-18/UB-1 | 245 | 156 | 177 | 6 |  | Solar | FIXED | Roof
SRP06927 | SUNTECH POWER | STP210S-18/UB-1 | 245 | 169 | 87 | 15 |  | Solar | FIXED | Roof
SRP06927 | SUNTECH POWER | STP210S-18/UB-1 | 245 | 130 | 267 | 16 |  | Solar | FIXED | Roof
SRP06927 | PV POWERED | PVP30KW-LV-208 | 35000 | 2 |  |  | 0.97 | Solar Inverter |  | INDOOR
SRP06927 | PV POWERED | PVP30KW-LV-480 | 35000 | 1 |  |  | 0.97 | Solar Inverter |  | INDOOR
SRP06928 | CHANGZHOU TRINA SOLAR ENERGY CO | TSM-185D | 230 | 22 | 154 | 23 |  | Solar | FIXED | Roof
SRP06928 | SMA AMERICA | SB5000US (208V) | 5000 | 1 |  |  | 0.968 | Solar Inverter |  | OUTDOOR
SRP06931 | BP SOLAR | SX3200W | 215 | 32 | 200 | 50 |  | Solar | FIXED | Roof
SRP06931 | FRONIUS USA | IG 2000 | 2000 | 1 |  |  | 0.952 | Solar Inverter |  | INDOOR
SRP06931 | FRONIUS USA | IG 5100 | 5100 | 1 |  |  | 0.952 | Solar Inverter |  | INDOOR
SRP06934 | CHANGZHOU TRINA SOLAR ENERGY CO | TSM-185D | 230 | 22 | 130.3 | 26 |  | Solar | FIXED | Roof
SRP06934 | SMA AMERICA | SB4000US (208V) | 4000 | 1 |  |  | 0.968 | Solar Inverter |  | OUTDOOR
SRP06935 | CHANGZHOU TRINA SOLAR ENERGY CO | TSM-185D | 230 | 39 | 258 | 18 |  | Solar | FIXED | Roof
SRP06935 | SMA AMERICA | SB7000US (277V) | 8000 | 1 |  |  | 0.965 | Solar Inverter |  | OUTDOOR
SRP06936 | BP SOLAR | BP175 B | 215 | 5 | 228 | 12 |  | Solar | FIXED | Roof
SRP06936 | BP SOLAR | BP175 B | 215 | 14 | 228 | 45 |  | Solar | FIXED | Roof
SRP06936 | ENPHASE ENERGY | M200-32-208-S01 | 215 | 5 |  |  | 0.963 | Solar Inverter |  | OUTDOOR
SRP06936 | FRONIUS USA | IG 3000 | 3000 | 1 |  |  | 0.952 | Solar Inverter |  | OUTDOOR
SRP06941 | SUNTECH POWER | STP190S-18/UB-1 | 190 | 32 | 184.6 | 32 |  | Solar | FIXED | Roof
SRP06941 | SMA AMERICA | SB6000U (208V) | 6000 | 1 |  |  | 0.97 | Solar Inverter |  | INDOOR
SRP06942 | SUNTECH POWER | STP190-18/UB-1 | 190 | 44 | 229.6 | 30 |  | Solar | FIXED | Roof
SRP06942 | SMA AMERICA | SB7000US (277V) | 8000 | 1 |  |  | 0.965 | Solar Inverter |  | OUTDOOR
SRP06944 | CHANGZHOU TRINA SOLAR ENERGY CO | TSM-185D | 235 | 13 | 202.1 | 20 |  | Solar | FIXED | Roof
SRP06944 | SMA AMERICA | SB4000US (208V) | 4000 | 1 |  |  | 0.96 | Solar Inverter |  | Outside
SRP06945 | SOLYNDRA | SL-002-182U | 191 | 864 | 160 | 0 |  | Solar | FIXED | Roof
SRP06945 | SATCON TECHNOLOGY | PVS-135 (208 V) | 135000 | 1 |  |  | 0.96 | Solar Inverter |  | OUTDOOR
SRP06946 | BP SOLAR | SX3200B | 215 | 8 | 123 | 18 |  | Solar | FIXED | Roof
SRP06946 | BP SOLAR | SX3200B | 215 | 22 | 205 | 18 |  | Solar | FIXED | Roof
SRP06946 | FRONIUS USA | IG 2000 | 2000 | 1 |  |  | 0.95 | Solar Inverter |  | OUTDOOR
SRP06946 | FRONIUS USA | IG 5100 | 5100 | 1 |  |  | 0.95 | Solar Inverter |  | OUTDOOR
SRP06947 | BP SOLAR | BP3170N | 215 | 14 | 188 | 20 |  | Solar | FIXED | Roof
SRP06947 | BP SOLAR | SX3200W | 215 | 9 | 188 | 30 |  | Solar | FIXED | Roof
SRP06947 | FRONIUS USA | IG 2000 | 2000 | 1 |  |  | 0.95 | Solar Inverter |  | OUTDOOR
SRP06947 | FRONIUS USA | IG 4000 | 4000 | 1 |  |  | 0.95 | Solar Inverter |  | OUTDOOR
SRP06948 | CANADIAN SOLAR | CS6P-230 | 230 | 402 | 156 | 10 |  | Solar | FIXED | Roof
SRP06948 | SMA AMERICA | SB7000US (240V) | 8000 | 6 |  |  | 0.985 | Solar Inverter |  | OUTDOOR
SRP06948 | SMA AMERICA | SB1100U | 10000 | 3 |  |  | 0.985 | Solar Inverter |  | OUTDOOR
SRP06949 | ISOFOTON | I-100/12 | 225 | 39 | 186 | 20 |  | Solar | FIXED | Roof
SRP06949 | ENPHASE ENERGY | M200-32-208-S01 | 215 | 39 |  |  | 0.963 | Solar Inverter |  | OUTDOOR
SRP06950 | SOLAR POWER (SPI) | SP205FP12 | 225 | 42 | 212 | 23 |  | Solar | FIXED | Roof
SRP06950 | ENPHASE ENERGY | M200-32-208-S01 | 215 | 42 |  |  | 0.963 | Solar Inverter |  | OUTDOOR
SRP06951 | CHANGZHOU TRINA SOLAR ENERGY CO | TSM-185D | 240 | 39 | 180 | 0 |  | Solar | FIXED | Roof
SRP06951 | CHANGZHOU TRINA SOLAR ENERGY CO | TSM-185D | 240 | 7 | 217 | 10 |  | Solar | FIXED | Roof
SRP06951 | CHANGZHOU TRINA SOLAR ENERGY CO | TSM-185D | 240 | 4 | 217 | 20 |  | Solar | FIXED | Roof
SRP06951 | SMA AMERICA | SB3000US (208V) | 2000 | 1 |  |  | 0.95 | Solar Inverter |  | Inside
SRP06951 | SMA AMERICA | SB3000US (208V) | 2500 | 1 |  |  | 0.95 | Solar Inverter |  | Inside
SRP06951 | SMA AMERICA | SB7000US (277V) | 7000 | 1 |  |  | 0.96 | Solar Inverter |  | OUTDOOR
SRP06952 | CHANGZHOU TRINA SOLAR ENERGY CO | TSM-185D | 235 | 23 | 120 | 30 |  | Solar | FIXED | Roof
SRP06952 | CHANGZHOU TRINA SOLAR ENERGY CO | TSM-185D | 235 | 17 | 210 | 30 |  | Solar | FIXED | Roof
SRP06952 | ENPHASE ENERGY | M200-32-208-S01 | 215 | 40 |  |  | 0.96 | Solar Inverter |  | OUTDOOR
SRP06953 | BAODING YINGLI NEW ENERGY RESOURCES CO | YL175(156) | 235 | 30 | 128 | 26 |  | Solar | FIXED | Roof
SRP06953 | SMA AMERICA | SB6000U (208V) | 6000 | 1 |  |  | 0.965 | Solar Inverter |  | INDOOR
SRP06954 | BAODING YINGLI NEW ENERGY RESOURCES CO | YL175(156) | 235 | 40 | 177 | 34 |  | Solar | FIXED | Roof
SRP06954 | BAODING YINGLI NEW ENERGY RESOURCES CO | YL175(156) | 235 | 13 | 87 | 45 |  | Solar | FIXED | Roof
SRP06954 | FRONIUS USA | IG 3000 | 3000 | 1 |  |  | 0.95 | Solar Inverter |  | INDOOR
SRP06954 | FRONIUS USA |  | 10000 | 1 |  |  | 0.95 | Solar Inverter |  | INDOOR
SRP06955 | CHANGZHOU TRINA SOLAR ENERGY CO | TSM-185D | 235 | 10 | 154.7 | 37 |  | Solar | FIXED | Roof
SRP06955 | CHANGZHOU TRINA SOLAR ENERGY CO | TSM-185D | 235 | 20 | 244.7 | 37 |  | Solar | FIXED | Roof
SRP06955 | PV POWERED | PVP2500 | 2500 | 1 |  |  | 0.945 | Solar Inverter |  | OUTDOOR
SRP06955 | SMA AMERICA | SB5000US (208V) | 5000 | 1 |  |  | 0.96 | Solar Inverter |  | OUTDOOR
SRP06956 | SUNTECH POWER | STP190S-18/UB-1 | 185 | 14 | 180 | 30 |  | Solar | FIXED | Roof
SRP06956 | ENPHASE ENERGY | M200-32-208-S01 | 190 | 14 |  |  | 0.96 | Solar Inverter |  | OUTDOOR
SRP06957 | CHANGZHOU TRINA SOLAR ENERGY CO | TSM-185D | 235 | 33 | 152.4 | 24 |  | Solar | FIXED | Roof
SRP06957 | SMA AMERICA | SB7000US (208V) | 7000 | 1 |  |  | 0.97 | Solar Inverter |  | INDOOR
SRP06958 | SUNTECH POWER | STP190-18/UB-1 | 190 | 21 | 160 | 25 |  | Solar | FIXED | Roof
SRP06958 | PV POWERED | PVP3500 | 3500 | 1 |  |  | 0.955 | Solar Inverter |  | INDOOR
SRP06960 | SUNTECH POWER | STP190-18/UB-1 | 190 | 48 | 124.7 | 29 |  | Solar | FIXED | Roof
SRP06960 | PV POWERED | PVP4800 | 4800 | 2 |  |  | 0.96 | Solar Inverter |  | OUTDOOR
SRP06961 | CHANGZHOU TRINA SOLAR ENERGY CO | TSM-185D | 230 | 26 | 179 | 25 |  | Solar | FIXED | Roof
SRP06961 | SMA AMERICA | SB6000U (240V) | 6000 | 1 |  |  | 0.97 | Solar Inverter |  | INDOOR
SRP06962 | CHANGZHOU TRINA SOLAR ENERGY CO | TSM-185D | 240 | 16 | 119 | 10 |  | Solar | FIXED | Roof
SRP06962 | CHANGZHOU TRINA SOLAR ENERGY CO | TSM-185D | 240 | 12 | 299 | 10 |  | Solar | FIXED | Roof
SRP06962 | CHANGZHOU TRINA SOLAR ENERGY CO | TSM-185D | 240 | 30 | 209 | 20 |  | Solar | FIXED | Roof
SRP06962 | PV POWERED | PVP2500 | 2500 | 1 |  |  | 0.945 | Solar Inverter |  | Outside
SRP06962 | PV POWERED | PVP3500 | 3500 | 1 |  |  | 0.955 | Solar Inverter |  | OUTDOOR
SRP06962 | SMA AMERICA | SB7000US (240V) | 7000 | 1 |  |  | 0.97 | Solar Inverter |  | OUTDOOR
SRP06963 | CHANGZHOU TRINA SOLAR ENERGY CO | TSM-185D | 235 | 18 | 126.5 | 20 |  | Solar | FIXED | Roof
SRP06963 | PV POWERED | PVP4800 | 4800 | 1 |  |  | 0.96 | Solar Inverter |  | OUTDOOR
SRP06964 | SUNTECH POWER | STP190-18/UB-1 | 190 | 16 | 188 | 20 |  | Solar | FIXED | Roof
SRP06964 | SUNTECH POWER | STP190-18/UB-1 | 190 | 36 | 278 | 20 |  | Solar | FIXED | Roof
SRP06964 | SMA AMERICA | SB3000US (208V) | 3000 | 1 |  |  | 0.96 | Solar Inverter |  | INDOOR
SRP06964 | SMA AMERICA | SB7000US (240V) | 7000 | 1 |  |  | 0.97 | Solar Inverter |  | INDOOR
SRP06965 | SUNTECH POWER | STP190-18/UB-1 | 190 | 52 | 201.8 | 25 |  | Solar | FIXED | Roof
SRP06965 | PV POWERED | PVP4800 | 4800 | 1 |  |  | 0.96 | Solar Inverter |  | Outside
SRP06965 | PV POWERED | PVP4800 | 4800 | 1 |  |  | 0.96 | Solar Inverter |  | Outside
SRP06966 | SUNTECH POWER | STP190-18/UB-1 | 190 | 52 | 188.6 | 28 |  | Solar | FIXED | Roof
SRP06966 | PV POWERED | PVP4800 | 4800 | 2 |  |  | 0.96 | Solar Inverter |  | INDOOR
SRP06968 | CHANGZHOU TRINA SOLAR ENERGY CO | TSM-185D | 240 | 30 | 222 | 36 |  | Solar | FIXED | Roof
SRP06968 | CHANGZHOU TRINA SOLAR ENERGY CO | TSM-185D | 240 | 10 | 132 | 38 |  | Solar | FIXED | Roof
SRP06968 | SMA AMERICA | SB3000US (208V) | 3000 | 1 |  |  | 0.96 | Solar Inverter |  | INDOOR
SRP06968 | SMA AMERICA | SB7000US (208V) | 7000 | 1 |  |  | 0.97 | Solar Inverter |  | INDOOR
SRP06969 | SUNTECH POWER | STP190-18/UB-1 | 190 | 55 | 183 | 20 |  | Solar | FIXED | Roof
SRP06969 | PV POWERED | PVP4800 | 4800 | 1 |  |  | 0.96 | Solar Inverter |  | INDOOR
SRP06969 | PV POWERED | PVP4800 | 4800 | 1 |  |  | 0.96 | Solar Inverter |  | Inside
SRP06970 | SUZHOU SHENGLONG PV-TECH | SLSM-185D | 185 | 782 | 196 | 29 |  | Solar | FIXED | Roof
SRP06970 | SUZHOU SHENGLONG PV-TECH | SLSM-180D | 190 | 18285 | 187 | 27 |  | Solar | FIXED | Roof
SRP06970 | SUZHOU SHENGLONG PV-TECH | SLSM-230P | 230 | 14022 | 204 | 27 |  | Solar | FIXED | Roof
SRP06970 | SMA AMERICA | SB3000HFUS-30 (208V) | 3000 | 40 |  |  | 0.96 | Solar Inverter |  | OUTDOOR
SRP06970 | SMA AMERICA | SB4000US (208V) | 4000 | 70 |  |  | 0.96 | Solar Inverter |  | OUTDOOR
SRP06970 | SMA AMERICA | SB5000US (208V) | 5000 | 133 |  |  | 0.96 | Solar Inverter |  | OUTDOOR
SRP06970 | SMA AMERICA | SB6000US (208V) | 6000 | 81 |  |  | 0.97 | Solar Inverter |  | OUTDOOR
SRP06970 | SMA AMERICA | SB7000US (208V) | 7000 | 248 |  |  | 0.97 | Solar Inverter |  | OUTDOOR
SRP06970 | SMA AMERICA | SB8000TL-US (208V) | 8000 | 379 |  |  | 0.98 | Solar Inverter |  | OUTDOOR
SRP06971 | SOLARWORLD | SW185MONO | 230 | 19 | 209 | 10 |  | Solar | FIXED | Roof
SRP06971 | ENPHASE ENERGY | M200-32-240-S01 | 215 | 19 |  |  | 0.963 | Solar Inverter |  | OUTDOOR
SRP06972 | SUNTECH POWER | STP170S-24/AB-1 | 280 | 253 | 192 | 10 |  | Solar | FIXED | Roof
SRP06972 | PV POWERED | PVP30KW-208 | 35000 | 2 |  |  | 0.97 | Solar Inverter |  | OUTDOOR
SRP06973 | SUNTECH POWER | STP200-18/UB-1 | 275 | 374 | 185 | 10 |  | Solar | FIXED | Roof
SRP06973 | PV POWERED | PVP75KW-208 | 100000 | 1 |  |  | 0.97 | Solar Inverter |  | OUTDOOR
SRP06974 | SUNTECH POWER | STP210S-18/UB-1 | 280 | 605 | 220 | 10 |  | Solar | FIXED | Roof
SRP06974 | PV POWERED | PVP75KW-208 | 75000 | 2 |  |  | 0.97 | Solar Inverter |  | OUTDOOR
SRP06975 | SUNTECH POWER | STP210-18/UB-1 | 280 | 638 | 217 | 10 |  | Solar | FIXED | Roof
SRP06975 | PV POWERED | PVP75KW-208 | 75000 | 2 |  |  | 0.97 | Solar Inverter |  | OUTDOOR
SRP06976 | CHANGZHOU TRINA SOLAR ENERGY CO | TSM-185D | 230 | 28 | 97 | 20 |  | Solar | FIXED | Roof
SRP06976 | SMA AMERICA | SB6000US (208V) | 6000 | 1 |  |  | 0.968 | Solar Inverter |  | OUTDOOR
SRP06977 | CHANGZHOU TRINA SOLAR ENERGY CO | TSM-185D | 230 | 36 | 170 | 33 |  | Solar | FIXED | Roof
SRP06977 | SMA AMERICA | SB7000US (277V) | 7000 | 1 |  |  | 0.969 | Solar Inverter |  | INDOOR
SRP06978 | CHANGZHOU TRINA SOLAR ENERGY CO | TSM-185D | 235 | 32 | 92 | 35 |  | Solar | FIXED | Roof
SRP06978 | CHANGZHOU TRINA SOLAR ENERGY CO | TSM-185D | 235 | 16 | 180 | 35 |  | Solar | FIXED | Roof
SRP06978 | ENPHASE ENERGY | M200-32-240-S02 | 215 | 16 |  |  | 0.96 | Solar Inverter |  | INDOOR
SRP06978 | ENPHASE ENERGY | M200-32-240-S02 | 215 | 32 |  |  | 0.96 | Solar Inverter |  | INDOOR
SRP06979 | CHANGZHOU TRINA SOLAR ENERGY CO | TSM-185D | 235 | 13 | 140 | 32 |  | Solar | FIXED | Roof
SRP06979 | CHANGZHOU TRINA SOLAR ENERGY CO | TSM-185D | 235 | 22 | 230 | 32 |  | Solar | FIXED | Roof
SRP06979 | SMA AMERICA | SB1100U | 2500 | 1 |  |  | 0.96 | Solar Inverter |  | Outside
SRP06979 | SMA AMERICA | SB5000US (208V) | 5000 | 1 |  |  | 0.968 | Solar Inverter |  | Outside
SRP06980 | CANADIAN SOLAR | CS6P-230 | 290 | 737 | 184 | 10 |  | Solar | FIXED | Roof
SRP06980 | SATCON TECHNOLOGY | PVS-75 (208 V) | 75000 | 1 |  |  | 0.96 | Solar Inverter |  | OUTDOOR
SRP06980 | SATCON TECHNOLOGY | PVS-100 (208 V) | 100000 | 1 |  |  | 0.96 | Solar Inverter |  | OUTDOOR
SRP06981 | CANADIAN SOLAR | CS6P-230 | 290 | 693 | 201 | 10 |  | Solar | FIXED | Roof
SRP06981 | SATCON TECHNOLOGY | PVS-75 (208 V) | 75000 | 1 |  |  | 0.96 | Solar Inverter |  | OUTDOOR
SRP06981 | SATCON TECHNOLOGY | PVS-100 (208 V) | 100000 | 1 |  |  | 0.96 | Solar Inverter |  | OUTDOOR
SRP06982 | CANADIAN SOLAR | CS6P-230 | 290 | 748 | 175 | 10 |  | Solar | FIXED | Roof
SRP06982 | SATCON TECHNOLOGY | PVS-100 (208 V) | 100000 | 2 |  |  | 0.96 | Solar Inverter |  | OUTDOOR
SRP06983 | CANADIAN SOLAR | CS6P-230 | 290 | 693 | 140 | 11 |  | Solar | FIXED | Roof
SRP06983 | SATCON TECHNOLOGY | PVS-75 (240 V) | 75000 | 1 |  |  | 0.96 | Solar Inverter |  | OUTDOOR
SRP06983 | SATCON TECHNOLOGY | PVS-100 (240 V) | 100000 | 1 |  |  | 0.96 | Solar Inverter |  | OUTDOOR
SRP06984 | CANADIAN SOLAR | CS6P-230 | 290 | 693 | 173 | 10 |  | Solar | FIXED | Roof
SRP06984 | SATCON TECHNOLOGY | PVS-75 (208 V) | 75000 | 1 |  |  | 0.96 | Solar Inverter |  | OUTDOOR
SRP06984 | SATCON TECHNOLOGY | PVS-100 (208 V) | 100000 | 1 |  |  | 0.96 | Solar Inverter |  | OUTDOOR
SRP06985 | CANADIAN SOLAR | CS6P-230 | 290 | 429 | 211 | 10 |  | Solar | FIXED | Roof
SRP06985 | SATCON TECHNOLOGY | PVS-100 (208 V) | 100000 | 1 |  |  | 0.96 | Solar Inverter |  | INDOOR
SRP06986 | SOLAR POWER (SPI) | SP170FM22 | 225 | 39 | 104 | 30 |  | Solar | FIXED | Roof
SRP06986 | ENPHASE ENERGY | M200-32-240-S02 | 215 | 39 |  |  | 0.963 | Solar Inverter |  | OUTDOOR
SRP06987 | CHANGZHOU TRINA SOLAR ENERGY CO | TSM-185D | 230 | 74 | 185 | 27 |  | Solar | FIXED | Roof
SRP06987 | ENPHASE ENERGY | M175-24-208-S | 190 | 6 |  |  | 0.96 | Solar Inverter |  | Outside
SRP06987 | ENPHASE ENERGY | M200-32-240-S02 | 380 | 34 |  |  | 0.96 | Solar Inverter |  | OUTDOOR
SRP06988 | CANADIAN SOLAR | CS6P-230 | 290 | 726 | 133 | 10 |  | Solar | FIXED | Roof
SRP06988 | SATCON TECHNOLOGY | PVS-75 (240 V) | 75000 | 1 |  |  | 0.96 | Solar Inverter |  | OUTDOOR
SRP06988 | SATCON TECHNOLOGY | PVS-100 (240 V) | 100000 | 1 |  |  | 0.96 | Solar Inverter |  | OUTDOOR
SRP06990 | CANADIAN SOLAR | CS6P-230 | 290 | 836 | 180 | 10 |  | Solar | FIXED | Roof
SRP06990 | SATCON TECHNOLOGY | PVS-100 (480 V) | 100000 | 2 |  |  | 0.96 | Solar Inverter |  | OUTDOOR
SRP06991 | SOLARWORLD | SW185MONO | 230 | 896 | 214 | 10 |  | Solar | FIXED | Roof
SRP06991 | SATCON TECHNOLOGY | PVS-100 (208 V) | 100000 | 2 |  |  | 0.97 | Solar Inverter |  | OUTDOOR
SRP06992 | CANADIAN SOLAR | CS6P-230 | 290 | 693 | 172 | 10 |  | Solar | FIXED | Roof
SRP06992 | SATCON TECHNOLOGY | PVS-75 (240 V) | 75000 | 1 |  |  | 0.96 | Solar Inverter |  | OUTDOOR
SRP06992 | SATCON TECHNOLOGY | PVS-100 (240 V) | 100000 | 1 |  |  | 0.96 | Solar Inverter |  | OUTDOOR
SRP06993 | CHANGZHOU TRINA SOLAR ENERGY CO | TSM-185D | 235 | 37 | 169 | 34 |  | Solar | FIXED | Roof
SRP06993 | ENPHASE ENERGY | M200-32-208-S01 | 215 | 37 |  |  | 0.96 | Solar Inverter |  | OUTDOOR
SRP06994 | SUNTECH POWER | STP190S-18/UB-1 | 190 | 22 | 154 | 30 |  | Solar | FIXED | Roof
SRP06994 | SUNTECH POWER | STP190-18/UB-1 | 190 | 22 | 154 | 32 |  | Solar | FIXED | Roof
SRP06994 | SCHUCO USA | SB7000US (277V) | 8000 | 1 |  |  | 0.96 | Solar Inverter |  | Outside
SRP06995 | ET SOLAR INDUSTRY | ET-P654220 | 230 | 868 | 265 | 3 |  | Solar | FIXED | Ground
SRP06995 | PV POWERED | PVP75KW-208 | 75000 | 1 |  |  | 0.95 | Solar Inverter |  | OUTDOOR
SRP06995 | PV POWERED | PVP100KW-208 | 100000 | 1 |  |  | 0.96 | Solar Inverter |  | OUTDOOR
SRP06996 | SHARP | ND-224UC1 | 240 | 364 | 180 | 34 |  | Solar | FIXED | Ground
SRP06996 | ADVANCED ENERGY INDUSTRIES | 3159000-104 | 75000 | 1 |  |  | 0.966 | Solar Inverter |  | OUTDOOR
SRP06997 | SHARP | ND-224U2 | 240 | 403 | 180 | 34 |  | Solar | FIXED | Ground
SRP06997 | ADVANCED ENERGY INDUSTRIES | 3159000-104 | 75000 | 1 |  |  | 0.966 | Solar Inverter |  | OUTDOOR
SRP06998 | BP SOLAR | SX3200W | 175 | 30 | 192 | 32 |  | Solar | FIXED | Roof
SRP06998 | KACO | 3601XI | 5000 | 1 |  |  | 0.955 | Solar Inverter |  | OUTDOOR
SRP06999 | SHARP | ND-224U1F | 240 | 104 | 180 | 34 |  | Solar | FIXED | Ground
SRP06999 | ADVANCED ENERGY INDUSTRIES | 3159000-104 | 35000 | 1 |  |  | 0.966 | Solar Inverter |  | OUTDOOR
SRP07000 | BAODING YINGLI NEW ENERGY RESOURCES CO | YL175(156) | 230 | 118 | 204 | 10 |  | Solar | FIXED | Roof
SRP07000 | BAODING YINGLI NEW ENERGY RESOURCES CO | YL175(156) | 235 | 72 | 204 | 10 |  | Solar | FIXED | Roof
SRP07000 | SMA AMERICA | SB6000US (208V) | 6000 | 2 |  |  | 0.97 | Solar Inverter |  | INDOOR
SRP07000 | SMA AMERICA | SB7000US (208V) | 7000 | 4 |  |  | 0.971 | Solar Inverter |  | INDOOR
SRP07001 | SHARP | ND-224UC1 | 240 | 702 | 180 | 34 |  | Solar | FIXED | Ground
SRP07001 | ADVANCED ENERGY INDUSTRIES | 3159000-104 | 75000 | 2 |  |  | 0.966 | Solar Inverter |  | OUTDOOR
SRP07003 | SHARP | ND-224UC1 | 240 | 143 | 180 | 34 |  | Solar | FIXED | Ground
SRP07003 | ADVANCED ENERGY INDUSTRIES | 3159000-104 | 35000 | 1 |  |  | 0.966 | Solar Inverter |  | OUTDOOR
SRP07004 | SHARP | ND-224U2 | 240 | 442 | 180 | 34 |  | Solar | FIXED | Ground
SRP07004 | ADVANCED ENERGY INDUSTRIES | 3159000-104 | 100000 | 1 |  |  | 0.971 | Solar Inverter |  | OUTDOOR
SRP07005 | SUNTECH POWER | STP190S-18/UB-1 | 190 | 20 | 213 | 35 |  | Solar | FIXED | Roof
SRP07005 | SUNTECH POWER | STP190S-18/UB-1 | 190 | 16 | 123 | 37 |  | Solar | FIXED | Roof
SRP07005 | POWER-ONE | PVI-5000-OUTD-US (208 V) | 5000 | 1 |  |  | 0.965 | Solar Inverter |  | INDOOR
SRP07006 | SHARP | JH-3500U | 240 | 377 | 180 | 34 |  | Solar | FIXED | Ground
SRP07006 | ADVANCED ENERGY INDUSTRIES | 3159000-104 | 75000 | 1 |  |  | 0.966 | Solar Inverter |  | OUTDOOR
SRP07007 | SHARP | ND-V230A1 | 240 | 156 | 180 | 34 |  | Solar | FIXED | Ground
SRP07007 | PV POWERED | PVP30KW-LV-208 | 35000 | 1 |  |  | 0.966 | Solar Inverter |  | OUTDOOR
SRP07008 | SHARP | ND-123UJF | 240 | 611 | 180 | 34 |  | Solar | FIXED | Ground
SRP07008 | ADVANCED ENERGY INDUSTRIES | 3159000-104 | 50000 | 1 |  |  | 0.972 | Solar Inverter |  | OUTDOOR
SRP07008 | ADVANCED ENERGY INDUSTRIES | 3159000-104 | 75000 | 1 |  |  | 0.966 | Solar Inverter |  | OUTDOOR
SRP07009 | ET SOLAR INDUSTRY | ET-P672230 | 230 | 18 | 126 | 40 |  | Solar | FIXED | Roof
SRP07009 | ET SOLAR INDUSTRY | ET-P672230 | 230 | 9 | 216 | 40 |  | Solar | FIXED | Roof
SRP07009 | FRONIUS USA | IG 2000 NEG | 2000 | 1 |  |  | 0.952 | Solar Inverter |  | Inside
SRP07009 | FRONIUS USA | IG 4000 NEG | 4000 | 1 |  |  | 0.952 | Solar Inverter |  | Inside
SRP07010 | CHANGZHOU TRINA SOLAR ENERGY CO | TSM-185D | 235 | 28 | 190 | 32 |  | Solar | FIXED | Roof
SRP07010 | ENPHASE ENERGY | M200-32-208-S01 | 215 | 28 |  |  | 0.963 | Solar Inverter |  | OUTDOOR
SRP07011 | KYOCERA SOLAR | KD210GX-LP | 245 | 39 | 270 | 30 |  | Solar | FIXED | Roof
SRP07011 | FRONIUS USA |  | 7500 | 1 |  |  | 0.955 | Solar Inverter |  | Inside
SRP07012 | SUNTECH POWER | STP190-18/UB-1 | 190 | 19 | 117 | 19 |  | Solar | FIXED | Roof
SRP07012 | POWER-ONE | PVI-3600-US (208V) | 3600 | 1 |  |  | 0.97 | Solar Inverter |  | INDOOR
SRP07013 | REC SCANMODULE | SCM230 | 240 | 30 | 244 | 27 |  | Solar | FIXED | Roof
SRP07013 | REC SCANMODULE | SCM230 | 240 | 20 | 154 | 45 |  | Solar | FIXED | Roof
SRP07013 | FRONIUS USA |  | 10000 | 1 |  |  | 0.97 | Solar Inverter |  | INDOOR
SRP07014 | REC SCANMODULE | SCM230 | 235 | 24 | 249 | 10 |  | Solar | FIXED | Roof
SRP07014 | SMA AMERICA | SB5000US (208V) | 5000 | 1 |  |  | 0.968 | Solar Inverter |  | INDOOR
SRP07015 | SUNTECH POWER | STP210-18/UB-1 | 240 | 74 | 180 | 30 |  | Solar | FIXED | Ground
SRP07015 | SMA AMERICA | SB6000U (208V) | 6000 | 3 |  |  | 0.97 | Solar Inverter |  | INDOOR
SRP07016 | SHARP | NT-188U1 | 235 | 574 | 38 | 5 |  | Solar | FIXED | Roof
SRP07016 | SHARP | NT-188U1 | 235 | 2030 | 215 | 5 |  | Solar | FIXED | Roof
SRP07016 | SHARP | NT-188U1 | 235 | 1736 | 218 | 5 |  | Solar | FIXED | Roof
SRP07016 | ADVANCED ENERGY INDUSTRIES | 3159000-104 | 500000 | 1 |  |  | 0.98 | Solar Inverter |  | OUTDOOR
SRP07016 | ADVANCED ENERGY INDUSTRIES | 3159000-104 | 500000 | 1 |  |  | 0.98 | Solar Inverter |  | OUTDOOR
SRP07017 | MATRIX SOLAR/PHOTOWATT | PW1650-175 | 235 | 67 | 156 | 36 |  | Solar | FIXED | Roof
SRP07017 | MATRIX SOLAR/PHOTOWATT | PW1650-175 | 235 | 48 | 246 | 36 |  | Solar | FIXED | Roof
SRP07017 | ENPHASE ENERGY | M200-32-240-S02 | 215 | 48 |  |  | 0.96 | Solar Inverter |  | Outside
SRP07017 | ENPHASE ENERGY | M200-32-240-S02 | 215 | 67 |  |  | 0.96 | Solar Inverter |  | Outside
SRP07018 | SUNPOWER | SPR-230-WHT-U | 230 | 8 | 130 | 20 |  | Solar | FIXED | Roof
SRP07018 | SUNPOWER | SPR-230-WHT-U | 230 | 24 | 219 | 20 |  | Solar | FIXED | Roof
SRP07018 | SUNPOWER CORP (ORIGINAL MFRSMA) | SPR-6000M (208V) | 6000 | 1 |  |  | 0.97 | Solar Inverter |  | Outside
SRP07021 | CHANGZHOU TRINA SOLAR ENERGY CO | TSM-185D | 235 | 20 | 156.3 | 25 |  | Solar | FIXED | Roof
SRP07021 | PV POWERED | PVP4800 | 4800 | 1 |  |  | 0.96 | Solar Inverter |  | Outside
SRP07022 | CHANGZHOU TRINA SOLAR ENERGY CO | TSM-185D | 245 | 1898 | 217 | 5 |  | Solar | FIXED | Roof
SRP07022 | ADVANCED ENERGY INDUSTRIES | 3159000-110 | 500000 | 1 |  |  | 0.986 | Solar Inverter |  | INDOOR
SRP07024 | CHANGZHOU TRINA SOLAR ENERGY CO | TSM-185D | 235 | 34 | 77 | 20 |  | Solar | FIXED | Roof
SRP07024 | CHANGZHOU TRINA SOLAR ENERGY CO | TSM-185D | 235 | 24 | 257 | 20 |  | Solar | FIXED | Roof
SRP07024 | PV POWERED | PVP2500 | 2500 | 1 |  |  | 0.945 | Solar Inverter |  | Outside
SRP07024 | PV POWERED | PVP4800 | 4800 | 2 |  |  | 0.96 | Solar Inverter |  | Outside
SRP07026 | SUNTECH POWER | STP190-18/UB-1 | 190 | 40 | 230 | 18 |  | Solar | FIXED | Roof
SRP07026 | SCHUCO USA | SB7000US (240V) | 7000 | 1 |  |  | 0.96 | Solar Inverter |  | OUTDOOR
SRP07027 | REC SCANMODULE | SCM205 | 235 | 39 | 157 | 22 |  | Solar | FIXED | Roof
SRP07027 | SMA AMERICA | SB7000US (240V) | 8000 | 1 |  |  | 0.95 | Solar Inverter |  | INDOOR
SRP07029 | SUNTECH POWER | STP190-18/UB-1 | 190 | 34 | 183 | 43 |  | Solar | FIXED | Roof
SRP07029 | POWER-ONE | PVI-6000-OUTD-US (240 V) | 6000 | 1 |  |  | 0.97 | Solar Inverter |  | Inside
SRP07030 | SOLARWORLD | SW185MONO | 240 | 1121 | 120 | 0 |  | Solar | FIXED | Roof
SRP07030 | SOLECTRIA RENEWABLES | PVI13KW-208 | 10000 | 1 |  |  | 0.96 | Solar Inverter |  | Outside
SRP07030 | SOLECTRIA RENEWABLES | PVI15KW-208 | 15000 | 1 |  |  | 0.96 | Solar Inverter |  | Outside
SRP07030 | SOLECTRIA RENEWABLES | PVI1800-240 | 225000 | 1 |  |  | 0.98 | Solar Inverter |  | Outside
SRP07032 | CHANGZHOU TRINA SOLAR ENERGY CO | TSM-185D | 240 | 35 | 210 | 25 |  | Solar | FIXED | Roof
SRP07032 | PV POWERED | PVP2000 | 2000 | 1 |  |  | 0.92 | Solar Inverter |  | Outside
SRP07032 | PV POWERED | PVP2500 | 2500 | 1 |  |  | 0.945 | Solar Inverter |  | Outside
SRP07032 | PV POWERED | PVP4800 | 4800 | 1 |  |  | 0.96 | Solar Inverter |  | Outside
SRP07033 | CHANGZHOU TRINA SOLAR ENERGY CO | TSM-185D | 240 | 32 | 213 | 30 |  | Solar | FIXED | Roof
SRP07033 | PV POWERED | PVP3500 | 3500 | 2 |  |  | 0.955 | Solar Inverter |  | OUTDOOR
SRP07034 | SUNPOWER | SPR-230-WHT-U | 240 | 62 | 206 | 22 |  | Solar | FIXED | Roof
SRP07034 | SUNPOWER CORP (ORIGINAL MFRSMA) | SPR-7000M (208V) | 7000 | 1 |  |  | 0.95 | Solar Inverter |  | INDOOR
SRP07034 | SUNPOWER CORP (ORIGINAL MFRSMA) | SPR-7000M (240V) | 7000 | 1 |  |  | 0.95 | Solar Inverter |  | INDOOR
SRP07035 | CANADIAN SOLAR | CS6P-230 | 290 | 990 | 159 | 10 |  | Solar | FIXED | Roof
SRP07035 | SATCON TECHNOLOGY | PVS-250 (240 V) | 250000 | 1 |  |  | 0.96 | Solar Inverter |  | OUTDOOR
SRP07036 | CHANGZHOU TRINA SOLAR ENERGY CO | TSM-185D | 240 | 14 | 213.6 | 30 |  | Solar | FIXED | Roof
SRP07036 | PV POWERED | PVP3000 | 3000 | 1 |  |  | 0.935 | Solar Inverter |  | Inside
SRP07037 | SUNPOWER | SPR-305-WHT-U | 320 | 32 | 184 | 35 |  | Solar | FIXED | Roof
SRP07037 | SUNPOWER CORP (ORIGINAL MFRSMA) | SPR-5000M (240V) | 5000 | 2 |  |  | 0.97 | Solar Inverter |  | OUTDOOR
SRP07038 | SUNPOWER | SPR-230-WHT-U | 238 | 130 | 287 | 18 |  | Solar | FIXED | Roof
SRP07038 | SATCON TECHNOLOGY | PVS-30 (208 V) | 30000 | 1 |  |  | 0.95 | Solar Inverter |  | OUTDOOR
SRP07039 | BAODING YINGLI NEW ENERGY RESOURCES CO | YL175(156) | 230 | 2 | 124 | 35 |  | Solar | FIXED | Roof
SRP07039 | BAODING YINGLI NEW ENERGY RESOURCES CO | YL175(156) | 230 | 11 | 214 | 35 |  | Solar | FIXED | Roof
SRP07039 | ENPHASE ENERGY | M200-32-240-S02 | 215 | 13 |  |  | 0.96 | Solar Inverter |  | Outside
SRP07045 | UNITED SOLAR OVONIC | ASR-136 | 215 | 7202 | 180 | 20 |  | Solar | FIXED | Ground
SRP07045 | UNITED SOLAR OVONIC | ASR-136 | 220 | 7202 | 180 | 20 |  | Solar | FIXED | Ground
SRP07045 | UNITED SOLAR OVONIC | ASR-136 | 225 | 8307 | 180 | 20 |  | Solar | FIXED | Ground
SRP07045 | PV POWERED | PVP5200 | 260000 | 18 |  |  | 0.97 | Solar Inverter |  | OUTDOOR
SRP07046 | SUNTECH POWER | STP190S-18/UB-1 | 190 | 19 | 205 | 30 |  | Solar | FIXED | Roof
SRP07046 | POWER-ONE | PVI-3600-OUTD-US-F (240V) | 3600 | 1 |  |  | 0.96 | Solar Inverter |  | OUTDOOR
SRP07047 | SUNTECH POWER | STP210S-18/UB-1 | 245 | 14 | 238 | 29 |  | Solar | FIXED | Roof
SRP07047 | POWER-ONE | PVI-3000-I-OUTD-US (208V) | 3000 | 1 |  |  | 0.968 | Solar Inverter |  | Inside
SRP07048 | SUNTECH POWER | STP190-18/UB-1 | 190 | 20 | 208 | 34 |  | Solar | FIXED | Roof
SRP07048 | SUNTECH POWER | STP190-18/UB-1 | 190 | 18 | 118 | 46 |  | Solar | FIXED | Roof
SRP07048 | KACO | 3601XI | 3500 | 2 |  |  | 0.95 | Solar Inverter |  | INDOOR
SRP07049 | SHARP | ND-224UC1 | 235 | 30 | 111 | 20 |  | Solar | FIXED | Roof
SRP07049 | KACO | 3601XI | 1500 | 1 |  |  | 0.95 | Solar Inverter |  | Inside
SRP07049 | KACO | 3601XI | 5000 | 1 |  |  | 0.95 | Solar Inverter |  | INDOOR
SRP07050 | REC SCANMODULE | SCM230 | 235 | 22 | 199 | 37 |  | Solar | FIXED | Roof
SRP07050 | SMA AMERICA | SB5000US (240V) | 5000 | 1 |  |  | 0.955 | Solar Inverter |  | INDOOR
SRP07051 | BP SOLAR | SX3200W | 215 | 22 | 97 | 28 |  | Solar | FIXED | Roof
SRP07051 | SMA AMERICA | SB3800U (208V) | 3800 | 1 |  |  | 0.968 | Solar Inverter |  | OUTDOOR
SRP07052 | BP SOLAR | BP4175B | 175 | 9 | 93 | 26 |  | Solar | FIXED | Roof
SRP07052 | BP SOLAR | BP4170B | 175 | 20 | 93 | 31 |  | Solar | FIXED | Roof
SRP07052 | BP SOLAR | BP4175B | 175 | 22 | 273 | 32 |  | Solar | FIXED | Roof
SRP07052 | POWER-ONE | PVI-3600-OUTD-US-F (208V) | 3600 | 1 |  |  | 0.96 | Solar Inverter |  | Outside
SRP07052 | POWER-ONE | PVI-5000-OUTD-US (240 V) | 5000 | 1 |  |  | 0.96 | Solar Inverter |  | Outside
SRP07053 | CHANGZHOU TRINA SOLAR ENERGY CO | TSM-185D | 230 | 4667 | 164 | 5 |  | Solar | FIXED | Roof
SRP07053 | ADVANCED ENERGY INDUSTRIES | 3159000-104 | 500000 | 2 |  |  | 0.97 | Solar Inverter |  | INDOOR
SRP07055 | SUNTECH POWER | STP190S-18/UB-1 | 190 | 30 | 202 | 32 |  | Solar | FIXED | Roof
SRP07055 | SUNTECH POWER | STP190S-18/UB-1 | 190 | 20 | 202 | 40 |  | Solar | FIXED | Roof
SRP07055 | KACO | 1501XI | 3500 | 1 |  |  | 0.955 | Solar Inverter |  | INDOOR
SRP07055 | KACO | 1501XI | 5000 | 1 |  |  | 0.955 | Solar Inverter |  | INDOOR
SRP07056 | CANADIAN SOLAR | CS6P-230 | 300 | 120 | 200 | 3 |  | Solar | FIXED | Roof
SRP07056 | POWER-ONE | PVI-CENTRAL-100-US (208 V) | 10000 | 3 |  |  | 0.965 | Solar Inverter |  | INDOOR
SRP07057 | CHANGZHOU TRINA SOLAR ENERGY CO | TSM-185D | 230 | 468 | 230 | 10 |  | Solar | FIXED | Roof
SRP07057 | KACO | 2901XI | 100000 | 1 |  |  | 0.962 | Solar Inverter |  | OUTDOOR
SRP07058 | SUNTECH POWER | STP190-18/UB-1 | 190 | 36 | 132 | 25 |  | Solar | FIXED | Roof
SRP07058 | SUNTECH POWER | STP190S-18/UB-1 | 190 | 36 | 222 | 25 |  | Solar | FIXED | Roof
SRP07058 | SMA AMERICA | SB3000US (208V) | 3000 | 1 |  |  | 0.96 | Solar Inverter |  | OUTDOOR
SRP07058 | SMA AMERICA | SB4000US (240V) | 4000 | 1 |  |  | 0.96 | Solar Inverter |  | OUTDOOR
SRP07058 | SMA AMERICA | SB7000US (277V) | 7000 | 1 |  |  | 0.97 | Solar Inverter |  | Outside
SRP07059 | CHANGZHOU TRINA SOLAR ENERGY CO | TSM-185D | 230 | 33 | 262 | 26 |  | Solar | FIXED | Roof
SRP07059 | SMA AMERICA | SB7000US (208V) | 7000 | 1 |  |  | 0.969 | Solar Inverter |  | OUTDOOR
SRP07060 | CHANGZHOU TRINA SOLAR ENERGY CO | TSM-185D | 230 | 30 | 195 | 18 |  | Solar | FIXED | Roof
SRP07060 | SMA AMERICA | SB6000U (208V) | 6000 | 1 |  |  | 0.968 | Solar Inverter |  | OUTDOOR
SRP07061 | CHANGZHOU TRINA SOLAR ENERGY CO | TSM-185D | 240 | 32 | 146.3 | 42 |  | Solar | FIXED | Roof
SRP07061 | CHANGZHOU TRINA SOLAR ENERGY CO | TSM-185D | 240 | 24 | 236.3 | 44 |  | Solar | FIXED | Roof
SRP07061 | CHANGZHOU TRINA SOLAR ENERGY CO | TSM-185D | 240 | 30 | 236.3 | 50 |  | Solar | FIXED | Roof
SRP07061 | PV POWERED | PVP3000 | 3000 | 1 |  |  | 0.945 | Solar Inverter |  | INDOOR
SRP07061 | PV POWERED | PVP3500 | 3500 | 3 |  |  | 0.935 | Solar Inverter |  | INDOOR
SRP07061 | PV POWERED | PVP4800 | 4800 | 1 |  |  | 0.96 | Solar Inverter |  | INDOOR
SRP07062 | CANADIAN SOLAR | CS6P-230 | 290 | 77 | 184 | 10 |  | Solar | FIXED | Roof
SRP07062 | CANADIAN SOLAR | CS6P-230 | 295 | 99 | 184 | 10 |  | Solar | FIXED | Roof
SRP07062 | SATCON TECHNOLOGY | PVS-50 (240 V) | 50000 | 1 |  |  | 0.963 | Solar Inverter |  | OUTDOOR
SRP07063 | SUNTECH POWER | STP190S-18/UB-1 | 190 | 12 | 207 | 27 |  | Solar | FIXED | Roof
SRP07063 | SUNTECH POWER | STP190-18/UB-1 | 190 | 12 | 117 | 34 |  | Solar | FIXED | Roof
SRP07063 | PV POWERED | PVP2500 | 2500 | 2 |  |  | 0.945 | Solar Inverter |  | OUTDOOR
SRP07064 | CANADIAN SOLAR | CS6P-230 | 290 | 79 | 183 | 10 |  | Solar | FIXED | Roof
SRP07064 | CANADIAN SOLAR | CS6P-230 | 290 | 22 | 154 | 11 |  | Solar | FIXED | Roof
SRP07064 | CANADIAN SOLAR | CS6P-230 | 290 | 33 | 209 | 11 |  | Solar | FIXED | Roof
SRP07064 | CANADIAN SOLAR | CS6P-230 | 295 | 25 | 172 | 10 |  | Solar | FIXED | Roof
SRP07064 | CANADIAN SOLAR | CS6P-230 | 295 | 42 | 183 | 10 |  | Solar | FIXED | Roof
SRP07064 | CANADIAN SOLAR | CS6P-230 | 295 | 63 | 194 | 10 |  | Solar | FIXED | Roof
SRP07064 | SATCON TECHNOLOGY | PVS-75 (240 V) | 75000 | 1 |  |  | 0.963 | Solar Inverter |  | OUTDOOR
SRP07065 | CHANGZHOU TRINA SOLAR ENERGY CO | TSM-185D | 230 | 72 | 180 | 45 |  | Solar | FIXED | Roof
SRP07065 | SMA AMERICA | SB7000US (208V) | 7000 | 1 |  |  | 0.97 | Solar Inverter |  | INDOOR
SRP07065 | SMA AMERICA | SB7000US (277V) | 7000 | 1 |  |  | 0.97 | Solar Inverter |  | INDOOR
SRP07066 | CANADIAN SOLAR | CS6P-230 | 290 | 159 | 208 | 10 |  | Solar | FIXED | Roof
SRP07066 | CANADIAN SOLAR | CS6P-230 | 295 | 325 | 208 | 10 |  | Solar | FIXED | Roof
SRP07066 | SATCON TECHNOLOGY | PVS-135 (240 V) | 135000 | 1 |  |  | 0.962 | Solar Inverter |  | OUTDOOR
SRP07067 | CANADIAN SOLAR | CS6P-230 | 290 | 148 | 192 | 10 |  | Solar | FIXED | Roof
SRP07067 | CANADIAN SOLAR | CS6P-230 | 295 | 160 | 192 | 10 |  | Solar | FIXED | Roof
SRP07067 | SATCON TECHNOLOGY | PVS-75 (240 V) | 75000 | 1 |  |  | 0.963 | Solar Inverter |  | OUTDOOR
SRP07068 | CHANGZHOU TRINA SOLAR ENERGY CO | TSM-185D | 235 | 36 | 186 | 20 |  | Solar | FIXED | Roof
SRP07068 | SMA AMERICA | SB7000US (208V) | 7000 | 1 |  |  | 0.965 | Solar Inverter |  | INDOOR
SRP07069 | CANADIAN SOLAR | CS6P-230 | 290 | 123 | 195 | 10 |  | Solar | FIXED | Roof
SRP07069 | CANADIAN SOLAR | CS6P-230 | 295 | 229 | 195 | 10 |  | Solar | FIXED | Roof
SRP07069 | CANADIAN SOLAR | CS6P-230 | 295 | 39 | 169 | 11 |  | Solar | FIXED | Roof
SRP07069 | CANADIAN SOLAR | CS6P-230 | 295 | 27 | 221 | 11 |  | Solar | FIXED | Roof
SRP07069 | SATCON TECHNOLOGY | PVS-135 (208 V) | 13500 | 1 |  |  | 0.9563 | Solar Inverter |  | OUTDOOR
SRP07070 | SUNTECH POWER | STP190-18/UB-1 | 190 | 24 | 96.6 | 28 |  | Solar | FIXED | Roof
SRP07070 | SUNTECH POWER | STP190-18/UB-1 | 190 | 12 | 186.6 | 28 |  | Solar | FIXED | Roof
SRP07070 | SUNTECH POWER | STP190S-18/UB-1 | 190 | 6 | 276.6 | 28 |  | Solar | FIXED | Roof
SRP07070 | PV POWERED | PVP2000 | 2000 | 1 |  |  | 0.92 | Solar Inverter |  | Outside
SRP07070 | PV POWERED | PVP2500 | 2500 | 1 |  |  | 0.945 | Solar Inverter |  | Outside
SRP07070 | SMA AMERICA | SB4000US (208V) | 4000 | 1 |  |  | 0.96 | Solar Inverter |  | Outside
SRP07071 | CANADIAN SOLAR | CS6P-230 | 290 | 71 | 200 | 10 |  | Solar | FIXED | Roof
SRP07071 | CANADIAN SOLAR | CS6P-230 | 290 | 33 | 174 | 11 |  | Solar | FIXED | Roof
SRP07071 | CANADIAN SOLAR | CS6P-230 | 295 | 215 | 200 | 10 |  | Solar | FIXED | Roof
SRP07071 | SATCON TECHNOLOGY | PVS-75 (208 V) | 75000 | 1 |  |  | 0.9563 | Solar Inverter |  | OUTDOOR
SRP07072 | CANADIAN SOLAR | CS6P-230 | 290 | 137 | 196 | 10 |  | Solar | FIXED | Roof
SRP07072 | CANADIAN SOLAR | CS6P-230 | 295 | 369 | 196 | 10 |  | Solar | FIXED | Roof
SRP07072 | SATCON TECHNOLOGY | PVS-50 (240 V) | 50000 | 1 |  |  | 0.96 | Solar Inverter |  | Inside
SRP07072 | SATCON TECHNOLOGY | PVS-75 (240 V) | 75000 | 1 |  |  | 0.963 | Solar Inverter |  | Inside
SRP07073 | CANADIAN SOLAR | CS6P-230 | 290 | 107 | 196 | 10 |  | Solar | FIXED | Roof
SRP07073 | CANADIAN SOLAR | CS6P-230 | 295 | 289 | 196 | 10 |  | Solar | FIXED | Roof
SRP07073 | SATCON TECHNOLOGY | PVS-100 (240 V) | 100000 | 1 |  |  | 0.9563 | Solar Inverter |  | OUTDOOR
SRP07074 | SUNTECH POWER | STP180S-24/AB-1 | 185 | 30 | 113 | 32 |  | Solar | FIXED | Roof
SRP07074 | PV POWERED | PVP2500 | 2500 | 2 |  |  | 0.945 | Solar Inverter |  | INDOOR
SRP07075 | SCHUCO USA |  | 185 | 44 | 147 | 30 |  | Solar | FIXED | Roof
SRP07075 | SMA AMERICA | SB7000US (240V) | 7000 | 1 |  |  | 0.97 | Solar Inverter |  | OUTDOOR
SRP07076 | ET SOLAR INDUSTRY | ET-P672280 | 275 | 9 | 220 | 9 |  | Solar | FIXED | Roof
SRP07076 | ET SOLAR INDUSTRY | ET-P672275 | 275 | 10 | 130 | 18 |  | Solar | FIXED | Roof
SRP07076 | SMA AMERICA | SWR2500U-SBD (240V) | 2500 | 2 |  |  | 0.969 | Solar Inverter |  | OUTDOOR
SRP07077 | CHANGZHOU TRINA SOLAR ENERGY CO | TSM-185D | 235 | 11 | 194.4 | 13 |  | Solar | FIXED | Roof
SRP07077 | CHANGZHOU TRINA SOLAR ENERGY CO | TSM-185D | 235 | 26 | 194.4 | 18 |  | Solar | FIXED | Roof
SRP07077 | SMA AMERICA | SB3000US (208V) | 3000 | 1 |  |  | 0.96 | Solar Inverter |  | INDOOR
SRP07077 | SMA AMERICA | SB6000US (208V) | 6000 | 1 |  |  | 0.97 | Solar Inverter |  | INDOOR
SRP07078 | CANADIAN SOLAR | CS6P-245M | 245 | 168 | 188 | 9 |  | Solar | FIXED | Ground
SRP07078 | FRONIUS USA | IG PLUS V 12.0-3WYE277 | 12000 | 3 |  |  | 0.97 | Solar Inverter |  | OUTDOOR
SRP07079 | SCHUCO USA |  | 190 | 26 | 206 | 21 |  | Solar | FIXED | Roof
SRP07079 | POWER-ONE | PVI-3600-OUTD-US-F (240V) | 4200 | 1 |  |  | 0.96 | Solar Inverter |  | OUTDOOR
SRP07080 | SCHUCO USA |  | 185 | 21 | 224 | 20 |  | Solar | FIXED | Roof
SRP07080 | POWER-ONE | PVI-3600-OUTD-US-F (208V) | 3600 | 1 |  |  | 0.97 | Solar Inverter |  | OUTDOOR
SRP07082 | SUNTECH POWER | STP190S-18/UB-1 | 190 | 19 | 130 | 32 |  | Solar | FIXED | Roof
SRP07082 | SUNTECH POWER | STP190-18/UB-1 | 190 | 30 | 220 | 37 |  | Solar | FIXED | Roof
SRP07082 | POWER-ONE | PVI-3600-OUTD-US-F (208V) | 3600 | 1 |  |  | 0.96 | Solar Inverter |  | OUTDOOR
SRP07082 | POWER-ONE | PVI-5000-OUTD-US (208 V) | 5000 | 1 |  |  | 0.965 | Solar Inverter |  | OUTDOOR
SRP07083 | CANADIAN SOLAR | CS6P-245M | 245 | 96 | 188 | 9 |  | Solar | FIXED | Roof
SRP07083 | FRONIUS USA |  | 12000 | 2 |  |  | 0.959 | Solar Inverter |  | OUTDOOR
SRP07085 | BP SOLAR | SX3200W | 180 | 24 | 212 | 32 |  | Solar | FIXED | Roof
SRP07085 | BP SOLAR | SX3200W | 180 | 30 | 212 | 32 |  | Solar | FIXED | Roof
SRP07085 | KACO | 1501XI | 5000 | 1 |  |  | 0.95 | Solar Inverter |  | Inside
SRP07085 | KACO | 1501XI | 5000 | 1 |  |  | 0.95 | Solar Inverter |  | Inside
SRP07086 | CANADIAN SOLAR | CS6P-245M | 245 | 168 | 188 | 9 |  | Solar | FIXED | Ground
SRP07086 | FRONIUS USA |  | 12000 | 3 |  |  | 0.965 | Solar Inverter |  | OUTDOOR
SRP07087 | CANADIAN SOLAR | CS6P-245M | 245 | 408 | 188 | 9 |  | Solar | FIXED | Roof
SRP07087 | FRONIUS USA | FRONIUS CL 48.0 WYE (277V) | 48000 | 2 |  |  | 0.968 | Solar Inverter |  | OUTDOOR
SRP07088 | SUNPOWER | SPR-230-WHT-U | 255 | 18 | 84 | 30 |  | Solar | FIXED | Roof
SRP07088 | SUNPOWER | SPR-230-WHT-U | 255 | 15 | 264 | 30 |  | Solar | FIXED | Roof
SRP07088 | ENPHASE ENERGY | M200-32-240-S02 | 215 | 33 |  |  | 0.963 | Solar Inverter |  | OUTDOOR
SRP07089 | CHANGZHOU TRINA SOLAR ENERGY CO | TSM-185D | 235 | 270 | 153 | 10 |  | Solar | FIXED | Roof
SRP07089 | SMA AMERICA | SUNNY BOY CONTROL PLUS | 9000 | 3 |  |  | 0.98 | Solar Inverter |  | INDOOR
SRP07089 | SMA AMERICA | SUNNY BOY CONTROL PLUS | 10000 | 3 |  |  | 0.98 | Solar Inverter |  | INDOOR
SRP07091 | REC SCANMODULE | SCM230 | 235 | 9 | 193 | 30 |  | Solar | FIXED | Roof
SRP07091 | SMA AMERICA | SB3000US (240V) | 3000 | 1 |  |  | 0.955 | Solar Inverter |  | INDOOR
SRP07093 | CANADIAN SOLAR | CS6P-245MX | 245 | 276 | 276 | 2 |  | Solar | FIXED | Roof
SRP07093 | FRONIUS USA | IG PLUS V 6.0-240 | 60000 | 1 |  |  | 0.965 | Solar Inverter |  | OUTDOOR
SRP07094 | BP SOLAR | SX3200W | 180 | 18 | 211 | 16 |  | Solar | FIXED | Roof
SRP07094 | BP SOLAR | SX3200W | 180 | 20 | 121 | 33 |  | Solar | FIXED | Roof
SRP07094 | POWER-ONE | PVI-6000-OUTD-US (208 V) | 6000 | 1 |  |  | 0.965 | Solar Inverter |  | OUTDOOR
SRP07095 | CANADIAN SOLAR | CS6P-245M | 245 | 324 | 187 | 3 |  | Solar | FIXED | Roof
SRP07095 | FRONIUS USA |  | 12000 | 1 |  |  | 0.962 | Solar Inverter |  | OUTDOOR
SRP07095 | FRONIUS USA | FRONIUS CL 60.0 WYE (277V) | 60000 | 1 |  |  | 0.956 | Solar Inverter |  | OUTDOOR
SRP07096 | CANADIAN SOLAR | CS6P-240P | 240 | 30 | 95 | 35 |  | Solar | FIXED | Roof
SRP07096 | DIRECT GRID TECHNOLOGIES | DGM-460 | 460 | 15 |  |  | 0.93 | Solar Inverter |  | OUTDOOR
SRP07098 | SHARP | NT-188U1 | 235 | 20 | 215 | 30 |  | Solar | FIXED | Roof
SRP07098 | KACO | 1501XI | 5000 | 1 |  |  | 0.955 | Solar Inverter |  | OUTDOOR
SRP07105 | ET SOLAR INDUSTRY | ET-P672275 | 275 | 36 | 185 | 30 |  | Solar | FIXED | Ground
SRP07105 | FRONIUS USA |  | 10000 | 1 |  |  | 0.965 | Solar Inverter |  | OUTDOOR
SRP07107 | ISOFOTON | I-165 | 225 | 24 | 100 | 20 |  | Solar | FIXED | Roof
SRP07107 | ENPHASE ENERGY | M200-32-240-S02 | 215 | 24 |  |  | 0.967 | Solar Inverter |  | OUTDOOR
SRP07108 | SOLARWORLD | SW185MONO | 255 | 4 | 127 | 24 |  | Solar | FIXED | Roof
SRP07108 | SOLARWORLD | SW185MONO | 255 | 34 | 217 | 24 |  | Solar | FIXED | Roof
SRP07108 | ENPHASE ENERGY | M200-32-240-S02 | 215 | 4 |  |  | 0.963 | Solar Inverter |  | INDOOR
SRP07108 | SMA AMERICA | SB1100U | 2500 | 1 |  |  | 0.969 | Solar Inverter |  | INDOOR
SRP07108 | SMA AMERICA | SB6000US (208V) | 6000 | 1 |  |  | 0.968 | Solar Inverter |  | INDOOR
SRP07109 | BP SOLAR | BP3170N | 215 | 28 | 215 | 45 |  | Solar | FIXED | Roof
SRP07109 | ENPHASE ENERGY | M200-32-240-S01 | 215 | 10 |  |  | 0.95 | Solar Inverter |  | OUTDOOR
SRP07109 | FRONIUS USA | IG 4000 | 4000 | 1 |  |  | 0.95 | Solar Inverter |  | OUTDOOR
SRP07110 | SUNPOWER | SPR-230-WHT-U | 240 | 30 | 247 | 30 |  | Solar | FIXED | Roof
SRP07110 | SMA AMERICA | SB7000US (208V) | 7000 | 1 |  |  | 0.97 | Solar Inverter |  | INDOOR
SRP07113 | RENESOLA JIANGSU | JC245M-24/BB | 245 | 552 | 188 | 9 |  | Solar | FIXED | Ground
SRP07113 | FRONIUS USA | FRONIUS CL 60.0 WYE (277V) | 60000 | 2 |  |  | 0.959 | Solar Inverter |  | OUTDOOR
SRP07114 | CANADIAN SOLAR | CS6P-230 | 230 | 24 | 160 | 27 |  | Solar | FIXED | Roof
SRP07114 | FRONIUS USA |  | 5000 | 1 |  |  | 0.96 | Solar Inverter |  | INDOOR
SRP07115 | SUNTECH POWER | STP210-18/UB-1 | 245 | 41 | 185 | 39 |  | Solar | FIXED | Roof
SRP07115 | POWER-ONE | PVI-3000-I-OUTD-US-F (240V) | 4200 | 2 |  |  | 0.968 | Solar Inverter |  | INDOOR
SRP07116 | SUNTECH POWER | STP180-24/AB-1 | 185 | 54 | 187 | 25 |  | Solar | FIXED | Roof
SRP07116 | SMA AMERICA | SB4000US (208V) | 4000 | 1 |  |  | 0.968 | Solar Inverter |  | OUTDOOR
SRP07116 | SMA AMERICA | SB5000US (208V) | 5000 | 1 |  |  | 0.968 | Solar Inverter |  | OUTDOOR
SRP07118 | SUNPOWER | SPR-225-BLK-U | 225 | 27 | 147 | 46 |  | Solar | FIXED | Roof
SRP07118 | SUNPOWER | SPR-230-WHT-U | 240 | 12 | 232 | 43 |  | Solar | FIXED | Roof
SRP07118 | SUNPOWER CORP (ORIGINAL MFRSMA) | SPR-3000M (240V) | 3000 | 1 |  |  | 0.965 | Solar Inverter |  | OUTDOOR
SRP07118 | SUNPOWER CORP (ORIGINAL MFRSMA) | SPR-5000M (240V) | 5000 | 1 |  |  | 0.968 | Solar Inverter |  | OUTDOOR
SRP07119 | GCL-POLY (SUZHOU) ENERGY | GCL-M6-60-240 | 240 | 2408 | 180 | 0 |  | Solar | FIXED | Roof
SRP07119 | SATCON TECHNOLOGY | PVS-500 (480 V) | 500000 | 1 |  |  | 0.96 | Solar Inverter |  | OUTDOOR
SRP07120 | CHANGZHOU TRINA SOLAR ENERGY CO | TSM-185D | 240 | 33 | 87.1 | 30 |  | Solar | FIXED | Roof
SRP07120 | CHANGZHOU TRINA SOLAR ENERGY CO | TSM-185D | 240 | 33 | 267.1 | 30 |  | Solar | FIXED | Roof
SRP07120 | SMA AMERICA | SB7000US (208V) | 7000 | 2 |  |  | 0.97 | Solar Inverter |  | OUTDOOR
SRP07121 | CHANGZHOU TRINA SOLAR ENERGY CO | TSM-185D | 235 | 36 | 260 | 20 |  | Solar | FIXED | Roof
SRP07121 | SMA AMERICA | SB7000US (208V) | 7000 | 1 |  |  | 0.97 | Solar Inverter |  | Inside
SRP07122 | SUNTECH POWER | STP190-18/UB-1 | 190 | 53 | 224.1 | 30 |  | Solar | FIXED | Roof
SRP07122 | SMA AMERICA | SB4000US (240V) | 4000 | 1 |  |  | 0.96 | Solar Inverter |  | INDOOR
SRP07122 | SMA AMERICA | SB6000U (240V) | 6000 | 1 |  |  | 0.97 | Solar Inverter |  | INDOOR
SRP07123 | CHANGZHOU TRINA SOLAR ENERGY CO | TSM-185D | 235 | 46 | 180 | 30 |  | Solar | FIXED | Ground
SRP07123 | PV POWERED | PVP4800 | 4800 | 1 |  |  | 0.96 | Solar Inverter |  | OUTDOOR
SRP07123 | PV POWERED | PVP4800 | 4800 | 1 |  |  | 0.96 | Solar Inverter |  | OUTDOOR
SRP07124 | MATRIX SOLAR/PHOTOWATT | PW1000-90 | 240 | 22 | 137 | 22 |  | Solar | FIXED | Roof
SRP07124 | FRONIUS USA | LCD FRONIUS IG PLUS SERIES | 5000 | 1 |  |  | 0.955 | Solar Inverter |  | INDOOR
SRP07125 | MATRIX SOLAR/PHOTOWATT | PW750-70 | 240 | 55 | 144 | 21 |  | Solar | FIXED | Roof
SRP07125 | FRONIUS USA |  | 6000 | 2 |  |  | 0.96 | Solar Inverter |  | INDOOR
SRP07126 | SUNTECH POWER | STP190S-18/UB-1 | 190 | 52 | 203 | 31 |  | Solar | FIXED | Roof
SRP07126 | PV POWERED | PVP4800 | 4800 | 1 |  |  | 0.955 | Solar Inverter |  | INDOOR
SRP07126 | PV POWERED | PVP4800 | 4800 | 1 |  |  | 0.96 | Solar Inverter |  | INDOOR
SRP07127 | CHANGZHOU TRINA SOLAR ENERGY CO | TSM-185D | 235 | 48 | 93.3 | 27 |  | Solar | FIXED | Roof
SRP07127 | SMA AMERICA | SB4000US (240V) | 4000 | 1 |  |  | 0.96 | Solar Inverter |  | INDOOR
SRP07127 | SMA AMERICA | SB7000US (240V) | 7000 | 1 |  |  | 0.97 | Solar Inverter |  | INDOOR
SRP07128 | KYOCERA SOLAR | KD210GX-LP | 240 | 24 | 122 | 30 |  | Solar | FIXED | Roof
SRP07128 | ENPHASE ENERGY | M175-24-240-S02 | 215 | 24 |  |  | 0.96 | Solar Inverter |  | OUTDOOR
SRP07129 | REC SCANMODULE | SCM230 | 240 | 3 | 180 | 13 |  | Solar | FIXED | Roof
SRP07129 | REC SCANMODULE | SCM230 | 240 | 11 | 180 | 13 |  | Solar | FIXED | Roof
SRP07129 | REC SCANMODULE | SCM230 | 240 | 7 | 90 | 28 |  | Solar | FIXED | Roof
SRP07129 | REC SCANMODULE | SCM230 | 240 | 7 | 270 | 28 |  | Solar | FIXED | Roof
SRP07129 | ENPHASE ENERGY | M200-32-208-S02 | 215 | 14 |  |  | 0.96 | Solar Inverter |  | Outside
SRP07129 | ENPHASE ENERGY | M200-32-208-S02 | 215 | 14 |  |  | 0.96 | Solar Inverter |  | Outside
SRP07130 | REC SCANMODULE | SCM230 | 240 | 26 | 158 | 32 |  | Solar | FIXED | Roof
SRP07130 | SMA AMERICA | SB5000US (240V) | 5000 | 1 |  |  | 0.955 | Solar Inverter |  | INDOOR
SRP07131 | SANYO ELECTRIC | HIP-205BA5 | 220 | 10 | 167 | 45 |  | Solar | FIXED | Roof
SRP07131 | SANYO ELECTRIC | HIP-205BA5 | 220 | 36 | 167 | 45 |  | Solar | FIXED | Roof
SRP07131 | SANYO ELECTRIC | HIP-205BA5 | 220 | 30 | 257 | 45 |  | Solar | FIXED | Roof
SRP07131 | SMA AMERICA | SB7000US (277V) | 7000 | 1 |  |  | 0.97 | Solar Inverter |  | Inside
SRP07131 | SMA AMERICA | SB7000US (277V) | 8000 | 1 |  |  | 0.97 | Solar Inverter |  | Inside
SRP07132 | KYOCERA SOLAR | KD210GX-L | 240 | 33 | 182 | 32 |  | Solar | FIXED | Roof
SRP07132 | ENPHASE ENERGY | M200-32-240-S02 | 215 | 33 |  |  | 0.97 | Solar Inverter |  | OUTDOOR
SRP07133 | BAODING YINGLI NEW ENERGY RESOURCES CO | YL175(156) | 230 | 22 | 180 | 22 |  | Solar | FIXED | Roof
SRP07133 | BAODING YINGLI NEW ENERGY RESOURCES CO | YL175(156) | 230 | 11 | 270 | 24 |  | Solar | FIXED | Roof
SRP07133 | SMA AMERICA | SB6000US (240V) | 6000 | 1 |  |  | 0.955 | Solar Inverter |  | INDOOR
SRP07134 | BP SOLAR | SX3195B | 195 | 27 | 178 | 33 |  | Solar | FIXED | Roof
SRP07134 | FRONIUS USA | IG 5100 | 5100 | 1 |  |  | 0.95 | Solar Inverter |  | INDOOR
SRP07137 | SUNPOWER | PL-ND-6KE1DA | 240 | 24 | 326 | 4 |  | Solar | FIXED | Roof
SRP07137 | SUNTECH POWER | STP210S-18/UB-1 | 240 | 18 | 146 | 10 |  | Solar | FIXED | Roof
SRP07137 | SUNPOWER CORP (ORIGINAL MFRSMA) | SPR4000 | 4000 | 1 |  |  | 0.97 | Solar Inverter |  | Inside
SRP07137 | SUNPOWER CORP (ORIGINAL MFRXANTREX) | SPR-5000X | 5000 | 1 |  |  | 0.97 | Solar Inverter |  | Inside
SRP07138 | CHANGZHOU TRINA SOLAR ENERGY CO | TSM-185D | 230 | 6 | 197 | 25 |  | Solar | FIXED | Roof
SRP07138 | CHANGZHOU TRINA SOLAR ENERGY CO | TSM-185D | 230 | 18 | 197 | 35 |  | Solar | FIXED | Roof
SRP07138 | ENPHASE ENERGY | M200-32-240-S02 | 215 | 24 |  |  | 0.97 | Solar Inverter |  | OUTDOOR
SRP07139 | CHANGZHOU TRINA SOLAR ENERGY CO | TSM-185D | 230 | 33 | 194 | 15 |  | Solar | FIXED | Roof
SRP07139 | SMA AMERICA | SB7000US (240V) | 7000 | 1 |  |  | 0.969 | Solar Inverter |  | OUTDOOR
SRP07140 | CHANGZHOU TRINA SOLAR ENERGY CO | TSM-185D | 235 | 1680 | 180 | 30 |  | Solar | FIXED | Pole
SRP07140 | ADVANCED ENERGY INDUSTRIES | 3159000-104 | 333000 | 1 |  |  | 0.97 | Solar Inverter |  | Outside
SRP07142 | SUNPOWER | SPR-225-BLK-U | 225 | 24 | 110 | 30 |  | Solar | FIXED | Roof
SRP07142 | SUNPOWER | SPR-225-BLK-U | 225 | 20 | 290 | 30 |  | Solar | FIXED | Roof
SRP07142 | SUNPOWER | SPR-225-BLK-U | 225 | 32 | 200 | 40 |  | Solar | FIXED | Roof
SRP07142 | SUNPOWER CORP (ORIGINAL MFRSMA) | SPR-4000M (208V) | 4000 | 1 |  |  | 0.966 | Solar Inverter |  | Inside
SRP07142 | SUNPOWER CORP (ORIGINAL MFRSMA) | SPR-5000M (208V) | 5000 | 1 |  |  | 0.968 | Solar Inverter |  | INDOOR
SRP07142 | SUNPOWER CORP (ORIGINAL MFRSMA) | SPR-7000M (208V) | 7000 | 1 |  |  | 0.971 | Solar Inverter |  | Inside
SRP07143 | SOLARWORLD | SW185MONO | 245 | 700 | 176 | 5 |  | Solar | FIXED | Roof
SRP07143 | PV POWERED | PVP75KW-480 | 75000 | 2 |  |  | 0.96 | Solar Inverter |  | OUTDOOR
SRP07144 | SHARP | ND-224UC1 | 224 | 56 | 227 | 20 |  | Solar | FIXED | Roof
SRP07144 | SMA AMERICA | SB6000U (240V) | 6000 | 2 |  |  | 0.97 | Solar Inverter |  | INDOOR
SRP07145 | SUNTECH POWER | STP190-18/UB-1 | 190 | 47 | 161 | 29 |  | Solar | FIXED | Roof
SRP07145 | SMA AMERICA | SB4000US (208V) | 4000 | 1 |  |  | 0.96 | Solar Inverter |  | INDOOR
SRP07145 | SMA AMERICA | SB5000US (277V) | 5000 | 1 |  |  | 0.96 | Solar Inverter |  | Inside
SRP07146 | SUNTECH POWER | STP190-18/UB-1 | 190 | 50 | 190 | 40 |  | Solar | FIXED | Roof
SRP07146 | SMA AMERICA | SB4000US (208V) | 4000 | 1 |  |  | 0.96 | Solar Inverter |  | Inside
SRP07146 | PV POWERED | PVP4800 | 4800 | 1 |  |  | 0.96 | Solar Inverter |  | Inside
SRP07147 | CHANGZHOU TRINA SOLAR ENERGY CO | TSM-185D | 240 | 42 | 205 | 33 |  | Solar | FIXED | Roof
SRP07147 | PV POWERED | PVP4800 | 4800 | 2 |  |  | 0.96 | Solar Inverter |  | Inside
SRP07148 | CHANGZHOU TRINA SOLAR ENERGY CO | TSM-185D | 235 | 10 | 260 | 11 |  | Solar | FIXED | Roof
SRP07148 | CHANGZHOU TRINA SOLAR ENERGY CO | TSM-185D | 235 | 18 | 170 | 22 |  | Solar | FIXED | Roof
SRP07148 | PV POWERED | PVP2500 | 2500 | 1 |  |  | 0.945 | Solar Inverter |  | OUTDOOR
SRP07148 | PV POWERED | PVP3500 | 3500 | 1 |  |  | 0.955 | Solar Inverter |  | OUTDOOR
SRP07150 | SUNTECH POWER | STP190-18/UB-1 | 190 | 10 | 160.3 | 10 |  | Solar | FIXED | Roof
SRP07150 | SUNTECH POWER | STP190S-18/UB-1 | 190 | 12 | 160.3 | 21 |  | Solar | FIXED | Roof
SRP07150 | PV POWERED | PVP2000 | 2000 | 1 |  |  | 0.92 | Solar Inverter |  | INDOOR
SRP07150 | PV POWERED | PVP2500 | 2500 | 1 |  |  | 0.945 | Solar Inverter |  | Inside
SRP07151 | SUNTECH POWER | STP190S-18/UB-1 | 190 | 14 | 203.9 | 15 |  | Solar | FIXED | Roof
SRP07151 | SUNTECH POWER | STP190-18/UB-1 | 190 | 9 | 113.9 | 25 |  | Solar | FIXED | Roof
SRP07151 | PV POWERED | PVP2000 | 2000 | 1 |  |  | 0.925 | Solar Inverter |  | Outside
SRP07151 | PV POWERED | PVP2500 | 2500 | 1 |  |  | 0.945 | Solar Inverter |  | Outside
SRP07152 | CHANGZHOU TRINA SOLAR ENERGY CO | TSM-185D | 235 | 44 | 180 | 25 |  | Solar | FIXED | Roof
SRP07152 | PV POWERED | PVP4800 | 4800 | 2 |  |  | 0.96 | Solar Inverter |  | INDOOR
SRP07154 | SUNTECH POWER | STP180S-24/AB-1 | 185 | 28 | 128 | 25 |  | Solar | FIXED | Roof
SRP07154 | SUNTECH POWER | STP190-18/UB-1 | 185 | 12 | 218 | 30 |  | Solar | FIXED | Roof
SRP07154 | PV POWERED | PVP2000 | 2000 | 1 |  |  | 0.92 | Solar Inverter |  | INDOOR
SRP07154 | PV POWERED | PVP4800 | 4800 | 1 |  |  | 0.96 | Solar Inverter |  | INDOOR
SRP07157 | CHANGZHOU TRINA SOLAR ENERGY CO | TSM-185D | 230 | 62 | 155 | 15 |  | Solar | FIXED | Roof
SRP07157 | CHANGZHOU TRINA SOLAR ENERGY CO | TSM-185D | 240 | 72 | 155 | 15 |  | Solar | FIXED | Roof
SRP07157 | SMA AMERICA | SB6000US (208V) | 6000 | 1 |  |  | 0.968 | Solar Inverter |  | Outside
SRP07157 | SMA AMERICA | SB7000US (277V) | 7000 | 3 |  |  | 0.969 | Solar Inverter |  | OUTDOOR
SRP07158 | CHANGZHOU TRINA SOLAR ENERGY CO | TSM-185D | 230 | 26 | 154.8 | 15 |  | Solar | FIXED | Roof
SRP07158 | CHANGZHOU TRINA SOLAR ENERGY CO | TSM-185D | 240 | 52 | 154.8 | 15 |  | Solar | FIXED | Roof
SRP07158 | SMA AMERICA | SB6000U (240V) | 6000 | 3 |  |  | 0.968 | Solar Inverter |  | OUTDOOR
SRP07159 | CHANGZHOU TRINA SOLAR ENERGY CO | TSM-185D | 230 | 63 | 155 | 15 |  | Solar | FIXED | Roof
SRP07159 | SMA AMERICA | SB3000US (240V) | 2500 | 1 |  |  | 0.96 | Solar Inverter |  | OUTDOOR
SRP07159 | SMA AMERICA | SB6000U (240V) | 6000 | 2 |  |  | 0.968 | Solar Inverter |  | OUTDOOR
SRP07160 | CHANGZHOU TRINA SOLAR ENERGY CO | TSM-185D | 230 | 212 | 180 | 10 |  | Solar | FIXED | Roof
SRP07160 | SMA AMERICA | SB6000U (240V) | 6000 | 2 |  |  | 0.969 | Solar Inverter |  | INDOOR
SRP07160 | SMA AMERICA | SB7000US (240V) | 7000 | 2 |  |  | 0.971 | Solar Inverter |  | INDOOR
SRP07160 | SMA AMERICA | SB7000US (277V) | 8000 | 2 |  |  | 0.983 | Solar Inverter |  | INDOOR
SRP07161 | ASTROPOWER | APX-140-MNB | 240 | 13 | 197 | 40 |  | Solar | FIXED | Roof
SRP07161 | ENPHASE ENERGY | M215-60-2LL-S2X | 215 | 13 |  |  | 0.963 | Solar Inverter |  | OUTDOOR
SRP07162 | ASTROPOWER | LAPX-300 | 245 | 24 | 202 | 26 |  | Solar | FIXED | Roof
SRP07162 | ENPHASE ENERGY | M215-60-2LL-S2X | 215 | 24 |  |  | 0.963 | Solar Inverter |  | OUTDOOR
SRP07164 | CHANGZHOU TRINA SOLAR ENERGY CO | TSM-185D | 230 | 24 | 180 | 25 |  | Solar | FIXED | Roof
SRP07164 | SMA AMERICA | SB5000US | 5000 | 1 |  |  | 0.968 | Solar Inverter |  | Outside
SRP07165 | CHANGZHOU TRINA SOLAR ENERGY CO | TSM-185D | 230 | 24 | 194 | 25 |  | Solar | FIXED | Roof
SRP07165 | SMA AMERICA | SB5000US | 5000 | 1 |  |  | 0.968 | Solar Inverter |  | Outside
SRP07166 | CHANGZHOU TRINA SOLAR ENERGY CO | TSM-185D | 235 | 13 | 128 | 23 |  | Solar | FIXED | Roof
SRP07166 | CHANGZHOU TRINA SOLAR ENERGY CO | TSM-185D | 235 | 26 | 218 | 23 |  | Solar | FIXED | Roof
SRP07166 | SMA AMERICA | SB3000US (240V) | 3000 | 1 |  |  | 0.96 | Solar Inverter |  | OUTDOOR
SRP07166 | SMA AMERICA | SB6000U (240V) | 6000 | 1 |  |  | 0.968 | Solar Inverter |  | OUTDOOR
SRP07167 | SHARP | ND-224UC1 | 224 | 36 | 240 | 34 |  | Solar | FIXED | Roof
SRP07167 | SMA AMERICA | SB7000US (277V) | 8000 | 1 |  |  | 0.965 | Solar Inverter |  | OUTDOOR
SRP07168 | UNITED SOLAR OVONIC | ASR-136 | 235 | 28 | 215 | 28 |  | Solar | FIXED | Roof
SRP07168 | PV POWERED | PVP3000 | 3000 | 2 |  |  | 0.935 | Solar Inverter |  | OUTDOOR
SRP07169 | CHANGZHOU TRINA SOLAR ENERGY CO | TSM-185D | 235 | 26 | 193 | 25 |  | Solar | FIXED | Roof
SRP07169 | SMA AMERICA | SB6000U (240V) | 6000 | 1 |  |  | 0.97 | Solar Inverter |  | INDOOR
SRP07172 | SUNTECH POWER | STP190-18/UB-1 | 185 | 27 | 186.5 | 32 |  | Solar | FIXED | Roof
SRP07172 | PV POWERED | PVP4800 | 4800 | 1 |  |  | 0.96 | Solar Inverter |  | INDOOR
SRP07173 | SUNTECH POWER | STP190-18/UB-1 | 190 | 74 | 193 | 30 |  | Solar | FIXED | Roof
SRP07173 | SMA AMERICA | SB6000U (277V) | 6000 | 1 |  |  | 0.97 | Solar Inverter |  | INDOOR
SRP07173 | SMA AMERICA | SB7000US (277V) | 8000 | 1 |  |  | 0.965 | Solar Inverter |  | INDOOR
SRP07174 | MATRIX SOLAR/PHOTOWATT | PW1650-175 | 240 | 22 | 184 | 25 |  | Solar | FIXED | Roof
SRP07174 | SMA AMERICA | SB5000US | 5000 | 1 |  |  | 0.965 | Solar Inverter |  | Inside
SRP07175 | SHARP | ND-224UC1 | 240 | 1482 | 218 | 10 |  | Solar | FIXED | Roof
SRP07175 | PV POWERED | PVP100KW-208 | 260000 | 1 |  |  | 0.97 | Solar Inverter |  | Inside
SRP07176 | ISOFOTON | I-106/12 | 225 | 18 | 262 | 20 |  | Solar | FIXED | Roof
SRP07176 | ENPHASE ENERGY | M200-32-240-S02 | 215 | 18 |  |  | 0.963 | Solar Inverter |  | OUTDOOR
SRP07177 | ET SOLAR INDUSTRY | ET-P672265 | 275 | 18 | 163 | 39 |  | Solar | FIXED | Roof
SRP07177 | SMA AMERICA | SB5000US | 5000 | 1 |  |  | 0.968 | Solar Inverter |  | INDOOR
SRP07179 | MATRIX SOLAR/PHOTOWATT | PW1650-175 | 235 | 100 | 180 | 30 |  | Solar | FIXED | Ground
SRP07179 | SILIKEN MANUFACTURING USA | SLK60P6L 233 WP | 235 | 20 | 180 | 30 |  | Solar | FIXED | Ground
SRP07179 | ENPHASE ENERGY | M200-32-240-S02 | 215 | 120 |  |  | 0.96 | Solar Inverter |  | Outside
SRP07180 | SHARP | NT-188U1 | 224 | 34 | 131.7 | 45 |  | Solar | FIXED | Roof
SRP07180 | SMA AMERICA | SB7000US (208V) | 7000 | 1 |  |  | 0.97 | Solar Inverter |  | OUTDOOR
SRP07181 | CHANGZHOU TRINA SOLAR ENERGY CO | TSM-185D | 230 | 24 | 137 | 21 |  | Solar | FIXED | Roof
SRP07181 | SMA AMERICA | SB5000US | 5000 | 1 |  |  | 0.968 | Solar Inverter |  | OUTDOOR
SRP07182 | CHANGZHOU TRINA SOLAR ENERGY CO | TSM-185D | 230 | 14 | 180 | 19 |  | Solar | FIXED | Roof
SRP07182 | SMA AMERICA | SB1100U-SBD | 3000 | 1 |  |  | 0.96 | Solar Inverter |  | OUTDOOR
SRP07183 | CHANGZHOU TRINA SOLAR ENERGY CO | TSM-185D | 230 | 24 | 205 | 26 |  | Solar | FIXED | Roof
SRP07183 | SMA AMERICA | SB5000US (208V) | 5000 | 1 |  |  | 0.968 | Solar Inverter |  | INDOOR
SRP07184 | CHANGZHOU TRINA SOLAR ENERGY CO | TSM-185D | 230 | 30 | 101 | 37 |  | Solar | FIXED | Roof
SRP07184 | SMA AMERICA | SB6000US (208V) | 6000 | 1 |  |  | 0.97 | Solar Inverter |  | INDOOR
SRP07186 | CHANGZHOU TRINA SOLAR ENERGY CO | TSM-185D | 230 | 24 | 212 | 18 |  | Solar | FIXED | Roof
SRP07186 | SMA AMERICA | SB6000U (208V) | 6000 | 1 |  |  | 0.968 | Solar Inverter |  | OUTDOOR
SRP07187 | CHANGZHOU TRINA SOLAR ENERGY CO | TSM-185D | 240 | 26 | 217.1 | 24 |  | Solar | FIXED | Roof
SRP07187 | CHANGZHOU TRINA SOLAR ENERGY CO | TSM-185D | 240 | 6 | 217.1 | 38 |  | Solar | FIXED | Roof
SRP07187 | PV POWERED | PVP2000 | 2000 | 1 |  |  | 0.92 | Solar Inverter |  | OUTDOOR
SRP07187 | SMA AMERICA | SB6000US (208V) | 6000 | 1 |  |  | 0.97 | Solar Inverter |  | OUTDOOR
SRP07188 | CHANGZHOU TRINA SOLAR ENERGY CO | TSM-185D | 240 | 44 | 125.9 | 25 |  | Solar | FIXED | Roof
SRP07188 | PV POWERED | PVP4800 | 4800 | 1 |  |  | 0.96 | Solar Inverter |  | Inside
SRP07188 | PV POWERED | PVP4800 | 4800 | 1 |  |  | 0.96 | Solar Inverter |  | Inside
SRP07189 | CHANGZHOU TRINA SOLAR ENERGY CO | TSM-185D | 230 | 20 | 133 | 21 |  | Solar | FIXED | Roof
SRP07189 | CHANGZHOU TRINA SOLAR ENERGY CO | TSM-185D | 230 | 13 | 223 | 26 |  | Solar | FIXED | Roof
SRP07189 | SMA AMERICA | SB3000US (208V) | 2500 | 1 |  |  | 0.96 | Solar Inverter |  | INDOOR
SRP07189 | SMA AMERICA | SB4000US (208V) | 4000 | 1 |  |  | 0.96 | Solar Inverter |  | INDOOR
SRP07190 | MATRIX SOLAR/PHOTOWATT | PW1650-175 | 240 | 96 | 180 | 20 |  | Solar | FIXED | Ground
SRP07190 | FRONIUS USA |  | 10000 | 2 |  |  | 0.96 | Solar Inverter |  | OUTDOOR
SRP07191 | UNKNOWN | UNKNOWN | 235 | 30 | 180 | 30 |  | Solar | FIXED | Ground
SRP07191 | FRONIUS USA |  | 6000 | 1 |  |  | 0.97 | Solar Inverter |  | OUTDOOR
SRP07192 | SUNPOWER | SPR-230-WHT-U | 240 | 30 | 108 | 20 |  | Solar | FIXED | Roof
SRP07192 | SUNPOWER CORP (ORIGINAL MFRSMA) | SPR-7000M (208V) | 7000 | 1 |  |  | 0.971 | Solar Inverter |  | Outside
SRP07193 | UNKNOWN | UNKNOWN | 230 | 260 | 212 | 10 |  | Solar | FIXED | Roof
SRP07193 | PV POWERED | PVP30KW-LV-208 | 50000 | 1 |  |  | 0.966 | Solar Inverter |  | Inside
SRP07194 | CHANGZHOU TRINA SOLAR ENERGY CO | TSM-185D | 230 | 36 | 188 | 25 |  | Solar | FIXED | Roof
SRP07194 | SMA AMERICA | SB7000US (208V) | 7000 | 1 |  |  | 0.969 | Solar Inverter |  | Outside
SRP07195 | SUNTECH POWER | STP210-18/UB-1 | 245 | 33 | 218 | 35 |  | Solar | FIXED | Roof
SRP07195 | POWER-ONE | PVI-3600-OUTD-US-F (208V) | 3800 | 2 |  |  | 0.97 | Solar Inverter |  | Outside
SRP07196 | UNKNOWN | UNKNOWN | 230 | 325 | 220 | 10 |  | Solar | FIXED | Roof
SRP07196 | ADVANCED ENERGY INDUSTRIES | 3159000-110 | 35000 | 2 |  |  | 0.966 | Solar Inverter |  | OUTDOOR
SRP07197 | UNKNOWN | UNKNOWN | 255 | 26 | 137 | 18 |  | Solar | FIXED | Roof
SRP07197 | UNKNOWN | UNKNOWN | 255 | 12 | 227 | 18 |  | Solar | FIXED | Roof
SRP07197 | SMA AMERICA | SB3000US (208V) | 3000 | 1 |  |  | 0.97 | Solar Inverter |  | INDOOR
SRP07197 | SMA AMERICA | SB6000US (240V) | 6000 | 1 |  |  | 0.97 | Solar Inverter |  | INDOOR
SRP07199 | CHANGZHOU TRINA SOLAR ENERGY CO | TSM-185D | 230 | 33 | 220 | 20 |  | Solar | FIXED | Roof
SRP07199 | SMA AMERICA | SB6000U (208V) | 6000 | 1 |  |  | 0.968 | Solar Inverter |  | OUTDOOR
SRP07200 | CHANGZHOU TRINA SOLAR ENERGY CO | TSM-185D | 230 | 33 | 193 | 25 |  | Solar | FIXED | Roof
SRP07200 | SMA AMERICA | SB7000US (208V) | 7000 | 1 |  |  | 0.97 | Solar Inverter |  | INDOOR
SRP07201 | REC SCANMODULE | SCM230 | 230 | 30 | 78.1 | 30 |  | Solar | FIXED | Roof
SRP07201 | FRONIUS USA |  | 6000 | 1 |  |  | 0.95 | Solar Inverter |  | OUTDOOR
SRP07205 | SUNTECH POWER | STP190S-18/UB-1 | 190 | 32 | 177 | 32 |  | Solar | FIXED | Roof
SRP07205 | POWER-ONE | PVI-6000-OUTD-US-W (240 V) | 6000 | 1 |  |  | 0.965 | Solar Inverter |  | OUTDOOR
SRP07206 | CHANGZHOU TRINA SOLAR ENERGY CO | TSM-185D | 245 | 1170 | 192 | 10 |  | Solar | FIXED | Ground
SRP07206 | PV POWERED | PVP75KW-208 | 75000 | 3 |  |  | 0.955 | Solar Inverter |  | OUTDOOR
SRP07207 | REC SCANMODULE | SCM230 | 240 | 19 | 112.5 | 33 |  | Solar | FIXED | Roof
SRP07207 | KACO | 1501XI | 5000 | 1 |  |  | 0.95 | Solar Inverter |  | OUTDOOR
SRP07209 | REC SCANMODULE | SCM230 | 235 | 36 | 173.6 | 35 |  | Solar | FIXED | Ground
SRP07209 | FRONIUS USA |  | 7500 | 1 |  |  | 0.96 | Solar Inverter |  | OUTDOOR
SRP07210 | SHARP | ND-200U1F | 235 | 18 | 141 | 19 |  | Solar | FIXED | Roof
SRP07210 | KACO | 2901XI | 3500 | 1 |  |  | 0.95 | Solar Inverter |  | OUTDOOR
SRP07211 | SUNTECH POWER | STP190S-18/UB-1 | 190 | 66 | 274 | 34 |  | Solar | FIXED | Roof
SRP07211 | SMA AMERICA | SB6000U (277V) | 6000 | 2 |  |  | 0.955 | Solar Inverter |  | Inside
SRP07212 | CHANGZHOU TRINA SOLAR ENERGY CO | TSM-185D | 245 | 208 | 188 | 10 |  | Solar | FIXED | Roof
SRP07212 | PV POWERED | PVP5200 | 50000 | 1 |  |  | 0.966 | Solar Inverter |  | OUTDOOR
SRP07213 | SCHUCO USA |  | 185 | 28 | 126 | 22 |  | Solar | FIXED | Roof
SRP07213 | SCHUCO USA |  | 185 | 20 | 216 | 22 |  | Solar | FIXED | Roof
SRP07213 | POWER-ONE | PVI-3600-OUTD-US-F (208V) | 3600 | 1 |  |  | 0.96 | Solar Inverter |  | OUTDOOR
SRP07213 | POWER-ONE | PVI-5000-OUTD-US (208 V) | 5000 | 1 |  |  | 0.965 | Solar Inverter |  | OUTDOOR
SRP07214 | CHANGZHOU TRINA SOLAR ENERGY CO | TSM-185D | 245 | 624 | 117 | 2 |  | Solar | FIXED | Roof
SRP07214 | CHANGZHOU TRINA SOLAR ENERGY CO | TSM-185D | 245 | 559 | 297 | 2 |  | Solar | FIXED | Roof
SRP07214 | CHANGZHOU TRINA SOLAR ENERGY CO | TSM-185D | 245 | 274 | 112 | 10 |  | Solar | FIXED | Roof
SRP07214 | CHANGZHOU TRINA SOLAR ENERGY CO | TSM-185D | 245 | 571 | 117 | 10 |  | Solar | FIXED | Roof
SRP07214 | PV POWERED | PVP100KW-208 | 100000 | 2 |  |  | 0.97 | Solar Inverter |  | Outside
SRP07214 | PV POWERED | PVP2500 | 260000 | 1 |  |  | 0.97 | Solar Inverter |  | Outside
SRP07215 | SUNTECH POWER | STP190S-18/UB-1 | 190 | 20 | 133 | 24 |  | Solar | FIXED | Roof
SRP07215 | SUNTECH POWER | STP190S-18/UB-1 | 190 | 20 | 223 | 24 |  | Solar | FIXED | Roof
SRP07215 | KACO | 1501XI | 3500 | 1 |  |  | 0.955 | Solar Inverter |  | Inside
SRP07215 | KACO | 1501XI | 3500 | 1 |  |  | 0.955 | Solar Inverter |  | Inside
SRP07219 | SUNTECH POWER | STP190-18/UB-1 | 190 | 21 | 170 | 35 |  | Solar | FIXED | Roof
SRP07219 | PV POWERED | PVP3500 | 3500 | 1 |  |  | 0.955 | Solar Inverter |  | OUTDOOR
SRP07220 | SUNPOWER | SPR-230-WHT-U | 240 | 34 | 172 | 18 |  | Solar | FIXED | Roof
SRP07220 | SUNPOWER CORP (ORIGINAL MFRSMA) | SPR-3000M (208V) | 3000 | 1 |  |  | 0.97 | Solar Inverter |  | Outside
SRP07220 | SUNPOWER CORP (ORIGINAL MFRSMA) | SPR-4000M (208V) | 4000 | 1 |  |  | 0.97 | Solar Inverter |  | Outside
SRP07221 | SUNTECH POWER | STP210S-18/UB-1 | 185 | 6 | 120 | 20 |  | Solar | FIXED | Roof
SRP07221 | ENPHASE ENERGY | M200-32-208-S01 | 190 | 6 |  |  | 0.96 | Solar Inverter |  | OUTDOOR
SRP07222 | CHANGZHOU TRINA SOLAR ENERGY CO | TSM-185D | 235 | 42 | 189.6 | 20 |  | Solar | FIXED | Roof
SRP07222 | PV POWERED | PVP4800 | 4800 | 2 |  |  | 0.96 | Solar Inverter |  | OUTDOOR
SRP07223 | SOLYNDRA | SL-001-182U | 182 | 220 | 169 | 0 |  | Solar | FIXED | Roof
SRP07223 | FRONIUS USA |  | 10000 | 4 |  |  | 0.962 | Solar Inverter |  | Inside
SRP07224 | SHARP | ND-224UC1 | 224 | 20 | 170 | 19 |  | Solar | FIXED | Roof
SRP07224 | SMA AMERICA | SB4000US (240V) | 4000 | 1 |  |  | 0.968 | Solar Inverter |  | Inside
SRP07225 | SHARP | ND-V230A1 | 240 | 532 | 215 | 12.5 |  | Solar | FIXED | Roof
SRP07225 | SATCON TECHNOLOGY | PVS-135 (208 V) | 135000 | 1 |  |  | 0.95 | Solar Inverter |  | OUTDOOR
SRP07226 | SHARP | ND-224UC1 | 235 | 24 | 166.2 | 33.7 |  | Solar | FIXED | Roof
SRP07226 | SMA AMERICA | SB5000US | 5000 | 1 |  |  | 0.97 | Solar Inverter |  | OUTDOOR
SRP07227 | CHANGZHOU TRINA SOLAR ENERGY CO | TSM-185D | 240 | 22 | 156 | 25 |  | Solar | FIXED | Roof
SRP07227 | CHANGZHOU TRINA SOLAR ENERGY CO | TSM-185D | 240 | 30 | 246 | 25 |  | Solar | FIXED | Roof
SRP07227 | SMA AMERICA | SB5000US | 5000 | 1 |  |  | 0.97 | Solar Inverter |  | INDOOR
SRP07227 | SMA AMERICA | SB7000US (208V) | 7000 | 1 |  |  | 0.97 | Solar Inverter |  | Inside
SRP07228 | REC SCANMODULE | SCM230 | 240 | 22 | 160 | 35.5 |  | Solar | FIXED | Roof
SRP07228 | SMA AMERICA | SB5000US | 5000 | 1 |  |  | 0.96 | Solar Inverter |  | OUTDOOR
SRP07229 | BAODING YINGLI NEW ENERGY RESOURCES CO | YL175(156) | 230 | 7 | 237 | 24 |  | Solar | FIXED | Roof
SRP07229 | BAODING YINGLI NEW ENERGY RESOURCES CO | YL175(156) | 230 | 43 | 147 | 40 |  | Solar | FIXED | Roof
SRP07229 | BAODING YINGLI NEW ENERGY RESOURCES CO | YL175(156) | 230 | 7 | 237 | 40 |  | Solar | FIXED | Roof
SRP07229 | ENPHASE ENERGY | M200-32-240-S02 | 215 | 57 |  |  | 0.97 | Solar Inverter |  | OUTDOOR
SRP07230 | BP SOLAR | SX3200W | 215 | 16 | 208 | 34 |  | Solar | FIXED | Roof
SRP07230 | FRONIUS USA | IG 4000 | 4000 | 1 |  |  | 0.95 | Solar Inverter |  | Inside
SRP07231 | MATRIX SOLAR/PHOTOWATT | PW1000-105 | 240 | 36 | 180 | 35 |  | Solar | FIXED | Roof
SRP07231 | SMA AMERICA | SB7000US (277V) | 7500 | 1 |  |  | 0.962 | Solar Inverter |  | INDOOR
SRP07233 | ET SOLAR INDUSTRY | ET-P672275 | 185 | 10 | 182 | 15 |  | Solar | FIXED | Roof
SRP07233 | ET SOLAR INDUSTRY | ET-P654185 | 185 | 30 | 182 | 28 |  | Solar | FIXED | Roof
SRP07233 | FRONIUS USA |  | 6000 | 1 |  |  | 0.96 | Solar Inverter |  | OUTDOOR
SRP07234 | SOLAR POWER (SPI) | SP205FP12 | 225 | 16 | 215 | 34 |  | Solar | FIXED | Roof
SRP07234 | SOLAR POWER (SPI) | SP200FP12 | 225 | 13 | 125 | 45 |  | Solar | FIXED | Roof
SRP07234 | ENPHASE ENERGY | M200-32-208-S02 | 215 | 13 |  |  | 0.963 | Solar Inverter |  | OUTDOOR
SRP07234 | ENPHASE ENERGY | M200-32-208-S02 | 215 | 16 |  |  | 0.963 | Solar Inverter |  | OUTDOOR
SRP07235 | SUNTECH POWER | STP190-18/UB-1 | 190 | 27 | 222 | 37 |  | Solar | FIXED | Roof
SRP07235 | KACO | 3601XI | 5000 | 1 |  |  | 0.95 | Solar Inverter |  | INDOOR
SRP07236 | SUNPOWER | SPR-230-WHT-U | 185 | 24 | 91 | 41 |  | Solar | FIXED | Roof
SRP07236 | SUNTECH POWER | STP190S-18/UB-1 | 185 | 12 | 271 | 41 |  | Solar | FIXED | Roof
SRP07236 | SUNPOWER CORP (ORIGINAL MFRSMA) | SPR-6000M (277V) | 6000 | 1 |  |  | 0.97 | Solar Inverter |  | Outside
SRP07237 | BP SOLAR | SX3170N | 180 | 33 | 126 | 33 |  | Solar | FIXED | Roof
SRP07237 | BP SOLAR | BP4180B | 180 | 11 | 126 | 35 |  | Solar | FIXED | Roof
SRP07237 | SMA AMERICA | SB7000US (240V) | 7000 | 1 |  |  | 0.96 | Solar Inverter |  | OUTDOOR
SRP07239 | SUNTECH POWER | STP190S-18/UB-1 | 190 | 11 | 215 | 17 |  | Solar | FIXED | Roof
SRP07239 | SUNTECH POWER | STP190S-18/UB-1 | 190 | 11 | 215 | 17 |  | Solar | FIXED | Roof
SRP07239 | SUNTECH POWER | STP190-18/UB-1 | 190 | 18 | 215 | 23 |  | Solar | FIXED | Roof
SRP07239 | SUNTECH POWER | STP190-18/UB-1 | 190 | 18 | 215 | 25 |  | Solar | FIXED | Roof
SRP07239 | POWER-ONE | PVI-5000-OUTD-US (208 V) | 4200 | 1 |  |  | 0.96 | Solar Inverter |  | OUTDOOR
SRP07239 | POWER-ONE | PVI-6000-OUTD-US-W (208 V) | 6000 | 1 |  |  | 0.965 | Solar Inverter |  | OUTDOOR
SRP07240 | REC SCANMODULE | SCM230 | 235 | 14 | 170 | 12 |  | Solar | FIXED | Roof
SRP07240 | REC SCANMODULE | SCM230 | 235 | 9 | 170 | 39 |  | Solar | FIXED | Roof
SRP07240 | SMA AMERICA | SB3000US (240V) | 3000 | 1 |  |  | 0.95 | Solar Inverter |  | INDOOR
SRP07240 | SMA AMERICA | SB3800U (240V) | 3800 | 1 |  |  | 0.95 | Solar Inverter |  | INDOOR
SRP07241 | SUNPOWER | SPR-230-WHT-U | 240 | 27 | 176 | 25 |  | Solar | FIXED | Roof
SRP07241 | SUNPOWER CORP (ORIGINAL MFRSMA) | SPR-6000M (208V) | 6000 | 1 |  |  | 0.97 | Solar Inverter |  | Inside
SRP07242 | SUNTECH POWER | STP210-18/UB-1 | 275 | 15307 | 180 | 25 |  | Solar | FIXED | Ground
SRP07242 | SUNTECH POWER | STP210S-18/UB-1 | 280 | 20549 | 180 | 25 |  | Solar | FIXED | Ground
SRP07242 | SATCON TECHNOLOGY | PVS-500 (480 V) | 500000 | 18 |  |  | 0.978 | Solar Inverter |  | OUTDOOR
SRP07244 | SUNTECH POWER | STP190S-24/ADB+ | 190 | 20 | 206 | 20 |  | Solar | FIXED | Roof
SRP07244 | KACO | BLUEPLANET 3502 WITH X OR XI (208V) | 3500 | 1 |  |  | 0.955 | Solar Inverter |  | OUTDOOR
SRP07245 | SUNPOWER | SPR-230-WHT-U | 240 | 30 | 227 | 30 |  | Solar | FIXED | Roof
SRP07245 | SUNPOWER CORP (ORIGINAL MFRSMA) | SPR-7000M (208V) | 7000 | 1 |  |  | 0.971 | Solar Inverter |  | INDOOR
SRP07249 | YINGLI ENERGY (CHINA) | YL235P-29B | 235 | 94 | 162 | 10 |  | Solar | FIXED | Roof
SRP07249 | ENPHASE ENERGY | M215-60-2LL-S2X | 215 | 94 |  |  | 0.96 | Solar Inverter |  | OUTDOOR
SRP07250 | SCHUCO USA |  | 240 | 24 | 180 | 30 |  | Solar | FIXED | Ground
SRP07250 | ENPHASE ENERGY | M200-32-240-S02 | 215 | 24 |  |  | 0.96 | Solar Inverter |  | OUTDOOR
SRP07251 | CHANGZHOU TRINA SOLAR ENERGY CO | TSM-185D | 235 | 16 | 111 | 23 |  | Solar | FIXED | Roof
SRP07251 | CHANGZHOU TRINA SOLAR ENERGY CO | TSM-185D | 235 | 5 | 201 | 23 |  | Solar | FIXED | Roof
SRP07251 | ENPHASE ENERGY | M200-32-240-S02 | 215 | 21 |  |  | 0.96 | Solar Inverter |  | OUTDOOR
SRP07252 | CHANGZHOU TRINA SOLAR ENERGY CO | TSM-185D | 230 | 24 | 189 | 19 |  | Solar | FIXED | Roof
SRP07252 | SMA AMERICA | SB5000US | 5000 | 1 |  |  | 0.968 | Solar Inverter |  | OUTDOOR
SRP07253 | UNITED SOLAR OVONIC | ASR-120 | 240 | 40 | 188 | 22 |  | Solar | FIXED | Roof
SRP07253 | CHANGZHOU TRINA SOLAR ENERGY CO | TSM-185D | 240 | 20 | 188 | 29 |  | Solar | FIXED | Roof
SRP07253 | SMA AMERICA | SB5000US | 5000 | 1 |  |  | 0.968 | Solar Inverter |  | OUTDOOR
SRP07253 | SMA AMERICA | SB5000US | 5000 | 2 |  |  | 0.968 | Solar Inverter |  | OUTDOOR
SRP07254 | CHANGZHOU TRINA SOLAR ENERGY CO | TSM-185D | 235 | 44 | 140.2 | 26 |  | Solar | FIXED | Roof
SRP07254 | SMA AMERICA | SB5000US (208V) | 5000 | 2 |  |  | 0.97 | Solar Inverter |  | OUTDOOR
SRP07255 | CANADIAN SOLAR | CS6P-230 | 295 | 24 | 179 | 18 |  | Solar | FIXED | Roof
SRP07255 | CANADIAN SOLAR | CS6P-230 | 295 | 36 | 179 | 40 |  | Solar | FIXED | Roof
SRP07255 | FRONIUS USA |  | 6000 | 1 |  |  | 0.96 | Solar Inverter |  | Outside
SRP07255 | FRONIUS USA |  | 9995 | 1 |  |  | 0.955 | Solar Inverter |  | Outside
SRP07256 | CHANGZHOU TRINA SOLAR ENERGY CO | TSM-185D | 235 | 50 | 140.4 | 30 |  | Solar | FIXED | Roof
SRP07256 | SMA AMERICA | SB5000US | 5000 | 1 |  |  | 0.96 | Solar Inverter |  | INDOOR
SRP07256 | SMA AMERICA | SB7000US (277V) | 7000 | 1 |  |  | 0.97 | Solar Inverter |  | INDOOR
SRP07257 | CHANGZHOU TRINA SOLAR ENERGY CO | TSM-185D | 235 | 29 | 220 | 32 |  | Solar | FIXED | Roof
SRP07257 | CHANGZHOU TRINA SOLAR ENERGY CO | TSM-185D | 235 | 37 | 130 | 46 |  | Solar | FIXED | Roof
SRP07257 | PV POWERED | PVP2000 | 2000 | 1 |  |  | 0.92 | Solar Inverter |  | INDOOR
SRP07257 | PV POWERED | PVP2500 | 2500 | 1 |  |  | 0.945 | Solar Inverter |  | INDOOR
SRP07257 | PV POWERED | PVP3000 | 3000 | 2 |  |  | 0.955 | Solar Inverter |  | INDOOR
SRP07257 | PV POWERED | PVP3500 | 3500 | 1 |  |  | 0.955 | Solar Inverter |  | INDOOR
SRP07258 | JIANGSU LINYANG SOLARFUN CO | SF080-18-M75 | 235 | 806 | 198 | 15 |  | Solar | FIXED | Roof
SRP07258 | SUNSET | SUNSTRING 5000 | 100000 | 2 |  |  | 0.965 | Solar Inverter |  | Inside
SRP07259 | SANYO ELECTRIC |  | 220 | 10 | 143 | 20 |  | Solar | FIXED | Roof
SRP07259 | ENPHASE ENERGY | M200-32-240-S02 | 210 | 10 |  |  | 0.96 | Solar Inverter |  | OUTDOOR
SRP07260 | UNKNOWN | UNKNOWN | 250 | 30 | 182 | 36 |  | Solar | FIXED | Roof
SRP07260 | FRONIUS USA |  | 7500 | 1 |  |  | 0.96 | Solar Inverter |  | OUTDOOR
SRP07261 | CHANGZHOU TRINA SOLAR ENERGY CO | TSM-185D | 235 | 33 | 134 | 33 |  | Solar | FIXED | Roof
SRP07261 | CHANGZHOU TRINA SOLAR ENERGY CO | TSM-185D | 235 | 7 | 221 | 33 |  | Solar | FIXED | Roof
SRP07261 | ENPHASE ENERGY | M200-32-240-S02 | 215 | 40 |  |  | 0.96 | Solar Inverter |  | OUTDOOR
SRP07262 | CHANGZHOU TRINA SOLAR ENERGY CO | TSM-185D | 235 | 39 | 250 | 29 |  | Solar | FIXED | Roof
SRP07262 | ENPHASE ENERGY | M200-32-208-S01 | 215 | 39 |  |  | 0.96 | Solar Inverter |  | OUTDOOR
SRP07263 | BAODING YINGLI NEW ENERGY RESOURCES CO | YL175(156) | 260 | 30 | 205 | 20 |  | Solar | FIXED | Roof
SRP07263 | FRONIUS USA |  | 7500 | 1 |  |  | 0.962 | Solar Inverter |  | Inside
SRP07264 | CANADIAN SOLAR | CS5A-190 | 235 | 36 | 150 | 35 |  | Solar | FIXED | Roof
SRP07264 | ENPHASE ENERGY | M200-32-240-S02 | 215 | 18 |  |  | 0.963 | Solar Inverter |  | Outside
SRP07264 | ENPHASE ENERGY | M200-32-240-S02 | 215 | 18 |  |  | 0.963 | Solar Inverter |  | Outside
SRP07266 | CHANGZHOU TRINA SOLAR ENERGY CO | TSM-185D | 240 | 16 | 132 | 27 |  | Solar | FIXED | Roof
SRP07266 | CHANGZHOU TRINA SOLAR ENERGY CO | TSM-185D | 240 | 16 | 222 | 27 |  | Solar | FIXED | Roof
SRP07266 | PV POWERED | PVP3500 | 3500 | 2 |  |  | 0.955 | Solar Inverter |  | Inside
SRP07267 | CHANGZHOU TRINA SOLAR ENERGY CO | TSM-185D | 235 | 18 | 180 | 34 |  | Solar | FIXED | Roof
SRP07267 | PV POWERED | PVP3500 | 3500 | 1 |  |  | 0.955 | Solar Inverter |  | INDOOR
SRP07269 | CHANGZHOU TRINA SOLAR ENERGY CO | TSM-185D | 240 | 12 | 215.1 | 22 |  | Solar | FIXED | Roof
SRP07269 | CHANGZHOU TRINA SOLAR ENERGY CO | TSM-185D | 240 | 22 | 125.1 | 26 |  | Solar | FIXED | Roof
SRP07269 | PV POWERED | PVP2500 | 2500 | 1 |  |  | 0.945 | Solar Inverter |  | OUTDOOR
SRP07269 | PV POWERED | PVP4800 | 4800 | 1 |  |  | 0.96 | Solar Inverter |  | OUTDOOR
SRP07270 | CHANGZHOU TRINA SOLAR ENERGY CO | TSM-185D | 240 | 30 | 143.8 | 20 |  | Solar | FIXED | Roof
SRP07270 | SMA AMERICA | SB7000US (240V) | 7000 | 1 |  |  | 0.97 | Solar Inverter |  | Outside
SRP07271 | SUNTECH POWER | STP190-18/UB-1 | 190 | 46 | 227 | 30 |  | Solar | FIXED | Roof
SRP07271 | PV POWERED | PVP3500 | 3500 | 1 |  |  | 0.955 | Solar Inverter |  | INDOOR
SRP07271 | PV POWERED | PVP4800 | 4800 | 1 |  |  | 0.96 | Solar Inverter |  | INDOOR
SRP07272 | SUNTECH POWER | STP190-18/UB-1 | 190 | 51 | 212 | 30 |  | Solar | FIXED | Roof
SRP07272 | PV POWERED | PVP4800 | 4800 | 1 |  |  | 0.96 | Solar Inverter |  | OUTDOOR
SRP07272 | PV POWERED | PVP4800 | 4800 | 1 |  |  | 0.96 | Solar Inverter |  | OUTDOOR
SRP07273 | CHANGZHOU TRINA SOLAR ENERGY CO | TSM-185D | 240 | 30 | 181.7 | 25 |  | Solar | FIXED | Roof
SRP07273 | SMA AMERICA | SB7000US (240V) | 7000 | 1 |  |  | 0.97 | Solar Inverter |  | INDOOR
SRP07274 | CHANGZHOU TRINA SOLAR ENERGY CO | TSM-185D | 235 | 20 | 179.4 | 32 |  | Solar | FIXED | Roof
SRP07274 | PV POWERED | PVP4800 | 4800 | 1 |  |  | 0.96 | Solar Inverter |  | Inside
SRP07277 | SUNPOWER | SPR-230-WHT-U | 240 | 54 | 235 | 27 |  | Solar | FIXED | Roof
SRP07277 | SUNPOWER CORP (ORIGINAL MFRSMA) | SPR-7000M (277V) | 11400 | 1 |  |  | 0.962 | Solar Inverter |  | INDOOR
SRP07278 | SUNPOWER | SPR-230-WHT-U | 240 | 33 | 205 | 36 |  | Solar | FIXED | Roof
SRP07278 | SUNPOWER CORP (ORIGINAL MFRSMA) | SPR-7000M (240V) | 7000 | 1 |  |  | 0.97 | Solar Inverter |  | INDOOR
SRP07279 | SUNPOWER | SPR-315E-WHT-U | 320 | 56 | 180 | 35 |  | Solar | FIXED | Ground
SRP07279 | SUNPOWER CORP (ORIGINAL MFRSMA) | SPR-7000M (277V) | 8000 | 2 |  |  | 0.962 | Solar Inverter |  | INDOOR
SRP07280 | SOLARWORLD | SW185MONO | 245 | 23 | 154 | 28 |  | Solar | FIXED | Roof
SRP07280 | ENPHASE ENERGY | M200-32-240-S02 | 215 | 23 |  |  | 0.96 | Solar Inverter |  | OUTDOOR
SRP07281 | SUNPOWER | SPR-230-WHT-U | 240 | 40 | 207 | 10 |  | Solar | FIXED | Roof
SRP07281 | SUNPOWER CORP (ORIGINAL MFRSMA) | SPR-7000M (277V) | 8000 | 1 |  |  | 0.97 | Solar Inverter |  | OUTDOOR
SRP07282 | LIGHT WAY GREEN NEW ENERGY | LW240(29)P1650X990 | 240 | 27 | 176 | 25 |  | Solar | FIXED | Roof
SRP07282 | LIGHT WAY GREEN NEW ENERGY | LW240(29)P1650X990 | 240 | 16 | 266 | 25 |  | Solar | FIXED | Roof
SRP07282 | SMA AMERICA | SB3000US (240V) | 3000 | 1 |  |  | 0.97 | Solar Inverter |  | OUTDOOR
SRP07282 | SMA AMERICA | SB6000U (240V) | 6000 | 1 |  |  | 0.97 | Solar Inverter |  | OUTDOOR
SRP07284 | BAODING YINGLI NEW ENERGY RESOURCES CO | YL175(156) | 230 | 26 | 134 | 22 |  | Solar | FIXED | Roof
SRP07284 | SMA AMERICA | SB5000US | 5000 | 1 |  |  | 0.955 | Solar Inverter |  | INDOOR
SRP07285 | YES! SOLAR | ES190W | 230 | 22 | 250 | 21 |  | Solar | FIXED | Roof
SRP07285 | SMA AMERICA | SB4000US (240V) | 4000 | 1 |  |  | 0.96 | Solar Inverter |  | INDOOR
SRP07286 | CHANGZHOU TRINA SOLAR ENERGY CO | TSM-185D | 235 | 30 | 151 | 29 |  | Solar | FIXED | Roof
SRP07286 | CHANGZHOU TRINA SOLAR ENERGY CO | TSM-185D | 235 | 20 | 241 | 29 |  | Solar | FIXED | Roof
SRP07286 | SMA AMERICA | SB4000US (240V) | 4000 | 1 |  |  | 0.968 | Solar Inverter |  | Inside
SRP07286 | SMA AMERICA | SB6000U (240V) | 6000 | 1 |  |  | 0.968 | Solar Inverter |  | Inside
SRP07287 | CHANGZHOU TRINA SOLAR ENERGY CO | TSM-185D | 230 | 9 | 191 | 27 |  | Solar | FIXED | Roof
SRP07287 | CHANGZHOU TRINA SOLAR ENERGY CO | TSM-185D | 230 | 13 | 101 | 34 |  | Solar | FIXED | Roof
SRP07287 | SMA AMERICA | SWR2100U | 2000 | 1 |  |  | 0.96 | Solar Inverter |  | OUTDOOR
SRP07287 | SMA AMERICA | SWR2500U-SBD (240V) | 2500 | 1 |  |  | 0.96 | Solar Inverter |  | OUTDOOR
SRP07288 | CHANGZHOU TRINA SOLAR ENERGY CO | TSM-185D | 230 | 24 | 203 | 27 |  | Solar | FIXED | Roof
SRP07288 | CHANGZHOU TRINA SOLAR ENERGY CO | TSM-185D | 230 | 12 | 113 | 33 |  | Solar | FIXED | Roof
SRP07288 | SMA AMERICA | SWR2500U (240V) | 2500 | 1 |  |  | 0.96 | Solar Inverter |  | OUTDOOR
SRP07288 | SMA AMERICA | SB5000US | 5000 | 1 |  |  | 0.968 | Solar Inverter |  | OUTDOOR
SRP07289 | CHANGZHOU TRINA SOLAR ENERGY CO | TSM-185D | 230 | 18 | 225 | 34 |  | Solar | FIXED | Roof
SRP07289 | SMA AMERICA | SB3000US (208V) | 3000 | 1 |  |  | 0.965 | Solar Inverter |  | Inside
SRP07290 | CHANGZHOU TRINA SOLAR ENERGY CO | TSM-185D | 230 | 26 | 136 | 26 |  | Solar | FIXED | Roof
SRP07290 | SMA AMERICA | SB5000US | 5000 | 1 |  |  | 0.968 | Solar Inverter |  | Inside
SRP07291 | CHANGZHOU TRINA SOLAR ENERGY CO | TSM-185D | 230 | 13 | 113 | 23 |  | Solar | FIXED | Roof
SRP07291 | CHANGZHOU TRINA SOLAR ENERGY CO | TSM-185D | 230 | 22 | 203 | 25 |  | Solar | FIXED | Roof
SRP07291 | SMA AMERICA | SWR2500U (240V) | 2500 | 1 |  |  | 0.96 | Solar Inverter |  | Outside
SRP07291 | SMA AMERICA | SB5000US | 5000 | 1 |  |  | 0.968 | Solar Inverter |  | Outside
SRP07292 | CHANGZHOU TRINA SOLAR ENERGY CO | TSM-185D | 230 | 24 | 211 | 30 |  | Solar | FIXED | Roof
SRP07292 | SMA AMERICA | SB5000US | 5000 | 1 |  |  | 0.968 | Solar Inverter |  | INDOOR
SRP07293 | CHANGZHOU TRINA SOLAR ENERGY CO | TSM-185D | 235 | 8 | 144 | 23 |  | Solar | FIXED | Roof
SRP07293 | CHANGZHOU TRINA SOLAR ENERGY CO | TSM-185D | 235 | 24 | 234 | 23 |  | Solar | FIXED | Roof
SRP07293 | SMA AMERICA | SWR2100U | 2000 | 1 |  |  | 0.96 | Solar Inverter |  | OUTDOOR
SRP07293 | SMA AMERICA | SB5000US | 5000 | 1 |  |  | 0.968 | Solar Inverter |  | OUTDOOR
SRP07294 | CHANGZHOU TRINA SOLAR ENERGY CO | TSM-185D | 235 | 24 | 129 | 18 |  | Solar | FIXED | Roof
SRP07294 | POWER-ONE | PVI-5000-OUTD-US (208 V) | 5000 | 1 |  |  | 0.96 | Solar Inverter |  | OUTDOOR
SRP07295 | CHANGZHOU TRINA SOLAR ENERGY CO | TSM-185D | 240 | 16 | 122 | 11 |  | Solar | FIXED | Roof
SRP07295 | CHANGZHOU TRINA SOLAR ENERGY CO | TSM-185D | 240 | 2 | 212 | 24 |  | Solar | FIXED | Roof
SRP07295 | ENPHASE ENERGY | M200-32-208-S02 | 215 | 18 |  |  | 0.96 | Solar Inverter |  | INDOOR
SRP07296 | CHANGZHOU TRINA SOLAR ENERGY CO | TSM-185D | 235 | 16 | 190 | 21 |  | Solar | FIXED | Roof
SRP07296 | POWER-ONE | PVI-3600-OUTD-US-F (208V) | 3600 | 1 |  |  | 0.96 | Solar Inverter |  | INDOOR
SRP07297 | SUNTECH POWER | STP190-18/UB-1 | 190 | 20 | 185.8 | 32 |  | Solar | FIXED | Roof
SRP07297 | SMA AMERICA | SB4000US (208V) | 4000 | 1 |  |  | 0.96 | Solar Inverter |  | INDOOR
SRP07298 | CHANGZHOU TRINA SOLAR ENERGY CO | TSM-185D | 240 | 42 | 215 | 18 |  | Solar | FIXED | Roof
SRP07298 | CHANGZHOU TRINA SOLAR ENERGY CO | TSM-185D | 240 | 10 | 125 | 20 |  | Solar | FIXED | Roof
SRP07298 | PV POWERED | PVP2500 | 2500 | 1 |  |  | 0.945 | Solar Inverter |  | INDOOR
SRP07298 | PV POWERED | PVP4800 | 4800 | 2 |  |  | 0.96 | Solar Inverter |  | INDOOR
SRP07299 | CHANGZHOU TRINA SOLAR ENERGY CO | TSM-185D | 235 | 9 | 107 | 20 |  | Solar | FIXED | Roof
SRP07299 | CHANGZHOU TRINA SOLAR ENERGY CO | TSM-185D | 235 | 18 | 197 | 40 |  | Solar | FIXED | Roof
SRP07299 | PV POWERED | PVP2000 | 2000 | 1 |  |  | 0.92 | Solar Inverter |  | OUTDOOR
SRP07299 | PV POWERED | PVP2000 | 4800 | 1 |  |  | 0.96 | Solar Inverter |  | OUTDOOR
SRP07300 | SUNTECH POWER | STP190-18/UB-1 | 190 | 16 | 205 | 25 |  | Solar | FIXED | Roof
SRP07300 | SUNTECH POWER | STP190-18/UB-1 | 190 | 24 | 115 | 40 |  | Solar | FIXED | Roof
SRP07300 | SMA AMERICA | SB3000US (208V) | 3000 | 1 |  |  | 0.96 | Solar Inverter |  | INDOOR
SRP07300 | SMA AMERICA | SB4000US (208V) | 4000 | 1 |  |  | 0.96 | Solar Inverter |  | Inside
SRP07301 | CHANGZHOU TRINA SOLAR ENERGY CO | TSM-185D | 235 | 36 | 238 | 16 |  | Solar | FIXED | Roof
SRP07301 | SMA AMERICA | SB7000US (240V) | 7000 | 1 |  |  | 0.97 | Solar Inverter |  | INDOOR
SRP07302 | CHANGZHOU TRINA SOLAR ENERGY CO | TSM-185D | 240 | 44 | 175 | 42 |  | Solar | FIXED | Roof
SRP07302 | PV POWERED | PVP4800 | 4800 | 2 |  |  | 0.96 | Solar Inverter |  | INDOOR
SRP07303 | CHANGZHOU TRINA SOLAR ENERGY CO | TSM-185D | 230 | 6 | 120 | 9 |  | Solar | FIXED | Roof
SRP07303 | CHANGZHOU TRINA SOLAR ENERGY CO | TSM-185D | 230 | 24 | 120 | 19 |  | Solar | FIXED | Roof
SRP07303 | SMA AMERICA | SB7000US (208V) | 7000 | 1 |  |  | 0.969 | Solar Inverter |  | Inside
SRP07304 | BAODING YINGLI NEW ENERGY RESOURCES CO | YL175(156) | 235 | 52 | 184 | 10 |  | Solar | FIXED | Roof
SRP07304 | FRONIUS USA |  | 11400 | 1 |  |  | 0.95 | Solar Inverter |  | INDOOR
SRP07306 | CHANGZHOU TRINA SOLAR ENERGY CO | TSM-185D | 235 | 33 | 213 | 34 |  | Solar | FIXED | Roof
SRP07306 | SMA AMERICA | SB7000US (208V) | 7000 | 1 |  |  | 0.969 | Solar Inverter |  | Inside
SRP07307 | CHANGZHOU TRINA SOLAR ENERGY CO | TSM-185D | 230 | 30 | 178 | 40 |  | Solar | FIXED | Roof
SRP07307 | SMA AMERICA | SB6000US (208V) | 6000 | 1 |  |  | 0.968 | Solar Inverter |  | Inside
SRP07308 | SUNTECH POWER | STP190-18/UB-1 | 190 | 14 | 219 | 24 |  | Solar | FIXED | Roof
SRP07308 | POWER-ONE | PVI-3000-I-OUTD-US-F (208V) | 3000 | 1 |  |  | 0.96 | Solar Inverter |  | OUTDOOR
SRP07310 | SUNTECH POWER | STP190S-18/UB-1 | 190 | 40 | 232 | 24 |  | Solar | FIXED | Roof
SRP07310 | SMA AMERICA | SB7000US (240V) | 7000 | 1 |  |  | 0.96 | Solar Inverter |  | Inside
SRP07311 | CHANGZHOU TRINA SOLAR ENERGY CO | TSM-185D | 240 | 26 | 148 | 37 |  | Solar | FIXED | Roof
SRP07311 | CHANGZHOU TRINA SOLAR ENERGY CO | TSM-185D | 240 | 12 | 238 | 40 |  | Solar | FIXED | Roof
SRP07311 | SMA AMERICA | SB3000US (208V) | 2500 | 1 |  |  | 0.96 | Solar Inverter |  | INDOOR
SRP07311 | SMA AMERICA | SB6000US (208V) | 6000 | 1 |  |  | 0.968 | Solar Inverter |  | INDOOR
SRP07312 | CHANGZHOU TRINA SOLAR ENERGY CO | TSM-185D | 230 | 33 | 192 | 30 |  | Solar | FIXED | Roof
SRP07312 | SMA AMERICA | SB7000US (208V) | 7000 | 1 |  |  | 0.969 | Solar Inverter |  | INDOOR
SRP07314 | BP SOLAR | BP4180B | 180 | 40 | 126 | 26 |  | Solar | FIXED | Roof
SRP07314 | SMA AMERICA | SB7000US (240V) | 7000 | 1 |  |  | 0.96 | Solar Inverter |  | Inside
SRP07315 | CHANGZHOU TRINA SOLAR ENERGY CO | TSM-185D | 230 | 28 | 190 | 16 |  | Solar | FIXED | Roof
SRP07315 | SMA AMERICA | SB6000US (208V) | 6000 | 1 |  |  | 0.968 | Solar Inverter |  | OUTDOOR
SRP07316 | CONERGY AG | S 175MU | 230 | 108 | 160 | 15 |  | Solar | FIXED | Roof
SRP07316 | SMA AMERICA | SB7000US (277V) | 8000 | 3 |  |  | 0.983 | Solar Inverter |  | OUTDOOR
SRP07317 | SUNPOWER | SPR-305-WHT-U | 308 | 432 | 176 | 5 |  | Solar | FIXED | Roof
SRP07317 | SATCON TECHNOLOGY | PVS-135 (208 V) | 135000 | 1 |  |  | 0.97 | Solar Inverter |  | OUTDOOR
SRP07320 | CHANGZHOU TRINA SOLAR ENERGY CO | TSM-185D | 240 | 22 | 223.9 | 15 |  | Solar | FIXED | Roof
SRP07320 | CHANGZHOU TRINA SOLAR ENERGY CO | TSM-185D | 240 | 6 | 133.9 | 20 |  | Solar | FIXED | Roof
SRP07320 | PV POWERED | PVP2000 | 2000 | 1 |  |  | 0.92 | Solar Inverter |  | Outside
SRP07320 | PV POWERED | PVP4800 | 4800 | 1 |  |  | 0.96 | Solar Inverter |  | Outside
SRP07321 | CHANGZHOU TRINA SOLAR ENERGY CO | TSM-185D | 230 | 33 | 211 | 32 |  | Solar | FIXED | Roof
SRP07321 | SMA AMERICA | SB7000US (208V) | 7000 | 1 |  |  | 0.969 | Solar Inverter |  | Outside
SRP07322 | CHANGZHOU TRINA SOLAR ENERGY CO | TSM-185D | 230 | 36 | 123 | 27 |  | Solar | FIXED | Roof
SRP07322 | SMA AMERICA | SB7000US (208V) | 7000 | 1 |  |  | 0.969 | Solar Inverter |  | Inside
SRP07323 | BP SOLAR | SX6175N | 215 | 21 | 163 | 9 |  | Solar | FIXED | Roof
SRP07323 | BP SOLAR | BP3125U | 215 | 28 | 163 | 30 |  | Solar | FIXED | Roof
SRP07323 | FRONIUS USA | IG 3000 | 3000 | 2 |  |  | 0.955 | Solar Inverter |  | Inside
SRP07323 | FRONIUS USA | IG 4000 | 4000 | 1 |  |  | 0.955 | Solar Inverter |  | Inside
SRP07324 | CHANGZHOU TRINA SOLAR ENERGY CO | TSM-185D | 235 | 14 | 150 | 27 |  | Solar | FIXED | Roof
SRP07324 | CHANGZHOU TRINA SOLAR ENERGY CO | TSM-185D | 235 | 14 | 240 | 27 |  | Solar | FIXED | Roof
SRP07324 | SMA AMERICA | SB3000US (208V) | 3000 | 2 |  |  | 0.96 | Solar Inverter |  | OUTDOOR
SRP07325 | SUNPOWER | SPR-230-WHT-U | 240 | 18 | 190 | 34 |  | Solar | FIXED | Roof
SRP07325 | SUNPOWER CORP (ORIGINAL MFRSMA) | SPR-3000M (240V) | 4000 | 1 |  |  | 0.968 | Solar Inverter |  | OUTDOOR
SRP07326 | CHANGZHOU TRINA SOLAR ENERGY CO | TSM-185D | 230 | 36 | 120 | 30 |  | Solar | FIXED | Roof
SRP07326 | SMA AMERICA | SB7000US (208V) | 7000 | 1 |  |  | 0.97 | Solar Inverter |  | OUTDOOR
SRP07327 | BP SOLAR | BP3165N | 215 | 36 | 150 | 32 |  | Solar | FIXED | Roof
SRP07327 | SMA AMERICA | SB7000US (240V) | 7000 | 1 |  |  | 0.96 | Solar Inverter |  | OUTDOOR
SRP07328 | SOLYNDRA | SL-002-182U | 245 | 80 | 180 | 25 |  | Solar | FIXED | Ground
SRP07328 | FRONIUS USA |  | 10000 | 2 |  |  | 0.955 | Solar Inverter |  | Outside
SRP07329 | SUNPOWER | SPR-230-WHT-U | 240 | 27 | 250 | 35 |  | Solar | FIXED | Roof
SRP07329 | SUNPOWER CORP (ORIGINAL MFRSMA) | SPR-6000M (240V) | 6000 | 1 |  |  | 0.97 | Solar Inverter |  | INDOOR
SRP07330 | WEBEL SL ENERGY SYSTEMS | W1600-160 | 235 | 58 | 162 | 10 |  | Solar | FIXED | Roof
SRP07330 | ENPHASE ENERGY | M215-60-2LL-S2X | 215 | 58 |  |  | 0.96 | Solar Inverter |  | OUTDOOR
SRP07331 | SUNTECH POWER | STP210S-18/UB-1 | 240 | 6273 | 202 | 10 |  | Solar | FIXED | Roof
SRP07331 | SUNTECH POWER | STP210S-18/UB-1 | 240 | 6103 | 219 | 10 |  | Solar | FIXED | Roof
SRP07331 | ADVANCED ENERGY INDUSTRIES | 3159000-104 | 500000 | 5 |  |  | 0.98 | Solar Inverter |  | OUTDOOR
SRP07332 | MC SOLAR | TF-90B | 240 | 33 | 206 | 17 |  | Solar | FIXED | Roof
SRP07332 | FRONIUS USA |  | 7500 | 1 |  |  | 0.96 | Solar Inverter |  | INDOOR
SRP07334 | UNKNOWN | UNKNOWN | 250 | 156 | 218.5 | 5 |  | Solar | FIXED | Roof
SRP07334 | FRONIUS USA |  | 11400 | 3 |  |  | 0.95 | Solar Inverter |  | OUTDOOR
SRP07335 | UNKNOWN | UNKNOWN | 225 | 47 | 235 | 32 |  | Solar | FIXED | Roof
SRP07335 | SMA AMERICA | SB4000US (208V) | 4000 | 1 |  |  | 0.95 | Solar Inverter |  | OUTDOOR
SRP07335 | SMA AMERICA | SB7000US (240V) | 7000 | 1 |  |  | 0.95 | Solar Inverter |  | OUTDOOR
SRP07336 | SHARP | ND-200U2 | 240 | 44 | 198 | 25 |  | Solar | FIXED | Ground
SRP07336 | SMA AMERICA | SB5000US (208V) | 5000 | 2 |  |  | 0.968 | Solar Inverter |  | Inside
SRP07337 | BP SOLAR | SX3200B | 215 | 12 | 117 | 10 |  | Solar | FIXED | Roof
SRP07337 | BP SOLAR | BP3165N | 215 | 7 | 117 | 26 |  | Solar | FIXED | Roof
SRP07337 | FRONIUS USA | IG 2000 | 2000 | 1 |  |  | 0.95 | Solar Inverter |  | INDOOR
SRP07337 | FRONIUS USA |  | 3000 | 1 |  |  | 0.95 | Solar Inverter |  | INDOOR
SRP07338 | CHANGZHOU TRINA SOLAR ENERGY CO | TSM-185D | 240 | 14 | 134 | 7 |  | Solar | FIXED | Roof
SRP07338 | CHANGZHOU TRINA SOLAR ENERGY CO | TSM-185D | 240 | 14 | 134 | 13 |  | Solar | FIXED | Roof
SRP07338 | POWER-ONE | PVI-3000-I-OUTD-US (208V) | 3000 | 2 |  |  | 0.96 | Solar Inverter |  | Outside
SRP07339 | SHARP | ND-220U1F | 240 | 224 | 180 | 12.5 |  | Solar | FIXED | Roof
SRP07339 | SMA AMERICA | SB6000U (240V) | 6000 | 2 |  |  | 0.97 | Solar Inverter |  | INDOOR
SRP07339 | SMA AMERICA | SB7000US (277V) | 8000 | 4 |  |  | 0.97 | Solar Inverter |  | INDOOR
SRP07340 | SUNPOWER | SPR-230-WHT-U | 240 | 36 | 197 | 34 |  | Solar | FIXED | Roof
SRP07340 | SUNPOWER | SPR-230-WHT-U | 240 | 8 | 197 | 45 |  | Solar | FIXED | Roof
SRP07340 | SUNPOWER CORP (ORIGINAL MFRSMA) | SPR-5000M (240V) | 5000 | 2 |  |  | 0.968 | Solar Inverter |  | OUTDOOR
SRP07341 | CONERGY AG | S 175MU | 240 | 49 | 103 | 5 |  | Solar | FIXED | Roof
SRP07341 | SMA AMERICA | SB3000US (240V) | 2500 | 1 |  |  | 0.96 | Solar Inverter |  | OUTDOOR
SRP07341 | SMA AMERICA | SB7000US (240V) | 7000 | 1 |  |  | 0.96 | Solar Inverter |  | OUTDOOR
SRP07344 | CHANGZHOU TRINA SOLAR ENERGY CO | TSM-185D | 230 | 36 | 157 | 30 |  | Solar | FIXED | Roof
SRP07344 | SMA AMERICA | SB3000US (240V) | 3000 | 1 |  |  | 0.96 | Solar Inverter |  | Outside
SRP07344 | SMA AMERICA | SB5000US (240V) | 5000 | 1 |  |  | 0.968 | Solar Inverter |  | Outside
SRP07345 | TRINA SOLAR | TSM-240PA05.10 | 240 | 25 | 229 | 25 |  | Solar | FIXED | Roof
SRP07345 | TRINA SOLAR | TSM-240PA05.10 | 240 | 13 | 139 | 35 |  | Solar | FIXED | Roof
SRP07345 | POWER-ONE | PVI-3600-OUTD-US-F (240V) | 3600 | 1 |  |  | 0.97 | Solar Inverter |  | Inside
SRP07345 | POWER-ONE | PVI-6000-OUTD-US (240 V) | 6000 | 1 |  |  | 0.97 | Solar Inverter |  | Inside
SRP07347 | BAODING YINGLI NEW ENERGY RESOURCES CO | YL175(156) | 230 | 18 | 177 | 35 |  | Solar | FIXED | Roof
SRP07347 | BAODING YINGLI NEW ENERGY RESOURCES CO | 85(17)P1172X541 | 230 | 4 | 267 | 35 |  | Solar | FIXED | Roof
SRP07347 | ENPHASE ENERGY | M200-32-240-S02 | 215 | 22 |  |  | 0.96 | Solar Inverter |  | OUTDOOR
SRP07349 | CHANGZHOU TRINA SOLAR ENERGY CO | TSM-185D | 230 | 36 | 235 | 32 |  | Solar | FIXED | Roof
SRP07349 | SMA AMERICA | SB7000US (208V) | 7000 | 1 |  |  | 0.969 | Solar Inverter |  | INDOOR
SRP07350 | CHANGZHOU TRINA SOLAR ENERGY CO | TSM-185D | 240 | 8 | 30 | 10 |  | Solar | FIXED | Roof
SRP07350 | CHANGZHOU TRINA SOLAR ENERGY CO | TSM-185D | 240 | 17 | 187 | 38 |  | Solar | FIXED | Roof
SRP07350 | POWER-ONE | PVI-3000-I-OUTD-US-F (240V) | 3000 | 1 |  |  | 0.96 | Solar Inverter |  | OUTDOOR
SRP07350 | POWER-ONE | PVI-3600-OUTD-US-F (240V) | 3600 | 1 |  |  | 0.96 | Solar Inverter |  | OUTDOOR
SRP07351 | CHANGZHOU TRINA SOLAR ENERGY CO | TSM-185D | 230 | 14 | 226 | 29 |  | Solar | FIXED | Roof
SRP07351 | CHANGZHOU TRINA SOLAR ENERGY CO | TSM-185D | 230 | 14 | 126 | 34 |  | Solar | FIXED | Roof
SRP07351 | SMA AMERICA | SB3000US (208V) | 3000 | 2 |  |  | 0.96 | Solar Inverter |  | OUTDOOR
SRP07352 | CHANGZHOU TRINA SOLAR ENERGY CO | TSM-185D | 230 | 20 | 122 | 33 |  | Solar | FIXED | Roof
SRP07352 | SMA AMERICA | SB3800U (208V) | 3800 | 1 |  |  | 0.968 | Solar Inverter |  | Outside
SRP07353 | CHANGZHOU TRINA SOLAR ENERGY CO | TSM-185D | 240 | 8 | 160 | 21 |  | Solar | FIXED | Roof
SRP07353 | CHANGZHOU TRINA SOLAR ENERGY CO | TSM-185D | 240 | 18 | 160 | 24 |  | Solar | FIXED | Roof
SRP07353 | POWER-ONE | PVI-6000-OUTD-US (240 V) | 6000 | 1 |  |  | 0.96 | Solar Inverter |  | OUTDOOR
SRP07354 | CHANGZHOU TRINA SOLAR ENERGY CO | TSM-185D | 230 | 28 | 211 | 34 |  | Solar | FIXED | Roof
SRP07354 | SMA AMERICA | SB6000US (208V) | 6000 | 1 |  |  | 0.968 | Solar Inverter |  | INDOOR
SRP07355 | CHANGZHOU TRINA SOLAR ENERGY CO | TSM-185D | 235 | 6 | 177 | 27 |  | Solar | FIXED | Roof
SRP07355 | CHANGZHOU TRINA SOLAR ENERGY CO | TSM-185D | 235 | 9 | 177 | 29 |  | Solar | FIXED | Roof
SRP07355 | POWER-ONE | PVI-3000-I-OUTD-US | 3000 | 1 |  |  | 0.97 | Solar Inverter |  | OUTDOOR
SRP07359 | CHANGZHOU TRINA SOLAR ENERGY CO | TSM-185D | 240 | 20 | 210 | 30 |  | Solar | FIXED | Roof
SRP07359 | POWER-ONE | PVI-5000-OUTD-US (240 V) | 4200 | 1 |  |  | 0.97 | Solar Inverter |  | OUTDOOR
SRP07360 | CHANGZHOU TRINA SOLAR ENERGY CO | TSM-185D | 235 | 17 | 105 | 18 |  | Solar | FIXED | Roof
SRP07360 | POWER-ONE | PVI-3600-OUTD-US-F (208V) | 3600 | 1 |  |  | 0.96 | Solar Inverter |  | OUTDOOR
SRP07361 | SUNTECH POWER | STP190S-18/UB-1 | 190 | 26 | 250 | 10 |  | Solar | FIXED | Roof
SRP07361 | SUNTECH POWER | STP190S-18/UB-1 | 190 | 10 | 160 | 25 |  | Solar | FIXED | Roof
SRP07361 | PV POWERED | PVP2000 | 2000 | 1 |  |  | 0.92 | Solar Inverter |  | INDOOR
SRP07361 | PV POWERED | PVP2500 | 2500 | 2 |  |  | 0.945 | Solar Inverter |  | Inside
SRP07362 | CHANGZHOU TRINA SOLAR ENERGY CO | TSM-185D | 240 | 9 | 115 | 21 |  | Solar | FIXED | Roof
SRP07362 | CHANGZHOU TRINA SOLAR ENERGY CO | TSM-185D | 240 | 16 | 205 | 22 |  | Solar | FIXED | Roof
SRP07362 | POWER-ONE | PVI-6000-OUTD-US (208 V) | 6000 | 1 |  |  | 0.96 | Solar Inverter |  | OUTDOOR
SRP07363 | CHANGZHOU TRINA SOLAR ENERGY CO | TSM-185D | 240 | 50 | 153 | 10 |  | Solar | FIXED | Roof
SRP07363 | SMA AMERICA | SB6000U (240V) | 6000 | 2 |  |  | 0.97 | Solar Inverter |  | OUTDOOR
SRP07367 | CHANGZHOU TRINA SOLAR ENERGY CO | TSM-185D | 240 | 462 | 202 | 4.2 |  | Solar | FIXED | Roof
SRP07367 | SMA AMERICA | SB7000US (277V) | 8000 | 12 |  |  | 0.965 | Solar Inverter |  | Inside
SRP07368 | CHANGZHOU TRINA SOLAR ENERGY CO | TSM-185D | 235 | 16 | 239.3 | 25 |  | Solar | FIXED | Roof
SRP07368 | SMA AMERICA | SB3000US (208V) | 3000 | 1 |  |  | 0.96 | Solar Inverter |  | Outside
SRP07370 | CHANGZHOU TRINA SOLAR ENERGY CO | TSM-185D | 240 | 384 | 164 | 5 |  | Solar | FIXED | Roof
SRP07370 | SMA AMERICA | SB7000US (240V) | 7000 | 12 |  |  | 0.97 | Solar Inverter |  | Outside
SRP07371 | SUNPOWER | SPR-305E-WHT-U | 305 | 41 | 180 | 34 |  | Solar | FIXED | Ground
SRP07371 | SUNPOWER CORP (ORIGINAL MFRSMA) | SPR-3000M (208V) | 3000 | 2 |  |  | 0.97 | Solar Inverter |  | Outside
SRP07371 | SUNPOWER CORP (ORIGINAL MFRSMA) | SPR-6000M (208V) | 6000 | 1 |  |  | 0.97 | Solar Inverter |  | Outside
SRP07372 | CHANGZHOU TRINA SOLAR ENERGY CO | TSM-185D | 240 | 312 | 179 | 5 |  | Solar | FIXED | Roof
SRP07372 | PV POWERED | PVP75KW-480 | 75000 | 1 |  |  | 0.96 | Solar Inverter |  | OUTDOOR
SRP07373 | SUNPOWER | SPR-305-WHT-U | 305 | 34 | 180 | 34 |  | Solar | FIXED | Ground
SRP07373 | SUNPOWER CORP (ORIGINAL MFRSMA) | SPR-4000M (208V) | 4000 | 1 |  |  | 0.97 | Solar Inverter |  | OUTDOOR
SRP07373 | SUNPOWER CORP (ORIGINAL MFRSMA) | SPR-5000M (208V) | 5000 | 1 |  |  | 0.97 | Solar Inverter |  | OUTDOOR
SRP07374 | CHANGZHOU TRINA SOLAR ENERGY CO | TSM-185D | 240 | 600 | 162 | 5 |  | Solar | FIXED | Roof
SRP07374 | SMA AMERICA | SB7000US (240V) | 7000 | 2 |  |  | 0.97 | Solar Inverter |  | OUTDOOR
SRP07374 | SMA AMERICA | SB7000US (240V) | 7000 | 16 |  |  | 0.97 | Solar Inverter |  | OUTDOOR
SRP07375 | CHANGZHOU TRINA SOLAR ENERGY CO | TSM-185D | 240 | 432 | 155 | 5 |  | Solar | FIXED | Roof
SRP07375 | SMA AMERICA | SB7000US (240V) | 7000 | 12 |  |  | 0.97 | Solar Inverter |  | OUTDOOR
SRP07376 | CHANGZHOU TRINA SOLAR ENERGY CO | TSM-185D | 235 | 69 | 180 | 30 |  | Solar | FIXED | Ground
SRP07376 | SMA AMERICA | SB7000US (208V) | 7000 | 1 |  |  | 0.97 | Solar Inverter |  | OUTDOOR
SRP07376 | SMA AMERICA | SB7000US (277V) | 8000 | 1 |  |  | 0.97 | Solar Inverter |  | Outside
SRP07377 | CHANGZHOU TRINA SOLAR ENERGY CO | TSM-185D | 240 | 432 | 164 | 5 |  | Solar | FIXED | Roof
SRP07377 | SMA AMERICA | SB7000US (240V) | 7000 | 12 |  |  | 0.97 | Solar Inverter |  | Outside
SRP07378 | SUNTECH POWER | STP190S-18/UB-1 | 190 | 8 | 73 | 20 |  | Solar | FIXED | Roof
SRP07378 | SUNTECH POWER | STP190S-18/UB-1 | 190 | 8 | 163 | 20 |  | Solar | FIXED | Roof
SRP07378 | SUNTECH POWER | STP190S-18/UB-1 | 190 | 8 | 253 | 20 |  | Solar | FIXED | Roof
SRP07378 | SOLECTRIA RENEWABLES | PVI 3000 (208V) | 3800 | 1 |  |  | 0.97 | Solar Inverter |  | INDOOR
SRP07379 | CHANGZHOU TRINA SOLAR ENERGY CO | TSM-185D | 235 | 142 | 154 | 5 |  | Solar | FIXED | Roof
SRP07379 | CHANGZHOU TRINA SOLAR ENERGY CO | TSM-185D | 235 | 120 | 154 | 26 |  | Solar | FIXED | Roof
SRP07379 | SMA AMERICA | SB6000US (240V) | 6000 | 9 |  |  | 0.97 | Solar Inverter |  | Inside
SRP07382 | HANWHA SOLARONE (QIDONG) | SF220-30-P230 | 230 | 294 | 180 | 0 |  | Solar | FIXED | Roof
SRP07382 | SUNNY BOY | SMA6000 | 9000 | 7 |  |  | 0.983 | Solar Inverter |  | OUTDOOR
SRP07383 | SUNPOWER | SPR-305E-WHT-D | 305 | 221 | 180 | 34 |  | Solar | FIXED | Ground
SRP07383 | SUNPOWER CORP (ORIGINAL MFRSMA) | SPR-5000M (240V) | 5000 | 2 |  |  | 0.97 | Solar Inverter |  | OUTDOOR
SRP07383 | SUNPOWER CORP (ORIGINAL MFRSMA) | SPR-6000M (240V) | 6000 | 1 |  |  | 0.97 | Solar Inverter |  | OUTDOOR
SRP07383 | SUNPOWER CORP (ORIGINAL MFRSMA) | SPR-7000M (240V) | 7000 | 7 |  |  | 0.97 | Solar Inverter |  | OUTDOOR
SRP07386 | SUNPOWER | SPR-305-WHT-U | 305 | 142 | 180 | 34 |  | Solar | FIXED | Ground
SRP07386 | SUNPOWER CORP (ORIGINAL MFRSMA) | SPR-6000M (240V) | 6000 | 2 |  |  | 0.97 | Solar Inverter |  | INDOOR
SRP07386 | SUNPOWER CORP (ORIGINAL MFRSMA) | SPR-7000M (240V) | 7000 | 3 |  |  | 0.97 | Solar Inverter |  | INDOOR
SRP07386 | SUNPOWER | SPR-8000F-208 | 8000 | 1 |  |  | 0.97 | Solar Inverter |  | INDOOR
SRP07389 | CHANGZHOU TRINA SOLAR ENERGY CO | TSM-185D | 240 | 39 | 140 | 24 |  | Solar | FIXED | Roof
SRP07389 | CHANGZHOU TRINA SOLAR ENERGY CO | TSM-185D | 240 | 39 | 170 | 24 |  | Solar | FIXED | Roof
SRP07389 | SMA AMERICA | SB7000US (208V) | 8000 | 2 |  |  | 0.963 | Solar Inverter |  | OUTDOOR
SRP07391 | CHANGZHOU TRINA SOLAR ENERGY CO | TSM-185D | 230 | 22 | 231 | 30 |  | Solar | FIXED | Ground
SRP07391 | SMA AMERICA | SB4000US (208V) | 4000 | 1 |  |  | 0.97 | Solar Inverter |  | OUTDOOR
SRP07393 | CHANGZHOU TRINA SOLAR ENERGY CO | TSM-185D | 235 | 20 | 189 | 26 |  | Solar | FIXED | Roof
SRP07393 | SMA AMERICA | SB4000US (208V) | 4000 | 1 |  |  | 0.968 | Solar Inverter |  | OUTDOOR
SRP07394 | SANYO ELECTRIC | HIP-205BA5 | 225 | 40 | 176 | 27 |  | Solar | FIXED | Roof
SRP07394 | SMA AMERICA | SB7000US (208V) | 8000 | 1 |  |  | 0.96 | Solar Inverter |  | INDOOR
SRP07395 | NINGBO SOLAR ELECTRIC POWER | TDB125X125-72-P 175W | 280 | 407 | 217 | 5 |  | Solar | FIXED | Roof
SRP07395 | SATCON TECHNOLOGY | PVS-100 (208 V) | 100000 | 1 |  |  | 0.977 | Solar Inverter |  | Inside
SRP07396 | NINGBO SOLAR ELECTRIC POWER | TDB125X125-72-P 150W | 280 | 231 | 217 | 5 |  | Solar | FIXED | Roof
SRP07396 | SATCON TECHNOLOGY | PVS-75 (208 V) | 75000 | 1 |  |  | 0.977 | Solar Inverter |  | INDOOR
SRP07399 | SOLARWORLD | SW185MONO | 245 | 130 | 173 | 10 |  | Solar | FIXED | Ground
SRP07399 | SMA AMERICA | SB4000US (208V) | 4000 | 1 |  |  | 0.956 | Solar Inverter |  | INDOOR
SRP07399 | SMA AMERICA | SB7000US (208V) | 8000 | 3 |  |  | 0.963 | Solar Inverter |  | INDOOR
SRP07400 | BAODING YINGLI NEW ENERGY RESOURCES CO | YL175(156) | 230 | 13 | 183 | 14 |  | Solar | FIXED | Roof
SRP07400 | SMA AMERICA | SB4000US (240V) | 4000 | 1 |  |  | 0.96 | Solar Inverter |  | Outside
SRP07401 | ISOFOTON | I-100/12 | 235 | 18 | 126 | 29 |  | Solar | FIXED | Roof
SRP07401 | ENPHASE ENERGY | M200-32-240-S02 | 215 | 18 |  |  | 0.963 | Solar Inverter |  | OUTDOOR
SRP07402 | SUNPOWER | SPR-230-WHT-U | 240 | 50 | 250 | 38 |  | Solar | FIXED | Roof
SRP07402 | SUNPOWER | SPR-230-WHT-U | 240 | 27 | 250 | 45 |  | Solar | FIXED | Roof
SRP07402 | SUNPOWER CORP (ORIGINAL MFRSMA) | SPR-4000M (208V) | 4000 | 1 |  |  | 0.97 | Solar Inverter |  | OUTDOOR
SRP07402 | SUNPOWER CORP (ORIGINAL MFRSMA) | SPR-6000M (208V) | 6000 | 1 |  |  | 0.97 | Solar Inverter |  | OUTDOOR
SRP07402 | SUNPOWER CORP (ORIGINAL MFRSMA) | SPR-7000M (208V) | 7000 | 1 |  |  | 0.97 | Solar Inverter |  | OUTDOOR
SRP07403 | SANYO ELECTRIC | HIP-205BA5 | 220 | 8 | 205 | 19 |  | Solar | FIXED | Roof
SRP07403 | SANYO ELECTRIC | HIP-205BA5 | 220 | 22 | 205 | 27 |  | Solar | FIXED | Roof
SRP07403 | ENPHASE ENERGY | M200-32-208-S01 | 210 | 30 |  |  | 0.97 | Solar Inverter |  | OUTDOOR
SRP07405 | REC SCANMODULE | SCM230 | 240 | 12 | 252 | 24 |  | Solar | FIXED | Roof
SRP07405 | REC SCANMODULE | SCM230 | 240 | 12 | 160 | 35 |  | Solar | FIXED | Roof
SRP07405 | SMA AMERICA | SB5000US (240V) | 5000 | 1 |  |  | 0.955 | Solar Inverter |  | Outside
SRP07406 | CHANGZHOU TRINA SOLAR ENERGY CO | TSM-185D | 230 | 42 | 230 | 19 |  | Solar | FIXED | Roof
SRP07406 | SMA AMERICA | SB7000US (208V) | 8000 | 1 |  |  | 0.963 | Solar Inverter |  | OUTDOOR
SRP07407 | SUNTECH POWER | STP190S-18/UB-1 | 185 | 6 | 207.6 | 25 |  | Solar | FIXED | Roof
SRP07407 | ENPHASE ENERGY | M200-32-208-S01 | 190 | 6 |  |  | 0.96 | Solar Inverter |  | OUTDOOR
SRP07408 | KYOCERA SOLAR | KD210GX-LP | 245 | 44 | 171 | 37 |  | Solar | FIXED | Roof
SRP07408 | ENPHASE ENERGY | M200-32-208-S01 | 215 | 44 |  |  | 0.97 | Solar Inverter |  | OUTDOOR
SRP07409 | CHANGZHOU TRINA SOLAR ENERGY CO | TSM-185D | 235 | 18 | 161.9 | 25 |  | Solar | FIXED | Roof
SRP07409 | PV POWERED | PVP4800 | 4800 | 1 |  |  | 0.96 | Solar Inverter |  | OUTDOOR
SRP07410 | SUNTECH POWER | STP190-18/UB-1 | 190 | 24 | 285.7 | 25 |  | Solar | FIXED | Roof
SRP07410 | SUNTECH POWER | STP190S-18/UB-1 | 190 | 14 | 195.7 | 35 |  | Solar | FIXED | Roof
SRP07410 | SUNTECH POWER | STP190S-18/UB-1 | 190 | 6 | 195.7 | 45 |  | Solar | FIXED | Roof
SRP07410 | PV POWERED | PVP2000 | 2000 | 1 |  |  | 0.92 | Solar Inverter |  | Inside
SRP07410 | PV POWERED | PVP2500 | 2500 | 1 |  |  | 0.945 | Solar Inverter |  | INDOOR
SRP07410 | PV POWERED | PVP4800 | 4800 | 1 |  |  | 0.96 | Solar Inverter |  | INDOOR
SRP07411 | SCHUCO USA |  | 235 | 520 | 189 | 7.5 |  | Solar | FIXED | Roof
SRP07411 | SMA AMERICA | SB5000US (208V) | 500000 | 1 |  |  | 0.986 | Solar Inverter |  | Outside
SRP07412 | SUNTECH POWER | STP190-18/UB-1 | 190 | 10 | 88.7 | 13 |  | Solar | FIXED | Roof
SRP07412 | SUNTECH POWER | STP190-18/UB-1 | 190 | 10 | 88.7 | 36 |  | Solar | FIXED | Roof
SRP07412 | SUNTECH POWER | STP190-18/UB-1 | 190 | 30 | 265.1 | 36 |  | Solar | FIXED | Roof
SRP07412 | PV POWERED | PVP2000 | 2000 | 2 |  |  | 0.92 | Solar Inverter |  | INDOOR
SRP07412 | SMA AMERICA | SB6000U (208V) | 6000 | 1 |  |  | 0.97 | Solar Inverter |  | INDOOR
SRP07414 | CHANGZHOU TRINA SOLAR ENERGY CO | TSM-185D | 235 | 51 | 174 | 20 |  | Solar | FIXED | Roof
SRP07414 | SMA AMERICA | SB3000US (240V) | 3000 | 1 |  |  | 0.965 | Solar Inverter |  | OUTDOOR
SRP07414 | SMA AMERICA | SB7000US (277V) | 7000 | 1 |  |  | 0.969 | Solar Inverter |  | OUTDOOR
SRP07415 | SCHUCO USA |  | 235 | 108 | 207 | 7.5 |  | Solar | FIXED | Roof
SRP07415 | SMA AMERICA | SB7000US (277V) | 8000 | 3 |  |  | 0.983 | Solar Inverter |  | INDOOR
SRP07417 | MATRIX SOLAR/PHOTOWATT | PW1650-175 | 235 | 72 | 193 | 7.5 |  | Solar | FIXED | Roof
SRP07417 | SMA AMERICA | SB5000US | 5000 | 2 |  |  | 0.967 | Solar Inverter |  | Outside
SRP07418 | SCHUCO USA |  | 235 | 108 | 193 | 7.5 |  | Solar | FIXED | Roof
SRP07418 | SMA AMERICA | SB7000US (208V) | 7000 | 3 |  |  | 0.969 | Solar Inverter |  | INDOOR
SRP07419 | SUNTECH POWER | STP190S-18/UB-1 | 190 | 24 | 180 | 38 |  | Solar | FIXED | Roof
SRP07419 | SUNTECH POWER | STP190S-18/UB-1 | 190 | 11 | 90 | 45 |  | Solar | FIXED | Roof
SRP07419 | POWER-ONE | PVI-6000-OUTD-US (240 V) | 6000 | 1 |  |  | 0.965 | Solar Inverter |  | OUTDOOR
SRP07421 | MATRIX SOLAR/PHOTOWATT | PW1650-175 | 235 | 28 | 150 | 34 |  | Solar | FIXED | Roof
SRP07421 | MATRIX SOLAR/PHOTOWATT | PW1650-175 | 235 | 24 | 248 | 34 |  | Solar | FIXED | Roof
SRP07421 | SMA AMERICA | SB5000US (208V) | 5000 | 1 |  |  | 0.955 | Solar Inverter |  | Inside
SRP07421 | SMA AMERICA | SB6000US (240V) | 6000 | 1 |  |  | 0.955 | Solar Inverter |  | Inside
SRP07422 | SUNTECH POWER | STP190S-18/UB-1 | 190 | 44 | 210 | 44 |  | Solar | FIXED | Roof
SRP07422 | SMA AMERICA | SB7000US (277V) | 8000 | 1 |  |  | 0.96 | Solar Inverter |  | OUTDOOR
SRP07423 | UNKNOWN | UNKNOWN | 285 | 21 | 177 | 18.5 |  | Solar | FIXED | Roof
SRP07423 | SCHUCO USA | SB4000US (208V) | 6000 | 1 |  |  | 0.95 | Solar Inverter |  | INDOOR
SRP07424 | SOLAR POWER (SPI) | SP200FP12 | 235 | 25 | 189 | 12 |  | Solar | FIXED | Ground
SRP07424 | SOLAR POWER (SPI) | SP205FP12 | 235 | 45 | 180 | 30 |  | Solar | FIXED | Ground
SRP07424 | SOLAR POWER (SPI) | SP205FP12 | 235 | 7 | 99 | 40 |  | Solar | FIXED | Ground
SRP07424 | SOLAR POWER (SPI) | SP205FP12 | 235 | 39 | 189 | 40 |  | Solar | FIXED | Ground
SRP07424 | ENPHASE ENERGY | M200-32-208-S01 | 215 | 7 |  |  | 0.963 | Solar Inverter |  | OUTDOOR
SRP07424 | ENPHASE ENERGY | M200-32-208-S01 | 215 | 39 |  |  | 0.963 | Solar Inverter |  | OUTDOOR
SRP07424 | ENPHASE ENERGY | M200-32-208-S01 | 215 | 45 |  |  | 0.963 | Solar Inverter |  | OUTDOOR
SRP07424 | ENPHASE ENERGY | M200-32-208-S02 | 215 | 25 |  |  | 0.963 | Solar Inverter |  | OUTDOOR
SRP07425 | CONERGY AG | S 175MU | 235 | 24 | 160 | 10 |  | Solar | FIXED | Roof
SRP07425 | CONERGY AG | S 175MU | 235 | 13 | 160 | 35 |  | Solar | FIXED | Roof
SRP07425 | POWER-ONE | PVI-3000-I-OUTD-US-F (240V) | 3000 | 1 |  |  | 0.968 | Solar Inverter |  | Outside
SRP07425 | POWER-ONE | PVI-6000-OUTD-US (240 V) | 6000 | 1 |  |  | 0.97 | Solar Inverter |  | Outside
SRP07426 | SCHUCO USA |  | 185 | 40 | 88 | 30 |  | Solar | FIXED | Roof
SRP07426 | SMA AMERICA | SB7000US (240V) | 7000 | 1 |  |  | 0.95 | Solar Inverter |  | Inside
SRP07427 | SCHUCO USA |  | 185 | 12 | 241 | 12 |  | Solar | FIXED | Roof
SRP07427 | SCHUCO USA |  | 185 | 20 | 151 | 22 |  | Solar | FIXED | Roof
SRP07427 | POWER-ONE | PVI-6000-OUTD-US (240 V) | 6000 | 1 |  |  | 0.97 | Solar Inverter |  | OUTDOOR
SRP07429 | SUNTECH POWER | STP190S-18/UB-1 | 190 | 52 | 246 | 34 |  | Solar | FIXED | Roof
SRP07429 | KACO | 1501XI | 5000 | 1 |  |  | 0.955 | Solar Inverter |  | OUTDOOR
SRP07429 | KACO | 1501XI | 5000 | 1 |  |  | 0.955 | Solar Inverter |  | OUTDOOR
SRP07430 | CHANGZHOU TRINA SOLAR ENERGY CO | TSM-185D | 235 | 26 | 197.3 | 20 |  | Solar | FIXED | Roof
SRP07430 | SMA AMERICA | SB6000U (240V) | 6000 | 1 |  |  | 0.97 | Solar Inverter |  | Outside
SRP07431 | CHANGZHOU TRINA SOLAR ENERGY CO | TSM-185D | 235 | 28 | 93 | 24 |  | Solar | FIXED | Roof
SRP07431 | CHANGZHOU TRINA SOLAR ENERGY CO | TSM-185D | 235 | 12 | 183 | 24 |  | Solar | FIXED | Roof
SRP07431 | PV POWERED | PVP2500 | 2500 | 1 |  |  | 0.945 | Solar Inverter |  | Outside
SRP07431 | PV POWERED | PVP3000 | 3000 | 2 |  |  | 0.935 | Solar Inverter |  | Outside
SRP07432 | SUNTECH POWER | STP190-18/UB-1 | 190 | 27 | 165 | 35 |  | Solar | FIXED | Roof
SRP07432 | PV POWERED | PVP4800 | 4800 | 1 |  |  | 0.96 | Solar Inverter |  | INDOOR
SRP07433 | SUNTECH POWER | STP180S-24/AB-1 | 185 | 35 | 93 | 23 |  | Solar | FIXED | Roof
SRP07433 | SUNTECH POWER | STP180S-24/AB-1 | 185 | 101 | 273 | 23 |  | Solar | FIXED | Roof
SRP07433 | PV POWERED | PVP2000 | 2000 | 1 |  |  | 0.92 | Solar Inverter |  | INDOOR
SRP07433 | PV POWERED | PVP2500 | 2500 | 1 |  |  | 0.945 | Solar Inverter |  | INDOOR
SRP07433 | PV POWERED | PVP3500 | 3500 | 1 |  |  | 0.955 | Solar Inverter |  | INDOOR
SRP07433 | PV POWERED | PVP4800 | 4800 | 3 |  |  | 0.96 | Solar Inverter |  | INDOOR
SRP07434 | CHANGZHOU TRINA SOLAR ENERGY CO | TSM-185D | 235 | 28 | 102 | 23 |  | Solar | FIXED | Roof
SRP07434 | CHANGZHOU TRINA SOLAR ENERGY CO | TSM-185D | 235 | 7 | 192 | 23 |  | Solar | FIXED | Roof
SRP07434 | PV POWERED | PVP2000 | 2000 | 1 |  |  | 0.92 | Solar Inverter |  | OUTDOOR
SRP07434 | PV POWERED | PVP3000 | 3000 | 2 |  |  | 0.935 | Solar Inverter |  | OUTDOOR
SRP07435 | CHANGZHOU TRINA SOLAR ENERGY CO | TSM-185D | 240 | 28 | 100 | 26 |  | Solar | FIXED | Roof
SRP07435 | PV POWERED | PVP3000 | 3000 | 2 |  |  | 0.92 | Solar Inverter |  | INDOOR
SRP07436 | CHANGZHOU TRINA SOLAR ENERGY CO | TSM-185D | 240 | 126 | 217 | 5 |  | Solar | FIXED | Roof
SRP07436 | SMA AMERICA | SB5000US | 5000 | 6 |  |  | 0.96 | Solar Inverter |  | OUTDOOR
SRP07438 | SHARP | NT-188U1 | 235 | 784 | 174 | 10 |  | Solar | FIXED | Roof
SRP07438 | SATCON TECHNOLOGY | PVS-250 (480 V) | 250000 | 1 |  |  | 0.96 | Solar Inverter |  | OUTDOOR
SRP07439 | ISOFOTON | I-106/12 | 230 | 108 | 206 | 10 |  | Solar | FIXED | Roof
SRP07439 | SMA AMERICA | SB7000US (240V) | 7000 | 3 |  |  | 0.99 | Solar Inverter |  | INDOOR
SRP07440 | SCHUCO USA |  | 255 | 30 | 197 | 8 |  | Solar | FIXED | Roof
SRP07440 | ENPHASE ENERGY | M200-32-240-S02 | 215 | 30 |  |  | 0.96 | Solar Inverter |  | OUTDOOR
SRP07441 | KYOCERA SOLAR | KD210GX-LP | 240 | 26 | 177 | 30 |  | Solar | FIXED | Roof
SRP07441 | KYOCERA SOLAR | KD210GX-LP | 240 | 8 | 267 | 45 |  | Solar | FIXED | Roof
SRP07441 | ENPHASE ENERGY | M200-32-240-S01 | 215 | 34 |  |  | 0.96 | Solar Inverter |  | OUTDOOR
SRP07442 | SCHUCO USA |  | 235 | 42 | 227 | 8 |  | Solar | FIXED | Roof
SRP07442 | ENPHASE ENERGY | M200-32-240-S02 | 215 | 42 |  |  | 0.96 | Solar Inverter |  | OUTDOOR
SRP07443 | CHANGZHOU TRINA SOLAR ENERGY CO | TSM-185D | 240 | 30 | 117 | 22 |  | Solar | FIXED | Roof
SRP07443 | SMA AMERICA | SB7000US (240V) | 7000 | 1 |  |  | 0.97 | Solar Inverter |  | Outside
SRP07444 | CHANGZHOU TRINA SOLAR ENERGY CO | TSM-185D | 240 | 25 | 190 | 31 |  | Solar | FIXED | Roof
SRP07444 | ENPHASE ENERGY | M200-32-240-S02 | 215 | 25 |  |  | 0.97 | Solar Inverter |  | INDOOR
SRP07445 | SCHUCO USA |  | 235 | 108 | 194 | 10 |  | Solar | FIXED | Roof
SRP07445 | SMA AMERICA | SB7000US (240V) | 7000 | 3 |  |  | 0.965 | Solar Inverter |  | INDOOR
SRP07446 | ET SOLAR INDUSTRY | ET-P672275 | 275 | 36 | 130 | 33 |  | Solar | FIXED | Roof
SRP07446 | FRONIUS USA |  | 9995 | 1 |  |  | 0.955 | Solar Inverter |  | OUTDOOR
SRP07447 | SUNPOWER | SPR-230-WHT-U | 240 | 20 | 232 | 29 |  | Solar | FIXED | Roof
SRP07447 | SUNPOWER CORP (ORIGINAL MFRSMA) | SPR-4000M (240V) | 4000 | 1 |  |  | 0.968 | Solar Inverter |  | OUTDOOR
SRP07448 | SUNTECH POWER | STP190-18/UB-1 | 190 | 46 | 178 | 34 |  | Solar | FIXED | Roof
SRP07448 | SMA AMERICA | SB3000US (240V) | 3000 | 1 |  |  | 0.97 | Solar Inverter |  | Outside
SRP07448 | SMA AMERICA | SB5000US | 5000 | 1 |  |  | 0.97 | Solar Inverter |  | Outside
SRP07449 | SUNPOWER | SPR-230-WHT-U | 230 | 18 | 175 | 7 |  | Solar | FIXED | Roof
SRP07449 | SUNPOWER CORP (ORIGINAL MFRSMA) | SPR-4000M (208V) | 4000 | 1 |  |  | 0.97 | Solar Inverter |  | OUTDOOR
SRP07450 | SHARP | ND-224UC1 | 224 | 72 | 257 | 13 |  | Solar | FIXED | Roof
SRP07450 | SMA AMERICA | SB7000US (277V) | 8000 | 2 |  |  | 0.965 | Solar Inverter |  | OUTDOOR
SRP07451 | SHARP | ND-224UC1 | 224 | 312 | 167 | 5 |  | Solar | FIXED | Roof
SRP07451 | PV POWERED | PVP75KW-208 | 50000 | 1 |  |  | 0.971 | Solar Inverter |  | OUTDOOR
SRP07452 | CHANGZHOU TRINA SOLAR ENERGY CO | TSM-185D | 240 | 22 | 101.3 | 36 |  | Solar | FIXED | Roof
SRP07452 | PV POWERED | PVP4800 | 4800 | 1 |  |  | 0.96 | Solar Inverter |  | OUTDOOR
SRP07454 | CHANGZHOU TRINA SOLAR ENERGY CO | TSM-185D | 240 | 14 | 91.6 | 20 |  | Solar | FIXED | Roof
SRP07454 | CHANGZHOU TRINA SOLAR ENERGY CO | TSM-185D | 240 | 14 | 181.6 | 20 |  | Solar | FIXED | Roof
SRP07454 | PV POWERED | PVP3000 | 3000 | 2 |  |  | 0.935 | Solar Inverter |  | Outside
SRP07455 | UNKNOWN | UNKNOWN | 240 | 6 | 218 | 12 |  | Solar | FIXED | Roof
SRP07455 | UNKNOWN | UNKNOWN | 240 | 36 | 218 | 22 |  | Solar | FIXED | Roof
SRP07455 | POWER-ONE | PVI-5000-OUTD-US (208 V) | 5000 | 2 |  |  | 0.965 | Solar Inverter |  | OUTDOOR
SRP07456 | UNKNOWN | UNKNOWN | 240 | 42 | 205 | 22 |  | Solar | FIXED | Roof
SRP07456 | SMA AMERICA | SB7000US (277V) | 8000 | 1 |  |  | 0.965 | Solar Inverter |  | OUTDOOR
SRP07457 | CHANGZHOU TRINA SOLAR ENERGY CO | TSM-160D | 240 | 33 | 113.9 | 30 |  | Solar | FIXED | Roof
SRP07457 | SMA AMERICA | SB7000US (240V) | 7000 | 1 |  |  | 0.97 | Solar Inverter |  | Inside
SRP07458 | UNKNOWN | UNKNOWN | 240 | 42 | 142 | 31 |  | Solar | FIXED | Roof
SRP07458 | SMA AMERICA | SB7000US (277V) | 8000 | 1 |  |  | 0.965 | Solar Inverter |  | Inside
SRP07459 | SUNTECH POWER | STP190-18/UB-1 | 190 | 33 | 250 | 20 |  | Solar | FIXED | Roof
SRP07459 | SMA AMERICA | SB6000U (240V) | 6000 | 1 |  |  | 0.97 | Solar Inverter |  | INDOOR
SRP07460 | CHANGZHOU TRINA SOLAR ENERGY CO | TSM-185D | 240 | 31 | 116 | 38 |  | Solar | FIXED | Roof
SRP07460 | CHANGZHOU TRINA SOLAR ENERGY CO | TSM-185D | 240 | 8 | 206 | 38 |  | Solar | FIXED | Roof
SRP07460 | PV POWERED | PVP3500 | 3600 | 1 |  |  | 0.965 | Solar Inverter |  | Inside
SRP07460 | PV POWERED | PVP5200 | 6000 | 1 |  |  | 0.965 | Solar Inverter |  | Inside
SRP07461 | CHANGZHOU TRINA SOLAR ENERGY CO | TSM-185D | 240 | 46 | 224 | 16 |  | Solar | FIXED | Roof
SRP07461 | PV POWERED | PVP4800 | 4800 | 1 |  |  | 0.96 | Solar Inverter |  | Inside
SRP07461 | PV POWERED | PVP4800 | 4800 | 1 |  |  | 0.96 | Solar Inverter |  | Inside
SRP07462 | CHANGZHOU TRINA SOLAR ENERGY CO | TSM-185D | 240 | 6 | 152 | 36 |  | Solar | FIXED | Roof
SRP07462 | CHANGZHOU TRINA SOLAR ENERGY CO | TSM-185D | 240 | 10 | 242 | 36 |  | Solar | FIXED | Roof
SRP07462 | CHANGZHOU TRINA SOLAR ENERGY CO | TSM-185D | 240 | 24 | 242 | 36 |  | Solar | FIXED | Roof
SRP07462 | POWER-ONE | PVI-3000-I-OUTD-US | 3000 | 1 |  |  | 0.969 | Solar Inverter |  | OUTDOOR
SRP07462 | POWER-ONE | PVI-5000-OUTD-US (208 V) | 5000 | 1 |  |  | 0.97 | Solar Inverter |  | OUTDOOR
SRP07463 | CHANGZHOU TRINA SOLAR ENERGY CO | TSM-185D | 240 | 20 | 127 | 20 |  | Solar | FIXED | Roof
SRP07463 | POWER-ONE | PVI-5000-OUTD-US (208 V) | 5000 | 1 |  |  | 0.968 | Solar Inverter |  | OUTDOOR
SRP07464 | CHANGZHOU TRINA SOLAR ENERGY CO | TSM-185D | 245 | 130 | 134 | 12 |  | Solar | FIXED | Roof
SRP07464 | CHANGZHOU TRINA SOLAR ENERGY CO | TSM-185D | 245 | 156 | 127 | 15 |  | Solar | FIXED | Roof
SRP07464 | CHANGZHOU TRINA SOLAR ENERGY CO | TSM-185D | 245 | 130 | 134 | 15 |  | Solar | FIXED | Roof
SRP07464 | CHANGZHOU TRINA SOLAR ENERGY CO | TSM-185D | 245 | 52 | 142 | 15 |  | Solar | FIXED | Roof
SRP07464 | POWER-ONE | PVI-CENTRAL-100-US (208 V) | 100000 | 1 |  |  | 0.956 | Solar Inverter |  | Inside
SRP07465 | CHANGZHOU TRINA SOLAR ENERGY CO | TSM-185D | 240 | 560 | 168 | 10 |  | Solar | FIXED | Roof
SRP07465 | POWER-ONE | PVI-6000-OUTD-US-W (277 V) | 10000 | 3 |  |  | 0.965 | Solar Inverter |  | Inside
SRP07465 | POWER-ONE | PVI-CENTRAL-100-US (208 V) | 100000 | 1 |  |  | 0.956 | Solar Inverter |  | Inside
SRP07466 | TRINA SOLAR | TSM-240PA05 | 240 | 66 | 97.7 | 20 |  | Solar | FIXED | Roof
SRP07466 | TRINA SOLAR | TSM-240PA05 | 240 | 14 | 187.7 | 20 |  | Solar | FIXED | Roof
SRP07466 | SMA AMERICA | SB6000TL-US (240V) | 6000 | 2 |  |  | 0.97 | Solar Inverter |  | OUTDOOR
SRP07466 | SMA AMERICA | SB8000TL-US-12 (240V) | 8000 | 1 |  |  | 0.98 | Solar Inverter |  | OUTDOOR
SRP07467 | BP SOLAR | SX3200W | 215 | 26 | 177 | 28 |  | Solar | FIXED | Roof
SRP07467 | SMA AMERICA | SB5000US (208V) | 5000 | 1 |  |  | 0.968 | Solar Inverter |  | INDOOR
SRP07468 | BAODING YINGLI NEW ENERGY RESOURCES CO | YL175(156) | 230 | 78 | 193 | 35 |  | Solar | FIXED | Roof
SRP07468 | SMA AMERICA | SB7000US (277V) | 8000 | 2 |  |  | 0.96 | Solar Inverter |  | INDOOR
SRP07471 | BAODING YINGLI NEW ENERGY RESOURCES CO | YL175(156) | 230 | 36 | 137 | 35 |  | Solar | FIXED | Roof
SRP07471 | SMA AMERICA | SB7000US (208V) | 7000 | 1 |  |  | 0.96 | Solar Inverter |  | INDOOR
SRP07472 | CANADIAN SOLAR | CS5P-240 | 300 | 1122 | 136 | 10 |  | Solar | FIXED | Roof
SRP07472 | ADVANCED ENERGY INDUSTRIES | 3159000-104 | 333000 | 1 |  |  | 0.96 | Solar Inverter |  | INDOOR
SRP07473 | BAODING YINGLI NEW ENERGY RESOURCES CO | YL175(156) | 260 | 4758 | 180 | 25 |  | Solar | FIXED | Ground
SRP07473 | ADVANCED ENERGY INDUSTRIES | 3159000-104 | 500000 | 2 |  |  | 0.98 | Solar Inverter |  | OUTDOOR
SRP07474 | CHANGZHOU TRINA SOLAR ENERGY CO | TSM-185D | 235 | 28 | 174 | 27 |  | Solar | FIXED | Roof
SRP07474 | SMA AMERICA | SB6000US (208V) | 6000 | 1 |  |  | 0.968 | Solar Inverter |  | OUTDOOR
SRP07476 | SILIKEN MANUFACTURING USA | SLK60P6L 233 WP | 250 | 96 | 215 | 20 |  | Solar | FIXED | Roof
SRP07476 | FRONIUS USA |  | 7500 | 3 |  |  | 0.962 | Solar Inverter |  | Inside
SRP07477 | SUNTECH POWER | STP210S-18/UB-1 | 240 | 1209 | 139 | 8 |  | Solar | FIXED | Roof
SRP07477 | SMA AMERICA | SB7000US (277V) | 7000 | 1 |  |  | 0.96 | Solar Inverter |  | Outside
SRP07477 | SMA AMERICA | SB7000US (277V) | 8000 | 30 |  |  | 0.96 | Solar Inverter |  | OUTDOOR
SRP07478 | ET SOLAR INDUSTRY | ET-P672275 | 275 | 33 | 144 | 35 |  | Solar | FIXED | Roof
SRP07478 | SMA AMERICA | SB7000US (277V) | 8000 | 1 |  |  | 0.965 | Solar Inverter |  | OUTDOOR
SRP07479 | ET SOLAR INDUSTRY | ET-P672275 | 275 | 18 | 251 | 20 |  | Solar | FIXED | Roof
SRP07479 | SMA AMERICA | SB5000US (208V) | 5000 | 1 |  |  | 0.968 | Solar Inverter |  | Outside
SRP07480 | CANADIAN SOLAR | CS6P-230 | 240 | 20 | 160 | 12 |  | Solar | FIXED | Roof
SRP07480 | FRONIUS USA | IG 5100 | 5000 | 1 |  |  | 0.962 | Solar Inverter |  | OUTDOOR
SRP07481 | SUNPOWER | SPR-230-WHT-U | 230 | 20 | 113 | 14 |  | Solar | FIXED | Roof
SRP07481 | SUNPOWER CORP (ORIGINAL MFRSMA) | SPR-4000M (240V) | 4000 | 1 |  |  | 0.98 | Solar Inverter |  | INDOOR
SRP07482 | SUNPOWER | SPR-230-WHT-U | 230 | 16 | 113 | 14 |  | Solar | FIXED | Roof
SRP07482 | SUNPOWER CORP (ORIGINAL MFRSMA) | SPR-3000M (240V) | 3000 | 1 |  |  | 0.97 | Solar Inverter |  | INDOOR
SRP07484 | CHANGZHOU TRINA SOLAR ENERGY CO | TSM-185D | 240 | 33 | 202 | 21 |  | Solar | FIXED | Roof
SRP07484 | SMA AMERICA | SB7000US (240V) | 7000 | 1 |  |  | 0.971 | Solar Inverter |  | OUTDOOR
SRP07485 | ET SOLAR INDUSTRY | ET-P672280 | 285 | 18 | 149 | 33 |  | Solar | FIXED | Roof
SRP07485 | SMA AMERICA | SB5000US (240V) | 5000 | 1 |  |  | 0.968 | Solar Inverter |  | Outside
SRP07486 | SILIKEN MANUFACTURING USA | SLK60P6L BLK/BLK 250WP | 250 | 33 | 168 | 9 |  | Solar | FIXED | Roof
SRP07486 | SILIKEN MODULES | SLK60P6L BLK/BLK 250WP | 250 | 8 | 168 | 27 |  | Solar | FIXED | Roof
SRP07486 | SMA AMERICA | SB2000HFUS-30 (208V) | 2000 | 1 |  |  | 0.96 | Solar Inverter |  | Outside
SRP07486 | SMA AMERICA | SB8000TL-US (208V) | 8000 | 1 |  |  | 0.96 | Solar Inverter |  | Outside
SRP07487 | SHARP | ND-224UC1 | 235 | 60 | 242 | 5 |  | Solar | FIXED | Pole
SRP07487 | SMA AMERICA | SB7000US (208V) | 7000 | 1 |  |  | 0.97 | Solar Inverter |  | OUTDOOR
SRP07487 | SMA AMERICA | SB7000US (240V) | 7000 | 1 |  |  | 0.97 | Solar Inverter |  | OUTDOOR
SRP07488 | CANADIAN SOLAR | CS6P-230 | 240 | 36 | 108 | 25 |  | Solar | FIXED | Roof
SRP07488 | ENPHASE ENERGY | M200-32-240-S02 | 215 | 36 |  |  | 0.96 | Solar Inverter |  | OUTDOOR
SRP07489 | CHANGZHOU TRINA SOLAR ENERGY CO | TSM-185D | 240 | 510 | 194 | 5 |  | Solar | FIXED | Roof
SRP07489 | PV POWERED | PVP3500 | 35000 | 1 |  |  | 0.98 | Solar Inverter |  | OUTDOOR
SRP07489 | PV POWERED | PVP75KW-480 | 75000 | 1 |  |  | 0.96 | Solar Inverter |  | OUTDOOR
SRP07491 | SUNTECH POWER | STP190-18/UB-1 | 190 | 68 | 273.3 | 32 |  | Solar | FIXED | Roof
SRP07491 | SMA AMERICA | SB4000US (208V) | 4000 | 1 |  |  | 0.96 | Solar Inverter |  | INDOOR
SRP07491 | SMA AMERICA | SB7000US (277V) | 8000 | 1 |  |  | 0.965 | Solar Inverter |  | INDOOR
SRP07492 | SUNPOWER | SPR-305-WHT-U | 308 | 72 | 180 | 30 |  | Solar | FIXED | Ground
SRP07492 | SUNPOWER CORP (ORIGINAL MFRSMA) | SPR-7000M (277V) | 10000 | 2 |  |  | 0.962 | Solar Inverter |  | Inside
SRP07493 | CHANGZHOU TRINA SOLAR ENERGY CO | TSM-185D | 240 | 32 | 219 | 25 |  | Solar | FIXED | Roof
SRP07493 | PV POWERED | PVP3500 | 3500 | 2 |  |  | 0.955 | Solar Inverter |  | Inside
SRP07494 | KYOCERA SOLAR | KD210GX-LP | 210 | 14 | 259.4 | 28 |  | Solar | FIXED | Roof
SRP07494 | SMA AMERICA | SB4000US (208V) | 4000 | 1 |  |  | 0.96 | Solar Inverter |  | INDOOR
SRP07495 | CHANGZHOU TRINA SOLAR ENERGY CO | TSM-185D | 240 | 42 | 112.7 | 22 |  | Solar | FIXED | Roof
SRP07495 | PV POWERED | PVP4800 | 4800 | 2 |  |  | 0.96 | Solar Inverter |  | OUTDOOR
SRP07496 | MATRIX SOLAR/PHOTOWATT | PW1650-175 | 240 | 29 | 115 | 42 |  | Solar | FIXED | Roof
SRP07496 | ENPHASE ENERGY | M200-32-240-S02 | 215 | 29 |  |  | 0.963 | Solar Inverter |  | Inside
SRP07498 | CHANGZHOU TRINA SOLAR ENERGY CO | TSM-185D | 240 | 14 | 139 | 20 |  | Solar | FIXED | Roof
SRP07498 | PV POWERED | PVP3000 | 3000 | 1 |  |  | 0.935 | Solar Inverter |  | INDOOR
SRP07499 | SUNTECH POWER | STP190-18/UB-1 | 190 | 54 | 228.6 | 20 |  | Solar | FIXED | Roof
SRP07499 | PV POWERED | PVP4800 | 4800 | 2 |  |  | 0.96 | Solar Inverter |  | OUTDOOR
SRP07500 | BAODING YINGLI NEW ENERGY RESOURCES CO | YL175(156) | 235 | 1040 | 153 | 11 |  | Solar | FIXED | Roof
SRP07500 | SATCON TECHNOLOGY | PVS-100 (208 V) | 110000 | 2 |  |  | 0.96 | Solar Inverter |  | INDOOR
SRP07501 | YINGLI ENERGY (CHINA) | YL240P-29B | 240 | 120 | 201 | 10 |  | Solar | FIXED | Roof
SRP07501 | SMA AMERICA | SB10000TL-US-12 (240V) | 10000 | 3 |  |  | 0.987 | Solar Inverter |  | Inside
SRP07502 | SOLARWORLD | SW185MONO | 255 | 34 | 150 | 48 |  | Solar | FIXED | Roof
SRP07502 | SOLARWORLD | SW185MONO | 255 | 20 | 240 | 48 |  | Solar | FIXED | Roof
SRP07502 | SMA AMERICA | SWR2500U (208V) | 2500 | 3 |  |  | 0.97 | Solar Inverter |  | Inside
SRP07502 | SMA AMERICA | SB6000US (208V) | 6000 | 1 |  |  | 0.97 | Solar Inverter |  | Inside
SRP07503 | CANADIAN SOLAR | CS5P-240 | 250 | 42 | 120 | 18 |  | Solar | FIXED | Roof
SRP07503 | FRONIUS USA |  | 10000 | 1 |  |  | 0.97 | Solar Inverter |  | Inside
SRP07504 | CHANGZHOU TRINA SOLAR ENERGY CO | TSM-185D | 230 | 4 | 155 | 21 |  | Solar | FIXED | Roof
SRP07504 | CHANGZHOU TRINA SOLAR ENERGY CO | TSM-185D | 230 | 36 | 245 | 38 |  | Solar | FIXED | Roof
SRP07504 | ENPHASE ENERGY | M200-32-240-S01 | 215 | 40 |  |  | 0.96 | Solar Inverter |  | OUTDOOR
SRP07505 | CHANGZHOU TRINA SOLAR ENERGY CO | TSM-185D | 230 | 39 | 183 | 21 |  | Solar | FIXED | Roof
SRP07505 | SMA AMERICA | SB7000US (277V) | 8000 | 1 |  |  | 0.963 | Solar Inverter |  | INDOOR
SRP07507 | CHANGZHOU TRINA SOLAR ENERGY CO | TSM-185D | 235 | 28 | 261 | 30 |  | Solar | FIXED | Roof
SRP07507 | ENPHASE ENERGY | M200-32-240-S01 | 215 | 28 |  |  | 0.963 | Solar Inverter |  | OUTDOOR
SRP07508 | CHANGZHOU TRINA SOLAR ENERGY CO | TSM-185D | 230 | 44 | 130 | 33 |  | Solar | FIXED | Roof
SRP07508 | SMA AMERICA | SB5000US (208V) | 5000 | 2 |  |  | 0.968 | Solar Inverter |  | OUTDOOR
SRP07510 | CHANGZHOU TRINA SOLAR ENERGY CO | TSM-185D | 230 | 36 | 184 | 26 |  | Solar | FIXED | Roof
SRP07510 | SMA AMERICA | SB7000US (277V) | 8000 | 1 |  |  | 0.963 | Solar Inverter |  | OUTDOOR
SRP07512 | CHANGZHOU TRINA SOLAR ENERGY CO | TSM-185D | 230 | 20 | 220 | 27 |  | Solar | FIXED | Roof
SRP07512 | SMA AMERICA | SB4000US (240V) | 4000 | 1 |  |  | 0.968 | Solar Inverter |  | OUTDOOR
SRP07513 | CHANGZHOU TRINA SOLAR ENERGY CO | TSM-185D | 235 | 26 | 147 | 25 |  | Solar | FIXED | Roof
SRP07513 | ENPHASE ENERGY | M200-32-240-S02 | 215 | 26 |  |  | 0.963 | Solar Inverter |  | OUTDOOR
SRP07514 | CHANGZHOU TRINA SOLAR ENERGY CO | TSM-185D | 230 | 39 | 155 | 34 |  | Solar | FIXED | Roof
SRP07514 | SMA AMERICA | SB7000US (277V) | 8000 | 1 |  |  | 0.96 | Solar Inverter |  | Inside
SRP07515 | BAODING YINGLI NEW ENERGY RESOURCES CO | YL175(156) | 260 | 12 | 202 | 15 |  | Solar | FIXED | Roof
SRP07515 | BAODING YINGLI NEW ENERGY RESOURCES CO | YL175(156) | 260 | 36 | 202 | 30 |  | Solar | FIXED | Roof
SRP07515 | SMA AMERICA | SB3000US (240V) | 3000 | 1 |  |  | 0.97 | Solar Inverter |  | INDOOR
SRP07515 | SMA AMERICA | SB7000US (277V) | 8000 | 1 |  |  | 0.97 | Solar Inverter |  | INDOOR
SRP07516 | CHANGZHOU TRINA SOLAR ENERGY CO | TSM-185D | 230 | 36 | 218 | 26 |  | Solar | FIXED | Roof
SRP07516 | SMA AMERICA | SB7000US (277V) | 7000 | 1 |  |  | 0.969 | Solar Inverter |  | OUTDOOR
SRP07517 | BAODING YINGLI NEW ENERGY RESOURCES CO | YL175(156) | 260 | 14 | 109 | 30 |  | Solar | FIXED | Roof
SRP07517 | BAODING YINGLI NEW ENERGY RESOURCES CO | YL175(156) | 260 | 10 | 199 | 35 |  | Solar | FIXED | Roof
SRP07517 | POWER-ONE | PVI-6000-OUTD-US (240 V) | 6000 | 2 |  |  | 0.97 | Solar Inverter |  | INDOOR
SRP07518 | CANADIAN SOLAR | CS6P-230 | 290 | 27 | 200 | 37 |  | Solar | FIXED | Roof
SRP07518 | SMA AMERICA | SB7000US (240V) | 7000 | 1 |  |  | 0.965 | Solar Inverter |  | INDOOR
SRP07519 | SCHUCO USA |  | 235 | 48 | 180 | 35 |  | Solar | FIXED | Ground
SRP07519 | FRONIUS USA |  | 9995 | 1 |  |  | 0.962 | Solar Inverter |  | OUTDOOR
SRP07520 | CHANGZHOU TRINA SOLAR ENERGY CO | TSM-185D | 230 | 26 | 174 | 26 |  | Solar | FIXED | Roof
SRP07520 | SMA AMERICA | SB6000US (208V) | 6000 | 1 |  |  | 0.968 | Solar Inverter |  | OUTDOOR
SRP07521 | CANADIAN SOLAR | CS6P-230 | 240 | 36 | 160 | 18 |  | Solar | FIXED | Roof
SRP07521 | FRONIUS USA |  | 7500 | 1 |  |  | 0.962 | Solar Inverter |  | OUTDOOR
SRP07522 | SCHUCO USA |  | 190 | 49 | 197 | 30 |  | Solar | FIXED | Roof
SRP07522 | SCHUCO USA |  | 190 | 16 | 107 | 45 |  | Solar | FIXED | Roof
SRP07522 | SCHUCO USA | SB3300U (240V) | 3000 | 1 |  |  | 0.97 | Solar Inverter |  | Inside
SRP07522 | SCHUCO USA | SB4000US (240V) | 4000 | 1 |  |  | 0.97 | Solar Inverter |  | Inside
SRP07522 | SCHUCO USA | SB5000US (240V) | 5000 | 1 |  |  | 0.97 | Solar Inverter |  | Inside
SRP07523 | SUNPOWER | SPR-230-WHT-U | 240 | 24 | 155 | 8 |  | Solar | FIXED | Roof
SRP07523 | SUNPOWER | SPR-230-WHT-U | 240 | 30 | 155 | 26 |  | Solar | FIXED | Roof
SRP07523 | SUNPOWER CORP (ORIGINAL MFRSMA) | SPR-6000M (240V) | 6000 | 1 |  |  | 0.97 | Solar Inverter |  | INDOOR
SRP07523 | SUNPOWER CORP (ORIGINAL MFRSMA) | SPR-7000M (208V) | 7000 | 1 |  |  | 0.97 | Solar Inverter |  | INDOOR
SRP07524 | BP SOLAR | SX3200W | 215 | 36 | 180 | 30 |  | Solar | FIXED | Roof
SRP07524 | FRONIUS USA |  | 6000 | 1 |  |  | 0.96 | Solar Inverter |  | OUTDOOR
SRP07526 | CHANGZHOU TRINA SOLAR ENERGY CO | TSM-185D | 240 | 58 | 222 | 22 |  | Solar | FIXED | Roof
SRP07526 | SMA AMERICA | SB3000US (208V) | 3000 | 1 |  |  | 0.96 | Solar Inverter |  | OUTDOOR
SRP07526 | SMA AMERICA | SB4000US (208V) | 4000 | 2 |  |  | 0.96 | Solar Inverter |  | OUTDOOR
SRP07527 | HANWHA SOLARONE (QIDONG) | HSL60P6-PA-0-235T | 230 | 168 | 60 | 18 |  | Solar | FIXED | Roof
SRP07527 | HANWHA SOLARONE (QIDONG) | SF220-30-P230 | 230 | 288 | 240 | 18 |  | Solar | FIXED | Roof
SRP07527 | SMA AMERICA | SB10000TL-US (240V) | 10000 | 9 |  |  | 0.983 | Solar Inverter |  | OUTDOOR
SRP07528 | CHANGZHOU TRINA SOLAR ENERGY CO | TSM-185D | 240 | 34 | 199.9 | 16 |  | Solar | FIXED | Roof
SRP07528 | PV POWERED | PVP2500 | 2500 | 1 |  |  | 0.945 | Solar Inverter |  | Inside
SRP07528 | PV POWERED | PVP4800 | 4800 | 1 |  |  | 0.96 | Solar Inverter |  | Inside
SRP07529 | CHANGZHOU TRINA SOLAR ENERGY CO | TSM-185D | 240 | 28 | 177 | 12 |  | Solar | FIXED | Roof
SRP07529 | PV POWERED | PVP3000 | 3000 | 2 |  |  | 0.935 | Solar Inverter |  | INDOOR
SRP07530 | CANADIAN SOLAR | CS5P-240 | 240 | 19 | 130 | 30 |  | Solar | FIXED | Roof
SRP07530 | ENPHASE ENERGY | M215-60-2LL-S2X | 215 | 19 |  |  | 0.965 | Solar Inverter |  | OUTDOOR
SRP07531 | SOLAR POWER (SPI) | SP205FP12 | 225 | 4 | 93 | 28 |  | Solar | FIXED | Roof
SRP07531 | SOLAR POWER (SPI) | SP205FP12 | 225 | 3 | 183 | 28 |  | Solar | FIXED | Roof
SRP07531 | SOLAR POWER (SPI) | SP205FP12 | 225 | 13 | 93 | 40 |  | Solar | FIXED | Roof
SRP07531 | ENPHASE ENERGY | M200-32-240-S02 | 215 | 3 |  |  | 0.964 | Solar Inverter |  | OUTDOOR
SRP07531 | ENPHASE ENERGY | M200-32-240-S02 | 215 | 4 |  |  | 0.964 | Solar Inverter |  | OUTDOOR
SRP07531 | ENPHASE ENERGY | M200-32-240-S02 | 215 | 13 |  |  | 0.964 | Solar Inverter |  | OUTDOOR
SRP07532 | HANWHA SOLARONE (QIDONG) | HSL60P6-PA-3-230QW | 230 | 354 | 152 | 5 |  | Solar | FIXED | Roof
SRP07532 | HANWHA SOLARONE (QIDONG) | HSL60P6-PA-0-235T | 230 | 336 | 152 | 22 |  | Solar | FIXED | Roof
SRP07532 | SMA AMERICA | SB3000US (240V) | 3000 | 1 |  |  | 0.96 | Solar Inverter |  | Outside
SRP07532 | SMA AMERICA | SB10000TL-US (240V) | 10000 | 14 |  |  | 0.987 | Solar Inverter |  | OUTDOOR
SRP07533 | SILIKEN MANUFACTURING USA | SLK60P6L 233 WP | 250 | 36 | 132 | 8 |  | Solar | FIXED | Roof
SRP07533 | FRONIUS USA |  | 10000 | 1 |  |  | 0.962 | Solar Inverter |  | OUTDOOR
SRP07535 | SUNPOWER | SPR-230-WHT-U | 240 | 24 | 210 | 32 |  | Solar | FIXED | Roof
SRP07535 | SUNPOWER CORP (ORIGINAL MFRSMA) | SPR-5000M (208V) | 5000 | 1 |  |  | 0.968 | Solar Inverter |  | INDOOR
SRP07536 | SILIKEN MANUFACTURING USA | SLK60P6L 233 WP | 250 | 84 | 132 | 8 |  | Solar | FIXED | Roof
SRP07536 | FRONIUS USA |  | 10000 | 1 |  |  | 0.962 | Solar Inverter |  | OUTDOOR
SRP07536 | FRONIUS USA |  | 11400 | 1 |  |  | 0.962 | Solar Inverter |  | OUTDOOR
SRP07537 | MATRIX SOLAR/PHOTOWATT | PW1650-175 | 235 | 30 | 205 | 18 |  | Solar | FIXED | Roof
SRP07537 | FRONIUS USA |  | 6000 | 1 |  |  | 0.96 | Solar Inverter |  | INDOOR
SRP07538 | SILIKEN MANUFACTURING USA | SLK60P6L 233 WP | 250 | 234 | 132 | 8 |  | Solar | FIXED | Roof
SRP07538 | PV POWERED | PVP5200 | 50000 | 1 |  |  | 0.971 | Solar Inverter |  | OUTDOOR
SRP07539 | CHANGZHOU TRINA SOLAR ENERGY CO | TSM-185D | 240 | 42 | 125 | 22 |  | Solar | FIXED | Roof
SRP07539 | SMA AMERICA | SB7000US (277V) | 8000 | 1 |  |  | 0.965 | Solar Inverter |  | INDOOR
SRP07540 | CHANGZHOU TRINA SOLAR ENERGY CO | TSM-185D | 240 | 159 | 197 | 15 |  | Solar | FIXED | Roof
SRP07540 | SMA AMERICA | SB7000US (208V) | 7000 | 1 |  |  | 0.965 | Solar Inverter |  | Outside
SRP07540 | SMA AMERICA | SB7000US (277V) | 8000 | 3 |  |  | 0.965 | Solar Inverter |  | OUTDOOR
SRP07541 | SUNPOWER | SPR-230-WHT-U | 240 | 20 | 168 | 18 |  | Solar | FIXED | Roof
SRP07541 | SUNPOWER | SPR-230-WHT-U | 240 | 2 | 168 | 20 |  | Solar | FIXED | Roof
SRP07541 | SUNPOWER | SPR-225-BLK-U | 240 | 9 | 258 | 20 |  | Solar | FIXED | Roof
SRP07541 | ENPHASE ENERGY | M200-32-208-S02 | 210 | 31 |  |  | 0.96 | Solar Inverter |  | OUTDOOR
SRP07543 | UNKNOWN | UNKNOWN | 245 | 273 | 185 | 15 |  | Solar | FIXED | Roof
SRP07543 | PV POWERED | PVP5200 | 50000 | 1 |  |  | 0.96 | Solar Inverter |  | OUTDOOR
SRP07544 | CHANGZHOU TRINA SOLAR ENERGY CO | TSM-185D | 235 | 36 | 230 | 33 |  | Solar | FIXED | Roof
SRP07544 | SMA AMERICA | SB3000US (240V) | 3000 | 1 |  |  | 0.96 | Solar Inverter |  | OUTDOOR
SRP07544 | SMA AMERICA | SB5000US | 5000 | 1 |  |  | 0.96 | Solar Inverter |  | OUTDOOR
SRP07545 | BAODING YINGLI NEW ENERGY RESOURCES CO | YL175(156) | 230 | 30 | 168 | 35 |  | Solar | FIXED | Roof
SRP07545 | FRONIUS USA |  | 6000 | 1 |  |  | 0.97 | Solar Inverter |  | INDOOR
SRP07546 | CHANGZHOU TRINA SOLAR ENERGY CO | TSM-185D | 230 | 26 | 190 | 30 |  | Solar | FIXED | Roof
SRP07546 | SMA AMERICA | SB5000US | 5000 | 1 |  |  | 0.968 | Solar Inverter |  | Outside
SRP07547 | CHANGZHOU TRINA SOLAR ENERGY CO | TSM-185D | 230 | 14 | 129 | 26 |  | Solar | FIXED | Roof
SRP07547 | SMA AMERICA | SB3000US (240V) | 3000 | 1 |  |  | 0.96 | Solar Inverter |  | INDOOR
SRP07549 | CHANGZHOU TRINA SOLAR ENERGY CO | TSM-185D | 230 | 20 | 201 | 29 |  | Solar | FIXED | Roof
SRP07549 | SMA AMERICA | SB4000US (240V) | 4000 | 1 |  |  | 0.97 | Solar Inverter |  | INDOOR
SRP07550 | CHANGZHOU TRINA SOLAR ENERGY CO | TSM-185D | 230 | 10 | 130 | 27 |  | Solar | FIXED | Roof
SRP07550 | CHANGZHOU TRINA SOLAR ENERGY CO | TSM-185D | 230 | 20 | 220 | 31 |  | Solar | FIXED | Roof
SRP07550 | SMA AMERICA | SB6000U (240V) | 6000 | 1 |  |  | 0.968 | Solar Inverter |  | INDOOR
SRP07551 | CHANGZHOU TRINA SOLAR ENERGY CO | TSM-185D | 230 | 33 | 115 | 30 |  | Solar | FIXED | Roof
SRP07551 | SMA AMERICA | SB7000US (240V) | 7000 | 1 |  |  | 0.969 | Solar Inverter |  | Outside
SRP07552 | CHANGZHOU TRINA SOLAR ENERGY CO | TSM-185D | 230 | 22 | 159 | 27 |  | Solar | FIXED | Roof
SRP07552 | SMA AMERICA | SB4000US (240V) | 4000 | 1 |  |  | 0.97 | Solar Inverter |  | INDOOR
SRP07553 | CHANGZHOU TRINA SOLAR ENERGY CO | TSM-185D | 230 | 12 | 193 | 30 |  | Solar | FIXED | Roof
SRP07553 | SMA AMERICA | SWR2500U (240V) | 2500 | 1 |  |  | 0.96 | Solar Inverter |  | INDOOR
SRP07554 | CHANGZHOU TRINA SOLAR ENERGY CO | TSM-185D | 230 | 30 | 112 | 12 |  | Solar | FIXED | Roof
SRP07554 | SMA AMERICA | SB6000US (240V) | 6000 | 1 |  |  | 0.97 | Solar Inverter |  | OUTDOOR
SRP07555 | CHANGZHOU TRINA SOLAR ENERGY CO | TSM-185D | 230 | 26 | 186 | 18 |  | Solar | FIXED | Roof
SRP07555 | SMA AMERICA | SB6000US (208V) | 6000 | 1 |  |  | 0.968 | Solar Inverter |  | OUTDOOR
SRP07557 | CHANGZHOU TRINA SOLAR ENERGY CO | TSM-185D | 235 | 30 | 250 | 30 |  | Solar | FIXED | Roof
SRP07557 | SMA AMERICA | SB6000US (208V) | 6000 | 1 |  |  | 0.968 | Solar Inverter |  | INDOOR
SRP07558 | CHANGZHOU TRINA SOLAR ENERGY CO | TSM-185D | 235 | 20 | 122 | 27 |  | Solar | FIXED | Roof
SRP07558 | SMA AMERICA | SB4000US (240V) | 4000 | 1 |  |  | 0.968 | Solar Inverter |  | Inside
SRP07559 | CHANGZHOU TRINA SOLAR ENERGY CO | TSM-185D | 235 | 30 | 122 | 27 |  | Solar | FIXED | Roof
SRP07559 | SMA AMERICA | SB6000US (240V) | 6000 | 1 |  |  | 0.968 | Solar Inverter |  | Inside
SRP07560 | CHANGZHOU TRINA SOLAR ENERGY CO | TSM-185D | 235 | 30 | 183 | 27 |  | Solar | FIXED | Roof
SRP07560 | SMA AMERICA | SB6000U (208V) | 6000 | 1 |  |  | 0.968 | Solar Inverter |  | Inside
SRP07561 | CHANGZHOU TRINA SOLAR ENERGY CO | TSM-185D | 235 | 24 | 112 | 27 |  | Solar | FIXED | Roof
SRP07561 | SMA AMERICA | SB5000US (240V) | 5000 | 1 |  |  | 0.968 | Solar Inverter |  | Inside
SRP07562 | CHANGZHOU TRINA SOLAR ENERGY CO | TSM-185D | 230 | 28 | 245 | 30 |  | Solar | FIXED | Roof
SRP07562 | SMA AMERICA | SB5000US (208V) | 5000 | 1 |  |  | 0.968 | Solar Inverter |  | INDOOR
SRP07563 | CHANGZHOU TRINA SOLAR ENERGY CO | TSM-185D | 230 | 33 | 244 | 28 |  | Solar | FIXED | Roof
SRP07563 | SMA AMERICA | SB6000US (208V) | 6000 | 1 |  |  | 0.968 | Solar Inverter |  | INDOOR
SRP07564 | CHANGZHOU TRINA SOLAR ENERGY CO | TSM-185D | 230 | 30 | 126 | 26 |  | Solar | FIXED | Roof
SRP07564 | SMA AMERICA | SB6000U (240V) | 6000 | 1 |  |  | 0.968 | Solar Inverter |  | INDOOR
SRP07565 | SUNPOWER | SPR-315E-WHT-U | 320 | 24 | 196 | 30 |  | Solar | FIXED | Roof
SRP07565 | SUNPOWER CORP (ORIGINAL MFRSMA) | SPR-7000M (240V) | 7000 | 1 |  |  | 0.97 | Solar Inverter |  | INDOOR
SRP07566 | CHANGZHOU TRINA SOLAR ENERGY CO | TSM-185D | 240 | 22 | 205.3 | 20 |  | Solar | FIXED | Roof
SRP07566 | PV POWERED | PVP4800 | 4800 | 1 |  |  | 0.96 | Solar Inverter |  | Outside
SRP07567 | CHANGZHOU TRINA SOLAR ENERGY CO | TSM-185D | 240 | 6 | 253 | 13 |  | Solar | FIXED | Roof
SRP07567 | CHANGZHOU TRINA SOLAR ENERGY CO | TSM-180D | 240 | 26 | 163 | 16 |  | Solar | FIXED | Roof
SRP07567 | PV POWERED | PVP2000 | 2000 | 1 |  |  | 0.92 | Solar Inverter |  | OUTDOOR
SRP07567 | PV POWERED | PVP2500 | 2500 | 1 |  |  | 0.945 | Solar Inverter |  | OUTDOOR
SRP07567 | PV POWERED | PVP3000 | 3000 | 1 |  |  | 0.935 | Solar Inverter |  | OUTDOOR
SRP07568 | CHANGZHOU TRINA SOLAR ENERGY CO | TSM-185D | 235 | 44 | 171 | 23 |  | Solar | FIXED | Roof
SRP07568 | CHANGZHOU TRINA SOLAR ENERGY CO | TSM-185D | 235 | 40 | 171 | 36 |  | Solar | FIXED | Roof
SRP07568 | SMA AMERICA | SB5000US | 5000 | 2 |  |  | 0.96 | Solar Inverter |  | INDOOR
SRP07568 | SMA AMERICA | SB5000US | 5000 | 2 |  |  | 0.96 | Solar Inverter |  | INDOOR
SRP07569 | CHANGZHOU TRINA SOLAR ENERGY CO | TSM-185D | 235 | 22 | 167 | 12 |  | Solar | FIXED | Roof
SRP07569 | CHANGZHOU TRINA SOLAR ENERGY CO | TSM-185D | 235 | 16 | 257 | 12 |  | Solar | FIXED | Roof
SRP07569 | PV POWERED | PVP3500 | 3500 | 1 |  |  | 0.935 | Solar Inverter |  | INDOOR
SRP07569 | PV POWERED | PVP4800 | 4800 | 1 |  |  | 0.96 | Solar Inverter |  | INDOOR
SRP07570 | SUNTECH POWER | STP190-18/UB-1 | 190 | 63 | 94.3 | 30 |  | Solar | FIXED | Roof
SRP07570 | PV POWERED | PVP3500 | 3500 | 1 |  |  | 0.955 | Solar Inverter |  | INDOOR
SRP07570 | PV POWERED | PVP3500 | 3500 | 2 |  |  | 0.955 | Solar Inverter |  | INDOOR
SRP07571 | CHANGZHOU TRINA SOLAR ENERGY CO | TSM-185D | 235 | 26 | 112 | 30 |  | Solar | FIXED | Roof
SRP07571 | SMA AMERICA | SB5000US (208V) | 5000 | 1 |  |  | 0.968 | Solar Inverter |  | INDOOR
SRP07572 | CHANGZHOU TRINA SOLAR ENERGY CO | TSM-185D | 235 | 24 | 193 | 29 |  | Solar | FIXED | Roof
SRP07572 | SMA AMERICA | SB5000US (208V) | 5000 | 1 |  |  | 0.97 | Solar Inverter |  | OUTDOOR
SRP07573 | CHANGZHOU TRINA SOLAR ENERGY CO | TSM-185D | 230 | 24 | 262 | 7 |  | Solar | FIXED | Roof
SRP07573 | CHANGZHOU TRINA SOLAR ENERGY CO | TSM-185D | 230 | 26 | 82 | 30 |  | Solar | FIXED | Roof
SRP07573 | SMA AMERICA | SB5000US (208V) | 5000 | 1 |  |  | 0.968 | Solar Inverter |  | INDOOR
SRP07573 | SMA AMERICA | SB6000US (208V) | 6000 | 1 |  |  | 0.968 | Solar Inverter |  | INDOOR
SRP07574 | CHANGZHOU TRINA SOLAR ENERGY CO | TSM-185D | 230 | 36 | 195 | 26 |  | Solar | FIXED | Roof
SRP07574 | SMA AMERICA | SB7000US (208V) | 7000 | 1 |  |  | 0.969 | Solar Inverter |  | INDOOR
SRP07576 | CHANGZHOU TRINA SOLAR ENERGY CO | TSM-185D | 230 | 28 | 191 | 37 |  | Solar | FIXED | Roof
SRP07576 | SMA AMERICA | SB6000U (208V) | 6000 | 1 |  |  | 0.968 | Solar Inverter |  | INDOOR
SRP07577 | CHANGZHOU TRINA SOLAR ENERGY CO | TSM-185D | 230 | 20 | 160 | 30 |  | Solar | FIXED | Roof
SRP07577 | SMA AMERICA | SB4000US (208V) | 4000 | 1 |  |  | 0.968 | Solar Inverter |  | INDOOR
SRP07578 | SUNTECH POWER | STP210S-18/UB-1 | 250 | 22 | 180 | 25 |  | Solar | FIXED | Roof
SRP07578 | PV POWERED | PVP4800 | 4800 | 1 |  |  | 0.96 | Solar Inverter |  | INDOOR
SRP07579 | CHANGZHOU TRINA SOLAR ENERGY CO | TSM-185D | 240 | 26 | 180 | 25 |  | Solar | FIXED | Roof
SRP07579 | SMA AMERICA | SB6000U (240V) | 6000 | 1 |  |  | 0.97 | Solar Inverter |  | INDOOR
SRP07580 | ISOFOTON | I-150 S/24 | 245 | 7 | 136 | 20 |  | Solar | FIXED | Roof
SRP07580 | ISOFOTON | I-150 S/24 | 245 | 22 | 226 | 20 |  | Solar | FIXED | Roof
SRP07580 | KACO | 3601XI | 1500 | 1 |  |  | 0.955 | Solar Inverter |  | OUTDOOR
SRP07580 | KACO | 3601XI | 5000 | 1 |  |  | 0.955 | Solar Inverter |  | OUTDOOR
SRP07582 | SCHUCO USA |  | 190 | 26 | 126 | 34 |  | Solar | FIXED | Roof
SRP07582 | POWER-ONE | PVI-3600-US (240V) | 4200 | 1 |  |  | 0.96 | Solar Inverter |  | OUTDOOR
SRP07583 | SUNTECH POWER | STP190S-18/UB-1 | 190 | 9 | 357.8 | 18 |  | Solar | FIXED | Roof
SRP07583 | SUNTECH POWER | STP190S-18/UB-1 | 190 | 5 | 177.8 | 25 |  | Solar | FIXED | Roof
SRP07583 | SUNTECH POWER | STP190-18/UB-1 | 190 | 31 | 177.8 | 45 |  | Solar | FIXED | Roof
SRP07583 | ENPHASE ENERGY | M200-32-240-S02 | 215 | 5 |  |  | 0.963 | Solar Inverter |  | Outside
SRP07583 | PV POWERED | PVP2000 | 2000 | 1 |  |  | 0.92 | Solar Inverter |  | Inside
SRP07583 | PV POWERED | PVP2500 | 2500 | 1 |  |  | 0.945 | Solar Inverter |  | INDOOR
SRP07583 | PV POWERED | PVP3000 | 3000 | 1 |  |  | 0.935 | Solar Inverter |  | INDOOR
SRP07584 | SCHUCO USA |  | 240 | 20 | 167.2 | 26 |  | Solar | FIXED | Roof
SRP07584 | ENPHASE ENERGY | M200-32-240-S02 | 215 | 20 |  |  | 0.93 | Solar Inverter |  | Inside
SRP07585 | SCHUCO USA |  | 240 | 20 | 167.2 | 26 |  | Solar | FIXED | Roof
SRP07585 | ENPHASE ENERGY | M200-32-240-S02 | 215 | 20 |  |  | 0.93 | Solar Inverter |  | Inside
SRP07586 | SUNTECH POWER | STP190S-18/UB-1 | 190 | 36 | 251 | 25 |  | Solar | FIXED | Roof
SRP07586 | SMA AMERICA | SB6000U (240V) | 6000 | 1 |  |  | 0.955 | Solar Inverter |  | OUTDOOR
SRP07587 | SHARP | NT-188U1 | 235 | 11 | 217 | 45 |  | Solar | FIXED | Roof
SRP07587 | KACO | 2901XI | 2500 | 1 |  |  | 0.95 | Solar Inverter |  | OUTDOOR
SRP07588 | SHARP | ND-72ERUC | 235 | 14 | 130 | 33 |  | Solar | FIXED | Roof
SRP07588 | KACO | 2901XI | 3500 | 1 |  |  | 0.95 | Solar Inverter |  | OUTDOOR
SRP07589 | CANADIAN SOLAR | CS6P-230 | 235 | 3 | 192 | 38 |  | Solar | FIXED | Roof
SRP07589 | CANADIAN SOLAR | CS6P-230 | 235 | 3 | 194 | 40 |  | Solar | FIXED | Roof
SRP07589 | CANADIAN SOLAR | CS6P-230 | 235 | 9 | 102 | 42 |  | Solar | FIXED | Roof
SRP07589 | ENPHASE ENERGY | M200-32-240-S01 | 215 | 3 |  |  | 0.955 | Solar Inverter |  | OUTDOOR
SRP07589 | ENPHASE ENERGY | M200-32-240-S02 | 215 | 3 |  |  | 0.955 | Solar Inverter |  | OUTDOOR
SRP07589 | ENPHASE ENERGY | M200-32-240-S02 | 215 | 9 |  |  | 0.955 | Solar Inverter |  | OUTDOOR
SRP07590 | CANADIAN SOLAR | CS6P-230 | 235 | 12 | 198 | 35 |  | Solar | FIXED | Roof
SRP07590 | CANADIAN SOLAR | CS6P-230 | 235 | 5 | 108 | 36 |  | Solar | FIXED | Roof
SRP07590 | ENPHASE ENERGY | M200-32-240-S02 | 215 | 5 |  |  | 0.96 | Solar Inverter |  | OUTDOOR
SRP07590 | ENPHASE ENERGY | M200-32-240-S02 | 215 | 12 |  |  | 0.96 | Solar Inverter |  | OUTDOOR
SRP07591 | CANADIAN SOLAR | CS6P-230 | 235 | 13 | 157 | 11 |  | Solar | FIXED | Roof
SRP07591 | CANADIAN SOLAR | CS6P-230 | 235 | 3 | 157 | 26 |  | Solar | FIXED | Roof
SRP07591 | ENPHASE ENERGY | M200-32-208-S01 | 215 | 3 |  |  | 0.96 | Solar Inverter |  | OUTDOOR
SRP07591 | ENPHASE ENERGY | M200-32-208-S01 | 215 | 13 |  |  | 0.96 | Solar Inverter |  | OUTDOOR
SRP07592 | CANADIAN SOLAR | CS6P-230 | 235 | 7 | 125 | 22 |  | Solar | FIXED | Roof
SRP07592 | CANADIAN SOLAR | CS6P-230 | 235 | 10 | 214 | 22 |  | Solar | FIXED | Roof
SRP07592 | ENPHASE ENERGY | M200-32-208-S01 | 215 | 7 |  |  | 0.955 | Solar Inverter |  | OUTDOOR
SRP07592 | ENPHASE ENERGY | M200-32-208-S01 | 215 | 10 |  |  | 0.955 | Solar Inverter |  | OUTDOOR
SRP07593 | CANADIAN SOLAR | CS6P-230 | 235 | 17 | 207 | 13 |  | Solar | FIXED | Roof
SRP07593 | ENPHASE ENERGY | M200-32-208-S01 | 190 | 17 |  |  | 0.955 | Solar Inverter |  | OUTDOOR
SRP07595 | CANADIAN SOLAR | CS6P-230 | 235 | 15 | 205 | 4 |  | Solar | FIXED | Roof
SRP07595 | ENPHASE ENERGY | M200-32-208-S01 | 190 | 15 |  |  | 0.95 | Solar Inverter |  | OUTDOOR
SRP07596 | CANADIAN SOLAR | CS6P-230 | 235 | 17 | 196 | 15 |  | Solar | FIXED | Roof
SRP07596 | ENPHASE ENERGY | M200-32-240-S02 | 215 | 17 |  |  | 0.96 | Solar Inverter |  | OUTDOOR
SRP07597 | CHANGZHOU TRINA SOLAR ENERGY CO | TSM-185D | 235 | 35 | 92 | 34 |  | Solar | FIXED | Roof
SRP07597 | CHANGZHOU TRINA SOLAR ENERGY CO | TSM-185D | 235 | 23 | 272 | 46 |  | Solar | FIXED | Roof
SRP07597 | SMA AMERICA | SB4000US (240V) | 4000 | 1 |  |  | 0.968 | Solar Inverter |  | INDOOR
SRP07597 | SMA AMERICA | SB7000US (240V) | 7000 | 1 |  |  | 0.969 | Solar Inverter |  | INDOOR
SRP07598 | CHANGZHOU TRINA SOLAR ENERGY CO | TSM-185D | 230 | 30 | 122 | 26 |  | Solar | FIXED | Roof
SRP07598 | SMA AMERICA | SB6000U (240V) | 6000 | 1 |  |  | 0.968 | Solar Inverter |  | Outside
SRP07599 | SUNPOWER | SPR-225-BLK-U | 225 | 20 | 185 | 20 |  | Solar | FIXED | Roof
SRP07599 | SUNPOWER CORP (ORIGINAL MFRSMA) | SPR-4000M (240V) | 4000 | 1 |  |  | 0.96 | Solar Inverter |  | INDOOR
SRP07601 | CANADIAN SOLAR | CS6P-230 | 235 | 8 | 213 | 46 |  | Solar | FIXED | Roof
SRP07601 | CANADIAN SOLAR | CS6P-230 | 235 | 15 | 123 | 57 |  | Solar | FIXED | Roof
SRP07601 | ENPHASE ENERGY | M200-32-240-S02 | 215 | 11 |  |  | 0.96 | Solar Inverter |  | OUTDOOR
SRP07601 | ENPHASE ENERGY | M200-32-240-S02 | 215 | 12 |  |  | 0.96 | Solar Inverter |  | OUTDOOR
SRP07603 | CANADIAN SOLAR | CS6P-230 | 235 | 9 | 127 | 24 |  | Solar | FIXED | Roof
SRP07603 | CANADIAN SOLAR | CS6P-230 | 235 | 6 | 217 | 38 |  | Solar | FIXED | Roof
SRP07603 | CANADIAN SOLAR | CS6P-230 | 235 | 9 | 217 | 39 |  | Solar | FIXED | Roof
SRP07603 | ENPHASE ENERGY | M200-32-240-S02 | 190 | 6 |  |  | 0.955 | Solar Inverter |  | OUTDOOR
SRP07603 | ENPHASE ENERGY | M200-32-240-S02 | 190 | 9 |  |  | 0.955 | Solar Inverter |  | OUTDOOR
SRP07603 | ENPHASE ENERGY | M200-32-240-S02 | 190 | 9 |  |  | 0.955 | Solar Inverter |  | OUTDOOR
SRP07604 | CANADIAN SOLAR | CS6P-230 | 235 | 25 | 218 | 11 |  | Solar | FIXED | Roof
SRP07604 | CANADIAN SOLAR | CS6P-230 | 235 | 9 | 218 | 38 |  | Solar | FIXED | Roof
SRP07604 | ENPHASE ENERGY | M200-32-208-S01 | 190 | 34 |  |  | 0.955 | Solar Inverter |  | OUTDOOR
SRP07606 | CANADIAN SOLAR | CS6P-230 | 235 | 15 | 193 | 35 |  | Solar | FIXED | Roof
SRP07606 | ENPHASE ENERGY | M200-32-208-S01 | 215 | 15 |  |  | 0.96 | Solar Inverter |  | OUTDOOR
SRP07609 | CANADIAN SOLAR | CS6P-230 | 235 | 16 | 282 | 30 |  | Solar | FIXED | Roof
SRP07609 | ENPHASE ENERGY | M200-32-208-S01 | 215 | 16 |  |  | 0.96 | Solar Inverter |  | OUTDOOR
SRP07610 | ET SOLAR INDUSTRY | ET-P672280 | 285 | 22 | 137 | 33 |  | Solar | FIXED | Roof
SRP07610 | SMA AMERICA | SB6000US (240V) | 6000 | 1 |  |  | 0.952 | Solar Inverter |  | OUTDOOR
SRP07611 | KYOCERA SOLAR | KD210GX-LP | 240 | 1248 | 157 | 20 |  | Solar | FIXED | Ground
SRP07611 | KYOCERA SOLAR | KD210GX-LP | 240 | 7930 | 180 | 20 |  | Solar | FIXED | Ground
SRP07611 | KYOCERA SOLAR | KD210GX-LP | 240 | 3328 | 187 | 20 |  | Solar | FIXED | Ground
SRP07611 | ADVANCED ENERGY INDUSTRIES | 3159000-104 | 250000 | 2 |  |  | 0.986 | Solar Inverter |  | Inside
SRP07611 | ADVANCED ENERGY INDUSTRIES | 3159000-104 | 333000 | 3 |  |  | 0.986 | Solar Inverter |  | Inside
SRP07611 | ADVANCED ENERGY INDUSTRIES | 3159000-104 | 500000 | 2 |  |  | 0.986 | Solar Inverter |  | Inside
SRP07612 | CANADIAN SOLAR | CS6P-230 | 235 | 17 | 223 | 24 |  | Solar | FIXED | Roof
SRP07612 | ENPHASE ENERGY | M200-32-208-S01 | 190 | 17 |  |  | 0.95 | Solar Inverter |  | OUTDOOR
SRP07613 | CHANGZHOU TRINA SOLAR ENERGY CO | TSM-185D | 235 | 22 | 214 | 21 |  | Solar | FIXED | Roof
SRP07613 | POWER-ONE | PVI-5000-OUTD-US (208 V) | 4200 | 1 |  |  | 0.96 | Solar Inverter |  | OUTDOOR
SRP07616 | CHANGZHOU TRINA SOLAR ENERGY CO | TSM-185D | 235 | 21 | 195 | 18 |  | Solar | FIXED | Roof
SRP07616 | POWER-ONE | PVI-5000-OUTD-US (208 V) | 4200 | 1 |  |  | 0.96 | Solar Inverter |  | OUTDOOR
SRP07619 | CANADIAN SOLAR | CS6P-230 | 235 | 5 | 192 | 17 |  | Solar | FIXED | Roof
SRP07619 | CANADIAN SOLAR | CS6P-230 | 235 | 12 | 192 | 29 |  | Solar | FIXED | Roof
SRP07619 | ENPHASE ENERGY | M200-32-240-S02 | 215 | 5 |  |  | 0.96 | Solar Inverter |  | OUTDOOR
SRP07619 | ENPHASE ENERGY | M200-32-240-S02 | 215 | 12 |  |  | 0.96 | Solar Inverter |  | OUTDOOR
SRP07620 | SUNTECH POWER | STP210S-18/UB-1 | 280 | 3586 | 160 | 10 |  | Solar | FIXED | Ground
SRP07620 | SATCON TECHNOLOGY | PVS-375 (480 V) | 375000 | 1 |  |  | 0.96 | Solar Inverter |  | OUTDOOR
SRP07620 | SATCON TECHNOLOGY | PVS-500 (480 V) | 500000 | 1 |  |  | 0.96 | Solar Inverter |  | OUTDOOR
SRP07621 | CHANGZHOU TRINA SOLAR ENERGY CO | TSM-185D | 230 | 20 | 188 | 5 |  | Solar | FIXED | Roof
SRP07621 | CHANGZHOU TRINA SOLAR ENERGY CO | TSM-185D | 230 | 3 | 188 | 30 |  | Solar | FIXED | Roof
SRP07621 | ENPHASE ENERGY | M200-32-208-S01 | 215 | 3 |  |  | 0.963 | Solar Inverter |  | OUTDOOR
SRP07621 | ENPHASE ENERGY | M200-32-208-S01 | 215 | 20 |  |  | 0.963 | Solar Inverter |  | OUTDOOR
SRP07623 | PACIFIC SOLAR PTY LIMITED | PP-USA-213-S5 | 245 | 12 | 174 | 9 |  | Solar | FIXED | Roof
SRP07623 | PACIFIC SOLAR PTY LIMITED | PP-USA-213-S5 | 245 | 68 | 174 | 21 |  | Solar | FIXED | Roof
SRP07623 | PACIFIC SOLAR PTY LIMITED | PP-USA-213-S5 | 245 | 28 | 174 | 27 |  | Solar | FIXED | Roof
SRP07623 | POWER-ONE | PVI-6000-OUTD-US-W (240 V) | 10000 | 3 |  |  | 0.971 | Solar Inverter |  | Inside
SRP07627 | BAODING YINGLI NEW ENERGY RESOURCES CO | YL175(156) | 235 | 36 | 182 | 20 |  | Solar | FIXED | Roof
SRP07627 | SMA AMERICA | SB3800U (240V) | 3800 | 1 |  |  | 0.965 | Solar Inverter |  | Inside
SRP07627 | SMA AMERICA | SB5000US (240V) | 5000 | 1 |  |  | 0.965 | Solar Inverter |  | Inside
SRP07628 | CANADIAN SOLAR | CS6P-190 | 190 | 4 | 127 | 27 |  | Solar | FIXED | Roof
SRP07628 | SILIKEN MANUFACTURING USA | SLK60P6L 230 WP | 250 | 19 | 217 | 27 |  | Solar | FIXED | Roof
SRP07628 | ENPHASE ENERGY | M200-32-240-S02 | 190 | 4 |  |  | 0.96 | Solar Inverter |  | OUTDOOR
SRP07628 | ENPHASE ENERGY | M200-32-240-S02 | 215 | 19 |  |  | 0.96 | Solar Inverter |  | OUTDOOR
SRP07629 | CHANGZHOU TRINA SOLAR ENERGY CO | TSM-185D | 235 | 30 | 205 | 28 |  | Solar | FIXED | Roof
SRP07629 | SMA AMERICA | SB6000U (240V) | 6000 | 1 |  |  | 0.968 | Solar Inverter |  | INDOOR
SRP07630 | CANADIAN SOLAR | CS6P-230 | 235 | 20 | 215 | 22 |  | Solar | FIXED | Roof
SRP07630 | ENPHASE ENERGY | M200-32-208-S01 | 190 | 20 |  |  | 0.95 | Solar Inverter |  | OUTDOOR
SRP07632 | CANADIAN SOLAR | CS6P-230 | 235 | 34 | 244 | 17 |  | Solar | FIXED | Roof
SRP07632 | ENPHASE ENERGY | M200-32-208-S01 | 215 | 34 |  |  | 0.96 | Solar Inverter |  | OUTDOOR
SRP07634 | SUNTECH POWER | STP210S-18/UB-1 | 210 | 20 | 132 | 30 |  | Solar | FIXED | Roof
SRP07634 | SUNTECH POWER | STP210-18/UB-1 | 210 | 182 | 177 | 30 |  | Solar | FIXED | Roof
SRP07634 | SMA AMERICA | SB4000US (240V) | 4000 | 1 |  |  | 0.96 | Solar Inverter |  | OUTDOOR
SRP07634 | SMA AMERICA | SB5000US (240V) | 5000 | 2 |  |  | 0.96 | Solar Inverter |  | OUTDOOR
SRP07634 | SMA AMERICA | SB6000US (240V) | 6000 | 2 |  |  | 0.97 | Solar Inverter |  | OUTDOOR
SRP07634 | SMA AMERICA | SB7000US (240V) | 7000 | 2 |  |  | 0.97 | Solar Inverter |  | OUTDOOR
SRP07635 | SUNTECH POWER | STP180-24/AB-1 | 190 | 27 | 192 | 24 |  | Solar | FIXED | Roof
SRP07635 | KACO | 1501XI | 5000 | 1 |  |  | 0.955 | Solar Inverter |  | Inside
SRP07636 | SUNTECH POWER | STP210S-18/UB-1 | 190 | 14 | 187 | 14 |  | Solar | FIXED | Roof
SRP07636 | SUNTECH POWER | STP190S-18/UB-1 | 190 | 28 | 97 | 22 |  | Solar | FIXED | Roof
SRP07636 | SUNTECH POWER | STP210S-18/UB-1 | 190 | 14 | 97 | 22 |  | Solar | FIXED | Roof
SRP07636 | POWER-ONE | PVI-5000-OUTD-US (240 V) | 5000 | 1 |  |  | 0.96 | Solar Inverter |  | OUTDOOR
SRP07636 | POWER-ONE | PVI-5000-OUTD-US (240 V) | 5000 | 1 |  |  | 0.96 | Solar Inverter |  | OUTDOOR
SRP07638 | SUNTECH POWER | STP190S-18/UB-1 | 190 | 27 | 247 | 22 |  | Solar | FIXED | Roof
SRP07638 | SUNTECH POWER | STP190S-18/UB-1 | 190 | 27 | 157 | 30 |  | Solar | FIXED | Roof
SRP07638 | KACO | 3601XI | 5000 | 1 |  |  | 0.955 | Solar Inverter |  | OUTDOOR
SRP07638 | KACO | 3601XI | 5000 | 1 |  |  | 0.955 | Solar Inverter |  | OUTDOOR
SRP07640 | SUNTECH POWER | STP190S-24/ADB+ | 190 | 10 | 125 | 40 |  | Solar | FIXED | Roof
SRP07640 | KACO | BLUEPLANET 2502 WITH X OR XI (208V) | 2500 | 1 |  |  | 0.955 | Solar Inverter |  | OUTDOOR
SRP07642 | SUNTECH POWER | STP190S-18/UB-1 | 190 | 24 | 254 | 24 |  | Solar | FIXED | Roof
SRP07642 | KACO | 3601XI | 5000 | 1 |  |  | 0.955 | Solar Inverter |  | Inside
SRP07643 | SUNTECH POWER | STP190S-18/UB-1 | 190 | 16 | 89 | 39 |  | Solar | FIXED | Roof
SRP07643 | SUNTECH POWER | STP190S-18/UB-1 | 190 | 16 | 179 | 39 |  | Solar | FIXED | Roof
SRP07643 | POWER-ONE | PVI-6000-OUTD-US (240 V) | 6000 | 1 |  |  | 0.965 | Solar Inverter |  | OUTDOOR
SRP07645 | SUNTECH POWER | STP190S-18/UB-1 | 190 | 6 | 75 | 24 |  | Solar | FIXED | Roof
SRP07645 | SUNTECH POWER | STP190S-18/UB-1 | 190 | 26 | 165 | 24 |  | Solar | FIXED | Roof
SRP07645 | SUNTECH POWER | STP190S-18/UB-1 | 190 | 6 | 255 | 24 |  | Solar | FIXED | Roof
SRP07645 | POWER-ONE | PVI-3000-I-OUTD-US | 3000 | 1 |  |  | 0.96 | Solar Inverter |  | OUTDOOR
SRP07645 | POWER-ONE | PVI-3600-US (208V) | 3600 | 1 |  |  | 0.96 | Solar Inverter |  | OUTDOOR
SRP07646 | CANADIAN SOLAR | CS6P-230 | 235 | 19 | 107 | 24 |  | Solar | FIXED | Roof
SRP07646 | ENPHASE ENERGY | M200-32-208-S01 | 215 | 19 |  |  | 0.96 | Solar Inverter |  | OUTDOOR
SRP07649 | CANADIAN SOLAR | CS6P-230 | 235 | 11 | 254 | 16 |  | Solar | FIXED | Roof
SRP07649 | ENPHASE ENERGY | M200-32-208-S01 | 190 | 11 |  |  | 0.955 | Solar Inverter |  | OUTDOOR
SRP07651 | CANADIAN SOLAR | CS6P-230 | 235 | 8 | 123 | 13 |  | Solar | FIXED | Roof
SRP07651 | CANADIAN SOLAR | CS5P-235 | 235 | 8 | 303 | 15 |  | Solar | FIXED | Roof
SRP07651 | ENPHASE ENERGY | M200-32-208-S01 | 215 | 16 |  |  | 0.96 | Solar Inverter |  | OUTDOOR
SRP07652 | CANADIAN SOLAR | CS6P-230 | 235 | 15 | 225 | 33 |  | Solar | FIXED | Roof
SRP07652 | ENPHASE ENERGY | M200-32-208-S01 | 190 | 15 |  |  | 0.95 | Solar Inverter |  | OUTDOOR
SRP07653 | SCHUCO USA |  | 190 | 30 | 157 | 21 |  | Solar | FIXED | Roof
SRP07653 | SCHUCO USA |  | 190 | 10 | 247 | 21 |  | Solar | FIXED | Roof
SRP07653 | POWER-ONE | PVI-3000-I-OUTD-US | 2500 | 1 |  |  | 0.96 | Solar Inverter |  | OUTDOOR
SRP07653 | POWER-ONE | PVI-5000-OUTD-US (208 V) | 5000 | 1 |  |  | 0.96 | Solar Inverter |  | OUTDOOR
SRP07654 | SUNTECH POWER | STP190S-18/UB-1 | 190 | 22 | 135 | 37 |  | Solar | FIXED | Roof
SRP07654 | SUNTECH POWER | STP190S-18/UB-1 | 190 | 18 | 225 | 37 |  | Solar | FIXED | Roof
SRP07654 | KACO | 1501XI | 3500 | 1 |  |  | 0.955 | Solar Inverter |  | Inside
SRP07654 | KACO | 1501XI | 5000 | 1 |  |  | 0.955 | Solar Inverter |  | Inside
SRP07655 | SUNTECH POWER | STP190S-18/UB-1 | 190 | 11 | 169 | 18 |  | Solar | FIXED | Roof
SRP07655 | SUNTECH POWER | STP190-18/UB-1 | 190 | 6 | 169 | 46 |  | Solar | FIXED | Roof
SRP07655 | POWER-ONE | PVI-3000-I-OUTD-US | 3000 | 1 |  |  | 0.96 | Solar Inverter |  | Inside
SRP07656 | SUNTECH POWER | STP190S-18/UB-1 | 190 | 44 | 179 | 15 |  | Solar | FIXED | Roof
SRP07656 | SMA AMERICA | SB7000US (277V) | 8000 | 1 |  |  | 0.96 | Solar Inverter |  | OUTDOOR
SRP07657 | MATRIX SOLAR/PHOTOWATT | PW1650-175 | 235 | 40 | 227 | 25 |  | Solar | FIXED | Roof
SRP07657 | KACO | 1501XI | 5000 | 2 |  |  | 0.955 | Solar Inverter |  | INDOOR
SRP07659 | SUNTECH POWER | STP190S-18/UB-1 | 190 | 12 | 206 | 19 |  | Solar | FIXED | Roof
SRP07659 | SUNTECH POWER | STP190S-18/UB-1 | 190 | 29 | 116 | 23 |  | Solar | FIXED | Roof
SRP07659 | POWER-ONE | PVI-3000-I-OUTD-US | 3000 | 1 |  |  | 0.955 | Solar Inverter |  | OUTDOOR
SRP07659 | POWER-ONE | PVI-5000-OUTD-US (208 V) | 5000 | 1 |  |  | 0.955 | Solar Inverter |  | OUTDOOR
SRP07660 | SOLAR POWER (SPI) | SP205FP12 | 225 | 21 | 152 | 26 |  | Solar | FIXED | Roof
SRP07660 | ENPHASE ENERGY | M200-32-240-S02 | 215 | 21 |  |  | 0.964 | Solar Inverter |  | OUTDOOR
SRP07661 | SUNTECH POWER | STP190-18/UB-1 | 190 | 28 | 141 | 21 |  | Solar | FIXED | Roof
SRP07661 | POWER-ONE | PVI-5000-OUTD-US (240 V) | 5000 | 1 |  |  | 0.965 | Solar Inverter |  | Inside
SRP07664 | CANADIAN SOLAR | CS5P-230 | 230 | 117 | 185 | 16 |  | Solar | FIXED | Roof
SRP07664 | CANADIAN SOLAR | CS5P-230 | 230 | 156 | 185 | 16 |  | Solar | FIXED | Roof
SRP07664 | SMA AMERICA | SB7000US (240V) | 7000 | 3 |  |  | 0.965 | Solar Inverter |  | OUTDOOR
SRP07664 | SMA AMERICA | SB7000US (277V) | 10000 | 3 |  |  | 0.985 | Solar Inverter |  | Outside
SRP07666 | CHANGZHOU TRINA SOLAR ENERGY CO | TSM-185D | 235 | 36 | 171.8 | 33 |  | Solar | FIXED | Roof
SRP07666 | SMA AMERICA | SB7000US (208V) | 7000 | 1 |  |  | 0.97 | Solar Inverter |  | OUTDOOR
SRP07667 | BP SOLAR | SX3200W | 215 | 6 | 214 | 15 |  | Solar | FIXED | Roof
SRP07667 | BP SOLAR | SX6175N | 215 | 12 | 214 | 25 |  | Solar | FIXED | Roof
SRP07667 | FRONIUS USA | IG 4000 | 4000 | 1 |  |  | 0.955 | Solar Inverter |  | OUTDOOR
SRP07668 | SCHUCO USA |  | 185 | 32 | 130 | 33 |  | Solar | FIXED | Roof
SRP07668 | SCHUCO USA |  | 185 | 10 | 220 | 33 |  | Solar | FIXED | Roof
SRP07668 | KACO | 1501XI | 1500 | 1 |  |  | 0.955 | Solar Inverter |  | Inside
SRP07668 | KACO | 3601XI | 5000 | 1 |  |  | 0.955 | Solar Inverter |  | Inside
SRP07669 | SUNTECH POWER | STP190S-18/UB-1 | 190 | 10 | 100 | 22 |  | Solar | FIXED | Roof
SRP07669 | SUNTECH POWER | STP190S-18/UB-1 | 190 | 22 | 280 | 22 |  | Solar | FIXED | Roof
SRP07669 | POWER-ONE | PVI-6000-OUTD-US (240 V) | 6000 | 1 |  |  | 0.965 | Solar Inverter |  | Inside
SRP07670 | KYOCERA SOLAR | KD205GX-LP | 245 | 19 | 233 | 30 |  | Solar | FIXED | Roof
SRP07670 | KYOCERA SOLAR | KD210GX-LP | 245 | 16 | 143 | 36 |  | Solar | FIXED | Roof
SRP07670 | ENPHASE ENERGY | M200-32-240-S02 | 215 | 35 |  |  | 0.96 | Solar Inverter |  | OUTDOOR
SRP07671 | CHANGZHOU TRINA SOLAR ENERGY CO | TSM-185D | 230 | 28 | 112 | 28 |  | Solar | FIXED | Roof
SRP07671 | SMA AMERICA | SB6000US (240V) | 6000 | 1 |  |  | 0.968 | Solar Inverter |  | OUTDOOR
SRP07672 | CHANGZHOU TRINA SOLAR ENERGY CO | TSM-185D | 230 | 15 | 148 | 23 |  | Solar | FIXED | Roof
SRP07672 | CHANGZHOU TRINA SOLAR ENERGY CO | TSM-185D | 230 | 14 | 251 | 23 |  | Solar | FIXED | Roof
SRP07672 | ENPHASE ENERGY | M200-32-240-S02 | 215 | 29 |  |  | 0.96 | Solar Inverter |  | OUTDOOR
SRP07673 | CHANGZHOU TRINA SOLAR ENERGY CO | TSM-185D | 230 | 3 | 89 | 17 |  | Solar | FIXED | Roof
SRP07673 | CHANGZHOU TRINA SOLAR ENERGY CO | TSM-185D | 230 | 18 | 181 | 17 |  | Solar | FIXED | Roof
SRP07673 | ENPHASE ENERGY | M200-32-240-S02 | 215 | 21 |  |  | 0.96 | Solar Inverter |  | OUTDOOR
SRP07674 | CHANGZHOU TRINA SOLAR ENERGY CO | TSM-185D | 230 | 21 | 272 | 22 |  | Solar | FIXED | Roof
SRP07674 | ENPHASE ENERGY | M200-32-240-S02 | 215 | 21 |  |  | 0.96 | Solar Inverter |  | OUTDOOR
SRP07675 | CHANGZHOU TRINA SOLAR ENERGY CO | TSM-185D | 230 | 28 | 84 | 33 |  | Solar | FIXED | Roof
SRP07675 | SMA AMERICA | SB6000U (277V) | 6000 | 1 |  |  | 0.968 | Solar Inverter |  | OUTDOOR
SRP07676 | SHARP | ND-224UC1 | 235 | 80 | 162 | 16 |  | Solar | FIXED | Roof
SRP07676 | SATCON TECHNOLOGY | AE-100-60-PV-A | 215 | 80 |  |  | 0.96 | Solar Inverter |  | OUTDOOR
SRP07677 | CHANGZHOU TRINA SOLAR ENERGY CO | TSM-185D | 230 | 18 | 126 | 35 |  | Solar | FIXED | Roof
SRP07677 | CHANGZHOU TRINA SOLAR ENERGY CO | TSM-185D | 230 | 28 | 216 | 35 |  | Solar | FIXED | Roof
SRP07677 | ENPHASE ENERGY | M200-32-208-S01 | 215 | 18 |  |  | 0.963 | Solar Inverter |  | OUTDOOR
SRP07677 | ENPHASE ENERGY | M200-32-208-S01 | 215 | 28 |  |  | 0.963 | Solar Inverter |  | OUTDOOR
SRP07678 | KYOCERA SOLAR | KD210GX-LP | 245 | 33 | 175 | 20 |  | Solar | FIXED | Roof
SRP07678 | ENPHASE ENERGY | M200-32-240-S02 | 215 | 33 |  |  | 0.96 | Solar Inverter |  | OUTDOOR
SRP07679 | CANADIAN SOLAR | CS6P-230 | 235 | 38 | 206 | 31 |  | Solar | FIXED | Roof
SRP07679 | ENPHASE ENERGY | M200-32-208-S01 | 215 | 38 |  |  | 0.96 | Solar Inverter |  | OUTDOOR
SRP07680 | CHANGZHOU TRINA SOLAR ENERGY CO | TSM-185D | 235 | 770 | 138 | 29 |  | Solar | FIXED | Ground
SRP07680 | CHANGZHOU TRINA SOLAR ENERGY CO | TSM-185D | 235 | 516 | 140 | 29 |  | Solar | FIXED | Ground
SRP07680 | CHANGZHOU TRINA SOLAR ENERGY CO | TSM-185D | 235 | 516 | 145 | 29 |  | Solar | FIXED | Ground
SRP07680 | CHANGZHOU TRINA SOLAR ENERGY CO | TSM-185D | 235 | 108 | 184 | 29 |  | Solar | FIXED | Ground
SRP07680 | CHANGZHOU TRINA SOLAR ENERGY CO | TSM-185D | 235 | 108 | 228 | 29 |  | Solar | FIXED | Ground
SRP07680 | SMA AMERICA | SB7000US (240V) | 8000 | 6 |  |  | 0.97 | Solar Inverter |  | INDOOR
SRP07680 | PV POWERED | PVP75KW-480 | 75000 | 1 |  |  | 0.96 | Solar Inverter |  | INDOOR
SRP07680 | PV POWERED | PVP100KW-480 | 100000 | 3 |  |  | 0.96 | Solar Inverter |  | INDOOR
SRP07681 | SCHUCO USA |  | 185 | 90 | 153 | 10 |  | Solar | FIXED | Roof
SRP07681 | SOLECTRIA RENEWABLES | PVI 5300-P (240V) | 7500 | 2 |  |  | 0.965 | Solar Inverter |  | INDOOR
SRP07682 | SCHUCO USA |  | 185 | 22 | 88 | 20 |  | Solar | FIXED | Roof
SRP07682 | SCHUCO USA |  | 185 | 22 | 268 | 20 |  | Solar | FIXED | Roof
SRP07682 | KACO | 3601XI | 3500 | 1 |  |  | 0.95 | Solar Inverter |  | OUTDOOR
SRP07682 | KACO | 3601XI | 3500 | 1 |  |  | 0.95 | Solar Inverter |  | OUTDOOR
SRP07683 | SCHUCO USA |  | 185 | 36 | 90 | 15 |  | Solar | FIXED | Roof
SRP07683 | SMA AMERICA | SB6000U (240V) | 6000 | 1 |  |  | 0.95 | Solar Inverter |  | Inside
SRP07684 | CHANGZHOU TRINA SOLAR ENERGY CO | TSM-185D | 245 | 871 | 230 | 2 |  | Solar | FIXED | Roof
SRP07684 | SATCON TECHNOLOGY | PVS-100 (240 V) | 100000 | 1 |  |  | 0.955 | Solar Inverter |  | OUTDOOR
SRP07684 | SATCON TECHNOLOGY | AE-100-60-PV-A | 110000 | 1 |  |  | 0.96 | Solar Inverter |  | Outside
SRP07685 | SUNPOWER | SPR-305-WHT-U | 320 | 80 | 215 | 9 |  | Solar | FIXED | Roof
SRP07685 | SUNPOWER CORP (ORIGINAL MFRSMA) | SPR-7000M (277V) | 7500 | 3 |  |  | 0.96 | Solar Inverter |  | INDOOR
SRP07686 | SUNTECH POWER | STP180-24/AB-1 | 185 | 33 | 144 | 18 |  | Solar | FIXED | Roof
SRP07686 | POWER-ONE | PVI-6000-OUTD-US-W (277 V) | 6000 | 1 |  |  | 0.965 | Solar Inverter |  | Inside
SRP07687 | SUNTECH POWER | STP190-18/UB-1 | 190 | 66 | 232 | 24 |  | Solar | FIXED | Roof
SRP07687 | POWER-ONE | PVI-6000-OUTD-US-W (208 V) | 6000 | 2 |  |  | 0.965 | Solar Inverter |  | Inside
SRP07688 | SUNTECH POWER | STP190S-18/UB-1 | 190 | 16 | 196 | 19 |  | Solar | FIXED | Roof
SRP07688 | KACO | 3601XI | 3500 | 1 |  |  | 0.95 | Solar Inverter |  | Inside
SRP07689 | SUNPOWER | SPR-225-BLK-U | 225 | 116 | 218 | 13 |  | Solar | FIXED | Roof
SRP07689 | SUNPOWER | SPR-225-BLK-U | 225 | 6 | 176 | 19 |  | Solar | FIXED | Roof
SRP07689 | SUNPOWER CORP (ORIGINAL MFR - PV POWERED LLC) | SPR-2500 | 225 | 122 |  |  | 0.96 | Solar Inverter |  | INDOOR
SRP07691 | CHANGZHOU TRINA SOLAR ENERGY CO | TSM-185D | 235 | 33 | 130 | 32 |  | Solar | FIXED | Roof
SRP07691 | SMA AMERICA | SB7000US (240V) | 7000 | 1 |  |  | 0.969 | Solar Inverter |  | INDOOR
SRP07692 | SCHUCO USA |  | 185 | 90 | 153 | 10 |  | Solar | FIXED | Roof
SRP07692 | SOLECTRIA RENEWABLES | PVI 5300-P (240V) | 7500 | 2 |  |  | 0.962 | Solar Inverter |  | Inside
SRP07693 | CHANGZHOU TRINA SOLAR ENERGY CO | TSM-185D | 235 | 36 | 227 | 25 |  | Solar | FIXED | Roof
SRP07693 | SMA AMERICA | SB5000US (208V) | 8000 | 1 |  |  | 0.983 | Solar Inverter |  | INDOOR
SRP07694 | UNKNOWN | UNKNOWN | 240 | 65 | 220 | 26 |  | Solar | FIXED | Roof
SRP07694 | ENPHASE ENERGY | M200-32-240-S01 | 215 | 65 |  |  | 0.963 | Solar Inverter |  | OUTDOOR
SRP07696 | TRINA SOLAR | TSM-230PA05 | 230 | 26 | 241 | 31 |  | Solar | FIXED | Roof
SRP07696 | SMA AMERICA | SB6000US (240V) | 6000 | 1 |  |  | 0.968 | Solar Inverter |  | OUTDOOR
SRP07697 | CHANGZHOU TRINA SOLAR ENERGY CO | TSM-185D | 230 | 24 | 127 | 19 |  | Solar | FIXED | Roof
SRP07697 | CHANGZHOU TRINA SOLAR ENERGY CO | TSM-185D | 230 | 10 | 217 | 19 |  | Solar | FIXED | Roof
SRP07697 | SMA AMERICA | SB3000US (208V) | 2000 | 1 |  |  | 0.96 | Solar Inverter |  | OUTDOOR
SRP07697 | SMA AMERICA | SB5000US | 5000 | 1 |  |  | 0.968 | Solar Inverter |  | Outside
SRP07698 | CHANGZHOU TRINA SOLAR ENERGY CO | TSM-185D | 230 | 24 | 151 | 32 |  | Solar | FIXED | Roof
SRP07698 | SMA AMERICA | SB5000US | 5000 | 1 |  |  | 0.968 | Solar Inverter |  | OUTDOOR
SRP07700 | CANADIAN SOLAR | CS6P-230 | 235 | 36 | 180 | 22 |  | Solar | FIXED | Roof
SRP07700 | ENPHASE ENERGY | M200-32-240-S02 | 215 | 36 |  |  | 0.96 | Solar Inverter |  | Outside
SRP07703 | CHANGZHOU TRINA SOLAR ENERGY CO | TSM-185D | 230 | 24 | 205 | 26 |  | Solar | FIXED | Roof
SRP07703 | SMA AMERICA | SB5000US (240V) | 5000 | 1 |  |  | 0.968 | Solar Inverter |  | OUTDOOR
SRP07704 | SOLARWORLD | SW185MONO | 255 | 1568 | 188 | 10 |  | Solar | FIXED | Roof
SRP07704 | SMA AMERICA | SC250U (480V) | 500000 | 1 |  |  | 0.97 | Solar Inverter |  | Inside
SRP07705 | CHANGZHOU TRINA SOLAR ENERGY CO | TSM-185D | 240 | 39 | 204.2 | 5 |  | Solar | FIXED | Roof
SRP07705 | SMA AMERICA | SB7000US (240V) | 8000 | 1 |  |  | 0.965 | Solar Inverter |  | INDOOR
SRP07707 | CHANGZHOU TRINA SOLAR ENERGY CO | TSM-185D | 240 | 6 | 142 | 3 |  | Solar | FIXED | Roof
SRP07707 | CHANGZHOU TRINA SOLAR ENERGY CO | TSM-185D | 240 | 22 | 142 | 30 |  | Solar | FIXED | Roof
SRP07707 | PV POWERED | PVP2000 | 2000 | 1 |  |  | 0.92 | Solar Inverter |  | Outside
SRP07707 | PV POWERED | PVP4800 | 4800 | 1 |  |  | 0.96 | Solar Inverter |  | Outside
SRP07708 | SOLARWORLD | SW185MONO | 255 | 1750 | 188 | 10 |  | Solar | FIXED | Roof
SRP07708 | SMA AMERICA | SC250U (480V) | 500000 | 1 |  |  | 0.97 | Solar Inverter |  | Inside
SRP07709 | CHANGZHOU TRINA SOLAR ENERGY CO | TSM-185D | 240 | 12 | 125.9 | 25 |  | Solar | FIXED | Roof
SRP07709 | CHANGZHOU TRINA SOLAR ENERGY CO | TSM-185D | 240 | 20 | 215.9 | 28 |  | Solar | FIXED | Roof
SRP07709 | PV POWERED | PVP2500 | 2500 | 1 |  |  | 0.945 | Solar Inverter |  | Inside
SRP07709 | SMA AMERICA | SB5000US | 5000 | 1 |  |  | 0.96 | Solar Inverter |  | Inside
SRP07712 | MITSUBISHI ELECTRIC | PV-UE135MF5N | 225 | 182 | 218.6 | 10 |  | Solar | FIXED | Roof
SRP07712 | SMA AMERICA | SC125U (208V) | 8000 | 2 |  |  | 0.98 | Solar Inverter |  | INDOOR
SRP07712 | SMA AMERICA | SB7000US (277V) | 10000 | 2 |  |  | 0.98 | Solar Inverter |  | INDOOR
SRP07713 | CHANGZHOU TRINA SOLAR ENERGY CO | TSM-160D | 240 | 24 | 266 | 28 |  | Solar | FIXED | Roof
SRP07713 | PV POWERED | PVP4800 | 4800 | 1 |  |  | 0.96 | Solar Inverter |  | Outside
SRP07714 | SOLAR POWER (SPI) | SP200FP12 | 225 | 37 | 210 | 23 |  | Solar | FIXED | Roof
SRP07714 | ENPHASE ENERGY | M200-32-240-S02 | 215 | 37 |  |  | 0.963 | Solar Inverter |  | OUTDOOR
SRP07715 | CANADIAN SOLAR | CS6P-230 | 235 | 27 | 199 | 23 |  | Solar | FIXED | Roof
SRP07715 | ENPHASE ENERGY | M200-32-240-S02 | 215 | 27 |  |  | 0.96 | Solar Inverter |  | Outside
SRP07716 | CHANGZHOU TRINA SOLAR ENERGY CO | TSM-185D | 240 | 48 | 194 | 25 |  | Solar | FIXED | Roof
SRP07716 | PV POWERED | PVP4800 | 4800 | 2 |  |  | 0.96 | Solar Inverter |  | Inside
SRP07717 | SUNPOWER | SPR-230-WHT-U | 240 | 140 | 128 | 27 |  | Solar | FIXED | Roof
SRP07717 | SUNPOWER | SPR-230-WHT-U | 240 | 60 | 218 | 27 |  | Solar | FIXED | Roof
SRP07717 | SUNPOWER CORP (ORIGINAL MFRSMA) | SPR-3000M (240V) | 11400 | 4 |  |  | 0.962 | Solar Inverter |  | Inside
SRP07719 | CANADIAN SOLAR | CS5P-230 | 230 | 39 | 180 | 15 |  | Solar | FIXED | Roof
SRP07719 | SMA AMERICA | SB7000US (240V) | 7000 | 1 |  |  | 0.96 | Solar Inverter |  | OUTDOOR
SRP07720 | SOLARWORLD | SW185MONO | 255 | 5236 | 188 | 10 |  | Solar | FIXED | Roof
SRP07720 | SMA AMERICA | SC250U (480V) | 250000 | 1 |  |  | 0.97 | Solar Inverter |  | OUTDOOR
SRP07720 | SMA AMERICA | SC250U (480V) | 500000 | 2 |  |  | 0.97 | Solar Inverter |  | OUTDOOR
SRP07721 | SUNTECH POWER | STP190S-18/UB-1 | 190 | 24 | 204 | 30 |  | Solar | FIXED | Roof
SRP07721 | PV POWERED | PVP2000 | 2000 | 1 |  |  | 0.92 | Solar Inverter |  | INDOOR
SRP07721 | PV POWERED | PVP2500 | 2500 | 1 |  |  | 0.945 | Solar Inverter |  | INDOOR
SRP07722 | SUNTECH POWER | STP190S-18/UB-1 | 190 | 17 | 153 | 26 |  | Solar | FIXED | Roof
SRP07722 | SUNTECH POWER | STP190S-18/UB-1 | 190 | 22 | 243 | 33 |  | Solar | FIXED | Roof
SRP07722 | SUNTECH POWER | STP190S-18/UB-1 | 190 | 9 | 153 | 36 |  | Solar | FIXED | Roof
SRP07722 | SOLECTRIA RENEWABLES | PVI 3000-P (240V) | 3800 | 1 |  |  | 0.97 | Solar Inverter |  | INDOOR
SRP07722 | SOLECTRIA RENEWABLES | PVI 5000 (240V) | 5000 | 1 |  |  | 0.97 | Solar Inverter |  | INDOOR
SRP07723 | BP SOLAR | SX3175B_Q | 175 | 18 | 227 | 33 |  | Solar | FIXED | Roof
SRP07723 | KACO | 1501XI | 3500 | 1 |  |  | 0.955 | Solar Inverter |  | Inside
SRP07724 | SCHUCO USA |  | 185 | 12 | 177 | 23 |  | Solar | FIXED | Roof
SRP07724 | SCHUCO USA |  | 185 | 12 | 267 | 23 |  | Solar | FIXED | Roof
SRP07724 | POWER-ONE | PVI-3600-US (240V) | 4200 | 1 |  |  | 0.96 | Solar Inverter |  | OUTDOOR
SRP07726 | CHANGZHOU TRINA SOLAR ENERGY CO | TSM-185D | 240 | 30 | 161 | 23 |  | Solar | FIXED | Roof
SRP07726 | SMA AMERICA | SB7000US (240V) | 7000 | 1 |  |  | 0.97 | Solar Inverter |  | INDOOR
SRP07727 | CHANGZHOU TRINA SOLAR ENERGY CO | TSM-185D | 235 | 62 | 180 | 30 |  | Solar | FIXED | Ground
SRP07727 | SMA AMERICA | SB6000U (277V) | 6000 | 1 |  |  | 0.97 | Solar Inverter |  | OUTDOOR
SRP07727 | SMA AMERICA | SB7000US (208V) | 7000 | 1 |  |  | 0.97 | Solar Inverter |  | Outside
SRP07728 | SUNTECH POWER | STP190-18/UB-1 | 190 | 34 | 127 | 30 |  | Solar | FIXED | Roof
SRP07728 | PV POWERED | PVP3000 | 3000 | 1 |  |  | 0.935 | Solar Inverter |  | INDOOR
SRP07728 | PV POWERED | PVP3500 | 3500 | 1 |  |  | 0.955 | Solar Inverter |  | INDOOR
SRP07729 | UNITED SOLAR OVONIC | ASR-136 | 235 | 34 | 171.9 | 25 |  | Solar | FIXED | Roof
SRP07729 | PV POWERED | PVP2500 | 2500 | 1 |  |  | 0.945 | Solar Inverter |  | INDOOR
SRP07729 | PV POWERED | PVP4800 | 4800 | 1 |  |  | 0.96 | Solar Inverter |  | INDOOR
SRP07730 | SUNTECH POWER | STP180S-24/AB-1 | 185 | 18 | 200.2 | 10 |  | Solar | FIXED | Roof
SRP07730 | SUNTECH POWER | STP180-24/AB-1 | 185 | 8 | 200.2 | 15 |  | Solar | FIXED | Roof
SRP07730 | SUNTECH POWER | STP180S-24/AB-1 | 185 | 14 | 200.2 | 35 |  | Solar | FIXED | Roof
SRP07730 | PV POWERED | PVP2000 | 2000 | 1 |  |  | 0.92 | Solar Inverter |  | INDOOR
SRP07730 | PV POWERED | PVP2500 | 2500 | 1 |  |  | 0.945 | Solar Inverter |  | INDOOR
SRP07730 | PV POWERED | PVP3000 | 3000 | 1 |  |  | 0.935 | Solar Inverter |  | INDOOR
SRP07731 | SUNPOWER | SPR-230-WHT-U | 240 | 36 | 172 | 27 |  | Solar | FIXED | Roof
SRP07731 | SUNPOWER CORP (ORIGINAL MFRSMA) | SPR-7000M (277V) | 8000 | 1 |  |  | 0.962 | Solar Inverter |  | INDOOR
SRP07732 | CANADIAN SOLAR | CS5P-240 | 250 | 8 | 220 | 25 |  | Solar | FIXED | Roof
SRP07732 | CANADIAN SOLAR | CS5P-240 | 250 | 21 | 130 | 30 |  | Solar | FIXED | Roof
SRP07732 | SOLECTRIA RENEWABLES | PVI1800-240 | 1800 | 1 |  |  | 0.97 | Solar Inverter |  | Inside
SRP07732 | SOLECTRIA RENEWABLES | PVI 5000 (240V) | 5000 | 1 |  |  | 0.97 | Solar Inverter |  | Inside
SRP07734 | SUNTECH POWER | STP280-24/VD | 280 | 10 | 189.9 | 41 |  | Solar | FIXED | Roof
SRP07734 | SMA AMERICA | SB2500HFUS-30 (208V) | 2500 | 1 |  |  | 0.96 | Solar Inverter |  | OUTDOOR
SRP07735 | SANYO ELECTRIC | HIP-205BA5 | 225 | 12 | 196 | 34 |  | Solar | FIXED | Roof
SRP07735 | SANYO ELECTRIC | HIP-205BA5 | 225 | 14 | 106 | 40 |  | Solar | FIXED | Roof
SRP07735 | ENPHASE ENERGY | M200-32-240-S02 | 210 | 26 |  |  | 0.96 | Solar Inverter |  | OUTDOOR
SRP07736 | CHANGZHOU TRINA SOLAR ENERGY CO | TSM-185D | 235 | 38 | 220 | 35 |  | Solar | FIXED | Roof
SRP07736 | SMA AMERICA | SB3000US (240V) | 3000 | 1 |  |  | 0.965 | Solar Inverter |  | INDOOR
SRP07736 | SMA AMERICA | SB6000U (208V) | 6000 | 1 |  |  | 0.965 | Solar Inverter |  | INDOOR
SRP07738 | CHANGZHOU TRINA SOLAR ENERGY CO | TSM-185D | 240 | 12 | 202 | 28 |  | Solar | FIXED | Roof
SRP07738 | CHANGZHOU TRINA SOLAR ENERGY CO | TSM-185D | 240 | 16 | 112 | 30 |  | Solar | FIXED | Roof
SRP07738 | PV POWERED | PVP2500 | 2500 | 1 |  |  | 0.945 | Solar Inverter |  | INDOOR
SRP07738 | PV POWERED | PVP3500 | 3500 | 1 |  |  | 0.955 | Solar Inverter |  | INDOOR
SRP07739 | BAODING YINGLI NEW ENERGY RESOURCES CO | YL175(156) | 235 | 18 | 260 | 18 |  | Solar | FIXED | Roof
SRP07739 | SOLECTRIA RENEWABLES | PVI 5000-P (240V) | 5000 | 1 |  |  | 0.975 | Solar Inverter |  | OUTDOOR
SRP07740 | MATRIX SOLAR/PHOTOWATT | PW1000-100 | 225 | 30 | 210 | 33 |  | Solar | FIXED | Roof
SRP07740 | FRONIUS USA |  | 6000 | 1 |  |  | 0.964 | Solar Inverter |  | OUTDOOR
SRP07741 | YES! SOLAR | ES205W | 230 | 36 | 147 | 26 |  | Solar | FIXED | Roof
SRP07741 | SMA AMERICA | SB7000US (240V) | 7000 | 1 |  |  | 0.96 | Solar Inverter |  | OUTDOOR
SRP07742 | KYOCERA SOLAR | KD210GX-LP | 245 | 14 | 108 | 30 |  | Solar | FIXED | Roof
SRP07742 | KYOCERA SOLAR | KD210GX-LP | 245 | 16 | 198 | 38 |  | Solar | FIXED | Roof
SRP07742 | ENPHASE ENERGY | M200-32-240-S01 | 215 | 30 |  |  | 0.97 | Solar Inverter |  | OUTDOOR
SRP07743 | CHANGZHOU TRINA SOLAR ENERGY CO | TSM-160D | 240 | 27 | 185.1 | 10 |  | Solar | FIXED | Roof
SRP07743 | CHANGZHOU TRINA SOLAR ENERGY CO | TSM-185D | 240 | 8 | 185.1 | 27 |  | Solar | FIXED | Roof
SRP07743 | PV POWERED | PVP2000 | 2000 | 1 |  |  | 0.92 | Solar Inverter |  | Outside
SRP07743 | PV POWERED | PVP2500 | 2500 | 1 |  |  | 0.945 | Solar Inverter |  | Outside
SRP07743 | PV POWERED | PVP3500 | 3500 | 1 |  |  | 0.955 | Solar Inverter |  | Outside
SRP07744 | CHANGZHOU TRINA SOLAR ENERGY CO | TSM-185D | 235 | 28 | 82 | 40 |  | Solar | FIXED | Roof
SRP07744 | CHANGZHOU TRINA SOLAR ENERGY CO | TSM-185D | 235 | 44 | 172 | 40 |  | Solar | FIXED | Roof
SRP07744 | CHANGZHOU TRINA SOLAR ENERGY CO | TSM-185D | 235 | 28 | 262 | 40 |  | Solar | FIXED | Roof
SRP07744 | PV POWERED | PVP3000 | 3000 | 4 |  |  | 0.935 | Solar Inverter |  | OUTDOOR
SRP07744 | PV POWERED | PVP4800 | 4800 | 1 |  |  | 0.96 | Solar Inverter |  | OUTDOOR
SRP07744 | PV POWERED | PVP4800 | 4800 | 1 |  |  | 0.96 | Solar Inverter |  | OUTDOOR
SRP07745 | MATRIX SOLAR/PHOTOWATT | PW1650-175 | 240 | 32 | 135 | 45 |  | Solar | FIXED | Roof
SRP07745 | ENPHASE ENERGY | M200-32-240-S02 | 215 | 32 |  |  | 0.963 | Solar Inverter |  | OUTDOOR
SRP07746 | SOLAR POWER (SPI) | SP195FP12 | 225 | 64 | 180 | 35 |  | Solar | FIXED | Ground
SRP07746 | ENPHASE ENERGY | M200-32-240-S02 | 215 | 64 |  |  | 0.963 | Solar Inverter |  | OUTDOOR
SRP07749 | SUNPOWER | SPR-230-WHT-U | 240 | 32 | 176 | 25 |  | Solar | FIXED | Roof
SRP07749 | SUNPOWER CORP (ORIGINAL MFRSMA) | SPR-7000M (277V) | 7000 | 1 |  |  | 0.97 | Solar Inverter |  | INDOOR
SRP07750 | PACIFIC SOLAR PTY LIMITED | PP-USA-213-S5 | 250 | 52 | 180 | 10 |  | Solar | FIXED | Roof
SRP07750 | PACIFIC SOLAR PTY LIMITED | PP-USA-213-S5 | 250 | 14 | 90 | 27 |  | Solar | FIXED | Roof
SRP07750 | PACIFIC SOLAR PTY LIMITED | PP-USA-213-S5 | 250 | 14 | 270 | 27 |  | Solar | FIXED | Roof
SRP07750 | PACIFIC SOLAR PTY LIMITED | PP-USA-213-S5 | 300 | 170 | 90 | 18 |  | Solar | FIXED | Roof
SRP07750 | PACIFIC SOLAR PTY LIMITED | PP-USA-213-L6 | 300 | 170 | 270 | 18 |  | Solar | FIXED | Roof
SRP07750 | PACIFIC SOLAR PTY LIMITED | PP-USA-213-B5 | 300 | 209 | 180 | 27 |  | Solar | FIXED | Roof
SRP07750 | ENPHASE ENERGY | M200-32-240-S02 | 215 | 80 |  |  | 0.967 | Solar Inverter |  | OUTDOOR
SRP07750 | SMA AMERICA | SB3000US (208V) | 3000 | 1 |  |  | 0.98 | Solar Inverter |  | Inside
SRP07750 | SMA AMERICA | SB1100U-SBD | 10000 | 6 |  |  | 0.98 | Solar Inverter |  | INDOOR
SRP07750 | POWER-ONE | PVI-CENTRAL-100-US (208 V) | 100000 | 1 |  |  | 0.98 | Solar Inverter |  | INDOOR
SRP07751 | SANYO ELECTRIC |  | 220 | 52 | 103 | 20 |  | Solar | FIXED | Roof
SRP07751 | ENPHASE ENERGY | M200-32-240-S02 | 210 | 52 |  |  | 0.96 | Solar Inverter |  | Outside
SRP07752 | SANYO ELECTRIC | HIP-205BA3 | 225 | 225 | 123 | 5 |  | Solar | FIXED | Roof
SRP07752 | SATCON TECHNOLOGY | PVS-50 (480 V) | 50000 | 1 |  |  | 0.955 | Solar Inverter |  | Inside
SRP07753 | SUNPOWER | SPR-225-BLK-U | 225 | 38 | 214 | 30 |  | Solar | FIXED | Roof
SRP07753 | SUNPOWER CORP (ORIGINAL MFRSMA) | SPR-4000M (240V) | 4000 | 2 |  |  | 0.97 | Solar Inverter |  | OUTDOOR
SRP07754 | CANADIAN SOLAR | CS6P-230P | 230 | 23 | 197 | 6 |  | Solar | FIXED | Roof
SRP07754 | CANADIAN SOLAR | CS6P-230P | 230 | 17 | 197 | 26 |  | Solar | FIXED | Roof
SRP07754 | ENPHASE ENERGY | M215-60-2LL-S2X | 215 | 40 |  |  | 0.96 | Solar Inverter |  | OUTDOOR
SRP07755 | SCHUCO USA | MPE 260 MS 08 | 260 | 10 | 140 | 23 |  | Solar | FIXED | Roof
SRP07755 | SCHUCO USA | MPE 260 MS 08 | 260 | 10 | 230 | 23 |  | Solar | FIXED | Roof
SRP07755 | SCHUCO USA | MPE 260 MS 08 | 260 | 10 | 230 | 23 |  | Solar | FIXED | Roof
SRP07755 | ENPHASE ENERGY | M215-60-2LL-S2X | 215 | 30 |  |  | 0.96 | Solar Inverter |  | OUTDOOR
SRP07756 | CHANGZHOU TRINA SOLAR ENERGY CO | TSM-185D | 235 | 13 | 228 | 26 |  | Solar | FIXED | Roof
SRP07756 | SMA AMERICA | SB3000US (208V) | 3000 | 1 |  |  | 0.96 | Solar Inverter |  | OUTDOOR
SRP07757 | CHANGZHOU TRINA SOLAR ENERGY CO | TSM-185D | 230 | 28 | 195 | 26 |  | Solar | FIXED | Roof
SRP07757 | SMA AMERICA | SB5000US | 5000 | 1 |  |  | 0.968 | Solar Inverter |  | OUTDOOR
SRP07758 | CHANGZHOU TRINA SOLAR ENERGY CO | TSM-185D | 230 | 44 | 134 | 32 |  | Solar | FIXED | Roof
SRP07758 | SMA AMERICA | SB5000US | 5000 | 2 |  |  | 0.97 | Solar Inverter |  | OUTDOOR
SRP07759 | SHARP | NT-S5E1U | 235 | 2782 | 153 | 15 |  | Solar | FIXED | Roof
SRP07759 | POWER-ONE | PVI-3000-I-OUTD-US | 300000 | 1 |  |  | 0.973 | Solar Inverter |  | OUTDOOR
SRP07759 | POWER-ONE | PVI-3000-I-OUTD-US-F (208V) | 300000 | 1 |  |  | 0.973 | Solar Inverter |  | OUTDOOR
SRP07760 | SOLARWORLD | SW185MONO | 255 | 172 | 205 | 5 |  | Solar | FIXED | Roof
SRP07760 | ENPHASE ENERGY | M200-32-240-S02 | 215 | 172 |  |  | 0.96 | Solar Inverter |  | OUTDOOR
SRP07761 | BAODING YINGLI NEW ENERGY RESOURCES CO | 110(17)P1447X663 | 230 | 72 | 180 | 30 |  | Solar | FIXED | Ground
SRP07761 | SMA AMERICA | SB7000US (240V) | 7000 | 2 |  |  | 0.97 | Solar Inverter |  | OUTDOOR
SRP07762 | UNKNOWN | UNKNOWN | 240 | 195 | 183 | 10 |  | Solar | FIXED | Roof
SRP07762 | SMA AMERICA | SB5000US | 6250 | 3 |  |  | 0.967 | Solar Inverter |  | Outside
SRP07762 | SMA AMERICA | SB7000US (240V) | 10000 | 3 |  |  | 0.963 | Solar Inverter |  | OUTDOOR
SRP07763 | UNKNOWN | UNKNOWN | 230 | 429 | 161 | 10 |  | Solar | FIXED | Roof
SRP07763 | ADVANCED ENERGY INDUSTRIES | 3159000-110 | 75000 | 1 |  |  | 0.955 | Solar Inverter |  | OUTDOOR
SRP07764 | UNKNOWN | UNKNOWN | 230 | 209 | 161 | 10 |  | Solar | FIXED | Roof
SRP07764 | ADVANCED ENERGY INDUSTRIES | 3159000-104 | 4600 | 3 |  |  | 0.955 | Solar Inverter |  | Outside
SRP07764 | ADVANCED ENERGY INDUSTRIES | 3159000-104 | 35000 | 1 |  |  | 0.966 | Solar Inverter |  | OUTDOOR
SRP07766 | UNKNOWN | UNKNOWN | 225 | 238 | 180 | 23 |  | Solar | FIXED | Pole
SRP07766 | SATCON TECHNOLOGY | PVS-50 (240 V) | 50000 | 1 |  |  | 0.96 | Solar Inverter |  | OUTDOOR
SRP07767 | UNKNOWN | UNKNOWN | 225 | 364 | 180 | 23 |  | Solar | FIXED | Ground
SRP07767 | PV POWERED | PVP75KW-208 | 75000 | 1 |  |  | 0.96 | Solar Inverter |  | OUTDOOR
SRP07771 | SUNTECH POWER | STP190S-18/UB-1 | 190 | 20 | 126 | 33 |  | Solar | FIXED | Roof
SRP07771 | POWER-ONE | PVI-3600-OUTD-US-F (240V) | 3600 | 1 |  |  | 0.96 | Solar Inverter |  | Inside
SRP07772 | UNKNOWN | UNKNOWN | 225 | 84 | 180 | 23 |  | Solar | FIXED | Ground
SRP07772 | SMA AMERICA | SB7000US (277V) | 8000 | 2 |  |  | 0.96 | Solar Inverter |  | OUTDOOR
SRP07774 | SUNTECH POWER | STP190S-18/UB-1 | 190 | 22 | 256 | 34 |  | Solar | FIXED | Roof
SRP07774 | POWER-ONE | PVI-5000-OUTD-US (208 V) | 4200 | 1 |  |  | 0.96 | Solar Inverter |  | OUTDOOR
SRP07775 | BAODING YINGLI NEW ENERGY RESOURCES CO | YL175(156) | 235 | 39 | 187 | 30 |  | Solar | FIXED | Roof
SRP07775 | SMA AMERICA | SB7000US (277V) | 8000 | 1 |  |  | 0.97 | Solar Inverter |  | INDOOR
SRP07776 | SUNTECH POWER | STP190-18/UB-1 | 190 | 33 | 236 | 30 |  | Solar | FIXED | Roof
SRP07776 | SMA AMERICA | SB6000US (208V) | 6000 | 1 |  |  | 0.955 | Solar Inverter |  | Inside
SRP07777 | SUNTECH POWER | STP190S-18/UB-1 | 190 | 14 | 204 | 15 |  | Solar | FIXED | Roof
SRP07777 | POWER-ONE | PVI-3000-I-OUTD-US (208V) | 3000 | 1 |  |  | 0.96 | Solar Inverter |  | OUTDOOR
SRP07779 | SUNTECH POWER | STP180S-24/AB-1 | 190 | 54 | 247 | 30 |  | Solar | FIXED | Roof
SRP07779 | KACO | 1501XI | 5000 | 2 |  |  | 0.955 | Solar Inverter |  | OUTDOOR
SRP07780 | CANADIAN SOLAR | CS6P-230 | 230 | 3 | 146 | 22 |  | Solar | FIXED | Roof
SRP07780 | CANADIAN SOLAR | CS6P-230 | 230 | 17 | 236 | 22 |  | Solar | FIXED | Roof
SRP07780 | CANADIAN SOLAR | CS6P-230 | 230 | 28 | 146 | 28 |  | Solar | FIXED | Roof
SRP07780 | CANADIAN SOLAR | CS6P-230 | 230 | 3 | 236 | 28 |  | Solar | FIXED | Roof
SRP07780 | ENPHASE ENERGY | M200-32-240-S02 | 215 | 3 |  |  | 0.963 | Solar Inverter |  | OUTDOOR
SRP07780 | ENPHASE ENERGY | M200-32-240-S02 | 215 | 3 |  |  | 0.963 | Solar Inverter |  | OUTDOOR
SRP07780 | ENPHASE ENERGY | M200-32-240-S02 | 215 | 17 |  |  | 0.963 | Solar Inverter |  | OUTDOOR
SRP07780 | ENPHASE ENERGY | M200-32-240-S02 | 215 | 28 |  |  | 0.963 | Solar Inverter |  | OUTDOOR
SRP07782 | SUNPOWER | SPR-230-WHT-U | 245 | 43 | 177 | 36 |  | Solar | FIXED | Roof
SRP07782 | POWER-ONE | PVI-5000-OUTD-US (208 V) | 5000 | 2 |  |  | 0.96 | Solar Inverter |  | Outside
SRP07783 | SUNPOWER | SPR-230-WHT-U | 240 | 7 | 197 | 24 |  | Solar | FIXED | Roof
SRP07783 | SUNPOWER | SPR-230-WHT-U | 240 | 20 | 197 | 24 |  | Solar | FIXED | Roof
SRP07783 | SUNPOWER | SPR-230-WHT-U | 240 | 7 | 197 | 28 |  | Solar | FIXED | Roof
SRP07783 | SUNPOWER CORP (ORIGINAL MFRSMA) | SPR-3000M (240V) | 3000 | 1 |  |  | 0.96 | Solar Inverter |  | Inside
SRP07783 | SUNPOWER CORP (ORIGINAL MFRSMA) | SPR-6000M (240V) | 6000 | 1 |  |  | 0.96 | Solar Inverter |  | Inside
SRP07784 | SOLYNDRA | SL-002-182U | 235 | 28 | 164 | 10 |  | Solar | FIXED | Roof
SRP07784 | SOLYNDRA | SL-001-150U | 235 | 56 | 164 | 30 |  | Solar | FIXED | Roof
SRP07784 | FRONIUS USA |  | 10000 | 2 |  |  | 0.955 | Solar Inverter |  | OUTDOOR
SRP07785 | SUNTECH POWER | STP190S-18/UB-1 | 190 | 46 | 167 | 20 |  | Solar | FIXED | Roof
SRP07785 | PV POWERED | PVP3500 | 3500 | 1 |  |  | 0.935 | Solar Inverter |  | OUTDOOR
SRP07785 | PV POWERED | PVP4800 | 4800 | 1 |  |  | 0.96 | Solar Inverter |  | OUTDOOR
SRP07786 | CHANGZHOU TRINA SOLAR ENERGY CO | TSM-185D | 235 | 33 | 131 | 29 |  | Solar | FIXED | Roof
SRP07786 | SMA AMERICA | SB7000US (240V) | 7000 | 1 |  |  | 0.969 | Solar Inverter |  | OUTDOOR
SRP07787 | CHANGZHOU TRINA SOLAR ENERGY CO | TSM-185D | 235 | 42 | 257 | 22 |  | Solar | FIXED | Roof
SRP07787 | PV POWERED | PVP4800 | 4800 | 2 |  |  | 0.96 | Solar Inverter |  | INDOOR
SRP07788 | CHANGZHOU TRINA SOLAR ENERGY CO | TSM-185D | 240 | 8 | 203 | 10 |  | Solar | FIXED | Roof
SRP07788 | CHANGZHOU TRINA SOLAR ENERGY CO | TSM-185D | 240 | 26 | 203 | 22 |  | Solar | FIXED | Roof
SRP07788 | SMA AMERICA | SB3000US (208V) | 2000 | 1 |  |  | 0.97 | Solar Inverter |  | Outside
SRP07788 | SMA AMERICA | SB6000U (208V) | 6000 | 1 |  |  | 0.97 | Solar Inverter |  | Outside
SRP07789 | CHANGZHOU TRINA SOLAR ENERGY CO | TSM-185D | 230 | 30 | 241 | 19 |  | Solar | FIXED | Roof
SRP07789 | SMA AMERICA | SB6000U (240V) | 6000 | 1 |  |  | 0.968 | Solar Inverter |  | OUTDOOR
SRP07791 | CHANGZHOU TRINA SOLAR ENERGY CO | TSM-185D | 230 | 30 | 128 | 26 |  | Solar | FIXED | Roof
SRP07791 | SMA AMERICA | SB7000US (240V) | 7000 | 1 |  |  | 0.97 | Solar Inverter |  | OUTDOOR
SRP07794 | CHANGZHOU TRINA SOLAR ENERGY CO | TSM-185D | 235 | 27 | 158 | 32 |  | Solar | FIXED | Roof
SRP07794 | ENPHASE ENERGY | M200-32-208-S01 | 215 | 27 |  |  | 0.963 | Solar Inverter |  | OUTDOOR
SRP07797 | ISOFOTON | I-150 S/24 | 250 | 266 | 180 | 10 |  | Solar | FIXED | Roof
SRP07797 | ENPHASE ENERGY | M200-32-208-S01 | 215 | 266 |  |  | 0.96 | Solar Inverter |  | OUTDOOR
SRP07798 | CHANGZHOU TRINA SOLAR ENERGY CO | TSM-185D | 240 | 51 | 230 | 25 |  | Solar | FIXED | Roof
SRP07798 | SMA AMERICA | SB4000US (240V) | 4000 | 1 |  |  | 0.96 | Solar Inverter |  | INDOOR
SRP07798 | SMA AMERICA | SB7000US (240V) | 8000 | 1 |  |  | 0.965 | Solar Inverter |  | INDOOR
SRP07799 | CHANGZHOU TRINA SOLAR ENERGY CO | TSM-185D | 235 | 16 | 121.2 | 20 |  | Solar | FIXED | Roof
SRP07799 | SMA AMERICA | SB3000US (208V) | 3000 | 1 |  |  | 0.96 | Solar Inverter |  | OUTDOOR
SRP07800 | CHANGZHOU TRINA SOLAR ENERGY CO | TSM-185D | 240 | 26 | 215.8 | 23 |  | Solar | FIXED | Roof
SRP07800 | SMA AMERICA | SB6000US (240V) | 6000 | 1 |  |  | 0.97 | Solar Inverter |  | INDOOR
SRP07803 | SHARP | ND-224U1F | 240 | 66 | 99 | 15 |  | Solar | FIXED | Roof
SRP07803 | SHARP | ND-224U1F | 240 | 42 | 189 | 15 |  | Solar | FIXED | Roof
SRP07803 | SHARP | ND-L3E1U | 240 | 57 | 279 | 15 |  | Solar | FIXED | Roof
SRP07803 | SMA AMERICA | SB1100U-SBD | 2000 | 1 |  |  | 0.96 | Solar Inverter |  | OUTDOOR
SRP07803 | SMA AMERICA | SB4000US (240V) | 4000 | 1 |  |  | 0.965 | Solar Inverter |  | OUTDOOR
SRP07803 | SMA AMERICA | SB6000U (240V) | 6000 | 1 |  |  | 0.969 | Solar Inverter |  | OUTDOOR
SRP07803 | SMA AMERICA | SB7000US (240V) | 7000 | 1 |  |  | 0.97 | Solar Inverter |  | OUTDOOR
SRP07803 | SMA AMERICA | SB7000US (277V) | 8000 | 2 |  |  | 0.963 | Solar Inverter |  | OUTDOOR
SRP07804 | CHANGZHOU TRINA SOLAR ENERGY CO | TSM-185D | 240 | 20 | 156.6 | 17 |  | Solar | FIXED | Roof
SRP07804 | PV POWERED | PVP4800 | 4800 | 1 |  |  | 0.96 | Solar Inverter |  | INDOOR
SRP07805 | CHANGZHOU TRINA SOLAR ENERGY CO | TSM-185D | 235 | 58 | 155.6 | 30 |  | Solar | FIXED | Roof
SRP07805 | SMA AMERICA | SB5000US (208V) | 5000 | 1 |  |  | 0.96 | Solar Inverter |  | Outside
SRP07805 | SMA AMERICA | SB7000US (277V) | 7000 | 1 |  |  | 0.97 | Solar Inverter |  | OUTDOOR
SRP07806 | SHARP | NU-U240F2 | 240 | 2535 | 124 | 9 |  | Solar | FIXED | PARKLT
SRP07806 | SHARP | NU-U240F2 | 240 | 3809 | 118 | 10 |  | Solar | FIXED | PARKLT
SRP07806 | PV POWERED | PVP50KW-208 | 50000 | 1 |  |  | 0.972 | Solar Inverter |  | OUTDOOR
SRP07806 | ADVANCED ENERGY INDUSTRIES | AE 75TX-480 | 75000 | 1 |  |  | 0.955 | Solar Inverter |  | OUTDOOR
SRP07806 | ADVANCED ENERGY INDUSTRIES | AE 260TX-480 | 260000 | 4 |  |  | 0.965 | Solar Inverter |  | OUTDOOR
SRP07808 | UNKNOWN | UNKNOWN | 255 | 507 | 215 | 10 |  | Solar | FIXED | Roof
SRP07808 | SMA AMERICA | SB7000US (277V) | 8000 | 2 |  |  | 0.965 | Solar Inverter |  | OUTDOOR
SRP07808 | PV POWERED | PVP100KW-480 | 100000 | 1 |  |  | 0.96 | Solar Inverter |  | OUTDOOR
SRP07810 | SHARP | ND-224U2 | 240 | 1274 | 180 | 30 |  | Solar | FIXED | Ground
SRP07810 | SMA AMERICA | SC250U (480V) | 250000 | 1 |  |  | 0.975 | Solar Inverter |  | OUTDOOR
SRP07811 | SCHUCO USA |  | 90 | 115 | 70 | 10 |  | Solar | FIXED | Roof
SRP07811 | SCHUCO USA |  | 90 | 115 | 250 | 10 |  | Solar | FIXED | Roof
SRP07811 | SMA AMERICA | SB6000US (208V) | 6000 | 3 |  |  | 0.969 | Solar Inverter |  | OUTDOOR
SRP07812 | SUNTECH POWER | STP210S-18/UB-1 | 280 | 407 | 163 | 10 |  | Solar | FIXED | Roof
SRP07812 | PV POWERED | PVP100KW-480 | 100000 | 1 |  |  | 0.97 | Solar Inverter |  | OUTDOOR
SRP07813 | ET SOLAR INDUSTRY | ET-P672280 | 285 | 27 | 224 | 33 |  | Solar | FIXED | Roof
SRP07813 | SMA AMERICA | SB7000US (208V) | 7000 | 1 |  |  | 0.9712 | Solar Inverter |  | OUTDOOR
SRP07815 | SHANGHAI SOLAR ENERGY S&T | S-180C | 280 | 660 | 163 | 10 |  | Solar | FIXED | Roof
SRP07815 | PV POWERED | PVP30KW-LV-208 | 35000 | 4 |  |  | 0.96 | Solar Inverter |  | OUTDOOR
SRP07816 | SUNTECH POWER | STP210S-18/UB-1 | 280 | 319 | 117 | 10 |  | Solar | FIXED | Roof
SRP07816 | PV POWERED | PVP75KW-208 | 75000 | 1 |  |  | 0.97 | Solar Inverter |  | OUTDOOR
SRP07817 | SUNTECH POWER | STP210S-18/UB-1 | 280 | 330 | 123 | 10 |  | Solar | FIXED | Roof
SRP07817 | FRONIUS USA |  | 7500 | 2 |  |  | 0.96 | Solar Inverter |  | OUTDOOR
SRP07817 | FRONIUS USA |  | 11400 | 6 |  |  | 0.96 | Solar Inverter |  | OUTDOOR
SRP07818 | SUNTECH POWER | STP190S-18/UB-1 | 190 | 8 | 96 | 18 |  | Solar | FIXED | Roof
SRP07818 | SUNTECH POWER | STP190-18/UB-1 | 190 | 28 | 186 | 18 |  | Solar | FIXED | Roof
SRP07818 | SUNTECH POWER | STP190S-18/UB-1 | 190 | 8 | 276 | 18 |  | Solar | FIXED | Roof
SRP07818 | POWER-ONE | PVI-3000-I-OUTD-US | 3000 | 1 |  |  | 0.96 | Solar Inverter |  | Inside
SRP07818 | POWER-ONE | PVI-5000-OUTD-US (208 V) | 5000 | 1 |  |  | 0.965 | Solar Inverter |  | Inside
SRP07819 | SUNTECH POWER | STP190S-18/UB-1 | 190 | 45 | 167 | 20 |  | Solar | FIXED | Roof
SRP07819 | PV POWERED | PVP3500 | 3500 | 1 |  |  | 0.955 | Solar Inverter |  | INDOOR
SRP07819 | PV POWERED | PVP4800 | 4800 | 1 |  |  | 0.96 | Solar Inverter |  | INDOOR
SRP07820 | SUNTECH POWER | STP190-18/UB-1 | 190 | 8 | 90 | 18 |  | Solar | FIXED | Roof
SRP07820 | SUNTECH POWER | STP190S-18/UB-1 | 190 | 8 | 270 | 18 |  | Solar | FIXED | Roof
SRP07820 | POWER-ONE | PVI-3000-I-OUTD-US-F (240V) | 3000 | 1 |  |  | 0.96 | Solar Inverter |  | OUTDOOR
SRP07821 | GCL-POLY (SUZHOU) ENERGY | GCL-P6-60-240 | 240 | 602 | 197 | 5 |  | Solar | FIXED | Ground
SRP07821 | SATCON TECHNOLOGY | PVS-135 (240 V) | 135000 | 1 |  |  | 0.96 | Solar Inverter |  | OUTDOOR
SRP07823 | SUNTECH POWER | STP190-18/UB-1 | 190 | 16 | 209 | 40 |  | Solar | FIXED | Roof
SRP07823 | SUNTECH POWER | STP190S-18/UB-1 | 190 | 8 | 119 | 42 |  | Solar | FIXED | Roof
SRP07823 | POWER-ONE | PVI-3600-US (240V) | 4200 | 1 |  |  | 0.96 | Solar Inverter |  | OUTDOOR
SRP07824 | SOLAR POWER (SPI) | SP205FP12 | 240 | 23 | 169 | 29 |  | Solar | FIXED | Roof
SRP07824 | SOLAR POWER (SPI) | SP205FP12 | 240 | 8 | 259 | 29 |  | Solar | FIXED | Roof
SRP07824 | ENPHASE ENERGY | M200-32-208-S01 | 215 | 8 |  |  | 0.963 | Solar Inverter |  | OUTDOOR
SRP07824 | ENPHASE ENERGY | M200-32-208-S01 | 215 | 23 |  |  | 0.963 | Solar Inverter |  | OUTDOOR
SRP07825 | SOLAR POWER (SPI) | SP205FP12 | 225 | 15 | 217 | 33 |  | Solar | FIXED | Roof
SRP07825 | SOLAR POWER (SPI) | SP205FP12 | 225 | 3 | 127 | 34 |  | Solar | FIXED | Roof
SRP07825 | ENPHASE ENERGY | M200-32-208-S01 | 215 | 3 |  |  | 0.963 | Solar Inverter |  | OUTDOOR
SRP07825 | ENPHASE ENERGY | M200-32-208-S01 | 215 | 15 |  |  | 0.963 | Solar Inverter |  | OUTDOOR
SRP07828 | SUNTECH POWER | STP190-18/UB-1 | 190 | 12 | 152 | 22 |  | Solar | FIXED | Roof
SRP07828 | SUNTECH POWER | STP190-18/UB-1 | 190 | 30 | 242 | 22 |  | Solar | FIXED | Roof
SRP07828 | POWER-ONE | PVI-3000-I-OUTD-US | 3000 | 1 |  |  | 0.96 | Solar Inverter |  | Inside
SRP07828 | POWER-ONE | PVI-5000-OUTD-US (208 V) | 5000 | 1 |  |  | 0.965 | Solar Inverter |  | Inside
SRP07830 | CHANGZHOU TRINA SOLAR ENERGY CO | TSM-185D | 240 | 32 | 108 | 28 |  | Solar | FIXED | Roof
SRP07830 | PV POWERED | PVP3500 | 3500 | 2 |  |  | 0.955 | Solar Inverter |  | Inside
SRP07831 | CHANGZHOU TRINA SOLAR ENERGY CO | TSM-185D | 230 | 40 | 248 | 17 |  | Solar | FIXED | Roof
SRP07831 | SMA AMERICA | SB3000US (240V) | 3000 | 1 |  |  | 0.96 | Solar Inverter |  | OUTDOOR
SRP07831 | SMA AMERICA | SB7000US (240V) | 7000 | 1 |  |  | 0.969 | Solar Inverter |  | OUTDOOR
SRP07832 | BAODING YINGLI NEW ENERGY RESOURCES CO | YL175(156) | 230 | 39 | 104 | 24 |  | Solar | FIXED | Roof
SRP07832 | ENPHASE ENERGY | M200-32-208-S01 | 215 | 39 |  |  | 0.97 | Solar Inverter |  | OUTDOOR
SRP07833 | SUNTECH POWER | STP190S-18/UB-1 | 190 | 27 | 133 | 30 |  | Solar | FIXED | Roof
SRP07833 | PV POWERED | PVP4800 | 4800 | 1 |  |  | 0.96 | Solar Inverter |  | INDOOR
SRP07834 | SOLARWORLD | SW185MONO | 245 | 80 | 189 | 32 |  | Solar | FIXED | Roof
SRP07834 | FRONIUS USA |  | 10000 | 2 |  |  | 0.962 | Solar Inverter |  | INDOOR
SRP07835 | CHANGZHOU TRINA SOLAR ENERGY CO | TSM-185D | 235 | 144 | 167 | 10 |  | Solar | FIXED | Roof
SRP07835 | SMA AMERICA | SB7000US (277V) | 10000 | 3 |  |  | 0.983 | Solar Inverter |  | INDOOR
SRP07836 | SHARP | ND-224UC1 | 235 | 34 | 254 | 38 |  | Solar | FIXED | Roof
SRP07836 | SATCON TECHNOLOGY | AE-100-60-PV-A | 215 | 34 |  |  | 0.96 | Solar Inverter |  | OUTDOOR
SRP07838 | SHARP | NT-188U1 | 240 | 240 | 7 | 4.8 |  | Solar | FIXED | Roof
SRP07838 | SHARP | NT-188U1 | 240 | 240 | 187 | 4.8 |  | Solar | FIXED | Roof
SRP07838 | SATCON TECHNOLOGY | PVS-50 (208 V) | 50000 | 2 |  |  | 0.96 | Solar Inverter |  | OUTDOOR
SRP07841 | ET SOLAR INDUSTRY | ET-P672280 | 285 | 16 | 180 | 29 |  | Solar | FIXED | Roof
SRP07841 | FRONIUS USA | IG 4000 | 4000 | 1 |  |  | 0.952 | Solar Inverter |  | INDOOR
SRP07842 | BP SOLAR | SX3200W | 215 | 33 | 193 | 41 |  | Solar | FIXED | Roof
SRP07842 | SMA AMERICA | SB7000US (277V) | 7000 | 1 |  |  | 0.95 | Solar Inverter |  | INDOOR
SRP07844 | HYUNDAI HEAVY INDUSTRIES | HIS-M230SG | 230 | 162 | 180 | 40 |  | Solar | FIXED | Roof
SRP07844 | SMA AMERICA | SB8000TL-US (208V) | 8000 | 4 |  |  | 0.96 | Solar Inverter |  | OUTDOOR
SRP07845 | CHANGZHOU TRINA SOLAR ENERGY CO | TSM-185D | 230 | 36 | 156 | 41 |  | Solar | FIXED | Ground
SRP07845 | ENPHASE ENERGY | M200-32-240-S02 | 215 | 36 |  |  | 0.95 | Solar Inverter |  | OUTDOOR
SRP07846 | CHANGZHOU TRINA SOLAR ENERGY CO | TSM-185D | 240 | 20 | 166 | 17 |  | Solar | FIXED | Roof
SRP07846 | CHANGZHOU TRINA SOLAR ENERGY CO | TSM-185D | 240 | 22 | 166 | 55 |  | Solar | FIXED | Roof
SRP07846 | PV POWERED | PVP4800 | 4800 | 2 |  |  | 0.96 | Solar Inverter |  | INDOOR
SRP07848 | SUNTECH POWER | STP190-18/UB-1 | 190 | 44 | 94 | 30 |  | Solar | FIXED | Roof
SRP07848 | SMA AMERICA | SB7000US (277V) | 8000 | 1 |  |  | 0.965 | Solar Inverter |  | Inside
SRP07849 | CHANGZHOU TRINA SOLAR ENERGY CO | TSM-185D | 240 | 39 | 129 | 20 |  | Solar | FIXED | Roof
SRP07849 | SMA AMERICA | SB7000US (208V) | 8000 | 1 |  |  | 0.963 | Solar Inverter |  | OUTDOOR
SRP07850 | SUNTECH POWER | STP190-18/UB-1 | 190 | 42 | 257 | 32 |  | Solar | FIXED | Roof
SRP07850 | PV POWERED | PVP3500 | 3500 | 2 |  |  | 0.955 | Solar Inverter |  | OUTDOOR
SRP07851 | CHANGZHOU TRINA SOLAR ENERGY CO | TSM-185D | 240 | 39 | 219 | 31 |  | Solar | FIXED | Roof
SRP07851 | SMA AMERICA | SB7000US (277V) | 8000 | 1 |  |  | 0.963 | Solar Inverter |  | OUTDOOR
SRP07852 | CHANGZHOU TRINA SOLAR ENERGY CO | TSM-185D | 240 | 30 | 217.4 | 35 |  | Solar | FIXED | Roof
SRP07852 | SMA AMERICA | SB7000US (240V) | 7000 | 1 |  |  | 0.97 | Solar Inverter |  | INDOOR
SRP07853 | BAODING YINGLI NEW ENERGY RESOURCES CO | YL175(156) | 235 | 33 | 223 | 22 |  | Solar | FIXED | Roof
SRP07853 | FRONIUS USA |  | 7500 | 1 |  |  | 0.95 | Solar Inverter |  | OUTDOOR
SRP07855 | SUNTECH POWER | STP190-18/UB-1 | 190 | 50 | 184.2 | 34 |  | Solar | FIXED | Roof
SRP07855 | SMA AMERICA | SB3000US (208V) | 3000 | 1 |  |  | 0.96 | Solar Inverter |  | INDOOR
SRP07855 | SMA AMERICA | SB6000U (240V) | 6000 | 1 |  |  | 0.97 | Solar Inverter |  | Inside
SRP07856 | BAODING YINGLI NEW ENERGY RESOURCES CO | YL175(156) | 260 | 104 | 172 | 10 |  | Solar | FIXED | Roof
SRP07856 | SMA AMERICA | SB7000US (240V) | 8000 | 1 |  |  | 0.986 | Solar Inverter |  | Outside
SRP07856 | SMA AMERICA | SB3000US (208V) | 10000 | 2 |  |  | 0.986 | Solar Inverter |  | Outside
SRP07857 | CHANGZHOU TRINA SOLAR ENERGY CO | TSM-185D | 240 | 44 | 180 | 30 |  | Solar | FIXED | Ground
SRP07857 | PV POWERED | PVP4800 | 4800 | 2 |  |  | 0.96 | Solar Inverter |  | OUTDOOR
SRP07858 | SUNTECH POWER | STP190S-18/UB-1 | 190 | 36 | 159 | 16 |  | Solar | FIXED | Roof
SRP07858 | SMA AMERICA | SB7000US (208V) | 7000 | 1 |  |  | 0.97 | Solar Inverter |  | Inside
SRP07859 | CHANGZHOU TRINA SOLAR ENERGY CO | TSM-185D | 240 | 20 | 174 | 30 |  | Solar | FIXED | Roof
SRP07859 | PV POWERED | PVP4800 | 4800 | 1 |  |  | 0.96 | Solar Inverter |  | INDOOR
SRP07861 | SOLARWORLD | SW185MONO | 240 | 8 | 75 | 23 |  | Solar | FIXED | Roof
SRP07861 | SOLARWORLD | SW185MONO | 240 | 20 | 258 | 23 |  | Solar | FIXED | Roof
SRP07861 | FRONIUS USA | IG 2000 | 2000 | 1 |  |  | 0.955 | Solar Inverter |  | Outside
SRP07861 | FRONIUS USA | IG 4000 | 4000 | 1 |  |  | 0.955 | Solar Inverter |  | Outside
SRP07862 | CHANGZHOU TRINA SOLAR ENERGY CO | TSM-185D | 235 | 24 | 148 | 27 |  | Solar | FIXED | Roof
SRP07862 | ENPHASE ENERGY | M200-32-208-S01 | 215 | 24 |  |  | 0.963 | Solar Inverter |  | OUTDOOR
SRP07864 | CHANGZHOU TRINA SOLAR ENERGY CO | TSM-185D | 240 | 14 | 180 | 25 |  | Solar | FIXED | Roof
SRP07864 | PV POWERED | PVP3000 | 3000 | 1 |  |  | 0.935 | Solar Inverter |  | INDOOR
SRP07866 | SUNPOWER | SPR-225-BLK-U | 225 | 48 | 173 | 40 |  | Solar | FIXED | Roof
SRP07866 | SUNPOWER CORP (ORIGINAL MFRSMA) | SPR-7000M (277V) | 225 | 48 |  |  | 0.96 | Solar Inverter |  | Outside
SRP07867 | SUNTECH POWER | STP190S-18/UB-1 | 190 | 24 | 202 | 32 |  | Solar | FIXED | Roof
SRP07867 | PV POWERED | PVP4800 | 4800 | 1 |  |  | 0.96 | Solar Inverter |  | INDOOR
SRP07868 | SUNTECH POWER | STP210S-18/UB-1 | 245 | 13 | 181 | 28 |  | Solar | FIXED | Roof
SRP07868 | MATRIX SOLAR/PHOTOWATT | PW1650-175 | 245 | 10 | 91 | 43 |  | Solar | FIXED | Roof
SRP07868 | ENPHASE ENERGY | M200-32-240-S02 | 215 | 23 |  |  | 0.968 | Solar Inverter |  | OUTDOOR
SRP07869 | KYOCERA SOLAR | KD210GX-LP | 215 | 18 | 233 | 45 |  | Solar | FIXED | Roof
SRP07869 | FRONIUS USA | IG 4000 | 4000 | 1 |  |  | 0.94 | Solar Inverter |  | INDOOR
SRP07870 | SUNTECH POWER | STP190-18/UB-1 | 190 | 36 | 183 | 30 |  | Solar | FIXED | Roof
SRP07870 | POWER-ONE | PVI-6000-OUTD-US (208 V) | 6000 | 1 |  |  | 0.965 | Solar Inverter |  | Inside
SRP07871 | CHANGZHOU TRINA SOLAR ENERGY CO | TSM-185D | 240 | 16 | 180 | 35 |  | Solar | FIXED | Roof
SRP07871 | PV POWERED | PVP3500 | 3500 | 1 |  |  | 0.935 | Solar Inverter |  | INDOOR
SRP07872 | BAODING YINGLI NEW ENERGY RESOURCES CO | YL175(156) | 235 | 38 | 254 | 27 |  | Solar | FIXED | Roof
SRP07872 | BAODING YINGLI NEW ENERGY RESOURCES CO | YL175(156) | 235 | 22 | 164 | 40 |  | Solar | FIXED | Roof
SRP07872 | FRONIUS USA | IG 3000 | 3000 | 1 |  |  | 0.95 | Solar Inverter |  | INDOOR
SRP07872 | FRONIUS USA | IG 5100 | 5000 | 1 |  |  | 0.955 | Solar Inverter |  | INDOOR
SRP07872 | FRONIUS USA |  | 6000 | 1 |  |  | 0.955 | Solar Inverter |  | Inside
SRP07873 | KYOCERA SOLAR | KD210GX-LP | 215 | 32 | 190 | 33 |  | Solar | FIXED | Roof
SRP07873 | FRONIUS USA | IG 4000 | 4000 | 2 |  |  | 0.94 | Solar Inverter |  | INDOOR
SRP07874 | BAODING YINGLI NEW ENERGY RESOURCES CO | YL175(156) | 235 | 52 | 220 | 40 |  | Solar | FIXED | Roof
SRP07874 | FRONIUS USA |  | 11400 | 1 |  |  | 0.955 | Solar Inverter |  | INDOOR
SRP07876 | CHANGZHOU TRINA SOLAR ENERGY CO | TSM-185D | 240 | 33 | 194.2 | 22 |  | Solar | FIXED | Roof
SRP07876 | SMA AMERICA | SB7000US (208V) | 7000 | 1 |  |  | 0.97 | Solar Inverter |  | INDOOR
SRP07877 | SUNTECH POWER | STP190-18/UB-1 | 190 | 44 | 205 | 30 |  | Solar | FIXED | Roof
SRP07877 | SMA AMERICA | SB7000US (240V) | 8000 | 1 |  |  | 0.965 | Solar Inverter |  | INDOOR
SRP07880 | SCHUCO USA |  | 185 | 48 | 191 | 22 |  | Solar | FIXED | Roof
SRP07880 | KACO | KACO DISPLAY | 2500 | 1 |  |  | 0.95 | Solar Inverter |  | Outside
SRP07880 | KACO | KACO DISPLAY | 5000 | 1 |  |  | 0.95 | Solar Inverter |  | Outside
SRP07881 | ISOFOTON | I-165 | 245 | 25 | 168 | 38 |  | Solar | FIXED | Roof
SRP07881 | POWER-ONE | PVI-6000-OUTD-US-W (208 V) | 6000 | 1 |  |  | 0.965 | Solar Inverter |  | Outside
SRP07882 | SUNTECH POWER | STP190S-18/UB-1 | 190 | 40 | 162 | 14 |  | Solar | FIXED | Roof
SRP07882 | SMA AMERICA | SB7000US (240V) | 7000 | 1 |  |  | 0.96 | Solar Inverter |  | INDOOR
SRP07883 | SUNTECH POWER | STP150-24/AB-1 | 255 | 612 | 180 | 10 |  | Solar | FIXED | Roof
SRP07883 | PV POWERED | PVP30KW-LV-208 | 35000 | 1 |  |  | 0.97 | Solar Inverter |  | INDOOR
SRP07883 | PV POWERED | PVP100KW-208 | 100000 | 1 |  |  | 0.97 | Solar Inverter |  | INDOOR
SRP07884 | SUNTECH POWER | STP190S-18/UB-1 | 190 | 6 | 149 | 23 |  | Solar | FIXED | Roof
SRP07884 | SUNTECH POWER | STP190S-18/UB-1 | 190 | 18 | 239 | 23 |  | Solar | FIXED | Roof
SRP07884 | POWER-ONE | PVI-6000-OUTD-US (208 V) | 4200 | 1 |  |  | 0.96 | Solar Inverter |  | Outside
SRP07886 | SUNTECH POWER | STP190S-18/UB-1 | 190 | 30 | 120 | 19 |  | Solar | FIXED | Roof
SRP07886 | KACO | 2901XI | 5000 | 1 |  |  | 0.955 | Solar Inverter |  | Outside
SRP07888 | SUNTECH POWER | STP190S-18/UB-1 | 190 | 8 | 275 | 23 |  | Solar | FIXED | Roof
SRP07888 | SUNTECH POWER | STP190S-18/UB-1 | 190 | 18 | 185 | 27 |  | Solar | FIXED | Roof
SRP07888 | POWER-ONE | PVI-5000-OUTD-US (277 V) | 5000 | 1 |  |  | 0.965 | Solar Inverter |  | Inside
SRP07889 | SUNTECH POWER | STP190S-18/UB-1 | 190 | 26 | 168 | 40 |  | Solar | FIXED | Roof
SRP07889 | POWER-ONE | PVI-5000-OUTD-US (240 V) | 5000 | 1 |  |  | 0.965 | Solar Inverter |  | OUTDOOR
SRP07891 | ET SOLAR INDUSTRY | ET-P672280 | 285 | 27 | 259 | 22 |  | Solar | FIXED | Roof
SRP07891 | SMA AMERICA | SB7000US (240V) | 7000 | 1 |  |  | 0.971 | Solar Inverter |  | INDOOR
SRP07892 | CHANGZHOU TRINA SOLAR ENERGY CO | TSM-185D | 230 | 9 | 118 | 19 |  | Solar | FIXED | Roof
SRP07892 | CHANGZHOU TRINA SOLAR ENERGY CO | TSM-185D | 230 | 22 | 208 | 19 |  | Solar | FIXED | Roof
SRP07892 | SMA AMERICA | SWR2100U | 2000 | 1 |  |  | 0.96 | Solar Inverter |  | Inside
SRP07892 | SMA AMERICA | SB5000US | 5000 | 1 |  |  | 0.968 | Solar Inverter |  | Inside
SRP07893 | CHANGZHOU TRINA SOLAR ENERGY CO | TSM-185D | 240 | 26 | 205 | 26 |  | Solar | FIXED | Roof
SRP07893 | SMA AMERICA | SB5000US | 5000 | 1 |  |  | 0.968 | Solar Inverter |  | Inside
SRP07894 | CHANGZHOU TRINA SOLAR ENERGY CO | TSM-185D | 230 | 26 | 99 | 29 |  | Solar | FIXED | Roof
SRP07894 | SMA AMERICA | SB5000US (240V) | 5000 | 1 |  |  | 0.97 | Solar Inverter |  | OUTDOOR
SRP07895 | CHANGZHOU TRINA SOLAR ENERGY CO | TSM-185D | 235 | 39 | 225 | 30 |  | Solar | FIXED | Roof
SRP07895 | SMA AMERICA | SB7000US (277V) | 8000 | 1 |  |  | 0.963 | Solar Inverter |  | Inside
SRP07896 | CHANGZHOU TRINA SOLAR ENERGY CO | TSM-185D | 230 | 18 | 130 | 34 |  | Solar | FIXED | Roof
SRP07896 | SMA AMERICA | SB3000US (240V) | 3000 | 1 |  |  | 0.965 | Solar Inverter |  | Inside
SRP07897 | CHANGZHOU TRINA SOLAR ENERGY CO | TSM-185D | 230 | 26 | 134 | 40 |  | Solar | FIXED | Roof
SRP07897 | CHANGZHOU TRINA SOLAR ENERGY CO | TSM-185D | 230 | 26 | 224 | 40 |  | Solar | FIXED | Roof
SRP07897 | SMA AMERICA | SB5000US (240V) | 5000 | 2 |  |  | 0.968 | Solar Inverter |  | Inside
SRP07899 | CHANGZHOU TRINA SOLAR ENERGY CO | TSM-185D | 230 | 16 | 238 | 30 |  | Solar | FIXED | Roof
SRP07899 | CHANGZHOU TRINA SOLAR ENERGY CO | TSM-185D | 230 | 10 | 148 | 50 |  | Solar | FIXED | Roof
SRP07899 | ENPHASE ENERGY | M200-32-240-S02 | 215 | 26 |  |  | 0.96 | Solar Inverter |  | Inside
SRP07900 | CHANGZHOU TRINA SOLAR ENERGY CO | TSM-185D | 230 | 24 | 200 | 25 |  | Solar | FIXED | Roof
SRP07900 | SMA AMERICA | SB5000US (240V) | 5000 | 1 |  |  | 0.968 | Solar Inverter |  | OUTDOOR
SRP07901 | CHANGZHOU TRINA SOLAR ENERGY CO | TSM-185D | 235 | 33 | 200 | 22 |  | Solar | FIXED | Roof
SRP07901 | SMA AMERICA | SB7000US (240V) | 7000 | 1 |  |  | 0.969 | Solar Inverter |  | OUTDOOR
SRP07902 | UNITED SOLAR OVONIC | ASR-136 | 230 | 62 | 151 | 28 |  | Solar | FIXED | Roof
SRP07902 | SMA AMERICA | SB6000US (240V) | 6000 | 1 |  |  | 0.97 | Solar Inverter |  | Inside
SRP07902 | SMA AMERICA | SB7000US (240V) | 7000 | 1 |  |  | 0.97 | Solar Inverter |  | Inside
SRP07903 | CHANGZHOU TRINA SOLAR ENERGY CO | TSM-185D | 230 | 20 | 129 | 28 |  | Solar | FIXED | Roof
SRP07903 | SMA AMERICA | SB4000US (240V) | 4000 | 1 |  |  | 0.968 | Solar Inverter |  | Inside
SRP07904 | CHANGZHOU TRINA SOLAR ENERGY CO | TSM-185D | 235 | 22 | 148 | 28 |  | Solar | FIXED | Roof
SRP07904 | SMA AMERICA | SB4000US (208V) | 4000 | 1 |  |  | 0.968 | Solar Inverter |  | Inside
SRP07905 | CHANGZHOU TRINA SOLAR ENERGY CO | TSM-185D | 235 | 14 | 203 | 27 |  | Solar | FIXED | Roof
SRP07905 | CHANGZHOU TRINA SOLAR ENERGY CO | TSM-185D | 235 | 20 | 113 | 33 |  | Solar | FIXED | Roof
SRP07905 | SMA AMERICA | SB3000US (240V) | 3000 | 1 |  |  | 0.96 | Solar Inverter |  | Inside
SRP07905 | SMA AMERICA | SB4000US (240V) | 4000 | 1 |  |  | 0.968 | Solar Inverter |  | Inside
SRP07906 | SHENZHEN TOPRAY SOLAR | TPS105S-230W(60) | 230 | 328 | 183 | 10 |  | Solar | FIXED | Roof
SRP07906 | TALESUN SOLAR | TP660AM240 | 235 | 1298 | 183 | 10 |  | Solar | FIXED | Roof
SRP07906 | POWER-ONE | PVI-12.0-I-OUTD-X-US-480-Y | 12000 | 5 |  |  | 0.973 | Solar Inverter |  | OUTDOOR
SRP07906 | POWER-ONE | PVI-12.0-I-OUTD-X-US-480-Y | 12000 | 20 |  |  | 0.973 | Solar Inverter |  | OUTDOOR
SRP07907 | CHANGZHOU TRINA SOLAR ENERGY CO | TSM-185D | 240 | 20 | 170 | 28 |  | Solar | FIXED | Roof
SRP07907 | SMA AMERICA | SB3800U (208V) | 3800 | 1 |  |  | 0.968 | Solar Inverter |  | Inside
SRP07908 | CHANGZHOU TRINA SOLAR ENERGY CO | TSM-185D | 230 | 22 | 126 | 30 |  | Solar | FIXED | Roof
SRP07908 | SMA AMERICA | SB5000US (240V) | 5000 | 1 |  |  | 0.968 | Solar Inverter |  | Inside
SRP07909 | CHANGZHOU TRINA SOLAR ENERGY CO | TSM-185D | 235 | 24 | 188 | 19 |  | Solar | FIXED | Roof
SRP07909 | CHANGZHOU TRINA SOLAR ENERGY CO | TSM-185D | 235 | 14 | 188 | 46 |  | Solar | FIXED | Roof
SRP07909 | SMA AMERICA | SB3000US (240V) | 3000 | 1 |  |  | 0.96 | Solar Inverter |  | Inside
SRP07909 | SMA AMERICA | SB5000US (240V) | 5000 | 1 |  |  | 0.968 | Solar Inverter |  | Inside
SRP07910 | CHANGZHOU TRINA SOLAR ENERGY CO | TSM-185D | 235 | 36 | 144 | 27 |  | Solar | FIXED | Roof
SRP07910 | SMA AMERICA | SB7000US (240V) | 7000 | 1 |  |  | 0.969 | Solar Inverter |  | Inside
SRP07911 | CHANGZHOU TRINA SOLAR ENERGY CO | TSM-185D | 235 | 24 | 153 | 28 |  | Solar | FIXED | Roof
SRP07911 | SMA AMERICA | SB5000US (240V) | 5000 | 1 |  |  | 0.968 | Solar Inverter |  | Inside
SRP07913 | CHANGZHOU TRINA SOLAR ENERGY CO | TSM-180D | 240 | 10 | 182 | 21 |  | Solar | FIXED | Roof
SRP07913 | CHANGZHOU TRINA SOLAR ENERGY CO | TSM-185D | 240 | 24 | 182 | 42 |  | Solar | FIXED | Roof
SRP07913 | ENPHASE ENERGY | M200-32-240-S02 | 215 | 34 |  |  | 0.96 | Solar Inverter |  | Inside
SRP07914 | CHANGZHOU TRINA SOLAR ENERGY CO | TSM-185D | 230 | 26 | 85 | 27 |  | Solar | FIXED | Roof
SRP07914 | CHANGZHOU TRINA SOLAR ENERGY CO | TSM-185D | 230 | 26 | 265 | 27 |  | Solar | FIXED | Roof
SRP07914 | SMA AMERICA | SB5000US (240V) | 5000 | 2 |  |  | 0.968 | Solar Inverter |  | Inside
SRP07915 | UNKNOWN | UNKNOWN | 240 | 177 | 161 | 10 |  | Solar | FIXED | Roof
SRP07915 | UNKNOWN | UNKNOWN | 240 | 161 | 183 | 10 |  | Solar | FIXED | Roof
SRP07915 | PV POWERED | PVP75KW-208 | 75000 | 1 |  |  | 0.97 | Solar Inverter |  | OUTDOOR
SRP07917 | UNKNOWN | UNKNOWN | 240 | 42 | 199.7 | 35 |  | Solar | FIXED | Roof
SRP07917 | ENPHASE ENERGY | M200-32-240-S02 | 215 | 42 |  |  | 0.96 | Solar Inverter |  | OUTDOOR
SRP07918 | SUNPOWER | SPR-225-BLK-U | 225 | 22 | 140 | 8 |  | Solar | FIXED | Roof
SRP07918 | SUNPOWER | SPR-225-BLK-U | 225 | 17 | 230 | 33 |  | Solar | FIXED | Roof
SRP07918 | ADVANCED ENERGY INDUSTRIES | 3159000-104 | 225 | 39 |  |  | 1 | Solar Inverter |  | OUTDOOR
SRP07919 | SUNPOWER | SPR-230-WHT-U | 230 | 30 | 245 | 20 |  | Solar | FIXED | Roof
SRP07919 | SUNPOWER CORP (ORIGINAL MFRSMA) | SPR-6000M (208V) | 6000 | 1 |  |  | 0.97 | Solar Inverter |  | INDOOR
SRP07920 | CANADIAN SOLAR | CS6P-230 | 230 | 24 | 176 | 20 |  | Solar | FIXED | Roof
SRP07920 | ENPHASE ENERGY | M200-32-240-S02 | 215 | 24 |  |  | 0.963 | Solar Inverter |  | OUTDOOR
SRP07922 | SCHUCO USA |  | 235 | 72 | 173 | 25 |  | Solar | FIXED | Ground
SRP07922 | SUNPOWER CORP (ORIGINAL MFRSMA) | SPR-7000M (277V) | 8000 | 2 |  |  | 0.97 | Solar Inverter |  | INDOOR
SRP07923 | SUNPOWER | SPR-230-WHT-U | 230 | 14 | 188 | 5 |  | Solar | FIXED | Roof
SRP07923 | SUNPOWER | SPR-230-WHT-U | 230 | 14 | 188 | 18 |  | Solar | FIXED | Roof
SRP07923 | SUNPOWER | SPR-230-WHT-U | 230 | 20 | 188 | 30 |  | Solar | FIXED | Roof
SRP07923 | SUNPOWER CORP (ORIGINAL MFRSMA) | SPR-3000M (240V) | 3000 | 2 |  |  | 0.96 | Solar Inverter |  | OUTDOOR
SRP07923 | SUNPOWER CORP (ORIGINAL MFRSMA) | SPR-4000M (240V) | 4000 | 1 |  |  | 0.96 | Solar Inverter |  | OUTDOOR
SRP07925 | CHANGZHOU TRINA SOLAR ENERGY CO | TSM-185D | 240 | 14 | 121 | 20 |  | Solar | FIXED | Roof
SRP07925 | PV POWERED | PVP3000 | 3000 | 1 |  |  | 0.935 | Solar Inverter |  | OUTDOOR
SRP07927 | BP SOLAR | SX3195B | 195 | 16 | 195 | 14 |  | Solar | FIXED | Roof
SRP07927 | FRONIUS USA | IG 3000 | 3000 | 1 |  |  | 0.952 | Solar Inverter |  | OUTDOOR
SRP07928 | MATRIX SOLAR/PHOTOWATT | PW1650-175 | 240 | 22 | 198 | 17.3 |  | Solar | FIXED | Roof
SRP07928 | MATRIX SOLAR/PHOTOWATT | PW1650-175 | 240 | 24 | 198 | 28.2 |  | Solar | FIXED | Roof
SRP07928 | FRONIUS USA |  | 5000 | 1 |  |  | 0.955 | Solar Inverter |  | INDOOR
SRP07928 | FRONIUS USA |  | 6000 | 1 |  |  | 0.96 | Solar Inverter |  | INDOOR
SRP07929 | CHANGZHOU TRINA SOLAR ENERGY CO | TSM-185D | 230 | 36 | 180 | 22 |  | Solar | FIXED | Roof
SRP07929 | SMA AMERICA | SB7000US (240V) | 7000 | 1 |  |  | 0.969 | Solar Inverter |  | Outside
SRP07930 | CHANGZHOU TRINA SOLAR ENERGY CO | TSM-185D | 235 | 39 | 126 | 35 |  | Solar | FIXED | Roof
SRP07930 | SMA AMERICA | SB3000US (208V) | 2000 | 1 |  |  | 0.96 | Solar Inverter |  | Outside
SRP07930 | SMA AMERICA | SB7000US (277V) | 7000 | 1 |  |  | 0.969 | Solar Inverter |  | Outside
SRP07931 | CHANGZHOU TRINA SOLAR ENERGY CO | TSM-185D | 230 | 26 | 254 | 30 |  | Solar | FIXED | Roof
SRP07931 | SMA AMERICA | SB6000US (208V) | 6000 | 1 |  |  | 0.968 | Solar Inverter |  | OUTDOOR
SRP07932 | CHANGZHOU TRINA SOLAR ENERGY CO | TSM-185D | 235 | 28 | 187 | 40 |  | Solar | FIXED | Roof
SRP07932 | ENPHASE ENERGY | M200-32-240-S02 | 215 | 28 |  |  | 0.96 | Solar Inverter |  | Inside
SRP07933 | REC SCANMODULE | SCM230 | 240 | 40 | 170 | 15 |  | Solar | FIXED | Roof
SRP07933 | ENPHASE ENERGY | M200-32-240-S02 | 215 | 40 |  |  | 0.96 | Solar Inverter |  | OUTDOOR
SRP07934 | CHANGZHOU TRINA SOLAR ENERGY CO | TSM-185D | 230 | 26 | 195 | 34 |  | Solar | FIXED | Roof
SRP07934 | SMA AMERICA | SB6000U (240V) | 6000 | 1 |  |  | 0.968 | Solar Inverter |  | OUTDOOR
SRP07935 | CHANGZHOU TRINA SOLAR ENERGY CO | TSM-185D | 230 | 10 | 100 | 23 |  | Solar | FIXED | Roof
SRP07935 | CHANGZHOU TRINA SOLAR ENERGY CO | TSM-185D | 230 | 3 | 190 | 23 |  | Solar | FIXED | Roof
SRP07935 | CHANGZHOU TRINA SOLAR ENERGY CO | TSM-185D | 230 | 17 | 280 | 23 |  | Solar | FIXED | Roof
SRP07935 | ENPHASE ENERGY | M200-32-208-S01 | 215 | 30 |  |  | 0.96 | Solar Inverter |  | OUTDOOR
SRP07936 | SUNPOWER | SPR-230-WHT-U | 240 | 48 | 145 | 35 |  | Solar | FIXED | Ground
SRP07936 | SUNPOWER CORP (ORIGINAL MFRSMA) | SPR-5000M (208V) | 5000 | 2 |  |  | 0.968 | Solar Inverter |  | Outside
SRP07937 | CHANGZHOU TRINA SOLAR ENERGY CO | TSM-185D | 235 | 22 | 170 | 34 |  | Solar | FIXED | Roof
SRP07937 | SMA AMERICA | SB5000US (240V) | 5000 | 1 |  |  | 0.97 | Solar Inverter |  | INDOOR
SRP07938 | CHANGZHOU TRINA SOLAR ENERGY CO | TSM-185D | 230 | 28 | 128 | 18 |  | Solar | FIXED | Roof
SRP07938 | SMA AMERICA | SB6000U (240V) | 6000 | 1 |  |  | 0.968 | Solar Inverter |  | OUTDOOR
SRP07940 | UNKNOWN | UNKNOWN | 255 | 247 | 180 | 10 |  | Solar | FIXED | Roof
SRP07940 | SMA AMERICA | SB7000US (277V) | 8000 | 1 |  |  | 0.983 | Solar Inverter |  | OUTDOOR
SRP07940 | SMA AMERICA | SB3000US (208V) | 10000 | 3 |  |  | 0.983 | Solar Inverter |  | OUTDOOR
SRP07940 | SMA AMERICA | SB7000US (240V) | 10000 | 1 |  |  | 0.983 | Solar Inverter
SRP07942 | SHANGHAI SOLAR ENERGY S&T | S-125D | 185 | 630 | 138.5 | 14 |  | Solar | FIXED | Roof
SRP07942 | SHANGHAI SOLAR ENERGY S&T | S-125D | 230 | 910 | 138.5 | 3 |  | Solar | FIXED | Roof
SRP07942 | SHANGHAI SOLAR ENERGY S&T | S-125D | 230 | 533 | 138.5 | 8 |  | Solar | FIXED | Roof
SRP07942 | SHANGHAI SOLAR ENERGY S&T | S-125D | 230 | 1937 | 138.5 | 10 |  | Solar | FIXED | Roof
SRP07942 | SHANGHAI SOLAR ENERGY S&T | S-125D | 230 | 520 | 138.5 | 12 |  | Solar | FIXED | Roof
SRP07942 | PV POWERED | PVP75KW-480 | 100000 | 1 |  |  | 0.96 | Solar Inverter |  | INDOOR
SRP07942 | PV POWERED | PVP2500 | 260000 | 3 |  |  | 0.977 | Solar Inverter |  | INDOOR
SRP07943 | CHANGZHOU TRINA SOLAR ENERGY CO | TSM-185D | 230 | 28 | 206 | 27 |  | Solar | FIXED | Roof
SRP07943 | SMA AMERICA | SB6000US (277V) | 6000 | 1 |  |  | 0.955 | Solar Inverter |  | OUTDOOR
SRP07944 | CHANGZHOU TRINA SOLAR ENERGY CO | TSM-185D | 230 | 33 | 220 | 26 |  | Solar | FIXED | Roof
SRP07944 | SMA AMERICA | SB7000US (240V) | 7000 | 1 |  |  | 0.969 | Solar Inverter |  | OUTDOOR
SRP07945 | SUNPOWER | SPR-225-BLK-U | 225 | 27 | 157 | 30 |  | Solar | FIXED | Roof
SRP07945 | SUNPOWER CORP (ORIGINAL MFRSMA) | SPR-6000M (208V) | 6000 | 1 |  |  | 0.97 | Solar Inverter |  | INDOOR
SRP07946 | CHANGZHOU TRINA SOLAR ENERGY CO | TSM-185D | 235 | 7 | 125 | 33 |  | Solar | FIXED | Roof
SRP07946 | CHANGZHOU TRINA SOLAR ENERGY CO | TSM-185D | 235 | 19 | 215 | 33 |  | Solar | FIXED | Roof
SRP07946 | ENPHASE ENERGY | M200-32-240-S02 | 215 | 26 |  |  | 0.96 | Solar Inverter |  | INDOOR
SRP07947 | CHANGZHOU TRINA SOLAR ENERGY CO | TSM-185D | 230 | 15 | 130 | 20 |  | Solar | FIXED | Roof
SRP07947 | CHANGZHOU TRINA SOLAR ENERGY CO | TSM-185D | 230 | 19 | 220 | 20 |  | Solar | FIXED | Roof
SRP07947 | ENPHASE ENERGY | M200-32-208-S01 | 215 | 34 |  |  | 0.96 | Solar Inverter |  | OUTDOOR
SRP07948 | CHANGZHOU TRINA SOLAR ENERGY CO | TSM-185D | 235 | 26 | 135 | 30 |  | Solar | FIXED | Roof
SRP07948 | SMA AMERICA | SB6000U (240V) | 6000 | 1 |  |  | 0.968 | Solar Inverter |  | INDOOR
SRP07949 | CHANGZHOU TRINA SOLAR ENERGY CO | TSM-185D | 235 | 20 | 193 | 25 |  | Solar | FIXED | Roof
SRP07949 | CHANGZHOU TRINA SOLAR ENERGY CO | TSM-185D | 235 | 22 | 103 | 35 |  | Solar | FIXED | Roof
SRP07949 | SMA AMERICA | SB4000US (208V) | 4000 | 1 |  |  | 0.968 | Solar Inverter |  | Inside
SRP07949 | SMA AMERICA | SB5000US | 5000 | 1 |  |  | 0.968 | Solar Inverter |  | INDOOR
SRP07951 | CHANGZHOU TRINA SOLAR ENERGY CO | TSM-185D | 235 | 39 | 239 | 26 |  | Solar | FIXED | Roof
SRP07951 | ENPHASE ENERGY | M200-32-240-S02 | 215 | 39 |  |  | 0.96 | Solar Inverter |  | OUTDOOR
SRP07952 | CHANGZHOU TRINA SOLAR ENERGY CO | TSM-185D | 235 | 22 | 121 | 40 |  | Solar | FIXED | Roof
SRP07952 | SMA AMERICA | SB5000US | 5000 | 1 |  |  | 0.968 | Solar Inverter |  | OUTDOOR
SRP07953 | CHANGZHOU TRINA SOLAR ENERGY CO | TSM-185D | 230 | 30 | 172 | 23 |  | Solar | FIXED | Roof
SRP07953 | ENPHASE ENERGY | M200-32-240-S02 | 215 | 30 |  |  | 0.96 | Solar Inverter |  | OUTDOOR
SRP07954 | CHANGZHOU TRINA SOLAR ENERGY CO | TSM-185D | 230 | 32 | 260 | 27 |  | Solar | FIXED | Roof
SRP07954 | ENPHASE ENERGY | M200-32-240-S01 | 215 | 32 |  |  | 0.96 | Solar Inverter |  | OUTDOOR
SRP07955 | ET SOLAR INDUSTRY | ET-P672275 | 275 | 22 | 97 | 25 |  | Solar | FIXED | Roof
SRP07955 | SMA AMERICA | SB6000US (208V) | 6000 | 1 |  |  | 0.971 | Solar Inverter |  | INDOOR
SRP07957 | CHANGZHOU TRINA SOLAR ENERGY CO | TSM-185D | 235 | 20 | 112 | 34 |  | Solar | FIXED | Roof
SRP07957 | CHANGZHOU TRINA SOLAR ENERGY CO | TSM-185D | 235 | 12 | 202 | 34 |  | Solar | FIXED | Roof
SRP07957 | SMA AMERICA | SB3000US (208V) | 2500 | 1 |  |  | 0.96 | Solar Inverter |  | Inside
SRP07957 | SMA AMERICA | SB4000US (208V) | 4000 | 1 |  |  | 0.968 | Solar Inverter |  | INDOOR
SRP07960 | CHANGZHOU TRINA SOLAR ENERGY CO | TSM-185D | 230 | 16 | 166 | 22 |  | Solar | FIXED | Roof
SRP07960 | CHANGZHOU TRINA SOLAR ENERGY CO | TSM-185D | 230 | 11 | 258 | 22 |  | Solar | FIXED | Roof
SRP07960 | ENPHASE ENERGY | M200-32-240-S02 | 215 | 27 |  |  | 0.96 | Solar Inverter |  | Outside
SRP07961 | MATRIX SOLAR/PHOTOWATT | PW1650-175 | 240 | 28 | 166 | 26 |  | Solar | FIXED | Roof
SRP07961 | ENPHASE ENERGY | M200-32-240-S02 | 215 | 28 |  |  | 0.963 | Solar Inverter |  | OUTDOOR
SRP07962 | CHANGZHOU TRINA SOLAR ENERGY CO | TSM-185D | 230 | 36 | 217 | 19 |  | Solar | FIXED | Roof
SRP07962 | SMA AMERICA | SB7000US (277V) | 8000 | 1 |  |  | 0.963 | Solar Inverter |  | OUTDOOR
SRP07963 | SUNTECH POWER | STP210S-18/UB-1 | 280 | 51 | 152 | 23 |  | Solar | FIXED | Roof
SRP07963 | FRONIUS USA |  | 5000 | 1 |  |  | 0.962 | Solar Inverter |  | Inside
SRP07963 | FRONIUS USA |  | 7500 | 1 |  |  | 0.962 | Solar Inverter |  | Inside
SRP07964 | UNITED SOLAR OVONIC | ASR-136 | 235 | 26 | 121 | 40 |  | Solar | FIXED | Roof
SRP07964 | SMA AMERICA | SB6000U (240V) | 6000 | 1 |  |  | 0.968 | Solar Inverter |  | INDOOR
SRP07965 | CHANGZHOU TRINA SOLAR ENERGY CO | TSM-185D | 235 | 12 | 140 | 24 |  | Solar | FIXED | Roof
SRP07965 | CHANGZHOU TRINA SOLAR ENERGY CO | TSM-185D | 235 | 28 | 230 | 24 |  | Solar | FIXED | Roof
SRP07965 | SMA AMERICA | SB3000US (208V) | 2500 | 1 |  |  | 0.96 | Solar Inverter |  | Inside
SRP07965 | SMA AMERICA | SB6000U (208V) | 8000 | 1 |  |  | 0.968 | Solar Inverter |  | INDOOR
SRP07966 | CHANGZHOU TRINA SOLAR ENERGY CO | TSM-185D | 230 | 72 | 130 | 21 |  | Solar | FIXED | Roof
SRP07966 | SMA AMERICA | SB7000US (277V) | 7000 | 2 |  |  | 0.969 | Solar Inverter |  | OUTDOOR
SRP07967 | SUNTECH POWER | STP190-18/UB-1 | 190 | 47 | 148 | 23 |  | Solar | FIXED | Roof
SRP07967 | SUNTECH POWER | STP190S-18/UB-1 | 190 | 16 | 238 | 23 |  | Solar | FIXED | Roof
SRP07967 | PV POWERED | PVP2500 | 2500 | 1 |  |  | 0.945 | Solar Inverter |  | INDOOR
SRP07967 | PV POWERED | PVP3000 | 3000 | 3 |  |  | 0.935 | Solar Inverter |  | INDOOR
SRP07968 | CHANGZHOU TRINA SOLAR ENERGY CO | TSM-185D | 240 | 30 | 123 | 12 |  | Solar | FIXED | Roof
SRP07968 | CHANGZHOU TRINA SOLAR ENERGY CO | TSM-185D | 240 | 8 | 213 | 12 |  | Solar | FIXED | Roof
SRP07968 | SMA AMERICA | SB3000US (208V) | 3000 | 1 |  |  | 0.96 | Solar Inverter |  | Inside
SRP07968 | SMA AMERICA | SB7000US (208V) | 7000 | 1 |  |  | 0.97 | Solar Inverter |  | INDOOR
SRP07969 | CANADIAN SOLAR | CS6P-230 | 240 | 165 | 153 | 10 |  | Solar | FIXED | Roof
SRP07969 | CANADIAN SOLAR | CS6P-230 | 240 | 330 | 153 | 18 |  | Solar | FIXED | Roof
SRP07969 | SMA AMERICA | SB7000US (208V) | 7000 | 15 |  |  | 0.96 | Solar Inverter |  | OUTDOOR
SRP07970 | SHARP | NT-S5E1U | 240 | 2847 | 182 | 10 |  | Solar | FIXED | Roof
SRP07970 | ADVANCED ENERGY INDUSTRIES | 3159000-110 | 260000 | 2 |  |  | 0.97 | Solar Inverter |  | OUTDOOR
SRP07971 | CHANGZHOU TRINA SOLAR ENERGY CO | TSM-185D | 240 | 46 | 180 | 35 |  | Solar | FIXED | Roof
SRP07971 | PV POWERED | PVP4800 | 4800 | 1 |  |  | 0.96 | Solar Inverter |  | Outside
SRP07971 | PV POWERED | PVP4800 | 4800 | 1 |  |  | 0.96 | Solar Inverter |  | Outside
SRP07972 | ET SOLAR INDUSTRY | ET-P672230 | 230 | 252 | 146 | 1.5 |  | Solar | FIXED | Roof
SRP07972 | SATCON TECHNOLOGY | PVS-50 (208 V) | 50000 | 1 |  |  | 0.957 | Solar Inverter |  | OUTDOOR
SRP07973 | SUNTECH POWER | STP190-18/UB-1 | 190 | 34 | 152.1 | 25 |  | Solar | FIXED | Roof
SRP07973 | PV POWERED | PVP3000 | 3000 | 1 |  |  | 0.935 | Solar Inverter |  | Outside
SRP07973 | PV POWERED | PVP3500 | 3500 | 1 |  |  | 0.955 | Solar Inverter |  | Outside
SRP07974 | BAODING YINGLI NEW ENERGY RESOURCES CO | YL175(156) | 240 | 416 | 189 | 5 |  | Solar | FIXED | Roof
SRP07974 | PV POWERED | PVP75KW-208 | 75000 | 1 |  |  | 0.96 | Solar Inverter |  | INDOOR
SRP07975 | ET SOLAR INDUSTRY | ET-P672230 | 230 | 714 | 146 | 1.5 |  | Solar | FIXED | Roof
SRP07975 | SATCON TECHNOLOGY | PVS-135 (208 V) | 135000 | 1 |  |  | 0.957 | Solar Inverter |  | OUTDOOR
SRP07976 | CHANGZHOU TRINA SOLAR ENERGY CO | TSM-185D | 240 | 14 | 176 | 25 |  | Solar | FIXED | Roof
SRP07976 | PV POWERED | PVP3000 | 3000 | 1 |  |  | 0.935 | Solar Inverter |  | Outside
SRP07978 | CHANGZHOU TRINA SOLAR ENERGY CO | TSM-185D | 240 | 8 | 197.5 | 12 |  | Solar | FIXED | Roof
SRP07978 | PV POWERED | PVP2000 | 2000 | 1 |  |  | 0.92 | Solar Inverter |  | Outside
SRP07979 | ET SOLAR INDUSTRY | ET-P672230 | 230 | 406 | 146 | 1.5 |  | Solar | FIXED | Roof
SRP07979 | SATCON TECHNOLOGY | PVS-75 (480 V) | 75000 | 1 |  |  | 0.957 | Solar Inverter |  | OUTDOOR
SRP07980 | CHANGZHOU TRINA SOLAR ENERGY CO | TSM-185D | 240 | 30 | 171.5 | 30 |  | Solar | FIXED | Roof
SRP07980 | SMA AMERICA | SB7000US (208V) | 7000 | 1 |  |  | 0.97 | Solar Inverter |  | INDOOR
SRP07981 | ISOFOTON | I-150 S/24 | 235 | 975 | 207 | 10 |  | Solar | FIXED | Roof
SRP07981 | PV POWERED | PVP30KW-LV-208 | 35000 | 1 |  |  | 0.96 | Solar Inverter |  | OUTDOOR
SRP07981 | PV POWERED | PVP75KW-208 | 50000 | 2 |  |  | 0.96 | Solar Inverter |  | OUTDOOR
SRP07981 | SOLECTRIA RENEWABLES | PVI60KW-208 | 60000 | 1 |  |  | 0.95 | Solar Inverter |  | OUTDOOR
SRP07982 | BAODING YINGLI NEW ENERGY RESOURCES CO | YL175(156) | 230 | 24 | 182 | 21 |  | Solar | FIXED | Roof
SRP07982 | BAODING YINGLI NEW ENERGY RESOURCES CO | YL175(156) | 230 | 24 | 272 | 21 |  | Solar | FIXED | Roof
SRP07982 | SMA AMERICA | SB5000US (208V) | 5000 | 2 |  |  | 0.96 | Solar Inverter |  | Inside
SRP07983 | CHANGZHOU TRINA SOLAR ENERGY CO | TSM-185D | 240 | 43 | 186.3 | 30 |  | Solar | FIXED | Roof
SRP07983 | SMA AMERICA | SB3000US (208V) | 3000 | 1 |  |  | 0.96 | Solar Inverter |  | INDOOR
SRP07983 | SMA AMERICA | SB7000US (208V) | 7000 | 1 |  |  | 0.97 | Solar Inverter |  | INDOOR
SRP07984 | BAODING YINGLI NEW ENERGY RESOURCES CO | YL175(156) | 235 | 14 | 266 | 36 |  | Solar | FIXED | Roof
SRP07984 | BAODING YINGLI NEW ENERGY RESOURCES CO | YL175(156) | 235 | 19 | 176 | 38 |  | Solar | FIXED | Roof
SRP07984 | ENPHASE ENERGY | M200-32-208-S01 | 215 | 33 |  |  | 0.97 | Solar Inverter |  | OUTDOOR
SRP07985 | CHANGZHOU TRINA SOLAR ENERGY CO | TSM-185D | 235 | 22 | 180 | 35 |  | Solar | FIXED | Roof
SRP07985 | PV POWERED | PVP4800 | 4800 | 1 |  |  | 0.96 | Solar Inverter |  | Outside
SRP07986 | CHANGZHOU TRINA SOLAR ENERGY CO | TSM-185D | 240 | 21 | 195 | 45 |  | Solar | FIXED | Roof
SRP07986 | POWER-ONE | PVI-5000-OUTD-US (208 V) | 5000 | 1 |  |  | 0.968 | Solar Inverter |  | OUTDOOR
SRP07987 | SUNTECH POWER | STP190S-18/UB-1 | 190 | 21 | 177 | 5 |  | Solar | FIXED | Roof
SRP07987 | PV POWERED | PVP3500 | 3500 | 1 |  |  | 0.955 | Solar Inverter |  | OUTDOOR
SRP07989 | CHANGZHOU TRINA SOLAR ENERGY CO | TSM-185D | 235 | 36 | 205 | 34 |  | Solar | FIXED | Roof
SRP07989 | SMA AMERICA | SB7000US (240V) | 8000 | 1 |  |  | 0.963 | Solar Inverter |  | OUTDOOR
SRP07990 | CHANGZHOU TRINA SOLAR ENERGY CO | TSM-185D | 240 | 42 | 143 | 20 |  | Solar | FIXED | Roof
SRP07990 | PV POWERED | PVP4800 | 4800 | 1 |  |  | 0.96 | Solar Inverter |  | INDOOR
SRP07990 | PV POWERED | PVP4800 | 4800 | 1 |  |  | 0.96 | Solar Inverter |  | INDOOR
SRP07991 | CHANGZHOU TRINA SOLAR ENERGY CO | TSM-185D | 240 | 6 | 170 | 15 |  | Solar | FIXED | Roof
SRP07991 | CHANGZHOU TRINA SOLAR ENERGY CO | TSM-185D | 240 | 32 | 170 | 25 |  | Solar | FIXED | Roof
SRP07991 | PV POWERED | PVP2000 | 2000 | 1 |  |  | 0.92 | Solar Inverter |  | Outside
SRP07991 | PV POWERED | PVP3500 | 3500 | 2 |  |  | 0.955 | Solar Inverter |  | Outside
SRP07992 | CHANGZHOU TRINA SOLAR ENERGY CO | TSM-185D | 230 | 36 | 177 | 19 |  | Solar | FIXED | Roof
SRP07992 | ENPHASE ENERGY | M200-32-240-S02 | 215 | 36 |  |  | 0.96 | Solar Inverter |  | Outside
SRP07993 | SUNPOWER | SPR-230-WHT-U | 230 | 28 | 186 | 38 |  | Solar | FIXED | Roof
SRP07993 | SUNPOWER CORP (ORIGINAL MFRSMA) | SPR-3000M (240V) | 3000 | 2 |  |  | 0.97 | Solar Inverter |  | INDOOR
SRP07994 | BAODING YINGLI NEW ENERGY RESOURCES CO | YL175(156) | 235 | 10712 | 180 | 25 |  | Solar | FIXED | Ground
SRP07994 | SOLECTRIA RENEWABLES | PVI95KW-208 | 95000 | 2 |  |  | 0.974 | Solar Inverter |  | OUTDOOR
SRP07994 | SOLECTRIA RENEWABLES | PVI2500-208 | 250000 | 1 |  |  | 0.974 | Solar Inverter |  | OUTDOOR
SRP07994 | SOLECTRIA RENEWABLES | PVI 5000 (208V) | 500000 | 4 |  |  | 0.974 | Solar Inverter |  | OUTDOOR
SRP07995 | REC SOLAR | REC235PE (BLK) | 235 | 33 | 152 | 22 |  | Solar | FIXED | Roof
SRP07995 | SMA AMERICA | SB7000US (240V) | 7000 | 1 |  |  | 0.96 | Solar Inverter |  | OUTDOOR
SRP07997 | SUNTECH POWER | STP190S-18/UB-1 | 190 | 30 | 181 | 30 |  | Solar | FIXED | Roof
SRP07997 | KACO | 1501XI | 5000 | 1 |  |  | 0.955 | Solar Inverter |  | OUTDOOR
SRP07999 | SUNTECH POWER | STP190-18/UB-1 | 190 | 26 | 152 | 40 |  | Solar | FIXED | Roof
SRP07999 | POWER-ONE | PVI-5000-OUTD-US (208 V) | 5000 | 1 |  |  | 0.97 | Solar Inverter |  | OUTDOOR
SRP08001 | SUNTECH POWER | STP190S-18/UB-1 | 190 | 36 | 112 | 27 |  | Solar | FIXED | Roof
SRP08001 | SMA AMERICA | SB6000U (240V) | 6000 | 1 |  |  | 0.955 | Solar Inverter |  | Outside
SRP08002 | ISOFOTON | I-100/12 | 230 | 476 | 180 | 0 |  | Solar | FIXED | Roof
SRP08002 | SATCON TECHNOLOGY | PVS-100 (208 V) | 100000 | 1 |  |  | 0.96 | Solar Inverter |  | OUTDOOR
SRP08003 | SUNPOWER | SPR-230-WHT-U | 240 | 336 | 180 | 24 |  | Solar | FIXED | Ground
SRP08003 | PV POWERED | PVP75KW-208 | 75000 | 1 |  |  | 0.96 | Solar Inverter |  | OUTDOOR
SRP08004 | SUNWIZE TECHNOLOGIES |  | 240 | 182 | 180 | 24 |  | Solar | FIXED | Ground
SRP08004 | PV POWERED | PVP5200 | 50000 | 1 |  |  | 0.96 | Solar Inverter |  | OUTDOOR
SRP08007 | CHANGZHOU TRINA SOLAR ENERGY CO | TSM-185D | 230 | 36 | 181.2 | 24 |  | Solar | FIXED | Roof
SRP08007 | SMA AMERICA | SB7000US (208V) | 7000 | 1 |  |  | 0.969 | Solar Inverter |  | OUTDOOR
SRP08008 | CHANGZHOU TRINA SOLAR ENERGY CO | TSM-185D | 235 | 42 | 106.2 | 24 |  | Solar | FIXED | Roof
SRP08008 | SMA AMERICA | SB3000US (208V) | 2500 | 1 |  |  | 0.96 | Solar Inverter |  | Outside
SRP08008 | SMA AMERICA | SB7000US (208V) | 7000 | 1 |  |  | 0.971 | Solar Inverter |  | OUTDOOR
SRP08009 | REC SCANMODULE | SCM230 | 235 | 26 | 184 | 22 |  | Solar | FIXED | Roof
SRP08009 | SMA AMERICA | SB6000U (240V) | 6000 | 1 |  |  | 0.955 | Solar Inverter |  | Roof
SRP08010 | CHANGZHOU TRINA SOLAR ENERGY CO | TSM-185D | 235 | 33 | 198.4 | 24 |  | Solar | FIXED | Roof
SRP08010 | SMA AMERICA | SB7000US (208V) | 7000 | 1 |  |  | 0.969 | Solar Inverter |  | OUTDOOR
SRP08011 | CHANGZHOU TRINA SOLAR ENERGY CO | TSM-185D | 235 | 33 | 169 | 30 |  | Solar | FIXED | Roof
SRP08011 | SMA AMERICA | SB7000US (208V) | 7000 | 1 |  |  | 0.969 | Solar Inverter |  | OUTDOOR
SRP08012 | REC SCANMODULE | SCM230 | 235 | 32 | 197 | 31 |  | Solar | FIXED | Roof
SRP08012 | SMA AMERICA | SB3000US (208V) | 3000 | 1 |  |  | 0.955 | Solar Inverter |  | Outside
SRP08012 | SMA AMERICA | SB5000US (208V) | 5000 | 1 |  |  | 0.955 | Solar Inverter |  | Outside
SRP08013 | SUNTECH POWER | STP190-18/UB-1 | 190 | 5 | 197 | 24 |  | Solar | FIXED | Roof
SRP08013 | SUNTECH POWER | STP190S-18/UB-1 | 190 | 8 | 197 | 41 |  | Solar | FIXED | Roof
SRP08013 | POWER-ONE | PVI-3000-I-OUTD-US | 3000 | 1 |  |  | 0.95 | Solar Inverter |  | Outside
SRP08014 | MATRIX SOLAR/PHOTOWATT | PW1650-175 | 235 | 28 | 241 | 37 |  | Solar | FIXED | Roof
SRP08014 | POWER-ONE | PVI-6000-OUTD-US (208 V) | 6000 | 1 |  |  | 0.965 | Solar Inverter |  | Inside
SRP08015 | CHANGZHOU TRINA SOLAR ENERGY CO | TSM-185D | 230 | 26 | 228 | 30 |  | Solar | FIXED | Roof
SRP08015 | SMA AMERICA | SB6000U (240V) | 6000 | 1 |  |  | 0.968 | Solar Inverter |  | OUTDOOR
SRP08016 | CHANGZHOU TRINA SOLAR ENERGY CO | TSM-185D | 235 | 39 | 159 | 31 |  | Solar | FIXED | Roof
SRP08016 | ENPHASE ENERGY | M200-32-240-S02 | 215 | 39 |  |  | 0.96 | Solar Inverter |  | Inside
SRP08017 | CHANGZHOU TRINA SOLAR ENERGY CO | TSM-185D | 230 | 27 | 268 | 21 |  | Solar | FIXED | Roof
SRP08017 | ENPHASE ENERGY | M200-32-240-S02 | 215 | 27 |  |  | 0.96 | Solar Inverter |  | OUTDOOR
SRP08018 | CHANGZHOU TRINA SOLAR ENERGY CO | TSM-185D | 235 | 33 | 194 | 40 |  | Solar | FIXED | Roof
SRP08018 | SMA AMERICA | SB7000US (277V) | 7000 | 1 |  |  | 0.969 | Solar Inverter |  | OUTDOOR
SRP08019 | CHANGZHOU TRINA SOLAR ENERGY CO | TSM-185D | 230 | 28 | 181 | 18 |  | Solar | FIXED | Roof
SRP08019 | SMA AMERICA | SB6000US (208V) | 6000 | 1 |  |  | 0.968 | Solar Inverter |  | OUTDOOR
SRP08020 | CHANGZHOU TRINA SOLAR ENERGY CO | TSM-185D | 235 | 30 | 225 | 26 |  | Solar | FIXED | Roof
SRP08020 | SMA AMERICA | SB7000US (208V) | 7000 | 1 |  |  | 0.969 | Solar Inverter |  | OUTDOOR
SRP08021 | CHANGZHOU TRINA SOLAR ENERGY CO | TSM-185D | 235 | 20 | 118.9 | 30 |  | Solar | FIXED | Roof
SRP08021 | CHANGZHOU TRINA SOLAR ENERGY CO | TSM-185D | 235 | 13 | 199.3 | 30 |  | Solar | FIXED | Roof
SRP08021 | SMA AMERICA | SB3000US (208V) | 3000 | 1 |  |  | 0.96 | Solar Inverter |  | Outside
SRP08021 | SMA AMERICA | SB4000US (208V) | 4000 | 1 |  |  | 0.968 | Solar Inverter |  | OUTDOOR
SRP08022 | SHARP | ND-224UC1 | 240 | 132 | 164 | 2 |  | Solar | FIXED | Roof
SRP08022 | POWER-ONE | PVI-6000-OUTD-US (240 V) | 10000 | 1 |  |  | 0.96 | Solar Inverter |  | Inside
SRP08022 | POWER-ONE | PVI-6000-OUTD-US-W (208 V) | 10000 | 2 |  |  | 0.96 | Solar Inverter |  | Inside
SRP08023 | SHARP | ND-224UC1 | 240 | 88 | 164 | 2 |  | Solar | FIXED | Roof
SRP08023 | POWER-ONE | PVI-6000-OUTD-US (208 V) | 10000 | 1 |  |  | 0.96 | Solar Inverter |  | Inside
SRP08023 | POWER-ONE | PVI-6000-OUTD-US-W (277 V) | 10000 | 1 |  |  | 0.96 | Solar Inverter |  | Inside
SRP08024 | SUNTECH POWER | STP190S-18/UB-1 | 190 | 27 | 185 | 18 |  | Solar | FIXED | Roof
SRP08024 | SMA AMERICA | SB5000US | 5000 | 1 |  |  | 0.955 | Solar Inverter |  | Outside
SRP08025 | SHARP | NT-R5E1U | 240 | 22 | 164 | 2 |  | Solar | FIXED | Roof
SRP08025 | POWER-ONE | PVI-5000-OUTD-US (208 V) | 5000 | 1 |  |  | 0.96 | Solar Inverter |  | Inside
SRP08026 | SHARP | NT-S5E1U | 240 | 52 | 164 | 2 |  | Solar | FIXED | Roof
SRP08026 | POWER-ONE | PVI-6000-OUTD-US-W (208 V) | 6000 | 1 |  |  | 0.96 | Solar Inverter |  | OUTDOOR
SRP08026 | POWER-ONE | PVI-6000-OUTD-US-W (208 V) | 6000 | 1 |  |  | 0.96 | Solar Inverter |  | OUTDOOR
SRP08027 | MATRIX SOLAR/PHOTOWATT | PW1000-100 | 230 | 377 | 179 | 10 |  | Solar | FIXED | Roof
SRP08027 | MATRIX SOLAR/PHOTOWATT | PW1000-100 | 250 | 1274 | 179 | 10 |  | Solar | FIXED | Roof
SRP08027 | ADVANCED ENERGY INDUSTRIES | 3159000-110 | 75000 | 1 |  |  | 0.955 | Solar Inverter |  | OUTDOOR
SRP08027 | ADVANCED ENERGY INDUSTRIES | 3159000-104 | 260000 | 1 |  |  | 0.97 | Solar Inverter |  | OUTDOOR
SRP08028 | SCHUCO USA |  | 185 | 30 | 185 | 19 |  | Solar | FIXED | Roof
SRP08028 | SCHUCO USA | SB5000US (240V) | 5000 | 1 |  |  | 0.968 | Solar Inverter |  | INDOOR
SRP08029 | SUNPOWER | SPR-230-WHT-U | 240 | 18 | 286 | 30 |  | Solar | FIXED | Roof
SRP08029 | SUNPOWER | SPR-230-WHT-U | 240 | 16 | 195 | 36 |  | Solar | FIXED | Roof
SRP08029 | SUNPOWER CORP (ORIGINAL MFRSMA) | SPR-4000M (240V) | 4000 | 2 |  |  | 0.97 | Solar Inverter |  | Inside
SRP08030 | UNITED SOLAR OVONIC | ASR-136 | 230 | 21 | 197 | 27 |  | Solar | FIXED | Roof
SRP08030 | POWER-ONE | PVI-5000-OUTD-US (208 V) | 5000 | 1 |  |  | 0.97 | Solar Inverter |  | OUTDOOR
SRP08032 | SUNPOWER | SPR-230-WHT-U | 240 | 48 | 281 | 5 |  | Solar | FIXED | Roof
SRP08032 | SUNPOWER CORP (ORIGINAL MFRSMA) | SPR-7000M (240V) | 11400 | 1 |  |  | 0.962 | Solar Inverter |  | INDOOR
SRP08033 | BAODING YINGLI NEW ENERGY RESOURCES CO | YL175(156) | 235 | 737 | 170 | 10 |  | Solar | FIXED | Roof
SRP08033 | FRONIUS USA |  | 11400 | 3 |  |  | 0.95 | Solar Inverter |  | INDOOR
SRP08033 | PV POWERED | PVP30KW-480 | 35000 | 1 |  |  | 0.96 | Solar Inverter |  | INDOOR
SRP08033 | PV POWERED | PVP30KW-480 | 50000 | 2 |  |  | 0.97 | Solar Inverter |  | INDOOR
SRP08034 | CHANGZHOU TRINA SOLAR ENERGY CO | TSM-160D | 230 | 26 | 191 | 14 |  | Solar | FIXED | Roof
SRP08034 | SMA AMERICA | SB6000U (240V) | 6000 | 1 |  |  | 0.968 | Solar Inverter |  | OUTDOOR
SRP08035 | SUNPOWER | SPR-230-WHT-U | 240 | 70 | 174 | 20 |  | Solar | FIXED | Roof
SRP08035 | SUNPOWER CORP (ORIGINAL MFRSMA) | SPR-6000M (240V) | 6000 | 1 |  |  | 0.97 | Solar Inverter |  | OUTDOOR
SRP08035 | SUNPOWER CORP (ORIGINAL MFRSMA) | SPR-7000M (277V) | 8000 | 1 |  |  | 0.965 | Solar Inverter |  | OUTDOOR
SRP08036 | ET SOLAR INDUSTRY | ET-P672275 | 285 | 30 | 131 | 41 |  | Solar | FIXED | Roof
SRP08036 | SMA AMERICA | SB7000US (240V) | 7000 | 1 |  |  | 0.971 | Solar Inverter |  | OUTDOOR
SRP08039 | LG ELECTRONICS SOLAR CELL DIVISION | LG245S1C-G2 | 245 | 32 | 93 | 28 |  | Solar | FIXED | Roof
SRP08039 | AUXIN SOLAR | AXU-PV3000U (240V) | 6000 | 1 |  |  | 0.98 | Solar Inverter |  | OUTDOOR
SRP08040 | SOLYNDRA | SL-001-173U | 173 | 1236 | 223 | 0 |  | Solar | FIXED | Roof
SRP08040 | SATCON TECHNOLOGY | PVS-100 (240 V) | 100000 | 2 |  |  | 0.96 | Solar Inverter |  | INDOOR
SRP08041 | CHANGZHOU TRINA SOLAR ENERGY CO | TSM-185D | 235 | 33 | 122 | 40 |  | Solar | FIXED | Roof
SRP08041 | SMA AMERICA | SB6000U (240V) | 7000 | 1 |  |  | 0.97 | Solar Inverter |  | OUTDOOR
SRP08042 | CHANGZHOU TRINA SOLAR ENERGY CO | TSM-185D | 235 | 6 | 231 | 13 |  | Solar | FIXED | Roof
SRP08042 | CHANGZHOU TRINA SOLAR ENERGY CO | TSM-185D | 235 | 15 | 231 | 35 |  | Solar | FIXED | Roof
SRP08042 | ENPHASE ENERGY | M200-32-240-S02 | 215 | 21 |  |  | 0.96 | Solar Inverter |  | OUTDOOR
SRP08043 | ET SOLAR INDUSTRY | ET-P672280 | 285 | 27 | 225 | 37 |  | Solar | FIXED | Roof
SRP08043 | SMA AMERICA | SB7000US (240V) | 7000 | 1 |  |  | 0.971 | Solar Inverter |  | OUTDOOR
SRP08044 | REC SCANMODULE | SCM225 | 250 | 78 | 171 | 30 |  | Solar | FIXED | Roof
SRP08044 | SMA AMERICA | SB7000US (277V) | 8000 | 2 |  |  | 0.963 | Solar Inverter |  | INDOOR
SRP08045 | CHANGZHOU TRINA SOLAR ENERGY CO | TSM-185D | 230 | 27 | 197 | 25 |  | Solar | FIXED | Roof
SRP08045 | SMA AMERICA | SB6000U (240V) | 6000 | 1 |  |  | 0.968 | Solar Inverter |  | OUTDOOR
SRP08046 | SANYO ELECTRIC | HIP-205BA5 | 225 | 25 | 207 | 40 |  | Solar | FIXED | Roof
SRP08046 | ENPHASE ENERGY | M200-32-240-S02 | 215 | 25 |  |  | 0.98 | Solar Inverter |  | OUTDOOR
SRP08047 | CHANGZHOU TRINA SOLAR ENERGY CO | TSM-185D | 230 | 10 | 208 | 16 |  | Solar | FIXED | Roof
SRP08047 | CHANGZHOU TRINA SOLAR ENERGY CO | TSM-185D | 230 | 10 | 118 | 31 |  | Solar | FIXED | Roof
SRP08047 | ENPHASE ENERGY | M175-24-240-S02 | 230 | 20 |  |  | 0.955 | Solar Inverter |  | OUTDOOR
SRP08049 | SCHUCO USA |  | 185 | 24 | 118 | 40 |  | Solar | FIXED | Roof
SRP08049 | KACO | 1501XI | 5000 | 1 |  |  | 0.96 | Solar Inverter |  | OUTDOOR
SRP08050 | SUNTECH POWER | STP190S-18/UB-1 | 190 | 33 | 127 | 33 |  | Solar | FIXED | Roof
SRP08050 | SMA AMERICA | SB6000U (208V) | 6000 | 1 |  |  | 0.955 | Solar Inverter |  | Inside
SRP08051 | SUNTECH POWER | STP210S-18/UB-1 | 275 | 187 | 176 | 5 |  | Solar | FIXED | Roof
SRP08051 | SOLECTRIA RENEWABLES | PVI60KW-208 | 50000 | 1 |  |  | 0.965 | Solar Inverter |  | INDOOR
SRP08052 | BP SOLAR |  | 215 | 14 | 225 | 21 |  | Solar | FIXED | Roof
SRP08052 | FRONIUS USA | IG 3000 | 3000 | 1 |  |  | 0.95 | Solar Inverter |  | OUTDOOR
SRP08053 | BP SOLAR | BP3160S | 195 | 16 | 170 | 22 |  | Solar | FIXED | Roof
SRP08053 | FRONIUS USA | IG 4000 | 4000 | 1 |  |  | 0.95 | Solar Inverter |  | INDOOR
SRP08054 | SUNPOWER | SPR-230-WHT-U | 240 | 16 | 135 | 10 |  | Solar | FIXED | Roof
SRP08054 | SUNPOWER | SPR-230-WHT-U | 240 | 14 | 135 | 22 |  | Solar | FIXED | Roof
SRP08054 | SUNPOWER | SPR-230-WHT-U | 240 | 10 | 225 | 24 |  | Solar | FIXED | Roof
SRP08054 | SUNPOWER CORP (ORIGINAL MFRSMA) | SPR-3000M (208V) | 3000 | 1 |  |  | 0.968 | Solar Inverter |  | INDOOR
SRP08054 | SUNPOWER CORP (ORIGINAL MFRSMA) | SPR-4000M (208V) | 4000 | 2 |  |  | 0.968 | Solar Inverter |  | Inside
SRP08055 | SHARP | ND-V230A1 | 235 | 56 | 187 | 10 |  | Solar | FIXED | Roof
SRP08055 | SMA AMERICA | SB6000U (240V) | 6000 | 2 |  |  | 0.97 | Solar Inverter |  | INDOOR
SRP08056 | CHANGZHOU TRINA SOLAR ENERGY CO | TSM-185D | 240 | 22 | 165.1 | 16 |  | Solar | FIXED | Roof
SRP08056 | PV POWERED | PVP4800 | 4800 | 1 |  |  | 0.96 | Solar Inverter |  | Inside
SRP08057 | CHANGZHOU TRINA SOLAR ENERGY CO | TSM-185D | 240 | 32 | 176 | 22 |  | Solar | FIXED | Roof
SRP08057 | CHANGZHOU TRINA SOLAR ENERGY CO | TSM-185D | 240 | 18 | 266 | 22 |  | Solar | FIXED | Roof
SRP08057 | PV POWERED | PVP3500 | 3500 | 2 |  |  | 0.955 | Solar Inverter |  | Outside
SRP08057 | PV POWERED | PVP4800 | 4800 | 1 |  |  | 0.96 | Solar Inverter |  | Outside
SRP08058 | SUNTECH POWER | STP190S-18/UB-1 | 190 | 24 | 208 | 33 |  | Solar | FIXED | Roof
SRP08058 | KACO | 1501XI | 5000 | 1 |  |  | 0.955 | Solar Inverter |  | Inside
SRP08059 | CHANGZHOU TRINA SOLAR ENERGY CO | TSM-185D | 240 | 27 | 192.1 | 4 |  | Solar | FIXED | Roof
SRP08059 | PV POWERED | PVP2500 | 2500 | 1 |  |  | 0.945 | Solar Inverter |  | INDOOR
SRP08059 | PV POWERED | PVP3500 | 3500 | 1 |  |  | 0.955 | Solar Inverter |  | INDOOR
SRP08060 | CHANGZHOU TRINA SOLAR ENERGY CO | TSM-185D | 230 | 33 | 210 | 18 |  | Solar | FIXED | Roof
SRP08060 | SMA AMERICA | SB7000US (277V) | 7000 | 1 |  |  | 0.98 | Solar Inverter |  | OUTDOOR
SRP08061 | SUNTECH POWER | STP190S-18/UB-1 | 190 | 29 | 181 | 35 |  | Solar | FIXED | Roof
SRP08061 | SUNTECH POWER | STP190-18/UB-1 | 190 | 41 | 271 | 35 |  | Solar | FIXED | Roof
SRP08061 | PV POWERED | PVP2500 | 2500 | 1 |  |  | 0.945 | Solar Inverter |  | Outside
SRP08061 | PV POWERED | PVP2500 | 2500 | 2 |  |  | 0.945 | Solar Inverter |  | Outside
SRP08061 | PV POWERED | PVP4800 | 4800 | 1 |  |  | 0.96 | Solar Inverter |  | Outside
SRP08062 | CHANGZHOU TRINA SOLAR ENERGY CO | TSM-185D | 240 | 34 | 138 | 30 |  | Solar | FIXED | Roof
SRP08062 | PV POWERED | PVP2500 | 2500 | 1 |  |  | 0.945 | Solar Inverter |  | INDOOR
SRP08062 | PV POWERED | PVP4800 | 4800 | 1 |  |  | 0.96 | Solar Inverter |  | INDOOR
SRP08063 | CHANGZHOU TRINA SOLAR ENERGY CO | TSM-185D | 230 | 18 | 118 | 31 |  | Solar | FIXED | Roof
SRP08063 | ENPHASE ENERGY | M175-24-240-S02 | 190 | 18 |  |  | 0.955 | Solar Inverter |  | OUTDOOR
SRP08064 | SUNPOWER | SPR-305-WHT-U | 308 | 480 | 136 | 7 |  | Solar | FIXED | Roof
SRP08064 | SUNPOWER CORP (ORIGINAL MFRSMA) | SPR-7000M (240V) | 11400 | 12 |  |  | 0.96 | Solar Inverter |  | OUTDOOR
SRP08065 | SUNPOWER | SPR-305-WHT-U | 308 | 456 | 136 | 7 |  | Solar | FIXED | Roof
SRP08065 | SUNPOWER CORP (ORIGINAL MFRSMA) | SPR-7000M (240V) | 10000 | 3 |  |  | 0.96 | Solar Inverter |  | OUTDOOR
SRP08065 | SUNPOWER CORP (ORIGINAL MFRSMA) | SPR-7000M (240V) | 11400 | 9 |  |  | 0.96 | Solar Inverter |  | OUTDOOR
SRP08066 | CHANGZHOU TRINA SOLAR ENERGY CO | TSM-185D | 230 | 18 | 118 | 31 |  | Solar | FIXED | Roof
SRP08066 | ENPHASE ENERGY | M200-32-208-S01 | 190 | 18 |  |  | 0.95 | Solar Inverter |  | OUTDOOR
SRP08067 | CHANGZHOU TRINA SOLAR ENERGY CO | TSM-185D | 230 | 29 | 208 | 16 |  | Solar | FIXED | Roof
SRP08067 | ENPHASE ENERGY | M200-32-240-S01 | 190 | 28 |  |  | 0.956 | Solar Inverter |  | OUTDOOR
SRP08068 | CHANGZHOU TRINA SOLAR ENERGY CO | TSM-185D | 230 | 26 | 110 | 18 |  | Solar | FIXED | Roof
SRP08068 | SMA AMERICA | SB6000US (208V) | 6000 | 1 |  |  | 0.968 | Solar Inverter |  | OUTDOOR
SRP08069 | CHANGZHOU TRINA SOLAR ENERGY CO | TSM-185D | 230 | 28 | 208 | 16 |  | Solar | FIXED | Roof
SRP08069 | ENPHASE ENERGY | M175-24-240-S02 | 190 | 28 |  |  | 0.95 | Solar Inverter |  | OUTDOOR
SRP08070 | CHANGZHOU TRINA SOLAR ENERGY CO | TSM-185D | 230 | 28 | 208 | 16 |  | Solar | FIXED | Roof
SRP08070 | ENPHASE ENERGY | M200-32-208-S01 | 190 | 28 |  |  | 0.95 | Solar Inverter |  | OUTDOOR
SRP08072 | BP SOLAR | BP4180N | 195 | 20 | 237 | 20 |  | Solar | FIXED | Roof
SRP08072 | FRONIUS USA | IG 4000 | 4000 | 1 |  |  | 0.95 | Solar Inverter |  | Outside
SRP08073 | SHARP | NT-188U1 | 235 | 48 | 90 | 34 |  | Solar | FIXED | Roof
SRP08073 | ENPHASE ENERGY | M200-32-240-S02 | 215 | 48 |  |  | 0.963 | Solar Inverter |  | Outside
SRP08075 | BAODING YINGLI NEW ENERGY RESOURCES CO | YL175(156) | 240 | 16 | 198 | 3 |  | Solar | FIXED | Roof
SRP08075 | BAODING YINGLI NEW ENERGY RESOURCES CO | YL175(156) | 240 | 20 | 198 | 8 |  | Solar | FIXED | Roof
SRP08075 | FRONIUS USA | IG 4000 | 4000 | 1 |  |  | 0.952 | Solar Inverter |  | INDOOR
SRP08075 | FRONIUS USA | IG 5100 | 5100 | 1 |  |  | 0.952 | Solar Inverter |  | INDOOR
SRP08077 | SUNTECH POWER | STP200UB | 205 | 4 | 221 | 25 |  | Solar | FIXED | Roof
SRP08077 | SUNTECH POWER | STP210-18/UB-1 | 280 | 22 | 221 | 27 |  | Solar | FIXED | Roof
SRP08077 | ENPHASE ENERGY | M200-32-240-S02 | 190 | 4 |  |  | 0.955 | Solar Inverter |  | Outside
SRP08077 | SMA AMERICA | SB6000U (240V) | 6000 | 1 |  |  | 0.968 | Solar Inverter |  | INDOOR
SRP08079 | SANYO ELECTRIC | HIP-205BA5 | 225 | 6 | 226 | 22 |  | Solar | FIXED | Roof
SRP08079 | SANYO ELECTRIC | HIP-205BA5 | 225 | 6 | 136 | 32 |  | Solar | FIXED | Roof
SRP08079 | SANYO ELECTRIC | HIP-205BA5 | 225 | 27 | 226 | 32 |  | Solar | FIXED | Roof
SRP08079 | ENPHASE ENERGY | M200-32-240-S02 | 210 | 12 |  |  | 0.96 | Solar Inverter |  | Outside
SRP08079 | OUTBACK POWER SYSTEMS | GVFX 3648 | 3600 | 2 |  |  | 0.93 | Solar Inverter |  | INDOOR
SRP08081 | CHANGZHOU TRINA SOLAR ENERGY CO | TSM-185D | 230 | 20 | 173 | 29 |  | Solar | FIXED | Roof
SRP08081 | CHANGZHOU TRINA SOLAR ENERGY CO | TSM-185D | 230 | 14 | 263 | 29 |  | Solar | FIXED | Roof
SRP08081 | SMA AMERICA | SB3000US (240V) | 3000 | 1 |  |  | 0.96 | Solar Inverter |  | OUTDOOR
SRP08081 | SMA AMERICA | SB5000US | 5000 | 1 |  |  | 0.96 | Solar Inverter |  | OUTDOOR
SRP08083 | CANADIAN SOLAR | CS6P-230 | 250 | 35 | 150 | 24 |  | Solar | FIXED | Roof
SRP08083 | SUNTECH POWER | STP210S-18/UB-1 | 255 | 21 | 150 | 24 |  | Solar | FIXED | Roof
SRP08083 | ENPHASE ENERGY | M200-32-240-S02 | 215 | 56 |  |  | 0.96 | Solar Inverter |  | OUTDOOR
SRP08084 | CHANGZHOU TRINA SOLAR ENERGY CO | TSM-185D | 240 | 30 | 185.6 | 25 |  | Solar | FIXED | Roof
SRP08084 | SMA AMERICA | SB7000US (240V) | 7000 | 1 |  |  | 0.97 | Solar Inverter |  | INDOOR
SRP08086 | NINGBO SOLAR ELECTRIC POWER | TDB125X125-72-P 175W | 230 | 48 | 170 | 33 |  | Solar | FIXED | Roof
SRP08086 | FRONIUS USA |  | 9995 | 1 |  |  | 0.962 | Solar Inverter |  | OUTDOOR
SRP08087 | CHANGZHOU TRINA SOLAR ENERGY CO | TSM-185D | 235 | 20 | 148 | 32 |  | Solar | FIXED | Roof
SRP08087 | CHANGZHOU TRINA SOLAR ENERGY CO | TSM-185D | 235 | 8 | 238 | 35 |  | Solar | FIXED | Roof
SRP08087 | PV POWERED | PVP2000 | 2000 | 1 |  |  | 0.92 | Solar Inverter |  | Outside
SRP08087 | PV POWERED | PVP4800 | 4800 | 1 |  |  | 0.96 | Solar Inverter |  | INDOOR
SRP08088 | SUNTECH POWER | STP190S-18/UB-1 | 190 | 46 | 280 | 20 |  | Solar | FIXED | Roof
SRP08088 | SUNTECH POWER | STP190S-18/UB-1 | 190 | 12 | 102.9 | 30 |  | Solar | FIXED | Roof
SRP08088 | PV POWERED | PVP2500 | 2500 | 1 |  |  | 0.945 | Solar Inverter |  | Inside
SRP08088 | PV POWERED | PVP3500 | 3500 | 1 |  |  | 0.955 | Solar Inverter |  | INDOOR
SRP08088 | PV POWERED | PVP4800 | 4800 | 1 |  |  | 0.96 | Solar Inverter |  | INDOOR
SRP08089 | CHANGZHOU TRINA SOLAR ENERGY CO | TSM-185D | 235 | 42 | 145 | 10 |  | Solar | FIXED | Roof
SRP08089 | PV POWERED | PVP4800 | 4800 | 2 |  |  | 0.96 | Solar Inverter |  | Outside
SRP08090 | SUNTECH POWER | STP190-18/UB-1 | 190 | 21 | 182 | 35 |  | Solar | FIXED | Roof
SRP08090 | SUNTECH POWER | STP190S-18/UB-1 | 190 | 16 | 182 | 35 |  | Solar | FIXED | Roof
SRP08090 | PV POWERED | PVP3000 | 3000 | 1 |  |  | 0.935 | Solar Inverter |  | Outside
SRP08090 | PV POWERED | PVP3500 | 3500 | 1 |  |  | 0.955 | Solar Inverter |  | Outside
SRP08091 | SUNTECH POWER | STP190S-18/UB-1 | 190 | 20 | 111.4 | 31 |  | Solar | FIXED | Roof
SRP08091 | SUNTECH POWER | STP190-18/UB-1 | 190 | 26 | 291.4 | 31 |  | Solar | FIXED | Roof
SRP08091 | SUNTECH POWER | STP190S-18/UB-1 | 190 | 24 | 201.4 | 45 |  | Solar | FIXED | Roof
SRP08091 | SMA AMERICA | SB3000US (240V) | 3000 | 2 |  |  | 0.96 | Solar Inverter |  | INDOOR
SRP08091 | SMA AMERICA | SB4000US (240V) | 4000 | 1 |  |  | 0.96 | Solar Inverter |  | INDOOR
SRP08091 | SMA AMERICA | SB4000US (240V) | 4000 | 1 |  |  | 0.96 | Solar Inverter |  | INDOOR
SRP08092 | SCHUCO USA |  | 180 | 55 | 180 | 32 |  | Solar | FIXED | Roof
SRP08092 | SMA AMERICA | SB7000US (277V) | 8000 | 1 |  |  | 0.965 | Solar Inverter |  | INDOOR
SRP08093 | SUNIVA | ART245-60-3-100 | 245 | 30 | 147 | 5 |  | Solar | FIXED | Roof
SRP08093 | ENPHASE ENERGY | M215-60-2LL-S2X | 215 | 30 |  |  | 0.96 | Solar Inverter |  | OUTDOOR
SRP08095 | SUNIVA | ART245-60-3-100 | 245 | 30 | 147 | 5 |  | Solar | FIXED | Roof
SRP08095 | ENPHASE ENERGY | M215-60-2LL-S2X | 215 | 30 |  |  | 0.96 | Solar Inverter |  | OUTDOOR
SRP08096 | BAODING YINGLI NEW ENERGY RESOURCES CO | YL175(156) | 240 | 4 | 187 | 9 |  | Solar | FIXED | Roof
SRP08096 | CONERGY AG | S 175MU | 240 | 9 | 187 | 26 |  | Solar | FIXED | Roof
SRP08096 | CONERGY AG | S 175MU | 240 | 19 | 187 | 37 |  | Solar | FIXED | Roof
SRP08096 | ENPHASE ENERGY | M200-32-240-S02 | 215 | 32 |  |  | 0.96 | Solar Inverter |  | OUTDOOR
SRP08097 | SUNIVA | ART245-60-3-100 | 245 | 30 | 147 | 5 |  | Solar | FIXED | Roof
SRP08097 | ENPHASE ENERGY | M215-60-2LL-S2X | 215 | 30 |  |  | 0.96 | Solar Inverter |  | OUTDOOR
SRP08098 | SUNPOWER | SPR-230-WHT-U | 230 | 57 | 180 | 25 |  | Solar | FIXED | Ground
SRP08098 | SUNPOWER CORP (ORIGINAL MFRSMA) | SPR-6000M (208V) | 6000 | 1 |  |  | 0.97 | Solar Inverter |  | OUTDOOR
SRP08098 | SUNPOWER CORP (ORIGINAL MFRSMA) | SPR-7000M (208V) | 7000 | 1 |  |  | 0.971 | Solar Inverter |  | OUTDOOR
SRP08099 | SUNIVA | ART245-60-3-101 | 245 | 10 | 147 | 5 |  | Solar | FIXED | Roof
SRP08099 | ENPHASE ENERGY | M215-60-2LL-S2X | 215 | 10 |  |  | 0.96 | Solar Inverter |  | OUTDOOR
SRP08100 | SUNPOWER | SPR-230-WHT-U | 230 | 18 | 180 | 25 |  | Solar | FIXED | Ground
SRP08100 | SUNPOWER CORP (ORIGINAL MFRSMA) | SPR-4000M (208V) | 4000 | 1 |  |  | 0.97 | Solar Inverter |  | OUTDOOR
SRP08101 | SUNIVA | ART245-60-3-101 | 245 | 30 | 147 | 5 |  | Solar | FIXED | Roof
SRP08101 | ENPHASE ENERGY | M215-60-2LL-S2X | 215 | 30 |  |  | 0.96 | Solar Inverter |  | OUTDOOR
SRP08102 | NINGBO SOLAR ELECTRIC POWER | TDB125X125-72-P 175W | 285 | 88 | 224 | 18 |  | Solar | FIXED | Roof
SRP08102 | FRONIUS USA |  | 11400 | 2 |  |  | 0.96 | Solar Inverter |  | OUTDOOR
SRP08103 | SUNIVA | ART245-60-3-100 | 245 | 30 | 147 | 5 |  | Solar | FIXED | Roof
SRP08103 | ENPHASE ENERGY | M215-60-2LL-S2X | 215 | 30 |  |  | 0.96 | Solar Inverter |  | OUTDOOR
SRP08104 | KYOCERA SOLAR | KD210GX-LP | 235 | 130 | 169 | 10 |  | Solar | FIXED | Roof
SRP08104 | FRONIUS USA |  | 10000 | 3 |  |  | 0.95 | Solar Inverter |  | OUTDOOR
SRP08106 | SCHUCO USA |  | 185 | 30 | 90 | 21 |  | Solar | FIXED | Roof
SRP08106 | SCHUCO USA |  | 185 | 20 | 270 | 21 |  | Solar | FIXED | Roof
SRP08106 | KACO | 1501XI | 3500 | 1 |  |  | 0.955 | Solar Inverter |  | Inside
SRP08106 | KACO | 1501XI | 5000 | 1 |  |  | 0.955 | Solar Inverter |  | Inside
SRP08108 | SUNTECH POWER | STP190-18/UB-1 | 190 | 20 | 280 | 22 |  | Solar | FIXED | Roof
SRP08108 | SUNTECH POWER | STP190-18/UB-1 | 190 | 30 | 100 | 23 |  | Solar | FIXED | Roof
SRP08108 | POWER-ONE | PVI-3600-OUTD-US-F (208V) | 3600 | 1 |  |  | 0.96 | Solar Inverter |  | OUTDOOR
SRP08108 | POWER-ONE | PVI-5000-OUTD-US (208 V) | 5000 | 1 |  |  | 0.965 | Solar Inverter |  | OUTDOOR
SRP08110 | CANADIAN SOLAR | CS6P-230 | 235 | 5 | 128 | 15 |  | Solar | FIXED | Roof
SRP08110 | CANADIAN SOLAR | CS5P-235 | 235 | 5 | 218 | 34 |  | Solar | FIXED | Roof
SRP08110 | CANADIAN SOLAR | CS6P-230 | 235 | 6 | 128 | 35 |  | Solar | FIXED | Roof
SRP08110 | ENPHASE ENERGY | M175-24-240-S02 | 304 | 16 |  |  | 0.96 | Solar Inverter |  | OUTDOOR
SRP08111 | SUNTECH POWER | STP210S-18/UB-1 | 245 | 40 | 163 | 18 |  | Solar | FIXED | Roof
SRP08111 | ENPHASE ENERGY | M200-32-240-S02 | 215 | 40 |  |  | 0.95 | Solar Inverter |  | OUTDOOR
SRP08113 | SUNTECH POWER | STP190S-18/UB-1 | 190 | 20 | 168 | 40 |  | Solar | FIXED | Roof
SRP08113 | SMA AMERICA | SB4000US (208V) | 4000 | 1 |  |  | 0.96 | Solar Inverter |  | INDOOR
SRP08114 | CHANGZHOU TRINA SOLAR ENERGY CO | TSM-185D | 240 | 38 | 206.9 | 40 |  | Solar | FIXED | Roof
SRP08114 | PV POWERED | PVP3500 | 3500 | 1 |  |  | 0.955 | Solar Inverter |  | INDOOR
SRP08114 | PV POWERED | PVP4800 | 4800 | 1 |  |  | 0.96 | Solar Inverter |  | INDOOR
SRP08115 | SUNTECH POWER | STP180S-24/AB-1 | 185 | 40 | 170.9 | 18 |  | Solar | FIXED | Roof
SRP08115 | SMA AMERICA | SB7000US (208V) | 7000 | 1 |  |  | 0.97 | Solar Inverter |  | Inside
SRP08116 | SHARP | NT-188U1 | 235 | 42 | 263 | 21 |  | Solar | FIXED | Roof
SRP08116 | ENPHASE ENERGY | M200-32-208-S01 | 215 | 42 |  |  | 0.96 | Solar Inverter |  | OUTDOOR
SRP08117 | CHANGZHOU TRINA SOLAR ENERGY CO | TSM-185D | 240 | 54 | 224 | 17 |  | Solar | FIXED | Roof
SRP08117 | POWER-ONE | PVI-6000-OUTD-US (208 V) | 6000 | 2 |  |  | 0.96 | Solar Inverter |  | OUTDOOR
SRP08118 | CHANGZHOU TRINA SOLAR ENERGY CO | TSM-185D | 235 | 44 | 192 | 29 |  | Solar | FIXED | Roof
SRP08118 | POWER-ONE | PVI-3600-US (208V) | 4200 | 2 |  |  | 0.96 | Solar Inverter |  | OUTDOOR
SRP08119 | CHANGZHOU TRINA SOLAR ENERGY CO | TSM-185D | 240 | 18 | 232 | 25 |  | Solar | FIXED | Roof
SRP08119 | POWER-ONE | PVI-3600-OUTD-US-F (208V) | 3600 | 1 |  |  | 0.97 | Solar Inverter |  | OUTDOOR
SRP08120 | CHANGZHOU TRINA SOLAR ENERGY CO | TSM-185D | 240 | 25 | 202 | 13 |  | Solar | FIXED | Roof
SRP08120 | POWER-ONE | PVI-6000-OUTD-US (208 V) | 6000 | 1 |  |  | 0.96 | Solar Inverter |  | OUTDOOR
SRP08121 | CHANGZHOU TRINA SOLAR ENERGY CO | TSM-185D | 240 | 25 | 134 | 19 |  | Solar | FIXED | Roof
SRP08121 | POWER-ONE | PVI-6000-OUTD-US (208 V) | 6000 | 1 |  |  | 0.96 | Solar Inverter |  | OUTDOOR
SRP08122 | CHANGZHOU TRINA SOLAR ENERGY CO | TSM-185D | 240 | 43 | 180 | 29 |  | Solar | FIXED | Roof
SRP08122 | POWER-ONE | PVI-3600-US (240V) | 4200 | 2 |  |  | 0.96 | Solar Inverter |  | Inside
SRP08123 | CHANGZHOU TRINA SOLAR ENERGY CO | TSM-180D | 240 | 35 | 193 | 34 |  | Solar | FIXED | Roof
SRP08123 | POWER-ONE | PVI-3600-OUTD-US-F (208V) | 3600 | 1 |  |  | 0.96 | Solar Inverter |  | Outside
SRP08123 | POWER-ONE | PVI-5000-OUTD-US (208 V) | 5000 | 1 |  |  | 0.965 | Solar Inverter |  | OUTDOOR
SRP08124 | CHANGZHOU TRINA SOLAR ENERGY CO | TSM-185D | 240 | 13 | 198 | 8 |  | Solar | FIXED | Roof
SRP08124 | CHANGZHOU TRINA SOLAR ENERGY CO | TSM-185D | 240 | 6 | 198 | 11 |  | Solar | FIXED | Roof
SRP08124 | POWER-ONE | PVI-3600-OUTD-US-F (208V) | 3600 | 1 |  |  | 0.96 | Solar Inverter |  | OUTDOOR
SRP08125 | CHANGZHOU TRINA SOLAR ENERGY CO | TSM-185D | 240 | 20 | 202 | 38 |  | Solar | FIXED | Roof
SRP08125 | POWER-ONE | PVI-5000-OUTD-US (240 V) | 4200 | 1 |  |  | 0.96 | Solar Inverter |  | OUTDOOR
SRP08126 | SUNTECH POWER | STP190S-18/UB-1 | 190 | 39 | 98 | 20 |  | Solar | FIXED | Roof
SRP08126 | SUNTECH POWER | STP190S-18/UB-1 | 190 | 37 | 278 | 20 |  | Solar | FIXED | Roof
SRP08126 | PV POWERED | PVP3000 | 3000 | 2 |  |  | 0.935 | Solar Inverter |  | INDOOR
SRP08126 | PV POWERED | PVP3500 | 3500 | 2 |  |  | 0.955 | Solar Inverter |  | INDOOR
SRP08127 | SUNTECH POWER | STP190-18/UB-1 | 190 | 48 | 101.1 | 25 |  | Solar | FIXED | Roof
SRP08127 | PV POWERED | PVP4800 | 4800 | 1 |  |  | 0.96 | Solar Inverter |  | Outside
SRP08127 | PV POWERED | PVP4800 | 4800 | 1 |  |  | 0.96 | Solar Inverter |  | Outside
SRP08128 | CHANGZHOU TRINA SOLAR ENERGY CO | TSM-185D | 235 | 39 | 183 | 30 |  | Solar | FIXED | Roof
SRP08128 | SMA AMERICA | SB7000US (277V) | 8000 | 1 |  |  | 0.96 | Solar Inverter |  | OUTDOOR
SRP08129 | CHANGZHOU TRINA SOLAR ENERGY CO | TSM-185D | 240 | 20 | 121 | 20 |  | Solar | FIXED | Roof
SRP08129 | CHANGZHOU TRINA SOLAR ENERGY CO | TSM-185D | 240 | 10 | 211 | 20 |  | Solar | FIXED | Roof
SRP08129 | PV POWERED | PVP2500 | 2500 | 1 |  |  | 0.945 | Solar Inverter |  | Outside
SRP08129 | PV POWERED | PVP4800 | 4800 | 1 |  |  | 0.96 | Solar Inverter |  | Outside
SRP08130 | CHANGZHOU TRINA SOLAR ENERGY CO | TSM-185D | 240 | 16 | 190 | 25 |  | Solar | FIXED | Roof
SRP08130 | POWER-ONE | PVI-3600-OUTD-US-F (240V) | 3600 | 1 |  |  | 0.96 | Solar Inverter |  | Outside
SRP08131 | BP SOLAR | SX3190S | 195 | 36 | 112 | 37 |  | Solar | FIXED | Roof
SRP08131 | FRONIUS USA | IG 3000 | 3000 | 1 |  |  | 0.95 | Solar Inverter |  | Outside
SRP08131 | FRONIUS USA | IG 4000 | 4000 | 1 |  |  | 0.95 | Solar Inverter |  | Outside
SRP08132 | CHANGZHOU TRINA SOLAR ENERGY CO | TSM-185D | 240 | 29 | 166 | 20 |  | Solar | FIXED | Roof
SRP08132 | POWER-ONE | PVI-6000-OUTD-US-W (240 V) | 6000 | 1 |  |  | 0.965 | Solar Inverter |  | OUTDOOR
SRP08134 | CHANGZHOU TRINA SOLAR ENERGY CO | TSM-185D | 240 | 21 | 164 | 35 |  | Solar | FIXED | Roof
SRP08134 | POWER-ONE | PVI-5000-OUTD-US (208 V) | 4200 | 1 |  |  | 0.96 | Solar Inverter |  | Outside
SRP08135 | MC SOLAR | TF-90B | 240 | 75 | 180 | 20 |  | Solar | FIXED | Roof
SRP08135 | ENPHASE ENERGY | M200-32-240-S02 | 215 | 75 |  |  | 0.965 | Solar Inverter |  | OUTDOOR
SRP08136 | BP SOLAR | SX3195B | 195 | 16 | 183 | 27 |  | Solar | FIXED | Roof
SRP08136 | SMA AMERICA | SB3800U (208V) | 3800 | 1 |  |  | 0.968 | Solar Inverter |  | OUTDOOR
SRP08137 | CHANGZHOU TRINA SOLAR ENERGY CO | TSM-185D | 240 | 23 | 180 | 29 |  | Solar | FIXED | Roof
SRP08137 | POWER-ONE | PVI-5000-OUTD-US (208 V) | 5000 | 1 |  |  | 0.96 | Solar Inverter |  | OUTDOOR
SRP08138 | MX SOLAR USA | MX60-240 | 240 | 25 | 200 | 20 |  | Solar | FIXED | Roof
SRP08138 | ENPHASE ENERGY | M215-60-2LL-S2X | 215 | 25 |  |  | 0.965 | Solar Inverter |  | Outside
SRP08139 | MATRIX SOLAR/PHOTOWATT | PW1650-175 | 240 | 80 | 180 | 10 |  | Solar | FIXED | Roof
SRP08139 | ENPHASE ENERGY | M200-32-240-S02 | 215 | 80 |  |  | 0.965 | Solar Inverter |  | OUTDOOR
SRP08140 | PACIFIC SOLAR PTY LIMITED | PP-USA-213-L7 | 240 | 45 | 180 | 20 |  | Solar | FIXED | Roof
SRP08140 | ENPHASE ENERGY | M200-32-240-S02 | 215 | 45 |  |  | 0.965 | Solar Inverter |  | OUTDOOR
SRP08141 | BP SOLAR | SX6175N | 195 | 8 | 167 | 18 |  | Solar | FIXED | Roof
SRP08141 | BP SOLAR | SX3195S | 195 | 20 | 167 | 43 |  | Solar | FIXED | Roof
SRP08141 | FRONIUS USA | IG 2000 | 2000 | 1 |  |  | 0.955 | Solar Inverter |  | OUTDOOR
SRP08141 | FRONIUS USA | IG 4000 | 4000 | 1 |  |  | 0.955 | Solar Inverter |  | OUTDOOR
SRP08142 | BP SOLAR |  | 195 | 11 | 202 | 10 |  | Solar | FIXED | Roof
SRP08142 | SMA AMERICA | SB1100U | 2000 | 1 |  |  | 0.965 | Solar Inverter |  | OUTDOOR
SRP08143 | BAODING YINGLI NEW ENERGY RESOURCES CO | YL175(156) | 235 | 33 | 163 | 26 |  | Solar | FIXED | Roof
SRP08143 | SMA AMERICA | SB6000U (240V) | 6000 | 1 |  |  | 0.97 | Solar Inverter |  | INDOOR
SRP08144 | CHANGZHOU TRINA SOLAR ENERGY CO | TSM-185D | 240 | 59 | 162 | 5 |  | Solar | FIXED | Roof
SRP08144 | SMA AMERICA | SB4000US (208V) | 4000 | 1 |  |  | 0.96 | Solar Inverter |  | Outside
SRP08144 | SMA AMERICA | SB5000US (208V) | 5000 | 2 |  |  | 0.96 | Solar Inverter |  | Outside
SRP08146 | SUNTECH POWER | STP190-18/UB-1 | 190 | 8 | 64 | 17 |  | Solar | FIXED | Roof
SRP08146 | SUNTECH POWER | STP190S-18/UB-1 | 190 | 20 | 154 | 17 |  | Solar | FIXED | Roof
SRP08146 | SUNTECH POWER | STP190S-18/UB-1 | 190 | 8 | 244 | 17 |  | Solar | FIXED | Roof
SRP08146 | SMA AMERICA | SB3000US (208V) | 3000 | 2 |  |  | 0.96 | Solar Inverter |  | Outside
SRP08146 | SMA AMERICA | SB4000US (208V) | 4000 | 1 |  |  | 0.96 | Solar Inverter |  | Outside
SRP08147 | CHANGZHOU TRINA SOLAR ENERGY CO | TSM-185D | 240 | 54 | 180 | 30 |  | Solar | FIXED | Ground
SRP08147 | SMA AMERICA | SB6000U (240V) | 6000 | 1 |  |  | 0.97 | Solar Inverter |  | OUTDOOR
SRP08147 | SMA AMERICA | SB7000US (240V) | 7000 | 1 |  |  | 0.97 | Solar Inverter |  | OUTDOOR
SRP08148 | BAODING YINGLI NEW ENERGY RESOURCES CO | YL175(156) | 230 | 33 | 202 | 17 |  | Solar | FIXED | Roof
SRP08148 | BAODING YINGLI NEW ENERGY RESOURCES CO | YL175(156) | 230 | 39 | 202 | 27 |  | Solar | FIXED | Roof
SRP08148 | SMA AMERICA | SB7000US (240V) | 7000 | 1 |  |  | 0.96 | Solar Inverter |  | Inside
SRP08148 | SMA AMERICA | SB7000US (277V) | 8000 | 1 |  |  | 0.96 | Solar Inverter |  | Inside
SRP08149 | CHANGZHOU TRINA SOLAR ENERGY CO | TSM-185D | 240 | 30 | 156.1 | 35 |  | Solar | FIXED | Roof
SRP08149 | SMA AMERICA | SB7000US (208V) | 7000 | 1 |  |  | 0.97 | Solar Inverter |  | INDOOR
SRP08150 | CHANGZHOU TRINA SOLAR ENERGY CO | TSM-185D | 235 | 58 | 180 | 30 |  | Solar | FIXED | Ground
SRP08150 | SMA AMERICA | SB5000US (240V) | 5000 | 1 |  |  | 0.96 | Solar Inverter |  | Outside
SRP08150 | SMA AMERICA | SB7000US (208V) | 7000 | 1 |  |  | 0.97 | Solar Inverter |  | OUTDOOR
SRP08151 | BP SOLAR | SX3195B | 195 | 27 | 133 | 34 |  | Solar | FIXED | Roof
SRP08151 | FRONIUS USA | IG 5100 | 5100 | 1 |  |  | 0.955 | Solar Inverter |  | OUTDOOR
SRP08152 | BP SOLAR | SX3195S | 195 | 16 | 135 | 35 |  | Solar | FIXED | Roof
SRP08152 | FRONIUS USA | IG 3000 NEG | 3000 | 1 |  |  | 0.955 | Solar Inverter |  | OUTDOOR
SRP08153 | CHANGZHOU TRINA SOLAR ENERGY CO | TSM-185D | 240 | 96 | 180 | 30 |  | Solar | FIXED | Ground
SRP08153 | SMA AMERICA | SB5000US (208V) | 5000 | 1 |  |  | 0.96 | Solar Inverter |  | OUTDOOR
SRP08153 | SMA AMERICA | SB7000US (277V) | 7000 | 2 |  |  | 0.97 | Solar Inverter |  | OUTDOOR
SRP08155 | BP SOLAR | SX3195B | 195 | 16 | 193 | 30 |  | Solar | FIXED | Roof
SRP08155 | FRONIUS USA |  | 3000 | 1 |  |  | 0.955 | Solar Inverter |  | OUTDOOR
SRP08156 | CHANGZHOU TRINA SOLAR ENERGY CO | TSM-185D | 235 | 19 | 102 | 15 |  | Solar | FIXED | Roof
SRP08156 | CHANGZHOU TRINA SOLAR ENERGY CO | TSM-185D | 235 | 13 | 189 | 15 |  | Solar | FIXED | Roof
SRP08156 | ENPHASE ENERGY | M200-32-208-S01 | 215 | 32 |  |  | 0.96 | Solar Inverter |  | Outside
SRP08157 | SOLARWORLD | SW185MONO | 245 | 6 | 201 | 20 |  | Solar | FIXED | Roof
SRP08157 | SOLARWORLD | SW185MONO | 245 | 33 | 201 | 36 |  | Solar | FIXED | Roof
SRP08157 | SOLARWORLD | SW185MONO | 245 | 38 | 111 | 40 |  | Solar | FIXED | Roof
SRP08157 | ENPHASE ENERGY | M200-32-208-S01 | 215 | 14 |  |  | 0.963 | Solar Inverter |  | Outside
SRP08157 | SMA AMERICA | SB3000US (240V) | 3000 | 1 |  |  | 0.968 | Solar Inverter |  | INDOOR
SRP08157 | SMA AMERICA | SB5000US (240V) | 5000 | 1 |  |  | 0.97 | Solar Inverter |  | INDOOR
SRP08157 | SMA AMERICA | SB6000U (208V) | 6000 | 1 |  |  | 0.97 | Solar Inverter |  | Inside
SRP08158 | CHANGZHOU TRINA SOLAR ENERGY CO | TSM-185D | 235 | 27 | 241 | 23 |  | Solar | FIXED | Roof
SRP08158 | ENPHASE ENERGY | M200-32-240-S02 | 215 | 27 |  |  | 0.963 | Solar Inverter |  | OUTDOOR
SRP08159 | CANADIAN SOLAR | CS6P-230 | 230 | 10 | 157 | 18 |  | Solar | FIXED | Roof
SRP08159 | CANADIAN SOLAR | CS6P-230 | 230 | 18 | 247 | 20 |  | Solar | FIXED | Roof
SRP08159 | ENPHASE ENERGY | M200-32-208-S01 | 215 | 10 |  |  | 0.963 | Solar Inverter |  | OUTDOOR
SRP08159 | ENPHASE ENERGY | M200-32-208-S01 | 215 | 18 |  |  | 0.963 | Solar Inverter |  | OUTDOOR
SRP08160 | BP SOLAR | SX6175N | 195 | 24 | 188 | 19 |  | Solar | FIXED | Roof
SRP08160 | FRONIUS USA | IG 4000 | 4000 | 1 |  |  | 0.95 | Solar Inverter |  | OUTDOOR
SRP08161 | SUNPOWER | SPR-230-WHT-U | 230 | 18 | 180 | 0 |  | Solar | FIXED | Roof
SRP08161 | SUNPOWER CORP (ORIGINAL MFRSMA) | SPR-4000M (208V) | 4000 | 1 |  |  | 0.968 | Solar Inverter |  | OUTDOOR
SRP08162 | SOLYNDRA | SL-002-182U | 220 | 32 | 150 | 30 |  | Solar | FIXED | Roof
SRP08162 | SMA AMERICA | SB7000US (240V) | 7000 | 1 |  |  | 0.96 | Solar Inverter |  | OUTDOOR
SRP08163 | MATRIX SOLAR/PHOTOWATT | PW750-90 | 240 | 27 | 159 | 25 |  | Solar | FIXED | Roof
SRP08163 | ENPHASE ENERGY | M200-32-208-S01 | 215 | 27 |  |  | 0.963 | Solar Inverter |  | OUTDOOR
SRP08165 | SCHUCO USA |  | 255 | 24 | 186 | 30 |  | Solar | FIXED | Roof
SRP08165 | SMA AMERICA | SB6000US (240V) | 6000 | 1 |  |  | 0.95 | Solar Inverter |  | INDOOR
SRP08166 | SCHUCO USA |  | 250 | 40 | 144 | 35 |  | Solar | FIXED | Roof
SRP08166 | SCHUCO USA |  | 250 | 10 | 234 | 35 |  | Solar | FIXED | Roof
SRP08166 | SMA AMERICA | SB3000US (240V) | 3000 | 1 |  |  | 0.96 | Solar Inverter |  | OUTDOOR
SRP08166 | SMA AMERICA | SB5000US | 5000 | 2 |  |  | 0.96 | Solar Inverter |  | OUTDOOR
SRP08167 | ASTROPOWER | AP-100 | 230 | 112 | 161 | 10 |  | Solar | FIXED | Roof
SRP08167 | ASTROPOWER | AP-100 | 230 | 518 | 251 | 22.5 |  | Solar | FIXED | Roof
SRP08167 | CANADIAN SOLAR | CS5P-235 | 235 | 168 | 251 | 0 |  | Solar | FIXED | Roof
SRP08167 | SMA AMERICA | SB1100U | 10000 | 19 |  |  | 0.983 | Solar Inverter |  | Inside
SRP08168 | KYOCERA SOLAR | KC120-1 | 225 | 14 | 107 | 30 |  | Solar | FIXED | Roof
SRP08168 | KYOCERA SOLAR | KC120-1 | 235 | 33 | 107 | 30 |  | Solar | FIXED | Roof
SRP08168 | FRONIUS USA | IG 3000 | 3000 | 1 |  |  | 0.95 | Solar Inverter |  | INDOOR
SRP08168 | FRONIUS USA |  | 7500 | 1 |  |  | 0.96 | Solar Inverter |  | Inside
SRP08169 | CHANGZHOU TRINA SOLAR ENERGY CO | TSM-185D | 240 | 132 | 173 | 5 |  | Solar | FIXED | Roof
SRP08169 | CHANGZHOU TRINA SOLAR ENERGY CO | TSM-185D | 240 | 1092 | 263 | 5 |  | Solar | FIXED | Roof
SRP08169 | PV POWERED | PVP30KW-480 | 35000 | 1 |  |  | 0.966 | Solar Inverter |  | OUTDOOR
SRP08169 | PV POWERED | PVP2000EVR | 260000 | 1 |  |  | 0.977 | Solar Inverter |  | OUTDOOR
SRP08170 | ASTROPOWER | AP-100 | 230 | 462 | 161 | 10 |  | Solar | FIXED | Roof
SRP08170 | ASTROPOWER | LAPX-300 | 230 | 84 | 161 | 29 |  | Solar | FIXED | Roof
SRP08170 | ASTROPOWER | LAPX-300 | 230 | 84 | 251 | 29 |  | Solar | FIXED | Roof
SRP08170 | SMA AMERICA | SB1100U | 10000 | 15 |  |  | 0.98 | Solar Inverter |  | OUTDOOR
SRP08171 | CHANGZHOU TRINA SOLAR ENERGY CO | TSM-185D | 235 | 16 | 117 | 38 |  | Solar | FIXED | Roof
SRP08171 | CHANGZHOU TRINA SOLAR ENERGY CO | TSM-185D | 235 | 18 | 207 | 38 |  | Solar | FIXED | Roof
SRP08171 | ENPHASE ENERGY | M200-32-240-S02 | 215 | 34 |  |  | 0.96 | Solar Inverter |  | OUTDOOR
SRP08172 | CANADIAN SOLAR | CS6P-230 | 235 | 168 | 161 | 8 |  | Solar | FIXED | Roof
SRP08172 | SMA AMERICA | SB6000U (277V) | 6000 | 6 |  |  | 0.971 | Solar Inverter |  | OUTDOOR
SRP08173 | CHANGZHOU TRINA SOLAR ENERGY CO | TSM-185D | 230 | 22 | 170 | 25 |  | Solar | FIXED | Roof
SRP08173 | CHANGZHOU TRINA SOLAR ENERGY CO | TSM-185D | 230 | 20 | 265 | 25 |  | Solar | FIXED | Roof
SRP08173 | SMA AMERICA | SB4000US (208V) | 4000 | 1 |  |  | 0.968 | Solar Inverter |  | Outside
SRP08173 | SMA AMERICA | SB5000US (240V) | 5000 | 1 |  |  | 0.968 | Solar Inverter |  | OUTDOOR
SRP08174 | BAODING YINGLI NEW ENERGY RESOURCES CO | YL175(156) | 255 | 702 | 199 | 1 |  | Solar | FIXED | Roof
SRP08174 | YES! SOLAR | ENERGY SERIES ES200W | 255 | 429 | 199 | 5 |  | Solar | FIXED | Roof
SRP08174 | PV POWERED | PVP30KW-LV-480 | 50000 | 1 |  |  | 0.96 | Solar Inverter |  | Outside
SRP08174 | PV POWERED | PVP75KW-480 | 100000 | 2 |  |  | 0.96 | Solar Inverter |  | Outside
SRP08175 | UNKNOWN | UNKNOWN | 240 | 28 | 229 | 43 |  | Solar | FIXED | Roof
SRP08175 | PV POWERED | PVP5200 | 6000 | 1 |  |  | 0.97 | Solar Inverter |  | OUTDOOR
SRP08176 | SANYO ELECTRIC | HIP-205BA5 | 225 | 3 | 123 | 18 |  | Solar | FIXED | Roof
SRP08176 | SANYO ELECTRIC | HIP-205BA5 | 225 | 42 | 213 | 18 |  | Solar | FIXED | Roof
SRP08176 | ENPHASE ENERGY | M200-32-208-S01 | 210 | 45 |  |  | 0.96 | Solar Inverter |  | OUTDOOR
SRP08177 | CHANGZHOU TRINA SOLAR ENERGY CO | TSM-185D | 235 | 46 | 120 | 25 |  | Solar | FIXED | Roof
SRP08177 | CHANGZHOU TRINA SOLAR ENERGY CO | TSM-185D | 235 | 16 | 210 | 25 |  | Solar | FIXED | Roof
SRP08177 | ENPHASE ENERGY | M200-32-208-S01 | 215 | 62 |  |  | 0.96 | Solar Inverter |  | OUTDOOR
SRP08180 | CHANGZHOU TRINA SOLAR ENERGY CO | TSM-185D | 235 | 33 | 156 | 25 |  | Solar | FIXED | Roof
SRP08180 | SMA AMERICA | SB7000US (277V) | 7000 | 1 |  |  | 0.969 | Solar Inverter |  | OUTDOOR
SRP08181 | SUNTECH POWER | STP190S-18/UB-1 | 190 | 17 | 160 | 24 |  | Solar | FIXED | Roof
SRP08181 | SMA AMERICA | SB3000US (208V) | 3000 | 1 |  |  | 0.96 | Solar Inverter |  | OUTDOOR
SRP08182 | ET SOLAR INDUSTRY | ET-P654180 | 250 | 16 | 174 | 33 |  | Solar | FIXED | Roof
SRP08182 | ET SOLAR INDUSTRY | ET-P654180 | 250 | 5 | 264 | 33 |  | Solar | FIXED | Roof
SRP08182 | ENPHASE ENERGY | M175-24-208-S | 215 | 21 |  |  | 0.963 | Solar Inverter |  | OUTDOOR
SRP08183 | CHANGZHOU TRINA SOLAR ENERGY CO | TSM-185D | 240 | 27 | 145 | 25 |  | Solar | FIXED | Roof
SRP08183 | PV POWERED | PVP2500 | 2500 | 1 |  |  | 0.945 | Solar Inverter |  | INDOOR
SRP08183 | PV POWERED | PVP3500 | 3500 | 1 |  |  | 0.955 | Solar Inverter |  | INDOOR
SRP08184 | CHANGZHOU TRINA SOLAR ENERGY CO | TSM-185D | 235 | 20 | 119.7 | 35 |  | Solar | FIXED | Roof
SRP08184 | PV POWERED | PVP4800 | 4800 | 1 |  |  | 0.96 | Solar Inverter |  | INDOOR
SRP08185 | CHANGZHOU TRINA SOLAR ENERGY CO | TSM-185D | 240 | 8 | 254 | 7 |  | Solar | FIXED | Roof
SRP08185 | CHANGZHOU TRINA SOLAR ENERGY CO | TSM-185D | 240 | 34 | 254 | 20 |  | Solar | FIXED | Roof
SRP08185 | PV POWERED | PVP2000 | 2000 | 1 |  |  | 0.92 | Solar Inverter |  | Outside
SRP08185 | PV POWERED | PVP3500 | 3500 | 1 |  |  | 0.955 | Solar Inverter |  | Outside
SRP08185 | PV POWERED | PVP4800 | 4800 | 1 |  |  | 0.96 | Solar Inverter |  | Outside
SRP08186 | SUNTECH POWER | STP190-18/UB-1 | 190 | 30 | 185 | 10 |  | Solar | FIXED | Roof
SRP08186 | SUNTECH POWER | STP190-18/UB-1 | 190 | 8 | 185 | 15 |  | Solar | FIXED | Roof
SRP08186 | SMA AMERICA | SB3000US (240V) | 3000 | 1 |  |  | 0.96 | Solar Inverter |  | Outside
SRP08186 | SMA AMERICA | SB6000U (208V) | 6000 | 1 |  |  | 0.96 | Solar Inverter |  | Outside
SRP08187 | CHANGZHOU TRINA SOLAR ENERGY CO | TSM-185D | 240 | 21 | 165 | 10 |  | Solar | FIXED | Roof
SRP08187 | CHANGZHOU TRINA SOLAR ENERGY CO | TSM-160D | 240 | 17 | 255 | 10 |  | Solar | FIXED | Roof
SRP08187 | PV POWERED | PVP2000 | 2000 | 2 |  |  | 0.92 | Solar Inverter |  | INDOOR
SRP08187 | PV POWERED | PVP2500 | 2500 | 1 |  |  | 0.945 | Solar Inverter |  | Inside
SRP08187 | PV POWERED | PVP3000 | 3000 | 1 |  |  | 0.935 | Solar Inverter |  | INDOOR
SRP08188 | SUNTECH POWER | STP190-18/UB-1 | 190 | 14 | 131 | 30 |  | Solar | FIXED | Roof
SRP08188 | SUNTECH POWER | STP190-18/UB-1 | 190 | 12 | 221 | 30 |  | Solar | FIXED | Roof
SRP08188 | PV POWERED | PVP2500 | 2500 | 1 |  |  | 0.945 | Solar Inverter |  | INDOOR
SRP08188 | PV POWERED | PVP2500 | 2500 | 1 |  |  | 0.945 | Solar Inverter |  | INDOOR
SRP08189 | ET SOLAR INDUSTRY | ET-P672260 | 230 | 24 | 176 | 23 |  | Solar | FIXED | Roof
SRP08189 | SMA AMERICA | SB5000US (240V) | 5000 | 1 |  |  | 0.968 | Solar Inverter |  | OUTDOOR
SRP08190 | NINGBO SOLAR ELECTRIC POWER | TDB125X125-72-P 175W | 230 | 9 | 135 | 30 |  | Solar | FIXED | Roof
SRP08190 | NINGBO SOLAR ELECTRIC POWER | TDB125X125-72-P 175W | 230 | 13 | 201 | 37 |  | Solar | FIXED | Roof
SRP08190 | NINGBO SOLAR ELECTRIC POWER | TDB125X125-72-P 175W | 230 | 5 | 201 |  |  | Solar | FIXED | Roof
SRP08190 | POWER-ONE | PVI-6000-OUTD-US (240 V) | 6000 | 1 |  |  | 0.965 | Solar Inverter |  | OUTDOOR
SRP08191 | ET SOLAR INDUSTRY | ET-P672280 | 285 | 7 | 264 | 3 |  | Solar | FIXED | Roof
SRP08191 | ET SOLAR INDUSTRY | ET-P672280 | 285 | 22 | 264 | 22 |  | Solar | FIXED | Roof
SRP08191 | FRONIUS USA | IG 2000 | 2000 | 1 |  |  | 0.952 | Solar Inverter |  | INDOOR
SRP08191 | SMA AMERICA | SB6000U (240V) | 6000 | 1 |  |  | 0.97 | Solar Inverter |  | INDOOR
SRP08192 | CANADIAN SOLAR | CS6P-230 | 230 | 18 | 106 | 30 |  | Solar | FIXED | Roof
SRP08192 | ENPHASE ENERGY | M200-32-240-S02 | 215 | 18 |  |  | 0.963 | Solar Inverter |  | OUTDOOR
SRP08193 | PACIFIC SOLAR PTY LIMITED | PP-USA-213-S5 | 240 | 39 | 167 | 5 |  | Solar | FIXED | Roof
SRP08193 | SMA AMERICA | SB7000US (240V) | 9000 | 1 |  |  | 0.987 | Solar Inverter |  | Roof
SRP08194 | BP SOLAR | SX3195B | 195 | 26 | 196 | 19 |  | Solar | FIXED | Roof
SRP08194 | SMA AMERICA | SB5000US | 5000 | 1 |  |  | 0.965 | Solar Inverter |  | OUTDOOR
SRP08195 | PACIFIC SOLAR PTY LIMITED | PP-USA-213-S5 | 240 | 432 | 167 | 5 |  | Solar | FIXED | Roof
SRP08195 | SMA AMERICA | SB7000US (208V) | 7000 | 12 |  |  | 0.971 | Solar Inverter |  | OUTDOOR
SRP08196 | BP SOLAR | SX3195B | 195 | 16 | 161 | 34 |  | Solar | FIXED | Roof
SRP08196 | SMA AMERICA | SB4000US (240V) | 3800 | 1 |  |  | 0.968 | Solar Inverter |  | OUTDOOR
SRP08199 | CHANGZHOU TRINA SOLAR ENERGY CO | TSM-185D | 235 | 33 | 186 | 29 |  | Solar | FIXED | Roof
SRP08199 | SMA AMERICA | SB7000US (240V) | 7000 | 1 |  |  | 0.969 | Solar Inverter |  | OUTDOOR
SRP08200 | CHANGZHOU TRINA SOLAR ENERGY CO | TSM-185D | 240 | 24 | 180 | 22 |  | Solar | FIXED | Roof
SRP08200 | SMA AMERICA | SB5000US (240V) | 5000 | 1 |  |  | 0.968 | Solar Inverter |  | OUTDOOR
SRP08201 | CHANGZHOU TRINA SOLAR ENERGY CO | TSM-185D | 240 | 8 | 107.6 | 11 |  | Solar | FIXED | Roof
SRP08201 | CHANGZHOU TRINA SOLAR ENERGY CO | TSM-185D | 240 | 26 | 107.6 | 16 |  | Solar | FIXED | Roof
SRP08201 | SMA AMERICA | SB3000US (208V) | 3000 | 1 |  |  | 0.96 | Solar Inverter |  | INDOOR
SRP08201 | SMA AMERICA | SB6000U (240V) | 6000 | 1 |  |  | 0.97 | Solar Inverter |  | INDOOR
SRP08202 | SUNTECH POWER | STP190-18/UB-1 | 190 | 20 | 83 | 25 |  | Solar | FIXED | Roof
SRP08202 | SUNTECH POWER | STP190S-18/UB-1 | 190 | 20 | 263 | 25 |  | Solar | FIXED | Roof
SRP08202 | SMA AMERICA | SB4000US (208V) | 4000 | 1 |  |  | 0.96 | Solar Inverter |  | Inside
SRP08202 | SMA AMERICA | SB4000US (240V) | 4000 | 1 |  |  | 0.96 | Solar Inverter |  | Inside
SRP08203 | CHANGZHOU TRINA SOLAR ENERGY CO | TSM-185D | 235 | 26 | 174 | 16 |  | Solar | FIXED | Roof
SRP08203 | SMA AMERICA | SB6000US (240V) | 6000 | 1 |  |  | 0.97 | Solar Inverter |  | Outside
SRP08204 | CHANGZHOU TRINA SOLAR ENERGY CO | TSM-185D | 235 | 39 | 198 | 27 |  | Solar | FIXED | Roof
SRP08204 | SMA AMERICA | SB7000US (277V) | 8000 | 1 |  |  | 0.963 | Solar Inverter |  | INDOOR
SRP08205 | SUNTECH POWER | STP190-18/UB-1 | 190 | 39 | 121.1 | 23 |  | Solar | FIXED | Roof
SRP08205 | PV POWERED | PVP3500 | 3500 | 2 |  |  | 0.955 | Solar Inverter |  | INDOOR
SRP08206 | BAODING YINGLI NEW ENERGY RESOURCES CO | YL175(156) | 235 | 104 | 187 | 5 |  | Solar | FIXED | Roof
SRP08206 | FRONIUS USA |  | 11400 | 2 |  |  | 0.962 | Solar Inverter |  | OUTDOOR
SRP08207 | CANADIAN SOLAR | CS6P-230 | 235 | 28 | 217 | 39 |  | Solar | FIXED | Roof
SRP08207 | ENPHASE ENERGY | M200-32-240-S02 | 190 | 28 |  |  | 0.95 | Solar Inverter |  | OUTDOOR
SRP08208 | SUNTECH POWER | STP190-18/UB-1 | 190 | 52 | 166 | 17 |  | Solar | FIXED | Roof
SRP08208 | PV POWERED | PVP4800 | 4800 | 2 |  |  | 0.96 | Solar Inverter |  | Inside
SRP08209 | YINGLI ENERGY (CHINA) | YL235P-29B | 235 | 111 | 162 | 10 |  | Solar | FIXED | Roof
SRP08209 | ENPHASE ENERGY | M215-60-2LL-S2X-IG | 215 | 111 |  |  | 0.96 | Solar Inverter |  | OUTDOOR
SRP08210 | SUNTECH POWER | STP210S-18/UB-1 | 280 | 14 | 152 | 23 |  | Solar | FIXED | Roof
SRP08210 | FRONIUS USA | IG 4000 | 4000 | 1 |  |  | 0.952 | Solar Inverter |  | Inside
SRP08211 | SUNPOWER | SPR-230-WHT-U | 230 | 294 | 178 | 8 |  | Solar | FIXED | Roof
SRP08211 | SMA AMERICA | SB7000US (277V) | 8000 | 2 |  |  | 0.96 | Solar Inverter |  | Outside
SRP08211 | SMA AMERICA | SB7000US (277V) | 8000 | 6 |  |  | 0.96 | Solar Inverter |  | Outside
SRP08212 | CONNECT RENEWABLE ENERGY | CE 4000 | 245 | 144 | 180 | 15 |  | Solar | FIXED | Roof
SRP08212 | FRONIUS USA |  | 9995 | 3 |  |  | 0.96 | Solar Inverter |  | INDOOR
SRP08213 | REC SCANMODULE | SCM230 | 235 | 24 | 124 | 18 |  | Solar | FIXED | Roof
SRP08213 | SMA AMERICA | SB5000US (208V) | 5000 | 1 |  |  | 0.965 | Solar Inverter |  | OUTDOOR
SRP08214 | SUNPOWER | SPR-225-BLK-U | 225 | 14 | 179 | 28 |  | Solar | FIXED | Roof
SRP08214 | SUNPOWER | SPR-225-BLK-U | 225 | 30 | 269 | 30 |  | Solar | FIXED | Roof
SRP08214 | ENPHASE ENERGY | EMU | 225 | 44 |  |  | 0.955 | Solar Inverter |  | Outside
SRP08215 | ET SOLAR INDUSTRY | ET-P672230 | 245 | 260 | 130 | 10 |  | Solar | FIXED | Roof
SRP08215 | ET SOLAR INDUSTRY | ET-P672250 | 245 | 364 | 220 | 15 |  | Solar | FIXED | Roof
SRP08215 | PV POWERED | PVP5200 | 50000 | 1 |  |  | 0.96 | Solar Inverter |  | OUTDOOR
SRP08215 | PV POWERED | PVP75KW-480 | 75000 | 1 |  |  | 0.955 | Solar Inverter |  | OUTDOOR
SRP08216 | SUNPOWER | SPR-230-WHT-U | 240 | 32 | 200 | 23 |  | Solar | FIXED | Roof
SRP08216 | SUNPOWER CORP (ORIGINAL MFRSMA) | SPR-7000M (240V) | 7000 | 1 |  |  | 0.971 | Solar Inverter |  | INDOOR
SRP08217 | CHANGZHOU TRINA SOLAR ENERGY CO | TSM-185D | 240 | 25 | 173 | 19 |  | Solar | FIXED | Roof
SRP08217 | CHANGZHOU TRINA SOLAR ENERGY CO | TSM-185D | 240 | 22 | 263 | 19 |  | Solar | FIXED | Roof
SRP08217 | ENPHASE ENERGY | M200-32-240-S02 | 215 | 12 |  |  | 0.96 | Solar Inverter |  | Outside
SRP08217 | ENPHASE ENERGY | M200-32-240-S02 | 215 | 13 |  |  | 0.96 | Solar Inverter |  | OUTDOOR
SRP08217 | ENPHASE ENERGY | M200-32-240-S02 | 215 | 22 |  |  | 0.96 | Solar Inverter |  | Outside
SRP08218 | CANADIAN SOLAR | CS6P-230 | 235 | 6 | 126 | 21 |  | Solar | FIXED | Roof
SRP08218 | CANADIAN SOLAR | CS6P-230 | 235 | 24 | 216 | 22 |  | Solar | FIXED | Roof
SRP08218 | ENPHASE ENERGY | M200-32-208-S01 | 190 | 6 |  |  | 0.96 | Solar Inverter |  | OUTDOOR
SRP08218 | ENPHASE ENERGY | M200-32-208-S01 | 190 | 24 |  |  | 0.96 | Solar Inverter |  | OUTDOOR
SRP08219 | CANADIAN SOLAR | CS6P-250P | 250 | 17 | 180 | 15 |  | Solar | FIXED | Roof
SRP08219 | ENPHASE ENERGY | M215-60-2LL-S2X | 215 | 17 |  |  | 0.96 | Solar Inverter |  | OUTDOOR
SRP08220 | CANADIAN SOLAR | CS6P-230 | 235 | 21 | 214 | 40 |  | Solar | FIXED | Roof
SRP08220 | ENPHASE ENERGY | M200-32-208-S01 | 190 | 21 |  |  | 0.95 | Solar Inverter |  | OUTDOOR
SRP08221 | CHANGZHOU TRINA SOLAR ENERGY CO | TSM-185D | 235 | 33 | 239.9 | 30 |  | Solar | FIXED | Roof
SRP08221 | SMA AMERICA | SB7000US (240V) | 7000 | 1 |  |  | 0.971 | Solar Inverter |  | OUTDOOR
SRP08223 | SUNPOWER | SPR-230-WHT-U | 230 | 40 | 131 | 20 |  | Solar | FIXED | Roof
SRP08223 | SUNPOWER CORP (ORIGINAL MFRFRONIUS) | SPR-8000F-208 | 8000 | 1 |  |  | 0.97 | Solar Inverter |  | Outside
SRP08224 | CHANGZHOU TRINA SOLAR ENERGY CO | TSM-185D | 235 | 36 | 231 | 30 |  | Solar | FIXED | Roof
SRP08224 | SMA AMERICA | SB4000US (208V) | 4000 | 2 |  |  | 0.968 | Solar Inverter |  | OUTDOOR
SRP08225 | CHANGZHOU TRINA SOLAR ENERGY CO | TSM-185D | 235 | 22 | 188 | 31 |  | Solar | FIXED | Roof
SRP08225 | SMA AMERICA | SB5000US | 5000 | 1 |  |  | 0.968 | Solar Inverter |  | OUTDOOR
SRP08226 | ET SOLAR INDUSTRY | ET-P672280 | 285 | 22 | 143 | 30 |  | Solar | FIXED | Roof
SRP08226 | ET SOLAR INDUSTRY | ET-P672280 | 285 | 15 | 143 | 35 |  | Solar | FIXED | Roof
SRP08226 | FRONIUS USA | IG 2000 | 2000 | 1 |  |  | 0.952 | Solar Inverter |  | INDOOR
SRP08226 | FRONIUS USA |  | 7500 | 1 |  |  | 0.971 | Solar Inverter |  | INDOOR
SRP08227 | BAODING YINGLI NEW ENERGY RESOURCES CO | YL175(156) | 235 | 11 | 276 | 26 |  | Solar | FIXED | Roof
SRP08227 | BAODING YINGLI NEW ENERGY RESOURCES CO | YL175(156) | 235 | 22 | 186 | 34 |  | Solar | FIXED | Roof
SRP08227 | SMA AMERICA | SB7000US (208V) | 7000 | 1 |  |  | 0.96 | Solar Inverter |  | INDOOR
SRP08228 | CHANGZHOU TRINA SOLAR ENERGY CO | TSM-185D | 230 | 30 | 178 | 27 |  | Solar | FIXED | Roof
SRP08228 | SMA AMERICA | SB7000US (208V) | 7000 | 1 |  |  | 0.969 | Solar Inverter |  | OUTDOOR
SRP08230 | BAODING YINGLI NEW ENERGY RESOURCES CO | YL175(156) | 230 | 26 | 192 | 32 |  | Solar | FIXED | Roof
SRP08230 | SMA AMERICA | SB6000US (208V) | 6000 | 1 |  |  | 0.955 | Solar Inverter |  | Outside
SRP08231 | YES! SOLAR | ES190W | 230 | 38 | 250 | 40 |  | Solar | FIXED | Roof
SRP08231 | YES! SOLAR | ES205W | 230 | 27 | 160 | 48 |  | Solar | FIXED | Roof
SRP08231 | ENPHASE ENERGY | M200-32-240-S02 | 215 | 65 |  |  | 0.97 | Solar Inverter |  | OUTDOOR
SRP08232 | ET SOLAR INDUSTRY | ET-P672280 | 285 | 30 | 130 | 45 |  | Solar | FIXED | Roof
SRP08232 | ET SOLAR INDUSTRY | ET-P672280 | 285 | 6 | 220 | 45 |  | Solar | FIXED | Roof
SRP08232 | FRONIUS USA | IG 2000 NEG | 2000 | 1 |  |  | 0.952 | Solar Inverter |  | OUTDOOR
SRP08232 | FRONIUS USA |  | 7500 | 1 |  |  | 0.971 | Solar Inverter |  | OUTDOOR
SRP08233 | BAODING YINGLI NEW ENERGY RESOURCES CO | YL175(156) | 260 | 650 | 180 | 32 |  | Solar | FIXED | Ground
SRP08233 | PV POWERED | PVP75KW-208 | 75000 | 2 |  |  | 0.955 | Solar Inverter |  | OUTDOOR
SRP08234 | NINGBO SOLAR ELECTRIC POWER | TDB125X125-72-P 175W | 280 | 12 | 117 | 9.5 |  | Solar | FIXED | Roof
SRP08234 | NINGBO SOLAR ELECTRIC POWER | TDB125X125-72-P 175W | 280 | 10 | 297 | 9.5 |  | Solar | FIXED | Roof
SRP08234 | NINGBO SOLAR ELECTRIC POWER | TDB125X125-72-P 175W | 280 | 18 | 117 | 23 |  | Solar | FIXED | Roof
SRP08234 | NINGBO SOLAR ELECTRIC POWER | TDB125X125-72-P 175W | 280 | 8 | 297 | 23 |  | Solar | FIXED | Roof
SRP08234 | PV POWERED | PVP2000 | 2000 | 1 |  |  | 0.92 | Solar Inverter |  | OUTDOOR
SRP08234 | PV POWERED | PVP2500 | 2500 | 1 |  |  | 0.95 | Solar Inverter |  | OUTDOOR
SRP08234 | PV POWERED | PVP3000 | 3000 | 1 |  |  | 0.94 | Solar Inverter |  | OUTDOOR
SRP08234 | PV POWERED | PVP4800 | 4800 | 1 |  |  | 0.96 | Solar Inverter |  | OUTDOOR
SRP08235 | MATRIX SOLAR/PHOTOWATT | PW1250-125 | 230 | 100 | 202 | 10 |  | Solar | FIXED | Roof
SRP08235 | SOLECTRIA RENEWABLES | PVI2500-208 | 13000 | 2 |  |  | 0.97 | Solar Inverter |  | OUTDOOR
SRP08236 | UNKNOWN | UNKNOWN | 240 | 16 | 167 | 30 |  | Solar | 1AXIS | Roof
SRP08236 | UNKNOWN | UNKNOWN | 240 | 52 | 167 | 35 |  | Solar | FIXED | Roof
SRP08236 | ENPHASE ENERGY | M200-32-240-S02 | 215 | 68 |  |  | 0.963 | Solar Inverter |  | OUTDOOR
SRP08237 | SUNPOWER | SPR-225-BLK-U | 225 | 10 | 218 | 25 |  | Solar | FIXED | Roof
SRP08237 | SUNPOWER | SPR-225-BLK-U | 225 | 20 | 128 | 28 |  | Solar | FIXED | Roof
SRP08237 | SUNPOWER | SPR-225-BLK-U | 225 | 20 | 218 | 28 |  | Solar | FIXED | Roof
SRP08237 | SUNPOWER CORP (ORIGINAL MFRSMA) | SPR4000 | 4000 | 1 |  |  | 0.96 | Solar Inverter |  | Inside
SRP08237 | SUNPOWER CORP (ORIGINAL MFRSMA) | SPR-6000M (240V) | 6000 | 1 |  |  | 0.96 | Solar Inverter |  | INDOOR
SRP08238 | BAODING YINGLI NEW ENERGY RESOURCES CO | YL175(156) | 235 | 24 | 212 | 40 |  | Solar | FIXED | Roof
SRP08238 | SMA AMERICA | SB5000US (240V) | 5000 | 1 |  |  | 0.955 | Solar Inverter |  | OUTDOOR
SRP08239 | MATRIX SOLAR/PHOTOWATT | PW1000-100 | 240 | 27 | 202 | 30 |  | Solar | FIXED | Roof
SRP08239 | SMA AMERICA | SB6000U (277V) | 6000 | 1 |  |  | 0.98 | Solar Inverter |  | OUTDOOR
SRP08241 | CANADIAN SOLAR | CS6P-230 | 235 | 17 | 127 | 10 |  | Solar | FIXED | Roof
SRP08241 | ENPHASE ENERGY | M200-32-208-S01 | 215 | 17 |  |  | 0.96 | Solar Inverter |  | OUTDOOR
SRP08242 | CANADIAN SOLAR | CS6P-230 | 235 | 10 | 127 | 27 |  | Solar | FIXED | Roof
SRP08242 | ENPHASE ENERGY | M200-32-208-S01 | 190 | 10 |  |  | 0.95 | Solar Inverter |  | OUTDOOR
SRP08243 | CANADIAN SOLAR | CS6P-230 | 235 | 9 | 288 | 10 |  | Solar | FIXED | Roof
SRP08243 | CANADIAN SOLAR | CS6P-230 | 235 | 8 | 108 | 11 |  | Solar | FIXED | Roof
SRP08243 | ENPHASE ENERGY | M200-32-240-S02 | 215 | 8 |  |  | 0.96 | Solar Inverter |  | OUTDOOR
SRP08243 | ENPHASE ENERGY | M200-32-240-S02 | 215 | 9 |  |  | 0.96 | Solar Inverter |  | OUTDOOR
SRP08245 | CANADIAN SOLAR | CS6P-230 | 235 | 28 | 200 | 18 |  | Solar | FIXED | Roof
SRP08245 | ENPHASE ENERGY | M200-32-240-S02 | 215 | 28 |  |  | 0.96 | Solar Inverter |  | OUTDOOR
SRP08248 | CANADIAN SOLAR | CS6P-230 | 235 | 17 | 216 | 19 |  | Solar | FIXED | Roof
SRP08248 | ENPHASE ENERGY | M200-32-240-S02 | 215 | 17 |  |  | 0.96 | Solar Inverter |  | OUTDOOR
SRP08249 | CANADIAN SOLAR | CS6P-230 | 235 | 20 | 161 | 7 |  | Solar | FIXED | Roof
SRP08249 | CANADIAN SOLAR | CS6P-230 | 235 | 14 | 161 | 20 |  | Solar | FIXED | Roof
SRP08249 | ENPHASE ENERGY | M200-32-208-S01 | 215 | 34 |  |  | 0.96 | Solar Inverter |  | OUTDOOR
SRP08250 | CANADIAN SOLAR | CS6P-230 | 235 | 14 | 217 | 23 |  | Solar | FIXED | Roof
SRP08250 | ENPHASE ENERGY | M200-32-240-S02 | 190 | 14 |  |  | 0.95 | Solar Inverter |  | OUTDOOR
SRP08251 | CANADIAN SOLAR | CS6P-230 | 235 | 24 | 272 | 30 |  | Solar | FIXED | Roof
SRP08251 | ENPHASE ENERGY | M200-32-240-S02 | 215 | 24 |  |  | 0.96 | Solar Inverter |  | OUTDOOR
SRP08252 | CANADIAN SOLAR | CS6P-230 | 235 | 14 | 198 | 38 |  | Solar | FIXED | Roof
SRP08252 | ENPHASE ENERGY | M200-32-208-S01 | 190 | 14 |  |  | 0.95 | Solar Inverter |  | OUTDOOR
SRP08256 | UNKNOWN | UNKNOWN | 240 | 30 | 117 | 18 |  | Solar | FIXED | Roof
SRP08256 | UNKNOWN | UNKNOWN | 240 | 10 | 207 | 18 |  | Solar | FIXED | Roof
SRP08256 | ENPHASE ENERGY | M200-32-208-S02 | 215 | 40 |  |  | 0.96 | Solar Inverter |  | OUTDOOR
SRP08257 | CEEG (SHANGHAI) SOLAR SCIENCE AND TECHNOLOGY CO | SST 190-72M | 235 | 26 | 165 | 30 |  | Solar | FIXED | Roof
SRP08257 | CEEG (SHANGHAI) SOLAR SCIENCE AND TECHNOLOGY CO | SST 190-72M | 235 | 18 | 255 | 35 |  | Solar | FIXED | Roof
SRP08257 | FRONIUS USA | IG 4000 | 4000 | 1 |  |  | 0.95 | Solar Inverter |  | INDOOR
SRP08257 | SMA AMERICA | SB6000U (208V) | 6000 | 1 |  |  | 0.97 | Solar Inverter |  | INDOOR
SRP08258 | CANADIAN SOLAR | CS6P-230 | 235 | 19 | 220 | 42 |  | Solar | FIXED | Roof
SRP08258 | ENPHASE ENERGY | M200-32-240-S02 | 190 | 19 |  |  | 0.95 | Solar Inverter |  | OUTDOOR
SRP08259 | CANADIAN SOLAR | CS6P-230 | 235 | 8 | 217 | 21 |  | Solar | FIXED | Roof
SRP08259 | CANADIAN SOLAR | CS6P-230 | 235 | 4 | 127 | 23 |  | Solar | FIXED | Roof
SRP08259 | CANADIAN SOLAR | CS6P-230 | 235 | 4 | 217 | 23 |  | Solar | FIXED | Roof
SRP08259 | ENPHASE ENERGY | M200-32-240-S02 | 215 | 4 |  |  | 0.96 | Solar Inverter |  | OUTDOOR
SRP08259 | ENPHASE ENERGY | M200-32-240-S02 | 215 | 4 |  |  | 0.96 | Solar Inverter |  | OUTDOOR
SRP08259 | ENPHASE ENERGY | M200-32-240-S02 | 215 | 8 |  |  | 0.96 | Solar Inverter |  | OUTDOOR
SRP08260 | CANADIAN SOLAR | CS6P-230 | 235 | 6 | 110 | 23 |  | Solar | FIXED | Roof
SRP08260 | CANADIAN SOLAR | CS6P-230 | 235 | 12 | 110 | 23 |  | Solar | FIXED | Roof
SRP08260 | ENPHASE ENERGY | M200-32-240-S02 | 215 | 6 |  |  | 0.96 | Solar Inverter |  | OUTDOOR
SRP08260 | ENPHASE ENERGY | M200-32-240-S02 | 215 | 12 |  |  | 0.96 | Solar Inverter |  | OUTDOOR
SRP08261 | CHANGZHOU TRINA SOLAR ENERGY CO | TSM-185D | 235 | 28 | 96 | 30 |  | Solar | FIXED | Roof
SRP08261 | CHANGZHOU TRINA SOLAR ENERGY CO | TSM-185D | 235 | 24 | 276 | 30 |  | Solar | FIXED | Roof
SRP08261 | SMA AMERICA | SB5000US (240V) | 5000 | 1 |  |  | 0.968 | Solar Inverter |  | Inside
SRP08261 | SMA AMERICA | SB6000US (240V) | 6000 | 1 |  |  | 0.968 | Solar Inverter |  | Inside
SRP08262 | CHANGZHOU TRINA SOLAR ENERGY CO | TSM-185D | 230 | 30 | 118 | 26 |  | Solar | FIXED | Roof
SRP08262 | CHANGZHOU TRINA SOLAR ENERGY CO | TSM-185D | 230 | 8 | 208 | 34 |  | Solar | FIXED | Roof
SRP08262 | SMA AMERICA | SB3000US (208V) | 2000 | 1 |  |  | 0.96 | Solar Inverter |  | Inside
SRP08262 | SMA AMERICA | SB6000U (240V) | 6000 | 1 |  |  | 0.968 | Solar Inverter |  | Inside
SRP08263 | CHANGZHOU TRINA SOLAR ENERGY CO | TSM-185D | 240 | 14 | 203 | 38 |  | Solar | FIXED | Roof
SRP08263 | SMA AMERICA | SWR2500U-SBD (240V) | 2500 | 1 |  |  | 0.96 | Solar Inverter |  | Inside
SRP08264 | CHANGZHOU TRINA SOLAR ENERGY CO | TSM-185D | 235 | 22 | 182 | 31 |  | Solar | FIXED | Roof
SRP08264 | SMA AMERICA | SB3800U (240V) | 4000 | 1 |  |  | 0.968 | Solar Inverter |  | OUTDOOR
SRP08265 | CHANGZHOU TRINA SOLAR ENERGY CO | TSM-185D | 235 | 42 | 135 | 28 |  | Solar | FIXED | Roof
SRP08265 | SMA AMERICA | SB7000US (277V) | 8000 | 1 |  |  | 0.96 | Solar Inverter |  | OUTDOOR
SRP08266 | TRINA SOLAR | TSM-245PA05.10 | 245 | 36 | 139 | 18 |  | Solar | FIXED | Roof
SRP08266 | ENPHASE ENERGY | M215-60-2LL-S2X | 215 | 36 |  |  | 0.96 | Solar Inverter |  | Inside
SRP08267 | CHANGZHOU TRINA SOLAR ENERGY CO | TSM-185D | 240 | 23 | 90 | 45 |  | Solar | FIXED | Roof
SRP08267 | ENPHASE ENERGY | M175-24-208-S | 215 | 23 |  |  | 0.96 | Solar Inverter |  | OUTDOOR
SRP08268 | CANADIAN SOLAR | CS6P-230 | 230 | 28 | 131 | 20 |  | Solar | FIXED | Roof
SRP08268 | CANADIAN SOLAR | CS6P-230 | 230 | 8 | 221 | 22 |  | Solar | FIXED | Roof
SRP08268 | ENPHASE ENERGY | M200-32-240-S02 | 215 | 8 |  |  | 0.963 | Solar Inverter |  | OUTDOOR
SRP08268 | ENPHASE ENERGY | M200-32-240-S02 | 215 | 28 |  |  | 0.963 | Solar Inverter |  | OUTDOOR
SRP08269 | CHANGZHOU TRINA SOLAR ENERGY CO | TSM-185D | 240 | 14 | 183 | 30 |  | Solar | FIXED | Roof
SRP08269 | CHANGZHOU TRINA SOLAR ENERGY CO | TSM-185D | 240 | 22 | 93 | 45 |  | Solar | FIXED | Roof
SRP08269 | CHANGZHOU TRINA SOLAR ENERGY CO | TSM-185D | 240 | 28 | 273 | 45 |  | Solar | FIXED | Roof
SRP08269 | ENPHASE ENERGY | M200-32-240-S02 | 215 | 32 |  |  | 0.96 | Solar Inverter |  | Inside
SRP08269 | ENPHASE ENERGY | M200-32-240-S02 | 215 | 32 |  |  | 0.96 | Solar Inverter |  | Inside
SRP08271 | CHANGZHOU TRINA SOLAR ENERGY CO | TSM-185D | 235 | 44 | 184 | 31 |  | Solar | FIXED | Roof
SRP08271 | SMA AMERICA | SB5000US (240V) | 5000 | 2 |  |  | 0.97 | Solar Inverter |  | Inside
SRP08273 | SUNTECH POWER | STP190S-18/UB-1 | 185 | 6 | 32 | 23 |  | Solar | FIXED | Roof
SRP08273 | SUNTECH POWER | STP180S-24/AB-1 | 185 | 38 | 212 | 23 |  | Solar | FIXED | Roof
SRP08273 | ENPHASE ENERGY | M175-24-240-S02 | 190 | 24 |  |  | 0.96 | Solar Inverter |  | OUTDOOR
SRP08273 | ENPHASE ENERGY | M200-32-240-S02 | 380 | 10 |  |  | 0.96 | Solar Inverter |  | Outside
SRP08274 | CEEG (SHANGHAI) SOLAR SCIENCE AND TECHNOLOGY CO | SST 190-72M | 235 | 38 | 238 | 33 |  | Solar | FIXED | Roof
SRP08274 | SMA AMERICA | SB3800U (208V) | 3800 | 1 |  |  | 0.96 | Solar Inverter |  | Inside
SRP08274 | SMA AMERICA | SB6000US (208V) | 6000 | 1 |  |  | 0.97 | Solar Inverter |  | INDOOR
SRP08275 | ASTROPOWER | LAPX-300 | 255 | 17 | 180 | 5 |  | Solar | FIXED | Roof
SRP08275 | ENPHASE ENERGY | M200-32-208-S01 | 215 | 17 |  |  | 0.965 | Solar Inverter |  | OUTDOOR
SRP08277 | ASTROPOWER | LAPX-300 | 255 | 10 | 180 | 5 |  | Solar | FIXED | Roof
SRP08277 | ENPHASE ENERGY | M200-32-208-S01 | 215 | 10 |  |  | 0.965 | Solar Inverter |  | OUTDOOR
SRP08278 | SOLARWORLD | SW185MONO | 240 | 21 | 217 | 45 |  | Solar | FIXED | Roof
SRP08278 | ENPHASE ENERGY | M200-32-240-S02 | 215 | 21 |  |  | 0.95 | Solar Inverter |  | OUTDOOR
SRP08279 | SUNTECH POWER | STP190-18/UB-1 | 245 | 44 | 97 | 15 |  | Solar | FIXED | Roof
SRP08279 | ENPHASE ENERGY | M200-32-240-S02 | 215 | 44 |  |  | 0.96 | Solar Inverter |  | OUTDOOR
SRP08280 | CANADIAN SOLAR | CS6P-230 | 250 | 15 | 180 | 15 |  | Solar | FIXED | Roof
SRP08280 | ENPHASE ENERGY | M200-32-240-S02 | 215 | 15 |  |  | 0.965 | Solar Inverter |  | OUTDOOR
SRP08281 | CANADIAN SOLAR | CS5P-240 | 250 | 15 | 180 | 15 |  | Solar | FIXED | Roof
SRP08281 | ENPHASE ENERGY | M200-32-240-S02 | 215 | 15 |  |  | 0.965 | Solar Inverter |  | OUTDOOR
SRP08282 | CANADIAN SOLAR | CS6P-230 | 250 | 10 | 180 | 15 |  | Solar | FIXED | Roof
SRP08282 | ENPHASE ENERGY | M200-32-240-S02 | 215 | 10 |  |  | 0.965 | Solar Inverter |  | OUTDOOR
SRP08283 | MATRIX SOLAR/PHOTOWATT | PW1650-175 | 235 | 48 | 175 | 23 |  | Solar | FIXED | Roof
SRP08283 | SMA AMERICA | SB5000US (208V) | 5000 | 2 |  |  | 0.95 | Solar Inverter |  | OUTDOOR
SRP08284 | ASTROPOWER | LAPX-300 | 255 | 17 | 180 | 5 |  | Solar | FIXED | Roof
SRP08284 | ENPHASE ENERGY | M200-32-208-S01 | 215 | 17 |  |  | 0.965 | Solar Inverter |  | OUTDOOR
SRP08285 | ASTROPOWER | LAPX-300 | 255 | 17 | 180 | 5 |  | Solar | FIXED | Roof
SRP08285 | ENPHASE ENERGY | M200-32-208-S01 | 215 | 17 |  |  | 0.965 | Solar Inverter |  | OUTDOOR
SRP08286 | BAODING YINGLI NEW ENERGY RESOURCES CO | YL175(156) | 250 | 15 | 180 | 15 |  | Solar | FIXED | Roof
SRP08286 | ENPHASE ENERGY | M200-32-240-S02 | 215 | 15 |  |  | 0.965 | Solar Inverter |  | OUTDOOR
SRP08287 | ASTROPOWER | LAPX-300 | 255 | 17 | 180 | 5 |  | Solar | FIXED | Roof
SRP08287 | ENPHASE ENERGY | M200-32-208-S01 | 215 | 17 |  |  | 0.965 | Solar Inverter |  | OUTDOOR
SRP08288 | ASTROPOWER | LAPX-300 | 255 | 25 | 180 | 5 |  | Solar | FIXED | Roof
SRP08288 | ENPHASE ENERGY | M200-32-208-S01 | 215 | 25 |  |  | 0.965 | Solar Inverter |  | OUTDOOR
SRP08289 | CANADIAN SOLAR | CS6P-230 | 250 | 17 | 180 | 15 |  | Solar | FIXED | Roof
SRP08289 | ENPHASE ENERGY | M200-32-240-S02 | 215 | 17 |  |  | 0.965 | Solar Inverter |  | OUTDOOR
SRP08290 | ASTROPOWER | LAPX-300 | 255 | 8 | 180 | 5 |  | Solar | FIXED | Roof
SRP08290 | ENPHASE ENERGY | M200-32-208-S01 | 215 | 8 |  |  | 0.965 | Solar Inverter |  | OUTDOOR
SRP08291 | ASTROPOWER | LAPX-300 | 255 | 8 | 180 | 5 |  | Solar | FIXED | Roof
SRP08291 | ENPHASE ENERGY | M200-32-208-S01 | 215 | 8 |  |  | 0.965 | Solar Inverter |  | OUTDOOR
SRP08293 | ASTROPOWER | AP-100 | 255 | 17 | 167 | 5 |  | Solar | FIXED | Roof
SRP08293 | ENPHASE ENERGY | M200-32-208-S01 | 215 | 17 |  |  | 0.965 | Solar Inverter |  | OUTDOOR
SRP08294 | ASTROPOWER | AP-100 | 255 | 8 | 180 | 5 |  | Solar | FIXED | Roof
SRP08294 | ENPHASE ENERGY | M200-32-208-S01 | 215 | 8 |  |  | 0.965 | Solar Inverter |  | OUTDOOR
SRP08295 | SUNTECH POWER | STP180S-24/AB-1 | 185 | 8 | 147.2 | 12 |  | Solar | FIXED | Roof
SRP08295 | SUNTECH POWER | STP180-24/AB-1 | 185 | 34 | 147.2 | 31 |  | Solar | FIXED | Roof
SRP08295 | PV POWERED | PVP2000 | 2000 | 1 |  |  | 0.92 | Solar Inverter |  | INDOOR
SRP08295 | PV POWERED | PVP3000 | 3000 | 1 |  |  | 0.935 | Solar Inverter |  | INDOOR
SRP08295 | PV POWERED | PVP3000 | 3000 | 1 |  |  | 0.935 | Solar Inverter |  | INDOOR
SRP08296 | SUNIVA | ART245-60-3-100 | 245 | 30 | 147 | 5 |  | Solar | FIXED | Roof
SRP08296 | ENPHASE ENERGY | M215-60-2LL-S2X | 215 | 30 |  |  | 0.96 | Solar Inverter |  | OUTDOOR
SRP08297 | SUNIVA | ART245-60-3-100 | 245 | 30 | 147 | 5 |  | Solar | FIXED | Roof
SRP08297 | ENPHASE ENERGY | M215-60-2LL-S2X | 215 | 30 |  |  | 0.96 | Solar Inverter |  | OUTDOOR
SRP08298 | SUNTECH POWER | STP190S-18/UB-1 | 190 | 44 | 240 | 15 |  | Solar | FIXED | Roof
SRP08298 | SMA AMERICA | SB7000US (277V) | 8000 | 1 |  |  | 0.965 | Solar Inverter |  | Outside
SRP08299 | SUNIVA | ART245-60-3-1B0 | 245 | 30 | 147 | 5 |  | Solar | FIXED | Roof
SRP08299 | ENPHASE ENERGY | M215-60-2LL-S2X | 215 | 30 |  |  | 0.96 | Solar Inverter |  | OUTDOOR
SRP08300 | CANADIAN SOLAR | CS6P-250P | 250 | 17 | 180 | 15 |  | Solar | FIXED | Roof
SRP08300 | ENPHASE ENERGY | M215-60-2LL-S2X | 215 | 17 |  |  | 0.96 | Solar Inverter |  | OUTDOOR
SRP08301 | SUNTECH POWER | STP210S-18/UB-1 | 240 | 36 | 140 | 30 |  | Solar | FIXED | Roof
SRP08301 | SUNTECH POWER | STP210S-18/UB-1 | 240 | 2 | 230 | 34 |  | Solar | FIXED | Roof
SRP08301 | ENPHASE ENERGY | M175-24-240-S02 | 215 | 38 |  |  | 0.96 | Solar Inverter |  | OUTDOOR
SRP08303 | SHARP | ND-224UC1 | 240 | 29 | 180 | 25 |  | Solar | FIXED | Roof
SRP08303 | SHARP | ND-216U2 | 215 | 29 |  |  | 0.96 | Solar Inverter |  | OUTDOOR
SRP08304 | CHANGZHOU TRINA SOLAR ENERGY CO | TSM-185D | 240 | 10 | 167 | 25 |  | Solar | FIXED | Roof
SRP08304 | CHANGZHOU TRINA SOLAR ENERGY CO | TSM-185D | 240 | 32 | 167 | 30 |  | Solar | FIXED | Roof
SRP08304 | PV POWERED | PVP2500 | 2500 | 1 |  |  | 0.945 | Solar Inverter |  | INDOOR
SRP08304 | PV POWERED | PVP3500 | 3500 | 2 |  |  | 0.955 | Solar Inverter |  | INDOOR
SRP08305 | CANADIAN SOLAR | CS6P-230 | 250 | 17 | 180 | 15 |  | Solar | FIXED | Roof
SRP08305 | ENPHASE ENERGY | M200-32-208-S01 | 215 | 17 |  |  | 0.965 | Solar Inverter |  | OUTDOOR
SRP08306 | CANADIAN SOLAR | CS6P-250P | 250 | 17 | 180 | 15 |  | Solar | FIXED | Roof
SRP08306 | ENPHASE ENERGY | M215-60-2LL-S2X | 215 | 17 |  |  | 0.96 | Solar Inverter |  | OUTDOOR
SRP08307 | SUNTECH POWER | STP190S-18/UB-1 | 190 | 41 | 120 | 25 |  | Solar | FIXED | Roof
SRP08307 | SUNTECH POWER | STP190S-18/UB-1 | 190 | 38 | 210 | 25 |  | Solar | FIXED | Roof
SRP08307 | PV POWERED | PVP2500 | 2500 | 2 |  |  | 0.945 | Solar Inverter |  | INDOOR
SRP08307 | PV POWERED | PVP4800 | 4800 | 2 |  |  | 0.96 | Solar Inverter |  | INDOOR
SRP08309 | SUNTECH POWER | STP210-18/UB-1 | 245 | 37 | 211 | 30 |  | Solar | FIXED | Roof
SRP08309 | POWER-ONE | PVI-3600-US (240V) | 4200 | 1 |  |  | 0.968 | Solar Inverter |  | Outside
SRP08309 | POWER-ONE | PVI-5000-OUTD-US (208 V) | 5000 | 1 |  |  | 0.97 | Solar Inverter |  | Outside
SRP08310 | SUNTECH POWER | STP190S-18/UB-1 | 190 | 34 | 205 | 32 |  | Solar | FIXED | Roof
SRP08310 | SMA AMERICA | SB3000US (208V) | 3000 | 1 |  |  | 0.935 | Solar Inverter |  | Inside
SRP08310 | SMA AMERICA | SB3000US (208V) | 3500 | 1 |  |  | 0.955 | Solar Inverter |  | INDOOR
SRP08311 | CHANGZHOU TRINA SOLAR ENERGY CO | TSM-185D | 240 | 20 | 152 | 32 |  | Solar | FIXED | Roof
SRP08311 | CHANGZHOU TRINA SOLAR ENERGY CO | TSM-185D | 240 | 16 | 242 | 32 |  | Solar | FIXED | Roof
SRP08311 | PV POWERED | PVP3500 | 3500 | 1 |  |  | 0.955 | Solar Inverter |  | INDOOR
SRP08311 | PV POWERED | PVP4800 | 4800 | 1 |  |  | 0.96 | Solar Inverter |  | INDOOR
SRP08313 | TRINA SOLAR | TSM-235PA05 | 235 | 18 | 145 | 22 |  | Solar | FIXED | Roof
SRP08313 | TRINA SOLAR | TSM-235PA05 | 235 | 12 | 235 | 23 |  | Solar | FIXED | Roof
SRP08313 | PV POWERED | PVP2500 | 2500 | 1 |  |  | 0.97 | Solar Inverter |  | Inside
SRP08313 | PV POWERED | PVP4800 | 4800 | 1 |  |  | 0.97 | Solar Inverter |  | INDOOR
SRP08314 | CHANGZHOU TRINA SOLAR ENERGY CO | TSM-185D | 240 | 44 | 176 | 30 |  | Solar | FIXED | Roof
SRP08314 | PV POWERED | PVP4800 | 4800 | 2 |  |  | 0.96 | Solar Inverter |  | INDOOR
SRP08315 | CONERGY AG | S 175MU | 240 | 8 | 155 | 12 |  | Solar | FIXED | Roof
SRP08315 | CONERGY AG | S 175MU | 240 | 6 | 245 | 12 |  | Solar | FIXED | Roof
SRP08315 | CONERGY AG | S 175MU | 240 | 8 | 155 | 40 |  | Solar | FIXED | Roof
SRP08315 | ENPHASE ENERGY | M200-32-240-S02 | 215 | 22 |  |  | 0.963 | Solar Inverter |  | OUTDOOR
SRP08316 | SUNPOWER | SPR-230-WHT-U | 240 | 16 | 105 | 20 |  | Solar | FIXED | Roof
SRP08316 | SUNPOWER | SPR-230-WHT-U | 240 | 12 | 286 | 20 |  | Solar | FIXED | Roof
SRP08316 | SUNPOWER CORP (ORIGINAL MFRSMA) | SPR-3000M (208V) | 3000 | 1 |  |  | 0.97 | Solar Inverter |  | INDOOR
SRP08316 | SUNPOWER CORP (ORIGINAL MFRSMA) | SPR-4000M (208V) | 4000 | 1 |  |  | 0.97 | Solar Inverter |  | INDOOR
SRP08317 | ET SOLAR INDUSTRY | ET-P672280 | 285 | 30 | 137 | 38 |  | Solar | FIXED | Roof
SRP08317 | FRONIUS USA |  | 7500 | 1 |  |  | 0.962 | Solar Inverter |  | OUTDOOR
SRP08318 | BAODING YINGLI NEW ENERGY RESOURCES CO | 110(17)P1447X663 | 235 | 28 | 230 | 30 |  | Solar | FIXED | Roof
SRP08318 | FRONIUS USA |  | 6000 | 1 |  |  | 0.955 | Solar Inverter |  | INDOOR
SRP08319 | KYOCERA SOLAR | KD210GX-L | 215 | 32 | 163 | 35 |  | Solar | FIXED | Roof
SRP08319 | FRONIUS USA | IG 4000 | 4000 | 2 |  |  | 0.94 | Solar Inverter |  | INDOOR
SRP08320 | CHANGZHOU TRINA SOLAR ENERGY CO | TSM-185D | 235 | 36 | 105.2 | 30 |  | Solar | FIXED | Roof
SRP08320 | SMA AMERICA | SB7000US (240V) | 7000 | 1 |  |  | 0.969 | Solar Inverter |  | OUTDOOR
SRP08321 | CANADIAN SOLAR | CS6P-230 | 250 | 104 | 198 | 5 |  | Solar | FIXED | Roof
SRP08321 | SMA AMERICA | SB7000US (277V) | 7000 | 3 |  |  | 0.97 | Solar Inverter |  | OUTDOOR
SRP08322 | SUNPOWER | SPR-225-BLK-U | 225 | 30 | 219 | 27 |  | Solar | FIXED | Roof
SRP08322 | SUNPOWER CORP (ORIGINAL MFRSMA) | SPR-6000M (240V) | 6000 | 1 |  |  | 0.96 | Solar Inverter |  | INDOOR
SRP08323 | SOLARWORLD | SW185MONO | 255 | 12 | 92 | 25 |  | Solar | FIXED | Roof
SRP08323 | SOLARWORLD | SW185MONO | 255 | 12 | 272 | 25 |  | Solar | FIXED | Roof
SRP08323 | SMA AMERICA | SB6000U (240V) | 6000 | 1 |  |  | 0.97 | Solar Inverter |  | Inside
SRP08324 | UNKNOWN | UNKNOWN | 255 | 30 | 117 | 25 |  | Solar | FIXED | Roof
SRP08324 | FRONIUS USA |  | 7500 | 1 |  |  | 0.95 | Solar Inverter |  | OUTDOOR
SRP08325 | SOLYNDRA | SL-002-182U | 200 | 296 | 180 | 0 |  | Solar | FIXED | Roof
SRP08325 | SOLYNDRA | SL-002-182U | 200 | 492 | 0 | 7 |  | Solar | FIXED | Roof
SRP08325 | SOLYNDRA | SL-002-182U | 200 | 144 | 180 | 7 |  | Solar | FIXED | Roof
SRP08325 | SOLYNDRA | SL-002-182U | 200 | 172 | 270 | 7 |  | Solar | FIXED | Roof
SRP08325 | PV POWERED | PVP75KW-480 | 75000 | 1 |  |  | 0.955 | Solar Inverter |  | Inside
SRP08325 | PV POWERED | PVP100KW-480 | 100000 | 1 |  |  | 0.96 | Solar Inverter |  | Inside
SRP08326 | ET SOLAR INDUSTRY | ET-P672280 | 285 | 22 | 175 | 20 |  | Solar | FIXED | Roof
SRP08326 | SMA AMERICA | SB6000US (208V) | 6000 | 1 |  |  | 0.97 | Solar Inverter |  | INDOOR
SRP08328 | SHARP | ND-208UC1 | 240 | 15 | 167 | 42 |  | Solar | FIXED | Roof
SRP08328 | SATCON TECHNOLOGY | AE-225-60-PV-A | 215 | 15 |  |  | 0.96 | Solar Inverter |  | OUTDOOR
SRP08329 | SOLARWORLD | SW185MONO | 235 | 336 | 180 | 23 |  | Solar | FIXED | Ground
SRP08329 | SMA AMERICA | SB7000US (240V) | 8000 | 8 |  |  | 0.96 | Solar Inverter |  | OUTDOOR
SRP08330 | BAODING YINGLI NEW ENERGY RESOURCES CO | YL175(156) | 235 | 10 | 254 | 30 |  | Solar | FIXED | Roof
SRP08330 | SOLECTRIA RENEWABLES | PVI 3000 (208V) | 3300 | 1 |  |  | 0.975 | Solar Inverter |  | OUTDOOR
SRP08331 | CHANGZHOU TRINA SOLAR ENERGY CO | TSM-185D | 240 | 30 | 207 | 28 |  | Solar | FIXED | Roof
SRP08331 | SMA AMERICA | SB3000US (208V) | 2500 | 1 |  |  | 0.96 | Solar Inverter |  | Outside
SRP08331 | SMA AMERICA | SB4000US (240V) | 4000 | 1 |  |  | 0.968 | Solar Inverter |  | OUTDOOR
SRP08332 | CHANGZHOU TRINA SOLAR ENERGY CO | TSM-185D | 230 | 14 | 132 | 22 |  | Solar | FIXED | Roof
SRP08332 | CHANGZHOU TRINA SOLAR ENERGY CO | TSM-185D | 230 | 12 | 222 | 22 |  | Solar | FIXED | Roof
SRP08332 | SMA AMERICA | SB1100U | 2500 | 1 |  |  | 0.96 | Solar Inverter |  | OUTDOOR
SRP08332 | SMA AMERICA | SB3000US (208V) | 3000 | 1 |  |  | 0.96 | Solar Inverter |  | OUTDOOR
SRP08337 | UNKNOWN | UNKNOWN | 240 | 120 | 202 | 10 |  | Solar | FIXED | Roof
SRP08337 | ADVANCED ENERGY INDUSTRIES | 3159000-104 | 35000 | 1 |  |  | 0.96 | Solar Inverter |  | OUTDOOR
SRP08338 | SUNTECH POWER | STP190-18/UB-1 | 190 | 42 | 188.8 | 25 |  | Solar | FIXED | Roof
SRP08338 | PV POWERED | PVP3500 | 3500 | 2 |  |  | 0.955 | Solar Inverter |  | INDOOR
SRP08339 | CHANGZHOU TRINA SOLAR ENERGY CO | TSM-185D | 240 | 20 | 217 | 15 |  | Solar | FIXED | Roof
SRP08339 | PV POWERED | PVP4800 | 4800 | 1 |  |  | 0.96 | Solar Inverter |  | INDOOR
SRP08340 | CHANGZHOU TRINA SOLAR ENERGY CO | TSM-185D | 240 | 18 | 212 | 20 |  | Solar | FIXED | Roof
SRP08340 | PV POWERED | PVP4800 | 4800 | 1 |  |  | 0.96 | Solar Inverter |  | INDOOR
SRP08341 | SUNTECH POWER | STP170S-24/AB-1 | 190 | 58 | 136.8 | 20 |  | Solar | FIXED | Roof
SRP08341 | SMA AMERICA | SB4000US (240V) | 4000 | 1 |  |  | 0.96 | Solar Inverter |  | INDOOR
SRP08341 | SMA AMERICA | SB7000US (240V) | 7000 | 1 |  |  | 0.97 | Solar Inverter |  | INDOOR
SRP08342 | CHANGZHOU TRINA SOLAR ENERGY CO | TSM-185D | 240 | 22 | 108 | 35 |  | Solar | FIXED | Roof
SRP08342 | PV POWERED | PVP4800 | 4800 | 1 |  |  | 0.96 | Solar Inverter |  | INDOOR
SRP08344 | MATRIX SOLAR/PHOTOWATT | PW1650-175 | 245 | 18 | 178 | 28 |  | Solar | FIXED | Roof
SRP08344 | MATRIX SOLAR/PHOTOWATT | PW1650-175 | 245 | 12 | 268 | 44 |  | Solar | FIXED | Roof
SRP08344 | POWER-ONE | PVI-3000-I-OUTD-US-F (240V) | 3000 | 1 |  |  | 0.968 | Solar Inverter |  | OUTDOOR
SRP08344 | POWER-ONE | PVI-3600-OUTD-US-F (240V) | 4200 | 1 |  |  | 0.968 | Solar Inverter |  | OUTDOOR
SRP08345 | SOLAR POWER (SPI) | SP170FM22 | 235 | 22 | 247 | 33 |  | Solar | FIXED | Roof
SRP08345 | SOLAR POWER (SPI) | SP170FM22 | 235 | 4 | 157 | 34 |  | Solar | FIXED | Roof
SRP08345 | SOLAR POWER (SPI) | SP205FP12 | 235 | 33 | 247 | 34 |  | Solar | FIXED | Roof
SRP08345 | ENPHASE ENERGY | M200-32-240-S02 | 215 | 4 |  |  | 0.963 | Solar Inverter |  | OUTDOOR
SRP08345 | ENPHASE ENERGY | M200-32-240-S02 | 215 | 22 |  |  | 0.963 | Solar Inverter |  | OUTDOOR
SRP08345 | ENPHASE ENERGY | M200-32-240-S02 | 215 | 33 |  |  | 0.963 | Solar Inverter |  | OUTDOOR
SRP08347 | ET SOLAR INDUSTRY | ET-A-P672285B | 285 | 14 | 179 | 33 |  | Solar | FIXED | Roof
SRP08347 | FRONIUS USA | IG 4000 NEG | 4000 | 1 |  |  | 0.952 | Solar Inverter |  | OUTDOOR
SRP08349 | SUNPOWER | SPR-230-WHT-U | 240 | 64 | 159 | 30 |  | Solar | FIXED | Roof
SRP08349 | SUNPOWER CORP (ORIGINAL MFRSMA) | SPR-7000M (240V) | 7000 | 2 |  |  | 0.97 | Solar Inverter |  | Outside
SRP08351 | SUNTECH POWER | STP190S-18/UB-1 | 190 | 50 | 232.2 | 20 |  | Solar | FIXED | Roof
SRP08351 | SMA AMERICA | SB4000US (208V) | 4000 | 1 |  |  | 0.96 | Solar Inverter |  | Outside
SRP08351 | SMA AMERICA | SB5000US | 5000 | 1 |  |  | 0.96 | Solar Inverter |  | Outside
SRP08353 | CHANGZHOU TRINA SOLAR ENERGY CO | TSM-185D | 240 | 30 | 177 | 24 |  | Solar | FIXED | Roof
SRP08353 | SMA AMERICA | SB7000US (240V) | 7000 | 1 |  |  | 0.97 | Solar Inverter |  | INDOOR
SRP08355 | SUNTECH POWER | STP190-18/UB-1 | 190 | 46 | 182 | 35 |  | Solar | FIXED | Roof
SRP08355 | PV POWERED | PVP3500 | 3500 | 1 |  |  | 0.955 | Solar Inverter |  | INDOOR
SRP08355 | PV POWERED | PVP4800 | 4800 | 1 |  |  | 0.96 | Solar Inverter |  | INDOOR
SRP08356 | SUNTECH POWER | STP190-18/UB-1 | 190 | 62 | 194 | 33 |  | Solar | FIXED | Roof
SRP08356 | SMA AMERICA | SB6000U (240V) | 6000 | 2 |  |  | 0.97 | Solar Inverter |  | Outside
SRP08357 | CHANGZHOU TRINA SOLAR ENERGY CO | TSM-185D | 240 | 36 | 235.3 | 30 |  | Solar | FIXED | Roof
SRP08357 | CHANGZHOU TRINA SOLAR ENERGY CO | TSM-185D | 240 | 16 | 145.3 | 35 |  | Solar | FIXED | Roof
SRP08357 | PV POWERED | PVP3500 | 3500 | 1 |  |  | 0.955 | Solar Inverter |  | INDOOR
SRP08357 | SMA AMERICA | SB7000US (277V) | 8000 | 1 |  |  | 0.965 | Solar Inverter |  | INDOOR
SRP08359 | CANADIAN SOLAR | CS6P-230 | 240 | 624 | 219 | 11 |  | Solar | FIXED | Roof
SRP08359 | PV POWERED | PVP30KW-208 | 35000 | 1 |  |  | 0.96 | Solar Inverter |  | Outside
SRP08359 | PV POWERED | PVP100KW-208 | 100000 | 1 |  |  | 0.96 | Solar Inverter |  | Outside
SRP08360 | CHANGZHOU TRINA SOLAR ENERGY CO | TSM-185D | 240 | 52 | 217 | 5 |  | Solar | FIXED | Roof
SRP08360 | SMA AMERICA | SB4000US (240V) | 4000 | 1 |  |  | 0.96 | Solar Inverter |  | Outside
SRP08360 | SMA AMERICA | SB5000US | 5000 | 2 |  |  | 0.96 | Solar Inverter |  | Outside
SRP08361 | SUNPOWER | SPR-230-WHT-U | 230 | 12 | 165 | 11 |  | Solar | FIXED | Roof
SRP08361 | SUNPOWER | SPR-230-WHT-U | 230 | 12 | 165 | 23 |  | Solar | FIXED | Roof
SRP08361 | ADVANCED ENERGY INDUSTRIES | 3159000-104 | 6000 | 1 |  |  | 0.96 | Solar Inverter |  | Outside
SRP08363 | CHANGZHOU TRINA SOLAR ENERGY CO | TSM-185D | 240 | 325 | 176 | 5 |  | Solar | FIXED | Roof
SRP08363 | PV POWERED | PVP75KW-480 | 75000 | 1 |  |  | 0.96 | Solar Inverter |  | Inside
SRP08366 | SUNPOWER | SPR-315E-WHT-U | 320 | 104 | 180 | 35 |  | Solar | FIXED | Ground
SRP08366 | SUNPOWER CORP (ORIGINAL MFRSMA) | SPR-5000M (208V) | 5000 | 1 |  |  | 0.965 | Solar Inverter |  | Outside
SRP08366 | SUNPOWER CORP (ORIGINAL MFRSMA) | SPR-5000M (277V) | 5000 | 2 |  |  | 0.965 | Solar Inverter |  | OUTDOOR
SRP08366 | SUNPOWER CORP (ORIGINAL MFRSMA) | SPR-7000M (208V) | 8000 | 1 |  |  | 0.968 | Solar Inverter |  | OUTDOOR
SRP08366 | SUNPOWER CORP (ORIGINAL MFRSMA) | SPR-7000M (277V) | 8000 | 1 |  |  | 0.968 | Solar Inverter |  | OUTDOOR
SRP08367 | CHANGZHOU TRINA SOLAR ENERGY CO | TSM-185D | 240 | 156 | 166 | 5 |  | Solar | FIXED | Roof
SRP08367 | PV POWERED | PVP30KW-LV-480 | 35000 | 1 |  |  | 0.98 | Solar Inverter |  | INDOOR
SRP08368 | MC SOLAR | BP970B | 240 | 183 | 195 | 5 |  | Solar | FIXED | Roof
SRP08368 | ENPHASE ENERGY | M200-32-208-S01 | 215 | 183 |  |  | 0.96 | Solar Inverter |  | OUTDOOR
SRP08369 | SUNPOWER | SPR-230NE-BLK-D | 230 | 44 | 206 | 31 |  | Solar | FIXED | Roof
SRP08369 | SUNPOWER CORP (ORIGINAL MFRSMA) | SPR-3000M (208V) | 3000 | 1 |  |  | 0.965 | Solar Inverter |  | INDOOR
SRP08369 | SUNPOWER CORP (ORIGINAL MFRSMA) | SPR-6000M (208V) | 6000 | 1 |  |  | 0.97 | Solar Inverter |  | INDOOR
SRP08370 | SUNPOWER | SPR-230-WHT-U | 240 | 38 | 225 | 26 |  | Solar | FIXED | Roof
SRP08370 | SUNPOWER CORP (ORIGINAL MFRSMA) | SPR-4000M (240V) | 4000 | 1 |  |  | 0.968 | Solar Inverter |  | Outside
SRP08370 | SUNPOWER CORP (ORIGINAL MFRSMA) | SPR-5000M (240V) | 5000 | 1 |  |  | 0.968 | Solar Inverter |  | Outside
SRP08372 | MATRIX SOLAR/PHOTOWATT | PW1250-115 | 240 | 370 | 179 | 5 |  | Solar | FIXED | Roof
SRP08372 | ENPHASE ENERGY | M200-32-208-S01 | 215 | 370 |  |  | 0.96 | Solar Inverter |  | OUTDOOR
SRP08374 | SUNTECH POWER | STP210S-18/UB-1 | 245 | 10 | 212 | 12 |  | Solar | FIXED | Roof
SRP08374 | SUNTECH POWER | STP210S-18/UB-1 | 245 | 17 | 122 | 25 |  | Solar | FIXED | Roof
SRP08374 | SUNTECH POWER | STP210S-18/UB-1 | 245 | 10 | 212 | 25 |  | Solar | FIXED | Roof
SRP08374 | ENPHASE ENERGY | M200-32-240-S01 | 215 | 37 |  |  | 0.97 | Solar Inverter |  | Outside
SRP08375 | MATRIX SOLAR/PHOTOWATT | PW1650-175 | 240 | 712 | 224 | 5 |  | Solar | FIXED | Roof
SRP08375 | ENPHASE ENERGY | M200-32-208-S01 | 215 | 712 |  |  | 0.96 | Solar Inverter |  | OUTDOOR
SRP08376 | SUNTECH POWER | STP190S-18/UB-1 | 190 | 30 | 136 | 23 |  | Solar | FIXED | Roof
SRP08376 | KACO | BLUEPLANET 5002 WITH X OR XI (208V) | 5000 | 1 |  |  | 0.955 | Solar Inverter |  | OUTDOOR
SRP08377 | ASTROPOWER | AP-100 | 280 | 1078 | 185 | 5 |  | Solar | FIXED | Roof
SRP08377 | ADVANCED ENERGY INDUSTRIES | 3159000-110 | 260000 | 1 |  |  | 0.97 | Solar Inverter |  | OUTDOOR
SRP08379 | ASTROPOWER | LAP-425 | 280 | 1089 | 176 | 5 |  | Solar | FIXED | Roof
SRP08379 | ADVANCED ENERGY INDUSTRIES | 3159000-104 | 260000 | 1 |  |  | 0.97 | Solar Inverter |  | OUTDOOR
SRP08381 | SUNTECH POWER | STP190-18/UB-1 | 190 | 18 | 96 | 21 |  | Solar | FIXED | Roof
SRP08381 | SUNTECH POWER | STP190-18/UB-1 | 190 | 10 | 276 | 21 |  | Solar | FIXED | Roof
SRP08381 | SUNTECH POWER | STP190-18/UB-1 | 190 | 6 | 186 | 36 |  | Solar | FIXED | Roof
SRP08381 | POWER-ONE | PVI-3000-I-OUTD-US | 3000 | 1 |  |  | 0.96 | Solar Inverter |  | OUTDOOR
SRP08381 | POWER-ONE | PVI-3000-I-OUTD-US (208V) | 3000 | 1 |  |  | 0.96 | Solar Inverter |  | OUTDOOR
SRP08383 | ASTROPOWER | AP-100 | 285 | 440 | 182 | 5 |  | Solar | FIXED | Roof
SRP08383 | ADVANCED ENERGY INDUSTRIES | 3159000-110 | 100000 | 1 |  |  | 0.97 | Solar Inverter |  | OUTDOOR
SRP08384 | ASTROPOWER | AP-100 | 280 | 1034 | 176 | 5 |  | Solar | FIXED | Roof
SRP08384 | ADVANCED ENERGY INDUSTRIES | 3159000-104 | 260000 | 1 |  |  | 0.97 | Solar Inverter |  | OUTDOOR
SRP08386 | SUNTECH POWER | STP190S-18/UB-1 | 190 | 18 | 125 | 27 |  | Solar | FIXED | Roof
SRP08386 | SUNTECH POWER | STP190S-18/UB-1 | 190 | 14 | 215 | 27 |  | Solar | FIXED | Roof
SRP08386 | POWER-ONE | PVI-6000-OUTD-US (240 V) | 6000 | 1 |  |  | 0.965 | Solar Inverter |  | Outside
SRP08388 | CANADIAN SOLAR | CS6P-230 | 240 | 9 | 168 | 22 |  | Solar | FIXED | Roof
SRP08388 | CANADIAN SOLAR | CS6P-230 | 240 | 49 | 168 | 40 |  | Solar | FIXED | Roof
SRP08388 | ENPHASE ENERGY | M200-32-240-S02 | 215 | 58 |  |  | 0.963 | Solar Inverter |  | Outside
SRP08389 | NINGBO SOLAR ELECTRIC POWER | TDB125X125-72-P 175W | 230 | 30 | 124 | 35 |  | Solar | FIXED | Roof
SRP08389 | POWER-ONE | PVI-6000-OUTD-US (208 V) | 6000 | 1 |  |  | 0.97 | Solar Inverter |  | OUTDOOR
SRP08390 | CONERGY AG | S 175MU | 235 | 39 | 183 | 40 |  | Solar | FIXED | Roof
SRP08390 | SMA AMERICA | SB7000US (208V) | 8000 | 1 |  |  | 0.95 | Solar Inverter |  | OUTDOOR
SRP08392 | MATRIX SOLAR/PHOTOWATT | PW1000-95 | 240 | 16 | 111 | 19 |  | Solar | FIXED | Roof
SRP08392 | MATRIX SOLAR/PHOTOWATT | PW750-70 | 240 | 25 | 202 | 45 |  | Solar | FIXED | Roof
SRP08392 | ENPHASE ENERGY | M175-24-240-S01 | 215 | 16 |  |  | 0.963 | Solar Inverter |  | OUTDOOR
SRP08392 | ENPHASE ENERGY | M200-32-240-S01 | 215 | 25 |  |  | 0.963 | Solar Inverter |  | OUTDOOR
SRP08393 | SUNTECH POWER | STP210-18/UB-1 | 245 | 29 | 221 | 35 |  | Solar | FIXED | Roof
SRP08393 | SUNTECH POWER | STP210S-18/UB-1 | 245 | 7 | 131 | 42 |  | Solar | FIXED | Roof
SRP08393 | POWER-ONE | PVI-3600-OUTD-US-F (240V) | 3600 | 1 |  |  | 0.97 | Solar Inverter |  | INDOOR
SRP08393 | POWER-ONE | PVI-5000-OUTD-US (240 V) | 5000 | 1 |  |  | 0.97 | Solar Inverter |  | INDOOR
SRP08394 | CHANGZHOU TRINA SOLAR ENERGY CO | TSM-185D | 230 | 39 | 169 | 27 |  | Solar | FIXED | Roof
SRP08394 | SMA AMERICA | SB7000US (277V) | 8000 | 1 |  |  | 0.963 | Solar Inverter |  | OUTDOOR
SRP08396 | SOLAR POWER (SPI) | SP205FP12 | 235 | 13 | 153 | 38 |  | Solar | FIXED | Roof
SRP08396 | SOLAR POWER (SPI) | SP205FP12 | 235 | 1 | 243 | 38 |  | Solar | FIXED | Roof
SRP08396 | ENPHASE ENERGY | M200-32-240-S02 | 215 | 14 |  |  | 0.963 | Solar Inverter |  | OUTDOOR
SRP08398 | SUNTECH POWER | STP210S-18/UB-1 | 245 | 25 | 173 | 24 |  | Solar | FIXED | Roof
SRP08398 | POWER-ONE | PVI-6000-OUTD-US (208 V) | 6000 | 1 |  |  | 0.97 | Solar Inverter |  | Outside
SRP08399 | CANADIAN SOLAR | CS5P-240 | 250 | 40 | 112 | 37 |  | Solar | FIXED | Roof
SRP08399 | FRONIUS USA |  | 10000 | 1 |  |  | 0.96 | Solar Inverter |  | INDOOR
SRP08400 | CHANGZHOU TRINA SOLAR ENERGY CO | TSM-185D | 235 | 29 | 126 | 12 |  | Solar | FIXED | Roof
SRP08400 | CHANGZHOU TRINA SOLAR ENERGY CO | TSM-185D | 235 | 4 | 216 | 12 |  | Solar | FIXED | Roof
SRP08400 | CHANGZHOU TRINA SOLAR ENERGY CO | TSM-185D | 235 | 6 | 216 | 18 |  | Solar | FIXED | Roof
SRP08400 | ENPHASE ENERGY | M200-32-208-S02 | 215 | 39 |  |  | 0.96 | Solar Inverter |  | OUTDOOR
SRP08401 | CHANGZHOU TRINA SOLAR ENERGY CO | TSM-185D | 235 | 18 | 208 | 19 |  | Solar | FIXED | Roof
SRP08401 | SMA AMERICA | SB4000US (240V) | 4000 | 1 |  |  | 0.968 | Solar Inverter |  | OUTDOOR
SRP08402 | CHANGZHOU TRINA SOLAR ENERGY CO | TSM-185D | 240 | 30 | 105 | 34 |  | Solar | FIXED | Roof
SRP08402 | ENPHASE ENERGY | M200-32-240-S02 | 215 | 30 |  |  | 0.96 | Solar Inverter |  | Outside
SRP08403 | CHANGZHOU TRINA SOLAR ENERGY CO | TSM-185D | 240 | 26 | 211 | 21 |  | Solar | FIXED | Roof
SRP08403 | SMA AMERICA | SB6000U (208V) | 6000 | 1 |  |  | 0.968 | Solar Inverter |  | OUTDOOR
SRP08405 | CEEG (SHANGHAI) SOLAR SCIENCE AND TECHNOLOGY CO | SST 190-72M | 230 | 40 | 113 | 10 |  | Solar | FIXED | Roof
SRP08405 | CEEG (SHANGHAI) SOLAR SCIENCE AND TECHNOLOGY CO | SST 190-72M | 240 | 44 | 113 | 10 |  | Solar | FIXED | Roof
SRP08405 | POWER-ONE | PVI-CENTRAL-100-US (208 V) | 10000 | 2 |  |  | 0.97 | Solar Inverter |  | OUTDOOR
SRP08406 | KYOCERA SOLAR | KD210GX-LP | 245 | 52 | 165 | 29 |  | Solar | FIXED | Roof
SRP08406 | ENPHASE ENERGY | M200-32-240-S02 | 215 | 52 |  |  | 0.97 | Solar Inverter |  | OUTDOOR
SRP08407 | MATRIX SOLAR/PHOTOWATT | PW1000-100 | 230 | 50 | 113 | 10 |  | Solar | FIXED | Roof
SRP08407 | UNKNOWN | UNKNOWN | 240 | 115 | 113 | 10 |  | Solar | FIXED | Roof
SRP08407 | UNKNOWN | UNKNOWN | 240 | 40 | 203 | 10 |  | Solar | FIXED | Roof
SRP08407 | FRONIUS USA |  | 10000 | 4 |  |  | 0.97 | Solar Inverter |  | OUTDOOR
SRP08408 | KYOCERA SOLAR | KD210GX-LP | 245 | 18 | 119 | 36 |  | Solar | FIXED | Roof
SRP08408 | KYOCERA SOLAR | KD210GX-LP | 245 | 22 | 209 | 36 |  | Solar | FIXED | Roof
SRP08408 | KYOCERA SOLAR | KD210GX-LP | 245 | 10 | 119 | 37 |  | Solar | FIXED | Roof
SRP08408 | ENPHASE ENERGY | M200-32-240-S02 | 215 | 50 |  |  | 0.97 | Solar Inverter |  | OUTDOOR
SRP08409 | SANYO ELECTRIC | HIP-205BA5 | 220 | 8 | 270 | 22 |  | Solar | FIXED | Roof
SRP08409 | SANYO ELECTRIC | HIP-205BA5 | 220 | 14 | 90 | 23 |  | Solar | FIXED | Roof
SRP08409 | ENPHASE ENERGY | M200-32-240-S02 | 210 | 22 |  |  | 0.96 | Solar Inverter |  | OUTDOOR
SRP08410 | UNKNOWN | UNKNOWN | 255 | 22 | 157 | 10 |  | Solar | FIXED | Roof
SRP08410 | UNKNOWN | UNKNOWN | 255 | 21 | 157 | 45 |  | Solar | FIXED | Roof
SRP08410 | FRONIUS USA | IG 5100 | 5100 | 2 |  |  | 0.952 | Solar Inverter |  | OUTDOOR
SRP08411 | BAODING YINGLI NEW ENERGY RESOURCES CO | YL175(156) | 230 | 30 | 200 | 36 |  | Solar | FIXED | Roof
SRP08411 | ENPHASE ENERGY | M200-32-240-S02 | 215 | 30 |  |  | 0.97 | Solar Inverter |  | OUTDOOR
SRP08412 | CHANGZHOU TRINA SOLAR ENERGY CO | TSM-185D | 240 | 36 | 129 | 30 |  | Solar | FIXED | Roof
SRP08412 | SMA AMERICA | SB7000US (277V) | 8000 | 1 |  |  | 0.963 | Solar Inverter |  | OUTDOOR
SRP08413 | KYOCERA SOLAR | KD210GX-LP | 245 | 49 | 181 | 36 |  | Solar | FIXED | Roof
SRP08413 | ENPHASE ENERGY | M200-32-240-S02 | 215 | 49 |  |  | 0.97 | Solar Inverter |  | OUTDOOR
SRP08414 | SUNPOWER | SPR-315E-WHT-U | 320 | 48 | 180 | 35 |  | Solar | FIXED | Ground
SRP08414 | SUNPOWER CORP (ORIGINAL MFRSMA) | SPR-7000M (240V) | 7000 | 2 |  |  | 0.97 | Solar Inverter |  | OUTDOOR
SRP08415 | SANYO ELECTRIC | HIP-205BA5 | 220 | 42 | 135 | 39 |  | Solar | FIXED | Roof
SRP08415 | SANYO ELECTRIC | HIP-205BA19 | 220 | 23 | 225 | 40 |  | Solar | FIXED | Roof
SRP08415 | ENPHASE ENERGY | M200-32-240-S02 | 210 | 65 |  |  | 0.96 | Solar Inverter |  | OUTDOOR
SRP08416 | SUNTECH POWER | STP190-18/UB-1 | 190 | 44 | 200.1 | 35 |  | Solar | FIXED | Roof
SRP08416 | SMA AMERICA | SB7000US (240V) | 8000 | 1 |  |  | 0.965 | Solar Inverter |  | INDOOR
SRP08417 | KYOCERA SOLAR | KD210GX-LP | 245 | 22 | 177 | 24 |  | Solar | FIXED | Roof
SRP08417 | KYOCERA SOLAR | KC175GT | 245 | 16 | 267 | 28 |  | Solar | FIXED | Roof
SRP08417 | ENPHASE ENERGY | M200-32-240-S02 | 215 | 38 |  |  | 0.96 | Solar Inverter |  | OUTDOOR
SRP08418 | SUNTECH POWER | STP190-18/UB-1 | 190 | 55 | 269.6 | 30 |  | Solar | FIXED | Roof
SRP08418 | PV POWERED | PVP4800 | 4800 | 2 |  |  | 0.96 | Solar Inverter |  | INDOOR
SRP08419 | MATRIX SOLAR/PHOTOWATT | PW1650-175 | 245 | 22 | 176 | 17 |  | Solar | FIXED | Roof
SRP08419 | FRONIUS USA |  | 5000 | 1 |  |  | 0.952 | Solar Inverter |  | OUTDOOR
SRP08420 | SUNTECH POWER | STP190S-18/UB-1 | 185 | 36 | 122.4 | 25 |  | Solar | FIXED | Roof
SRP08420 | PV POWERED | PVP3000 | 3000 | 1 |  |  | 0.935 | Solar Inverter |  | INDOOR
SRP08420 | PV POWERED | PVP3000 | 3000 | 1 |  |  | 0.935 | Solar Inverter |  | INDOOR
SRP08421 | SHARP | NT-S5E1U | 240 | 221 | 217 | 2 |  | Solar | FIXED | Roof
SRP08421 | SHARP | NT-188U1 | 240 | 143 | 217 | 10 |  | Solar | FIXED | Roof
SRP08421 | SATCON TECHNOLOGY | PVS-75 (208 V) | 75000 | 1 |  |  | 0.96 | Solar Inverter |  | OUTDOOR
SRP08422 | CHANGZHOU TRINA SOLAR ENERGY CO | TSM-185D | 230 | 26 | 211.5 | 23 |  | Solar | FIXED | Roof
SRP08422 | SMA AMERICA | SB5000US (240V) | 5000 | 1 |  |  | 0.968 | Solar Inverter |  | OUTDOOR
SRP08423 | SHARP | NT-188U1 | 240 | 148 | 150 | 2 |  | Solar | FIXED | Roof
SRP08423 | SHARP | NT-188U1 | 240 | 440 | 150 | 10 |  | Solar | FIXED | Roof
SRP08423 | SATCON TECHNOLOGY | PVS-75 (208 V) | 75000 | 2 |  |  | 0.96 | Solar Inverter |  | OUTDOOR
SRP08424 | ASTROPOWER | LAPX-300 | 280 | 231 | 149 | 5 |  | Solar | FIXED | Roof
SRP08424 | ASTROPOWER | LAPX-300 | 285 | 770 | 149 | 5 |  | Solar | FIXED | Roof
SRP08424 | SATCON TECHNOLOGY | PVS-250 (208 V) | 250000 | 1 |  |  | 0.96 | Solar Inverter |  | OUTDOOR
SRP08425 | SHARP | ND-224UC1 | 240 | 112 | 137 | 11 |  | Solar | FIXED | Roof
SRP08425 | SHARP | ND-220U1F | 240 | 112 | 200 | 11 |  | Solar | FIXED | Roof
SRP08425 | SATCON TECHNOLOGY | PVS-50 (208 V) | 50000 | 1 |  |  | 0.97 | Solar Inverter |  | OUTDOOR
SRP08426 | CHANGZHOU TRINA SOLAR ENERGY CO | TSM-185D | 230 | 24 | 211 | 19 |  | Solar | FIXED | Roof
SRP08426 | SMA AMERICA | SB5000US (240V) | 5000 | 1 |  |  | 0.968 | Solar Inverter |  | OUTDOOR
SRP08427 | SUNTECH POWER | STP190-18/UB-1 | 190 | 39 | 153.1 | 25 |  | Solar | FIXED | Roof
SRP08427 | PV POWERED | PVP3500 | 3500 | 2 |  |  | 0.955 | Solar Inverter |  | Outside
SRP08429 | CANADIAN SOLAR | CS6P-230 | 235 | 31 | 213 | 22 |  | Solar | FIXED | Roof
SRP08429 | ENPHASE ENERGY | M200-32-208-S01 | 215 | 31 |  |  | 0.95 | Solar Inverter |  | OUTDOOR
SRP08430 | SUNPOWER | SPR-225-BLK-U | 225 | 50 | 190 | 20 |  | Solar | FIXED | Roof
SRP08430 | SUNPOWER CORP (ORIGINAL MFRFRONIUS) | SPR 12000F (208V) | 11400 | 1 |  |  | 0.96 | Solar Inverter |  | INDOOR
SRP08431 | CHANGZHOU TRINA SOLAR ENERGY CO | TSM-185D | 235 | 33 | 259 | 30 |  | Solar | FIXED | Roof
SRP08431 | SMA AMERICA | SB7000US (240V) | 7000 | 1 |  |  | 0.971 | Solar Inverter |  | OUTDOOR
SRP08432 | BAODING YINGLI NEW ENERGY RESOURCES CO | YL175(156) | 235 | 20 | 217 | 21 |  | Solar | FIXED | Roof
SRP08432 | POWER-ONE | PVI-5000-OUTD-US (208 V) | 4200 | 1 |  |  | 0.96 | Solar Inverter |  | OUTDOOR
SRP08434 | CHANGZHOU TRINA SOLAR ENERGY CO | TSM-185D | 240 | 40 | 129.3 | 25 |  | Solar | FIXED | Roof
SRP08434 | SMA AMERICA | SB5000US (240V) | 5000 | 2 |  |  | 0.96 | Solar Inverter |  | Outside
SRP08435 | ASTROPOWER | AP-100 | 280 | 418 | 185 | 5 |  | Solar | FIXED | Roof
SRP08435 | ADVANCED ENERGY INDUSTRIES | 3159000-104 | 100000 | 1 |  |  | 0.96 | Solar Inverter |  | OUTDOOR
SRP08437 | SUNTECH POWER | STP190S-18/UB-1 | 190 | 9 | 148 | 25 |  | Solar | FIXED | Roof
SRP08437 | SUNTECH POWER | STP190-18/UB-1 | 190 | 27 | 238 | 35 |  | Solar | FIXED | Roof
SRP08437 | SMA AMERICA | SB3000US (208V) | 3000 | 1 |  |  | 0.96 | Solar Inverter |  | Inside
SRP08437 | SMA AMERICA | SB5000US | 5000 | 1 |  |  | 0.96 | Solar Inverter |  | INDOOR
SRP08438 | SUNTECH POWER | STP180-24/AB-1 | 185 | 56 | 119 | 30 |  | Solar | FIXED | Roof
SRP08438 | PV POWERED | PVP4800 | 4800 | 2 |  |  | 0.96 | Solar Inverter |  | Outside
SRP08439 | SUNTECH POWER | STP190-18/UB-1 | 190 | 32 | 189 | 15 |  | Solar | FIXED | Roof
SRP08439 | SUNTECH POWER | STP190S-18/UB-1 | 190 | 16 | 113.9 | 20 |  | Solar | FIXED | Roof
SRP08439 | SMA AMERICA | SB3000US (240V) | 3000 | 1 |  |  | 0.96 | Solar Inverter |  | Outside
SRP08439 | SMA AMERICA | SB6000U (240V) | 6000 | 1 |  |  | 0.97 | Solar Inverter |  | Outside
SRP08440 | CHANGZHOU TRINA SOLAR ENERGY CO | TSM-185D | 240 | 20 | 140 | 30 |  | Solar | FIXED | Roof
SRP08440 | PV POWERED | PVP4800 | 4800 | 1 |  |  | 0.96 | Solar Inverter |  | INDOOR
SRP08441 | SUNTECH POWER | STP190-18/UB-1 | 190 | 20 | 196.1 | 25 |  | Solar | FIXED | Roof
SRP08441 | SMA AMERICA | SB4000US (240V) | 4000 | 1 |  |  | 0.96 | Solar Inverter |  | OUTDOOR
SRP08442 | SUNTECH POWER | STP190-18/UB-1 | 190 | 27 | 202 | 46 |  | Solar | FIXED | Roof
SRP08442 | PV POWERED | PVP4800 | 4800 | 1 |  |  | 0.96 | Solar Inverter |  | INDOOR
SRP08443 | BP SOLAR | SX3195S | 195 | 18 | 135 | 20 |  | Solar | FIXED | Roof
SRP08443 | BP SOLAR | SX3195S | 195 | 42 | 229 | 20 |  | Solar | FIXED | Roof
SRP08443 | FRONIUS USA | IG 4000 | 4000 | 3 |  |  | 0.95 | Solar Inverter |  | Outside
SRP08444 | MC SOLAR | BP970B | 240 | 28 | 190 | 36 |  | Solar | FIXED | Roof
SRP08444 | ENPHASE ENERGY | M200-32-208-S01 | 215 | 28 |  |  | 0.963 | Solar Inverter |  | OUTDOOR
SRP08446 | CHANGZHOU TRINA SOLAR ENERGY CO | TSM-185D | 240 | 28 | 184 | 25 |  | Solar | FIXED | Roof
SRP08446 | ENPHASE ENERGY | M200-32-240-S02 | 215 | 28 |  |  | 0.97 | Solar Inverter |  | OUTDOOR
SRP08447 | CHANGZHOU TRINA SOLAR ENERGY CO | TSM-185D | 240 | 26 | 211 | 35 |  | Solar | FIXED | Roof
SRP08447 | SMA AMERICA | SB6000US (208V) | 6000 | 1 |  |  | 0.97 | Solar Inverter |  | INDOOR
SRP08448 | KYOCERA SOLAR | KC200GT | 245 | 18 | 153 | 40 |  | Solar | FIXED | Roof
SRP08448 | ENPHASE ENERGY | M200-32-208-S01 | 215 | 18 |  |  | 0.96 | Solar Inverter |  | OUTDOOR
SRP08449 | CHANGZHOU TRINA SOLAR ENERGY CO | TSM-185D | 240 | 9 | 193 | 25 |  | Solar | FIXED | Roof
SRP08449 | CHANGZHOU TRINA SOLAR ENERGY CO | TSM-185D | 240 | 16 | 103 | 35 |  | Solar | FIXED | Roof
SRP08449 | CHANGZHOU TRINA SOLAR ENERGY CO | TSM-185D | 240 | 7 | 193 | 50 |  | Solar | FIXED | Roof
SRP08449 | PV POWERED | PVP2000 | 2000 | 2 |  |  | 0.92 | Solar Inverter |  | INDOOR
SRP08449 | PV POWERED | PVP3500 | 3500 | 1 |  |  | 0.955 | Solar Inverter |  | INDOOR
SRP08452 | CHANGZHOU TRINA SOLAR ENERGY CO | TSM-185D | 240 | 41 | 116.4 | 30 |  | Solar | FIXED | Roof
SRP08452 | SMA AMERICA | SB3000US (208V) | 3000 | 1 |  |  | 0.96 | Solar Inverter |  | INDOOR
SRP08452 | SMA AMERICA | SB7000US (208V) | 7000 | 1 |  |  | 0.97 | Solar Inverter |  | INDOOR
SRP08453 | SOLARWORLD | SW185MONO | 245 | 24934 | 160 | 0 |  | Solar | 1AXIS | Ground
SRP08453 | SMA AMERICA | SWR2500U (240V) | 250000 | 1 |  |  | 0.98 | Solar Inverter |  | OUTDOOR
SRP08453 | SMA AMERICA | SWR2500U-SBD (240V) | 500000 | 10 |  |  | 0.99 | Solar Inverter |  | OUTDOOR
SRP08454 | KYOCERA SOLAR | KD210GX-LP | 215 | 29 | 177 | 20 |  | Solar | FIXED | Roof
SRP08454 | SOLECTRIA RENEWABLES | PVI 5300-P (240V) | 6000 | 1 |  |  | 0.975 | Solar Inverter |  | INDOOR
SRP08455 | SUNTECH POWER | STP190-18/UB-1 | 190 | 22 | 171 | 40 |  | Solar | FIXED | Roof
SRP08455 | SMA AMERICA | SB4000US (208V) | 4000 | 1 |  |  | 0.96 | Solar Inverter |  | INDOOR
SRP08457 | SUNTECH POWER | STP190-18/UB-1 | 190 | 34 | 157 | 20 |  | Solar | FIXED | Roof
SRP08457 | SUNTECH POWER | STP190S-18/UB-1 | 190 | 26 | 247 | 20 |  | Solar | FIXED | Roof
SRP08457 | PV POWERED | PVP2500 | 2500 | 2 |  |  | 0.945 | Solar Inverter |  | Outside
SRP08457 | PV POWERED | PVP3000 | 3000 | 1 |  |  | 0.935 | Solar Inverter |  | Outside
SRP08457 | PV POWERED | PVP3500 | 3500 | 1 |  |  | 0.955 | Solar Inverter |  | Outside
SRP08458 | CHANGZHOU TRINA SOLAR ENERGY CO | TSM-185D | 240 | 14 | 90 | 25 |  | Solar | FIXED | Roof
SRP08458 | CHANGZHOU TRINA SOLAR ENERGY CO | TSM-185D | 240 | 28 | 180 | 30 |  | Solar | FIXED | Roof
SRP08458 | PV POWERED | PVP3000 | 3000 | 3 |  |  | 0.935 | Solar Inverter |  | INDOOR
SRP08459 | CHANGZHOU TRINA SOLAR ENERGY CO | TSM-185D | 240 | 27 | 203.1 | 25 |  | Solar | FIXED | Roof
SRP08459 | PV POWERED | PVP2500 | 2500 | 1 |  |  | 0.945 | Solar Inverter |  | Outside
SRP08459 | PV POWERED | PVP3500 | 3500 | 1 |  |  | 0.955 | Solar Inverter |  | Outside
SRP08460 | BAODING YINGLI NEW ENERGY RESOURCES CO | YL175(156) | 235 | 44 | 183 | 30 |  | Solar | FIXED | Roof
SRP08460 | FRONIUS USA |  | 10000 | 1 |  |  | 0.95 | Solar Inverter |  | INDOOR
SRP08461 | UNITED SOLAR OVONIC | ASR-120 | 230 | 96 | 140 | 30 |  | Solar | FIXED | Ground
SRP08461 | SMA AMERICA | SB5000US (208V) | 5000 | 1 |  |  | 0.965 | Solar Inverter |  | OUTDOOR
SRP08461 | SMA AMERICA | SB7000US (208V) | 7000 | 2 |  |  | 0.965 | Solar Inverter |  | OUTDOOR
SRP08462 | MATRIX SOLAR/PHOTOWATT | PW1000-100 | 240 | 17 | 139 | 24 |  | Solar | FIXED | Roof
SRP08462 | MATRIX SOLAR/PHOTOWATT | PW1000-100 | 240 | 10 | 229 | 24 |  | Solar | FIXED | Roof
SRP08462 | ENPHASE ENERGY | M200-32-240-S02 | 215 | 10 |  |  | 0.963 | Solar Inverter |  | OUTDOOR
SRP08462 | ENPHASE ENERGY | M200-32-240-S02 | 215 | 17 |  |  | 0.963 | Solar Inverter |  | OUTDOOR
SRP08463 | SOLARWORLD | SW185MONO | 235 | 22 | 167 | 10 |  | Solar | FIXED | Roof
SRP08463 | SOLARWORLD | SW185MONO | 235 | 6 | 167 | 11 |  | Solar | FIXED | Roof
SRP08463 | SOLARWORLD | SW185MONO | 235 | 52 | 167 | 40 |  | Solar | FIXED | Roof
SRP08463 | ENPHASE ENERGY | M200-32-240-S02 | 215 | 10 |  |  | 0.963 | Solar Inverter |  | Outside
SRP08463 | ENPHASE ENERGY | M200-32-240-S02 | 215 | 10 |  |  | 0.963 | Solar Inverter |  | Outside
SRP08463 | ENPHASE ENERGY | M200-32-240-S02 | 215 | 60 |  |  | 0.963 | Solar Inverter |  | Outside
SRP08467 | MATRIX SOLAR/PHOTOWATT | PW1000-100 | 240 | 24 | 250 | 26 |  | Solar | FIXED | Roof
SRP08467 | ENPHASE ENERGY | M200-32-240-S02 | 215 | 24 |  |  | 0.963 | Solar Inverter |  | OUTDOOR
SRP08468 | CANADIAN SOLAR | CS6P-230 | 235 | 36 | 236 | 35 |  | Solar | FIXED | Roof
SRP08468 | FRONIUS USA |  | 7500 | 1 |  |  | 0.962 | Solar Inverter |  | Outside
SRP08473 | CHANGZHOU TRINA SOLAR ENERGY CO | TSM-185D | 240 | 11 | 266.4 | 40 |  | Solar | FIXED | Roof
SRP08473 | PV POWERED | PVP2500 | 2500 | 1 |  |  | 0.945 | Solar Inverter |  | Outside
SRP08474 | SUNTECH POWER | STP190-18/UB-1 | 190 | 35 | 241 | 33 |  | Solar | FIXED | Roof
SRP08474 | PV POWERED | PVP2500 | 2500 | 1 |  |  | 0.945 | Solar Inverter |  | INDOOR
SRP08474 | PV POWERED | PVP3500 | 3500 | 1 |  |  | 0.955 | Solar Inverter |  | INDOOR
SRP08475 | CHANGZHOU TRINA SOLAR ENERGY CO | TSM-185D | 240 | 36 | 229.5 | 30 |  | Solar | FIXED | Roof
SRP08475 | SMA AMERICA | SB7000US (277V) | 8000 | 1 |  |  | 0.965 | Solar Inverter |  | INDOOR
SRP08477 | SUNTECH POWER | STP190-18/UB-1 | 190 | 46 | 151 | 20 |  | Solar | FIXED | Roof
SRP08477 | PV POWERED | PVP3500 | 3500 | 1 |  |  | 0.955 | Solar Inverter |  | Inside
SRP08477 | PV POWERED | PVP4800 | 4800 | 1 |  |  | 0.96 | Solar Inverter |  | INDOOR
SRP08478 | SUNPOWER | SPR-315E-WHT-U | 320 | 16 | 173 | 15 |  | Solar | FIXED | Roof
SRP08478 | SUNPOWER CORP (ORIGINAL MFRSMA) | SPR-5000M (208V) | 5000 | 1 |  |  | 0.968 | Solar Inverter |  | INDOOR
SRP08480 | SUNTECH POWER | STP190-18/UB-1 | 190 | 57 | 116 | 20 |  | Solar | FIXED | Roof
SRP08480 | SMA AMERICA | SB5000US | 5000 | 1 |  |  | 0.96 | Solar Inverter |  | INDOOR
SRP08480 | SMA AMERICA | SB6000U (208V) | 6000 | 1 |  |  | 0.97 | Solar Inverter |  | INDOOR
SRP08481 | SUNTECH POWER | STP190-18/UB-1 | 190 | 55 | 195 | 30 |  | Solar | FIXED | Roof
SRP08481 | PV POWERED | PVP4800 | 4800 | 2 |  |  | 0.96 | Solar Inverter |  | OUTDOOR
SRP08482 | SUNPOWER | SPR-225-BLK-U | 225 | 18 | 203 | 33 |  | Solar | FIXED | Roof
SRP08482 | SUNPOWER CORP (ORIGINAL MFRSMA) | SPR-4000M (208V) | 4000 | 1 |  |  | 0.96 | Solar Inverter |  | INDOOR
SRP08483 | UNKNOWN | UNKNOWN | 250 | 572 | 217 | 10 |  | Solar | FIXED | Roof
SRP08483 | ADVANCED ENERGY INDUSTRIES | 3159000-104 | 50000 | 1 |  |  | 0.972 | Solar Inverter |  | Inside
SRP08483 | ADVANCED ENERGY INDUSTRIES | 3159000-104 | 75000 | 1 |  |  | 0.955 | Solar Inverter |  | Inside
SRP08484 | CHANGZHOU TRINA SOLAR ENERGY CO | TSM-185D | 240 | 28 | 189.1 | 35 |  | Solar | FIXED | Roof
SRP08484 | PV POWERED | PVP3000 | 3000 | 2 |  |  | 0.935 | Solar Inverter |  | INDOOR
SRP08485 | SUNTECH POWER | STP210S-18/UB-1 | 280 | 616 | 189 | 10 |  | Solar | FIXED | Roof
SRP08485 | PV POWERED | PVP30KW-208 | 35000 | 1 |  |  | 0.97 | Solar Inverter |  | OUTDOOR
SRP08485 | PV POWERED | PVP100KW-208 | 100000 | 1 |  |  | 0.97 | Solar Inverter |  | OUTDOOR
SRP08486 | CHANGZHOU TRINA SOLAR ENERGY CO | TSM-185D | 235 | 26 | 231 | 23 |  | Solar | FIXED | Roof
SRP08486 | ENPHASE ENERGY | M200-32-208-S01 | 215 | 26 |  |  | 0.963 | Solar Inverter |  | OUTDOOR
SRP08487 | SUNTECH POWER | STP210S-18/UB-1 | 280 | 1430 | 217.5 | 10 |  | Solar | FIXED | Roof
SRP08487 | PV POWERED | PVP30KW-208 | 35000 | 1 |  |  | 0.96 | Solar Inverter |  | OUTDOOR
SRP08487 | PV POWERED | PVP75KW-208 | 75000 | 1 |  |  | 0.96 | Solar Inverter |  | OUTDOOR
SRP08487 | PV POWERED | PVP100KW-208 | 100000 | 2 |  |  | 0.96 | Solar Inverter |  | OUTDOOR
SRP08488 | CANADIAN SOLAR | CS6P-230 | 235 | 8 | 125 | 31 |  | Solar | FIXED | Roof
SRP08488 | CANADIAN SOLAR | CS6P-230 | 235 | 7 | 217 | 37 |  | Solar | FIXED | Roof
SRP08488 | ENPHASE ENERGY | M200-32-208-S01 | 190 | 7 |  |  | 0.95 | Solar Inverter |  | OUTDOOR
SRP08488 | ENPHASE ENERGY | M200-32-208-S01 | 190 | 8 |  |  | 0.95 | Solar Inverter |  | OUTDOOR
SRP08489 | SHARP | ND-U240Q2 | 240 | 728 | 307 | 5 |  | Solar | FIXED | Roof
SRP08489 | SHARP | ND-U240Q2 | 240 | 1170 | 217 | 10 |  | Solar | FIXED | Roof
SRP08489 | PV POWERED | PVP50KW-480 | 50000 | 1 |  |  | 0.972 | Solar Inverter |  | OUTDOOR
SRP08489 | PV POWERED | PVP75KW-480 | 75000 | 2 |  |  | 0.955 | Solar Inverter |  | OUTDOOR
SRP08489 | PV POWERED | PVP100KW-208 | 100000 | 1 |  |  | 0.96 | Solar Inverter |  | OUTDOOR
SRP08490 | CANADIAN SOLAR | CS6P-230 | 235 | 24 | 36 | 8 |  | Solar | FIXED | Roof
SRP08490 | CANADIAN SOLAR | CS6P-230 | 235 | 11 | 216 | 34 |  | Solar | FIXED | Roof
SRP08490 | ENPHASE ENERGY | M200-32-208-S01 | 190 | 35 |  |  | 0.96 | Solar Inverter |  | OUTDOOR
SRP08492 | CANADIAN SOLAR | CS6P-230 | 235 | 17 | 216 | 25 |  | Solar | FIXED | Roof
SRP08492 | ENPHASE ENERGY | M200-32-208-S01 | 215 | 17 |  |  | 0.96 | Solar Inverter |  | OUTDOOR
SRP08493 | SHARP | ND-224UC1 | 235 | 12 | 265 | 30 |  | Solar | FIXED | Roof
SRP08493 | SMA AMERICA | SB4000US (208V) | 4000 | 1 |  |  | 0.96 | Solar Inverter |  | INDOOR
SRP08496 | CANADIAN SOLAR | CS6P-230 | 235 | 27 | 128 | 27 |  | Solar | FIXED | Roof
SRP08496 | ENPHASE ENERGY | M200-32-208-S01 | 190 | 27 |  |  | 0.95 | Solar Inverter |  | OUTDOOR
SRP08498 | MATRIX SOLAR/PHOTOWATT | PW1650-175 | 240 | 28 | 250 | 22 |  | Solar | FIXED | Roof
SRP08498 | SOLECTRIA RENEWABLES | PVI 3000-P (208V) | 3000 | 1 |  |  | 0.965 | Solar Inverter |  | Outside
SRP08498 | SOLECTRIA RENEWABLES | PVI 4000 (208V) | 4000 | 1 |  |  | 0.965 | Solar Inverter |  | Outside
SRP08499 | CANADIAN SOLAR | CS6P-230 | 235 | 15 | 219 | 39 |  | Solar | FIXED | Roof
SRP08499 | ENPHASE ENERGY | M200-32-208-S01 | 190 | 15 |  |  | 0.95 | Solar Inverter |  | OUTDOOR
SRP08500 | CANADIAN SOLAR | CS6P-230 | 235 | 33 | 214 | 32 |  | Solar | FIXED | Roof
SRP08500 | ENPHASE ENERGY | M200-32-208-S01 | 215 | 33 |  |  | 0.95 | Solar Inverter |  | OUTDOOR
SRP08501 | CANADIAN SOLAR | CS6P-230 | 235 | 11 | 217 | 28 |  | Solar | FIXED | Roof
SRP08501 | ENPHASE ENERGY | M200-32-208-S01 | 190 | 11 |  |  | 0.95 | Solar Inverter |  | OUTDOOR
SRP08502 | SOLARWORLD | SW185MONO | 235 | 700 | 180 | 23 |  | Solar | FIXED | Ground
SRP08502 | SATCON TECHNOLOGY | PVS-135 (240 V) | 135000 | 1 |  |  | 0.96 | Solar Inverter |  | OUTDOOR
SRP08503 | SUNTECH POWER | STP210S-18/UB-1 | 280 | 660 | 189 | 10 |  | Solar | FIXED | Roof
SRP08503 | PV POWERED | PVP30KW-208 | 50000 | 1 |  |  | 0.96 | Solar Inverter |  | OUTDOOR
SRP08503 | PV POWERED | PVP100KW-208 | 100000 | 1 |  |  | 0.96 | Solar Inverter |  | OUTDOOR
SRP08504 | CANADIAN SOLAR | CS6P-230 | 235 | 16 | 204 | 31 |  | Solar | FIXED | Roof
SRP08504 | ENPHASE ENERGY | M200-32-208-S01 | 190 | 16 |  |  | 0.955 | Solar Inverter |  | OUTDOOR
SRP08505 | SUNTECH POWER | STP210S-18/UB-1 | 280 | 1221 | 194 | 10 |  | Solar | FIXED | Roof
SRP08505 | PV POWERED | PVP100KW-208 | 260000 | 1 |  |  | 0.97 | Solar Inverter |  | OUTDOOR
SRP08506 | CHANGZHOU TRINA SOLAR ENERGY CO | TSM-185D | 240 | 24 | 136 | 35 |  | Solar | FIXED | Roof
SRP08506 | CHANGZHOU TRINA SOLAR ENERGY CO | TSM-185D | 240 | 24 | 226 | 35 |  | Solar | FIXED | Roof
SRP08506 | PV POWERED | PVP4800 | 4800 | 2 |  |  | 0.96 | Solar Inverter |  | INDOOR
SRP08507 | CONERGY AG | S 175MU | 235 | 26 | 234 | 38 |  | Solar | FIXED | Roof
SRP08507 | SMA AMERICA | SB6000US (240V) | 6000 | 1 |  |  | 0.95 | Solar Inverter |  | OUTDOOR
SRP08509 | CHANGZHOU TRINA SOLAR ENERGY CO | TSM-185D | 240 | 8 | 240 | 17 |  | Solar | FIXED | Roof
SRP08509 | CHANGZHOU TRINA SOLAR ENERGY CO | TSM-185D | 240 | 16 | 240 | 20 |  | Solar | FIXED | Roof
SRP08509 | POWER-ONE | PVI-5000-OUTD-US (208 V) | 5000 | 1 |  |  | 0.96 | Solar Inverter |  | OUTDOOR
SRP08510 | CANADIAN SOLAR | CS6P-230 | 235 | 6 | 216 | 15 |  | Solar | FIXED | Roof
SRP08510 | CANADIAN SOLAR | CS6P-230 | 235 | 18 | 216 | 24 |  | Solar | FIXED | Roof
SRP08510 | ENPHASE ENERGY | M200-32-208-S01 | 190 | 6 |  |  | 0.95 | Solar Inverter |  | OUTDOOR
SRP08510 | ENPHASE ENERGY | M200-32-208-S01 | 190 | 18 |  |  | 0.95 | Solar Inverter |  | OUTDOOR
SRP08511 | SUNTECH POWER | STP190S-18/UB-1 | 190 | 9 | 219 | 42 |  | Solar | FIXED | Roof
SRP08511 | KACO | 1501XI | 1500 | 1 |  |  | 0.955 | Solar Inverter |  | OUTDOOR
SRP08512 | CANADIAN SOLAR | CS6P-230 | 235 | 24 | 198 | 36 |  | Solar | FIXED | Roof
SRP08512 | ENPHASE ENERGY | M200-32-208-S01 | 215 | 24 |  |  | 0.95 | Solar Inverter |  | OUTDOOR
SRP08513 | SILIKEN MANUFACTURING USA | SLK60P6L 233 WP | 245 | 56 | 180 | 30 |  | Solar | FIXED | Ground
SRP08513 | ENPHASE ENERGY | M175-24-208-S01 | 215 | 56 |  |  | 0.97 | Solar Inverter |  | OUTDOOR
SRP08514 | CANADIAN SOLAR | CS6P-230 | 235 | 2 | 105 | 33 |  | Solar | FIXED | Roof
SRP08514 | CANADIAN SOLAR | CS6P-230 | 235 | 2 | 285 | 33 |  | Solar | FIXED | Roof
SRP08514 | CANADIAN SOLAR | CS6P-230 | 235 | 9 | 195 | 36 |  | Solar | FIXED | Roof
SRP08514 | ENPHASE ENERGY | M200-32-208-S01 | 190 | 2 |  |  | 0.95 | Solar Inverter |  | OUTDOOR
SRP08514 | ENPHASE ENERGY | M200-32-208-S01 | 190 | 2 |  |  | 0.95 | Solar Inverter |  | OUTDOOR
SRP08514 | ENPHASE ENERGY | M200-32-208-S01 | 190 | 9 |  |  | 0.95 | Solar Inverter |  | OUTDOOR
SRP08515 | CHANGZHOU TRINA SOLAR ENERGY CO | TSM-185D | 240 | 33 | 198 | 15 |  | Solar | FIXED | Roof
SRP08515 | SMA AMERICA | SB7000US (240V) | 7000 | 1 |  |  | 0.96 | Solar Inverter |  | OUTDOOR
SRP08516 | CANADIAN SOLAR | CS6P-230 | 235 | 20 | 192 | 30 |  | Solar | FIXED | Roof
SRP08516 | ENPHASE ENERGY | M200-32-208-S01 | 215 | 20 |  |  | 0.96 | Solar Inverter |  | OUTDOOR
SRP08517 | ISOFOTON | I-150 S /12 | 245 | 9 | 181 | 31 |  | Solar | FIXED | Roof
SRP08517 | KACO | 2901XI | 2500 | 1 |  |  | 0.955 | Solar Inverter |  | OUTDOOR
SRP08518 | ET SOLAR INDUSTRY | ET-P672280 | 285 | 22 | 173 | 40 |  | Solar | FIXED | Roof
SRP08518 | ET SOLAR INDUSTRY | ET-P672280 | 285 | 7 | 263 | 40 |  | Solar | FIXED | Roof
SRP08518 | FRONIUS USA | IG 2000 | 2000 | 1 |  |  | 0.952 | Solar Inverter |  | INDOOR
SRP08518 | SMA AMERICA | SB6000U (240V) | 6000 | 1 |  |  | 0.97 | Solar Inverter |  | INDOOR
SRP08521 | SCHUCO USA |  | 190 | 12 | 175 | 40 |  | Solar | FIXED | Ground
SRP08521 | KACO | 1501XI | 1 | 1 |  |  | 0.97 | Solar Inverter |  | OUTDOOR
SRP08522 | SUNTECH POWER | STP210S-18/UB-1 | 275 | 2024 | 158 | 10 |  | Solar | FIXED | Roof
SRP08522 | PV POWERED | PVP100KW-208 | 100000 | 2 |  |  | 0.97 | Solar Inverter |  | OUTDOOR
SRP08522 | PV POWERED | PVP100KW-208 | 260000 | 1 |  |  | 0.97 | Solar Inverter |  | OUTDOOR
SRP08523 | MATRIX SOLAR/PHOTOWATT | PW1250-115 | 240 | 9 | 159 | 25 |  | Solar | FIXED | Roof
SRP08523 | ENPHASE ENERGY | M200-32-208-S01 | 215 | 9 |  |  | 0.963 | Solar Inverter |  | Outside
SRP08524 | BAODING YINGLI NEW ENERGY RESOURCES CO | 110(17)P1447X663 | 235 | 16 | 142 | 35 |  | Solar | FIXED | Roof
SRP08524 | BAODING YINGLI NEW ENERGY RESOURCES CO | 110(17)P1447X663 | 235 | 10 | 231 | 35 |  | Solar | FIXED | Roof
SRP08524 | POWER-ONE | PVI-3000-I-OUTD-US-F (240V) | 3000 | 1 |  |  | 0.96 | Solar Inverter |  | OUTDOOR
SRP08524 | POWER-ONE | PVI-3600-OUTD-US-F (240V) | 3600 | 1 |  |  | 0.96 | Solar Inverter |  | OUTDOOR
SRP08525 | SUNTECH POWER | STP210S-18/UB-1 | 280 | 3663 | 180 | 10 |  | Solar | FIXED | Roof
SRP08525 | PV POWERED | PVP100KW-208 | 260000 | 3 |  |  | 0.97 | Solar Inverter |  | OUTDOOR
SRP08526 | SUNTECH POWER | STP210S-18/UB-1 | 275 | 3399 | 158 | 10 |  | Solar | FIXED | Roof
SRP08526 | PV POWERED | PVP100KW-208 | 780000 | 1 |  |  | 0.97 | Solar Inverter |  | OUTDOOR
SRP08527 | BP SOLAR | SX3190S | 195 | 22 | 180 | 27 |  | Solar | FIXED | Roof
SRP08527 | FRONIUS USA | IG 4000 NEG | 4000 | 1 |  |  | 0.95 | Solar Inverter |  | OUTDOOR
SRP08528 | SUNPOWER | SPR-315E-WHT-U | 327 | 1284 | 88 | 2 |  | Solar | FIXED | Ground
SRP08528 | SUNPOWER | SPR-315E-WHT-U | 327 | 1284 | 268 | 2 |  | Solar | FIXED | Ground
SRP08528 | SMA AMERICA | SC250U (480V) | 250000 | 1 |  |  | 0.97 | Solar Inverter |  | OUTDOOR
SRP08528 | SMA AMERICA | SC250U (480V) | 500000 | 1 |  |  | 0.97 | Solar Inverter |  | OUTDOOR
SRP08529 | SUNPOWER | SPR-315E-WHT-U | 327 | 384 | 358 | 1 |  | Solar | FIXED | Ground
SRP08529 | SUNPOWER | SPR-315E-WHT-U | 327 | 2292 | 90 | 2 |  | Solar | FIXED | Ground
SRP08529 | SUNPOWER | SPR-315E-WHT-U | 327 | 1996 | 268 | 2 |  | Solar | FIXED | Roof
SRP08529 | SUNPOWER | SPR-315E-WHT-U | 327 | 384 | 178 | 12 |  | Solar | FIXED | Ground
SRP08529 | SMA AMERICA | SB5000US | 500000 | 3 |  |  | 0.97 | Solar Inverter |  | OUTDOOR
SRP08530 | CANADIAN SOLAR | CS6P-230 | 235 | 36 | 143 | 37 |  | Solar | FIXED | Roof
SRP08530 | ENPHASE ENERGY | M175-24-240-S01 | 215 | 36 |  |  | 0.963 | Solar Inverter |  | OUTDOOR
SRP08531 | SUNTECH POWER | STP210S-18/UB-1 | 240 | 19 | 104 | 34 |  | Solar | FIXED | Roof
SRP08531 | ENPHASE ENERGY | M175-24-208-S | 215 | 19 |  |  | 0.963 | Solar Inverter |  | OUTDOOR
SRP08533 | SUNPOWER | SPR-230-WHT-U | 240 | 54 | 200 | 20 |  | Solar | FIXED | Roof
SRP08533 | SUNPOWER CORP (ORIGINAL MFRSMA) | SPR-6000M (240V) | 6000 | 1 |  |  | 0.97 | Solar Inverter |  | INDOOR
SRP08533 | SUNPOWER CORP (ORIGINAL MFRSMA) | SPR-7000M (240V) | 7000 | 1 |  |  | 0.97 | Solar Inverter |  | INDOOR
SRP08534 | MATRIX SOLAR/PHOTOWATT | PW1650-175 | 240 | 40 | 194 | 27 |  | Solar | FIXED | Ground
SRP08534 | ENPHASE ENERGY | M200-32-240-S02 | 215 | 40 |  |  | 0.963 | Solar Inverter |  | OUTDOOR
SRP08538 | UNITED SOLAR OVONIC | ASR-120 | 280 | 187 | 221 | 6 |  | Solar | FIXED | Roof
SRP08538 | UNITED SOLAR OVONIC | ASR-120 | 280 | 77 | 169 | 21 |  | Solar | FIXED | Roof
SRP08538 | SOLECTRIA RENEWABLES | PVI82KW-480 | 83000 | 1 |  |  | 0.96 | Solar Inverter |  | Outside
SRP08539 | CHANGZHOU TRINA SOLAR ENERGY CO | TSM-185D | 235 | 24 | 169 | 19 |  | Solar | FIXED | Roof
SRP08539 | SMA AMERICA | SB5000US (208V) | 5000 | 1 |  |  | 0.968 | Solar Inverter |  | OUTDOOR
SRP08541 | CANADIAN SOLAR | CS6P-230 | 230 | 15 | 225 | 26.6 |  | Solar | FIXED | Roof
SRP08541 | ENPHASE ENERGY | M200-32-208-S01 | 215 | 15 |  |  | 0.965 | Solar Inverter |  | OUTDOOR
SRP08542 | SUNTECH POWER | STP210S-18/UB-1 | 270 | 66 | 180 | 40 |  | Solar | 2AXIS | Ground
SRP08542 | SMA AMERICA | SB7000US (240V) | 7000 | 2 |  |  | 0.97 | Solar Inverter |  | Outside
SRP08543 | CHANGZHOU TRINA SOLAR ENERGY CO | TSM-185D | 235 | 22 | 180 | 19 |  | Solar | FIXED | Roof
SRP08543 | SMA AMERICA | SB5000US (208V) | 5000 | 1 |  |  | 0.97 | Solar Inverter |  | Outside
SRP08544 | CANADIAN SOLAR | CS6P-230 | 235 | 14 | 126 | 20 |  | Solar | FIXED | Roof
SRP08544 | CANADIAN SOLAR | CS6P-230 | 235 | 9 | 216 | 22 |  | Solar | FIXED | Roof
SRP08544 | ENPHASE ENERGY | M175-24-240-S01 | 215 | 23 |  |  | 0.96 | Solar Inverter |  | OUTDOOR
SRP08545 | SUNPOWER | SPR-230-WHT-U | 240 | 32 | 145 | 25 |  | Solar | FIXED | Ground
SRP08545 | SUNPOWER CORP (ORIGINAL MFRSMA) | SPR-7000M (240V) | 7000 | 1 |  |  | 0.97 | Solar Inverter |  | OUTDOOR
SRP08547 | CHANGZHOU TRINA SOLAR ENERGY CO | TSM-185D | 235 | 33 | 219 | 21 |  | Solar | FIXED | Roof
SRP08547 | SMA AMERICA | SB7000US (208V) | 7000 | 1 |  |  | 0.969 | Solar Inverter |  | OUTDOOR
SRP08548 | LG ELECTRONICS SOLAR CELL DIVISION | LG240M1C-G2 | 240 | 611 | 191 | 10 |  | Solar | FIXED | Roof
SRP08548 | ADVANCED ENERGY INDUSTRIES | AE 35TX-208 | 35000 | 1 |  |  | 0.966 | Solar Inverter |  | Outside
SRP08548 | ADVANCED ENERGY INDUSTRIES | AE 100TX-208 | 100000 | 1 |  |  | 0.955 | Solar Inverter |  | OUTDOOR
SRP08549 | SANYO ELECTRIC | HIP-205BA5 | 220 | 42 | 223 | 5 |  | Solar | FIXED | Roof
SRP08549 | SUNPOWER CORP (ORIGINAL MFRSMA) | SPR-4000M (208V) | 4000 | 1 |  |  | 0.97 | Solar Inverter |  | Inside
SRP08549 | SMA AMERICA | SB6000US (240V) | 6000 | 1 |  |  | 0.97 | Solar Inverter |  | INDOOR
SRP08550 | CANADIAN SOLAR | CS6P-230 | 290 | 180 | 192 | 10 |  | Solar | FIXED | Roof
SRP08550 | PV POWERED | PVP75KW-208 | 50000 | 1 |  |  | 0.971 | Solar Inverter |  | INDOOR
SRP08551 | SUNTECH POWER | STP190-18/UB-1 | 190 | 32 | 182 | 22 |  | Solar | FIXED | Roof
SRP08551 | SMA AMERICA | SB3000US (208V) | 3000 | 2 |  |  | 0.968 | Solar Inverter |  | INDOOR
SRP08552 | SUNPOWER | SPR-240E-WHT-D | 240 | 36 | 274 | 33.7 |  | Solar | FIXED | Roof
SRP08552 | SUNPOWER CORP (ORIGINAL MFRSMA) | SPR-7000M (240V) | 7680 | 1 |  |  | 0.96 | Solar Inverter |  | INDOOR
SRP08553 | ISOFOTON | I-100/12 | 245 | 117 | 196 | 10 |  | Solar | FIXED | Roof
SRP08553 | SMA AMERICA | SB7000US (208V) | 8000 | 3 |  |  | 0.955 | Solar Inverter |  | OUTDOOR
SRP08555 | SUNPOWER | PL-SY-HIP-200CA8 | 240 | 26 | 267 | 40 |  | Solar | FIXED | Roof
SRP08555 | SUNPOWER CORP (ORIGINAL MFRSMA) | SPR-3000M (208V) | 3000 | 2 |  |  | 0.97 | Solar Inverter |  | INDOOR
SRP08557 | KYOCERA SOLAR | KD210GX-LP | 210 | 26 | 245 | 21 |  | Solar | FIXED | Roof
SRP08557 | POWER-ONE | PVI-3000-I-OUTD-US-F (208V) | 4600 | 1 |  |  | 0.964 | Solar Inverter |  | Outside
SRP08558 | SUNTECH POWER | STP180S-24/ADB+ | 180 | 18 | 191 | 30 |  | Solar | FIXED | Roof
SRP08558 | SMA AMERICA | SB3000US (240V) | 3000 | 1 |  |  | 0.965 | Solar Inverter |  | OUTDOOR
SRP08559 | ISOFOTON | I-165 | 245 | 13 | 196 | 10 |  | Solar | FIXED | Roof
SRP08559 | ISOFOTON | I-165 | 245 | 26 | 107 | 30 |  | Solar | FIXED | Roof
SRP08559 | ISOFOTON | I-165 | 245 | 26 | 196 | 30 |  | Solar | FIXED | Roof
SRP08559 | SMA AMERICA | SB4000US (208V) | 4000 | 1 |  |  | 0.955 | Solar Inverter |  | OUTDOOR
SRP08559 | SMA AMERICA | SB6000US (208V) | 6000 | 2 |  |  | 0.955 | Solar Inverter |  | OUTDOOR
SRP08560 | ISOFOTON | I-100/12 | 245 | 611 | 167 | 10 |  | Solar | FIXED | Roof
SRP08560 | SATCON TECHNOLOGY | PVS-135 (240 V) | 135000 | 1 |  |  | 0.955 | Solar Inverter |  | OUTDOOR
SRP08561 | SUNTECH POWER | STP170-24/AB-1 | 280 | 28 | 144 | 18 |  | Solar | FIXED | Roof
SRP08561 | SMA AMERICA | SB1100U-SBD | 2000 | 1 |  |  | 0.973 | Solar Inverter |  | OUTDOOR
SRP08561 | SMA AMERICA | SB5000US (208V) | 5000 | 1 |  |  | 0.967 | Solar Inverter |  | OUTDOOR
SRP08562 | KYOCERA SOLAR | KD210GX-LP | 245 | 32 | 199 | 20 |  | Solar | FIXED | Roof
SRP08562 | ENPHASE ENERGY | M200-32-240-S02 | 215 | 32 |  |  | 0.96 | Solar Inverter |  | OUTDOOR
SRP08563 | CANADIAN SOLAR | CS4D-40 | 240 | 366 | 189 | 32 |  | Solar | FIXED | Ground
SRP08563 | SMA AMERICA | SB5000US (240V) | 5000 | 3 |  |  | 0.96 | Solar Inverter |  | OUTDOOR
SRP08563 | SMA AMERICA | SB6000U (240V) | 6000 | 3 |  |  | 0.96 | Solar Inverter |  | OUTDOOR
SRP08563 | SMA AMERICA | SB7000US (277V) | 8000 | 6 |  |  | 0.96 | Solar Inverter |  | OUTDOOR
SRP08565 | ISOFOTON | I-100/12 | 240 | 8 | 83 | 11 |  | Solar | FIXED | Roof
SRP08565 | ISOFOTON | I-100/12 | 240 | 24 | 83 | 17 |  | Solar | FIXED | Roof
SRP08565 | ISOFOTON | I-100/12 | 240 | 43 | 263 | 20 |  | Solar | FIXED | Roof
SRP08565 | ENPHASE ENERGY | M175-24-240-S | 215 | 75 |  |  | 0.955 | Solar Inverter |  | OUTDOOR
SRP08566 | SILIKEN MANUFACTURING USA | SLK60P6L 233 WP | 250 | 30 | 183 | 21 |  | Solar | FIXED | Roof
SRP08566 | SILIKEN MANUFACTURING USA | SLK60P6L 233 WP | 250 | 20 | 183 | 32 |  | Solar | FIXED | Roof
SRP08566 | SMA AMERICA | SB6000U (277V) | 6000 | 1 |  |  | 0.96 | Solar Inverter |  | Outside
SRP08566 | SMA AMERICA | SB7000US (240V) | 8000 | 1 |  |  | 0.96 | Solar Inverter |  | Outside
SRP08569 | CHANGZHOU TRINA SOLAR ENERGY CO | TSM-185D | 235 | 26 | 237 | 19 |  | Solar | FIXED | Roof
SRP08569 | CHANGZHOU TRINA SOLAR ENERGY CO | TSM-185D | 235 | 25 | 237 | 40 |  | Solar | FIXED | Roof
SRP08569 | POWER-ONE | PVI-5000-OUTD-US (208 V) | 5000 | 1 |  |  | 0.968 | Solar Inverter |  | OUTDOOR
SRP08569 | SMA AMERICA | SB6000U (240V) | 6000 | 1 |  |  | 0.968 | Solar Inverter |  | OUTDOOR
SRP08570 | SOLARWORLD | SW165 POLY/T | 240 | 28 | 102 | 25 |  | Solar | FIXED | Roof
SRP08570 | POWER-ONE | PVI-6000-OUTD-US (240 V) | 6000 | 1 |  |  | 0.971 | Solar Inverter |  | OUTDOOR
SRP08571 | ET SOLAR INDUSTRY | ET-P654185 | 185 | 20 | 232 | 12 |  | Solar | FIXED | Roof
SRP08571 | ET SOLAR INDUSTRY | ET-P654185 | 185 | 30 | 142 | 46 |  | Solar | FIXED | Roof
SRP08571 | ET SOLAR INDUSTRY | ET-P654185 | 185 | 20 | 232 | 46 |  | Solar | FIXED | Roof
SRP08571 | FRONIUS USA |  | 5000 | 1 |  |  | 0.95 | Solar Inverter |  | OUTDOOR
SRP08571 | FRONIUS USA |  | 6000 | 1 |  |  | 0.95 | Solar Inverter |  | OUTDOOR
SRP08572 | CHANGZHOU TRINA SOLAR ENERGY CO | TSM-185D | 240 | 18 | 147 | 32 |  | Solar | FIXED | Roof
SRP08572 | SMA AMERICA | SB3800U (240V) | 3800 | 1 |  |  | 0.968 | Solar Inverter |  | OUTDOOR
SRP08574 | SANYO ELECTRIC | HIP-205BA5 | 244 | 27 | 145 | 30 |  | Solar | FIXED | Roof
SRP08574 | SANYO ELECTRIC | HIP-J54BA2 | 244 | 9 | 145 | 33 |  | Solar | FIXED | Roof
SRP08574 | ENPHASE ENERGY | M200-32-240-S02 | 215 | 36 |  |  | 0.963 | Solar Inverter |  | OUTDOOR
SRP08578 | UNKNOWN | UNKNOWN | 255 | 1750 | 219 | 10 |  | Solar | FIXED | Roof
SRP08578 | SATCON TECHNOLOGY | PVS-375 (480 V) | 375000 | 1 |  |  | 0.96 | Solar Inverter |  | OUTDOOR
SRP08579 | SUNPOWER | SPR-315E-WHT-U | 320 | 21 | 190 | 23 |  | Solar | FIXED | Roof
SRP08579 | SUNPOWER CORP (ORIGINAL MFRSMA) | SPR-6000M (240V) | 6000 | 1 |  |  | 0.97 | Solar Inverter |  | INDOOR
SRP08580 | UNKNOWN | UNKNOWN | 255 | 1218 | 219 | 10 |  | Solar | FIXED | Roof
SRP08580 | SATCON TECHNOLOGY | PVS-250 (208 V) | 250000 | 1 |  |  | 0.96 | Solar Inverter |  | OUTDOOR
SRP08581 | ET SOLAR INDUSTRY | ET-P672280 | 285 | 12 | 137 | 35 |  | Solar | FIXED | Roof
SRP08581 | FRONIUS USA | IG 4000 | 4000 | 1 |  |  | 0.952 | Solar Inverter |  | INDOOR
SRP08582 | ET SOLAR INDUSTRY | ET-P672280 | 285 | 27 | 151 | 33 |  | Solar | FIXED | Roof
SRP08582 | SMA AMERICA | SB7000US (208V) | 7000 | 1 |  |  | 0.971 | Solar Inverter |  | OUTDOOR
SRP08583 | SUNTECH POWER | STP280-24/VD | 280 | 206 | 220 | 3 |  | Solar | FIXED | Roof
SRP08583 | FRONIUS USA |  | 7500 | 1 |  |  | 0.97 | Solar Inverter |  | Outside
SRP08583 | FRONIUS USA |  | 11400 | 4 |  |  | 0.97 | Solar Inverter |  | Outside
SRP08584 | MATRIX SOLAR/PHOTOWATT | PW1650-175 | 240 | 36 | 195 | 30 |  | Solar | FIXED | Ground
SRP08584 | ENPHASE ENERGY | M200-32-240-S02 | 215 | 36 |  |  | 0.963 | Solar Inverter |  | OUTDOOR
SRP08585 | BAODING YINGLI NEW ENERGY RESOURCES CO | YL175(156) | 235 | 36 | 116 | 34 |  | Solar | FIXED | Roof
SRP08585 | FRONIUS USA |  | 7500 | 1 |  |  | 0.95 | Solar Inverter |  | INDOOR
SRP08587 | KYOCERA SOLAR | KD210GX-LP | 215 | 36 | 200 | 18 |  | Solar | FIXED | Roof
SRP08587 | SMA AMERICA | SB7000US (277V) | 7000 | 1 |  |  | 0.96 | Solar Inverter |  | OUTDOOR
SRP08588 | MATRIX SOLAR/PHOTOWATT | PW1650-175 | 240 | 15 | 128 | 26 |  | Solar | FIXED | Roof
SRP08588 | POWER-ONE | PVI-3000-I-OUTD-US (208V) | 3000 | 1 |  |  | 0.968 | Solar Inverter |  | INDOOR
SRP08589 | BAODING YINGLI NEW ENERGY RESOURCES CO | YL175(156) | 235 | 6 | 258 | 30 |  | Solar | FIXED | Roof
SRP08589 | BAODING YINGLI NEW ENERGY RESOURCES CO | YL175(156) | 235 | 6 | 168 | 40 |  | Solar | FIXED | Roof
SRP08589 | BAODING YINGLI NEW ENERGY RESOURCES CO | YL175(156) | 235 | 8 | 258 | 40 |  | Solar | FIXED | Roof
SRP08589 | FRONIUS USA | IG 3000 | 3000 | 2 |  |  | 0.96 | Solar Inverter |  | Inside
SRP08591 | ASTROPOWER | AP-100 | 280 | 737 | 145 | 5 |  | Solar | FIXED | Roof
SRP08591 | ADVANCED ENERGY INDUSTRIES | 3159000-104 | 75000 | 1 |  |  | 0.955 | Solar Inverter |  | OUTDOOR
SRP08591 | ADVANCED ENERGY INDUSTRIES | 3159000-104 | 100000 | 1 |  |  | 0.955 | Solar Inverter |  | OUTDOOR
SRP08592 | CHANGZHOU TRINA SOLAR ENERGY CO | TSM-185D | 235 | 10 | 90 | 31 |  | Solar | FIXED | Roof
SRP08592 | CHANGZHOU TRINA SOLAR ENERGY CO | TSM-185D | 235 | 33 | 180 | 31 |  | Solar | FIXED | Roof
SRP08592 | SMA AMERICA | SB1100U-SBD | 2000 | 1 |  |  | 0.96 | Solar Inverter |  | Inside
SRP08592 | SMA AMERICA | SB7000US (208V) | 7000 | 1 |  |  | 0.969 | Solar Inverter |  | INDOOR
SRP08593 | SUNTECH POWER | STP190-18/UB-1 | 190 | 35 | 143 | 32 |  | Solar | FIXED | Roof
SRP08593 | PACIFIC SOLAR PTY LIMITED | PP-USA-213-S5 | 250 | 18 | 168 | 10 |  | Solar | FIXED | Ground
SRP08593 | POWER-ONE | PVI-3600-OUTD-US-F (240V) | 3600 | 2 |  |  | 0.97 | Solar Inverter |  | INDOOR
SRP08593 | POWER-ONE | PVI-5000-OUTD-US (240 V) | 5000 | 1 |  |  | 0.97 | Solar Inverter |  | INDOOR
SRP08594 | CHANGZHOU TRINA SOLAR ENERGY CO | TSM-185D | 235 | 46 | 220 | 29 |  | Solar | FIXED | Roof
SRP08594 | SMA AMERICA | SB5000US | 5000 | 2 |  |  | 0.968 | Solar Inverter |  | OUTDOOR
SRP08595 | CHANGZHOU TRINA SOLAR ENERGY CO | TSM-185D | 240 | 45 | 140 | 23 |  | Solar | FIXED | Roof
SRP08595 | PV POWERED | PVP2500 | 2500 | 1 |  |  | 0.945 | Solar Inverter |  | Outside
SRP08595 | PV POWERED | PVP3000 | 3000 | 1 |  |  | 0.935 | Solar Inverter |  | Outside
SRP08595 | PV POWERED | PVP4800 | 4800 | 1 |  |  | 0.96 | Solar Inverter |  | Outside
SRP08596 | UNKNOWN | UNKNOWN | 250 | 12 | 186 | 16 |  | Solar | FIXED | Roof
SRP08596 | UNKNOWN | UNKNOWN | 250 | 10 | 186 | 41 |  | Solar | FIXED | Roof
SRP08596 | POWER-ONE | PVI-5000-OUTD-US (240 V) | 5000 | 1 |  |  | 0.97 | Solar Inverter |  | OUTDOOR
SRP08597 | SUNTECH POWER | STP210S-18/UB-1 | 240 | 52 | 175 | 30 |  | Solar | FIXED | Roof
SRP08597 | ENPHASE ENERGY | M200-32-208-S01 | 215 | 52 |  |  | 0.963 | Solar Inverter |  | OUTDOOR
SRP08598 | CONERGY AG | S 175MU | 235 | 936 | 156 | 10 |  | Solar | FIXED | Roof
SRP08598 | SATCON TECHNOLOGY | PVS-250 (208 V) | 250000 | 1 |  |  | 0.96 | Solar Inverter |  | OUTDOOR
SRP08599 | CONERGY AG | S 175MU | 235 | 715 | 156 | 10 |  | Solar | FIXED | Roof
SRP08599 | SATCON TECHNOLOGY | PVS-135 (208 V) | 135000 | 1 |  |  | 0.96 | Solar Inverter |  | OUTDOOR
SRP08601 | SUNTECH POWER | STP21018 | 210 | 47 | 182 | 24 |  | Solar | FIXED | Roof
SRP08601 | PV POWERED | PVP2000 | 2000 | 1 |  |  | 0.92 | Solar Inverter |  | Inside
SRP08601 | PV POWERED | PVP2500 | 2500 | 1 |  |  | 0.945 | Solar Inverter |  | Inside
SRP08601 | PV POWERED | PVP4800 | 4800 | 1 |  |  | 0.96 | Solar Inverter |  | INDOOR
SRP08602 | JIANGSU AIDE SOLAR ENERGY TECHNOLOGY | XZST-100W/12V | 245 | 793 | 210 | 10 |  | Solar | FIXED | Roof
SRP08602 | PV POWERED | PVP75KW-208 | 75000 | 1 |  |  | 0.96 | Solar Inverter |  | OUTDOOR
SRP08602 | PV POWERED | PVP100KW-208 | 100000 | 1 |  |  | 0.96 | Solar Inverter |  | OUTDOOR
SRP08603 | ISOFOTON | I-100/12 | 245 | 1729 | 188 | 9 |  | Solar | FIXED | Roof
SRP08603 | ADVANCED ENERGY INDUSTRIES | 3159000-104 | 500000 | 1 |  |  | 0.955 | Solar Inverter |  | OUTDOOR
SRP08604 | BP SOLAR | SX3190S | 195 | 22 | 179 | 40 |  | Solar | FIXED | Roof
SRP08604 | FRONIUS USA | IG 4000 | 4000 | 1 |  |  | 0.955 | Solar Inverter |  | OUTDOOR
SRP08605 | ET SOLAR INDUSTRY | ET-P672280 | 185 | 22 | 112 | 36 |  | Solar | FIXED | Roof
SRP08605 | ET SOLAR INDUSTRY | ET-P672280 | 185 | 16 | 202 | 36 |  | Solar | FIXED | Roof
SRP08605 | SMA AMERICA | SB3000US (240V) | 3000 | 1 |  |  | 0.966 | Solar Inverter |  | INDOOR
SRP08605 | SMA AMERICA | SB4000US (240V) | 4000 | 1 |  |  | 0.968 | Solar Inverter |  | INDOOR
SRP08607 | UNKNOWN | UNKNOWN | 255 | 20 | 140 | 16 |  | Solar | FIXED | Roof
SRP08607 | FRONIUS USA | IG 5100 | 5100 | 1 |  |  | 0.955 | Solar Inverter |  | OUTDOOR
SRP08608 | SANYO ELECTRIC | HIP-205BA5 | 220 | 8 | 72 | 8 |  | Solar | FIXED | Roof
SRP08608 | SANYO ELECTRIC | HIP-205BA5 | 220 | 19 | 252 | 36 |  | Solar | FIXED | Roof
SRP08608 | SANYO ELECTRIC | HIP-205BA5 | 220 | 21 | 162 | 37 |  | Solar | FIXED | Roof
SRP08608 | SANYO ELECTRIC | HIP-205BA5 | 220 | 12 | 252 | 37 |  | Solar | FIXED | Roof
SRP08608 | ENPHASE ENERGY | M200-32-208-S01 | 210 | 60 |  |  | 0.96 | Solar Inverter |  | OUTDOOR
SRP08609 | UNKNOWN | UNKNOWN | 255 | 32 | 193 | 23 |  | Solar | FIXED | Roof
SRP08609 | FRONIUS USA | IG 4000 | 4000 | 2 |  |  | 0.955 | Solar Inverter |  | OUTDOOR
SRP08611 | YINGLI ENERGY (CHINA) | YL260C-30B | 260 | 92 | 180 | 30 |  | Solar | FIXED | Ground
SRP08611 | FRONIUS USA |  | 11400 | 2 |  |  | 0.96 | Solar Inverter |  | OUTDOOR
SRP08612 | UNKNOWN | UNKNOWN | 255 | 39 | 144 | 34 |  | Solar | FIXED | Roof
SRP08612 | SMA AMERICA | SB4000US (240V) | 4000 | 1 |  |  | 0.95 | Solar Inverter |  | OUTDOOR
SRP08612 | SMA AMERICA | SB6000U (240V) | 6000 | 1 |  |  | 0.95 | Solar Inverter |  | Outside
SRP08613 | MATRIX SOLAR/PHOTOWATT | PW1250-125 | 235 | 44 | 251 | 20 |  | Solar | FIXED | Roof
SRP08613 | ENPHASE ENERGY | M200-32-240-S02 | 215 | 44 |  |  | 0.96 | Solar Inverter |  | OUTDOOR
SRP08614 | CHANGZHOU TRINA SOLAR ENERGY CO | TSM-185D | 240 | 1992 | 199 | 5 |  | Solar | FIXED | Roof
SRP08614 | PV POWERED | PVP100KW-208 | 260000 | 1 |  |  | 0.977 | Solar Inverter |  | Outside
SRP08614 | PV POWERED | PVP100KW-208 | 260000 | 1 |  |  | 0.977 | Solar Inverter |  | Outside
SRP08616 | SUNTECH POWER | STP190S-18/UB-1 | 190 | 9 | 199 | 26 |  | Solar | FIXED | Ground
SRP08616 | SUNTECH POWER | STP190S-18/UB-1 | 190 | 30 | 109 | 35 |  | Solar | FIXED | Roof
SRP08616 | ENPHASE ENERGY | M200-32-240-S02 | 190 | 39 |  |  | 0.963 | Solar Inverter |  | Outside
SRP08617 | SUNTECH POWER | STP210S-18/UB-1 | 245 | 10 | 132 | 24 |  | Solar | FIXED | Roof
SRP08617 | SUNTECH POWER | STP210S-18/UB-1 | 245 | 4 | 132 | 40 |  | Solar | FIXED | Roof
SRP08617 | POWER-ONE | PVI-3000-I-OUTD-US (208V) | 3000 | 1 |  |  | 0.968 | Solar Inverter |  | Outside
SRP08618 | CHANGZHOU TRINA SOLAR ENERGY CO | TSM-185D | 230 | 33 | 98 | 26 |  | Solar | FIXED | Roof
SRP08618 | CHANGZHOU TRINA SOLAR ENERGY CO | TSM-180D | 230 | 22 | 214 | 32 |  | Solar | FIXED | Roof
SRP08618 | SMA AMERICA | SB5000US (208V) | 5000 | 1 |  |  | 0.97 | Solar Inverter |  | INDOOR
SRP08618 | SMA AMERICA | SB7000US (208V) | 7000 | 1 |  |  | 0.97 | Solar Inverter |  | INDOOR
SRP08621 | MATRIX SOLAR/PHOTOWATT | PW1650-175 | 240 | 17 | 107 | 37 |  | Solar | FIXED | Roof
SRP08621 | POWER-ONE | PVI-3600-OUTD-US-F (240V) | 3600 | 1 |  |  | 0.968 | Solar Inverter |  | Outside
SRP08622 | MATRIX SOLAR/PHOTOWATT | PW1650-175 | 240 | 205 | 203 | 10 |  | Solar | FIXED | Roof
SRP08622 | FRONIUS USA |  | 11400 | 4 |  |  | 0.96 | Solar Inverter |  | OUTDOOR
SRP08623 | BAODING YINGLI NEW ENERGY RESOURCES CO | YL175(156) | 260 | 38 | 218 | 27 |  | Solar | FIXED | Roof
SRP08623 | SMA AMERICA | SB4000US (240V) | 4000 | 1 |  |  | 0.96 | Solar Inverter |  | OUTDOOR
SRP08623 | SMA AMERICA | SB6000U (240V) | 6000 | 1 |  |  | 0.96 | Solar Inverter |  | OUTDOOR
SRP08624 | CHANGZHOU TRINA SOLAR ENERGY CO | TSM-185D | 240 | 108 | 174 | 5 |  | Solar | FIXED | Roof
SRP08624 | SMA AMERICA | SB7000US (208V) | 7000 | 3 |  |  | 0.97 | Solar Inverter |  | Outside
SRP08625 | ET SOLAR INDUSTRY | ET-P654190 | 190 | 40 | 140 | 18 |  | Solar | FIXED | Roof
SRP08625 | SMA AMERICA | SB7000US (208V) | 7000 | 1 |  |  | 0.96 | Solar Inverter |  | OUTDOOR
SRP08627 | SUNTECH POWER | STP190S-18/UB-1 | 180 | 22 | 219 | 26 |  | Solar | FIXED | Roof
SRP08627 | SMA AMERICA | SB4000US (208V) | 4000 | 1 |  |  | 0.968 | Solar Inverter |  | INDOOR
SRP08628 | CHANGZHOU TRINA SOLAR ENERGY CO | TSM-185D | 235 | 24 | 180.8 | 19 |  | Solar | FIXED | Roof
SRP08628 | SMA AMERICA | SB5000US (208V) | 5000 | 1 |  |  | 0.968 | Solar Inverter |  | OUTDOOR
SRP08629 | CANADIAN SOLAR | CS6P-230 | 250 | 9 | 161 | 28 |  | Solar | FIXED | Roof
SRP08629 | CANADIAN SOLAR | CS5P-240 | 250 | 27 | 251 | 32 |  | Solar | FIXED | Roof
SRP08629 | ADVANCED ENERGY INDUSTRIES | 3159000-110 | 5000 | 2 |  |  | 0.96 | Solar Inverter |  | INDOOR
SRP08630 | CHANGZHOU TRINA SOLAR ENERGY CO | TSM-185D | 235 | 24 | 123 | 26 |  | Solar | FIXED | Roof
SRP08630 | SMA AMERICA | SB5000US | 5000 | 1 |  |  | 0.968 | Solar Inverter |  | OUTDOOR
SRP08631 | CANADIAN SOLAR | CS5P-240 | 250 | 14 | 116 | 23 |  | Solar | FIXED | Roof
SRP08631 | CANADIAN SOLAR | CS4C-100 | 250 | 14 | 206 | 35 |  | Solar | FIXED | Roof
SRP08631 | ADVANCED ENERGY INDUSTRIES | 3159000-110 | 4000 | 2 |  |  | 0.97 | Solar Inverter |  | INDOOR
SRP08632 | CHANGZHOU TRINA SOLAR ENERGY CO | TSM-185D | 235 | 27 | 178.7 | 30 |  | Solar | FIXED | Roof
SRP08632 | SMA AMERICA | SB6000U (208V) | 6000 | 1 |  |  | 0.97 | Solar Inverter |  | OUTDOOR
SRP08633 | CHANGZHOU TRINA SOLAR ENERGY CO | TSM-185D | 240 | 44 | 232 | 40 |  | Solar | FIXED | Roof
SRP08633 | PV POWERED | PVP4800 | 4800 | 2 |  |  | 0.96 | Solar Inverter |  | INDOOR
SRP08635 | CANADIAN SOLAR | CS6P-230 | 280 | 9 | 180 | 30 |  | Solar | FIXED | Roof
SRP08635 | FRONIUS USA |  | 3000 | 1 |  |  | 0.955 | Solar Inverter |  | OUTDOOR
SRP08636 | SHARP | ND-167U1F | 167 | 2 | 288 | 10 |  | Solar | FIXED | Roof
SRP08636 | SHARP | ND-167U1F | 167 | 10 | 288 | 30 |  | Solar | FIXED | Roof
SRP08636 | FRONIUS USA | IG 2000 | 2000 | 1 |  |  | 0.952 | Solar Inverter |  | INDOOR
SRP08637 | CHANGZHOU TRINA SOLAR ENERGY CO | TSM-185D | 240 | 24 | 194.6 | 20 |  | Solar | FIXED | Roof
SRP08637 | PV POWERED | PVP4800 | 4800 | 1 |  |  | 0.96 | Solar Inverter |  | Outside
SRP08638 | SUNTECH POWER | STP210S-18/UB-1 | 245 | 36 | 190 | 30 |  | Solar | FIXED | Roof
SRP08638 | ENPHASE ENERGY | M200-32-208-S01 | 215 | 36 |  |  | 0.963 | Solar Inverter |  | OUTDOOR
SRP08639 | SUNTECH POWER | STP190S-18/UB-1 | 185 | 6 | 147.8 | 30 |  | Solar | FIXED | Roof
SRP08639 | ENPHASE ENERGY | M200-32-208-S01 | 190 | 6 |  |  | 0.96 | Solar Inverter |  | OUTDOOR
SRP08640 | CHANGZHOU TRINA SOLAR ENERGY CO | TSM-185D | 240 | 33 | 129 | 25 |  | Solar | FIXED | Roof
SRP08640 | SMA AMERICA | SB7000US (208V) | 7000 | 1 |  |  | 0.97 | Solar Inverter |  | INDOOR
SRP08642 | CHANGZHOU TRINA SOLAR ENERGY CO | TSM-185D | 240 | 24 | 130 | 40 |  | Solar | FIXED | Roof
SRP08642 | PV POWERED | PVP2000 | 2000 | 1 |  |  | 0.92 | Solar Inverter |  | INDOOR
SRP08642 | PV POWERED | PVP4800 | 4800 | 1 |  |  | 0.96 | Solar Inverter |  | INDOOR
SRP08643 | SUNTECH POWER | STP190S-18/UB-1 | 190 | 24 | 197 | 20 |  | Solar | FIXED | Roof
SRP08643 | SUNTECH POWER | STP190-18/UB-1 | 190 | 18 | 107 | 36 |  | Solar | FIXED | Roof
SRP08643 | POWER-ONE | PVI-3600-OUTD-US-F (208V) | 3500 | 1 |  |  | 0.955 | Solar Inverter |  | OUTDOOR
SRP08643 | POWER-ONE | PVI-5000-OUTD-US (240 V) | 5000 | 1 |  |  | 0.955 | Solar Inverter |  | OUTDOOR
SRP08645 | ISOFOTON | I-100/12 | 245 | 14 | 124 | 31 |  | Solar | FIXED | Roof
SRP08645 | POWER-ONE | PVI-3000-I-OUTD-US-F (240V) | 3000 | 1 |  |  | 0.96 | Solar Inverter |  | Inside
SRP08649 | TRINA SOLAR | TSM-245PA05.10 | 245 | 117 | 208 | 14 |  | Solar | FIXED | Roof
SRP08649 | SMA AMERICA | SB8000TL-US (208V) | 8000 | 1 |  |  | 0.98 | Solar Inverter |  | Outside
SRP08649 | SMA AMERICA | SB8000TL-US (240V) | 8000 | 1 |  |  | 0.98 | Solar Inverter |  | OUTDOOR
SRP08649 | SMA AMERICA | SB8000TL-US (240V) | 8000 | 1 |  |  | 0.98 | Solar Inverter |  | Outside
SRP08651 | TRINA SOLAR | TSM-290PA14 | 290 | 1320 | 28 | 4 |  | Solar | FIXED | Roof
SRP08651 | TRINA SOLAR | TSM-290PA14 | 290 | 1276 | 208 | 4 |  | Solar | FIXED | Roof
SRP08651 | SATCON TECHNOLOGY | PVS-250 (240 V) | 300000 | 1 |  |  | 0.966 | Solar Inverter |  | OUTDOOR
SRP08651 | SATCON TECHNOLOGY | PVS-250 (240 V) | 300000 | 1 |  |  | 0.966 | Solar Inverter |  | OUTDOOR
SRP08652 | CANADIAN SOLAR | CS6P-230 | 240 | 47 | 165 | 5 |  | Solar | FIXED | Roof
SRP08652 | ENPHASE ENERGY | M200-32-208-S01 | 215 | 47 |  |  | 0.96 | Solar Inverter |  | OUTDOOR
SRP08654 | CANADIAN SOLAR | CS6P-230 | 235 | 59 | 190 | 32 |  | Solar | FIXED | Ground
SRP08654 | SMA AMERICA | SB6000U (240V) | 6000 | 1 |  |  | 0.95 | Solar Inverter |  | OUTDOOR
SRP08654 | SMA AMERICA | SB7000US (240V) | 7000 | 1 |  |  | 0.95 | Solar Inverter |  | OUTDOOR
SRP08656 | ET SOLAR INDUSTRY | ET-P672280 | 285 | 47 | 253 | 36 |  | Solar | FIXED | Roof
SRP08656 | SMA AMERICA | SB3000US (240V) | 3000 | 1 |  |  | 0.966 | Solar Inverter |  | OUTDOOR
SRP08656 | FRONIUS USA |  | 10000 | 1 |  |  | 0.962 | Solar Inverter |  | OUTDOOR
SRP08658 | SOLARWORLD | SW185MONO | 240 | 50 | 220 | 0 |  | Solar | FIXED | Roof
SRP08658 | FRONIUS USA |  | 11400 | 1 |  |  | 0.962 | Solar Inverter |  | INDOOR
SRP08659 | SOLARWORLD | SW185MONO | 255 | 26 | 188 | 25 |  | Solar | FIXED | Roof
SRP08659 | SMA AMERICA | SB6000US (208V) | 6000 | 1 |  |  | 0.97 | Solar Inverter |  | OUTDOOR
SRP08660 | MATRIX SOLAR/PHOTOWATT | PW1650-175 | 255 | 416 | 207 | 10 |  | Solar | FIXED | Roof
SRP08660 | SATCON TECHNOLOGY | PVS-100 (240 V) | 100000 | 1 |  |  | 0.96 | Solar Inverter |  | Inside
SRP08661 | MATRIX SOLAR/PHOTOWATT | PW1650-175 | 255 | 728 | 207 | 10 |  | Solar | FIXED | Roof
SRP08661 | SATCON TECHNOLOGY | AE-75-60-PV-A | 75000 | 1 |  |  | 0.96 | Solar Inverter |  | Inside
SRP08661 | SATCON TECHNOLOGY | PVS-100 (208 V) | 100000 | 1 |  |  | 0.96 | Solar Inverter |  | Inside
SRP08662 | UNKNOWN | UNKNOWN | 255 | 286 | 207 | 10 |  | Solar | FIXED | Roof
SRP08662 | SATCON TECHNOLOGY | PVS-75 (208 V) | 75000 | 1 |  |  | 0.966 | Solar Inverter |  | Inside
SRP08664 | MATRIX SOLAR/PHOTOWATT | PW1650-175 | 240 | 10 | 215 | 36 |  | Solar | FIXED | Roof
SRP08664 | SUNTECH POWER | STP210S-18/UB-1 | 240 | 18 | 215 | 36 |  | Solar | FIXED | Roof
SRP08664 | SOLECTRIA RENEWABLES | PVI 3000 (208V) | 3000 | 1 |  |  | 0.967 | Solar Inverter |  | OUTDOOR
SRP08664 | SOLECTRIA RENEWABLES | PVI 4000 (208V) | 4000 | 1 |  |  | 0.967 | Solar Inverter |  | OUTDOOR
SRP08665 | CONERGY AG | S 175MU | 235 | 12 | 180 | 32 |  | Solar | FIXED | Ground
SRP08665 | SMA AMERICA | SWR2500U (208V) | 2500 | 1 |  |  | 0.973 | Solar Inverter |  | OUTDOOR
SRP08666 | CHANGZHOU TRINA SOLAR ENERGY CO | TSM-185D | 235 | 33 | 228.4 | 24 |  | Solar | FIXED | Roof
SRP08666 | SMA AMERICA | SB7000US (208V) | 7000 | 1 |  |  | 0.969 | Solar Inverter |  | OUTDOOR
SRP08667 | TRINA SOLAR | TSM-240PA05.10 | 240 | 36 | 244 | 18 |  | Solar | FIXED | Roof
SRP08667 | ENPHASE ENERGY | M215-60-2LL-S2X | 215 | 36 |  |  | 0.96 | Solar Inverter |  | OUTDOOR
SRP08668 | ET SOLAR INDUSTRY | ET-P672280 | 285 | 33 | 101 | 25 |  | Solar | FIXED | Roof
SRP08668 | SMA AMERICA | SB7000US (240V) | 8000 | 1 |  |  | 0.963 | Solar Inverter |  | OUTDOOR
SRP08670 | CHANGZHOU TRINA SOLAR ENERGY CO | TSM-185D | 235 | 39 | 223 | 25 |  | Solar | FIXED | Roof
SRP08670 | ENPHASE ENERGY | M200-32-240-S02 | 215 | 39 |  |  | 0.96 | Solar Inverter |  | OUTDOOR
SRP08671 | SUNPOWER | SPR-230-WHT-U | 230 | 32 | 177 | 34 |  | Solar | FIXED | Roof
SRP08671 | SUNPOWER CORP (ORIGINAL MFRSMA) | SPR-7000M (240V) | 7500 | 1 |  |  | 0.97 | Solar Inverter |  | OUTDOOR
SRP08672 | BAODING YINGLI NEW ENERGY RESOURCES CO | YL175(156) | 260 | 48 | 185 | 25 |  | Solar | FIXED | Roof
SRP08672 | ENPHASE ENERGY | M200-32-208-S01 | 215 | 48 |  |  | 0.96 | Solar Inverter |  | OUTDOOR
SRP08675 | YINGLI ENERGY (CHINA) | YL235P-29B | 235 | 33 | 155 | 30 |  | Solar | FIXED | Roof
SRP08675 | SMA AMERICA | SB7000US (240V) | 7000 | 1 |  |  | 0.96 | Solar Inverter |  | OUTDOOR
SRP08676 | KYOCERA SOLAR | KD210GX-LP | 215 | 33 | 177 | 30 |  | Solar | FIXED | Roof
SRP08676 | SOLECTRIA RENEWABLES | PVI 3000 (208V) | 3300 | 1 |  |  | 0.97 | Solar Inverter |  | Inside
SRP08676 | SOLECTRIA RENEWABLES | PVI 3000 (240V) | 3800 | 1 |  |  | 0.97 | Solar Inverter |  | Inside
SRP08677 | BAODING YINGLI NEW ENERGY RESOURCES CO | YL175(156) | 235 | 14 | 174 | 20 |  | Solar | FIXED | Roof
SRP08677 | BAODING YINGLI NEW ENERGY RESOURCES CO | YL175(156) | 235 | 10 | 264 | 20 |  | Solar | FIXED | Roof
SRP08677 | POWER-ONE | PVI-6000-OUTD-US (240 V) | 6000 | 1 |  |  | 0.965 | Solar Inverter |  | OUTDOOR
SRP08680 | KYOCERA SOLAR | KD210GX-LP | 220 | 28 | 80 | 31 |  | Solar | FIXED | Roof
SRP08680 | POWER-ONE | PVI-6000-OUTD-US-W (208 V) | 6000 | 1 |  |  | 0.96 | Solar Inverter |  | Inside
SRP08682 | ET SOLAR INDUSTRY | ET-P672275 | 275 | 20 | 176 | 22 |  | Solar | FIXED | Roof
SRP08682 | SMA AMERICA | SB5000US (208V) | 5000 | 1 |  |  | 0.963 | Solar Inverter |  | INDOOR
SRP08683 | BAODING YINGLI NEW ENERGY RESOURCES CO | YL175(156) | 240 | 260 | 222 | 5 |  | Solar | FIXED | Roof
SRP08683 | PV POWERED | PVP30KW-208 | 50000 | 1 |  |  | 0.972 | Solar Inverter |  | INDOOR
SRP08685 | BAODING YINGLI NEW ENERGY RESOURCES CO | YL175(156) | 240 | 182 | 222 | 5 |  | Solar | FIXED | Roof
SRP08685 | PV POWERED | PVP30KW-208 | 35000 | 1 |  |  | 0.966 | Solar Inverter |  | INDOOR
SRP08686 | SUNPOWER | SPR-230-WHT-U | 230 | 20 | 154 | 20 |  | Solar | FIXED | Roof
SRP08686 | SUNPOWER CORP (ORIGINAL MFRSMA) | SPR-4000M (240V) | 4000 | 1 |  |  | 0.97 | Solar Inverter |  | INDOOR
SRP08689 | SHARP | ND-235QCJ | 235 | 27 | 131 | 40 |  | Solar | FIXED | Roof
SRP08689 | ENPHASE ENERGY | M215-60-2LL-S2X | 215 | 27 |  |  | 0.96 | Solar Inverter |  | OUTDOOR
SRP08691 | SUNTECH POWER | STP210S-18/UB-1 | 245 | 28 | 131 | 29 |  | Solar | FIXED | Roof
SRP08691 | SOLECTRIA RENEWABLES | PVI 3000 (240V) | 3000 | 1 |  |  | 0.965 | Solar Inverter |  | Outside
SRP08691 | SOLECTRIA RENEWABLES | PVI 4000 (240V) | 4000 | 1 |  |  | 0.965 | Solar Inverter |  | Outside
SRP08692 | CHANGZHOU TRINA SOLAR ENERGY CO | TSM-185D | 235 | 33 | 167 | 30 |  | Solar | FIXED | Roof
SRP08692 | SMA AMERICA | SB7000US (208V) | 7000 | 1 |  |  | 0.969 | Solar Inverter |  | Outside
SRP08693 | SUNTECH POWER | STP210S-18/UB-1 | 280 | 1155 | 175 | 10 |  | Solar | FIXED | Roof
SRP08693 | PV POWERED | PVP100KW-208 | 260000 | 1 |  |  | 0.96 | Solar Inverter |  | OUTDOOR
SRP08694 | BAODING YINGLI NEW ENERGY RESOURCES CO | YL175(156) | 235 | 36 | 230 | 21 |  | Solar | FIXED | Roof
SRP08694 | SMA AMERICA | SB7000US (208V) | 7000 | 1 |  |  | 0.96 | Solar Inverter |  | OUTDOOR
SRP08695 | ISOFOTON | I-130/12 | 245 | 130 | 164 | 10 |  | Solar | FIXED | Roof
SRP08695 | ADVANCED ENERGY INDUSTRIES | 3159000-104 | 35000 | 1 |  |  | 0.955 | Solar Inverter |  | OUTDOOR
SRP08696 | MATRIX SOLAR/PHOTOWATT | PW1650-175 | 240 | 8 | 133 | 17 |  | Solar | FIXED | Roof
SRP08696 | MATRIX SOLAR/PHOTOWATT | PW1650-175 | 240 | 18 | 223 | 32 |  | Solar | FIXED | Roof
SRP08696 | SOLECTRIA RENEWABLES | PVI 3000 (208V) | 2500 | 1 |  |  | 0.97 | Solar Inverter |  | Outside
SRP08696 | SOLECTRIA RENEWABLES | PVI 4000 (208V) | 4000 | 1 |  |  | 0.97 | Solar Inverter |  | Outside
SRP08697 | SUNTECH POWER | STP210-18/UB-1 | 245 | 7 | 124 | 27 |  | Solar | FIXED | Roof
SRP08697 | SUNTECH POWER | STP21018 | 245 | 23 | 124 | 30 |  | Solar | FIXED | Roof
SRP08697 | ENPHASE ENERGY | M200-32-240-S01 | 215 | 30 |  |  | 0.976 | Solar Inverter |  | OUTDOOR
SRP08700 | SUNPOWER | SPR-230-WHT-U | 225 | 40 | 198 | 20 |  | Solar | FIXED | Roof
SRP08700 | SUNPOWER CORP (ORIGINAL MFRSMA) | SPR-7000M (240V) | 8000 | 1 |  |  | 0.97 | Solar Inverter |  | INDOOR
SRP08701 | SUNTECH POWER | STP210S-18/UB-1 | 245 | 17 | 103 | 27 |  | Solar | FIXED | Roof
SRP08701 | SUNTECH POWER | STP210S-18/UB-1 | 245 | 3 | 193 | 27 |  | Solar | FIXED | Roof
SRP08701 | ENPHASE ENERGY | M200-32-240-S02 | 215 | 3 |  |  | 0.963 | Solar Inverter |  | Outside
SRP08701 | POWER-ONE | PVI-3600-OUTD-US-F (240V) | 3600 | 1 |  |  | 0.96 | Solar Inverter |  | Outside
SRP08702 | BP SOLAR | SX6175N | 195 | 23 | 174 | 27 |  | Solar | FIXED | Roof
SRP08702 | SMA AMERICA | SB3000US (208V) | 2000 | 1 |  |  | 0.965 | Solar Inverter |  | OUTDOOR
SRP08702 | SMA AMERICA | SB3000US (208V) | 2500 | 1 |  |  | 0.965 | Solar Inverter |  | OUTDOOR
SRP08703 | MATRIX SOLAR/PHOTOWATT | PW1650-175 | 240 | 9 | 163 | 39 |  | Solar | FIXED | Roof
SRP08703 | MATRIX SOLAR/PHOTOWATT | PW1650-175 | 240 | 16 | 253 | 39 |  | Solar | FIXED | Roof
SRP08703 | POWER-ONE | PVI-6000-OUTD-US (240 V) | 6000 | 1 |  |  | 0.97 | Solar Inverter |  | Outside
SRP08704 | SUNPOWER | SPR-230-WHT-U | 240 | 24 | 152 | 27 |  | Solar | FIXED | Roof
SRP08704 | SUNPOWER | SPR-230-WHT-U | 240 | 8 | 242 | 27 |  | Solar | FIXED | Roof
SRP08704 | SUNPOWER CORP (ORIGINAL MFRSMA) | SPR-7000M (208V) | 7000 | 1 |  |  | 0.97 | Solar Inverter |  | OUTDOOR
SRP08708 | SUNPOWER | SPR-230-WHT-U | 240 | 27 | 170 | 23 |  | Solar | FIXED | Roof
SRP08708 | SUNPOWER CORP (ORIGINAL MFRSMA) | SPR-6000M (208V) | 6000 | 1 |  |  | 0.97 | Solar Inverter |  | Inside
SRP08709 | SONALI ENERGEES USA | SS2300-230W | 230 | 105 | 219 | 10 |  | Solar | FIXED | Roof
SRP08709 | ENPHASE ENERGY | M215-60-2LL-S2X-IG | 215 | 105 |  |  | 0.97 | Solar Inverter |  | OUTDOOR
SRP08710 | SUNPOWER | SPR-305-WHT-U | 320 | 21 | 144 | 45 |  | Solar | FIXED | Roof
SRP08710 | SUNPOWER CORP (ORIGINAL MFRSMA) | SPR-6000M (208V) | 6000 | 1 |  |  | 0.97 | Solar Inverter |  | INDOOR
SRP08711 | SHARP CORPORATION | ND-224U1F | 224 | 20 | 122 | 22 |  | Solar | FIXED | Roof
SRP08711 | ENPHASE ENERGY | M215-60-2LL-S2X | 215 | 20 |  |  | 0.96 | Solar Inverter |  | Outside
SRP08712 | CANADIAN SOLAR | CS5P-235 | 235 | 4 | 242 | 30 |  | Solar | FIXED | Roof
SRP08712 | CANADIAN SOLAR | CS6P-230 | 235 | 24 | 152 | 36 |  | Solar | FIXED | Roof
SRP08712 | ENPHASE ENERGY | M200-32-240-S02 | 215 | 28 |  |  | 0.96 | Solar Inverter |  | OUTDOOR
SRP08714 | BAODING YINGLI NEW ENERGY RESOURCES CO | 110(17)P1447X663 | 235 | 28 | 140 | 15 |  | Solar | FIXED | Roof
SRP08714 | FRONIUS USA |  | 6000 | 1 |  |  | 0.955 | Solar Inverter |  | OUTDOOR
SRP08715 | MATRIX SOLAR/PHOTOWATT | PW1000-100 | 240 | 15 | 207 | 34 |  | Solar | FIXED | Roof
SRP08715 | ENPHASE ENERGY | M200-32-240-S02 | 215 | 15 |  |  | 0.963 | Solar Inverter |  | OUTDOOR
SRP08718 | KYOCERA SOLAR | KD210GX-LP | 220 | 24 | 238 | 29 |  | Solar | FIXED | Roof
SRP08718 | FRONIUS USA | IG 5100 NEG | 5100 | 1 |  |  | 0.945 | Solar Inverter |  | OUTDOOR
SRP08719 | SILIKEN MANUFACTURING USA | SLK60P6L 233 WP | 245 | 273 | 191 | 10 |  | Solar | FIXED | Roof
SRP08719 | ENPHASE ENERGY | M200-32-240-S02 | 215 | 273 |  |  | 0.96 | Solar Inverter |  | OUTDOOR
SRP08720 | KYOCERA SOLAR | KD210GX-LP | 220 | 52 | 253 | 22 |  | Solar | FIXED | Roof
SRP08720 | FRONIUS USA |  | 2700 | 1 |  |  | 0.94 | Solar Inverter |  | INDOOR
SRP08720 | FRONIUS USA |  | 7500 | 1 |  |  | 0.95 | Solar Inverter |  | INDOOR
SRP08722 | BAODING YINGLI NEW ENERGY RESOURCES CO | YL175(156) | 235 | 10 | 128 | 17 |  | Solar | FIXED | Roof
SRP08722 | BAODING YINGLI NEW ENERGY RESOURCES CO | YL175(156) | 235 | 16 | 128 | 19 |  | Solar | FIXED | Roof
SRP08722 | FRONIUS USA |  | 6000 | 1 |  |  | 0.955 | Solar Inverter |  | INDOOR
SRP08723 | ET SOLAR INDUSTRY | ET-P660250BB | 250 | 27 | 168 | 26 |  | Solar | FIXED | Roof
SRP08723 | ET SOLAR INDUSTRY | ET-P672250 | 250 | 10 | 258 | 40 |  | Solar | FIXED | Roof
SRP08723 | ET SOLAR INDUSTRY | ET-P672250 | 250 | 5 | 78 | 45 |  | Solar | FIXED | Roof
SRP08723 | ET SOLAR INDUSTRY | ET-P660250BB | 250 | 12 | 258 | 45 |  | Solar | FIXED | Roof
SRP08723 | ENPHASE ENERGY | M215-60-2LL-S2X | 215 | 54 |  |  | 0.96 | Solar Inverter |  | OUTDOOR
SRP08724 | REC SCANMODULE | SCM230 | 235 | 36 | 256 | 30 |  | Solar | FIXED | Roof
SRP08724 | REC SCANMODULE | SCM230 | 235 | 8 | 166 | 45 |  | Solar | FIXED | Roof
SRP08724 | ENPHASE ENERGY | M200-32-208-S01 | 215 | 44 |  |  | 0.97 | Solar Inverter |  | OUTDOOR
SRP08725 | UNKNOWN | UNKNOWN | 250 | 42 | 207.3 | 22 |  | Solar | FIXED | Roof
SRP08725 | PV POWERED | PVP4800 | 4800 | 1 |  |  | 0.96 | Solar Inverter |  | Outside
SRP08725 | PV POWERED | PVP4800 | 4800 | 1 |  |  | 0.96 | Solar Inverter |  | Outside
SRP08726 | BAODING YINGLI NEW ENERGY RESOURCES CO | YL175(156) | 235 | 33 | 150 | 37 |  | Solar | FIXED | Roof
SRP08726 | SMA AMERICA | SB7000US (277V) | 7000 | 1 |  |  | 0.96 | Solar Inverter |  | INDOOR
SRP08727 | ET SOLAR INDUSTRY | ET-P672280 | 285 | 41 | 250 | 35 |  | Solar | FIXED | Roof
SRP08727 | SMA AMERICA | SB3000US (208V) | 3000 | 1 |  |  | 0.966 | Solar Inverter |  | OUTDOOR
SRP08727 | FRONIUS USA |  | 7500 | 1 |  |  | 0.962 | Solar Inverter |  | OUTDOOR
SRP08728 | SUNTECH POWER | STP190-18/UB-1 | 185 | 10 | 235 | 22 |  | Solar | FIXED | Roof
SRP08728 | SUNTECH POWER | STP190S-18/UB-1 | 190 | 30 | 55 | 22 |  | Solar | FIXED | Roof
SRP08728 | PV POWERED | PVP2000 | 2000 | 1 |  |  | 0.92 | Solar Inverter |  | OUTDOOR
SRP08728 | SMA AMERICA | SB5000US | 5000 | 1 |  |  | 0.96 | Solar Inverter |  | OUTDOOR
SRP08729 | CHANGZHOU TRINA SOLAR ENERGY CO | TSM-185D | 230 | 24 | 206 | 24 |  | Solar | FIXED | Roof
SRP08729 | SMA AMERICA | SB5000US (208V) | 5000 | 1 |  |  | 0.97 | Solar Inverter |  | OUTDOOR
SRP08730 | CHANGZHOU TRINA SOLAR ENERGY CO | TSM-185D | 240 | 20 | 188.4 | 16 |  | Solar | FIXED | Roof
SRP08730 | PV POWERED | PVP4800 | 4800 | 1 |  |  | 0.96 | Solar Inverter |  | OUTDOOR
SRP08731 | CHANGZHOU TRINA SOLAR ENERGY CO | TSM-185D | 230 | 15 | 204 | 26 |  | Solar | FIXED | Roof
SRP08731 | ENPHASE ENERGY | M200-32-240-S02 | 215 | 15 |  |  | 0.96 | Solar Inverter |  | OUTDOOR
SRP08732 | SUNTECH POWER | STP190-18/UB-1 | 190 | 42 | 250 | 26 |  | Solar | FIXED | Roof
SRP08732 | PV POWERED | PVP3500 | 3500 | 2 |  |  | 0.955 | Solar Inverter |  | INDOOR
SRP08733 | CHANGZHOU TRINA SOLAR ENERGY CO | TSM-185D | 240 | 42 | 188 | 33 |  | Solar | FIXED | Roof
SRP08733 | SMA AMERICA | SB1100U | 2000 | 1 |  |  | 0.96 | Solar Inverter |  | INDOOR
SRP08733 | SMA AMERICA | SB7000US (277V) | 7000 | 1 |  |  | 0.969 | Solar Inverter |  | INDOOR
SRP08734 | SUNTECH POWER | STP210S-18/UB-1 | 275 | 2205 | 214.5 | 10 |  | Solar | FIXED | Roof
SRP08734 | SUNTECH POWER | STP210S-18/UB-1 | 280 | 4197 | 214.5 | 10 |  | Solar | FIXED | Roof
SRP08734 | PV POWERED | PVP100KW-208 | 100000 | 1 |  |  | 0.97 | Solar Inverter |  | OUTDOOR
SRP08734 | PV POWERED | PVP100KW-208 | 260000 | 5 |  |  | 0.97 | Solar Inverter |  | OUTDOOR
SRP08736 | SUNTECH POWER | STP190S-18/UB-1 | 190 | 27 | 210 | 28 |  | Solar | FIXED | Roof
SRP08736 | KACO | 1501XI | 5000 | 1 |  |  | 0.95 | Solar Inverter |  | OUTDOOR
SRP08737 | SUNPOWER | SPR-315E-WHT-U | 320 | 96 | 180 | 5 |  | Solar | FIXED | Roof
SRP08737 | SMA AMERICA | SB7000US (240V) | 7000 | 4 |  |  | 0.971 | Solar Inverter |  | INDOOR
SRP08738 | SOLARWORLD | SW185MONO | 250 | 57 | 245 | 20 |  | Solar | FIXED | Roof
SRP08738 | ENPHASE ENERGY | M200-32-208-S01 | 215 | 57 |  |  | 0.97 | Solar Inverter |  | OUTDOOR
SRP08740 | SUNTECH POWER | STP210S-18/UB-1 | 240 | 17 | 175 | 20 |  | Solar | FIXED | Roof
SRP08740 | ENPHASE ENERGY | M200-32-208-S01 | 215 | 17 |  |  | 0.963 | Solar Inverter |  | Outside
SRP08741 | SUNTECH POWER | STP210S-18/UB-1 | 250 | 30 | 175 | 36 |  | Solar | FIXED | Roof
SRP08741 | SMA AMERICA | SB7000US (277V) | 7000 | 1 |  |  | 0.96 | Solar Inverter |  | Outside
SRP08743 | SUNTECH POWER | STP210S-18/UB-1 | 275 | 143 | 209 | 10 |  | Solar | FIXED | Roof
SRP08743 | FRONIUS USA |  | 12000 | 3 |  |  | 0.96 | Solar Inverter |  | OUTDOOR
SRP08744 | SUNTECH POWER | STP210S-18/UB-1 | 245 | 16 | 143 | 30 |  | Solar | FIXED | Roof
SRP08744 | SUNTECH POWER | STP210S-18/UB-1 | 245 | 9 | 233 | 30 |  | Solar | FIXED | Roof
SRP08744 | POWER-ONE | PVI-6000-OUTD-US (240 V) | 6000 | 1 |  |  | 0.97 | Solar Inverter |  | INDOOR
SRP08746 | SUNTECH POWER | STP210S-18/UB-1 | 275 | 176 | 210 | 10 |  | Solar | FIXED | Roof
SRP08746 | FRONIUS USA |  | 12000 | 4 |  |  | 0.97 | Solar Inverter |  | OUTDOOR
SRP08747 | SUNTECH POWER | STP210S-18/UB-1 | 275 | 242 | 215 | 10 |  | Solar | FIXED | Roof
SRP08747 | FRONIUS USA |  | 11400 | 5 |  |  | 0.96 | Solar Inverter |  | OUTDOOR
SRP08748 | BAODING YINGLI NEW ENERGY RESOURCES CO | YL175(156) | 235 | 28 | 230 | 37 |  | Solar | FIXED | Roof
SRP08748 | POWER-ONE | PVI-3000-I-OUTD-US-F (240V) | 3000 | 1 |  |  | 0.97 | Solar Inverter |  | OUTDOOR
SRP08748 | POWER-ONE | PVI-3600-US (240V) | 3800 | 1 |  |  | 0.97 | Solar Inverter |  | OUTDOOR
SRP08749 | BAODING YINGLI NEW ENERGY RESOURCES CO | YL175(156) | 230 | 18 | 190 | 22 |  | Solar | FIXED | Roof
SRP08749 | POWER-ONE | PVI-3600-OUTD-US-F (240V) | 3600 | 1 |  |  | 0.97 | Solar Inverter |  | OUTDOOR
SRP08750 | BAODING YINGLI NEW ENERGY RESOURCES CO | YL175(156) | 235 | 12 | 115 | 25 |  | Solar | FIXED | Roof
SRP08750 | BAODING YINGLI NEW ENERGY RESOURCES CO | YL175(156) | 235 | 10 | 210 | 28 |  | Solar | FIXED | Roof
SRP08750 | FRONIUS USA | IG 2000 NEG | 2000 | 1 |  |  | 0.935 | Solar Inverter |  | OUTDOOR
SRP08750 | FRONIUS USA |  | 3000 | 1 |  |  | 0.935 | Solar Inverter |  | OUTDOOR
SRP08751 | SUNTECH POWER | STP190S-18/UB-1 | 190 | 27 | 121 | 25 |  | Solar | FIXED | Roof
SRP08751 | SUNTECH POWER | STP190S-18/UB-1 | 190 | 18 | 211 | 32 |  | Solar | FIXED | Roof
SRP08751 | SMA AMERICA | SB5000US (240V) | 5000 | 2 |  |  | 0.967 | Solar Inverter |  | INDOOR
SRP08752 | SUNTECH POWER | STP210S-18/UB-1 | 280 | 385 | 223 | 10 |  | Solar | FIXED | Ground
SRP08752 | PV POWERED | PVP3500 | 35000 | 1 |  |  | 0.96 | Solar Inverter |  | OUTDOOR
SRP08752 | PV POWERED | PVP30KW-208 | 50000 | 1 |  |  | 0.96 | Solar Inverter |  | OUTDOOR
SRP08754 | UNKNOWN | UNKNOWN | 255 | 36 | 227 | 40 |  | Solar | FIXED | Roof
SRP08754 | SMA AMERICA | SB3000US (240V) | 3000 | 1 |  |  | 0.965 | Solar Inverter |  | INDOOR
SRP08754 | SMA AMERICA | SB6000US (240V) | 6000 | 1 |  |  | 0.97 | Solar Inverter |  | INDOOR
SRP08755 | SUNPOWER | SPR-230-WHT-U | 240 | 38 | 180 | 34 |  | Solar | FIXED | Ground
SRP08755 | SUNPOWER CORP (ORIGINAL MFRSMA) | SPR-4000M (208V) | 4000 | 2 |  |  | 0.97 | Solar Inverter |  | OUTDOOR
SRP08756 | MATRIX SOLAR/PHOTOWATT | PW1650-175 | 240 | 21 | 122 | 33 |  | Solar | FIXED | Roof
SRP08756 | ENPHASE ENERGY | M200-32-240-S02 | 215 | 21 |  |  | 0.963 | Solar Inverter |  | OUTDOOR
SRP08757 | SUNTECH POWER | STP280-24/VD | 280 | 286 | 203 | 15 |  | Solar | FIXED | Roof
SRP08757 | FRONIUS USA |  | 12000 | 6 |  |  | 0.96 | Solar Inverter |  | OUTDOOR
SRP08758 | MATRIX SOLAR/PHOTOWATT | PW1650-175 | 245 | 15 | 198 | 13 |  | Solar | FIXED | Roof
SRP08758 | MATRIX SOLAR/PHOTOWATT | PW1650-175 | 245 | 15 | 198 | 40 |  | Solar | FIXED | Roof
SRP08758 | POWER-ONE | PVI-3000-I-OUTD-US | 3000 | 2 |  |  | 0.965 | Solar Inverter |  | Outside
SRP08759 | UNKNOWN | UNKNOWN | 255 | 18 | 175 | 29 |  | Solar | FIXED | Roof
SRP08759 | FRONIUS USA | IG 4000 | 4000 | 1 |  |  | 0.952 | Solar Inverter |  | INDOOR
SRP08760 | SUNTECH POWER | STP210S-18/UB-1 | 245 | 18 | 86 | 34 |  | Solar | FIXED | Roof
SRP08760 | SUNTECH POWER | STP210S-18/UB-1 | 245 | 18 | 266 | 34 |  | Solar | FIXED | Roof
SRP08760 | SOLECTRIA RENEWABLES | PVI 4000 (240V) | 4000 | 2 |  |  | 0.967 | Solar Inverter |  | Outside
SRP08761 | CHANGZHOU TRINA SOLAR ENERGY CO | TSM-185D | 240 | 31 | 177 | 31 |  | Solar | FIXED | Roof
SRP08761 | ENPHASE ENERGY | M200-32-208-S02 | 215 | 31 |  |  | 0.96 | Solar Inverter |  | OUTDOOR
SRP08762 | SUNTECH POWER | STP210S-18/UB-1 | 275 | 2211 | 209.5 | 10 |  | Solar | FIXED | Roof
SRP08762 | PV POWERED | PVP100KW-208 | 100000 | 5 |  |  | 0.97 | Solar Inverter |  | OUTDOOR
SRP08765 | CHANGZHOU TRINA SOLAR ENERGY CO | TSM-185D | 235 | 38 | 181.1 | 27 |  | Solar | FIXED | Roof
SRP08765 | SMA AMERICA | SB3000US (208V) | 2500 | 1 |  |  | 0.96 | Solar Inverter |  | Outside
SRP08765 | SMA AMERICA | SB6000U (277V) | 6000 | 1 |  |  | 0.968 | Solar Inverter |  | OUTDOOR
SRP08766 | SOLARWORLD | SW185MONO | 255 | 28 | 218 | 22 |  | Solar | FIXED | Roof
SRP08766 | SMA AMERICA | SB7000US (240V) | 7000 | 1 |  |  | 0.97 | Solar Inverter |  | OUTDOOR
SRP08768 | MATRIX SOLAR/PHOTOWATT | PW1650-175 | 240 | 10 | 150 | 26 |  | Solar | FIXED | Roof
SRP08768 | MATRIX SOLAR/PHOTOWATT | PW1650-175 | 240 | 30 | 150 | 30 |  | Solar | FIXED | Roof
SRP08768 | SOLECTRIA RENEWABLES | PVI 5000 (208V) | 5000 | 2 |  |  | 0.967 | Solar Inverter |  | Outside
SRP08769 | SCHUCO USA |  | 260 | 36 | 207 | 30 |  | Solar | FIXED | Roof
SRP08769 | SMA AMERICA | SB7000US (208V) | 8000 | 1 |  |  | 0.97 | Solar Inverter |  | OUTDOOR
SRP08770 | CONERGY AG | S 175MU | 240 | 10 | 271 | 18 |  | Solar | FIXED | Roof
SRP08770 | CONERGY AG | S 175MU | 240 | 28 | 91 | 23 |  | Solar | FIXED | Roof
SRP08770 | CONERGY AG | S 175MU | 240 | 17 | 271 | 23 |  | Solar | FIXED | Roof
SRP08770 | POWER-ONE | PVI-3600-US (240V) | 4200 | 2 |  |  | 0.97 | Solar Inverter |  | Inside
SRP08770 | POWER-ONE | PVI-5000-OUTD-US (240 V) | 5000 | 1 |  |  | 0.97 | Solar Inverter |  | INDOOR
SRP08771 | CONERGY | CONERGY PM 240P | 240 | 14 | 118 | 26 |  | Solar | FIXED | Roof
SRP08771 | CONERGY | CONERGY PM 240P | 240 | 6 | 208 | 26 |  | Solar | FIXED | Roof
SRP08771 | ENPHASE ENERGY | M215-60-2LL-S2X | 215 | 20 |  |  | 0.963 | Solar Inverter |  | OUTDOOR
SRP08773 | CONERGY AG | S 175MU | 235 | 44 | 114 | 28 |  | Solar | FIXED | Roof
SRP08773 | POWER-ONE | PVI-5000-OUTD-US (240 V) | 4000 | 1 |  |  | 0.97 | Solar Inverter |  | Outside
SRP08773 | POWER-ONE | PVI-6000-OUTD-US (240 V) | 6000 | 1 |  |  | 0.97 | Solar Inverter |  | Outside
SRP08774 | SCHUCO USA |  | 255 | 336 | 135 | 3 |  | Solar | FIXED | Ground
SRP08774 | SMA AMERICA | SB7000US (277V) | 7000 | 5 |  |  | 0.97 | Solar Inverter |  | Outside
SRP08774 | SMA AMERICA | SB7000US (208V) | 8000 | 4 |  |  | 0.963 | Solar Inverter |  | OUTDOOR
SRP08775 | CHANGZHOU TRINA SOLAR ENERGY CO | TSM-185D | 240 | 40 | 113 | 30 |  | Solar | FIXED | Roof
SRP08775 | SMA AMERICA | SB5000US (240V) | 5000 | 2 |  |  | 0.968 | Solar Inverter |  | OUTDOOR
SRP08776 | SUNPOWER | SPR-230-WHT-U | 240 | 20 | 90 | 32 |  | Solar | FIXED | Roof
SRP08776 | SUNPOWER | SPR-230-WHT-U | 240 | 20 | 180 | 40 |  | Solar | FIXED | Roof
SRP08776 | SUNPOWER CORP (ORIGINAL MFRSMA) | SPR-4000M (240V) | 4000 | 2 |  |  | 0.968 | Solar Inverter |  | INDOOR
SRP08777 | CONERGY AG | S 175MU | 235 | 11 | 78 | 12 |  | Solar | FIXED | Roof
SRP08777 | CONERGY AG | S 175MU | 235 | 22 | 168 | 21 |  | Solar | FIXED | Roof
SRP08777 | CONERGY AG | S 175MU | 235 | 24 | 168 | 25 |  | Solar | FIXED | Roof
SRP08777 | POWER-ONE | PVI-3000-I-OUTD-US | 3000 | 1 |  |  | 0.97 | Solar Inverter |  | INDOOR
SRP08777 | POWER-ONE | PVI-5000-OUTD-US (208 V) | 5000 | 1 |  |  | 0.97 | Solar Inverter |  | INDOOR
SRP08777 | POWER-ONE | PVI-6000-OUTD-US (208 V) | 6000 | 1 |  |  | 0.97 | Solar Inverter |  | INDOOR
SRP08778 | UNKNOWN | UNKNOWN | 255 | 26 | 160 | 25 |  | Solar | FIXED | Roof
SRP08778 | SMA AMERICA | SB6000US (240V) | 6000 | 1 |  |  | 0.965 | Solar Inverter |  | OUTDOOR
SRP08779 | CANADIAN SOLAR | CS6P-195 | 195 | 22 | 160 | 27.5 |  | Solar | FIXED | Roof
SRP08779 | CANADIAN SOLAR | CS6P-195 | 195 | 11 | 250 | 33 |  | Solar | FIXED | Roof
SRP08779 | FRONIUS USA |  | 6000 | 1 |  |  | 0.97 | Solar Inverter |  | Outside
SRP08780 | SUNTECH POWER | STP210S-18/UB-1 | 245 | 26 | 190 | 35 |  | Solar | FIXED | Roof
SRP08780 | FRONIUS USA |  | 6000 | 1 |  |  | 0.96 | Solar Inverter |  | OUTDOOR
SRP08781 | CHANGZHOU TRINA SOLAR ENERGY CO | TSM-185D | 240 | 12 | 180 | 11 |  | Solar | FIXED | Roof
SRP08781 | CHANGZHOU TRINA SOLAR ENERGY CO | TSM-185D | 240 | 18 | 180 | 18 |  | Solar | FIXED | Roof
SRP08781 | SMA AMERICA | SB6000U (240V) | 7000 | 1 |  |  | 0.97 | Solar Inverter |  | OUTDOOR
SRP08783 | UNKNOWN | UNKNOWN | 240 | 2086 | 200 | 10 |  | Solar | FIXED | Roof
SRP08783 | SATCON TECHNOLOGY | AE-500-60-PV-A | 500000 | 1 |  |  | 0.976 | Solar Inverter |  | Outside
SRP08784 | SUNTECH POWER | STP190S-18/UB-1 | 190 | 9 | 241 | 10 |  | Solar | FIXED | Roof
SRP08784 | FRONIUS USA | IG 2000 NEG | 2000 | 1 |  |  | 0.96 | Solar Inverter |  | INDOOR
SRP08785 | SUNTECH POWER | STP210S-18/UB-1 | 275 | 900 | 177 | 5 |  | Solar | FIXED | Roof
SRP08785 | PV POWERED | PVP100KW-208 | 260000 | 1 |  |  | 0.97 | Solar Inverter |  | INDOOR
SRP08787 | CHANGZHOU TRINA SOLAR ENERGY CO | TSM-185D | 235 | 17 | 169 | 20 |  | Solar | FIXED | Roof
SRP08787 | ENPHASE ENERGY | M200-32-240-S02 | 215 | 17 |  |  | 0.96 | Solar Inverter |  | Outside
SRP08788 | CHANGZHOU TRINA SOLAR ENERGY CO | TSM-185D | 240 | 38 | 170 | 20 |  | Solar | FIXED | Roof
SRP08788 | ENPHASE ENERGY | M200-32-240-S02 | 215 | 38 |  |  | 0.96 | Solar Inverter |  | OUTDOOR
SRP08791 | HANWHA SOLARONE (QIDONG) | HSL60M6-HA-0-245TW | 245 | 54 | 226 | 24 |  | Solar | FIXED | Roof
SRP08791 | SOLECTRIA RENEWABLES | PVI 5300 (208V) | 5300 | 1 |  |  | 0.964 | Solar Inverter |  | Outside
SRP08791 | SOLECTRIA RENEWABLES | PVI 7500 (208V) | 7500 | 1 |  |  | 0.965 | Solar Inverter |  | Outside
SRP08792 | CHANGZHOU TRINA SOLAR ENERGY CO | TSM-185D | 235 | 26 | 118 | 32 |  | Solar | FIXED | Roof
SRP08792 | ENPHASE ENERGY | M175-24-240-S | 215 | 26 |  |  | 0.963 | Solar Inverter |  | OUTDOOR
SRP08793 | ET SOLAR INDUSTRY | ET-P654205 | 205 | 315 | 180 | 3 |  | Solar | FIXED | Ground
SRP08793 | PV POWERED | PVP30KW-LV-480 | 50000 | 1 |  |  | 0.96 | Solar Inverter |  | OUTDOOR
SRP08794 | NINGBO SOLAR ELECTRIC POWER | TDB125X125-72-P 175W | 285 | 583 | 144 | 5 |  | Solar | FIXED | Roof
SRP08794 | SATCON TECHNOLOGY | PVS-135 (240 V) | 135000 | 1 |  |  | 0.96 | Solar Inverter |  | OUTDOOR
SRP08795 | SOLARWORLD | SW175 MONO/T | 240 | 351 | 92 | 14 |  | Solar | FIXED | Roof
SRP08795 | SATCON TECHNOLOGY | AE-100-60-PV-A-HE | 75000 | 1 |  |  | 0.96 | Solar Inverter |  | OUTDOOR
SRP08797 | SCHUCO USA |  | 260 | 39 | 167 | 30 |  | Solar | FIXED | Roof
SRP08797 | SMA AMERICA | SB4000US (240V) | 4000 | 3 |  |  | 0.97 | Solar Inverter |  | INDOOR
SRP08798 | BAODING YINGLI NEW ENERGY RESOURCES CO | YL175(156) | 235 | 55 | 111 | 9 |  | Solar | FIXED | Roof
SRP08798 | POWER-ONE | PVI-3000-I-OUTD-US | 3000 | 2 |  |  | 0.96 | Solar Inverter |  | Outside
SRP08798 | POWER-ONE | PVI-6000-OUTD-US (240 V) | 6000 | 1 |  |  | 0.965 | Solar Inverter |  | OUTDOOR
SRP08806 | SUNPOWER | SPR-225-BLK-U | 230 | 30 | 97 | 20 |  | Solar | FIXED | Roof
SRP08806 | SUNPOWER | SPR-230-WHT-U | 230 | 14 | 278 | 20 |  | Solar | FIXED | Roof
SRP08806 | SUNPOWER CORP (ORIGINAL MFRSMA) | SPR-3000M (208V) | 3000 | 1 |  |  | 0.966 | Solar Inverter |  | INDOOR
SRP08806 | SUNPOWER CORP (ORIGINAL MFRSMA) | SPR-7000M (208V) | 7000 | 1 |  |  | 0.971 | Solar Inverter |  | INDOOR
SRP08807 | CHANGZHOU TRINA SOLAR ENERGY CO | TSM-185D | 235 | 18 | 159 | 18 |  | Solar | FIXED | Roof
SRP08807 | CHANGZHOU TRINA SOLAR ENERGY CO | TSM-185D | 235 | 13 | 249 | 20 |  | Solar | FIXED | Roof
SRP08807 | SMA AMERICA | SB3000US (208V) | 3000 | 1 |  |  | 0.965 | Solar Inverter |  | Outside
SRP08807 | SMA AMERICA | SB5000US (208V) | 5000 | 1 |  |  | 0.968 | Solar Inverter |  | Outside
SRP08810 | SUNPOWER | SPR-230-WHT-U | 240 | 30 | 174 | 40 |  | Solar | FIXED | Roof
SRP08810 | SUNPOWER CORP (ORIGINAL MFRSMA) | SPR-7000M (240V) | 7000 | 1 |  |  | 0.97 | Solar Inverter |  | INDOOR
SRP08812 | UNKNOWN | UNKNOWN | 255 | 37 | 112 | 34 |  | Solar | FIXED | Roof
SRP08812 | SMA AMERICA | SB3800U (208V) | 3800 | 1 |  |  | 0.968 | Solar Inverter |  | INDOOR
SRP08812 | SMA AMERICA | SB6000U (208V) | 6000 | 1 |  |  | 0.97 | Solar Inverter |  | INDOOR
SRP08813 | BAODING YINGLI NEW ENERGY RESOURCES CO | YL175(156) | 235 | 24 | 205 | 26 |  | Solar | FIXED | Roof
SRP08813 | BAODING YINGLI NEW ENERGY RESOURCES CO | YL175(156) | 235 | 12 | 115 | 48 |  | Solar | FIXED | Roof
SRP08813 | SMA AMERICA | SB7000US (208V) | 7000 | 1 |  |  | 0.96 | Solar Inverter |  | OUTDOOR
SRP08814 | CONERGY AG | S 175MU | 245 | 26 | 158 | 32 |  | Solar | FIXED | Roof
SRP08814 | CONERGY AG | S 175MU | 245 | 13 | 248 | 32 |  | Solar | FIXED | Roof
SRP08814 | POWER-ONE | PVI-3000-I-OUTD-US (208V) | 3000 | 1 |  |  | 0.97 | Solar Inverter |  | INDOOR
SRP08814 | POWER-ONE | PVI-6000-OUTD-US-W (240 V) | 6000 | 1 |  |  | 0.97 | Solar Inverter |  | INDOOR
SRP08817 | CHANGZHOU TRINA SOLAR ENERGY CO | TSM-185D | 240 | 30 | 230 | 22 |  | Solar | FIXED | Roof
SRP08817 | CHANGZHOU TRINA SOLAR ENERGY CO | TSM-185D | 240 | 20 | 230 | 25 |  | Solar | FIXED | Roof
SRP08817 | SMA AMERICA | SB5000US | 5000 | 1 |  |  | 0.96 | Solar Inverter |  | INDOOR
SRP08817 | SMA AMERICA | SB7000US (208V) | 7000 | 1 |  |  | 0.97 | Solar Inverter |  | INDOOR
SRP08818 | SUNTECH POWER | STP190S-18/UB-1 | 190 | 40 | 130 | 30 |  | Solar | FIXED | Roof
SRP08818 | SMA AMERICA | SB7000US (208V) | 7000 | 1 |  |  | 0.97 | Solar Inverter |  | INDOOR
SRP08819 | SUNTECH POWER | STP190-18/UB-1 | 190 | 36 | 206 | 35 |  | Solar | FIXED | Roof
SRP08819 | SMA AMERICA | SB7000US (240V) | 7000 | 1 |  |  | 0.97 | Solar Inverter |  | INDOOR
SRP08821 | MATRIX SOLAR/PHOTOWATT | PW1650-175 | 230 | 8 | 210 | 15 |  | Solar | FIXED | Roof
SRP08821 | MATRIX SOLAR/PHOTOWATT | PW1250-115 | 230 | 8 | 210 | 25 |  | Solar | FIXED | Roof
SRP08821 | MATRIX SOLAR/PHOTOWATT | PW1650-175 | 230 | 17 | 210 | 41 |  | Solar | FIXED | Roof
SRP08821 | ENPHASE ENERGY | M200-32-240-S01 | 215 | 33 |  |  | 0.963 | Solar Inverter |  | OUTDOOR
SRP08823 | CHANGZHOU TRINA SOLAR ENERGY CO | TSM-185D | 240 | 44 | 213.1 | 15 |  | Solar | FIXED | Roof
SRP08823 | PV POWERED | PVP4800 | 4800 | 2 |  |  | 0.96 | Solar Inverter |  | OUTDOOR
SRP08824 | CHANGZHOU TRINA SOLAR ENERGY CO | TSM-185D | 240 | 30 | 169 | 25 |  | Solar | FIXED | Roof
SRP08824 | CHANGZHOU TRINA SOLAR ENERGY CO | TSM-185D | 240 | 10 | 259 | 25 |  | Solar | FIXED | Roof
SRP08824 | SMA AMERICA | SB3000US (240V) | 3000 | 1 |  |  | 0.96 | Solar Inverter |  | INDOOR
SRP08824 | SMA AMERICA | SB7000US (240V) | 7000 | 1 |  |  | 0.97 | Solar Inverter |  | INDOOR
SRP08825 | SUNTECH POWER | STP190-18/UB-1 | 190 | 52 | 251.3 | 27 |  | Solar | FIXED | Roof
SRP08825 | PV POWERED | PVP4800 | 4800 | 1 |  |  | 0.96 | Solar Inverter |  | Outside
SRP08825 | PV POWERED | PVP4800 | 4800 | 1 |  |  | 0.96 | Solar Inverter |  | Outside
SRP08826 | SUNTECH POWER | STP190-18/UB-1 | 190 | 42 | 116 | 20 |  | Solar | FIXED | Roof
SRP08826 | SUNTECH POWER | STP190S-18/UB-1 | 190 | 20 | 206 | 20 |  | Solar | FIXED | Roof
SRP08826 | PV POWERED | PVP2500 | 2500 | 1 |  |  | 0.945 | Solar Inverter |  | INDOOR
SRP08826 | SMA AMERICA | SB4000US (240V) | 4000 | 1 |  |  | 0.96 | Solar Inverter |  | INDOOR
SRP08826 | PV POWERED | PVP4800 | 4800 | 1 |  |  | 0.96 | Solar Inverter |  | Inside
SRP08827 | SUNTECH POWER | STP190S-18/UB-1 | 190 | 18 | 194.5 | 25 |  | Solar | FIXED | Roof
SRP08827 | PV POWERED | PVP3500 | 3500 | 1 |  |  | 0.955 | Solar Inverter |  | OUTDOOR
SRP08828 | CHANGZHOU TRINA SOLAR ENERGY CO | TSM-185D | 240 | 33 | 123.1 | 23 |  | Solar | FIXED | Roof
SRP08828 | SMA AMERICA | SB7000US (240V) | 7000 | 1 |  |  | 0.97 | Solar Inverter |  | INDOOR
SRP08829 | SUNTECH POWER | STP190S-18/UB-1 | 190 | 38 | 165 | 20 |  | Solar | FIXED | Roof
SRP08829 | PV POWERED | PVP2500 | 2500 | 1 |  |  | 0.945 | Solar Inverter |  | Outside
SRP08829 | PV POWERED | PVP4800 | 4800 | 1 |  |  | 0.96 | Solar Inverter |  | Outside
SRP08832 | CONERGY AG | S 175MU | 240 | 23 | 181 | 21 |  | Solar | FIXED | Roof
SRP08832 | POWER-ONE | PVI-6000-OUTD-US (240 V) | 6000 | 1 |  |  | 0.97 | Solar Inverter |  | Inside
SRP08833 | CONERGY AG | S 175MU | 240 | 9 | 235 | 31 |  | Solar | FIXED | Roof
SRP08833 | CONERGY AG | S 175MU | 240 | 20 | 145 | 37 |  | Solar | FIXED | Roof
SRP08833 | ENPHASE ENERGY | M200-32-240-S02 | 215 | 29 |  |  | 0.97 | Solar Inverter |  | OUTDOOR
SRP08834 | SUNTECH POWER | STP190S-18/UB-1 | 190 | 56 | 190.1 | 25 |  | Solar | FIXED | Roof
SRP08834 | SMA AMERICA | SB4000US (208V) | 4000 | 1 |  |  | 0.96 | Solar Inverter |  | INDOOR
SRP08834 | SMA AMERICA | SB6000US (240V) | 6000 | 1 |  |  | 0.97 | Solar Inverter |  | INDOOR
SRP08836 | SUNTECH POWER | STP190-18/UB-1 | 190 | 28 | 206 | 18 |  | Solar | FIXED | Roof
SRP08836 | SUNTECH POWER | STP190-18/UB-1 | 190 | 14 | 116 | 22 |  | Solar | FIXED | Roof
SRP08836 | PV POWERED | PVP2500 | 2500 | 1 |  |  | 0.945 | Solar Inverter |  | OUTDOOR
SRP08836 | PV POWERED | PVP4800 | 4800 | 1 |  |  | 0.96 | Solar Inverter |  | OUTDOOR
SRP08839 | SUNPOWER | SPR-225-BLK-U | 225 | 10 | 146 | 29 |  | Solar | FIXED | Roof
SRP08839 | SMA AMERICA | SWR2100U | 2000 | 1 |  |  | 0.973 | Solar Inverter |  | OUTDOOR
SRP08840 | SUNPOWER | SPR-305-WHT-U | 327 | 4112 | 210 | 5 |  | Solar | FIXED | Roof
SRP08840 | SATCON TECHNOLOGY | PVS-135 (208 V) | 135000 | 1 |  |  | 0.957 | Solar Inverter |  | OUTDOOR
SRP08840 | SATCON TECHNOLOGY | PVS-500 (480 V) | 500000 | 2 |  |  | 0.957 | Solar Inverter |  | OUTDOOR
SRP08842 | CANADIAN SOLAR | CS6P-230 | 250 | 40 | 122 | 20 |  | Solar | FIXED | Roof
SRP08842 | SMA AMERICA | SB3000US (208V) | 3000 | 1 |  |  | 0.97 | Solar Inverter |  | Inside
SRP08842 | SMA AMERICA | SB6000U (208V) | 6000 | 1 |  |  | 0.97 | Solar Inverter |  | Inside
SRP08844 | SUNPOWER | SPR-230-WHT-U | 240 | 24 | 132 | 40 |  | Solar | FIXED | Roof
SRP08844 | SUNPOWER | SPR-230-WHT-U | 240 | 24 | 222 | 40 |  | Solar | FIXED | Roof
SRP08844 | SUNPOWER CORP (ORIGINAL MFRSMA) | SPR-6000M (240V) | 6000 | 1 |  |  | 0.97 | Solar Inverter |  | INDOOR
SRP08844 | SUNPOWER CORP (ORIGINAL MFRSMA) | SPR-6000M (240V) | 6000 | 1 |  |  | 0.97 | Solar Inverter |  | INDOOR
SRP08845 | KYOCERA SOLAR | KD210GX-LP | 245 | 18 | 162 | 45 |  | Solar | FIXED | Roof
SRP08845 | KYOCERA SOLAR | KD210GX-LP | 245 | 33 | 239 | 45 |  | Solar | FIXED | Roof
SRP08845 | SMA AMERICA | SB3000US (208V) | 3000 | 1 |  |  | 0.96 | Solar Inverter |  | OUTDOOR
SRP08845 | SMA AMERICA | SB7000US (208V) | 7000 | 1 |  |  | 0.96 | Solar Inverter |  | OUTDOOR
SRP08846 | CANADIAN SOLAR | CS6P-230 | 240 | 480 | 213 | 5 |  | Solar | FIXED | Roof
SRP08846 | SATCON TECHNOLOGY | AE-100-60-PV-F | 100000 | 1 |  |  | 0.96 | Solar Inverter |  | OUTDOOR
SRP08847 | CHANGZHOU TRINA SOLAR ENERGY CO | TSM-185D | 240 | 30 | 254.7 | 30 |  | Solar | FIXED | Roof
SRP08847 | SMA AMERICA | SB6000US (208V) | 6000 | 1 |  |  | 0.968 | Solar Inverter |  | OUTDOOR
SRP08848 | SUNPOWER | SPR-230-WHT-U | 240 | 24 | 177 | 35 |  | Solar | FIXED | Roof
SRP08848 | SUNPOWER CORP (ORIGINAL MFRSMA) | SPR-6000M (240V) | 6000 | 1 |  |  | 0.97 | Solar Inverter |  | INDOOR
SRP08850 | CHANGZHOU TRINA SOLAR ENERGY CO | TSM-185D | 240 | 20 | 213.1 | 18 |  | Solar | FIXED | Roof
SRP08850 | SMA AMERICA | SB4000US (208V) | 4000 | 1 |  |  | 0.97 | Solar Inverter |  | OUTDOOR
SRP08851 | CHANGZHOU TRINA SOLAR ENERGY CO | TSM-185D | 235 | 24 | 199 | 21 |  | Solar | FIXED | Roof
SRP08851 | PV POWERED | PVP4800 | 4800 | 1 |  |  | 0.96 | Solar Inverter |  | INDOOR
SRP08852 | CHANGZHOU TRINA SOLAR ENERGY CO | TSM-185D | 240 | 27 | 231.4 | 31 |  | Solar | FIXED | Roof
SRP08852 | PV POWERED | PVP2500 | 2500 | 1 |  |  | 0.945 | Solar Inverter |  | Inside
SRP08852 | PV POWERED | PVP3500 | 3500 | 1 |  |  | 0.955 | Solar Inverter |  | INDOOR
SRP08853 | CHANGZHOU TRINA SOLAR ENERGY CO | TSM-185D | 240 | 27 | 242.1 | 30 |  | Solar | FIXED | Roof
SRP08853 | PV POWERED | PVP2500 | 2500 | 1 |  |  | 0.945 | Solar Inverter |  | Inside
SRP08853 | PV POWERED | PVP3500 | 3500 | 1 |  |  | 0.955 | Solar Inverter |  | INDOOR
SRP08854 | SUNTECH POWER | STP190-18/UB-1 | 190 | 28 | 151.1 | 31 |  | Solar | FIXED | Roof
SRP08854 | PV POWERED | PVP4800 | 4800 | 1 |  |  | 0.96 | Solar Inverter |  | INDOOR
SRP08855 | UNKNOWN | UNKNOWN | 255 | 24 | 177 | 23 |  | Solar | FIXED | Roof
SRP08855 | SMA AMERICA | SB6000US (208V) | 6000 | 1 |  |  | 0.97 | Solar Inverter |  | OUTDOOR
SRP08856 | CHANGZHOU TRINA SOLAR ENERGY CO | TSM-185D | 240 | 35 | 176 | 28 |  | Solar | FIXED | Roof
SRP08856 | PV POWERED | PVP2500 | 2500 | 1 |  |  | 0.945 | Solar Inverter |  | Outside
SRP08856 | PV POWERED | PVP4800 | 4800 | 1 |  |  | 0.96 | Solar Inverter |  | OUTDOOR
SRP08857 | CHANGZHOU TRINA SOLAR ENERGY CO | TSM-185D | 240 | 37 | 193 | 25 |  | Solar | FIXED | Roof
SRP08857 | SMA AMERICA | SB4000US (208V) | 4000 | 1 |  |  | 0.97 | Solar Inverter |  | INDOOR
SRP08857 | SMA AMERICA | SB6000U (240V) | 6000 | 1 |  |  | 0.955 | Solar Inverter |  | INDOOR
SRP08858 | CHANGZHOU TRINA SOLAR ENERGY CO | TSM-185D | 240 | 36 | 171 | 20 |  | Solar | FIXED | Roof
SRP08858 | SMA AMERICA | SB7000US (240V) | 8000 | 1 |  |  | 0.96 | Solar Inverter |  | INDOOR
SRP08859 | CHANGZHOU TRINA SOLAR ENERGY CO | TSM-185D | 240 | 9 | 106 | 25 |  | Solar | FIXED | Roof
SRP08859 | CHANGZHOU TRINA SOLAR ENERGY CO | TSM-185D | 240 | 26 | 196 | 25 |  | Solar | FIXED | Roof
SRP08859 | SMA AMERICA | SB3000US (240V) | 3000 | 1 |  |  | 0.96 | Solar Inverter |  | Outside
SRP08859 | SMA AMERICA | SB6000U (240V) | 6000 | 1 |  |  | 0.97 | Solar Inverter |  | Outside
SRP08860 | SUNPOWER | SPR-315E-WHT-U | 320 | 136 | 215 | 10 |  | Solar | FIXED | Roof
SRP08860 | SUNPOWER CORP (ORIGINAL MFRFRONIUS) | SPR 12000F (208V) | 11400 | 4 |  |  | 0.962 | Solar Inverter |  | OUTDOOR
SRP08861 | LG ELECTRONICS SOLAR CELL DIVISION | LG250S1C-G2 | 250 | 351 | 132 | 2 |  | Solar | FIXED | Roof
SRP08861 | ADVANCED ENERGY INDUSTRIES | AE 75TX-208 | 75000 | 1 |  |  | 0.96 | Solar Inverter |  | OUTDOOR
SRP08862 | BAODING YINGLI NEW ENERGY RESOURCES CO | YL175(156) | 235 | 48 | 137 | 34 |  | Solar | FIXED | Roof
SRP08862 | BAODING YINGLI NEW ENERGY RESOURCES CO | YL175(156) | 235 | 26 | 227 | 40 |  | Solar | FIXED | Roof
SRP08862 | FRONIUS USA | IG 5100 | 5000 | 1 |  |  | 0.955 | Solar Inverter |  | Outside
SRP08862 | FRONIUS USA |  | 10000 | 1 |  |  | 0.955 | Solar Inverter |  | Outside
SRP08865 | CHANGZHOU TRINA SOLAR ENERGY CO | TSM-185D | 240 | 30 | 159 | 20 |  | Solar | FIXED | Roof
SRP08865 | SMA AMERICA | SB7000US (240V) | 7000 | 1 |  |  | 0.97 | Solar Inverter |  | INDOOR
SRP08866 | SUNTECH POWER | STP190-18/UB-1 | 190 | 40 | 133 | 25 |  | Solar | FIXED | Roof
SRP08866 | SUNTECH POWER | STP190S-18/UB-1 | 190 | 24 | 223 | 28 |  | Solar | FIXED | Roof
SRP08866 | SMA AMERICA | SB4000US (240V) | 4000 | 1 |  |  | 0.96 | Solar Inverter |  | INDOOR
SRP08866 | SMA AMERICA | SB7000US (208V) | 7000 | 1 |  |  | 0.97 | Solar Inverter |  | INDOOR
SRP08867 | SUNTECH POWER | STP210S-18/UB-1 | 275 | 220 | 210 | 10 |  | Solar | FIXED | Roof
SRP08867 | FRONIUS USA |  | 12000 | 4 |  |  | 0.97 | Solar Inverter |  | OUTDOOR
SRP08868 | BAODING YINGLI NEW ENERGY RESOURCES CO | YL175(156) | 235 | 16 | 215 | 45 |  | Solar | FIXED | Roof
SRP08868 | POWER-ONE | PVI-3600-OUTD-US-F (240V) | 3800 | 1 |  |  | 0.97 | Solar Inverter |  | OUTDOOR
SRP08869 | CHANGZHOU TRINA SOLAR ENERGY CO | TSM-185D | 240 | 30 | 170 | 20 |  | Solar | FIXED | Roof
SRP08869 | CHANGZHOU TRINA SOLAR ENERGY CO | TSM-185D | 240 | 22 | 260 | 20 |  | Solar | FIXED | Roof
SRP08869 | SMA AMERICA | SB5000US | 5000 | 1 |  |  | 0.96 | Solar Inverter |  | INDOOR
SRP08869 | SMA AMERICA | SB7000US (208V) | 7000 | 1 |  |  | 0.97 | Solar Inverter |  | INDOOR
SRP08870 | MATRIX SOLAR/PHOTOWATT | PW1000-100 | 255 | 26 | 72 | 5 |  | Solar | FIXED | Roof
SRP08870 | MATRIX SOLAR/PHOTOWATT | PW1000-100 | 255 | 26 | 252 | 5 |  | Solar | FIXED | Roof
SRP08870 | MATRIX SOLAR/PHOTOWATT | PW1000-100 | 255 | 26 | 72 | 10 |  | Solar | FIXED | Roof
SRP08870 | MATRIX SOLAR/PHOTOWATT | PW1000-100 | 255 | 26 | 252 | 10 |  | Solar | FIXED | Roof
SRP08870 | MATRIX SOLAR/PHOTOWATT | PW1000-100 | 255 | 26 | 252 | 14 |  | Solar | FIXED | Roof
SRP08870 | MATRIX SOLAR/PHOTOWATT | PW1000-100 | 255 | 26 | 252 | 18 |  | Solar | FIXED | Roof
SRP08870 | MATRIX SOLAR/PHOTOWATT | PW1000-100 | 255 | 26 | 252 | 20 |  | Solar | FIXED | Roof
SRP08870 | MATRIX SOLAR/PHOTOWATT | PW1000-100 | 255 | 26 | 252 | 23 |  | Solar | FIXED | Roof
SRP08870 | SATCON TECHNOLOGY | PVS-50 (240 V) | 50000 | 1 |  |  | 0.96 | Solar Inverter |  | OUTDOOR
SRP08871 | SUNTECH POWER | STP190-18/UB-1 | 190 | 22 | 197 | 22 |  | Solar | FIXED | Roof
SRP08871 | SMA AMERICA | SB4000US (208V) | 4000 | 1 |  |  | 0.96 | Solar Inverter |  | INDOOR
SRP08872 | ISOFOTON | I-100/12 | 250 | 1599 | 150 | 10 |  | Solar | FIXED | Roof
SRP08872 | SATCON TECHNOLOGY | PVS-100 (208 V) | 100000 | 1 |  |  | 0.967 | Solar Inverter |  | OUTDOOR
SRP08872 | SATCON TECHNOLOGY | PVS-100 (208 V) | 100000 | 1 |  |  | 0.967 | Solar Inverter |  | OUTDOOR
SRP08872 | SATCON TECHNOLOGY | PVS-135 (208 V) | 135000 | 1 |  |  | 0.967 | Solar Inverter |  | OUTDOOR
SRP08874 | CHANGZHOU TRINA SOLAR ENERGY CO | TSM-185D | 240 | 27 | 131 | 15 |  | Solar | FIXED | Roof
SRP08874 | PV POWERED | PVP2500 | 2500 | 1 |  |  | 0.945 | Solar Inverter |  | Outside
SRP08874 | PV POWERED | PVP3500 | 3500 | 1 |  |  | 0.955 | Solar Inverter |  | Outside
SRP08875 | LIGHT WAY GREEN NEW ENERGY | LW230(29)P1650X990 | 230 | 20 | 221 | 20 |  | Solar | FIXED | Roof
SRP08875 | NINGBO SOLAR ELECTRIC POWER | TPB156X156-60-P 230W | 230 | 180 | 221 | 20 |  | Solar | FIXED | Roof
SRP08875 | SMA AMERICA | SB4000US (208V) | 4000 | 1 |  |  | 0.968 | Solar Inverter |  | OUTDOOR
SRP08875 | SMA AMERICA | SB7000TL-US (208V) | 7000 | 5 |  |  | 0.969 | Solar Inverter |  | OUTDOOR
SRP08877 | SOLARWORLD | SW185MONO | 240 | 180 | 173 | 25 |  | Solar | FIXED | Roof
SRP08877 | FRONIUS USA |  | 10000 | 4 |  |  | 0.962 | Solar Inverter |  | INDOOR
SRP08878 | CHANGZHOU TRINA SOLAR ENERGY CO | TSM-185D | 240 | 42 | 237 | 20 |  | Solar | FIXED | Roof
SRP08878 | CHANGZHOU TRINA SOLAR ENERGY CO | TSM-185D | 240 | 12 | 57 | 32 |  | Solar | FIXED | Roof
SRP08878 | ENPHASE ENERGY | M200-32-240-S02 | 215 | 54 |  |  | 0.95 | Solar Inverter |  | Outside
SRP08879 | ISOFOTON | I-100/12 | 250 | 364 | 187 | 10 |  | Solar | FIXED | Roof
SRP08879 | ISOFOTON | I-100/12 | 250 | 1417 | 203 | 10 |  | Solar | FIXED | Roof
SRP08879 | SATCON TECHNOLOGY | PVS-75 (208 V) | 75000 | 1 |  |  | 0.97 | Solar Inverter |  | OUTDOOR
SRP08879 | SATCON TECHNOLOGY | PVS-100 (208 V) | 100000 | 1 |  |  | 0.97 | Solar Inverter |  | OUTDOOR
SRP08879 | SATCON TECHNOLOGY | PVS-250 (208 V) | 250000 | 1 |  |  | 0.97 | Solar Inverter |  | OUTDOOR
SRP08880 | LG ELECTRONICS SOLAR CELL DIVISION | LG230P1C-G2 | 230 | 96 | 180 | 15 |  | Solar | FIXED | Roof
SRP08880 | SMA AMERICA | SB5000US (240V) | 5000 | 1 |  |  | 0.967 | Solar Inverter |  | OUTDOOR
SRP08880 | SMA AMERICA | SB8000TL-US (208V) | 8000 | 2 |  |  | 0.983 | Solar Inverter |  | OUTDOOR
SRP08881 | SUNPOWER | SPR-230-WHT-U | 240 | 20 | 127 | 27 |  | Solar | FIXED | Roof
SRP08881 | SUNPOWER | SPR-230-WHT-U | 240 | 3 | 217 | 37 |  | Solar | FIXED | Roof
SRP08881 | SUNPOWER CORP (ORIGINAL MFR - PV POWERED LLC) | SPR-2500 | 225 | 23 |  |  | 0.99 | Solar Inverter |  | OUTDOOR
SRP08882 | SUNPOWER | SPR-305-WHT-U | 305 | 12 | 180 | 0 |  | Solar | FIXED | Roof
SRP08882 | SUNPOWER | SPR-305-WHT-U | 305 | 72 | 155 | 15 |  | Solar | FIXED | Roof
SRP08882 | SUNPOWER | SPR-305-WHT-U | 308 | 167 | 245 | 13 |  | Solar | FIXED | Roof
SRP08882 | FRONIUS USA |  | 11400 | 1 |  |  | 0.96 | Solar Inverter |  | INDOOR
SRP08882 | SUNPOWER CORP (ORIGINAL MFRFRONIUS) | SPR 12000F (208V) | 11400 | 6 |  |  | 0.96 | Solar Inverter |  | INDOOR
SRP08883 | CHANGZHOU TRINA SOLAR ENERGY CO | TSM-185D | 240 | 36 | 120 | 20 |  | Solar | FIXED | Roof
SRP08883 | SMA AMERICA | SB7000US (277V) | 8000 | 1 |  |  | 0.965 | Solar Inverter |  | INDOOR
SRP08885 | SUNPOWER | SPR-315E-WHT-U | 320 | 30 | 112 | 30 |  | Solar | FIXED | Roof
SRP08885 | SUNPOWER CORP (ORIGINAL MFRSMA) | SPR-7000M (277V) | 10000 | 1 |  |  | 0.962 | Solar Inverter |  | Inside
SRP08886 | CHANGZHOU TRINA SOLAR ENERGY CO | TSM-185D | 240 | 28 | 250 | 33 |  | Solar | FIXED | Roof
SRP08886 | PV POWERED | PVP3000 | 3000 | 2 |  |  | 0.935 | Solar Inverter |  | INDOOR
SRP08887 | SUNPOWER | SPR-230-WHT-U | 240 | 27 | 139 | 23 |  | Solar | FIXED | Roof
SRP08887 | SUNPOWER CORP (ORIGINAL MFRSMA) | SPR-6000M (240V) | 225 | 27 |  |  | 0.99 | Solar Inverter |  | OUTDOOR
SRP08888 | SUNPOWER | SPR-327NE-WHT-D | 327 | 30 | 180 | 30 |  | Solar | FIXED | Ground
SRP08888 | SUNPOWER CORP (ORIGINAL MFRSMA) | SPR-7000M (277V) | 10000 | 1 |  |  | 0.97 | Solar Inverter |  | OUTDOOR
SRP08890 | SUNPOWER | SPR-230-WHT-U | 240 | 60 | 84 | 37 |  | Solar | FIXED | Roof
SRP08890 | SUNPOWER | SPR-230-WHT-U | 240 | 10 | 174 | 45 |  | Solar | FIXED | Roof
SRP08890 | ENPHASE ENERGY | M200-32-240-S02 | 210 | 70 |  |  | 0.96 | Solar Inverter |  | OUTDOOR
SRP08891 | ET SOLAR INDUSTRY | ET-P672280 | 285 | 9 | 250 | 40 |  | Solar | FIXED | Roof
SRP08891 | SMA AMERICA | SB3000US (208V) | 2500 | 1 |  |  | 0.969 | Solar Inverter |  | OUTDOOR
SRP08892 | SUNTECH POWER | STP190S-18/UB-1 | 190 | 12 | 270 | 8 |  | Solar | FIXED | Roof
SRP08892 | SUNTECH POWER | STP190S-18/UB-1 | 190 | 50 | 270 | 15 |  | Solar | FIXED | Roof
SRP08892 | SUNTECH POWER | STP190-18/UB-1 | 190 | 24 | 90 | 22 |  | Solar | FIXED | Roof
SRP08892 | PV POWERED | PVP2500 | 2500 | 1 |  |  | 0.945 | Solar Inverter |  | Outside
SRP08892 | SMA AMERICA | SB4000US (208V) | 4000 | 1 |  |  | 0.96 | Solar Inverter |  | Outside
SRP08892 | PV POWERED | PVP4800 | 4800 | 2 |  |  | 0.96 | Solar Inverter |  | Outside
SRP08893 | SUNTECH POWER | STP190-18/UB-1 | 190 | 16 | 136.9 | 18 |  | Solar | FIXED | Roof
SRP08893 | PV POWERED | PVP3000 | 3000 | 1 |  |  | 0.935 | Solar Inverter |  | Outside
SRP08896 | CONERGY | CONERGY PM 240P | 240 | 14 | 20 | 24 |  | Solar | FIXED | Roof
SRP08896 | CONERGY | CONERGY PM 240P | 240 | 20 | 200 | 24 |  | Solar | FIXED | Roof
SRP08896 | ENPHASE ENERGY | M215-60-2LL-S2X | 215 | 34 |  |  | 0.96 | Solar Inverter |  | OUTDOOR
SRP08897 | CONERGY | CONERGY PM 240P | 240 | 6 | 20 | 27 |  | Solar | FIXED | Roof
SRP08897 | CONERGY | CONERGY PM 240P | 240 | 20 | 200 | 27 |  | Solar | FIXED | Roof
SRP08897 | ENPHASE ENERGY | M215-60-2LL-S2X | 215 | 26 |  |  | 0.96 | Solar Inverter |  | OUTDOOR
SRP08899 | CHANGZHOU TRINA SOLAR ENERGY CO | TSM-185D | 240 | 2548 | 202 | 5 |  | Solar | FIXED | Roof
SRP08899 | ADVANCED ENERGY INDUSTRIES | 3159000-104 | 260000 | 2 |  |  | 0.97 | Solar Inverter |  | OUTDOOR
SRP08900 | SUNTECH POWER | STP210S-18/UB-1 | 240 | 45 | 25 | 5 |  | Solar | FIXED | Roof
SRP08900 | SUNTECH POWER | STP210S-18/UB-1 | 240 | 45 | 205 | 5 |  | Solar | FIXED | Roof
SRP08900 | POWER-ONE | PVI-CENTRAL-100-US (208 V) | 10000 | 2 |  |  | 0.96 | Solar Inverter |  | INDOOR
SRP08902 | CHANGZHOU TRINA SOLAR ENERGY CO | TSM-185D | 240 | 42 | 192.9 | 30 |  | Solar | FIXED | Roof
SRP08902 | PV POWERED | PVP4800 | 4800 | 1 |  |  | 0.96 | Solar Inverter |  | Outside
SRP08902 | PV POWERED | PVP4800 | 4800 | 1 |  |  | 0.96 | Solar Inverter |  | Outside
SRP08903 | SUNPOWER | SPR-230-WHT-U | 245 | 60 | 180 | 30 |  | Solar | FIXED | Ground
SRP08903 | SUNPOWER CORP (ORIGINAL MFRSMA) | SPR-7000M (277V) | 7500 | 2 |  |  | 0.962 | Solar Inverter |  | Inside
SRP08904 | CHANGZHOU TRINA SOLAR ENERGY CO | TSM-185D | 240 | 23 | 87 | 30 |  | Solar | FIXED | Roof
SRP08904 | PV POWERED | PVP2500 | 2500 | 1 |  |  | 0.945 | Solar Inverter |  | OUTDOOR
SRP08904 | PV POWERED | PVP2500 | 2500 | 1 |  |  | 0.955 | Solar Inverter |  | OUTDOOR
SRP08905 | UNKNOWN | UNKNOWN | 250 | 42 | 245.2 | 25 |  | Solar | FIXED | Roof
SRP08905 | PV POWERED | PVP4800 | 4800 | 2 |  |  | 0.96 | Solar Inverter |  | INDOOR
SRP08906 | CHANGZHOU TRINA SOLAR ENERGY CO | TSM-185D | 240 | 29 | 112.5 | 25 |  | Solar | FIXED | Roof
SRP08906 | PV POWERED | PVP2500 | 2500 | 1 |  |  | 0.945 | Solar Inverter |  | INDOOR
SRP08906 | PV POWERED | PVP3500 | 3500 | 1 |  |  | 0.955 | Solar Inverter |  | INDOOR
SRP08907 | CHANGZHOU TRINA SOLAR ENERGY CO | TSM-185D | 240 | 24 | 170 | 20 |  | Solar | FIXED | Roof
SRP08907 | CHANGZHOU TRINA SOLAR ENERGY CO | TSM-185D | 240 | 66 | 180 | 30 |  | Solar | FIXED | Roof
SRP08907 | PV POWERED | PVP3500 | 3500 | 1 |  |  | 0.955 | Solar Inverter |  | Outside
SRP08907 | PV POWERED | PVP4800 | 4800 | 3 |  |  | 0.96 | Solar Inverter |  | Outside
SRP08908 | SUNTECH POWER | STP190-18/UB-1 | 190 | 34 | 135 | 25 |  | Solar | FIXED | Roof
SRP08908 | PV POWERED | PVP3000 | 3000 | 1 |  |  | 0.965 | Solar Inverter |  | Inside
SRP08908 | PV POWERED | PVP3500 | 3500 | 1 |  |  | 0.965 | Solar Inverter |  | INDOOR
SRP08909 | CHANGZHOU TRINA SOLAR ENERGY CO | TSM-185D | 240 | 8 | 255.2 | 15 |  | Solar | FIXED | Roof
SRP08909 | CHANGZHOU TRINA SOLAR ENERGY CO | TSM-185D | 240 | 33 | 255.2 | 30 |  | Solar | FIXED | Roof
SRP08909 | SMA AMERICA | SB3000US (208V) | 3000 | 1 |  |  | 0.96 | Solar Inverter |  | OUTDOOR
SRP08909 | SMA AMERICA | SB7000US (240V) | 7000 | 1 |  |  | 0.97 | Solar Inverter |  | OUTDOOR
SRP08910 | SUNTECH POWER | STP190S-18/UB-1 | 190 | 36 | 240 | 29 |  | Solar | FIXED | Roof
SRP08910 | SUNTECH POWER | STP190S-18/UB-1 | 190 | 30 | 150 | 38 |  | Solar | FIXED | Roof
SRP08910 | SMA AMERICA | SB6000US (208V) | 6000 | 1 |  |  | 0.97 | Solar Inverter |  | INDOOR
SRP08910 | SMA AMERICA | SB7000US (208V) | 7000 | 1 |  |  | 0.97 | Solar Inverter |  | INDOOR
SRP08911 | CHANGZHOU TRINA SOLAR ENERGY CO | TSM-185D | 240 | 25 | 226 | 20 |  | Solar | FIXED | Roof
SRP08911 | CHANGZHOU TRINA SOLAR ENERGY CO | TSM-185D | 240 | 38 | 235 | 23 |  | Solar | FIXED | Roof
SRP08911 | PV POWERED | PVP2500 | 2500 | 1 |  |  | 0.945 | Solar Inverter |  | Outside
SRP08911 | PV POWERED | PVP3000 | 3000 | 1 |  |  | 0.935 | Solar Inverter |  | Outside
SRP08911 | PV POWERED | PVP3500 | 3500 | 1 |  |  | 0.955 | Solar Inverter |  | Outside
SRP08911 | PV POWERED | PVP4800 | 4800 | 1 |  |  | 0.96 | Solar Inverter |  | Outside
SRP08912 | CHANGZHOU TRINA SOLAR ENERGY CO | TSM-185D | 240 | 30 | 160 | 32 |  | Solar | FIXED | Roof
SRP08912 | SMA AMERICA | SB7000US (240V) | 7000 | 1 |  |  | 0.97 | Solar Inverter |  | INDOOR
SRP08913 | CHANGZHOU TRINA SOLAR ENERGY CO | TSM-185D | 240 | 22 | 213.5 | 30 |  | Solar | FIXED | Roof
SRP08913 | CHANGZHOU TRINA SOLAR ENERGY CO | TSM-185D | 240 | 12 | 123.5 | 40 |  | Solar | FIXED | Roof
SRP08913 | PV POWERED | PVP2500 | 2500 | 1 |  |  | 0.945 | Solar Inverter |  | INDOOR
SRP08913 | PV POWERED | PVP4800 | 4800 | 1 |  |  | 0.96 | Solar Inverter |  | INDOOR
SRP08914 | CHANGZHOU TRINA SOLAR ENERGY CO | TSM-185D | 240 | 30 | 140 | 25 |  | Solar | FIXED | Roof
SRP08914 | CHANGZHOU TRINA SOLAR ENERGY CO | TSM-185D | 240 | 10 | 230 | 25 |  | Solar | FIXED | Roof
SRP08914 | SMA AMERICA | SB3000US (240V) | 3000 | 1 |  |  | 0.96 | Solar Inverter |  | OUTDOOR
SRP08914 | SMA AMERICA | SB7000US (240V) | 7000 | 1 |  |  | 0.97 | Solar Inverter |  | OUTDOOR
SRP08915 | CHANGZHOU TRINA SOLAR ENERGY CO | TSM-185D | 240 | 15 | 238.1 | 30 |  | Solar | FIXED | Roof
SRP08915 | PV POWERED | PVP2000 | 2000 | 2 |  |  | 0.92 | Solar Inverter |  | INDOOR
SRP08916 | MAGE SOLAR USA | POWERTEC PLUS 240/6 ML | 240 | 92 | 193 | 10 |  | Solar | FIXED | Roof
SRP08916 | ENPHASE ENERGY | M215-60-2LL-S2X | 215 | 92 |  |  | 0.963 | Solar Inverter |  | OUTDOOR
SRP08917 | SUNTECH POWER | STP190-18/UB-1 | 190 | 28 | 195.5 | 30 |  | Solar | FIXED | Roof
SRP08917 | PV POWERED | PVP4800 | 4800 | 1 |  |  | 0.96 | Solar Inverter |  | INDOOR
SRP08918 | SUNTECH POWER | STP190-18/UB-1 | 190 | 44 | 240 | 30 |  | Solar | FIXED | Roof
SRP08918 | SUNTECH POWER | STP190-18/UB-1 | 190 | 12 | 150 | 35 |  | Solar | FIXED | Roof
SRP08918 | PV POWERED | PVP2500 | 2500 | 1 |  |  | 0.945 | Solar Inverter |  | INDOOR
SRP08918 | SMA AMERICA | SB7000US (277V) | 8000 | 1 |  |  | 0.965 | Solar Inverter |  | INDOOR
SRP08919 | ISOFOTON | I-100/12 | 235 | 156 | 70 | 5 |  | Solar | FIXED | Roof
SRP08919 | ISOFOTON | I-100/12 | 235 | 143 | 260 | 5 |  | Solar | FIXED | Roof
SRP08919 | IPOWER | SHO-5.2 | 10000 | 7 |  |  | 0.95 | Solar Inverter |  | Outside
SRP08920 | SUNPOWER | SPR-225-BLK-U | 225 | 36 | 187 | 32 |  | Solar | FIXED | Roof
SRP08920 | SUNPOWER | SPR-225-BLK-U | 225 | 10 | 97 | 37 |  | Solar | FIXED | Roof
SRP08920 | SUNPOWER CORP (ORIGINAL MFRSMA) | SPR-3000M (208V) | 3800 | 1 |  |  | 0.962 | Solar Inverter |  | INDOOR
SRP08920 | SUNPOWER CORP (ORIGINAL MFRSMA) | SPR-7000M (277V) | 7500 | 1 |  |  | 0.962 | Solar Inverter |  | INDOOR
SRP08921 | SOLARWORLD | SW185MONO | 240 | 264 | 219 | 10 |  | Solar | FIXED | Roof
SRP08921 | FRONIUS USA |  | 55500 | 1 |  |  | 0.959 | Solar Inverter |  | OUTDOOR
SRP08922 | SCHOTT SOLAR | ASE-300-DGF/42-240 | 235 | 20 | 191 | 24 |  | Solar | FIXED | Roof
SRP08922 | POWER-ONE | PVI-5000-OUTD-US (208 V) | 4200 | 1 |  |  | 0.97 | Solar Inverter |  | INDOOR
SRP08923 | SHARP | ND-L3EJE | 235 | 10 | 148 | 20 |  | Solar | FIXED | Roof
SRP08923 | ENPHASE ENERGY | M200-32-208-S01 | 190 | 10 |  |  | 0.95 | Solar Inverter |  | OUTDOOR
SRP08924 | MATRIX SOLAR/PHOTOWATT | PW1650-175 | 250 | 78 | 202 | 10 |  | Solar | FIXED | Roof
SRP08924 | SMA AMERICA | SB7000US (277V) | 7500 | 3 |  |  | 0.969 | Solar Inverter |  | Inside
SRP08925 | CHANGZHOU TRINA SOLAR ENERGY CO | TSM-185D | 240 | 28 | 163.1 | 25 |  | Solar | FIXED | Roof
SRP08925 | PV POWERED | PVP3000 | 3000 | 2 |  |  | 0.935 | Solar Inverter |  | Inside
SRP08926 | CHANGZHOU TRINA SOLAR ENERGY CO | TSM-185D | 240 | 18 | 220.1 | 6 |  | Solar | FIXED | Roof
SRP08926 | CHANGZHOU TRINA SOLAR ENERGY CO | TSM-185D | 240 | 40 | 220.1 | 16 |  | Solar | FIXED | Roof
SRP08926 | PV POWERED | PVP4800 | 4800 | 3 |  |  | 0.96 | Solar Inverter |  | INDOOR
SRP08928 | CHANGZHOU TRINA SOLAR ENERGY CO | TSM-185D | 235 | 43 | 172 | 35 |  | Solar | FIXED | Roof
SRP08928 | SMA AMERICA | SB4000US (208V) | 4000 | 1 |  |  | 0.96 | Solar Inverter |  | INDOOR
SRP08928 | SMA AMERICA | SB7000US (240V) | 7000 | 1 |  |  | 0.97 | Solar Inverter |  | INDOOR
SRP08929 | SUNTECH POWER | STP200UB | 205 | 40 | 180 | 26 |  | Solar | FIXED | Roof
SRP08929 | PV POWERED | PVP3500 | 3500 | 2 |  |  | 0.955 | Solar Inverter |  | INDOOR
SRP08930 | SUNPOWER | SPR-225-BLK-U | 225 | 32 | 154 | 18 |  | Solar | FIXED | Roof
SRP08930 | SUNPOWER CORP (ORIGINAL MFRSMA) | SPR-7000M (240V) | 7000 | 1 |  |  | 0.971 | Solar Inverter |  | Outside
SRP08931 | SUNPOWER | SPR-230-WHT-U | 230 | 36 | 220 | 14 |  | Solar | FIXED | Roof
SRP08931 | SUNPOWER CORP (ORIGINAL MFRSMA) | SPR-7000M (277V) | 7000 | 1 |  |  | 0.97 | Solar Inverter |  | INDOOR
SRP08933 | MATRIX SOLAR/PHOTOWATT | PW1000-90 | 235 | 6 | 124 | 28 |  | Solar | FIXED | Roof
SRP08933 | MATRIX SOLAR/PHOTOWATT | PW1000-90 | 235 | 23 | 214 | 28 |  | Solar | FIXED | Roof
SRP08933 | ENPHASE ENERGY | M200-32-240-S02 | 215 | 29 |  |  | 0.963 | Solar Inverter |  | OUTDOOR
SRP08934 | ET SOLAR INDUSTRY | ET-P672280 | 185 | 50 | 198 | 20 |  | Solar | FIXED | Roof
SRP08934 | FRONIUS USA |  | 7500 | 1 |  |  | 0.955 | Solar Inverter |  | Inside
SRP08935 | MATRIX SOLAR/PHOTOWATT | PW1650-175 | 240 | 8 | 179 | 25 |  | Solar | FIXED | Roof
SRP08935 | MATRIX SOLAR/PHOTOWATT | PW1650-175 | 240 | 12 | 269 | 35 |  | Solar | FIXED | Roof
SRP08935 | ENPHASE ENERGY | M200-32-240-S02 | 215 | 20 |  |  | 0.963 | Solar Inverter |  | OUTDOOR
SRP08936 | MATRIX SOLAR/PHOTOWATT | PW1650-175 | 235 | 9 | 112 | 18 |  | Solar | FIXED | Roof
SRP08936 | MATRIX SOLAR/PHOTOWATT | PW1650-175 | 235 | 19 | 112 | 23 |  | Solar | FIXED | Roof
SRP08936 | ENPHASE ENERGY | M200-32-208-S01 | 215 | 28 |  |  | 0.963 | Solar Inverter |  | OUTDOOR
SRP08937 | MATRIX SOLAR/PHOTOWATT | PW1650-175 | 240 | 42 | 187 | 25 |  | Solar | FIXED | Ground
SRP08937 | ENPHASE ENERGY | M200-32-240-S02 | 215 | 42 |  |  | 0.963 | Solar Inverter |  | OUTDOOR
SRP08939 | SUNPOWER | SPR-230-WHT-U | 230 | 14 | 70 | 16 |  | Solar | FIXED | Roof
SRP08939 | SUNPOWER | SPR-230-WHT-U | 230 | 18 | 250 | 16 |  | Solar | FIXED | Roof
SRP08939 | SUNPOWER CORP (ORIGINAL MFRSMA) | SPR-3000M (240V) | 3000 | 1 |  |  | 0.97 | Solar Inverter |  | INDOOR
SRP08939 | SUNPOWER CORP (ORIGINAL MFRFRONIUS) | SPR-4000F-208 | 4000 | 1 |  |  | 0.97 | Solar Inverter |  | Inside
SRP08941 | MATRIX SOLAR/PHOTOWATT | PW1650-175 | 240 | 45 | 110 | 33 |  | Solar | FIXED | Roof
SRP08941 | ENPHASE ENERGY | M200-32-208-S01 | 215 | 45 |  |  | 0.963 | Solar Inverter |  | Outside
SRP08944 | ALEO SOLAR | S79U235 ULR | 235 | 70 | 191 | 30 |  | Solar | FIXED | Roof
SRP08944 | FRONIUS USA | IG PLUS V 6.0-208 | 6000 | 1 |  |  | 0.96 | Solar Inverter |  | Outside
SRP08944 | FRONIUS USA | IG PLUS V 10.0-208 | 10000 | 1 |  |  | 0.96 | Solar Inverter |  | Outside
SRP08945 | CHANGZHOU TRINA SOLAR ENERGY CO | TSM-185D | 240 | 1027 | 204 | 5 |  | Solar | FIXED | Roof
SRP08945 | ADVANCED ENERGY INDUSTRIES | 3159000-104 | 260000 | 1 |  |  | 0.96 | Solar Inverter |  | OUTDOOR
SRP08946 | UNKNOWN | UNKNOWN | 255 | 11 | 176 | 31 |  | Solar | FIXED | Roof
SRP08946 | UNKNOWN | UNKNOWN | 255 | 13 | 266 | 34 |  | Solar | FIXED | Roof
SRP08946 | SMA AMERICA | SB3000US (208V) | 2500 | 1 |  |  | 0.95 | Solar Inverter |  | INDOOR
SRP08946 | SMA AMERICA | SB3000US (240V) | 3000 | 1 |  |  | 0.95 | Solar Inverter |  | INDOOR
SRP08947 | UNKNOWN | UNKNOWN | 255 | 24 | 186 | 27 |  | Solar | FIXED | Roof
SRP08947 | SMA AMERICA | SB6000U (208V) | 6000 | 1 |  |  | 0.95 | Solar Inverter |  | OUTDOOR
SRP08948 | UNKNOWN | UNKNOWN | 250 | 12 | 154.6 | 25 |  | Solar | FIXED | Roof
SRP08948 | UNKNOWN | UNKNOWN | 250 | 22 | 154.6 | 30 |  | Solar | FIXED | Roof
SRP08948 | PV POWERED | PVP2500 | 2500 | 1 |  |  | 0.945 | Solar Inverter |  | INDOOR
SRP08948 | PV POWERED | PVP4800 | 4800 | 1 |  |  | 0.96 | Solar Inverter |  | INDOOR
SRP08949 | BAODING YINGLI NEW ENERGY RESOURCES CO | YL175(156) | 240 | 76 | 115 | 14 |  | Solar | FIXED | Roof
SRP08949 | POWER-ONE | PVI-5000-OUTD-US (208 V) | 5000 | 1 |  |  | 0.97 | Solar Inverter |  | INDOOR
SRP08949 | POWER-ONE | PVI-5000-OUTD-US (208 V) | 5000 | 1 |  |  | 0.97 | Solar Inverter |  | INDOOR
SRP08949 | POWER-ONE | PVI-5000-OUTD-US (208 V) | 5000 | 1 |  |  | 0.97 | Solar Inverter |  | INDOOR
SRP08950 | SUNTECH POWER | STP210-18/UB-1 | 240 | 44 | 115 | 14 |  | Solar | FIXED | Roof
SRP08950 | FRONIUS USA |  | 10000 | 1 |  |  | 0.97 | Solar Inverter |  | INDOOR
SRP08952 | SUNTECH POWER | STP190S-24/ADB+ | 190 | 21 | 140 | 18 |  | Solar | FIXED | Roof
SRP08952 | SUNTECH POWER | STP190S-24/ADB+ | 190 | 27 | 140 | 31 |  | Solar | FIXED | Roof
SRP08952 | SUNTECH POWER | STP190S-24/ADB+ | 190 | 12 | 240 | 38 |  | Solar | FIXED | Roof
SRP08952 | POWER-ONE | PVI-3.0-OUTD-S-US (240 V) | 3000 | 2 |  |  | 0.96 | Solar Inverter |  | OUTDOOR
SRP08952 | POWER-ONE | PVI-5000-OUTD-US (240 V) | 5000 | 1 |  |  | 0.965 | Solar Inverter |  | OUTDOOR
SRP08953 | LG ELECTRONICS SOLAR CELL DIVISION | LG255S1C-G2 | 255 | 4858 | 180 | 25 |  | Solar | FIXED | Ground
SRP08953 | SMA AMERICA | SB5000US (208V) | 500000 | 1 |  |  | 0.986 | Solar Inverter |  | OUTDOOR
SRP08953 | SMA AMERICA | SB5000US (208V) | 500000 | 1 |  |  | 0.986 | Solar Inverter |  | OUTDOOR
SRP08955 | SHARP | ND-224UC1 | 240 | 364 | 155 | 10 |  | Solar | FIXED | Roof
SRP08955 | PV POWERED | PVP75KW-208 | 75000 | 1 |  |  | 0.96 | Solar Inverter |  | Outside
SRP08956 | CANADIAN SOLAR | CS5B-190 | 235 | 26 | 170 | 24 |  | Solar | FIXED | Roof
SRP08956 | SCHUCO USA | SB6000U (208V) | 6000 | 1 |  |  | 0.95 | Solar Inverter |  | OUTDOOR
SRP08958 | ET SOLAR INDUSTRY | ET-P672250 | 250 | 40 | 239 | 28 |  | Solar | FIXED | Roof
SRP08958 | FRONIUS USA |  | 10000 | 1 |  |  | 0.96 | Solar Inverter |  | OUTDOOR
SRP08959 | MATRIX SOLAR/PHOTOWATT | PW1650-175 | 245 | 18 | 130 | 36 |  | Solar | FIXED | Roof
SRP08959 | MATRIX SOLAR/PHOTOWATT | PW1650-175 | 245 | 18 | 221 | 36.5 |  | Solar | FIXED | Roof
SRP08959 | FRONIUS USA |  | 4000 | 2 |  |  | 0.952 | Solar Inverter |  | OUTDOOR
SRP08960 | ISOFOTON | I-100/12 | 245 | 33 | 180 | 31 |  | Solar | FIXED | Roof
SRP08960 | SMA AMERICA | SB7000US (208V) | 7000 | 1 |  |  | 0.96 | Solar Inverter |  | INDOOR
SRP08961 | CHANGZHOU TRINA SOLAR ENERGY CO | TSM-185D | 240 | 13 | 180 | 15 |  | Solar | FIXED | Roof
SRP08961 | CHANGZHOU TRINA SOLAR ENERGY CO | TSM-185D | 240 | 22 | 180 | 19 |  | Solar | FIXED | Roof
SRP08961 | SMA AMERICA | SB3000US (208V) | 3000 | 1 |  |  | 0.96 | Solar Inverter |  | OUTDOOR
SRP08961 | SMA AMERICA | SB5000US (240V) | 5000 | 1 |  |  | 0.968 | Solar Inverter |  | OUTDOOR
SRP08964 | ISOFOTON | I-100/12 | 245 | 12 | 128 | 34 |  | Solar | FIXED | Roof
SRP08964 | KACO | 1501XI | 2500 | 1 |  |  | 0.955 | Solar Inverter |  | Inside
SRP08965 | CHANGZHOU TRINA SOLAR ENERGY CO | TSM-185D | 240 | 36 | 180 | 30 |  | Solar | FIXED | Roof
SRP08965 | SMA AMERICA | SB7000US (277V) | 8000 | 1 |  |  | 0.963 | Solar Inverter |  | OUTDOOR
SRP08966 | BAODING YINGLI NEW ENERGY RESOURCES CO | YL175(156) | 235 | 19 | 144 | 31 |  | Solar | FIXED | Roof
SRP08966 | BAODING YINGLI NEW ENERGY RESOURCES CO | YL175(156) | 235 | 17 | 234 | 40 |  | Solar | FIXED | Roof
SRP08966 | POWER-ONE | PVI-3600-US (240V) | 3600 | 1 |  |  | 0.97 | Solar Inverter |  | OUTDOOR
SRP08966 | POWER-ONE | PVI-5000-OUTD-US (208 V) | 4200 | 1 |  |  | 0.97 | Solar Inverter |  | OUTDOOR
SRP08969 | SUNTECH POWER | STP190S-18/UB-1 | 190 | 40 | 248 | 25 |  | Solar | FIXED | Roof
SRP08969 | SMA AMERICA | SB7000US (208V) | 7000 | 1 |  |  | 0.96 | Solar Inverter |  | Inside
SRP08970 | BAODING YINGLI NEW ENERGY RESOURCES CO | YL175(156) | 235 | 20 | 180 | 40 |  | Solar | FIXED | Roof
SRP08970 | POWER-ONE | PVI-5000-OUTD-US (208 V) | 4200 | 1 |  |  | 0.97 | Solar Inverter |  | OUTDOOR
SRP08971 | SUNTECH POWER | STP190S-18/UB-1 | 190 | 12 | 174 | 25 |  | Solar | FIXED | Roof
SRP08971 | SUNTECH POWER | STP190S-18/UB-1 | 190 | 12 | 84 | 38 |  | Solar | FIXED | Roof
SRP08971 | POWER-ONE | PVI-3600-US (240V) | 4200 | 1 |  |  | 0.96 | Solar Inverter |  | OUTDOOR
SRP08972 | SILIKEN MANUFACTURING USA | SLK60P6L 233 WP | 250 | 18 | 237 | 30 |  | Solar | FIXED | Roof
SRP08972 | SILIKEN MANUFACTURING USA | SLK60P6L 233 WP | 250 | 10 | 147 | 47 |  | Solar | FIXED | Roof
SRP08972 | POWER-ONE | PVI-3000-I-OUTD-US (208V) | 3000 | 1 |  |  | 0.97 | Solar Inverter |  | INDOOR
SRP08972 | POWER-ONE | PVI-3600-US (240V) | 4200 | 1 |  |  | 0.97 | Solar Inverter |  | INDOOR
SRP08975 | SILIKEN MANUFACTURING USA | SLK60P6L 233 WP | 250 | 22 | 219 | 25 |  | Solar | FIXED | Roof
SRP08975 | SMA AMERICA | SB6000US (208V) | 6000 | 1 |  |  | 0.97 | Solar Inverter |  | OUTDOOR
SRP08977 | CHANGZHOU TRINA SOLAR ENERGY CO | TSM-185D | 235 | 33 | 72 | 20 |  | Solar | FIXED | Roof
SRP08977 | SUNTECH POWER | STP200S-18/UB-1 | 235 | 22 | 252 | 20 |  | Solar | FIXED | Roof
SRP08977 | SMA AMERICA | SB5000US (240V) | 5000 | 1 |  |  | 0.96 | Solar Inverter |  | OUTDOOR
SRP08977 | SMA AMERICA | SB7000US (240V) | 7000 | 1 |  |  | 0.96 | Solar Inverter |  | OUTDOOR
SRP08978 | SUNTECH POWER | STP190S-18/UB-1 | 190 | 50 | 172 | 36 |  | Solar | FIXED | Roof
SRP08978 | POWER-ONE | PVI-3600-OUTD-US-F (208V) | 3600 | 1 |  |  | 0.96 | Solar Inverter |  | OUTDOOR
SRP08978 | POWER-ONE | PVI-5000-OUTD-US (208 V) | 5000 | 1 |  |  | 0.965 | Solar Inverter |  | OUTDOOR
SRP08979 | SILIKEN MANUFACTURING USA | SLK60P6L 233 WP | 250 | 28 | 149 | 8 |  | Solar | FIXED | Roof
SRP08979 | SMA AMERICA | SB7000US (240V) | 7000 | 1 |  |  | 0.96 | Solar Inverter |  | OUTDOOR
SRP08981 | MATRIX SOLAR/PHOTOWATT | PW1650-175 | 240 | 31 | 196 | 17 |  | Solar | FIXED | Roof
SRP08981 | ENPHASE ENERGY | M200-32-240-S02 | 215 | 31 |  |  | 0.963 | Solar Inverter |  | OUTDOOR
SRP08982 | BAODING YINGLI NEW ENERGY RESOURCES CO | YL175(156) | 235 | 22 | 172 | 19 |  | Solar | FIXED | Roof
SRP08982 | SMA AMERICA | SB5000US (208V) | 5000 | 1 |  |  | 0.97 | Solar Inverter |  | OUTDOOR
SRP08983 | BAODING YINGLI NEW ENERGY RESOURCES CO | YL175(156) | 235 | 16 | 234 | 20 |  | Solar | FIXED | Roof
SRP08983 | BAODING YINGLI NEW ENERGY RESOURCES CO | YL175(156) | 235 | 16 | 234 | 22 |  | Solar | FIXED | Roof
SRP08983 | POWER-ONE | PVI-3600-OUTD-US-F (208V) | 3600 | 1 |  |  | 0.968 | Solar Inverter |  | OUTDOOR
SRP08983 | POWER-ONE | PVI-3600-OUTD-US-F (208V) | 3600 | 1 |  |  | 0.968 | Solar Inverter |  | OUTDOOR
SRP08984 | SANYO ELECTRIC | HIP-205BA5 | 220 | 40 | 198 | 23 |  | Solar | FIXED | Roof
SRP08984 | FRONIUS USA |  | 10000 | 1 |  |  | 0.955 | Solar Inverter |  | INDOOR
SRP08985 | UNKNOWN | UNKNOWN | 250 | 30 | 230 | 25 |  | Solar | FIXED | Roof
SRP08985 | PV POWERED | PVP3000 | 3000 | 1 |  |  | 0.935 | Solar Inverter |  | Outside
SRP08985 | PV POWERED | PVP3500 | 3500 | 1 |  |  | 0.955 | Solar Inverter |  | Outside
SRP08986 | UNKNOWN | UNKNOWN | 250 | 33 | 185 | 30 |  | Solar | FIXED | Roof
SRP08986 | PV POWERED | PVP2500 | 2500 | 1 |  |  | 0.945 | Solar Inverter |  | INDOOR
SRP08986 | PV POWERED | PVP4800 | 4800 | 1 |  |  | 0.96 | Solar Inverter |  | INDOOR
SRP08987 | UNKNOWN | UNKNOWN | 250 | 24 | 198 | 16 |  | Solar | FIXED | Roof
SRP08987 | PV POWERED | PVP4800 | 4800 | 1 |  |  | 0.96 | Solar Inverter |  | INDOOR
SRP08988 | SUNTECH POWER | STP190S-18/UB-1 | 190 | 38 | 239.6 | 39 |  | Solar | FIXED | Roof
SRP08988 | PV POWERED | PVP2500 | 2500 | 1 |  |  | 0.945 | Solar Inverter |  | INDOOR
SRP08988 | PV POWERED | PVP4800 | 4800 | 1 |  |  | 0.96 | Solar Inverter |  | INDOOR
SRP08989 | CHANGZHOU TRINA SOLAR ENERGY CO | TSM-185D | 240 | 30 | 162 | 28 |  | Solar | FIXED | Roof
SRP08989 | SMA AMERICA | SB7000US (208V) | 7000 | 1 |  |  | 0.97 | Solar Inverter |  | INDOOR
SRP08990 | SILIKEN MANUFACTURING USA | SLK60P6L 233 WP | 250 | 10 | 86 | 26 |  | Solar | FIXED | Roof
SRP08990 | SILIKEN MANUFACTURING USA | SLK60P6L 233 WP | 250 | 36 | 266 | 26 |  | Solar | FIXED | Roof
SRP08990 | SMA AMERICA | SB3800U (240V) | 3500 | 1 |  |  | 0.96 | Solar Inverter |  | Inside
SRP08990 | SMA AMERICA | SB7000US (277V) | 8000 | 1 |  |  | 0.965 | Solar Inverter |  | Inside
SRP08991 | SUNTECH POWER | STP190S-18/UB-1 | 190 | 12 | 247 | 16 |  | Solar | FIXED | Roof
SRP08991 | SUNTECH POWER | STP190S-18/UB-1 | 190 | 30 | 247 | 18 |  | Solar | FIXED | Roof
SRP08991 | PV POWERED | PVP2500 | 2500 | 1 |  |  | 0.945 | Solar Inverter |  | INDOOR
SRP08991 | SMA AMERICA | SB6000US (208V) | 6000 | 1 |  |  | 0.97 | Solar Inverter |  | INDOOR
SRP08995 | BAODING YINGLI NEW ENERGY RESOURCES CO | YL175(156) | 230 | 1027 | 222 | 5 |  | Solar | FIXED | Roof
SRP08995 | XANTREX TECHNOLOGY | GT250-480 | 250000 | 1 |  |  | 0.96 | Solar Inverter |  | OUTDOOR
SRP08999 | CHANGZHOU TRINA SOLAR ENERGY CO | TSM-185D | 240 | 1365 | 204 | 5 |  | Solar | FIXED | Roof
SRP08999 | ADVANCED ENERGY INDUSTRIES | 3159000-104 | 260000 | 1 |  |  | 0.96 | Solar Inverter |  | INDOOR
SRP09000 | CHANGZHOU TRINA SOLAR ENERGY CO | TSM-185D | 230 | 84 | 180 | 30 |  | Solar | FIXED | Ground
SRP09000 | PV POWERED | PVP4800 | 4800 | 4 |  |  | 0.97 | Solar Inverter |  | OUTDOOR
SRP09001 | SUNTECH POWER | STP210S-18/UB-1 | 235 | 858 | 203 | 10 |  | Solar | FIXED | Roof
SRP09001 | SATCON TECHNOLOGY | PVS-75 (208 V) | 75000 | 1 |  |  | 0.966 | Solar Inverter |  | OUTDOOR
SRP09001 | SATCON TECHNOLOGY | PVS-100 (208 V) | 100000 | 1 |  |  | 0.963 | Solar Inverter |  | OUTDOOR
SRP09002 | CHANGZHOU TRINA SOLAR ENERGY CO | TSM-185D | 240 | 26 | 205 | 30 |  | Solar | FIXED | Roof
SRP09002 | SMA AMERICA | SB6000U (208V) | 6000 | 1 |  |  | 0.97 | Solar Inverter |  | Inside
SRP09003 | CHANGZHOU TRINA SOLAR ENERGY CO | TSM-185D | 240 | 418 | 156 | 5 |  | Solar | FIXED | Roof
SRP09003 | PV POWERED | PVP100KW-208 | 100000 | 1 |  |  | 0.96 | Solar Inverter |  | INDOOR
SRP09004 | CHANGZHOU TRINA SOLAR ENERGY CO | TSM-185D | 240 | 33 | 266 | 31 |  | Solar | FIXED | Roof
SRP09004 | CHANGZHOU TRINA SOLAR ENERGY CO | TSM-185D | 240 | 6 | 176 | 39 |  | Solar | FIXED | Roof
SRP09004 | PV POWERED | PVP2000 | 2000 | 1 |  |  | 0.92 | Solar Inverter |  | OUTDOOR
SRP09004 | SMA AMERICA | SB7000US (277V) | 7000 | 1 |  |  | 0.97 | Solar Inverter |  | OUTDOOR
SRP09005 | CANADIAN SOLAR | CS6P-230 | 240 | 8 | 223 | 12 |  | Solar | FIXED | Roof
SRP09005 | CANADIAN SOLAR | CS6P-230 | 240 | 32 | 223 | 35 |  | Solar | FIXED | Roof
SRP09005 | ENPHASE ENERGY | M200-32-240-S02 | 215 | 40 |  |  | 0.96 | Solar Inverter |  | OUTDOOR
SRP09006 | SUNPOWER | SPR-230-WHT-U | 245 | 40 | 187 | 27 |  | Solar | FIXED | Roof
SRP09006 | SUNPOWER CORP (ORIGINAL MFRSMA) | SPR-7000M (277V) | 10000 | 1 |  |  | 0.962 | Solar Inverter |  | Inside
SRP09007 | MATRIX SOLAR/PHOTOWATT | PW1650-175 | 250 | 377 | 202 | 10 |  | Solar | FIXED | Roof
SRP09007 | ADVANCED ENERGY INDUSTRIES | 3159000-110 | 75000 | 1 |  |  | 0.955 | Solar Inverter |  | Inside
SRP09008 | SUNPOWER | SPR-230-WHT-U | 245 | 36 | 238 | 25 |  | Solar | FIXED | Roof
SRP09008 | SUNPOWER CORP (ORIGINAL MFRSMA) | SPR-7000M (277V) | 8000 | 1 |  |  | 0.968 | Solar Inverter |  | Inside
SRP09009 | BAODING YINGLI NEW ENERGY RESOURCES CO | YL175(156) | 235 | 8 | 118 | 25 |  | Solar | FIXED | Roof
SRP09009 | BAODING YINGLI NEW ENERGY RESOURCES CO | YL175(156) | 235 | 14 | 208 | 27 |  | Solar | FIXED | Roof
SRP09009 | POWER-ONE | PVI-5000-OUTD-US (240 V) | 5000 | 1 |  |  | 0.97 | Solar Inverter |  | OUTDOOR
SRP09010 | UNKNOWN | UNKNOWN | 245 | 13 | 170 | 14 |  | Solar | FIXED | Roof
SRP09010 | UNKNOWN | UNKNOWN | 245 | 13 | 260 | 20 |  | Solar | FIXED | Roof
SRP09010 | SMA AMERICA | SB3000US (208V) | 3000 | 2 |  |  | 0.97 | Solar Inverter |  | INDOOR
SRP09011 | UNKNOWN | UNKNOWN | 250 | 37 | 110.1 | 20 |  | Solar | FIXED | Roof
SRP09011 | SMA AMERICA | SB4000US (208V) | 4000 | 1 |  |  | 0.96 | Solar Inverter |  | OUTDOOR
SRP09011 | SMA AMERICA | SB6000US (277V) | 6000 | 1 |  |  | 0.97 | Solar Inverter |  | OUTDOOR
SRP09012 | SUNTECH POWER | STP190S-18/UB-1 | 190 | 30 | 186 | 25 |  | Solar | FIXED | Roof
SRP09012 | SMA AMERICA | SB6000U (208V) | 6000 | 1 |  |  | 0.97 | Solar Inverter |  | INDOOR
SRP09013 | UNKNOWN | UNKNOWN | 250 | 44 | 151 | 25 |  | Solar | FIXED | Roof
SRP09013 | PV POWERED | PVP4800 | 4800 | 2 |  |  | 0.96 | Solar Inverter |  | INDOOR
SRP09014 | SUNTECH POWER | STP210S-18/UB-1 | 270 | 20 | 135 | 25 |  | Solar | FIXED | Roof
SRP09014 | POWER-ONE | PVI-6000-OUTD-US-W (240 V) | 6000 | 1 |  |  | 0.97 | Solar Inverter |  | INDOOR
SRP09016 | UNI-SOLAR | PVL136 | 144 | 56 | 87 | 9 |  | Solar | FIXED | Roof
SRP09016 | UNI-SOLAR | PVL136 | 144 | 56 | 267 | 9 |  | Solar | FIXED | Roof
SRP09016 | POWER-ONE | PVI-5000-OUTD-US (277 V) | 5000 | 2 |  |  | 0.97 | Solar Inverter |  | INDOOR
SRP09016 | POWER-ONE | PVI-6000-OUTD-US (208 V) | 6000 | 1 |  |  | 0.97 | Solar Inverter |  | INDOOR
SRP09017 | SOLYNDRA | SL-001-150U | 157 | 200 | 180 | 0 |  | Solar | FIXED | Roof
SRP09017 | POWER-ONE | PVI-6000-OUTD-US (277 V) | 6000 | 1 |  |  | 0.97 | Solar Inverter |  | OUTDOOR
SRP09017 | FRONIUS USA |  | 11400 | 2 |  |  | 0.96 | Solar Inverter |  | Outside
SRP09018 | SOLARWORLD | SW185MONO | 235 | 650 | 180 | 10 |  | Solar | FIXED | Roof
SRP09018 | SATCON TECHNOLOGY | PVS-135 (240 V) | 135000 | 1 |  |  | 0.99 | Solar Inverter |  | OUTDOOR
SRP09019 | SUNTECH POWER | STP210S-18/UB-1 | 225 | 28 | 223 | 20 |  | Solar | FIXED | Roof
SRP09019 | POWER-ONE | PVI-6000-OUTD-US-W (240 V) | 6000 | 1 |  |  | 0.96 | Solar Inverter |  | INDOOR
SRP09020 | SUNPOWER | SPR-230-WHT-U | 245 | 20 | 206 | 27 |  | Solar | FIXED | Roof
SRP09020 | SUNPOWER CORP (ORIGINAL MFRSMA) | SPR-5000M (208V) | 5000 | 1 |  |  | 0.968 | Solar Inverter |  | Inside
SRP09021 | CHANGZHOU TRINA SOLAR ENERGY CO | TSM-185D | 235 | 22 | 187 | 20 |  | Solar | FIXED | Roof
SRP09021 | PV POWERED | PVP4800 | 4800 | 1 |  |  | 0.96 | Solar Inverter |  | INDOOR
SRP09022 | UNKNOWN | UNKNOWN | 250 | 31 | 252 | 22 |  | Solar | FIXED | Roof
SRP09022 | UNKNOWN | UNKNOWN | 250 | 5 | 162 | 32 |  | Solar | FIXED | Roof
SRP09022 | PV POWERED | PVP2000 | 2000 | 1 |  |  | 0.92 | Solar Inverter |  | OUTDOOR
SRP09022 | PV POWERED | PVP2500 | 2500 | 1 |  |  | 0.945 | Solar Inverter |  | OUTDOOR
SRP09022 | PV POWERED | PVP4800 | 4800 | 1 |  |  | 0.96 | Solar Inverter |  | OUTDOOR
SRP09023 | UNKNOWN | UNKNOWN | 250 | 40 | 129.9 | 30 |  | Solar | FIXED | Roof
SRP09023 | PV POWERED | PVP4800 | 4800 | 2 |  |  | 0.96 | Solar Inverter |  | Inside
SRP09024 | UNKNOWN | UNKNOWN | 250 | 30 | 171 | 30 |  | Solar | FIXED | Roof
SRP09024 | UNKNOWN | UNKNOWN | 250 | 6 | 171 | 35 |  | Solar | FIXED | Roof
SRP09024 | PV POWERED | PVP2000 | 2000 | 1 |  |  | 0.92 | Solar Inverter |  | Inside
SRP09024 | PV POWERED | PVP2500 | 2500 | 1 |  |  | 0.945 | Solar Inverter |  | Inside
SRP09024 | PV POWERED | PVP4800 | 4800 | 1 |  |  | 0.96 | Solar Inverter |  | Inside
SRP09026 | CHANGZHOU TRINA SOLAR ENERGY CO | TSM-185D | 280 | 1100 | 199 | 10 |  | Solar | FIXED | Roof
SRP09026 | SMA AMERICA | SWR2500U (208V) | 250000 | 1 |  |  | 0.975 | Solar Inverter |  | INDOOR
SRP09027 | CANADIAN SOLAR | CS6P-230 | 235 | 17 | 241 | 24 |  | Solar | FIXED | Roof
SRP09027 | ENPHASE ENERGY | M200-32-240-S02 | 215 | 17 |  |  | 0.96 | Solar Inverter |  | OUTDOOR
SRP09028 | SUNPOWER | SPR-225-BLK-U | 225 | 28 | 109 | 14 |  | Solar | FIXED | Roof
SRP09028 | SUNPOWER CORP (ORIGINAL MFRSMA) | SPR-6000M (240V) | 6500 | 1 |  |  | 0.97 | Solar Inverter |  | Outside
SRP09031 | SUNPOWER | SPR-225-BLK-U | 225 | 8 | 196 | 18 |  | Solar | FIXED | Roof
SRP09031 | SUNPOWER | SPR-225-BLK-U | 225 | 36 | 196 | 22 |  | Solar | FIXED | Roof
SRP09031 | SUNPOWER CORP (ORIGINAL MFRSMA) | SPR-3000M (240V) | 3000 | 1 |  |  | 0.966 | Solar Inverter |  | INDOOR
SRP09031 | SUNPOWER CORP (ORIGINAL MFRSMA) | SPR-7000M (240V) | 7000 | 1 |  |  | 0.971 | Solar Inverter |  | INDOOR
SRP09033 | UNKNOWN | UNKNOWN | 250 | 20 | 125.5 | 15 |  | Solar | FIXED | Roof
SRP09033 | PV POWERED | PVP4800 | 4800 | 1 |  |  | 0.96 | Solar Inverter |  | INDOOR
SRP09034 | CANADIAN SOLAR | CS6P-230 | 235 | 5 | 205 | 28 |  | Solar | FIXED | Roof
SRP09034 | CANADIAN SOLAR | CS6P-230 | 235 | 5 | 115 | 29 |  | Solar | FIXED | Roof
SRP09034 | ENPHASE ENERGY | M200-32-208-S01 | 190 | 10 |  |  | 0.95 | Solar Inverter |  | OUTDOOR
SRP09035 | CANADIAN SOLAR | CS6P-230 | 235 | 13 | 244 | 11 |  | Solar | FIXED | Roof
SRP09035 | ENPHASE ENERGY | M200-32-208-S01 | 215 | 13 |  |  | 0.96 | Solar Inverter |  | OUTDOOR
SRP09037 | UNKNOWN | UNKNOWN | 250 | 22 | 184 | 29 |  | Solar | FIXED | Roof
SRP09037 | UNKNOWN | UNKNOWN | 250 | 12 | 184 | 30 |  | Solar | FIXED | Roof
SRP09037 | PV POWERED | PVP2500 | 2500 | 1 |  |  | 0.945 | Solar Inverter |  | OUTDOOR
SRP09037 | PV POWERED | PVP4800 | 4800 | 1 |  |  | 0.96 | Solar Inverter |  | OUTDOOR
SRP09039 | UNKNOWN | UNKNOWN | 250 | 22 | 89.6 | 25 |  | Solar | FIXED | Roof
SRP09039 | UNKNOWN | UNKNOWN | 250 | 14 | 269.6 | 25 |  | Solar | FIXED | Roof
SRP09039 | UNKNOWN | UNKNOWN | 250 | 7 | 179.6 | 35 |  | Solar | FIXED | Roof
SRP09039 | PV POWERED | PVP2000 | 2000 | 1 |  |  | 0.92 | Solar Inverter |  | OUTDOOR
SRP09039 | PV POWERED | PVP3000 | 3000 | 1 |  |  | 0.935 | Solar Inverter |  | Outside
SRP09039 | PV POWERED | PVP4800 | 4800 | 1 |  |  | 0.96 | Solar Inverter |  | Outside
SRP09040 | YINGLI ENERGY (CHINA) | YL260C-30B | 260 | 12 | 170 | 8 |  | Solar | FIXED | Roof
SRP09040 | YINGLI ENERGY (CHINA) | YL260C-30B | 260 | 14 | 170 | 20 |  | Solar | FIXED | Roof
SRP09040 | SMA AMERICA | SB6000U (240V) | 6000 | 1 |  |  | 0.968 | Solar Inverter |  | OUTDOOR
SRP09041 | CHANGZHOU TRINA SOLAR ENERGY CO | TSM-185D | 240 | 64 | 240 | 15 |  | Solar | FIXED | Roof
SRP09041 | CHANGZHOU TRINA SOLAR ENERGY CO | TSM-185D | 240 | 33 | 150 | 25 |  | Solar | FIXED | Roof
SRP09041 | SMA AMERICA | SB4000US (240V) | 4000 | 1 |  |  | 0.96 | Solar Inverter |  | OUTDOOR
SRP09041 | SMA AMERICA | SB6000U (240V) | 6000 | 2 |  |  | 0.97 | Solar Inverter |  | OUTDOOR
SRP09041 | SMA AMERICA | SB7000US (240V) | 7000 | 1 |  |  | 0.97 | Solar Inverter |  | OUTDOOR
SRP09042 | CANADIAN SOLAR | CS6P-235PX | 235 | 2 | 128 | 38 |  | Solar | FIXED | Roof
SRP09042 | CANADIAN SOLAR | CS6P-235PX | 235 | 9 | 218 | 38 |  | Solar | FIXED | Roof
SRP09042 | ENPHASE ENERGY | M190-72-208-SXX (-NA) | 190 | 11 |  |  | 0.96 | Solar Inverter |  | OUTDOOR
SRP09044 | CANADIAN SOLAR | CS6P-230 | 235 | 16 | 205 | 28 |  | Solar | FIXED | Roof
SRP09044 | ENPHASE ENERGY | M200-32-240-S02 | 215 | 16 |  |  | 0.96 | Solar Inverter |  | OUTDOOR
SRP09045 | CANADIAN SOLAR | CS6P-230 | 235 | 16 | 214 | 30 |  | Solar | FIXED | Roof
SRP09045 | ENPHASE ENERGY | M200-32-240-S02 | 215 | 16 |  |  | 0.96 | Solar Inverter |  | OUTDOOR
SRP09046 | SOLAR POWER (SPI) | SP195FP12 | 225 | 9 | 115 | 40 |  | Solar | FIXED | Roof
SRP09046 | SOLAR POWER (SPI) | SP195FP12 | 225 | 2 | 205 | 40 |  | Solar | FIXED | Roof
SRP09046 | ENPHASE ENERGY | M175-24-240-S | 215 | 2 |  |  | 0.963 | Solar Inverter |  | OUTDOOR
SRP09046 | ENPHASE ENERGY | M175-24-240-S | 215 | 9 |  |  | 0.963 | Solar Inverter |  | OUTDOOR
SRP09047 | MATRIX SOLAR/PHOTOWATT | PW1000-90 | 240 | 24 | 187 | 18 |  | Solar | FIXED | Roof
SRP09047 | ENPHASE ENERGY | M175-24-240-S02 | 215 | 24 |  |  | 0.963 | Solar Inverter |  | OUTDOOR
SRP09048 | SOLAR POWER (SPI) | SP195FP12 | 235 | 30 | 188 | 28 |  | Solar | FIXED | Roof
SRP09048 | ENPHASE ENERGY | M175-24-208-S02 | 215 | 30 |  |  | 0.963 | Solar Inverter |  | OUTDOOR
SRP09049 | BAODING YINGLI NEW ENERGY RESOURCES CO | YL170(156) | 235 | 22 | 132 | 30 |  | Solar | FIXED | Roof
SRP09049 | FRONIUS USA |  | 5000 | 1 |  |  | 0.955 | Solar Inverter |  | OUTDOOR
SRP09050 | BAODING YINGLI NEW ENERGY RESOURCES CO | YL175(156) | 235 | 24 | 147 | 34 |  | Solar | FIXED | Roof
SRP09050 | BAODING YINGLI NEW ENERGY RESOURCES CO | YL175(156) | 235 | 32 | 244 | 34 |  | Solar | FIXED | Roof
SRP09050 | FRONIUS USA | IG 2000 NEG | 2000 | 1 |  |  | 0.935 | Solar Inverter |  | Inside
SRP09050 | FRONIUS USA |  | 10000 | 1 |  |  | 0.95 | Solar Inverter |  | INDOOR
SRP09051 | BAODING YINGLI NEW ENERGY RESOURCES CO | YL175(156) | 235 | 28 | 212 | 28 |  | Solar | FIXED | Roof
SRP09051 | SOLECTRIA RENEWABLES | PVI 5300-P (240V) | 6000 | 1 |  |  | 0.975 | Solar Inverter |  | INDOOR
SRP09052 | SHARP | NU-U240F2 | 240 | 273 | 145 | 10 |  | Solar | FIXED | Roof
SRP09052 | SATCON TECHNOLOGY | PVS-75 (240 V) | 75000 | 1 |  |  | 0.96 | Solar Inverter |  | OUTDOOR
SRP09053 | MITSUBISHI ELECTRIC | PV-MF120EC4 | 235 | 78 | 187 | 18.4 |  | Solar | FIXED | Roof
SRP09053 | SMA AMERICA | SB7000US (277V) | 8000 | 2 |  |  | 0.965 | Solar Inverter |  | OUTDOOR
SRP09054 | CHANGZHOU TRINA SOLAR ENERGY CO | TSM-185D | 240 | 23 | 220 | 25 |  | Solar | FIXED | Roof
SRP09054 | CHANGZHOU TRINA SOLAR ENERGY CO | TSM-185D | 240 | 12 | 130 | 35 |  | Solar | FIXED | Roof
SRP09054 | POWER-ONE | PVI-3600-US (240V) | 3600 | 1 |  |  | 0.96 | Solar Inverter |  | Inside
SRP09054 | POWER-ONE | PVI-5000-OUTD-US (208 V) | 5000 | 1 |  |  | 0.96 | Solar Inverter |  | Inside
SRP09055 | CHANGZHOU TRINA SOLAR ENERGY CO | TSM-185D | 230 | 22 | 90 | 23 |  | Solar | FIXED | Roof
SRP09055 | CHANGZHOU TRINA SOLAR ENERGY CO | TSM-185D | 230 | 24 | 270 | 23 |  | Solar | FIXED | Roof
SRP09055 | SMA AMERICA | SB5000US (240V) | 5000 | 1 |  |  | 0.968 | Solar Inverter |  | Outside
SRP09055 | SMA AMERICA | SB6000U (240V) | 6000 | 1 |  |  | 0.968 | Solar Inverter |  | Outside
SRP09056 | SHARP | ND-224U1F | 224 | 14 | 126 | 16 |  | Solar | FIXED | Roof
SRP09056 | SHARP | ND-224U1F | 224 | 9 | 126 | 22 |  | Solar | FIXED | Roof
SRP09056 | ENPHASE ENERGY | M175-24-240-S | 215 | 23 |  |  | 0.95 | Solar Inverter |  | OUTDOOR
SRP09059 | YINGLI ENERGY (CHINA) | YL260C-30B | 260 | 22 | 165 | 25 |  | Solar | FIXED | Roof
SRP09059 | YINGLI ENERGY (CHINA) | YL260C-30B | 260 | 22 | 255 | 25 |  | Solar | FIXED | Roof
SRP09059 | SMA AMERICA | SB5000US (208V) | 5000 | 2 |  |  | 0.97 | Solar Inverter |  | OUTDOOR
SRP09060 | SHARP | NT-S5E1U | 240 | 2704 | 191 | 10 |  | Solar | 1AXIS | Roof
SRP09060 | SATCON TECHNOLOGY | PVS-100 (240 V) | 100000 | 1 |  |  | 0.96 | Solar Inverter |  | OUTDOOR
SRP09060 | SATCON TECHNOLOGY | PVS-500 (480 V) | 500000 | 1 |  |  | 0.96 | Solar Inverter |  | OUTDOOR
SRP09061 | SUNPOWER | SPR-230-WHT-U | 230 | 36 | 156 | 12 |  | Solar | FIXED | Roof
SRP09061 | SUNPOWER CORP (ORIGINAL MFRSMA) | SPR-7000M (277V) | 7000 | 1 |  |  | 0.971 | Solar Inverter |  | OUTDOOR
SRP09062 | SUNPOWER | SPR-305-WHT-U | 320 | 30 | 180 | 23 |  | Solar | FIXED | Roof
SRP09062 | SUNPOWER CORP (ORIGINAL MFRSMA) | SPR-7000M (240V) | 10000 | 1 |  |  | 0.962 | Solar Inverter |  | Inside
SRP09063 | CANADIAN SOLAR | CS6P-240P | 240 | 39 | 158 | 10 |  | Solar | FIXED | Roof
SRP09063 | CANADIAN SOLAR | CS6P-240P | 240 | 338 | 176 | 10 |  | Solar | FIXED | Roof
SRP09063 | PV POWERED | PVP75KW-208 | 75000 | 1 |  |  | 0.96 | Solar Inverter |  | Outside
SRP09064 | SUNTECH POWER | STP210S-18/UB-1 | 275 | 1177 | 239 | 10 |  | Solar | FIXED | Roof
SRP09064 | PV POWERED | PVP100KW-208 | 260000 | 1 |  |  | 0.97 | Solar Inverter |  | OUTDOOR
SRP09065 | SUNTECH POWER | STP210S-18/UB-1 | 280 | 594 | 217 | 10 |  | Solar | FIXED | Roof
SRP09065 | PV POWERED | PVP30KW-LV-480 | 50000 | 1 |  |  | 0.97 | Solar Inverter |  | OUTDOOR
SRP09065 | PV POWERED | PVP100KW-208 | 100000 | 1 |  |  | 0.97 | Solar Inverter |  | OUTDOOR
SRP09066 | ISOFOTON | I-100/12 | 245 | 26 | 254 | 20 |  | Solar | FIXED | Roof
SRP09066 | SMA AMERICA | SB6000U (277V) | 6000 | 1 |  |  | 0.955 | Solar Inverter |  | OUTDOOR
SRP09067 | ISOFOTON | I-100/12 | 245 | 26 | 176 | 36 |  | Solar | FIXED | Roof
SRP09067 | SMA AMERICA | SB6000US (208V) | 6000 | 1 |  |  | 0.955 | Solar Inverter |  | INDOOR
SRP09069 | SCHUCO USA |  | 190 | 29 | 136 | 20 |  | Solar | FIXED | Roof
SRP09069 | POWER-ONE | PVI-6000-OUTD-US-W (208 V) | 6000 | 1 |  |  | 0.95 | Solar Inverter |  | OUTDOOR
SRP09070 | ISOFOTON | I-165 | 245 | 19 | 150 | 15 |  | Solar | FIXED | Roof
SRP09070 | ISOFOTON | I-165 | 245 | 14 | 150 | 23 |  | Solar | FIXED | Roof
SRP09070 | POWER-ONE | PVI-3000-I-OUTD-US | 3000 | 1 |  |  | 0.96 | Solar Inverter |  | Outside
SRP09070 | POWER-ONE | PVI-3600-US (240V) | 4200 | 1 |  |  | 0.96 | Solar Inverter |  | Outside
SRP09071 | CONERGY AG | S 175MU | 240 | 28 | 106 | 26 |  | Solar | FIXED | Roof
SRP09071 | POWER-ONE | PVI-6000-OUTD-US (208 V) | 6000 | 1 |  |  | 0.97 | Solar Inverter |  | OUTDOOR
SRP09073 | YES! SOLAR | ES190W | 240 | 40 | 90 | 30 |  | Solar | FIXED | Roof
SRP09073 | YES! SOLAR | ES190W | 240 | 31 | 180 | 30 |  | Solar | FIXED | Roof
SRP09073 | YES! SOLAR | ES190W | 240 | 23 | 270 | 30 |  | Solar | FIXED | Roof
SRP09073 | POWER-ONE | PVI-3600-OUTD-US-F (240V) | 3600 | 2 |  |  | 0.96 | Solar Inverter |  | OUTDOOR
SRP09073 | POWER-ONE | PVI-3600-US (208V) | 4200 | 2 |  |  | 0.96 | Solar Inverter |  | OUTDOOR
SRP09073 | POWER-ONE | PVI-5000-OUTD-US (240 V) | 5000 | 1 |  |  | 0.97 | Solar Inverter |  | OUTDOOR
SRP09075 | SUNPOWER | SPR-230-WHT-U | 230 | 30 | 159 | 18 |  | Solar | FIXED | Roof
SRP09075 | SUNPOWER | SPR-230-WHT-U | 230 | 30 | 250 | 18 |  | Solar | FIXED | Roof
SRP09075 | SUNPOWER CORP (ORIGINAL MFRSMA) | SPR-6000M (208V) | 6000 | 2 |  |  | 0.97 | Solar Inverter |  | INDOOR
SRP09076 | UNKNOWN | UNKNOWN | 250 | 16 | 258 | 20 |  | Solar | FIXED | Roof
SRP09076 | UNKNOWN | UNKNOWN | 250 | 16 | 168 | 35 |  | Solar | FIXED | Roof
SRP09076 | PV POWERED | PVP3500 | 3500 | 1 |  |  | 0.955 | Solar Inverter |  | OUTDOOR
SRP09076 | PV POWERED | PVP3500 | 3500 | 1 |  |  | 0.955 | Solar Inverter |  | OUTDOOR
SRP09077 | SCHOTT SOLAR | ASE-100-ATF/17-34 | 220 | 1846 | 183.8 | 5 |  | Solar | FIXED | Roof
SRP09077 | PV POWERED | PVP75KW-208 | 75000 | 1 |  |  | 0.96 | Solar Inverter |  | OUTDOOR
SRP09077 | PV POWERED | PVP100KW-208 | 260000 | 1 |  |  | 0.96 | Solar Inverter |  | OUTDOOR
SRP09078 | YINGLI ENERGY (CHINA) | YL260C-30B | 260 | 33 | 160 | 20 |  | Solar | FIXED | Roof
SRP09078 | FRONIUS USA |  | 10000 | 1 |  |  | 0.962 | Solar Inverter |  | Inside
SRP09079 | BAODING YINGLI NEW ENERGY RESOURCES CO | YL175(156) | 240 | 40 | 188 | 15 |  | Solar | FIXED | Roof
SRP09079 | PV POWERED | PVP4800 | 4800 | 2 |  |  | 0.96 | Solar Inverter |  | INDOOR
SRP09080 | YINGLI ENERGY (CHINA) | YL260C-30B | 260 | 46 | 174 | 40 |  | Solar | FIXED | Roof
SRP09080 | SMA AMERICA | SB6000US (208V) | 6000 | 1 |  |  | 0.969 | Solar Inverter |  | Inside
SRP09080 | SMA AMERICA | SB7000US (208V) | 7000 | 1 |  |  | 0.968 | Solar Inverter |  | Inside
SRP09081 | CHANGZHOU TRINA SOLAR ENERGY CO | TSM-185D | 240 | 38 | 146.9 | 15 |  | Solar | FIXED | Roof
SRP09081 | PV POWERED | PVP3500 | 3500 | 1 |  |  | 0.955 | Solar Inverter |  | INDOOR
SRP09081 | PV POWERED | PVP4800 | 4800 | 1 |  |  | 0.96 | Solar Inverter |  | INDOOR
SRP09082 | SUNTECH POWER | STP190S-18/UB-1 | 190 | 32 | 219.9 | 30 |  | Solar | FIXED | Roof
SRP09082 | SMA AMERICA | SB6000US (208V) | 6000 | 1 |  |  | 0.97 | Solar Inverter |  | Outside
SRP09084 | CHANGZHOU TRINA SOLAR ENERGY CO | TSM-185D | 240 | 26 | 241 | 12 |  | Solar | FIXED | Roof
SRP09084 | SMA AMERICA | SB6000US (208V) | 6000 | 1 |  |  | 0.97 | Solar Inverter |  | INDOOR
SRP09085 | BAODING YINGLI NEW ENERGY RESOURCES CO | YL175(156) | 240 | 24 | 170 | 12 |  | Solar | FIXED | Roof
SRP09085 | BAODING YINGLI NEW ENERGY RESOURCES CO | YL175(156) | 240 | 67 | 260 | 12 |  | Solar | FIXED | Roof
SRP09085 | POWER-ONE | PVI-5000-OUTD-US (208 V) | 5000 | 4 |  |  | 0.97 | Solar Inverter |  | OUTDOOR
SRP09086 | BAODING YINGLI NEW ENERGY RESOURCES CO | YL175(156) | 240 | 72 | 218 | 5 |  | Solar | FIXED | Roof
SRP09086 | POWER-ONE | PVI-6000-OUTD-US (208 V) | 6000 | 3 |  |  | 0.97 | Solar Inverter |  | Outside
SRP09087 | EPV SOLAR | EPV-40 | 300 | 121 | 81 | 18 |  | Solar | FIXED | Roof
SRP09087 | EPV SOLAR | EPV-40 | 300 | 60 | 258 | 18 |  | Solar | FIXED | Roof
SRP09087 | EPV SOLAR | EPV-40 | 300 | 44 | 81 | 25 |  | Solar | FIXED | Roof
SRP09087 | EPV SOLAR | EPV-40 | 300 | 36 | 258 | 25 |  | Solar | FIXED | Roof
SRP09087 | EPV SOLAR | EPV-40 | 300 | 50 | 81 | 32 |  | Solar | FIXED | Roof
SRP09087 | EPV SOLAR | EPV-40 | 300 | 8 | 170 | 32 |  | Solar | FIXED | Roof
SRP09087 | EPV SOLAR | EPV-40 | 300 | 11 | 170 | 32 |  | Solar | FIXED | Roof
SRP09087 | EPV SOLAR | EPV-40 | 300 | 77 | 258 | 32 |  | Solar | FIXED | Roof
SRP09087 | SMA AMERICA | SB1100U-SBD | 2000 | 1 |  |  | 0.98 | Solar Inverter |  | OUTDOOR
SRP09087 | SMA AMERICA | SB3000US (208V) | 3000 | 1 |  |  | 0.98 | Solar Inverter |  | OUTDOOR
SRP09087 | SMA AMERICA | SB5000US (240V) | 5000 | 2 |  |  | 0.98 | Solar Inverter |  | OUTDOOR
SRP09087 | SMA AMERICA | SB6000U (240V) | 6000 | 6 |  |  | 0.98 | Solar Inverter |  | OUTDOOR
SRP09087 | SMA AMERICA | SB700U-SBD | 9000 | 7 |  |  | 0.98 | Solar Inverter |  | OUTDOOR
SRP09089 | BAODING YINGLI NEW ENERGY RESOURCES CO | YL175(156) | 240 | 70 | 121 | 2 |  | Solar | FIXED | Roof
SRP09089 | BAODING YINGLI NEW ENERGY RESOURCES CO | YL175(156) | 240 | 88 | 301 | 2 |  | Solar | FIXED | Roof
SRP09089 | BAODING YINGLI NEW ENERGY RESOURCES CO | YL175(156) | 240 | 39 | 211 | 5 |  | Solar | FIXED | Roof
SRP09089 | POWER-ONE | PVI-5000-OUTD-US (240 V) | 5000 | 1 |  |  | 0.96 | Solar Inverter |  | OUTDOOR
SRP09089 | FRONIUS USA |  | 7500 | 1 |  |  | 0.96 | Solar Inverter |  | OUTDOOR
SRP09089 | FRONIUS USA |  | 10000 | 3 |  |  | 0.96 | Solar Inverter |  | OUTDOOR
SRP09090 | CANADIAN SOLAR | CS6P-230 | 255 | 16 | 134 | 22 |  | Solar | FIXED | Roof
SRP09090 | SMA AMERICA | SB4000US (208V) | 4000 | 1 |  |  | 0.968 | Solar Inverter |  | OUTDOOR
SRP09091 | SUNPOWER | SPR-230-WHT-U | 230 | 29 | 207 | 14 |  | Solar | FIXED | Roof
SRP09091 | SUNPOWER CORP (ORIGINAL MFRSMA) | SPR-3000M (208V) | 3300 | 1 |  |  | 0.97 | Solar Inverter |  | INDOOR
SRP09091 | SUNPOWER CORP (ORIGINAL MFRSMA) | SPR-4000M (208V) | 4000 | 1 |  |  | 0.97 | Solar Inverter |  | INDOOR
SRP09093 | SILIKEN MANUFACTURING USA | SLK60P6L 233 WP | 245 | 91 | 163 | 10 |  | Solar | FIXED | Roof
SRP09093 | SILIKEN MANUFACTURING USA | SLK60P6L 233 WP | 245 | 26 | 163 | 20 |  | Solar | FIXED | Roof
SRP09093 | FRONIUS USA |  | 6000 | 1 |  |  | 0.962 | Solar Inverter |  | OUTDOOR
SRP09093 | FRONIUS USA |  | 10000 | 1 |  |  | 0.962 | Solar Inverter |  | OUTDOOR
SRP09093 | FRONIUS USA |  | 11400 | 1 |  |  | 0.962 | Solar Inverter |  | OUTDOOR
SRP09094 | MX SOLAR USA | MX60-230 | 230 | 56 | 176.3 | 10 |  | Solar | FIXED | Ground
SRP09094 | FRONIUS USA |  | 11400 | 1 |  |  | 0.96 | Solar Inverter |  | INDOOR
SRP09097 | KYOCERA SOLAR | KD210GX-LP | 220 | 14 | 225 | 18 |  | Solar | FIXED | Roof
SRP09097 | POWER-ONE | PVI-3000-I-OUTD-US | 3000 | 1 |  |  | 0.96 | Solar Inverter |  | INDOOR
SRP09098 | KYOCERA SOLAR | KD210GX-LP | 220 | 25 | 270 | 32 |  | Solar | FIXED | Roof
SRP09098 | POWER-ONE | PVI-5000-OUTD-US (208 V) | 5000 | 1 |  |  | 0.965 | Solar Inverter |  | OUTDOOR
SRP09099 | BAODING YINGLI NEW ENERGY RESOURCES CO | YL175(156) | 240 | 26 | 112 | 10 |  | Solar | FIXED | Roof
SRP09099 | BAODING YINGLI NEW ENERGY RESOURCES CO | YL175(156) | 240 | 33 | 202 | 40 |  | Solar | FIXED | Roof
SRP09099 | SMA AMERICA | SB6000U (208V) | 6000 | 1 |  |  | 0.955 | Solar Inverter |  | Outside
SRP09099 | SMA AMERICA | SB7000US (208V) | 7000 | 1 |  |  | 0.955 | Solar Inverter |  | Outside
SRP09100 | KYOCERA SOLAR | KD210GX-LP | 215 | 12 | 230 | 20 |  | Solar | FIXED | Roof
SRP09100 | SMA AMERICA | SB3000US (208V) | 3000 | 1 |  |  | 0.955 | Solar Inverter |  | Outside
SRP09101 | BAODING YINGLI NEW ENERGY RESOURCES CO | YL175(156) | 235 | 48 | 85 | 22 |  | Solar | FIXED | Roof
SRP09101 | BAODING YINGLI NEW ENERGY RESOURCES CO | YL175(156) | 235 | 52 | 275 | 22 |  | Solar | FIXED | Roof
SRP09101 | FRONIUS USA | IG 2000 | 2000 | 1 |  |  | 0.935 | Solar Inverter |  | OUTDOOR
SRP09101 | FRONIUS USA |  | 10000 | 1 |  |  | 0.95 | Solar Inverter |  | OUTDOOR
SRP09101 | FRONIUS USA |  | 11400 | 1 |  |  | 0.955 | Solar Inverter |  | OUTDOOR
SRP09102 | UNKNOWN | UNKNOWN | 255 | 22 | 179 | 18 |  | Solar | FIXED | Roof
SRP09102 | SMA AMERICA | SB5000US (240V) | 5000 | 1 |  |  | 0.95 | Solar Inverter |  | OUTDOOR
SRP09103 | UNKNOWN | UNKNOWN | 255 | 28 | 213 | 30 |  | Solar | FIXED | Roof
SRP09103 | POWER-ONE | PVI-6000-OUTD-US-W (208 V) | 6000 | 1 |  |  | 0.95 | Solar Inverter |  | Outside
SRP09106 | MATRIX SOLAR/PHOTOWATT | PW1650-175 | 240 | 17 | 184 | 24 |  | Solar | FIXED | Roof
SRP09106 | ENPHASE ENERGY | M200-32-240-S02 | 215 | 17 |  |  | 0.963 | Solar Inverter |  | OUTDOOR
SRP09107 | SHARP | NT-185U1 | 240 | 24 | 92 | 23 |  | Solar | FIXED | Roof
SRP09107 | SHARP | NT-S5E1U | 240 | 44 | 268 | 23 |  | Solar | FIXED | Roof
SRP09107 | POWER-ONE | PVI-5000-OUTD-US (240 V) | 5000 | 1 |  |  | 0.97 | Solar Inverter |  | INDOOR
SRP09107 | POWER-ONE | PVI-5000-OUTD-US (240 V) | 5000 | 1 |  |  | 0.97 | Solar Inverter |  | INDOOR
SRP09107 | POWER-ONE | PVI-6000-OUTD-US (240 V) | 6000 | 1 |  |  | 0.97 | Solar Inverter |  | INDOOR
SRP09108 | CANADIAN SOLAR | CS6P-235PX | 235 | 10 | 108 | 8 |  | Solar | FIXED | Roof
SRP09108 | CANADIAN SOLAR | CS6P-235PX | 235 | 2 | 108 | 37 |  | Solar | FIXED | Roof
SRP09108 | ENPHASE ENERGY | M215-60-2LL-S2X | 215 | 12 |  |  | 0.96 | Solar Inverter |  | OUTDOOR
SRP09109 | CANADIAN SOLAR | CS6P-230 | 235 | 15 | 217 | 31 |  | Solar | FIXED | Roof
SRP09109 | ENPHASE ENERGY | M200-32-240-S02 | 190 | 15 |  |  | 0.95 | Solar Inverter |  | OUTDOOR
SRP09110 | CANADIAN SOLAR | CS6P-230 | 230 | 27 | 156 | 30 |  | Solar | FIXED | Roof
SRP09110 | ENPHASE ENERGY | M200-32-240-S02 | 215 | 27 |  |  | 0.963 | Solar Inverter |  | OUTDOOR
SRP09111 | MATRIX SOLAR/PHOTOWATT | PW1000-100 | 235 | 324 | 167 | 23 |  | Solar | FIXED | Roof
SRP09111 | SOLECTRIA RENEWABLES | PVI60KW-208 | 60000 | 1 |  |  | 0.957 | Solar Inverter |  | Inside
SRP09113 | CANADIAN SOLAR | CS6P-230 | 250 | 2340 | 160 | 12.5 |  | Solar | FIXED | Ground
SRP09113 | CANADIAN SOLAR | CS6P-230 | 250 | 4888 | 160 | 15 |  | Solar | FIXED | Ground
SRP09113 | SMA AMERICA | SB1100U | 500000 | 3 |  |  | 0.975 | Solar Inverter |  | OUTDOOR
SRP09114 | SUNTECH POWER | STP210S-18/UB-1 | 240 | 27 | 175 | 26 |  | Solar | FIXED | Roof
SRP09114 | SOLECTRIA RENEWABLES | PVI 5000 (208V) | 6500 | 1 |  |  | 0.967 | Solar Inverter |  | Outside
SRP09116 | CANADIAN SOLAR | CS6P-230 | 235 | 20 | 218 | 23 |  | Solar | FIXED | Roof
SRP09116 | ENPHASE ENERGY | M200-32-240-S02 | 215 | 20 |  |  | 0.96 | Solar Inverter |  | OUTDOOR
SRP09118 | TRINA SOLAR | TSM-230PA05 | 230 | 9 | 135 | 38 |  | Solar | FIXED | Roof
SRP09118 | TRINA SOLAR | TSM-230PA05 | 230 | 18 | 225 | 38 |  | Solar | FIXED | Roof
SRP09118 | SMA AMERICA | SB3000US (208V) | 3000 | 1 |  |  | 0.965 | Solar Inverter |  | Outside
SRP09118 | SMA AMERICA | SB3000US (208V) | 3000 | 1 |  |  | 0.965 | Solar Inverter |  | Outside
SRP09119 | TRINA SOLAR | TSM-235PA05.10 | 235 | 22 | 215 | 34 |  | Solar | FIXED | Roof
SRP09119 | SMA AMERICA | SB5000US-11 (240V) | 5000 | 1 |  |  | 0.968 | Solar Inverter |  | OUTDOOR
SRP09122 | TRINA SOLAR | TSM-235PD05.10 | 235 | 28 | 216 | 20 |  | Solar | FIXED | Roof
SRP09122 | SMA AMERICA | SB6000US (240V) | 6000 | 1 |  |  | 0.968 | Solar Inverter |  | OUTDOOR
SRP09123 | TRINA SOLAR | TSM-230PA05 | 230 | 24 | 215 | 22 |  | Solar | FIXED | Roof
SRP09123 | TRINA SOLAR | TSM-230PA05 | 230 | 40 | 215 | 24 |  | Solar | FIXED | Roof
SRP09123 | SMA AMERICA | SB4000US (208V) | 4000 | 1 |  |  | 0.968 | Solar Inverter |  | OUTDOOR
SRP09123 | SMA AMERICA | SB4000US (208V) | 4000 | 1 |  |  | 0.968 | Solar Inverter |  | OUTDOOR
SRP09123 | SMA AMERICA | SB5000US (208V) | 5000 | 1 |  |  | 0.968 | Solar Inverter |  | OUTDOOR
SRP09125 | TRINA SOLAR | TSM-235PA05.10 | 235 | 18 | 139 | 22 |  | Solar | FIXED | Roof
SRP09125 | TRINA SOLAR | TSM-235PA05.10 | 235 | 14 | 229 | 22 |  | Solar | FIXED | Roof
SRP09125 | SMA AMERICA | SB3000US (208V) | 3000 | 1 |  |  | 0.965 | Solar Inverter |  | OUTDOOR
SRP09125 | SMA AMERICA | SB4000US (208V) | 4000 | 1 |  |  | 0.968 | Solar Inverter |  | OUTDOOR
SRP09127 | TRINA SOLAR | TSM-235PA05.10 | 235 | 22 | 168 | 36 |  | Solar | FIXED | Roof
SRP09127 | SMA AMERICA | SB5000US (208V) | 5000 | 1 |  |  | 0.968 | Solar Inverter |  | OUTDOOR
SRP09129 | CEEG (SHANGHAI) SOLAR SCIENCE AND TECHNOLOGY CO | SST 190-72M | 275 | 14 | 194 | 26 |  | Solar | FIXED | Roof
SRP09129 | FRONIUS USA | IG 4000 | 4000 | 1 |  |  | 0.952 | Solar Inverter |  | OUTDOOR
SRP09131 | TRINA SOLAR | TSM-230PA05 | 230 | 30 | 167 | 24 |  | Solar | FIXED | Roof
SRP09131 | SMA AMERICA | SB3000US (240V) | 3000 | 1 |  |  | 0.965 | Solar Inverter |  | Outside
SRP09131 | SMA AMERICA | SB4000US (240V) | 4000 | 1 |  |  | 0.968 | Solar Inverter |  | OUTDOOR
SRP09132 | TRINA SOLAR | TSM-235PA05.10 | 235 | 31 | 217 | 28 |  | Solar | FIXED | Roof
SRP09132 | SMA AMERICA | SB3000US-12 (240V) | 3000 | 1 |  |  | 0.965 | Solar Inverter |  | OUTDOOR
SRP09132 | SMA AMERICA | SB5000US (240V) | 5000 | 1 |  |  | 0.968 | Solar Inverter |  | OUTDOOR
SRP09133 | PACIFIC SOLAR PTY LIMITED | PP-USA-213-S5 | 245 | 14 | 246 | 17 |  | Solar | FIXED | Roof
SRP09133 | PACIFIC SOLAR PTY LIMITED | PP-USA-213-S5 | 245 | 16 | 158 | 18 |  | Solar | FIXED | Roof
SRP09133 | PACIFIC SOLAR PTY LIMITED | PP-USA-213-S5 | 245 | 29 | 156 | 22 |  | Solar | FIXED | Roof
SRP09133 | ENPHASE ENERGY | M200-32-240-S02 | 215 | 14 |  |  | 0.963 | Solar Inverter |  | OUTDOOR
SRP09133 | ENPHASE ENERGY | M200-32-240-S02 | 215 | 16 |  |  | 0.963 | Solar Inverter |  | OUTDOOR
SRP09133 | ENPHASE ENERGY | M200-32-240-S02 | 215 | 29 |  |  | 0.963 | Solar Inverter |  | OUTDOOR
SRP09134 | CHANGZHOU TRINA SOLAR ENERGY CO | TSM-185D | 235 | 19 | 247 | 27 |  | Solar | FIXED | Roof
SRP09134 | CHANGZHOU TRINA SOLAR ENERGY CO | TSM-185D | 235 | 18 | 157 | 32 |  | Solar | FIXED | Roof
SRP09134 | ENPHASE ENERGY | M200-32-240-S02 | 215 | 37 |  |  | 0.963 | Solar Inverter |  | OUTDOOR
SRP09135 | SUNPOWER | SPR-230-WHT-U | 240 | 35 | 204.3 | 25 |  | Solar | FIXED | Roof
SRP09135 | SUNPOWER CORP (ORIGINAL MFRSMA) | SPR-7000M (208V) | 8000 | 1 |  |  | 0.962 | Solar Inverter |  | INDOOR
SRP09136 | SUNPOWER | SPR-225-BLK-U | 225 | 16 | 188 | 30 |  | Solar | FIXED | Roof
SRP09136 | SUNPOWER | SPR-225-BLK-U | 225 | 10 | 188 | 38 |  | Solar | FIXED | Roof
SRP09136 | SUNPOWER CORP (ORIGINAL MFRSMA) | SPR-3000M (208V) | 3000 | 1 |  |  | 0.96 | Solar Inverter |  | OUTDOOR
SRP09136 | SUNPOWER CORP (ORIGINAL MFRSMA) | SPR-4000M (208V) | 4000 | 1 |  |  | 0.96 | Solar Inverter |  | OUTDOOR
SRP09138 | SUNTECH POWER | STP210S-18/UB-1 | 280 | 90 | 116 | 9 |  | Solar | FIXED | Roof
SRP09138 | SMA AMERICA | SB7000US (208V) | 7000 | 3 |  |  | 0.97 | Solar Inverter |  | INDOOR
SRP09139 | CHANGZHOU TRINA SOLAR ENERGY CO | TSM-185D | 235 | 16 | 175.5 | 16 |  | Solar | FIXED | Roof
SRP09139 | PV POWERED | PVP3500 | 3500 | 1 |  |  | 0.955 | Solar Inverter |  | INDOOR
SRP09140 | SHARP | NT-188U1 | 240 | 24 | 180 | 26 |  | Solar | FIXED | Roof
SRP09140 | SMA AMERICA | SB5000US (208V) | 5000 | 1 |  |  | 0.967 | Solar Inverter |  | INDOOR
SRP09141 | SUNTECH POWER | STP190S-18/UB-1 | 190 | 28 | 181 | 36 |  | Solar | FIXED | Roof
SRP09141 | PV POWERED | PVP4800 | 4800 | 1 |  |  | 0.96 | Solar Inverter |  | INDOOR
SRP09142 | SOLARWORLD | SW185MONO | 255 | 88 | 186 | 35 |  | Solar | FIXED | Ground
SRP09142 | SMA AMERICA | SB5000US (208V) | 5000 | 4 |  |  | 0.955 | Solar Inverter |  | INDOOR
SRP09144 | CANADIAN SOLAR | CS6P-230 | 235 | 17 | 178 | 22 |  | Solar | FIXED | Roof
SRP09144 | ENPHASE ENERGY | M200-32-240-S02 | 215 | 17 |  |  | 0.96 | Solar Inverter |  | OUTDOOR
SRP09145 | CANADIAN SOLAR | CS6P-230 | 235 | 17 | 207 | 16 |  | Solar | FIXED | Roof
SRP09145 | ENPHASE ENERGY | M200-32-240-S02 | 215 | 17 |  |  | 0.96 | Solar Inverter |  | OUTDOOR
SRP09148 | SUNPOWER | SPR-230-WHT-U | 240 | 55 | 222 | 32 |  | Solar | FIXED | Roof
SRP09148 | SUNPOWER | SPR-230-WHT-U | 240 | 11 | 132 | 36 |  | Solar | FIXED | Roof
SRP09148 | SUNPOWER CORP (ORIGINAL MFRSMA) | SPR-7000M (208V) | 7000 | 2 |  |  | 0.971 | Solar Inverter |  | INDOOR
SRP09149 | SUNPOWER | SPR-240E-WHT-D | 240 | 30 | 120 | 16 |  | Solar | FIXED | Roof
SRP09149 | SUNPOWER CORP (ORIGINAL MFRSMA) | SPR-6000M (208V) | 6000 | 1 |  |  | 0.97 | Solar Inverter |  | INDOOR
SRP09151 | CANADIAN SOLAR | CS6P-230 | 235 | 17 | 125 | 40 |  | Solar | FIXED | Roof
SRP09151 | ENPHASE ENERGY | M200-32-240-S02 | 215 | 17 |  |  | 0.96 | Solar Inverter |  | OUTDOOR
SRP09153 | CANADIAN SOLAR | CS6P-230 | 235 | 17 | 126 | 32 |  | Solar | FIXED | Roof
SRP09153 | ENPHASE ENERGY | M200-32-240-S02 | 215 | 17 |  |  | 0.96 | Solar Inverter |  | OUTDOOR
SRP09155 | CANADIAN SOLAR | CS6P-230 | 235 | 5 | 215 | 13 |  | Solar | FIXED | Roof
SRP09155 | CANADIAN SOLAR | CS6P-230 | 235 | 11 | 215 | 28 |  | Solar | FIXED | Roof
SRP09155 | ENPHASE ENERGY | M200-32-240-S02 | 215 | 16 |  |  | 0.95 | Solar Inverter |  | OUTDOOR
SRP09157 | CANADIAN SOLAR | CS6P-230 | 235 | 24 | 220 | 20 |  | Solar | FIXED | Roof
SRP09157 | ENPHASE ENERGY | M200-32-240-S02 | 215 | 24 |  |  | 0.96 | Solar Inverter |  | OUTDOOR
SRP09158 | CANADIAN SOLAR | CS6P-230 | 235 | 17 | 163 | 12 |  | Solar | FIXED | Roof
SRP09158 | CANADIAN SOLAR | CS6P-230 | 235 | 8 | 163 | 37 |  | Solar | FIXED | Roof
SRP09158 | ENPHASE ENERGY | M200-32-240-S02 | 190 | 25 |  |  | 0.96 | Solar Inverter |  | OUTDOOR
SRP09159 | CANADIAN SOLAR | CS6P-230 | 235 | 9 | 25 | 8 |  | Solar | FIXED | Roof
SRP09159 | CANADIAN SOLAR | CS6P-230 | 235 | 9 | 205 | 8 |  | Solar | FIXED | Roof
SRP09159 | CANADIAN SOLAR | CS6P-230 | 235 | 9 | 205 | 22 |  | Solar | FIXED | Roof
SRP09159 | ENPHASE ENERGY | M200-32-240-S02 | 215 | 12 |  |  | 0.96 | Solar Inverter |  | OUTDOOR
SRP09159 | ENPHASE ENERGY | M200-32-240-S02 | 215 | 15 |  |  | 0.96 | Solar Inverter |  | OUTDOOR
SRP09162 | CANADIAN SOLAR | CS6P-230 | 235 | 12 | 172 | 18 |  | Solar | FIXED | Roof
SRP09162 | CANADIAN SOLAR | CS6P-230 | 235 | 20 | 172 | 20 |  | Solar | FIXED | Roof
SRP09162 | ENPHASE ENERGY | M200-32-240-S02 | 215 | 16 |  |  | 0.96 | Solar Inverter |  | OUTDOOR
SRP09162 | ENPHASE ENERGY | M200-32-240-S02 | 215 | 16 |  |  | 0.96 | Solar Inverter |  | OUTDOOR
SRP09163 | CANADIAN SOLAR | CS6P-230 | 235 | 17 | 167 | 11 |  | Solar | FIXED | Roof
SRP09163 | CANADIAN SOLAR | CS6P-230 | 235 | 10 | 167 | 12 |  | Solar | FIXED | Roof
SRP09163 | ENPHASE ENERGY | M200-32-240-S02 | 215 | 10 |  |  | 0.96 | Solar Inverter |  | OUTDOOR
SRP09163 | ENPHASE ENERGY | M200-32-240-S02 | 215 | 17 |  |  | 0.96 | Solar Inverter |  | OUTDOOR
SRP09165 | CANADIAN SOLAR | CS6P-230 | 235 | 14 | 217 | 20 |  | Solar | FIXED | Roof
SRP09165 | CANADIAN SOLAR | CS6P-230 | 235 | 2 | 127 | 37 |  | Solar | FIXED | Roof
SRP09165 | ENPHASE ENERGY | M200-32-240-S02 | 215 | 16 |  |  | 0.96 | Solar Inverter |  | OUTDOOR
SRP09166 | SOLARWORLD | SW185MONO | 235 | 12 | 161 | 16 |  | Solar | FIXED | Roof
SRP09166 | SOLARWORLD | SW185MONO | 235 | 2 | 161 | 35 |  | Solar | FIXED | Roof
SRP09166 | SOLARWORLD | SW185MONO | 235 | 17 | 161 | 40 |  | Solar | FIXED | Roof
SRP09166 | ENPHASE ENERGY | M200-32-240-S02 | 215 | 2 |  |  | 0.963 | Solar Inverter |  | OUTDOOR
SRP09166 | ENPHASE ENERGY | M200-32-240-S02 | 215 | 12 |  |  | 0.963 | Solar Inverter |  | OUTDOOR
SRP09166 | ENPHASE ENERGY | M200-32-240-S02 | 215 | 17 |  |  | 0.963 | Solar Inverter |  | OUTDOOR
SRP09168 | UNKNOWN | UNKNOWN | 255 | 18 | 155 | 30 |  | Solar | FIXED | Roof
SRP09168 | UNKNOWN | UNKNOWN | 255 | 10 | 235 | 30 |  | Solar | FIXED | Roof
SRP09168 | FRONIUS USA | IG 3000 | 3000 | 1 |  |  | 0.952 | Solar Inverter |  | INDOOR
SRP09168 | FRONIUS USA | IG 4000 | 4000 | 1 |  |  | 0.952 | Solar Inverter |  | INDOOR
SRP09169 | SUNTECH POWER | STP190-18/UB-1 | 190 | 43 | 242.1 | 25 |  | Solar | FIXED | Roof
SRP09169 | ENPHASE ENERGY | M200-32-240-S02 | 215 | 4 |  |  | 0.963 | Solar Inverter |  | OUTDOOR
SRP09169 | PV POWERED | PVP3000 | 3000 | 1 |  |  | 0.96 | Solar Inverter |  | OUTDOOR
SRP09169 | PV POWERED | PVP3500 | 3500 | 1 |  |  | 0.955 | Solar Inverter |  | OUTDOOR
SRP09170 | YINGLI ENERGY (CHINA) | YL235P-29B | 235 | 7 | 113 | 21 |  | Solar | FIXED | Roof
SRP09170 | YINGLI ENERGY (CHINA) | YL235P-29B | 235 | 26 | 193 | 24 |  | Solar | FIXED | Roof
SRP09170 | POWER-ONE | PVI-3000-I-OUTD-US | 3000 | 1 |  |  | 0.96 | Solar Inverter |  | OUTDOOR
SRP09170 | POWER-ONE | PVI-3600-OUTD-US-F (208V) | 3600 | 1 |  |  | 0.96 | Solar Inverter |  | OUTDOOR
SRP09171 | CANADIAN SOLAR | CS6P-195 | 195 | 80 | 113 | 23 |  | Solar | FIXED | Roof
SRP09171 | FRONIUS USA |  | 6000 | 1 |  |  | 0.96 | Solar Inverter |  | OTHER
SRP09171 | FRONIUS USA |  | 10000 | 1 |  |  | 0.97 | Solar Inverter |  | OTHER
SRP09173 | BAODING YINGLI NEW ENERGY RESOURCES CO | YL175(156) | 235 | 42 | 184 | 37 |  | Solar | FIXED | Roof
SRP09173 | BAODING YINGLI NEW ENERGY RESOURCES CO | YL175(156) | 235 | 8 | 274 | 45 |  | Solar | FIXED | Roof
SRP09173 | FRONIUS USA | IG 2000 | 2000 | 1 |  |  | 0.935 | Solar Inverter |  | INDOOR
SRP09173 | FRONIUS USA |  | 10000 | 1 |  |  | 0.95 | Solar Inverter |  | INDOOR
SRP09174 | BAODING YINGLI NEW ENERGY RESOURCES CO | YL175(156) | 235 | 26 | 193 | 30 |  | Solar | FIXED | Roof
SRP09174 | SMA AMERICA | SB3800U (208V) | 3800 | 1 |  |  | 0.96 | Solar Inverter |  | INDOOR
SRP09175 | ALEO SOLAR | A18.240 | 240 | 14 | 105 | 34 |  | Solar | FIXED | Roof
SRP09175 | ALEO SOLAR | A18.240 | 240 | 14 | 285 | 34 |  | Solar | FIXED | Roof
SRP09175 | ENPHASE ENERGY | M215-60-2LL-S2X | 215 | 28 |  |  | 0.96 | Solar Inverter |  | INDOOR
SRP09176 | BAODING YINGLI NEW ENERGY RESOURCES CO | YL175(156) | 235 | 24 | 109 | 22 |  | Solar | FIXED | Roof
SRP09176 | POWER-ONE | PVI-5000-OUTD-US (208 V) | 5000 | 1 |  |  | 0.971 | Solar Inverter |  | OUTDOOR
SRP09177 | BAODING YINGLI NEW ENERGY RESOURCES CO | YL175(156) | 235 | 12 | 154 | 8 |  | Solar | FIXED | Roof
SRP09177 | BAODING YINGLI NEW ENERGY RESOURCES CO | YL175(156) | 235 | 12 | 154 | 24 |  | Solar | FIXED | Roof
SRP09177 | POWER-ONE | PVI-6000-OUTD-US (208 V) | 6000 | 1 |  |  | 0.971 | Solar Inverter |  | OUTDOOR
SRP09180 | MATRIX SOLAR/PHOTOWATT | PW1000-100 | 240 | 34 | 131 | 30 |  | Solar | FIXED | Roof
SRP09180 | ENPHASE ENERGY | M200-32-240-S01 | 215 | 34 |  |  | 0.963 | Solar Inverter |  | OUTDOOR
SRP09183 | BAODING YINGLI NEW ENERGY RESOURCES CO | YL175(156) | 235 | 31 | 206 | 22 |  | Solar | FIXED | Roof
SRP09183 | POWER-ONE | PVI-3000-I-OUTD-US | 3000 | 1 |  |  | 0.96 | Solar Inverter |  | OUTDOOR
SRP09183 | POWER-ONE | PVI-3600-US (240V) | 3600 | 1 |  |  | 0.96 | Solar Inverter |  | OUTDOOR
SRP09188 | SHENZHEN ZHONGJING SOLAR | PWM-180W | 230 | 672 | 203 | 10 |  | Solar | FIXED | Roof
SRP09188 | SMA AMERICA | SB8000TL-US (240V) | 8000 | 8 |  |  | 0.96 | Solar Inverter |  | Outside
SRP09188 | SMA AMERICA | SB8000US-12 (240V) | 8000 | 8 |  |  | 0.96 | Solar Inverter |  | Outside
SRP09189 | MATRIX SOLAR/PHOTOWATT | PW1650-175 | 240 | 75 | 180 | 42.5 |  | Solar | FIXED | Roof
SRP09189 | ENPHASE ENERGY | M200-32-240-S02 | 215 | 75 |  |  | 0.96 | Solar Inverter |  | OUTDOOR
SRP09190 | UNKNOWN | UNKNOWN | 255 | 22 | 183 | 33 |  | Solar | FIXED | Roof
SRP09190 | SMA AMERICA | SB5000US (208V) | 5000 | 1 |  |  | 0.95 | Solar Inverter |  | INDOOR
SRP09191 | SUNPOWER | SPR-230-WHT-U | 240 | 14 | 124 | 20 |  | Solar | FIXED | Roof
SRP09191 | SUNPOWER | SPR-230-WHT-U | 240 | 27 | 212 | 20 |  | Solar | FIXED | Roof
SRP09191 | SUNPOWER CORP (ORIGINAL MFRSMA) | SPR-3000M (208V) | 3000 | 1 |  |  | 0.965 | Solar Inverter |  | INDOOR
SRP09191 | SUNPOWER CORP (ORIGINAL MFRSMA) | SPR-7000M (208V) | 7000 | 1 |  |  | 0.971 | Solar Inverter |  | INDOOR
SRP09193 | MC SOLAR | TF-90B | 245 | 31 | 130 | 25 |  | Solar | FIXED | Roof
SRP09193 | ENPHASE ENERGY | M200-32-240-S02 | 215 | 31 |  |  | 0.963 | Solar Inverter |  | OUTDOOR
SRP09194 | SHARP | ND-224UC1 | 224 | 22 | 245 | 15 |  | Solar | FIXED | Ground
SRP09194 | SHARP | NT-188U1 | 224 | 24 | 155 | 20 |  | Solar | FIXED | Roof
SRP09194 | ENPHASE ENERGY | M200-32-240-S02 | 215 | 46 |  |  | 0.96 | Solar Inverter |  | OUTDOOR
SRP09199 | MATRIX SOLAR/PHOTOWATT | PW1000-100 | 255 | 624 | 145 | 10 |  | Solar | FIXED | Ground
SRP09199 | MATRIX SOLAR/PHOTOWATT | PW1000-100 | 255 | 624 | 174 | 10 |  | Solar | FIXED | Ground
SRP09199 | MATRIX SOLAR/PHOTOWATT | PW1000-100 | 255 | 1040 | 197 | 10 |  | Solar | FIXED | Ground
SRP09199 | MATRIX SOLAR/PHOTOWATT | PW1650-175 | 255 | 3523 | 205 | 10 |  | Solar | FIXED | Ground
SRP09199 | MATRIX SOLAR/PHOTOWATT | PW1000-100 | 255 | 520 | 212 | 10 |  | Solar | FIXED | Roof
SRP09199 | PV POWERED | PVP75KW-208 | 75000 | 2 |  |  | 0.955 | Solar Inverter |  | OUTDOOR
SRP09199 | PV POWERED | PVP100KW-480 | 100000 | 5 |  |  | 0.96 | Solar Inverter |  | OUTDOOR
SRP09199 | PV POWERED | PVP100KW-208 | 260000 | 2 |  |  | 0.97 | Solar Inverter |  | OUTDOOR
SRP09200 | SUNTECH POWER | STP210S-18/UB-1 | 245 | 2886 | 182 | 10 |  | Solar | FIXED | Roof
SRP09200 | SMA AMERICA | SUNNY BOY CONTROL-485 | 500000 | 1 |  |  | 0.974 | Solar Inverter |  | Inside
SRP09201 | SUNTECH POWER | STP210S-18/UB-1 | 245 | 2899 | 180 | 10 |  | Solar | FIXED | Roof
SRP09201 | SMA AMERICA | SB5000US | 500000 | 1 |  |  | 0.974 | Solar Inverter |  | Inside
SRP09202 | UNKNOWN | UNKNOWN | 250 | 12 | 270 | 35 |  | Solar | FIXED | Roof
SRP09202 | UNKNOWN | UNKNOWN | 250 | 16 | 180 | 39 |  | Solar | FIXED | Roof
SRP09202 | UNKNOWN | UNKNOWN | 250 | 12 | 270 | 39 |  | Solar | FIXED | Roof
SRP09202 | PV POWERED | PVP2500 | 2500 | 1 |  |  | 0.945 | Solar Inverter |  | INDOOR
SRP09202 | PV POWERED | PVP2500 | 2500 | 1 |  |  | 0.945 | Solar Inverter |  | INDOOR
SRP09202 | PV POWERED | PVP3500 | 3500 | 1 |  |  | 0.955 | Solar Inverter |  | INDOOR
SRP09203 | CHANGZHOU TRINA SOLAR ENERGY CO | TSM-185D | 235 | 26 | 195 | 24 |  | Solar | FIXED | Roof
SRP09203 | PV POWERED | PVP2500 | 2500 | 1 |  |  | 0.945 | Solar Inverter |  | Inside
SRP09203 | PV POWERED | PVP3000 | 3000 | 1 |  |  | 0.935 | Solar Inverter |  | Inside
SRP09204 | UNKNOWN | UNKNOWN | 250 | 34 | 252 | 30 |  | Solar | FIXED | Roof
SRP09204 | PV POWERED | PVP2500 | 2500 | 1 |  |  | 0.945 | Solar Inverter |  | OUTDOOR
SRP09204 | PV POWERED | PVP4800 | 4800 | 1 |  |  | 0.96 | Solar Inverter |  | OUTDOOR
SRP09205 | UNKNOWN | UNKNOWN | 250 | 26 | 176 | 25 |  | Solar | FIXED | Roof
SRP09205 | SMA AMERICA | SB6000US (208V) | 6000 | 1 |  |  | 0.97 | Solar Inverter |  | INDOOR
SRP09206 | UNKNOWN | UNKNOWN | 250 | 24 | 180 | 33 |  | Solar | FIXED | Roof
SRP09206 | PV POWERED | PVP4800 | 4800 | 1 |  |  | 0.96 | Solar Inverter |  | INDOOR
SRP09207 | UNKNOWN | UNKNOWN | 250 | 44 | 142 | 25 |  | Solar | FIXED | Roof
SRP09207 | PV POWERED | PVP4800 | 4800 | 1 |  |  | 0.96 | Solar Inverter |  | Outside
SRP09207 | PV POWERED | PVP4800 | 4800 | 1 |  |  | 0.96 | Solar Inverter |  | Outside
SRP09210 | UNKNOWN | UNKNOWN | 250 | 20 | 193 | 35 |  | Solar | FIXED | Roof
SRP09210 | PV POWERED | PVP4800 | 4800 | 1 |  |  | 0.96 | Solar Inverter |  | OUTDOOR
SRP09211 | BAODING YINGLI NEW ENERGY RESOURCES CO | YL175(156) | 235 | 33 | 232 | 34 |  | Solar | FIXED | Roof
SRP09211 | SMA AMERICA | SB7000US (208V) | 7000 | 1 |  |  | 0.97 | Solar Inverter |  | Inside
SRP09213 | SUNPOWER | SPR-305-WHT-U | 308 | 20 | 243 | 20 |  | Solar | FIXED | Roof
SRP09213 | SUNPOWER CORP (ORIGINAL MFRFRONIUS) | SPR-6500F-240 | 6500 | 1 |  |  | 0.96 | Solar Inverter |  | INDOOR
SRP09214 | SANYO ELECTRIC | HIP-205BA5 | 220 | 12 | 157 | 25 |  | Solar | FIXED | Roof
SRP09214 | FRONIUS USA | IG 3000 | 3000 | 1 |  |  | 0.95 | Solar Inverter |  | INDOOR
SRP09215 | YINGLI ENERGY (CHINA) | YL235P-29B | 235 | 26 | 144 | 30 |  | Solar | FIXED | Roof
SRP09215 | SMA AMERICA | SB6000U (240V) | 6000 | 1 |  |  | 0.955 | Solar Inverter |  | OUTDOOR
SRP09216 | BAODING YINGLI NEW ENERGY RESOURCES CO | YL175(156) | 235 | 21 | 162 | 21 |  | Solar | FIXED | Roof
SRP09216 | POWER-ONE | PVI-3600-US (240V) | 4200 | 1 |  |  | 0.96 | Solar Inverter |  | OUTDOOR
SRP09217 | CHANGZHOU TRINA SOLAR ENERGY CO | TSM-185D | 240 | 33 | 177 | 15 |  | Solar | FIXED | Roof
SRP09217 | CHANGZHOU TRINA SOLAR ENERGY CO | TSM-185D | 240 | 18 | 177 | 18 |  | Solar | FIXED | Roof
SRP09217 | CHANGZHOU TRINA SOLAR ENERGY CO | TSM-185D | 240 | 18 | 177 | 35 |  | Solar | FIXED | Roof
SRP09217 | PV POWERED | PVP4800 | 4800 | 1 |  |  | 0.96 | Solar Inverter |  | INDOOR
SRP09217 | PV POWERED | PVP4800 | 4800 | 1 |  |  | 0.96 | Solar Inverter |  | INDOOR
SRP09217 | SMA AMERICA | SB7000US (208V) | 7000 | 1 |  |  | 0.97 | Solar Inverter |  | INDOOR
SRP09218 | UNKNOWN | UNKNOWN | 250 | 22 | 212 | 20 |  | Solar | FIXED | Roof
SRP09218 | PV POWERED | PVP4800 | 4800 | 1 |  |  | 0.96 | Solar Inverter |  | Outside
SRP09219 | UNKNOWN | UNKNOWN | 250 | 16 | 121 | 40 |  | Solar | FIXED | Roof
SRP09219 | PV POWERED | PVP3500 | 3500 | 1 |  |  | 0.955 | Solar Inverter |  | INDOOR
SRP09220 | UNKNOWN | UNKNOWN | 250 | 36 | 222 | 26 |  | Solar | FIXED | Roof
SRP09220 | PV POWERED | PVP2500 | 2500 | 1 |  |  | 0.945 | Solar Inverter |  | Outside
SRP09220 | PV POWERED | PVP4800 | 4800 | 1 |  |  | 0.96 | Solar Inverter |  | Outside
SRP09221 | UNKNOWN | UNKNOWN | 250 | 10 | 160 | 30 |  | Solar | FIXED | Roof
SRP09221 | UNKNOWN | UNKNOWN | 250 | 24 | 250 | 30 |  | Solar | FIXED | Roof
SRP09221 | PV POWERED | PVP2500 | 2500 | 1 |  |  | 0.945 | Solar Inverter |  | INDOOR
SRP09221 | PV POWERED | PVP4800 | 4800 | 1 |  |  | 0.96 | Solar Inverter |  | INDOOR
SRP09222 | UNKNOWN | UNKNOWN | 250 | 18 | 219.8 | 32 |  | Solar | FIXED | Roof
SRP09222 | PV POWERED | PVP4800 | 4800 | 1 |  |  | 0.96 | Solar Inverter |  | INDOOR
SRP09223 | UNKNOWN | UNKNOWN | 250 | 32 | 170 | 20 |  | Solar | FIXED | Roof
SRP09223 | PV POWERED | PVP2500 | 2500 | 1 |  |  | 0.945 | Solar Inverter |  | INDOOR
SRP09223 | PV POWERED | PVP4800 | 4800 | 1 |  |  | 0.96 | Solar Inverter |  | INDOOR
SRP09225 | CHANGZHOU TRINA SOLAR ENERGY CO | TSM-185D | 235 | 44 | 180 | 30 |  | Solar | FIXED | Roof
SRP09225 | PV POWERED | PVP4800 | 4800 | 2 |  |  | 0.96 | Solar Inverter |  | Outside
SRP09226 | BAODING YINGLI NEW ENERGY RESOURCES CO | YL175(156) | 235 | 12 | 225 | 26 |  | Solar | FIXED | Roof
SRP09226 | POWER-ONE | PVI-3000-I-OUTD-US | 3000 | 1 |  |  | 0.969 | Solar Inverter |  | OUTDOOR
SRP09228 | CANADIAN SOLAR | CS6P-230 | 235 | 11 | 216 | 28 |  | Solar | FIXED | Roof
SRP09228 | ENPHASE ENERGY | M200-32-240-S02 | 190 | 11 |  |  | 0.95 | Solar Inverter |  | OUTDOOR
SRP09229 | CANADIAN SOLAR | CS6P-230 | 235 | 19 | 128 | 16 |  | Solar | FIXED | Roof
SRP09229 | ENPHASE ENERGY | M200-32-240-S02 | 215 | 8 |  |  | 0.96 | Solar Inverter |  | OUTDOOR
SRP09229 | ENPHASE ENERGY | M200-32-240-S02 | 215 | 11 |  |  | 0.96 | Solar Inverter |  | OUTDOOR
SRP09230 | CANADIAN SOLAR | CS6P-230 | 235 | 17 | 167 | 26 |  | Solar | FIXED | Roof
SRP09230 | ENPHASE ENERGY | M200-32-240-S02 | 215 | 17 |  |  | 0.96 | Solar Inverter |  | OUTDOOR
SRP09231 | CANADIAN SOLAR | CS6P-230 | 235 | 8 | 218 | 12 |  | Solar | FIXED | Roof
SRP09231 | CANADIAN SOLAR | CS6P-230 | 235 | 7 | 218 | 35 |  | Solar | FIXED | Roof
SRP09231 | ENPHASE ENERGY | M200-32-240-S02 | 190 | 15 |  |  | 0.95 | Solar Inverter |  | OUTDOOR
SRP09232 | CANADIAN SOLAR | CS6P-230 | 235 | 8 | 162 | 9 |  | Solar | FIXED | Roof
SRP09232 | CANADIAN SOLAR | CS6P-230 | 235 | 5 | 162 | 14 |  | Solar | FIXED | Roof
SRP09232 | CANADIAN SOLAR | CS6P-230 | 235 | 2 | 252 | 25 |  | Solar | FIXED | Roof
SRP09232 | CANADIAN SOLAR | CS6P-230 | 235 | 2 | 162 | 36 |  | Solar | FIXED | Roof
SRP09232 | ENPHASE ENERGY | M200-32-240-S02 | 190 | 17 |  |  | 0.95 | Solar Inverter |  | OUTDOOR
SRP09233 | MATRIX SOLAR/PHOTOWATT | PW1650-175 | 230 | 48 | 111 | 16 |  | Solar | FIXED | Roof
SRP09233 | MATRIX SOLAR/PHOTOWATT | PW1650-175 | 230 | 22 | 190 | 16 |  | Solar | FIXED | Roof
SRP09233 | SMA AMERICA | SB7000US (240V) | 7000 | 2 |  |  | 0.969 | Solar Inverter |  | OUTDOOR
SRP09234 | UNITED SOLAR OVONIC | ASR-128 | 240 | 14 | 232.5 | 15 |  | Solar | FIXED | Roof
SRP09234 | PV POWERED | PVP3000 | 3000 | 1 |  |  | 0.935 | Solar Inverter |  | INDOOR
SRP09237 | CHANGZHOU TRINA SOLAR ENERGY CO | TSM-185D | 240 | 26 | 259.6 | 24 |  | Solar | FIXED | Roof
SRP09237 | SMA AMERICA | SB6000U (208V) | 6000 | 1 |  |  | 0.968 | Solar Inverter |  | OUTDOOR
SRP09238 | SHANGHAI SOLAR ENERGY S&T | S-180C | 230 | 1521 | 131 | 5 |  | Solar | FIXED | Roof
SRP09238 | PV POWERED | PVP100KW-480 | 260000 | 1 |  |  | 0.96 | Solar Inverter |  | OUTDOOR
SRP09239 | LG ELECTRONICS SOLAR CELL DIVISION | LG255S1C-G2 | 255 | 16 | 135 | 40 |  | Solar | FIXED | Roof
SRP09239 | LG ELECTRONICS SOLAR CELL DIVISION | LG255S1C-G2 | 255 | 18 | 225 | 40 |  | Solar | FIXED | Roof
SRP09239 | POWER-ONE | PVI-3.6-OUTD-S-US (240 V) | 3600 | 1 |  |  | 0.96 | Solar Inverter |  | OUTDOOR
SRP09239 | POWER-ONE | PVI-3.8-1-OUTD-X-US-Y (240 V) | 3800 | 1 |  |  | 0.965 | Solar Inverter |  | OUTDOOR
SRP09240 | KYOCERA SOLAR | KD210GX-LP | 240 | 8 | 195 | 11 |  | Solar | FIXED | Roof
SRP09240 | KYOCERA SOLAR | KD210GX-LP | 240 | 29 | 195 | 30 |  | Solar | FIXED | Roof
SRP09240 | FRONIUS USA | IG 3000 | 3000 | 1 |  |  | 0.962 | Solar Inverter |  | INDOOR
SRP09240 | FRONIUS USA | IG 5100 | 5100 | 1 |  |  | 0.952 | Solar Inverter |  | Inside
SRP09242 | SCHUCO USA |  | 260 | 33 | 178 | 36 |  | Solar | FIXED | Roof
SRP09242 | SMA AMERICA | SB7000US (208V) | 8000 | 1 |  |  | 0.97 | Solar Inverter |  | INDOOR
SRP09243 | ISOFOTON | I-100/12 | 245 | 18 | 214 | 20 |  | Solar | FIXED | Roof
SRP09243 | POWER-ONE | PVI-5000-OUTD-US (208 V) | 4200 | 1 |  |  | 0.96 | Solar Inverter |  | INDOOR
SRP09244 | UNKNOWN | UNKNOWN | 250 | 20 | 95 | 15 |  | Solar | FIXED | Roof
SRP09244 | UNKNOWN | UNKNOWN | 250 | 10 | 95 | 25 |  | Solar | FIXED | Roof
SRP09244 | UNKNOWN | UNKNOWN | 250 | 12 | 185 | 25 |  | Solar | FIXED | Roof
SRP09244 | PV POWERED | PVP2500 | 2500 | 1 |  |  | 0.945 | Solar Inverter |  | Outside
SRP09244 | PV POWERED | PVP2500 | 2500 | 1 |  |  | 0.945 | Solar Inverter |  | Outside
SRP09244 | PV POWERED | PVP4800 | 4800 | 1 |  |  | 0.96 | Solar Inverter |  | Outside
SRP09245 | UNKNOWN | UNKNOWN | 250 | 36 | 119.2 | 25 |  | Solar | FIXED | Roof
SRP09245 | PV POWERED | PVP2500 | 2500 | 1 |  |  | 0.945 | Solar Inverter |  | INDOOR
SRP09245 | PV POWERED | PVP4800 | 4800 | 1 |  |  | 0.96 | Solar Inverter |  | INDOOR
SRP09246 | UNKNOWN | UNKNOWN | 250 | 29 | 189 | 18 |  | Solar | FIXED | Roof
SRP09246 | PV POWERED | PVP2500 | 2500 | 1 |  |  | 0.945 | Solar Inverter |  | INDOOR
SRP09246 | PV POWERED | PVP4800 | 4800 | 1 |  |  | 0.96 | Solar Inverter |  | INDOOR
SRP09247 | UNKNOWN | UNKNOWN | 250 | 16 | 278.6 | 9 |  | Solar | FIXED | Roof
SRP09247 | UNKNOWN | UNKNOWN | 250 | 16 | 278.6 | 20 |  | Solar | FIXED | Roof
SRP09247 | UNKNOWN | UNKNOWN | 250 | 6 | 188.6 | 30 |  | Solar | FIXED | Roof
SRP09247 | PV POWERED | PVP2000 | 2000 | 1 |  |  | 0.92 | Solar Inverter |  | INDOOR
SRP09247 | PV POWERED | PVP3500 | 3500 | 2 |  |  | 0.955 | Solar Inverter |  | INDOOR
SRP09248 | CONERGY AG | S 175MU | 235 | 24 | 234 | 38 |  | Solar | FIXED | Roof
SRP09248 | SMA AMERICA | SB5000US | 5000 | 1 |  |  | 0.95 | Solar Inverter |  | OUTDOOR
SRP09249 | SUNTECH POWER | STP190-18/UB-1 | 190 | 33 | 204.5 | 20 |  | Solar | FIXED | Roof
SRP09249 | SUNTECH POWER | STP190S-18/UB-1 | 190 | 28 | 114.5 | 30 |  | Solar | FIXED | Roof
SRP09249 | SUNTECH POWER | STP190S-18/UB-1 | 190 | 49 | 204.5 | 40 |  | Solar | FIXED | Roof
SRP09249 | PV POWERED | PVP3500 | 3500 | 1 |  |  | 0.955 | Solar Inverter |  | INDOOR
SRP09249 | PV POWERED | PVP4800 | 4800 | 2 |  |  | 0.96 | Solar Inverter |  | INDOOR
SRP09249 | SMA AMERICA | SB6000US (208V) | 6000 | 1 |  |  | 0.97 | Solar Inverter |  | INDOOR
SRP09250 | UNKNOWN | UNKNOWN | 250 | 14 | 107.4 | 28 |  | Solar | FIXED | Roof
SRP09250 | PV POWERED | PVP3000 | 3000 | 1 |  |  | 0.935 | Solar Inverter |  | OUTDOOR
SRP09251 | MATRIX SOLAR/PHOTOWATT | PW1250-115 | 240 | 12 | 102 | 30 |  | Solar | FIXED | Roof
SRP09251 | MATRIX SOLAR/PHOTOWATT | PW1250-115 | 240 | 12 | 192 | 38 |  | Solar | FIXED | Roof
SRP09251 | MATRIX SOLAR/PHOTOWATT | PW1250-115 | 240 | 5 | 192 | 40 |  | Solar | FIXED | Roof
SRP09251 | ENPHASE ENERGY | M175-24-208-S | 215 | 29 |  |  | 0.963 | Solar Inverter |  | OUTDOOR
SRP09252 | UNKNOWN | UNKNOWN | 250 | 34 | 168 | 18 |  | Solar | FIXED | Roof
SRP09252 | PV POWERED | PVP2500 | 2500 | 1 |  |  | 0.945 | Solar Inverter |  | Outside
SRP09252 | PV POWERED | PVP4800 | 4800 | 1 |  |  | 0.96 | Solar Inverter |  | Outside
SRP09253 | UNKNOWN | UNKNOWN | 250 | 24 | 192.4 | 28 |  | Solar | FIXED | Roof
SRP09253 | PV POWERED | PVP4800 | 4800 | 1 |  |  | 0.96 | Solar Inverter |  | INDOOR
SRP09254 | CANADIAN SOLAR | CS4C-110 | 235 | 221 | 175 | 11.9 |  | Solar | FIXED | Roof
SRP09254 | FRONIUS USA |  | 48000 | 1 |  |  | 0.959 | Solar Inverter |  | OUTDOOR
SRP09255 | UNKNOWN | UNKNOWN | 250 | 15 | 125.6 | 15 |  | Solar | FIXED | Roof
SRP09255 | UNKNOWN | UNKNOWN | 250 | 26 | 215.6 | 15 |  | Solar | FIXED | Roof
SRP09255 | UNKNOWN | UNKNOWN | 250 | 5 | 215.6 | 18 |  | Solar | FIXED | Roof
SRP09255 | PV POWERED | PVP2000 | 2000 | 1 |  |  | 0.92 | Solar Inverter |  | INDOOR
SRP09255 | PV POWERED | PVP2500 | 2500 | 2 |  |  | 0.945 | Solar Inverter |  | INDOOR
SRP09255 | PV POWERED | PVP4800 | 4800 | 1 |  |  | 0.96 | Solar Inverter |  | INDOOR
SRP09256 | MATRIX SOLAR/PHOTOWATT | PW1650-175 | 230 | 24 | 285 | 16 |  | Solar | 1AXIS | Roof
SRP09256 | SMA AMERICA | SB5000US (240V) | 5000 | 1 |  |  | 0.968 | Solar Inverter |  | OUTDOOR
SRP09257 | BAODING YINGLI NEW ENERGY RESOURCES CO | YL175(156) | 240 | 156 | 185 | 5 |  | Solar | FIXED | Roof
SRP09257 | FRONIUS USA |  | 11400 | 3 |  |  | 0.96 | Solar Inverter |  | OUTDOOR
SRP09258 | BAODING YINGLI NEW ENERGY RESOURCES CO | YL175(156) | 240 | 208 | 163 | 5 |  | Solar | FIXED | Roof
SRP09258 | PV POWERED | PVP75KW-208 | 50000 | 1 |  |  | 0.95 | Solar Inverter |  | OUTDOOR
SRP09259 | BAODING YINGLI NEW ENERGY RESOURCES CO | YL175(156) | 240 | 156 | 162 | 5 |  | Solar | FIXED | Roof
SRP09259 | FRONIUS USA |  | 10000 | 3 |  |  | 0.96 | Solar Inverter |  | OUTDOOR
SRP09261 | UNKNOWN | UNKNOWN | 250 | 22 | 197 | 20 |  | Solar | FIXED | Roof
SRP09261 | PV POWERED | PVP4800 | 4800 | 1 |  |  | 0.96 | Solar Inverter |  | OUTDOOR
SRP09262 | CHANGZHOU TRINA SOLAR ENERGY CO | TSM-185D | 240 | 16 | 188 | 20 |  | Solar | FIXED | Roof
SRP09262 | PV POWERED | PVP3500 | 3500 | 1 |  |  | 0.955 | Solar Inverter |  | OUTDOOR
SRP09263 | UNKNOWN | UNKNOWN | 250 | 40 | 177 | 23 |  | Solar | FIXED | Roof
SRP09263 | PV POWERED | PVP4800 | 4800 | 2 |  |  | 0.96 | Solar Inverter |  | INDOOR
SRP09265 | CANADIAN SOLAR | CS6P-230 | 235 | 17 | 218 | 25 |  | Solar | FIXED | Roof
SRP09265 | ENPHASE ENERGY | M200-32-240-S02 | 215 | 17 |  |  | 0.96 | Solar Inverter |  | OUTDOOR
SRP09266 | CANADIAN SOLAR | CS6P-230 | 235 | 12 | 199 | 19 |  | Solar | FIXED | Roof
SRP09266 | ENPHASE ENERGY | M175-24-240-S | 215 | 12 |  |  | 0.96 | Solar Inverter |  | OUTDOOR
SRP09267 | CANADIAN SOLAR | CS6P-230 | 235 | 12 | 126 | 17 |  | Solar | FIXED | Roof
SRP09267 | ENPHASE ENERGY | M175-24-240-S | 190 | 12 |  |  | 0.95 | Solar Inverter |  | OUTDOOR
SRP09268 | CANADIAN SOLAR | CS6P-230 | 235 | 14 | 195 | 26 |  | Solar | FIXED | Roof
SRP09268 | ENPHASE ENERGY | M200-32-240-S02 | 215 | 14 |  |  | 0.96 | Solar Inverter |  | OUTDOOR
SRP09269 | SUNTECH POWER | STP190S-18/UB-1 | 190 | 24 | 185 | 30 |  | Solar | FIXED | Roof
SRP09269 | PV POWERED | PVP4800 | 4800 | 1 |  |  | 0.96 | Solar Inverter |  | INDOOR
SRP09270 | CANADIAN SOLAR | CS6P-230 | 235 | 9 | 126 | 40 |  | Solar | FIXED | Roof
SRP09270 | CANADIAN SOLAR | CS6P-230 | 235 | 8 | 218 | 42 |  | Solar | FIXED | Roof
SRP09270 | ENPHASE ENERGY | M175-24-240-S | 215 | 17 |  |  | 0.96 | Solar Inverter |  | OUTDOOR
SRP09271 | CHANGZHOU TRINA SOLAR ENERGY CO | TSM-185D | 240 | 33 | 188 | 6 |  | Solar | FIXED | Roof
SRP09271 | CHANGZHOU TRINA SOLAR ENERGY CO | TSM-185D | 240 | 63 | 188 | 9 |  | Solar | FIXED | Roof
SRP09271 | SMA AMERICA | SB5000US (240V) | 5000 | 1 |  |  | 0.96 | Solar Inverter |  | Outside
SRP09271 | SMA AMERICA | SB7000US (240V) | 7000 | 1 |  |  | 0.97 | Solar Inverter |  | Outside
SRP09271 | SMA AMERICA | SB7000US (277V) | 8000 | 1 |  |  | 0.965 | Solar Inverter |  | Outside
SRP09272 | SUNTECH POWER | STP200S-18/UB-1 | 205 | 52 | 126 | 20 |  | Solar | FIXED | Roof
SRP09272 | SUNTECH POWER | STP200S-18/UB-1 | 205 | 126 | 216 | 34 |  | Solar | FIXED | Roof
SRP09272 | SMA AMERICA | SB3000US (208V) | 3000 | 1 |  |  | 0.96 | Solar Inverter |  | OUTDOOR
SRP09272 | SMA AMERICA | SB5000US (240V) | 5000 | 3 |  |  | 0.96 | Solar Inverter |  | OUTDOOR
SRP09272 | SMA AMERICA | SB7000US (208V) | 7000 | 2 |  |  | 0.97 | Solar Inverter |  | OUTDOOR
SRP09273 | CANADIAN SOLAR | CS6P-230 | 255 | 28 | 248 | 32 |  | Solar | FIXED | Roof
SRP09273 | CANADIAN SOLAR | CS6P-230 | 255 | 12 | 158 | 40 |  | Solar | FIXED | Roof
SRP09273 | SMA AMERICA | SB3000US (208V) | 3000 | 1 |  |  | 0.96 | Solar Inverter |  | Outside
SRP09273 | SMA AMERICA | SB7000US (240V) | 7000 | 1 |  |  | 0.96 | Solar Inverter |  | Outside
SRP09274 | BAODING YINGLI NEW ENERGY RESOURCES CO | YL175(156) | 235 | 30 | 216 | 10 |  | Solar | FIXED | Roof
SRP09274 | POWER-ONE | PVI-3000-I-OUTD-US-F (240V) | 3000 | 1 |  |  | 0.96 | Solar Inverter |  | OUTDOOR
SRP09276 | CHANGZHOU TRINA SOLAR ENERGY CO | TSM-185D | 240 | 43 | 235.1 | 35 |  | Solar | FIXED | Roof
SRP09276 | SMA AMERICA | SB3000US (208V) | 3000 | 1 |  |  | 0.96 | Solar Inverter |  | INDOOR
SRP09276 | SMA AMERICA | SB7000US (240V) | 7000 | 1 |  |  | 0.97 | Solar Inverter |  | INDOOR
SRP09277 | CANADIAN SOLAR | CS6P-230 | 235 | 15 | 114 | 18 |  | Solar | FIXED | Roof
SRP09277 | CANADIAN SOLAR | CS6P-230 | 235 | 13 | 294 | 18 |  | Solar | FIXED | Roof
SRP09277 | ENPHASE ENERGY | M175-24-208-S01 | 190 | 28 |  |  | 0.95 | Solar Inverter |  | OUTDOOR
SRP09278 | CANADIAN SOLAR | CS6P-230 | 235 | 17 | 161 | 39 |  | Solar | FIXED | Roof
SRP09278 | ENPHASE ENERGY | M175-24-208-S01 | 215 | 17 |  |  | 0.96 | Solar Inverter |  | OUTDOOR
SRP09279 | UNKNOWN | UNKNOWN | 250 | 16 | 139.6 | 38 |  | Solar | FIXED | Roof
SRP09279 | UNKNOWN | UNKNOWN | 250 | 22 | 229.6 | 38 |  | Solar | FIXED | Roof
SRP09279 | PV POWERED | PVP3500 | 3500 | 1 |  |  | 0.955 | Solar Inverter |  | INDOOR
SRP09279 | PV POWERED | PVP4800 | 4800 | 1 |  |  | 0.96 | Solar Inverter |  | INDOOR
SRP09281 | SUNTECH POWER | STP190-18/UB-1 | 205 | 40 | 180 | 30 |  | Solar | FIXED | Ground
SRP09281 | PV POWERED | PVP3500 | 3500 | 2 |  |  | 0.955 | Solar Inverter |  | OUTDOOR
SRP09282 | SUNPOWER | SPR-230-WHT-U | 240 | 48 | 116 | 37 |  | Solar | FIXED | Roof
SRP09282 | SUNPOWER CORP (ORIGINAL MFRFRONIUS) | SPR 12000F (208V) | 10000 | 1 |  |  | 0.97 | Solar Inverter |  | INDOOR
SRP09284 | KYOCERA SOLAR | KD210GX-LP | 215 | 30 | 263 | 30 |  | Solar | FIXED | Roof
SRP09284 | POWER-ONE | PVI-6000-OUTD-US (208 V) | 6000 | 1 |  |  | 0.96 | Solar Inverter |  | INDOOR
SRP09285 | CANADIAN SOLAR | CS6P-230 | 235 | 20 | 205 | 25 |  | Solar | FIXED | Roof
SRP09285 | ENPHASE ENERGY | M200-32-240-S02 | 215 | 20 |  |  | 0.96 | Solar Inverter |  | Outside
SRP09286 | BAODING YINGLI NEW ENERGY RESOURCES CO | YL175(156) | 235 | 9 | 162 | 40 |  | Solar | FIXED | Roof
SRP09286 | BAODING YINGLI NEW ENERGY RESOURCES CO | YL175(156) | 235 | 19 | 252 | 40 |  | Solar | FIXED | Roof
SRP09286 | POWER-ONE | PVI-6000-OUTD-US (240 V) | 6000 | 1 |  |  | 0.965 | Solar Inverter |  | INDOOR
SRP09287 | BAODING YINGLI NEW ENERGY RESOURCES CO | YL175(156) | 235 | 26 | 237 | 30 |  | Solar | FIXED | Roof
SRP09287 | SMA AMERICA | SB6000US (240V) | 6000 | 1 |  |  | 0.955 | Solar Inverter |  | OUTDOOR
SRP09288 | KYOCERA SOLAR | KD220GX-LFBS | 220 | 46 | 224 | 25 |  | Solar | FIXED | Roof
SRP09288 | POWER-ONE | PVI-4.2-OUTD-S-US (208 V) | 4200 | 1 |  |  | 0.95 | Solar Inverter |  | Inside
SRP09288 | POWER-ONE | PVI-5000-OUTD-US (208 V) | 5000 | 1 |  |  | 0.95 | Solar Inverter |  | Inside
SRP09289 | KYOCERA SOLAR | KC120-1 | 215 | 40 | 155 | 25 |  | Solar | FIXED | Roof
SRP09289 | KYOCERA SOLAR | KC120-1 | 215 | 8 | 245 | 25 |  | Solar | FIXED | Roof
SRP09289 | SOLECTRIA RENEWABLES | PVI 5000-P (208V) | 5000 | 2 |  |  | 0.975 | Solar Inverter |  | OUTDOOR
SRP09290 | UNKNOWN | UNKNOWN | 255 | 26 | 171 | 40 |  | Solar | FIXED | Roof
SRP09290 | SMA AMERICA | SB6000US (240V) | 6000 | 1 |  |  | 0.95 | Solar Inverter |  | INDOOR
SRP09291 | CANADIAN SOLAR | CS5P-240 | 255 | 21 | 235 | 19 |  | Solar | FIXED | Roof
SRP09291 | SMA AMERICA | SB5000US (240V) | 5000 | 1 |  |  | 0.968 | Solar Inverter |  | OUTDOOR
SRP09292 | REC SCANMODULE | SCM210 | 235 | 26 | 94 | 34 |  | Solar | FIXED | Roof
SRP09292 | SMA AMERICA | SB6000U (240V) | 6000 | 1 |  |  | 0.968 | Solar Inverter |  | INDOOR
SRP09293 | MATRIX SOLAR/PHOTOWATT | PW1000-100 | 240 | 77 | 200 | 26 |  | Solar | FIXED | Roof
SRP09293 | SOLECTRIA RENEWABLES | PVI13KW-208 | 10000 | 1 |  |  | 0.956 | Solar Inverter |  | Outside
SRP09293 | SOLECTRIA RENEWABLES | PVI13KW-208 | 10000 | 1 |  |  | 0.956 | Solar Inverter |  | Outside
SRP09297 | SUNTECH POWER | STP190S-18/UB-1 | 190 | 10 | 183 | 15 |  | Solar | FIXED | Roof
SRP09297 | SUNTECH POWER | STP190S-18/UB-1 | 190 | 52 | 183 | 35 |  | Solar | FIXED | Roof
SRP09297 | PV POWERED | PVP2000 | 2000 | 1 |  |  | 0.92 | Solar Inverter |  | INDOOR
SRP09297 | PV POWERED | PVP4800 | 4800 | 2 |  |  | 0.96 | Solar Inverter |  | INDOOR
SRP09298 | UNKNOWN | UNKNOWN | 250 | 50 | 184.1 | 22 |  | Solar | FIXED | Roof
SRP09298 | SMA AMERICA | SB6000US (208V) | 6000 | 1 |  |  | 0.97 | Solar Inverter |  | INDOOR
SRP09298 | SMA AMERICA | SB6000US (208V) | 6000 | 1 |  |  | 0.97 | Solar Inverter |  | INDOOR
SRP09299 | SUNTECH POWER | STP190S-18/UB-1 | 190 | 40 | 204 | 35 |  | Solar | FIXED | Roof
SRP09299 | SMA AMERICA | SB7000US (208V) | 7000 | 1 |  |  | 0.97 | Solar Inverter |  | Outside
SRP09301 | BAODING YINGLI NEW ENERGY RESOURCES CO | YL175(156) | 235 | 18 | 167 | 24 |  | Solar | FIXED | Roof
SRP09301 | POWER-ONE | PVI-3600-OUTD-US-F (208V) | 3600 | 1 |  |  | 0.96 | Solar Inverter |  | OUTDOOR
SRP09302 | YINGLI ENERGY (CHINA) | YL235P-29B | 235 | 10 | 122 | 19 |  | Solar | FIXED | Roof
SRP09302 | YINGLI ENERGY (CHINA) | YL235P-29B | 235 | 12 | 212 | 20 |  | Solar | FIXED | Roof
SRP09302 | YINGLI ENERGY (CHINA) | YL235P-29B | 235 | 12 | 122 | 23 |  | Solar | FIXED | Roof
SRP09302 | POWER-ONE | PVI-3000-I-OUTD-US-F (240V) | 3000 | 1 |  |  | 0.96 | Solar Inverter |  | OUTDOOR
SRP09302 | POWER-ONE | PVI-5000-OUTD-US (240 V) | 5000 | 1 |  |  | 0.96 | Solar Inverter |  | OUTDOOR
SRP09303 | YINGLI ENERGY (CHINA) | YL235P-29B | 235 | 14 | 120 | 20 |  | Solar | FIXED | Roof
SRP09303 | YINGLI ENERGY (CHINA) | YL235P-29B | 235 | 22 | 210 | 20 |  | Solar | FIXED | Roof
SRP09303 | POWER-ONE | PVI-3000-I-OUTD-US | 3000 | 1 |  |  | 0.96 | Solar Inverter |  | OUTDOOR
SRP09303 | POWER-ONE | PVI-5000-OUTD-US (208 V) | 5000 | 1 |  |  | 0.965 | Solar Inverter |  | OUTDOOR
SRP09304 | CHANGZHOU TRINA SOLAR ENERGY CO | TSM-185D | 240 | 20 | 167 | 35 |  | Solar | FIXED | Roof
SRP09304 | PV POWERED | PVP4800 | 4800 | 1 |  |  | 0.96 | Solar Inverter |  | OUTDOOR
SRP09305 | UNKNOWN | UNKNOWN | 250 | 28 | 261 | 30 |  | Solar | FIXED | Roof
SRP09305 | UNKNOWN | UNKNOWN | 250 | 18 | 85 | 35 |  | Solar | FIXED | Roof
SRP09305 | UNKNOWN | UNKNOWN | 250 | 7 | 171 | 35 |  | Solar | FIXED | Roof
SRP09305 | PV POWERED | PVP2000 | 2000 | 1 |  |  | 0.92 | Solar Inverter |  | INDOOR
SRP09305 | PV POWERED | PVP3000 | 3000 | 2 |  |  | 0.935 | Solar Inverter |  | INDOOR
SRP09305 | PV POWERED | PVP4800 | 4800 | 1 |  |  | 0.96 | Solar Inverter |  | INDOOR
SRP09306 | CHANGZHOU TRINA SOLAR ENERGY CO | TSM-185D | 240 | 54 | 100.3 | 10 |  | Solar | FIXED | Roof
SRP09306 | PV POWERED | PVP3500 | 3500 | 1 |  |  | 0.955 | Solar Inverter |  | Outside
SRP09306 | SMA AMERICA | SB7000US (240V) | 7000 | 1 |  |  | 0.97 | Solar Inverter |  | Outside
SRP09308 | BAODING YINGLI NEW ENERGY RESOURCES CO | YL175(156) | 260 | 2485 | 330 | 1 |  | Solar | FIXED | Roof
SRP09308 | BAODING YINGLI NEW ENERGY RESOURCES CO | YL175(156) | 260 | 481 | 150 | 11.6 |  | Solar | FIXED | Roof
SRP09308 | BAODING YINGLI NEW ENERGY RESOURCES CO | YL175(156) | 260 | 2520 | 150 | 12 |  | Solar | FIXED | Roof
SRP09308 | ADVANCED ENERGY INDUSTRIES | 3159000-104 | 100000 | 1 |  |  | 0.96 | Solar Inverter |  | INDOOR
SRP09308 | ADVANCED ENERGY INDUSTRIES | 3159000-104 | 260000 | 4 |  |  | 0.97 | Solar Inverter |  | INDOOR
SRP09309 | CANADIAN SOLAR | CS6P-230 | 235 | 26 | 133 | 34 |  | Solar | FIXED | Roof
SRP09309 | ENPHASE ENERGY | M200-32-208-S01 | 215 | 26 |  |  | 0.96 | Solar Inverter |  | OUTDOOR
SRP09310 | REC SCANMODULE | SCM230 | 235 | 40 | 214 | 24 |  | Solar | FIXED | Roof
SRP09310 | FRONIUS USA |  | 7500 | 1 |  |  | 0.955 | Solar Inverter |  | INDOOR
SRP09311 | BAODING YINGLI NEW ENERGY RESOURCES CO | YL175(156) | 235 | 33 | 243 | 36 |  | Solar | FIXED | Roof
SRP09311 | FRONIUS USA |  | 7500 | 1 |  |  | 0.955 | Solar Inverter |  | OUTDOOR
SRP09314 | LIGHT WAY GREEN NEW ENERGY | LW235(29)P1650X990 | 235 | 1027 | 165 | 5 |  | Solar | FIXED | Roof
SRP09314 | SOLECTRIA RENEWABLES | SGI 225-480 | 225000 | 1 |  |  | 0.98 | Solar Inverter |  | OUTDOOR
SRP09315 | CANADIAN SOLAR | CS6P-230 | 235 | 26 | 232 | 22 |  | Solar | FIXED | Roof
SRP09315 | ENPHASE ENERGY | M200-32-240-S02 | 215 | 26 |  |  | 0.96 | Solar Inverter |  | OUTDOOR
SRP09316 | YINGLI ENERGY (CHINA) | YL235P-29B | 235 | 33 | 244 | 37 |  | Solar | FIXED | Roof
SRP09316 | SMA AMERICA | SB7000US (240V) | 7000 | 1 |  |  | 0.96 | Solar Inverter |  | OUTDOOR
SRP09317 | UNKNOWN | UNKNOWN | 235 | 66 | 165 | 6 |  | Solar | FIXED | Roof
SRP09317 | UNKNOWN | UNKNOWN | 235 | 18 | 165 | 26 |  | Solar | FIXED | Roof
SRP09317 | PV POWERED | PVP4800 | 4800 | 1 |  |  | 0.96 | Solar Inverter |  | Outside
SRP09317 | SMA AMERICA | SB7000US (208V) | 7000 | 1 |  |  | 0.97 | Solar Inverter |  | INDOOR
SRP09317 | SMA AMERICA | SB7000US (208V) | 7000 | 1 |  |  | 0.97 | Solar Inverter |  | Outside
SRP09318 | CHANGZHOU TRINA SOLAR ENERGY CO | TSM-185D | 240 | 19 | 105 | 22 |  | Solar | FIXED | Roof
SRP09318 | SMA AMERICA | SB3000US (208V) | 3000 | 2 |  |  | 0.96 | Solar Inverter |  | Inside
SRP09319 | UNKNOWN | UNKNOWN | 255 | 28 | 180 | 32 |  | Solar | FIXED | Ground
SRP09319 | POWER-ONE | PVI-6000-OUTD-US-W (277 V) | 6000 | 1 |  |  | 0.96 | Solar Inverter |  | OUTDOOR
SRP09320 | SUNPOWER | SPR-315E-WHT-U | 327 | 448 | 211 | 10 |  | Solar | FIXED | Roof
SRP09320 | SATCON TECHNOLOGY | PVS-135 (480 V) | 135000 | 1 |  |  | 0.96 | Solar Inverter |  | INDOOR
SRP09321 | BAODING YINGLI NEW ENERGY RESOURCES CO | YL175(156) | 240 | 50 | 200 | 30 |  | Solar | FIXED | Roof
SRP09321 | FRONIUS USA |  | 11400 | 1 |  |  | 0.96 | Solar Inverter |  | INDOOR
SRP09323 | CANADIAN SOLAR | CS6P-230 | 235 | 10 | 218 | 17 |  | Solar | FIXED | Roof
SRP09323 | CANADIAN SOLAR | CS6P-230 | 235 | 2 | 126 | 18 |  | Solar | FIXED | Roof
SRP09323 | CANADIAN SOLAR | CS6P-230 | 235 | 2 | 307 | 18 |  | Solar | FIXED | Roof
SRP09323 | ENPHASE ENERGY | M200-32-240-S02 | 215 | 14 |  |  | 0.96 | Solar Inverter |  | OUTDOOR
SRP09324 | CANADIAN SOLAR | CS6P-230 | 235 | 4 | 126 | 14 |  | Solar | FIXED | Roof
SRP09324 | CANADIAN SOLAR | CS6P-230 | 235 | 11 | 218 | 26 |  | Solar | FIXED | Roof
SRP09324 | ENPHASE ENERGY | M200-32-240-S02 | 215 | 15 |  |  | 0.96 | Solar Inverter |  | OUTDOOR
SRP09325 | CANADIAN SOLAR | CS6P-230 | 235 | 16 | 205 | 29 |  | Solar | FIXED | Roof
SRP09325 | ENPHASE ENERGY | M200-32-240-S02 | 215 | 16 |  |  | 0.96 | Solar Inverter |  | OUTDOOR
SRP09327 | YINGLI ENERGY (CHINA) | YL235P-29B | 235 | 26 | 247 | 35 |  | Solar | FIXED | Roof
SRP09327 | YINGLI ENERGY (CHINA) | YL235P-29B | 235 | 21 | 157 | 45 |  | Solar | FIXED | Roof
SRP09327 | POWER-ONE | PVI-5000-OUTD-US (208 V) | 5000 | 1 |  |  | 0.965 | Solar Inverter |  | OUTDOOR
SRP09327 | POWER-ONE | PVI-6000-OUTD-US (208 V) | 6000 | 1 |  |  | 0.965 | Solar Inverter |  | OUTDOOR
SRP09329 | CHANGZHOU TRINA SOLAR ENERGY CO | TSM-185D | 235 | 26 | 211 | 20 |  | Solar | FIXED | Roof
SRP09329 | SMA AMERICA | SB5000US (208V) | 5000 | 1 |  |  | 0.96 | Solar Inverter |  | Outside
SRP09330 | SUNTECH POWER | STP200UB | 205 | 46 | 190.7 | 25 |  | Solar | FIXED | Roof
SRP09330 | PV POWERED | PVP4800 | 4800 | 1 |  |  | 0.96 | Solar Inverter |  | INDOOR
SRP09330 | PV POWERED | PVP4800 | 4800 | 1 |  |  | 0.96 | Solar Inverter |  | INDOOR
SRP09331 | SUNTECH POWER | STP190S-18/UB-1 | 190 | 72 | 196 | 35 |  | Solar | FIXED | Roof
SRP09331 | SMA AMERICA | SB6000US (208V) | 6000 | 2 |  |  | 0.97 | Solar Inverter |  | INDOOR
SRP09332 | CHANGZHOU TRINA SOLAR ENERGY CO | TSM-185D | 240 | 38 | 205.7 | 30 |  | Solar | FIXED | Roof
SRP09332 | PV POWERED | PVP3500 | 3500 | 1 |  |  | 0.955 | Solar Inverter |  | INDOOR
SRP09332 | PV POWERED | PVP4800 | 4800 | 1 |  |  | 0.96 | Solar Inverter |  | INDOOR
SRP09334 | YINGLI ENERGY (CHINA) | YL235P-29B | 235 | 14 | 189 | 18 |  | Solar | FIXED | Roof
SRP09334 | POWER-ONE | PVI-3000-I-OUTD-US | 3000 | 1 |  |  | 0.96 | Solar Inverter |  | OUTDOOR
SRP09335 | MATRIX SOLAR/PHOTOWATT | PW1650-175 | 230 | 247 | 175 | 10 |  | Solar | FIXED | Roof
SRP09335 | FRONIUS USA |  | 10000 | 1 |  |  | 0.96 | Solar Inverter |  | Inside
SRP09335 | FRONIUS USA |  | 11400 | 4 |  |  | 0.95 | Solar Inverter |  | Inside
SRP09336 | BAODING YINGLI NEW ENERGY RESOURCES CO | YL175(156) | 235 | 16 | 215 | 7 |  | Solar | FIXED | Roof
SRP09336 | BAODING YINGLI NEW ENERGY RESOURCES CO | YL175(156) | 235 | 12 | 110 | 20 |  | Solar | FIXED | Roof
SRP09336 | POWER-ONE | PVI-3000-I-OUTD-US | 3000 | 1 |  |  | 0.96 | Solar Inverter |  | OUTDOOR
SRP09336 | POWER-ONE | PVI-3600-OUTD-US-F (208V) | 3600 | 1 |  |  | 0.96 | Solar Inverter |  | OUTDOOR
SRP09337 | YINGLI ENERGY (CHINA) | YL235P-29B | 235 | 8 | 204 | 14 |  | Solar | FIXED | Roof
SRP09337 | YINGLI ENERGY (CHINA) | YL235P-29B | 235 | 12 | 206 | 29 |  | Solar | FIXED | Roof
SRP09337 | POWER-ONE | PVI-4.2-OUTD-S-US (208 V) | 4200 | 1 |  |  | 0.96 | Solar Inverter |  | OUTDOOR
SRP09338 | ISOFOTON | I-100/12 | 248 | 54 | 180 | 32 |  | Solar | FIXED | Ground
SRP09338 | ENPHASE ENERGY | M200-32-240-S02 | 215 | 54 |  |  | 0.963 | Solar Inverter |  | OUTDOOR
SRP09339 | CANADIAN SOLAR | CS6P-230 | 235 | 12 | 164 | 28 |  | Solar | FIXED | Roof
SRP09339 | ENPHASE ENERGY | M200-32-208-S01 | 215 | 12 |  |  | 0.96 | Solar Inverter |  | OUTDOOR
SRP09340 | CANADIAN SOLAR | CS6P-230 | 235 | 17 | 110 | 31 |  | Solar | FIXED | Roof
SRP09340 | ENPHASE ENERGY | M200-32-208-S01 | 215 | 17 |  |  | 0.96 | Solar Inverter |  | OUTDOOR
SRP09342 | CANADIAN SOLAR | CS6P-230 | 235 | 10 | 257 | 19 |  | Solar | FIXED | Roof
SRP09342 | CANADIAN SOLAR | CS6P-230 | 235 | 13 | 165 | 20 |  | Solar | FIXED | Roof
SRP09342 | ENPHASE ENERGY | M200-32-208-S01 | 215 | 9 |  |  | 0.96 | Solar Inverter |  | OUTDOOR
SRP09342 | ENPHASE ENERGY | M200-32-208-S01 | 215 | 14 |  |  | 0.96 | Solar Inverter |  | OUTDOOR
SRP09343 | BAODING YINGLI NEW ENERGY RESOURCES CO | YL175(156) | 260 | 377 | 157 | 5 |  | Solar | FIXED | Roof
SRP09343 | PV POWERED | PVP100KW-208 | 100000 | 1 |  |  | 0.96 | Solar Inverter |  | OUTDOOR
SRP09344 | BAODING YINGLI NEW ENERGY RESOURCES CO | YL175(156) | 260 | 91 | 188 | 5 |  | Solar | FIXED | Roof
SRP09344 | FRONIUS USA |  | 11400 | 2 |  |  | 0.95 | Solar Inverter |  | OUTDOOR
SRP09345 | CHANGZHOU TRINA SOLAR ENERGY CO | TSM-185D | 235 | 30 | 189 | 38 |  | Solar | FIXED | Roof
SRP09345 | ENPHASE ENERGY | M200-32-240-S02 | 215 | 30 |  |  | 0.96 | Solar Inverter |  | OUTDOOR
SRP09349 | CANADIAN SOLAR | CS6P-230 | 235 | 16 | 132 | 14 |  | Solar | FIXED | Roof
SRP09349 | CANADIAN SOLAR | CS6P-230 | 235 | 17 | 312 | 14 |  | Solar | FIXED | Roof
SRP09349 | ENPHASE ENERGY | M200-32-240-S02 | 215 | 33 |  |  | 0.96 | Solar Inverter |  | OUTDOOR
SRP09350 | CANADIAN SOLAR | CS6P-230 | 235 | 24 | 126 | 19 |  | Solar | FIXED | Roof
SRP09350 | ENPHASE ENERGY | M200-32-208-S01 | 215 | 24 |  |  | 0.96 | Solar Inverter |  | OUTDOOR
SRP09351 | CANADIAN SOLAR | CS6P-230 | 235 | 15 | 126 | 21 |  | Solar | FIXED | Roof
SRP09351 | CANADIAN SOLAR | CS6P-230 | 235 | 8 | 217 | 27 |  | Solar | FIXED | Roof
SRP09351 | ENPHASE ENERGY | M200-32-240-S02 | 215 | 23 |  |  | 0.96 | Solar Inverter |  | OUTDOOR
SRP09353 | CANADIAN SOLAR | CS6P-230 | 235 | 11 | 110 | 16 |  | Solar | FIXED | Roof
SRP09353 | CANADIAN SOLAR | CS6P-230 | 235 | 17 | 290 | 16 |  | Solar | FIXED | Roof
SRP09353 | ENPHASE ENERGY | M200-32-240-S02 | 215 | 28 |  |  | 0.96 | Solar Inverter |  | OUTDOOR
SRP09354 | CANADIAN SOLAR | CS6P-230 | 235 | 12 | 166 | 17 |  | Solar | FIXED | Roof
SRP09354 | ENPHASE ENERGY | M200-32-208-S01 | 215 | 12 |  |  | 0.96 | Solar Inverter |  | OUTDOOR
SRP09355 | SUNTECH POWER | STP180-24/AB-1 | 180 | 22 | 177 | 28 |  | Solar | FIXED | Roof
SRP09355 | SMA AMERICA | SB4000US (240V) | 4000 | 1 |  |  | 0.96 | Solar Inverter |  | INDOOR
SRP09356 | CANADIAN SOLAR | CS6P-230 | 235 | 24 | 132 | 26 |  | Solar | FIXED | Roof
SRP09356 | ENPHASE ENERGY | M200-32-240-S02 | 215 | 24 |  |  | 0.96 | Solar Inverter |  | OUTDOOR
SRP09357 | BAODING YINGLI NEW ENERGY RESOURCES CO | YL175(156) | 235 | 455 | 175 | 10 |  | Solar | FIXED | Roof
SRP09357 | PV POWERED | PVP100KW-480 | 100000 | 1 |  |  | 0.96 | Solar Inverter |  | OUTDOOR
SRP09358 | BAODING YINGLI NEW ENERGY RESOURCES CO | YL175(156) | 260 | 247 | 187 | 5 |  | Solar | FIXED | Roof
SRP09358 | FRONIUS USA |  | 11400 | 5 |  |  | 0.95 | Solar Inverter |  | OUTDOOR
SRP09359 | BAODING YINGLI NEW ENERGY RESOURCES CO | YL175(156) | 260 | 546 | 175 | 5 |  | Solar | FIXED | Roof
SRP09359 | BAODING YINGLI NEW ENERGY RESOURCES CO | YL175(156) | 260 | 338 | 183 | 5 |  | Solar | FIXED | Roof
SRP09359 | BAODING YINGLI NEW ENERGY RESOURCES CO | YL175(156) | 260 | 364 | 184 | 5 |  | Solar | FIXED | Roof
SRP09359 | PV POWERED | PVP100KW-480 | 100000 | 1 |  |  | 0.96 | Solar Inverter |  | OUTDOOR
SRP09359 | PV POWERED | PVP100KW-480 | 100000 | 1 |  |  | 0.96 | Solar Inverter |  | OUTDOOR
SRP09359 | SATCON TECHNOLOGY | PVS-135 (240 V) | 135000 | 1 |  |  | 0.96 | Solar Inverter |  | OUTDOOR
SRP09363 | BAODING YINGLI NEW ENERGY RESOURCES CO | YL175(156) | 235 | 36 | 191 | 18 |  | Solar | FIXED | Roof
SRP09363 | FRONIUS USA |  | 7500 | 1 |  |  | 0.955 | Solar Inverter |  | Inside
SRP09364 | UNKNOWN | UNKNOWN | 250 | 26 | 126.1 | 18 |  | Solar | FIXED | Roof
SRP09364 | SMA AMERICA | SB6000US (208V) | 6000 | 1 |  |  | 0.97 | Solar Inverter |  | INDOOR
SRP09365 | CHANGZHOU TRINA SOLAR ENERGY CO | TSM-185D | 240 | 26 | 292.2 | 10 |  | Solar | FIXED | Roof
SRP09365 | SMA AMERICA | SB6000U (240V) | 6000 | 1 |  |  | 0.97 | Solar Inverter |  | OUTDOOR
SRP09366 | UNKNOWN | UNKNOWN | 250 | 20 | 189 | 35 |  | Solar | FIXED | Roof
SRP09366 | PV POWERED | PVP4800 | 4800 | 1 |  |  | 0.96 | Solar Inverter |  | Outside
SRP09367 | UNKNOWN | UNKNOWN | 250 | 16 | 207 | 25 |  | Solar | FIXED | Roof
SRP09367 | PV POWERED | PVP3500 | 3500 | 1 |  |  | 0.955 | Solar Inverter |  | INDOOR
SRP09368 | CHANGZHOU TRINA SOLAR ENERGY CO | TSM-185D | 240 | 38 | 214 | 22 |  | Solar | FIXED | Roof
SRP09368 | SMA AMERICA | SB3000US (208V) | 3000 | 1 |  |  | 0.96 | Solar Inverter |  | Outside
SRP09368 | SMA AMERICA | SB6000U (208V) | 6000 | 1 |  |  | 0.968 | Solar Inverter |  | OUTDOOR
SRP09369 | UNKNOWN | UNKNOWN | 250 | 26 | 251 | 30 |  | Solar | FIXED | Roof
SRP09369 | SMA AMERICA | SB6000US (208V) | 6000 | 1 |  |  | 0.97 | Solar Inverter |  | INDOOR
SRP09370 | UNKNOWN | UNKNOWN | 250 | 16 | 257.1 | 28 |  | Solar | FIXED | Roof
SRP09370 | UNKNOWN | UNKNOWN | 250 | 14 | 167.1 | 32 |  | Solar | FIXED | Roof
SRP09370 | PV POWERED | PVP3000 | 3000 | 1 |  |  | 0.935 | Solar Inverter |  | INDOOR
SRP09370 | PV POWERED | PVP3500 | 3500 | 1 |  |  | 0.955 | Solar Inverter |  | INDOOR
SRP09372 | UNKNOWN | UNKNOWN | 250 | 30 | 177 | 32 |  | Solar | FIXED | Roof
SRP09372 | PV POWERED | PVP3000 | 3000 | 1 |  |  | 0.935 | Solar Inverter |  | INDOOR
SRP09372 | PV POWERED | PVP3500 | 3500 | 1 |  |  | 0.955 | Solar Inverter |  | INDOOR
SRP09374 | UNKNOWN | UNKNOWN | 250 | 12 | 200 | 26 |  | Solar | FIXED | Roof
SRP09374 | PV POWERED | PVP2500 | 2500 | 1 |  |  | 0.945 | Solar Inverter |  | INDOOR
SRP09375 | SUNPOWER | SPR-230-WHT-U | 245 | 50 | 228 | 25 |  | Solar | FIXED | Ground
SRP09375 | SUNPOWER CORP (ORIGINAL MFRSMA) | SPR-5000M (208V) | 5000 | 1 |  |  | 0.97 | Solar Inverter |  | OUTDOOR
SRP09375 | SUNPOWER CORP (ORIGINAL MFRSMA) | SPR-7000M (277V) | 7000 | 1 |  |  | 0.97 | Solar Inverter |  | Outside
SRP09376 | MATRIX SOLAR/PHOTOWATT | PW1650-175 | 255 | 16 | 120 | 22 |  | Solar | FIXED | Roof
SRP09376 | FRONIUS USA | IG 4000 | 4000 | 1 |  |  | 0.955 | Solar Inverter |  | OUTDOOR
SRP09377 | UNKNOWN | UNKNOWN | 250 | 22 | 146 | 35 |  | Solar | FIXED | Roof
SRP09377 | UNKNOWN | UNKNOWN | 250 | 44 | 236 | 35 |  | Solar | FIXED | Roof
SRP09377 | PV POWERED | PVP4800 | 4800 | 1 |  |  | 0.96 | Solar Inverter |  | INDOOR
SRP09377 | PV POWERED | PVP4800 | 4800 | 2 |  |  | 0.96 | Solar Inverter |  | INDOOR
SRP09378 | SHARP | NT-188U1 | 235 | 3 | 230 | 30 |  | Solar | FIXED | Roof
SRP09378 | ENPHASE ENERGY | M200-32-240-S02 | 190 | 3 |  |  | 0.95 | Solar Inverter |  | OUTDOOR
SRP09380 | UNKNOWN | UNKNOWN | 250 | 22 | 236 | 33 |  | Solar | FIXED | Roof
SRP09380 | PV POWERED | PVP4800 | 4800 | 1 |  |  | 0.96 | Solar Inverter |  | Outside
SRP09381 | SUNPOWER | SPR-230-WHT-U | 240 | 10 | 196 | 24 |  | Solar | FIXED | Roof
SRP09381 | SUNPOWER | SPR-230-WHT-U | 240 | 18 | 106 | 28 |  | Solar | FIXED | Roof
SRP09381 | SUNPOWER CORP (ORIGINAL MFRSMA) | SPR-4000M (208V) | 4000 | 2 |  |  | 0.968 | Solar Inverter |  | INDOOR
SRP09382 | SUNTECH POWER | STP190S-18/UB-1 | 190 | 27 | 153 | 34 |  | Solar | FIXED | Roof
SRP09382 | KACO | 3601XI | 5000 | 1 |  |  | 0.95 | Solar Inverter |  | OUTDOOR
SRP09383 | CHANGZHOU TRINA SOLAR ENERGY CO | TSM-185D | 235 | 13 | 180 | 11 |  | Solar | FIXED | Roof
SRP09383 | SMA AMERICA | SB7000US (208V) | 7000 | 1 |  |  | 0.96 | Solar Inverter |  | INDOOR
SRP09384 | CHANGZHOU TRINA SOLAR ENERGY CO | TSM-185D | 235 | 78 | 286 | 11 |  | Solar | FIXED | Roof
SRP09384 | FRONIUS USA |  | 11400 | 2 |  |  | 0.95 | Solar Inverter |  | INDOOR
SRP09385 | CHANGZHOU TRINA SOLAR ENERGY CO | TSM-185D | 235 | 39 | 214 | 10 |  | Solar | FIXED | Roof
SRP09385 | FRONIUS USA |  | 10000 | 1 |  |  | 0.96 | Solar Inverter |  | OUTDOOR
SRP09386 | SUNPOWER | SPR-230-WHT-U | 240 | 240 | 170 | 35 |  | Solar | FIXED | Ground
SRP09386 | SUNPOWER CORP (ORIGINAL MFRFRONIUS) | SPR 12000F (208V) | 10001 | 6 |  |  | 0.96 | Solar Inverter |  | OUTDOOR
SRP09387 | CHANGZHOU TRINA SOLAR ENERGY CO | TSM-185D | 240 | 44 | 196.5 | 35 |  | Solar | FIXED | Roof
SRP09387 | PV POWERED | PVP4800 | 4800 | 2 |  |  | 0.96 | Solar Inverter |  | INDOOR
SRP09388 | BAODING YINGLI NEW ENERGY RESOURCES CO | YL175(156) | 240 | 676 | 173 | 10 |  | Solar | FIXED | Roof
SRP09388 | SOLECTRIA RENEWABLES | PVI60KW-480 | 60000 | 1 |  |  | 0.957 | Solar Inverter |  | INDOOR
SRP09388 | SOLECTRIA RENEWABLES | PVI95KW-480 | 95000 | 1 |  |  | 0.953 | Solar Inverter |  | INDOOR
SRP09389 | SUNPOWER | SPR-315E-WHT-U | 327 | 1584 | 180 | 5 |  | Solar | FIXED | Roof
SRP09389 | SMA AMERICA | SB5000US (208V) | 500000 | 1 |  |  | 0.97 | Solar Inverter |  | INDOOR
SRP09390 | UNKNOWN | UNKNOWN | 250 | 39 | 197 | 35 |  | Solar | FIXED | Roof
SRP09390 | ENPHASE ENERGY | M200-32-240-S02 | 215 | 39 |  |  | 0.96 | Solar Inverter |  | OUTDOOR
SRP09392 | CHANGZHOU TRINA SOLAR ENERGY CO | TSM-185D | 240 | 148 | 172 | 5 |  | Solar | FIXED | Roof
SRP09392 | SMA AMERICA | SB5000US | 5000 | 4 |  |  | 0.955 | Solar Inverter |  | Outside
SRP09392 | SMA AMERICA | SB6000U (240V) | 6000 | 2 |  |  | 0.97 | Solar Inverter |  | Outside
SRP09394 | SUNPOWER | SPR-230-WHT-U | 240 | 12 | 125 | 30 |  | Solar | FIXED | Roof
SRP09394 | SUNPOWER | SPR-230-WHT-U | 240 | 12 | 235 | 35 |  | Solar | FIXED | Roof
SRP09394 | SUNPOWER CORP (ORIGINAL MFRSMA) | SPR-3000M (240V) | 3000 | 2 |  |  | 0.97 | Solar Inverter |  | Outside
SRP09395 | BAODING YINGLI NEW ENERGY RESOURCES CO | YL175(156) | 240 | 34 | 201 | 33 |  | Solar | FIXED | Roof
SRP09395 | BAODING YINGLI NEW ENERGY RESOURCES CO | YL175(156) | 240 | 20 | 201 | 51 |  | Solar | FIXED | Roof
SRP09395 | PV POWERED | PVP2800 | 2800 | 1 |  |  | 0.96 | Solar Inverter |  | INDOOR
SRP09395 | PV POWERED | PVP4600 | 4600 | 1 |  |  | 0.96 | Solar Inverter |  | INDOOR
SRP09395 | FRONIUS USA | IG 5100 | 5000 | 1 |  |  | 0.96 | Solar Inverter |  | Inside
SRP09396 | MATRIX SOLAR/PHOTOWATT | PW1000-100 | 235 | 39 | 164.4 | 36 |  | Solar | FIXED | Roof
SRP09396 | ENPHASE ENERGY | M200-32-208-S01 | 215 | 39 |  |  | 0.96 | Solar Inverter |  | OUTDOOR
SRP09397 | UNKNOWN | UNKNOWN | 250 | 18 | 255.8 | 30 |  | Solar | FIXED | Roof
SRP09397 | PV POWERED | PVP4800 | 4800 | 1 |  |  | 0.96 | Solar Inverter |  | INDOOR
SRP09399 | CHANGZHOU TRINA SOLAR ENERGY CO | TSM-185D | 240 | 30 | 123.6 | 25 |  | Solar | FIXED | Roof
SRP09399 | PV POWERED | PVP3000 | 3000 | 1 |  |  | 0.935 | Solar Inverter |  | INDOOR
SRP09399 | PV POWERED | PVP3500 | 3500 | 1 |  |  | 0.955 | Solar Inverter |  | INDOOR
SRP09400 | UNKNOWN | UNKNOWN | 250 | 22 | 245.6 | 15 |  | Solar | FIXED | Roof
SRP09400 | PV POWERED | PVP4800 | 4800 | 1 |  |  | 0.96 | Solar Inverter |  | INDOOR
SRP09401 | UNKNOWN | UNKNOWN | 250 | 42 | 231 | 25 |  | Solar | FIXED | Roof
SRP09401 | PV POWERED | PVP4800 | 4800 | 2 |  |  | 0.96 | Solar Inverter |  | OUTDOOR
SRP09402 | BAODING YINGLI NEW ENERGY RESOURCES CO | YL175(156) | 240 | 35 | 165 | 18 |  | Solar | FIXED | Roof
SRP09402 | BAODING YINGLI NEW ENERGY RESOURCES CO | YL175(156) | 240 | 35 | 255 | 18 |  | Solar | FIXED | Roof
SRP09402 | SMA AMERICA | SB5000US (240V) | 5000 | 1 |  |  | 0.955 | Solar Inverter |  | OUTDOOR
SRP09402 | SMA AMERICA | SB5000US (240V) | 5000 | 2 |  |  | 0.955 | Solar Inverter |  | OUTDOOR
SRP09403 | BAODING YINGLI NEW ENERGY RESOURCES CO | YL175(156) | 235 | 44 | 118 | 32 |  | Solar | FIXED | Roof
SRP09403 | FRONIUS USA |  | 10000 | 1 |  |  | 0.95 | Solar Inverter |  | INDOOR
SRP09405 | SHARP | ND-U230C1 | 230 | 273 | 209 | 18 |  | Solar | FIXED | Roof
SRP09405 | SHARP | ND-U230C1 | 230 | 286 | 238 | 18 |  | Solar | FIXED | Roof
SRP09405 | SATCON TECHNOLOGY | PVS-100 (208 V) | 100000 | 1 |  |  | 0.967 | Solar Inverter |  | INDOOR
SRP09411 | SUNTECH POWER | STP210S-18/UB-1 | 240 | 624 | 156 | 5 |  | Solar | FIXED | Roof
SRP09411 | PV POWERED | PVP75KW-208 | 75000 | 2 |  |  | 0.96 | Solar Inverter |  | OUTDOOR
SRP09412 | SUNTECH POWER | STP190S-18/UB-1 | 185 | 86 | 221 | 36 |  | Solar | FIXED | Roof
SRP09412 | SMA AMERICA | SB3800U (240V) | 3800 | 1 |  |  | 0.955 | Solar Inverter |  | Inside
SRP09412 | SMA AMERICA | SB6000US (277V) | 6000 | 2 |  |  | 0.955 | Solar Inverter |  | Inside
SRP09414 | SUNTECH POWER | STP210S-18/UB-1 | 190 | 64 | 212 | 33 |  | Solar | FIXED | Roof
SRP09414 | SUNTECH POWER | STP210S-18/UB-1 | 190 | 16 | 122 | 42 |  | Solar | FIXED | Roof
SRP09414 | SMA AMERICA | SB3000US (208V) | 3000 | 1 |  |  | 0.955 | Solar Inverter |  | Inside
SRP09414 | SMA AMERICA | SB4000US (208V) | 4000 | 1 |  |  | 0.955 | Solar Inverter |  | INDOOR
SRP09414 | SMA AMERICA | SB7000US (277V) | 8000 | 1 |  |  | 0.96 | Solar Inverter |  | INDOOR
SRP09415 | LG ELECTRONICS SOLAR CELL DIVISION | LG255S1C-G2 | 255 | 23 | 185 | 30 |  | Solar | FIXED | Roof
SRP09415 | LG ELECTRONICS SOLAR CELL DIVISION | LG255S1C-G2 | 255 | 8 | 95 | 37 |  | Solar | FIXED | Roof
SRP09415 | POWER-ONE | PVI-3.0-OUTD-S-US (208 V) | 3000 | 1 |  |  | 0.96 | Solar Inverter |  | OUTDOOR
SRP09415 | POWER-ONE | PVI-3.8-1-OUTD-X-US-Y (208 V) | 3800 | 1 |  |  | 0.955 | Solar Inverter |  | OUTDOOR
SRP09417 | MATRIX SOLAR/PHOTOWATT | PW1650-175 | 255 | 28 | 189 | 40 |  | Solar | FIXED | Roof
SRP09417 | SMA AMERICA | SB6000U (240V) | 6000 | 1 |  |  | 0.955 | Solar Inverter |  | OUTDOOR
SRP09418 | SCHUCO USA |  | 190 | 12 | 60 | 25 |  | Solar | FIXED | Roof
SRP09418 | SCHUCO USA |  | 190 | 12 | 150 | 25 |  | Solar | FIXED | Roof
SRP09418 | POWER-ONE | PVI-5000-OUTD-US (208 V) | 4200 | 1 |  |  | 0.96 | Solar Inverter |  | INDOOR
SRP09419 | LIGHT WAY GREEN NEW ENERGY | LW230(29)P1650X990 | 230 | 120 | 185 | 32 |  | Solar | FIXED | Roof
SRP09419 | SMA AMERICA | SB10000TL-US-12 (208V) | 10000 | 3 |  |  | 0.987 | Solar Inverter |  | OUTDOOR
SRP09420 | SUNTECH POWER | STP190-18/UB-1 | 190 | 16 | 270 | 15 |  | Solar | FIXED | Roof
SRP09420 | KACO | VISO | 3500 | 1 |  |  | 0.955 | Solar Inverter |  | INDOOR
SRP09421 | UNKNOWN | UNKNOWN | 255 | 117 | 135 | 18 |  | Solar | FIXED | Roof
SRP09421 | UNKNOWN | UNKNOWN | 255 | 282 | 225 | 18 |  | Solar | FIXED | Roof
SRP09421 | ENPHASE ENERGY | M200-32-208-S01 | 215 | 399 |  |  | 0.963 | Solar Inverter |  | OUTDOOR
SRP09422 | SHARP | ND-224UC1 | 235 | 128 | 169 | 10 |  | Solar | FIXED | Roof
SRP09422 | KACO | 3601XI | 10000 | 3 |  |  | 0.973 | Solar Inverter |  | OUTDOOR
SRP09424 | BAODING YINGLI NEW ENERGY RESOURCES CO | YL175(156) | 235 | 22 | 167 | 36 |  | Solar | FIXED | Roof
SRP09424 | SMA AMERICA | SB5000US (240V) | 5000 | 1 |  |  | 0.955 | Solar Inverter |  | OUTDOOR
SRP09425 | BAODING YINGLI NEW ENERGY RESOURCES CO | YL175(156) | 235 | 12 | 180 | 24 |  | Solar | FIXED | Roof
SRP09425 | POWER-ONE | PVI-3000-I-OUTD-US-F (240V) | 3000 | 1 |  |  | 0.96 | Solar Inverter |  | OUTDOOR
SRP09426 | CANADIAN SOLAR | CS6P-230 | 250 | 44 | 189 | 32 |  | Solar | FIXED | Ground
SRP09426 | SMA AMERICA | SB5000US | 5000 | 2 |  |  | 0.968 | Solar Inverter |  | INDOOR
SRP09427 | SOLON AG FUER SOLARTECHNIK | P220/6+/01 235WP | 235 | 182 | 152 | 5 |  | Solar | FIXED | Roof
SRP09427 | ADVANCED ENERGY | MM5 | 35000 | 1 |  |  | 0.96 | Solar Inverter |  | OUTDOOR
SRP09428 | CANADIAN SOLAR | CS6P-230 | 235 | 24 | 244 | 18 |  | Solar | FIXED | Roof
SRP09428 | CANADIAN SOLAR | CS6P-230 | 235 | 4 | 150 | 20 |  | Solar | FIXED | Roof
SRP09428 | ENPHASE ENERGY | M200-32-208-S01 | 215 | 28 |  |  | 0.96 | Solar Inverter |  | OUTDOOR
SRP09429 | CHANGZHOU TRINA SOLAR ENERGY CO | TSM-185D | 240 | 66 | 174 | 5 |  | Solar | FIXED | Roof
SRP09429 | CHANGZHOU TRINA SOLAR ENERGY CO | TSM-185D | 240 | 36 | 174 | 30 |  | Solar | FIXED | Roof
SRP09429 | SMA AMERICA | SB7000US (208V) | 7000 | 1 |  |  | 0.97 | Solar Inverter |  | Outside
SRP09429 | SMA AMERICA | SB7000US (208V) | 7000 | 2 |  |  | 0.97 | Solar Inverter |  | Outside
SRP09430 | CANADIAN SOLAR | CS6P-230 | 235 | 30 | 157 | 14 |  | Solar | FIXED | Roof
SRP09430 | ENPHASE ENERGY | M200-32-208-S01 | 215 | 30 |  |  | 0.96 | Solar Inverter |  | OUTDOOR
SRP09431 | LG ELECTRONICS SOLAR CELL DIVISION | LG255S1C-G2 | 255 | 3874 | 202 | 8 |  | Solar | FIXED | PARKLT
SRP09431 | LG ELECTRONICS SOLAR CELL DIVISION | LG255S1C-G2 | 255 | 4745 | 202 | 10 |  | Solar | FIXED | PARKLT
SRP09431 | PV POWERED | PVP50KW-208 | 50000 | 2 |  |  | 0.96 | Solar Inverter |  | OUTDOOR
SRP09431 | PV POWERED | PVP75KW-208 | 75000 | 3 |  |  | 0.955 | Solar Inverter |  | OUTDOOR
SRP09431 | PV POWERED | PVP100KW-208 | 100000 | 3 |  |  | 0.96 | Solar Inverter |  | OUTDOOR
SRP09431 | PV POWERED | PVP260KW | 260000 | 4 |  |  | 0.97 | Solar Inverter |  | OUTDOOR
SRP09432 | CANADIAN SOLAR | CS6P-230 | 235 | 12 | 155 | 27 |  | Solar | FIXED | Roof
SRP09432 | ENPHASE ENERGY | M200-32-208-S01 | 215 | 12 |  |  | 0.96 | Solar Inverter |  | OUTDOOR
SRP09433 | CANADIAN SOLAR | CS6P-230 | 235 | 17 | 142 | 21 |  | Solar | FIXED | Roof
SRP09433 | ENPHASE ENERGY | M200-32-208-S01 | 215 | 17 |  |  | 0.96 | Solar Inverter |  | OUTDOOR
SRP09434 | UNKNOWN | UNKNOWN | 250 | 13 | 162 | 42 |  | Solar | FIXED | Roof
SRP09434 | SMA AMERICA | SB4000US (208V) | 4000 | 1 |  |  | 0.96 | Solar Inverter |  | INDOOR
SRP09436 | BAODING YINGLI NEW ENERGY RESOURCES CO | YL175(156) | 235 | 36 | 179 | 26 |  | Solar | FIXED | Roof
SRP09436 | FRONIUS USA |  | 7500 | 1 |  |  | 0.95 | Solar Inverter |  | OUTDOOR
SRP09437 | CANADIAN SOLAR | CS6P-230 | 235 | 5 | 128 | 26 |  | Solar | FIXED | Roof
SRP09437 | CANADIAN SOLAR | CS6P-230 | 235 | 21 | 218 | 32 |  | Solar | FIXED | Roof
SRP09437 | ENPHASE ENERGY | M200-32-208-S01 | 215 | 26 |  |  | 0.96 | Solar Inverter |  | OUTDOOR
SRP09438 | UNKNOWN | UNKNOWN | 250 | 48 | 115.3 | 15 |  | Solar | FIXED | Roof
SRP09438 | PV POWERED | PVP4800 | 4800 | 2 |  |  | 0.96 | Solar Inverter |  | Outside
SRP09439 | CANADIAN SOLAR | CS6P-230 | 235 | 8 | 213 | 36 |  | Solar | FIXED | Roof
SRP09439 | CANADIAN SOLAR | CS6P-230 | 235 | 20 | 213 | 36 |  | Solar | FIXED | Roof
SRP09439 | ENPHASE ENERGY | M200-32-208-S01 | 215 | 28 |  |  | 0.96 | Solar Inverter |  | OUTDOOR
SRP09440 | UNKNOWN | UNKNOWN | 250 | 24 | 191 | 30 |  | Solar | FIXED | Roof
SRP09440 | PV POWERED | PVP4800 | 4800 | 1 |  |  | 0.96 | Solar Inverter |  | INDOOR
SRP09441 | SUNTECH POWER | STP180-24/AB-1 | 185 | 44 | 95 | 30 |  | Solar | FIXED | Roof
SRP09441 | SUNTECH POWER | STP180-24/AB-1 | 185 | 33 | 185 | 45 |  | Solar | FIXED | Roof
SRP09441 | SMA AMERICA | SB6000U (240V) | 6000 | 1 |  |  | 0.97 | Solar Inverter |  | INDOOR
SRP09441 | SMA AMERICA | SB7000US (240V) | 8000 | 1 |  |  | 0.965 | Solar Inverter |  | INDOOR
SRP09442 | SHARP | NU-Q240F2 | 240 | 403 | 126 | 2 |  | Solar | FIXED | PARKLT
SRP09442 | PV POWERED | PVP75KW-208 | 75000 | 1 |  |  | 0.955 | Solar Inverter |  | OUTDOOR
SRP09443 | UNKNOWN | UNKNOWN | 250 | 18 | 127 | 20 |  | Solar | FIXED | Roof
SRP09443 | UNKNOWN | UNKNOWN | 250 | 15 | 217 | 42 |  | Solar | FIXED | Roof
SRP09443 | ENPHASE ENERGY | M200-32-208-S01 | 215 | 10 |  |  | 0.963 | Solar Inverter |  | Outside
SRP09443 | PV POWERED | PVP2000 | 2000 | 2 |  |  | 0.92 | Solar Inverter |  | INDOOR
SRP09443 | PV POWERED | PVP2500 | 2500 | 1 |  |  | 0.945 | Solar Inverter |  | INDOOR
SRP09445 | UNKNOWN | UNKNOWN | 250 | 32 | 185 | 30 |  | Solar | FIXED | Roof
SRP09445 | PV POWERED | PVP3500 | 3500 | 2 |  |  | 0.955 | Solar Inverter |  | OUTDOOR
SRP09446 | UNKNOWN | UNKNOWN | 250 | 24 | 205.5 | 20 |  | Solar | FIXED | Roof
SRP09446 | PV POWERED | PVP4800 | 4800 | 1 |  |  | 0.96 | Solar Inverter |  | OUTDOOR
SRP09447 | SUNTECH POWER | STP210S-18/UB-1 | 235 | 50 | 167.8 | 15 |  | Solar | FIXED | Roof
SRP09447 | SMA AMERICA | SB5000US | 5000 | 1 |  |  | 0.96 | Solar Inverter |  | Outside
SRP09447 | SMA AMERICA | SB6000US (208V) | 6000 | 1 |  |  | 0.97 | Solar Inverter |  | OUTDOOR
SRP09448 | CANADIAN SOLAR | CS6P-230 | 235 | 27 | 166 | 18 |  | Solar | FIXED | Roof
SRP09448 | CANADIAN SOLAR | CS6P-230 | 235 | 22 | 253 | 23 |  | Solar | FIXED | Roof
SRP09448 | ENPHASE ENERGY | M200-32-240-S02 | 215 | 8 |  |  | 0.96 | Solar Inverter |  | OUTDOOR
SRP09448 | ENPHASE ENERGY | M200-32-240-S02 | 215 | 14 |  |  | 0.96 | Solar Inverter |  | OUTDOOR
SRP09448 | ENPHASE ENERGY | M200-32-240-S02 | 215 | 27 |  |  | 0.96 | Solar Inverter |  | OUTDOOR
SRP09449 | UNKNOWN | UNKNOWN | 250 | 32 | 166.8 | 32 |  | Solar | FIXED | Roof
SRP09449 | PV POWERED | PVP3500 | 3500 | 2 |  |  | 0.955 | Solar Inverter |  | INDOOR
SRP09451 | UNKNOWN | UNKNOWN | 250 | 31 | 180 | 25 |  | Solar | FIXED | Roof
SRP09451 | UNKNOWN | UNKNOWN | 250 | 14 | 270 | 30 |  | Solar | FIXED | Roof
SRP09451 | PV POWERED | PVP2500 | 2500 | 1 |  |  | 0.945 | Solar Inverter |  | INDOOR
SRP09451 | PV POWERED | PVP3000 | 3000 | 1 |  |  | 0.935 | Solar Inverter |  | INDOOR
SRP09451 | PV POWERED | PVP4800 | 4800 | 1 |  |  | 0.96 | Solar Inverter |  | INDOOR
SRP09452 | KYOCERA SOLAR | KD210GX-LP | 220 | 35 | 129 | 32 |  | Solar | FIXED | Roof
SRP09452 | POWER-ONE | PVI-3000-I-OUTD-US | 3000 | 1 |  |  | 0.96 | Solar Inverter |  | INDOOR
SRP09452 | POWER-ONE | PVI-5000-OUTD-US (208 V) | 4200 | 1 |  |  | 0.96 | Solar Inverter |  | INDOOR
SRP09453 | CONERGY AG | S 175MU | 240 | 14 | 226 | 25 |  | Solar | FIXED | Roof
SRP09453 | CONERGY AG | S 175MU | 240 | 6 | 136 | 36 |  | Solar | FIXED | Roof
SRP09453 | ENPHASE ENERGY | M200-32-240-S02 | 215 | 20 |  |  | 0.963 | Solar Inverter |  | OUTDOOR
SRP09454 | SUNPOWER | SPR-230-WHT-U | 240 | 36 | 180 | 20 |  | Solar | FIXED | Roof
SRP09454 | SUNPOWER | SPR-230-WHT-U | 240 | 6 | 180 | 30 |  | Solar | FIXED | Roof
SRP09454 | SUNPOWER CORP (ORIGINAL MFRSMA) | SPR-4000M (208V) | 4000 | 1 |  |  | 0.97 | Solar Inverter |  | INDOOR
SRP09454 | SUNPOWER CORP (ORIGINAL MFRSMA) | SPR-6000M (208V) | 6000 | 1 |  |  | 0.97 | Solar Inverter |  | INDOOR
SRP09455 | UNKNOWN | UNKNOWN | 250 | 40 | 138 | 27 |  | Solar | FIXED | Roof
SRP09455 | ENPHASE ENERGY | M200-32-208-S01 | 215 | 14 |  |  | 0.96 | Solar Inverter |  | OUTDOOR
SRP09455 | ENPHASE ENERGY | M200-32-208-S01 | 215 | 26 |  |  | 0.96 | Solar Inverter |  | OUTDOOR
SRP09456 | KYOCERA SOLAR | KD210GX-LP | 215 | 44 | 155 | 19 |  | Solar | FIXED | Roof
SRP09456 | POWER-ONE | PVI-5000-OUTD-US (208 V) | 4200 | 2 |  |  | 0.96 | Solar Inverter |  | INDOOR
SRP09457 | BAODING YINGLI NEW ENERGY RESOURCES CO | YL175(156) | 240 | 18 | 119 | 13 |  | Solar | FIXED | Roof
SRP09457 | BAODING YINGLI NEW ENERGY RESOURCES CO | YL175(156) | 240 | 9 | 119 | 26 |  | Solar | FIXED | Roof
SRP09457 | POWER-ONE | PVI-6000-OUTD-US (240 V) | 6000 | 1 |  |  | 0.965 | Solar Inverter |  | INDOOR
SRP09458 | BAODING YINGLI NEW ENERGY RESOURCES CO | YL175(156) | 240 | 30 | 218 | 24 |  | Solar | FIXED | Roof
SRP09458 | FRONIUS USA |  | 7500 | 1 |  |  | 0.95 | Solar Inverter |  | OUTDOOR
SRP09459 | MATRIX SOLAR/PHOTOWATT | PW1650-175 | 255 | 22 | 188 | 30 |  | Solar | FIXED | Roof
SRP09459 | MATRIX SOLAR/PHOTOWATT | PW1650-175 | 255 | 8 | 188 | 45 |  | Solar | FIXED | Roof
SRP09459 | FRONIUS USA | IG 2000 | 2000 | 1 |  |  | 0.952 | Solar Inverter |  | INDOOR
SRP09459 | FRONIUS USA | IG 5100 | 5100 | 1 |  |  | 0.952 | Solar Inverter |  | INDOOR
SRP09460 | KYOCERA SOLAR | KD210GX-LP | 220 | 12 | 182 | 30 |  | Solar | FIXED | Roof
SRP09460 | KYOCERA SOLAR | KD210GX-LP | 220 | 24 | 182 | 32 |  | Solar | FIXED | Roof
SRP09460 | SMA AMERICA | SB7000US (240V) | 7000 | 1 |  |  | 0.96 | Solar Inverter |  | OUTDOOR
SRP09461 | BAODING YINGLI NEW ENERGY RESOURCES CO | YL175(156) | 235 | 33 | 168 | 45 |  | Solar | FIXED | Roof
SRP09461 | SMA AMERICA | SB7000US (240V) | 7000 | 1 |  |  | 0.96 | Solar Inverter |  | INDOOR
SRP09462 | CHANGZHOU TRINA SOLAR ENERGY CO | TSM-185D | 240 | 40 | 138 | 26 |  | Solar | FIXED | Roof
SRP09462 | ENPHASE ENERGY | M200-32-240-S02 | 215 | 40 |  |  | 0.96 | Solar Inverter |  | INDOOR
SRP09466 | UNKNOWN | UNKNOWN | 255 | 25 | 157 | 35 |  | Solar | FIXED | Roof
SRP09466 | FRONIUS USA | IG 2000 | 2000 | 1 |  |  | 0.955 | Solar Inverter |  | OUTDOOR
SRP09466 | FRONIUS USA | IG 4000 | 4000 | 1 |  |  | 0.955 | Solar Inverter |  | OUTDOOR
SRP09467 | CONERGY | CONERGY PH 235M | 235 | 76 | 208 | 45 |  | Solar | FIXED | Roof
SRP09467 | SUNTECH POWER | PLUTO240-WDE | 240 | 108 | 208 | 5 |  | Solar | FIXED | Roof
SRP09467 | SUNTECH POWER | PLUTO240-WDE | 240 | 224 | 208 | 5 |  | Solar | FIXED | Roof
SRP09467 | SUNTECH POWER | PLUTO240-WDE | 240 | 70 | 208 | 10 |  | Solar | FIXED | Roof
SRP09467 | SUNTECH POWER | PLUTO240-WDE | 240 | 126 | 208 | 10 |  | Solar | FIXED | Roof
SRP09467 | SUNTECH POWER | PLUTO240-WDE | 240 | 200 | 208 | 10 |  | Solar | FIXED | Roof
SRP09467 | ENPHASE ENERGY | M215-60-2LL-S2X | 215 | 234 |  |  | 0.96 | Solar Inverter |  | Outside
SRP09467 | SOLECTRIA RENEWABLES | PVI13KW-480 | 13000 | 2 |  |  | 0.96 | Solar Inverter |  | Outside
SRP09467 | SOLECTRIA RENEWABLES | PVI15KW-208 | 15000 | 4 |  |  | 0.96 | Solar Inverter |  | OUTDOOR
SRP09467 | SAT CON | SATCON 50KWAC | 50000 | 1 |  |  | 0.95 | Solar Inverter |  | Outside
SRP09468 | SUNTECH POWER | STP190-18/UB-1 | 190 | 50 | 172 | 20 |  | Solar | FIXED | Roof
SRP09468 | FRONIUS USA |  | 10000 | 1 |  |  | 0.97 | Solar Inverter |  | Outside
SRP09469 | SHARP | ND-224UC1 | 240 | 45 | 90 | 40 |  | Solar | FIXED | Roof
SRP09469 | SHARP | ND-224UC1 | 240 | 6 | 185 | 41 |  | Solar | FIXED | Roof
SRP09469 | SHARP | ND-224UC1 | 240 | 28 | 140 | 45 |  | Solar | FIXED | Roof
SRP09469 | SHARP | ND-224U1F | 240 | 6 | 185 | 45 |  | Solar | FIXED | Roof
SRP09469 | ENPHASE ENERGY | M200-32-208-S02 | 215 | 85 |  |  | 0.96 | Solar Inverter |  | OUTDOOR
SRP09470 | SUNPOWER | SPR-315E-WHT-U | 320 | 18 | 180 | 35 |  | Solar | FIXED | Ground
SRP09470 | SUNPOWER CORP (ORIGINAL MFRXANTREX) | SPR-5000X (208V) | 5000 | 1 |  |  | 0.97 | Solar Inverter |  | INDOOR
SRP09471 | SUNPOWER | SPR-315E-WHT-U | 320 | 36 | 231 | 18 |  | Solar | FIXED | Roof
SRP09471 | SUNPOWER CORP (ORIGINAL MFRSMA) | SPR-7000M (240V) | 11400 | 1 |  |  | 0.96 | Solar Inverter |  | Outside
SRP09472 | ISOFOTON | I-100/12 | 230 | 11 | 108 | 46 |  | Solar | FIXED | Roof
SRP09472 | ISOFOTON | I-100/12 | 230 | 32 | 198 | 46 |  | Solar | FIXED | Roof
SRP09472 | ENPHASE ENERGY | M200-32-240-S02 | 215 | 43 |  |  | 0.963 | Solar Inverter |  | OUTDOOR
SRP09473 | SUNPOWER | SPR-315E-WHT-U | 320 | 56 | 179 | 10 |  | Solar | FIXED | Roof
SRP09473 | SUNPOWER CORP (ORIGINAL MFRSMA) | SPR-7000M (240V) | 8000 | 2 |  |  | 0.965 | Solar Inverter |  | INDOOR
SRP09474 | CANADIAN SOLAR | CS6P-230 | 235 | 14 | 216 | 24 |  | Solar | FIXED | Roof
SRP09474 | ENPHASE ENERGY | M200-32-208-S01 | 190 | 14 |  |  | 0.95 | Solar Inverter |  | OUTDOOR
SRP09475 | SOLARWORLD | SW185MONO | 240 | 204 | 233 | 10 |  | Solar | FIXED | Roof
SRP09475 | PV POWERED | PVP5200 | 50000 | 1 |  |  | 0.96 | Solar Inverter |  | Inside
SRP09476 | CHANGZHOU TRINA SOLAR ENERGY CO | TSM-185D | 235 | 78 | 180 | 30 |  | Solar | FIXED | Ground
SRP09476 | FRONIUS USA |  | 10000 | 2 |  |  | 0.962 | Solar Inverter |  | OUTDOOR
SRP09478 | CHANGZHOU TRINA SOLAR ENERGY CO | TSM-185D | 235 | 26 | 180 | 30 |  | Solar | FIXED | Ground
SRP09478 | FRONIUS USA |  | 9995 | 1 |  |  | 0.96 | Solar Inverter |  | OUTDOOR
SRP09479 | CHANGZHOU TRINA SOLAR ENERGY CO | TSM-185D | 235 | 39 | 180 | 30 |  | Solar | FIXED | Ground
SRP09479 | FRONIUS USA |  | 10000 | 1 |  |  | 0.96 | Solar Inverter |  | OUTDOOR
SRP09480 | SUNPOWER | SPR-230-WHT-U | 240 | 39 | 129 | 34 |  | Solar | FIXED | Roof
SRP09480 | SUNPOWER CORP (ORIGINAL MFRSMA) | SPR-3000M (208V) | 3000 | 1 |  |  | 0.97 | Solar Inverter |  | Outside
SRP09480 | SUNPOWER CORP (ORIGINAL MFRSMA) | SPR-6000M (208V) | 6000 | 1 |  |  | 0.97 | Solar Inverter |  | Outside
SRP09482 | BAODING YINGLI NEW ENERGY RESOURCES CO | YL175(156) | 235 | 14 | 166 | 39 |  | Solar | FIXED | Roof
SRP09482 | BAODING YINGLI NEW ENERGY RESOURCES CO | YL175(156) | 235 | 15 | 256 | 40 |  | Solar | FIXED | Roof
SRP09482 | POWER-ONE | PVI-3000-I-OUTD-US | 3000 | 1 |  |  | 0.97 | Solar Inverter |  | INDOOR
SRP09482 | POWER-ONE | PVI-3600-OUTD-US-F (208V) | 3600 | 1 |  |  | 0.97 | Solar Inverter |  | INDOOR
SRP09483 | YINGLI ENERGY (CHINA) | YL235P-29B | 235 | 14 | 138 | 14 |  | Solar | FIXED | Roof
SRP09483 | POWER-ONE | PVI-3.0-OUTD-S-US (208 V) | 3000 | 1 |  |  | 0.97 | Solar Inverter |  | OUTDOOR
SRP09484 | BAODING YINGLI NEW ENERGY RESOURCES CO | YL175(156) | 235 | 20 | 122 | 27 |  | Solar | FIXED | Roof
SRP09484 | BAODING YINGLI NEW ENERGY RESOURCES CO | YL175(156) | 235 | 7 | 218 | 38 |  | Solar | FIXED | Roof
SRP09484 | POWER-ONE | PVI-6000-OUTD-US (208 V) | 6000 | 1 |  |  | 0.965 | Solar Inverter |  | OUTDOOR
SRP09488 | SHARP | ND-176U1Y | 175 | 47 | 186 | 8 |  | Solar | FIXED | Roof
SRP09488 | SMA AMERICA | SB3800U (208V) | 3800 | 1 |  |  | 0.96 | Solar Inverter |  | Outside
SRP09488 | SMA AMERICA | SB5000US | 5000 | 1 |  |  | 0.96 | Solar Inverter |  | OUTDOOR
SRP09489 | MATRIX SOLAR/PHOTOWATT | PW1650-175 | 255 | 10 | 110 | 27 |  | Solar | FIXED | Roof
SRP09489 | MATRIX SOLAR/PHOTOWATT | PW1650-175 | 255 | 12 | 221 | 42 |  | Solar | FIXED | Roof
SRP09489 | FRONIUS USA | IG 3000 | 3000 | 2 |  |  | 0.95 | Solar Inverter |  | INDOOR
SRP09490 | SUNPOWER | SPR-327NE-WHT-D | 327 | 896 | 180 | 10 |  | Solar | FIXED | Roof
SRP09490 | SUNPOWER | SPR-327NE-WHT-D | 327 | 1744 | 180 | 10 |  | Solar | FIXED | Roof
SRP09490 | SMA AMERICA | SC250U (480V) | 250000 | 1 |  |  | 0.97 | Solar Inverter |  | INDOOR
SRP09490 | SMA AMERICA | SC500U | 500000 | 1 |  |  | 0.97 | Solar Inverter |  | INDOOR
SRP09491 | UNKNOWN | UNKNOWN | 250 | 36 | 98.6 | 15 |  | Solar | FIXED | Roof
SRP09491 | PV POWERED | PVP3000 | 3000 | 1 |  |  | 0.935 | Solar Inverter |  | INDOOR
SRP09491 | PV POWERED | PVP4800 | 4800 | 1 |  |  | 0.96 | Solar Inverter |  | INDOOR
SRP09494 | UNKNOWN | UNKNOWN | 250 | 25 | 96 | 35 |  | Solar | FIXED | Roof
SRP09494 | PV POWERED | PVP2500 | 2500 | 1 |  |  | 0.945 | Solar Inverter |  | INDOOR
SRP09494 | PV POWERED | PVP3000 | 3000 | 1 |  |  | 0.935 | Solar Inverter |  | INDOOR
SRP09495 | UNKNOWN | UNKNOWN | 250 | 14 | 252 | 36 |  | Solar | FIXED | Roof
SRP09495 | PV POWERED | PVP3000 | 3000 | 1 |  |  | 0.935 | Solar Inverter |  | OUTDOOR
SRP09496 | CANADIAN SOLAR | CS6P-230 | 230 | 12 | 125 | 19 |  | Solar | FIXED | Roof
SRP09496 | ENPHASE ENERGY | M175-24-208-S02 | 215 | 12 |  |  | 0.963 | Solar Inverter |  | OUTDOOR
SRP09497 | UNKNOWN | UNKNOWN | 250 | 20 | 179 | 25 |  | Solar | FIXED | Roof
SRP09497 | PV POWERED | PVP4800 | 4800 | 1 |  |  | 0.96 | Solar Inverter |  | INDOOR
SRP09498 | UNKNOWN | UNKNOWN | 250 | 14 | 252 | 36 |  | Solar | FIXED | Roof
SRP09498 | PV POWERED | PVP3000 | 3000 | 1 |  |  | 0.935 | Solar Inverter |  | OUTDOOR
SRP09499 | SUNTECH POWER | STP180-24/AB-1 | 250 | 33 | 266 | 28 |  | Solar | FIXED | Roof
SRP09499 | SMA AMERICA | SB7000US (208V) | 7000 | 1 |  |  | 0.96 | Solar Inverter |  | INDOOR
SRP09500 | SOLARWORLD | SW185MONO | 255 | 54 | 189 | 26.6 |  | Solar | FIXED | Roof
SRP09500 | SMA AMERICA | SB7000US (208V) | 7000 | 2 |  |  | 0.97 | Solar Inverter |  | INDOOR
SRP09502 | UNKNOWN | UNKNOWN | 250 | 28 | 180 | 26 |  | Solar | FIXED | Roof
SRP09502 | PV POWERED | PVP3000 | 3000 | 2 |  |  | 0.935 | Solar Inverter |  | OUTDOOR
SRP09503 | UNKNOWN | UNKNOWN | 250 | 40 | 255 | 33 |  | Solar | FIXED | Roof
SRP09503 | PV POWERED | PVP4800 | 4800 | 2 |  |  | 0.96 | Solar Inverter |  | Inside
SRP09504 | CANADIAN SOLAR | CS6P-230 | 235 | 22 | 152 | 24 |  | Solar | FIXED | Roof
SRP09504 | ENPHASE ENERGY | M200-32-240-S02 | 215 | 22 |  |  | 0.96 | Solar Inverter |  | OUTDOOR
SRP09505 | CANADIAN SOLAR | CS6P-230 | 235 | 16 | 108 | 16 |  | Solar | FIXED | Roof
SRP09505 | ENPHASE ENERGY | M200-32-240-S02 | 215 | 16 |  |  | 0.96 | Solar Inverter |  | OUTDOOR
SRP09511 | MAGE SOLAR | POWERTEC PLUS 240/6MO | 240 | 15 | 193 | 10 |  | Solar | FIXED | Roof
SRP09511 | ENPHASE ENERGY | M215-60-2LL-S2X | 215 | 15 |  |  | 0.963 | Solar Inverter |  | OUTDOOR
SRP09512 | SHARP | NT-188U1 | 240 | 1162 | 210 | 2 |  | Solar | FIXED | Roof
SRP09512 | SATCON TECHNOLOGY | PVS-135 (208 V) | 135000 | 2 |  |  | 0.97 | Solar Inverter |  | OUTDOOR
SRP09514 | SHARP | NU-Q240F2 | 240 | 637 | 180 | 10 |  | Solar | FIXED | Roof
SRP09514 | SATCON TECHNOLOGY | PVS-75 (480 V) | 75000 | 1 |  |  | 0.97 | Solar Inverter |  | Outside
SRP09514 | SATCON TECHNOLOGY | PVS-100 (480 V) | 100000 | 1 |  |  | 0.97 | Solar Inverter |  | Outside
SRP09515 | CHANGZHOU TRINA SOLAR ENERGY CO | TSM-185D | 230 | 13 | 121 | 25 |  | Solar | FIXED | Roof
SRP09515 | SMA AMERICA | SB1100U | 2500 | 1 |  |  | 0.96 | Solar Inverter |  | INDOOR
SRP09516 | SHARP | ND-224UC1 | 240 | 616 | 210 | 2 |  | Solar | FIXED | Roof
SRP09516 | SATCON TECHNOLOGY | PVS-135 (480 V) | 135000 | 1 |  |  | 0.97 | Solar Inverter |  | OUTDOOR
SRP09518 | CHANGZHOU TRINA SOLAR ENERGY CO | TSM-185D | 230 | 33 | 208 | 20 |  | Solar | FIXED | Roof
SRP09518 | SMA AMERICA | SB7000US (277V) | 7000 | 1 |  |  | 0.96 | Solar Inverter |  | Outside
SRP09519 | CHANGZHOU TRINA SOLAR ENERGY CO | TSM-185D | 230 | 22 | 122 | 25 |  | Solar | FIXED | Roof
SRP09519 | SMA AMERICA | SB4000US (208V) | 4000 | 1 |  |  | 0.968 | Solar Inverter |  | Inside
SRP09520 | CHANGZHOU TRINA SOLAR ENERGY CO | TSM-185D | 230 | 33 | 124 | 18 |  | Solar | FIXED | Roof
SRP09520 | SMA AMERICA | SB7000US (208V) | 7000 | 1 |  |  | 0.969 | Solar Inverter |  | Inside
SRP09521 | CHANGZHOU TRINA SOLAR ENERGY CO | TSM-185D | 230 | 26 | 216 | 26 |  | Solar | FIXED | Roof
SRP09521 | SMA AMERICA | SB5000US (208V) | 5000 | 1 |  |  | 0.968 | Solar Inverter |  | INDOOR
SRP09522 | CANADIAN SOLAR | CS5P-230 | 230 | 22 | 190 | 28 |  | Solar | FIXED | Roof
SRP09522 | KACO | BLUEPLANET 5002 WITH X OR XI (208V) | 5002 | 1 |  |  | 0.955 | Solar Inverter |  | Inside
SRP09523 | CHANGZHOU TRINA SOLAR ENERGY CO | TSM-185D | 235 | 30 | 238 | 34 |  | Solar | FIXED | Roof
SRP09523 | SMA AMERICA | SB6000U (240V) | 6000 | 1 |  |  | 0.968 | Solar Inverter |  | INDOOR
SRP09526 | YINGLI ENERGY (CHINA) | YL260C-30B | 260 | 18 | 152 | 30 |  | Solar | FIXED | Roof
SRP09526 | ENPHASE ENERGY | M215-60-2LL-S2X | 215 | 18 |  |  | 0.963 | Solar Inverter |  | OUTDOOR
SRP09528 | ASTROPOWER | API-173-MCA | 285 | 93 | 180 | 2 |  | Solar | FIXED | Roof
SRP09528 | ASTROPOWER | API-173-MCA | 285 | 234 | 90 | 5 |  | Solar | FIXED | Roof
SRP09528 | ASTROPOWER | API-173-MCB | 285 | 239 | 270 | 5 |  | Solar | FIXED | Roof
SRP09528 | ASTROPOWER | API-173-MCB | 285 | 31 | 180 | 12 |  | Solar | FIXED | Roof
SRP09528 | ASTROPOWER | API-173-MCB | 285 | 34 | 180 | 16.5 |  | Solar | FIXED | Roof
SRP09528 | ASTROPOWER | API-173-MCB | 285 | 28 | 180 | 20 |  | Solar | FIXED | Roof
SRP09528 | ASTROPOWER | API-173-MCB | 285 | 28 | 180 | 24.5 |  | Solar | FIXED | Roof
SRP09528 | SMA AMERICA | SB7000US (240V) | 7000 | 1 |  |  | 0.97 | Solar Inverter |  | INDOOR
SRP09528 | SMA AMERICA | SB7000US (277V) | 8000 | 2 |  |  | 0.965 | Solar Inverter |  | Inside
SRP09528 | SMA AMERICA | ST42 (277V) | 48000 | 3 |  |  | 0.965 | Solar Inverter |  | INDOOR
SRP09529 | SUNTECH POWER | STP275-24/VD | 275 | 495 | 205 | 10 |  | Solar | FIXED | Roof
SRP09529 | FRONIUS USA |  | 12000 | 4 |  |  | 0.96 | Solar Inverter |  | Outside
SRP09529 | PV POWERED | PVP75KW-208 | 75000 | 1 |  |  | 0.97 | Solar Inverter |  | Outside
SRP09530 | SUNTECH POWER | STP275-24/VD | 275 | 2365 | 205 | 10 |  | Solar | FIXED | Roof
SRP09530 | FRONIUS USA |  | 12000 | 3 |  |  | 0.96 | Solar Inverter |  | OUTDOOR
SRP09530 | PV POWERED | PVP260KW | 260000 | 2 |  |  | 0.97 | Solar Inverter |  | OUTDOOR
SRP09531 | SUNTECH POWER | STP210-18/UB-1 | 275 | 473 | 213 | 10 |  | Solar | FIXED | Roof
SRP09531 | PV POWERED | PVP100KW-480 | 100000 | 1 |  |  | 0.97 | Solar Inverter |  | OUTDOOR
SRP09533 | ASTROPOWER | LAPX-300 | 230 | 1302 | 180 | 32.5 |  | Solar | FIXED | Roof
SRP09533 | PV POWERED | PVP2500 | 260000 | 1 |  |  | 0.97 | Solar Inverter |  | OUTDOOR
SRP09534 | SUNTECH POWER | STP190-18/UB-1 | 190 | 12 | 211 | 35 |  | Solar | FIXED | Roof
SRP09534 | SUNTECH POWER | STP190-18/UB-1 | 190 | 32 | 121 | 40 |  | Solar | FIXED | Roof
SRP09534 | PV POWERED | PVP2500 | 2500 | 1 |  |  | 0.945 | Solar Inverter |  | INDOOR
SRP09534 | PV POWERED | PVP3000 | 3000 | 2 |  |  | 0.935 | Solar Inverter |  | INDOOR
SRP09535 | UNKNOWN | UNKNOWN | 250 | 28 | 133 | 17 |  | Solar | FIXED | Roof
SRP09535 | PV POWERED | PVP3000 | 3000 | 2 |  |  | 0.935 | Solar Inverter |  | Inside
SRP09536 | UNKNOWN | UNKNOWN | 250 | 29 | 220 | 27 |  | Solar | FIXED | Roof
SRP09536 | PV POWERED | PVP2500 | 2500 | 1 |  |  | 0.945 | Solar Inverter |  | INDOOR
SRP09536 | PV POWERED | PVP4800 | 4800 | 1 |  |  | 0.96 | Solar Inverter |  | INDOOR
SRP09537 | CANADIAN SOLAR | CS6P-230 | 235 | 12 | 222 | 38 |  | Solar | FIXED | Roof
SRP09537 | ENPHASE ENERGY | M200-32-240-S02 | 215 | 12 |  |  | 0.96 | Solar Inverter |  | OUTDOOR
SRP09538 | ET SOLAR INDUSTRY | ET-P654185 | 185 | 80 | 180 | 20 |  | Solar | FIXED | Ground
SRP09538 | SMA AMERICA | SB7000US (240V) | 7000 | 2 |  |  | 0.96 | Solar Inverter |  | OUTDOOR
SRP09539 | ET SOLAR INDUSTRY | ET-P654190 | 190 | 44 | 143 | 23 |  | Solar | FIXED | Roof
SRP09539 | SMA AMERICA | SB7000US (240V) | 8000 | 1 |  |  | 0.96 | Solar Inverter |  | OUTDOOR
SRP09540 | REC SCANMODULE | SCM230 | 240 | 10 | 106 | 32 |  | Solar | FIXED | Roof
SRP09540 | REC SCANMODULE | SCM230 | 240 | 32 | 196 | 32 |  | Solar | FIXED | Roof
SRP09540 | SMA AMERICA | SB5000US (208V) | 5000 | 2 |  |  | 0.955 | Solar Inverter |  | INDOOR
SRP09542 | BAODING YINGLI NEW ENERGY RESOURCES CO | YL175(156) | 235 | 20 | 154 | 20 |  | Solar | FIXED | Roof
SRP09542 | FRONIUS USA |  | 5000 | 1 |  |  | 0.955 | Solar Inverter |  | INDOOR
SRP09543 | SUNTECH POWER | STP190S-18/UB-1 | 190 | 16 | 105.1 | 30 |  | Solar | FIXED | Roof
SRP09543 | SUNTECH POWER | STP190S-18/UB-1 | 190 | 28 | 195.1 | 30 |  | Solar | FIXED | Roof
SRP09543 | PV POWERED | PVP3000 | 3000 | 1 |  |  | 0.935 | Solar Inverter |  | INDOOR
SRP09543 | PV POWERED | PVP4800 | 4800 | 1 |  |  | 0.96 | Solar Inverter |  | INDOOR
SRP09544 | SUNTECH POWER | STP190-18/UB-1 | 190 | 9 | 266.1 | 12 |  | Solar | FIXED | Roof
SRP09544 | SUNTECH POWER | STP190S-18/UB-1 | 190 | 28 | 266.1 | 25 |  | Solar | FIXED | Roof
SRP09544 | SUNTECH POWER | STP190S-18/UB-1 | 190 | 53 | 266.1 | 30 |  | Solar | FIXED | Roof
SRP09544 | PV POWERED | PVP2000 | 2000 | 1 |  |  | 0.92 | Solar Inverter |  | INDOOR
SRP09544 | PV POWERED | PVP2500 | 2500 | 2 |  |  | 0.945 | Solar Inverter |  | INDOOR
SRP09544 | PV POWERED | PVP4800 | 4800 | 2 |  |  | 0.96 | Solar Inverter |  | INDOOR
SRP09545 | KYOCERA SOLAR | KC120-1 | 220 | 36 | 106 | 32 |  | Solar | FIXED | Roof
SRP09545 | KYOCERA SOLAR | KC120-1 | 220 | 10 | 196 | 32 |  | Solar | FIXED | Roof
SRP09545 | POWER-ONE | PVI-5000-OUTD-US (240 V) | 5000 | 2 |  |  | 0.965 | Solar Inverter |  | OUTDOOR
SRP09546 | KYOCERA SOLAR | KC125GT | 220 | 32 | 203 | 26 |  | Solar | FIXED | Roof
SRP09546 | SMA AMERICA | SB6000U (208V) | 6000 | 1 |  |  | 0.955 | Solar Inverter |  | INDOOR
SRP09547 | CHANGZHOU TRINA SOLAR ENERGY CO | TSM-185D | 230 | 30 | 238 | 31 |  | Solar | FIXED | Roof
SRP09547 | SMA AMERICA | SB6000US (208V) | 6000 | 1 |  |  | 0.968 | Solar Inverter |  | Inside
SRP09548 | BAODING YINGLI NEW ENERGY RESOURCES CO | YL175(156) | 235 | 27 | 169 | 30 |  | Solar | FIXED | Roof
SRP09548 | POWER-ONE | PVI-6000-OUTD-US (240 V) | 6000 | 1 |  |  | 0.965 | Solar Inverter |  | INDOOR
SRP09549 | CHANGZHOU TRINA SOLAR ENERGY CO | TSM-185D | 235 | 20 | 202 | 27 |  | Solar | FIXED | Roof
SRP09549 | SMA AMERICA | SB4000US (208V) | 4000 | 1 |  |  | 0.968 | Solar Inverter |  | INDOOR
SRP09550 | TRINA SOLAR | TSM-240PA05 | 240 | 5 | 225 | 20 |  | Solar | FIXED | Roof
SRP09550 | TRINA SOLAR | TSM-240PA05 | 240 | 4 | 60 | 22 |  | Solar | FIXED | Roof
SRP09550 | TRINA SOLAR | TSM-240PA05 | 240 | 12 | 135 | 22 |  | Solar | FIXED | Roof
SRP09550 | ENPHASE ENERGY | M215-60-2LL-S2X | 215 | 21 |  |  | 0.96 | Solar Inverter |  | OUTDOOR
SRP09551 | KYOCERA SOLAR | KC40T | 220 | 36 | 185 | 22 |  | Solar | FIXED | Roof
SRP09551 | SMA AMERICA | SB7000US (240V) | 7000 | 1 |  |  | 0.96 | Solar Inverter |  | Outside
SRP09552 | SUNPOWER | SPR-230-WHT-U | 245 | 18 | 103 | 34 |  | Solar | FIXED | Roof
SRP09552 | SUNPOWER CORP (ORIGINAL MFRSMA) | SPR-4000M (208V) | 4000 | 1 |  |  | 0.97 | Solar Inverter |  | OUTDOOR
SRP09553 | UNKNOWN | UNKNOWN | 250 | 26 | 214.5 | 35 |  | Solar | FIXED | Roof
SRP09553 | SMA AMERICA | SB6000U (240V) | 6000 | 1 |  |  | 0.97 | Solar Inverter |  | INDOOR
SRP09554 | SUNPOWER | SPR-230-WHT-U | 255 | 182 | 169 | 10 |  | Solar | FIXED | Roof
SRP09554 | SATCON TECHNOLOGY | PVS-50 (208 V) | 50000 | 1 |  |  | 0.964 | Solar Inverter |  | OUTDOOR
SRP09555 | SUNWIZE TECHNOLOGIES |  | 255 | 299 | 156.5 | 10 |  | Solar | FIXED | Roof
SRP09555 | SATCON TECHNOLOGY | PVS-75 (208 V) | 75000 | 1 |  |  | 0.967 | Solar Inverter |  | Inside
SRP09556 | UNKNOWN | UNKNOWN | 250 | 10 | 145.8 | 22 |  | Solar | FIXED | Roof
SRP09556 | UNKNOWN | UNKNOWN | 250 | 36 | 145.8 | 30 |  | Solar | FIXED | Roof
SRP09556 | PV POWERED | PVP2500 | 2500 | 1 |  |  | 0.945 | Solar Inverter |  | INDOOR
SRP09556 | PV POWERED | PVP2500 | 2500 | 1 |  |  | 0.945 | Solar Inverter |  | INDOOR
SRP09556 | PV POWERED | PVP4800 | 4800 | 1 |  |  | 0.96 | Solar Inverter |  | INDOOR
SRP09557 | SUNWIZE TECHNOLOGIES |  | 255 | 63 | 173 | 10 |  | Solar | FIXED | Roof
SRP09557 | SOLECTRIA RENEWABLES | PVI13KW-208 | 15000 | 1 |  |  | 0.96 | Solar Inverter |  | Inside
SRP09558 | MATRIX SOLAR/PHOTOWATT | PW1650-175 | 240 | 1339 | 180 | 7.5 |  | Solar | FIXED | Ground
SRP09558 | SATCON TECHNOLOGY | PVS-250 (208 V) | 250000 | 1 |  |  | 0.96 | Solar Inverter |  | OUTDOOR
SRP09559 | UNKNOWN | UNKNOWN | 250 | 20 | 202 | 22 |  | Solar | FIXED | Roof
SRP09559 | POWER-ONE | PVI-6000-OUTD-US (208 V) | 6000 | 1 |  |  | 0.97 | Solar Inverter |  | INDOOR
SRP09560 | UNKNOWN | UNKNOWN | 250 | 30 | 139.9 | 25 |  | Solar | FIXED | Roof
SRP09560 | UNKNOWN | UNKNOWN | 250 | 30 | 229.9 | 25 |  | Solar | FIXED | Roof
SRP09560 | PV POWERED | PVP3000 | 3000 | 1 |  |  | 0.935 | Solar Inverter |  | INDOOR
SRP09560 | PV POWERED | PVP3000 | 3000 | 1 |  |  | 0.935 | Solar Inverter |  | INDOOR
SRP09560 | PV POWERED | PVP3500 | 3500 | 1 |  |  | 0.955 | Solar Inverter |  | INDOOR
SRP09560 | PV POWERED | PVP3500 | 3500 | 1 |  |  | 0.955 | Solar Inverter |  | INDOOR
SRP09561 | MATRIX SOLAR/PHOTOWATT | PW1650-175 | 240 | 481 | 200 | 7.5 |  | Solar | FIXED | Roof
SRP09561 | SATCON TECHNOLOGY | PVS-100 (208 V) | 100000 | 1 |  |  | 0.96 | Solar Inverter |  | OUTDOOR
SRP09562 | CANADIAN SOLAR | CS6P-230 | 235 | 17 | 224 | 14 |  | Solar | FIXED | Roof
SRP09562 | ENPHASE ENERGY | M175-24-208-S02 | 215 | 17 |  |  | 0.96 | Solar Inverter |  | OUTDOOR
SRP09563 | CANADIAN SOLAR | CS6P-230 | 235 | 20 | 186 | 13 |  | Solar | FIXED | Roof
SRP09563 | CANADIAN SOLAR | CS6P-230 | 235 | 14 | 186 | 20 |  | Solar | FIXED | Roof
SRP09563 | ENPHASE ENERGY | M175-24-208-S02 | 215 | 34 |  |  | 0.96 | Solar Inverter |  | OUTDOOR
SRP09564 | UNKNOWN | UNKNOWN | 250 | 40 | 188.5 | 23 |  | Solar | FIXED | Roof
SRP09564 | PV POWERED | PVP5200 | 4800 | 2 |  |  | 0.96 | Solar Inverter |  | Outside
SRP09565 | UNKNOWN | UNKNOWN | 250 | 32 | 244.6 | 34 |  | Solar | FIXED | Roof
SRP09565 | PV POWERED | PVP3500 | 3500 | 2 |  |  | 0.955 | Solar Inverter |  | Inside
SRP09566 | UNKNOWN | UNKNOWN | 250 | 18 | 237.5 | 30 |  | Solar | FIXED | Roof
SRP09566 | PV POWERED | PVP4800 | 4800 | 1 |  |  | 0.96 | Solar Inverter |  | INDOOR
SRP09567 | CHANGZHOU TRINA SOLAR ENERGY CO | TSM-185D | 240 | 30 | 150 | 25 |  | Solar | FIXED | Roof
SRP09567 | CHANGZHOU TRINA SOLAR ENERGY CO | TSM-185D | 240 | 8 | 150 | 30 |  | Solar | FIXED | Roof
SRP09567 | PV POWERED | PVP2000 | 2000 | 1 |  |  | 0.92 | Solar Inverter |  | INDOOR
SRP09567 | PV POWERED | PVP3000 | 3000 | 1 |  |  | 0.935 | Solar Inverter |  | INDOOR
SRP09567 | PV POWERED | PVP3500 | 3500 | 1 |  |  | 0.955 | Solar Inverter |  | INDOOR
SRP09568 | SUNTECH POWER | STP190S-18/UB-1 | 190 | 8 | 239.7 | 15 |  | Solar | FIXED | Roof
SRP09568 | SUNTECH POWER | STP190S-18/UB-1 | 190 | 24 | 239.7 | 30 |  | Solar | FIXED | Roof
SRP09568 | PV POWERED | PVP2000 | 2000 | 1 |  |  | 0.92 | Solar Inverter |  | Outside
SRP09568 | PV POWERED | PVP4800 | 4800 | 1 |  |  | 0.96 | Solar Inverter |  | Outside
SRP09569 | UNKNOWN | UNKNOWN | 250 | 20 | 91.5 | 40 |  | Solar | FIXED | Roof
SRP09569 | UNKNOWN | UNKNOWN | 250 | 20 | 271.5 | 40 |  | Solar | FIXED | Roof
SRP09569 | PV POWERED | PVP4800 | 4800 | 2 |  |  | 0.96 | Solar Inverter |  | INDOOR
SRP09570 | UNKNOWN | UNKNOWN | 250 | 24 | 151 | 25 |  | Solar | FIXED | Roof
SRP09570 | UNKNOWN | UNKNOWN | 250 | 12 | 241 | 40 |  | Solar | FIXED | Roof
SRP09570 | PV POWERED | PVP2500 | 2500 | 1 |  |  | 0.945 | Solar Inverter |  | INDOOR
SRP09570 | PV POWERED | PVP4800 | 4800 | 1 |  |  | 0.96 | Solar Inverter |  | INDOOR
SRP09571 | UNKNOWN | UNKNOWN | 250 | 10 | 182 | 25 |  | Solar | FIXED | Roof
SRP09571 | PV POWERED | PVP2500 | 2500 | 1 |  |  | 0.945 | Solar Inverter |  | INDOOR
SRP09572 | UNKNOWN | UNKNOWN | 250 | 32 | 252 | 15 |  | Solar | FIXED | Roof
SRP09572 | PV POWERED | PVP3500 | 3500 | 2 |  |  | 0.955 | Solar Inverter |  | INDOOR
SRP09573 | UNKNOWN | UNKNOWN | 250 | 36 | 220 | 20 |  | Solar | FIXED | Roof
SRP09573 | PV POWERED | PVP3000 | 3000 | 1 |  |  | 0.935 | Solar Inverter |  | INDOOR
SRP09573 | PV POWERED | PVP4800 | 4800 | 1 |  |  | 0.96 | Solar Inverter |  | INDOOR
SRP09574 | UNKNOWN | UNKNOWN | 250 | 24 | 182.1 | 25 |  | Solar | FIXED | Roof
SRP09574 | SMA AMERICA | SB6000U (240V) | 6000 | 1 |  |  | 0.97 | Solar Inverter |  | Outside
SRP09575 | UNKNOWN | UNKNOWN | 250 | 34 | 189 | 16 |  | Solar | FIXED | Roof
SRP09575 | PV POWERED | PVP3500 | 3500 | 1 |  |  | 0.955 | Solar Inverter |  | OUTDOOR
SRP09575 | PV POWERED | PVP4800 | 4800 | 1 |  |  | 0.96 | Solar Inverter |  | OUTDOOR
SRP09576 | CHANGZHOU TRINA SOLAR ENERGY CO | TSM-185D | 240 | 10 | 215 | 20 |  | Solar | FIXED | Roof
SRP09576 | PV POWERED | PVP2500 | 2500 | 1 |  |  | 0.945 | Solar Inverter |  | OUTDOOR
SRP09579 | CANADIAN SOLAR | CS6P-230 | 235 | 13 | 115 | 15 |  | Solar | FIXED | Roof
SRP09579 | CANADIAN SOLAR | CS6P-230 | 235 | 10 | 292 | 15 |  | Solar | FIXED | Roof
SRP09579 | CANADIAN SOLAR | CS6P-230 | 235 | 5 | 204 | 17 |  | Solar | FIXED | Roof
SRP09579 | ENPHASE ENERGY | M200-32-208-S01 | 215 | 28 |  |  | 0.96 | Solar Inverter |  | OUTDOOR
SRP09580 | CANADIAN SOLAR | CS6P-230 | 235 | 17 | 143 | 27 |  | Solar | FIXED | Roof
SRP09580 | ENPHASE ENERGY | M200-32-208-S01 | 215 | 17 |  |  | 0.96 | Solar Inverter |  | OUTDOOR
SRP09581 | CANADIAN SOLAR | CS6P-230 | 235 | 5 | 138 | 13 |  | Solar | FIXED | Roof
SRP09581 | CANADIAN SOLAR | CS6P-230 | 235 | 12 | 318 | 13 |  | Solar | FIXED | Roof
SRP09581 | ENPHASE ENERGY | M200-32-208-S01 | 215 | 17 |  |  | 0.96 | Solar Inverter |  | OUTDOOR
SRP09582 | CHANGZHOU TRINA SOLAR ENERGY CO | TSM-185D | 240 | 27 | 257 | 30 |  | Solar | FIXED | Roof
SRP09582 | PV POWERED | PVP2500 | 2500 | 1 |  |  | 0.945 | Solar Inverter |  | Outside
SRP09582 | PV POWERED | PVP3500 | 3500 | 1 |  |  | 0.955 | Solar Inverter |  | Outside
SRP09583 | UNKNOWN | UNKNOWN | 250 | 20 | 104.9 | 16 |  | Solar | FIXED | Roof
SRP09583 | UNKNOWN | UNKNOWN | 250 | 20 | 284.9 | 16 |  | Solar | FIXED | Roof
SRP09583 | PV POWERED | PVP4800 | 4800 | 1 |  |  | 0.96 | Solar Inverter |  | Inside
SRP09583 | PV POWERED | PVP4800 | 4800 | 1 |  |  | 0.96 | Solar Inverter |  | Inside
SRP09584 | CANADIAN SOLAR | CS6P-230 | 235 | 27 | 209 | 20 |  | Solar | FIXED | Roof
SRP09584 | ENPHASE ENERGY | M200-32-208-S01 | 215 | 27 |  |  | 0.96 | Solar Inverter |  | OUTDOOR
SRP09585 | LDK SOLAR | LDK-235D-20 | 235 | 280 | 193 | 18 |  | Solar | FIXED | Roof
SRP09585 | SMA AMERICA | SB6000US (208V) | 6000 | 1 |  |  | 0.96 | Solar Inverter |  | OUTDOOR
SRP09585 | SMA AMERICA | SB9000TL-US | 9000 | 6 |  |  | 0.96 | Solar Inverter |  | OUTDOOR
SRP09586 | UNKNOWN | UNKNOWN | 250 | 22 | 180 | 22 |  | Solar | FIXED | Roof
SRP09586 | PV POWERED | PVP4800 | 4800 | 1 |  |  | 0.96 | Solar Inverter |  | INDOOR
SRP09588 | UNKNOWN | UNKNOWN | 250 | 33 | 183.5 | 33 |  | Solar | FIXED | Roof
SRP09588 | SMA AMERICA | SB7000US (277V) | 7000 | 1 |  |  | 0.97 | Solar Inverter |  | INDOOR
SRP09589 | UNKNOWN | UNKNOWN | 250 | 24 | 151.8 | 32 |  | Solar | FIXED | Roof
SRP09589 | SMA AMERICA | SB6000US (208V) | 6000 | 1 |  |  | 0.97 | Solar Inverter |  | INDOOR
SRP09590 | BAODING YINGLI NEW ENERGY RESOURCES CO | YL175(156) | 240 | 18 | 175 | 33 |  | Solar | FIXED | Roof
SRP09590 | POWER-ONE | PVI-3600-US (240V) | 3800 | 1 |  |  | 0.965 | Solar Inverter |  | OUTDOOR
SRP09591 | CANADIAN SOLAR | CS6P-230 | 235 | 22 | 98 | 18 |  | Solar | FIXED | Roof
SRP09591 | CANADIAN SOLAR | CS6P-230 | 235 | 12 | 278 | 18 |  | Solar | FIXED | Roof
SRP09591 | ENPHASE ENERGY | M200-32-240-S02 | 215 | 34 |  |  | 0.96 | Solar Inverter |  | OUTDOOR
SRP09592 | BP SOLAR | SX3195S | 240 | 120 | 215 | 18.5 |  | Solar | FIXED | Roof
SRP09592 | FRONIUS USA |  | 9995 | 3 |  |  | 0.962 | Solar Inverter |  | OUTDOOR
SRP09593 | SUNTECH POWER | STP190S-18/UB-1 | 190 | 50 | 247.5 | 35 |  | Solar | FIXED | Roof
SRP09593 | SMA AMERICA | SB3000US (208V) | 3000 | 1 |  |  | 0.96 | Solar Inverter |  | INDOOR
SRP09593 | SMA AMERICA | SB6000US (208V) | 6000 | 1 |  |  | 0.97 | Solar Inverter |  | INDOOR
SRP09594 | CHANGZHOU TRINA SOLAR ENERGY CO | TSM-185D | 235 | 32 | 169 | 18 |  | Solar | FIXED | Roof
SRP09594 | PV POWERED | PVP3500 | 3500 | 2 |  |  | 0.955 | Solar Inverter |  | OUTDOOR
SRP09595 | UNKNOWN | UNKNOWN | 250 | 14 | 250.2 | 30 |  | Solar | FIXED | Roof
SRP09595 | UNKNOWN | UNKNOWN | 250 | 10 | 160.2 | 38 |  | Solar | FIXED | Roof
SRP09595 | PV POWERED | PVP2500 | 2500 | 1 |  |  | 0.945 | Solar Inverter |  | INDOOR
SRP09595 | PV POWERED | PVP3000 | 3000 | 1 |  |  | 0.935 | Solar Inverter |  | INDOOR
SRP09596 | SUNPOWER | SPR-315E-WHT-U | 327 | 137 | 170 | 25 |  | Solar | FIXED | Ground
SRP09596 | SUNPOWER CORP (ORIGINAL MFRSMA) | SPR-7000M (277V) | 10000 | 1 |  |  | 0.96 | Solar Inverter |  | OUTDOOR
SRP09596 | SUNPOWER CORP (ORIGINAL MFRSMA) | SPR-7000M (277V) | 11400 | 3 |  |  | 0.96 | Solar Inverter |  | OUTDOOR
SRP09597 | SCHOTT SOLAR | SAPC-175 | 225 | 20 | 151 | 45 |  | Solar | FIXED | Roof
SRP09597 | SMA AMERICA | SB4000US (208V) | 4000 | 1 |  |  | 0.97 | Solar Inverter |  | INDOOR
SRP09598 | UNKNOWN | UNKNOWN | 250 | 30 | 211 | 25 |  | Solar | FIXED | Roof
SRP09598 | PV POWERED | PVP3000 | 3000 | 1 |  |  | 0.935 | Solar Inverter |  | INDOOR
SRP09598 | PV POWERED | PVP3500 | 3500 | 1 |  |  | 0.955 | Solar Inverter |  | INDOOR
SRP09599 | CANADIAN SOLAR | CS6P-230 | 235 | 11 | 270 | 19 |  | Solar | FIXED | Roof
SRP09599 | CANADIAN SOLAR | CS6P-230 | 235 | 23 | 180 | 26 |  | Solar | FIXED | Roof
SRP09599 | ENPHASE ENERGY | M200-32-240-S02 | 215 | 34 |  |  | 0.96 | Solar Inverter |  | OUTDOOR
SRP09600 | UNKNOWN | UNKNOWN | 250 | 10 | 150 | 31 |  | Solar | FIXED | Roof
SRP09600 | UNKNOWN | UNKNOWN | 250 | 22 | 150 | 31 |  | Solar | FIXED | Roof
SRP09600 | ENPHASE ENERGY | M200-32-208-S01 | 215 | 10 |  |  | 0.963 | Solar Inverter |  | OUTDOOR
SRP09600 | PV POWERED | PVP4800 | 4800 | 1 |  |  | 0.96 | Solar Inverter |  | OUTDOOR
SRP09601 | CANADIAN SOLAR | CS6P-230 | 235 | 14 | 211 | 23 |  | Solar | FIXED | Roof
SRP09601 | ENPHASE ENERGY | M200-32-240-S02 | 215 | 14 |  |  | 0.96 | Solar Inverter |  | OUTDOOR
SRP09602 | MATRIX SOLAR/PHOTOWATT | PW1650-175 | 250 | 26 | 280 | 20 |  | Solar | FIXED | Roof
SRP09602 | SMA AMERICA | SB6000U (240V) | 6000 | 1 |  |  | 0.97 | Solar Inverter |  | Outside
SRP09606 | CANADIAN SOLAR | CS6P-230 | 235 | 31 | 199 | 22 |  | Solar | FIXED | Roof
SRP09606 | ENPHASE ENERGY | M200-32-240-S02 | 215 | 31 |  |  | 0.96 | Solar Inverter |  | OUTDOOR
SRP09607 | SUNTECH POWER | STP190-18/UB-1 | 190 | 36 | 189 | 36 |  | Solar | FIXED | Roof
SRP09607 | FRONIUS USA |  | 6000 | 1 |  |  | 0.962 | Solar Inverter |  | Inside
SRP09608 | CANADIAN SOLAR | CS6P-230 | 235 | 19 | 216 | 20 |  | Solar | FIXED | Roof
SRP09608 | ENPHASE ENERGY | M200-32-240-S02 | 215 | 19 |  |  | 0.96 | Solar Inverter |  | OUTDOOR
SRP09609 | REC SCANMODULE | SCM230 | 240 | 44 | 226 | 32 |  | Solar | FIXED | Roof
SRP09609 | FRONIUS USA |  | 10000 | 1 |  |  | 0.955 | Solar Inverter |  | INDOOR
SRP09611 | CANADIAN SOLAR | CS6P-230 | 235 | 33 | 268 | 14 |  | Solar | FIXED | Roof
SRP09611 | ENPHASE ENERGY | M200-32-208-S01 | 215 | 33 |  |  | 0.96 | Solar Inverter |  | OUTDOOR
SRP09613 | CANADIAN SOLAR | CS6P-230 | 235 | 24 | 156 | 41 |  | Solar | FIXED | Roof
SRP09613 | ENPHASE ENERGY | M200-32-240-S02 | 215 | 24 |  |  | 0.96 | Solar Inverter |  | OUTDOOR
SRP09615 | CANADIAN SOLAR | CS6P-230 | 235 | 34 | 174 | 20 |  | Solar | FIXED | Roof
SRP09615 | ENPHASE ENERGY | M200-32-240-S02 | 215 | 34 |  |  | 0.96 | Solar Inverter |  | Outside
SRP09616 | UNKNOWN | UNKNOWN | 250 | 25 | 116 | 33 |  | Solar | FIXED | Roof
SRP09616 | UNKNOWN | UNKNOWN | 250 | 26 | 206 | 35 |  | Solar | FIXED | Roof
SRP09616 | PV POWERED | PVP2500 | 2500 | 1 |  |  | 0.945 | Solar Inverter |  | INDOOR
SRP09616 | PV POWERED | PVP3000 | 3000 | 1 |  |  | 0.935 | Solar Inverter |  | INDOOR
SRP09616 | SMA AMERICA | SB6000US (208V) | 6000 | 1 |  |  | 0.97 | Solar Inverter |  | INDOOR
SRP09617 | UNKNOWN | UNKNOWN | 250 | 24 | 180 | 25 |  | Solar | FIXED | Roof
SRP09617 | SMA AMERICA | SB6000US (208V) | 6000 | 1 |  |  | 0.97 | Solar Inverter |  | INDOOR
SRP09618 | UNKNOWN | UNKNOWN | 250 | 40 | 248 | 18 |  | Solar | FIXED | Roof
SRP09618 | PV POWERED | PVP4800 | 4800 | 2 |  |  | 0.96 | Solar Inverter |  | INDOOR
SRP09619 | UNKNOWN | UNKNOWN | 250 | 22 | 202.5 | 30 |  | Solar | FIXED | Roof
SRP09619 | UNKNOWN | UNKNOWN | 250 | 10 | 112.5 | 45 |  | Solar | FIXED | Roof
SRP09619 | PV POWERED | PVP2500 | 2500 | 1 |  |  | 0.945 | Solar Inverter |  | INDOOR
SRP09619 | PV POWERED | PVP4800 | 4800 | 1 |  |  | 0.96 | Solar Inverter |  | INDOOR
SRP09621 | UNKNOWN | UNKNOWN | 250 | 26 | 92 | 35 |  | Solar | FIXED | Roof
SRP09621 | UNKNOWN | UNKNOWN | 250 | 16 | 182 | 35 |  | Solar | FIXED | Roof
SRP09621 | PV POWERED | PVP3500 | 3500 | 1 |  |  | 0.955 | Solar Inverter |  | INDOOR
SRP09621 | SMA AMERICA | SB6000U (208V) | 6000 | 1 |  |  | 0.97 | Solar Inverter |  | INDOOR
SRP09623 | BAODING YINGLI NEW ENERGY RESOURCES CO | YL175(156) | 235 | 195 | 235 | 10 |  | Solar | FIXED | Roof
SRP09623 | BAODING YINGLI NEW ENERGY RESOURCES CO | YL175(156) | 255 | 1950 | 162 | 10 |  | Solar | FIXED | Roof
SRP09623 | BAODING YINGLI NEW ENERGY RESOURCES CO | YL175(156) | 255 | 377 | 236 | 10 |  | Solar | FIXED | Roof
SRP09623 | PV POWERED | PVP30KW-480 | 50000 | 1 |  |  | 0.96 | Solar Inverter |  | OUTDOOR
SRP09623 | PV POWERED | PVP100KW-480 | 100000 | 1 |  |  | 0.96 | Solar Inverter |  | OUTDOOR
SRP09623 | SATCON TECHNOLOGY | PVS-500 (480 V) | 500000 | 1 |  |  | 0.96 | Solar Inverter |  | OUTDOOR
SRP09624 | MATRIX SOLAR/PHOTOWATT | PW1650-175 | 240 | 416 | 149 | 10 |  | Solar | FIXED | Roof
SRP09624 | ADVANCED ENERGY INDUSTRIES | 3159000-104 | 100000 | 1 |  |  | 0.96 | Solar Inverter |  | OUTDOOR
SRP09625 | ET SOLAR INDUSTRY | ET-P672280 | 280 | 352 | 140.8 | 10 |  | Solar | FIXED | Roof
SRP09625 | SATCON TECHNOLOGY | PVS-100 (240 V) | 100000 | 1 |  |  | 0.967 | Solar Inverter |  | OUTDOOR
SRP09629 | SUNPOWER | SPR-315E-WHT-U | 320 | 88 | 180 | 30 |  | Solar | FIXED | Ground
SRP09629 | SUNPOWER CORP (ORIGINAL MFRSMA) | SPR-7000M (240V) | 8000 | 1 |  |  | 0.962 | Solar Inverter |  | OUTDOOR
SRP09629 | SUNPOWER CORP (ORIGINAL MFRSMA) | SPR-3000M (208V) | 10000 | 2 |  |  | 0.962 | Solar Inverter |  | OUTDOOR
SRP09631 | SUNPOWER | SPR-230-WHT-U | 230 | 27 | 262 | 25 |  | Solar | FIXED | Roof
SRP09631 | SUNPOWER CORP (ORIGINAL MFRSMA) | SPR-5000M (208V) | 5000 | 1 |  |  | 0.968 | Solar Inverter |  | Inside
SRP09632 | SUNPOWER | SPR-230-WHT-U | 240 | 30 | 212 | 27 |  | Solar | FIXED | Roof
SRP09632 | SUNPOWER CORP (ORIGINAL MFRSMA) | SPR-6000M (208V) | 6000 | 1 |  |  | 0.97 | Solar Inverter |  | Inside
SRP09633 | SUNPOWER | SPR-230-WHT-U | 245 | 16 | 201 | 30 |  | Solar | FIXED | Roof
SRP09633 | SUNPOWER | SPR-230-WHT-U | 245 | 24 | 111 | 45 |  | Solar | FIXED | Roof
SRP09633 | SUNPOWER CORP (ORIGINAL MFRSMA) | SPR-4000M (208V) | 4000 | 1 |  |  | 0.968 | Solar Inverter |  | Inside
SRP09633 | SUNPOWER CORP (ORIGINAL MFRSMA) | SPR-5000M (208V) | 5000 | 1 |  |  | 0.968 | Solar Inverter |  | Inside
SRP09634 | BAODING YINGLI NEW ENERGY RESOURCES CO | YL175(156) | 260 | 22 | 170 | 20 |  | Solar | FIXED | Roof
SRP09634 | FRONIUS USA |  | 6000 | 1 |  |  | 0.96 | Solar Inverter |  | OUTDOOR
SRP09636 | CHANGZHOU TRINA SOLAR ENERGY CO | TSM-185D | 240 | 13 | 197 | 18 |  | Solar | FIXED | Roof
SRP09636 | CHANGZHOU TRINA SOLAR ENERGY CO | TSM-185D | 240 | 14 | 197 | 20 |  | Solar | FIXED | Roof
SRP09636 | ENPHASE ENERGY | M200-32-208-S01 | 215 | 13 |  |  | 0.96 | Solar Inverter |  | OUTDOOR
SRP09636 | ENPHASE ENERGY | M200-32-208-S01 | 215 | 14 |  |  | 0.96 | Solar Inverter |  | OUTDOOR
SRP09637 | LDK SOLAR | LDK-250D-20 | 250 | 210 | 180 | 25 |  | Solar | FIXED | Ground
SRP09637 | PV POWERED | PVP50KW-208 | 50000 | 1 |  |  | 0.96 | Solar Inverter |  | OUTDOOR
SRP09638 | CHANGZHOU TRINA SOLAR ENERGY CO | TSM-185D | 240 | 20 | 170 | 19 |  | Solar | FIXED | Roof
SRP09638 | ENPHASE ENERGY | M200-32-208-S01 | 215 | 10 |  |  | 0.96 | Solar Inverter |  | OUTDOOR
SRP09638 | ENPHASE ENERGY | M200-32-208-S01 | 215 | 10 |  |  | 0.96 | Solar Inverter |  | OUTDOOR
SRP09640 | MATRIX SOLAR/PHOTOWATT | PW750-90 | 240 | 78 | 180 | 20 |  | Solar | FIXED | Roof
SRP09640 | SMA AMERICA | SB7000US (240V) | 8000 | 2 |  |  | 0.96 | Solar Inverter |  | INDOOR
SRP09641 | CHANGZHOU TRINA SOLAR ENERGY CO | TSM-185D | 240 | 6 | 200 | 22 |  | Solar | FIXED | Roof
SRP09641 | CHANGZHOU TRINA SOLAR ENERGY CO | TSM-185D | 240 | 22 | 200 | 22 |  | Solar | FIXED | Roof
SRP09641 | ENPHASE ENERGY | M200-32-240-S02 | 215 | 6 |  |  | 0.96 | Solar Inverter |  | OUTDOOR
SRP09641 | ENPHASE ENERGY | M200-32-240-S02 | 215 | 22 |  |  | 0.96 | Solar Inverter |  | OUTDOOR
SRP09642 | CHANGZHOU TRINA SOLAR ENERGY CO | TSM-185D | 240 | 624 | 180 | 5 |  | Solar | FIXED | Roof
SRP09642 | PV POWERED | PVP100KW-480 | 75000 | 2 |  |  | 0.966 | Solar Inverter |  | OUTDOOR
SRP09643 | CHANGZHOU TRINA SOLAR ENERGY CO | TSM-185D | 240 | 25 | 165 | 18 |  | Solar | FIXED | Roof
SRP09643 | ENPHASE ENERGY | M200-32-240-S02 | 215 | 25 |  |  | 0.96 | Solar Inverter |  | OUTDOOR
SRP09644 | SCHUCO USA |  | 240 | 858 | 208 | 10 |  | Solar | FIXED | Roof
SRP09644 | SCHUCO USA |  | 240 | 2990 | 220 | 10 |  | Solar | FIXED | Roof
SRP09644 | SCHUCO USA |  | 240 | 1001 | 231 | 10 |  | Solar | FIXED | Roof
SRP09644 | PV POWERED | PVP100KW-208 | 260000 | 4 |  |  | 0.97 | Solar Inverter |  | OUTDOOR
SRP09645 | SUNTECH POWER | STP285-24/VD | 285 | 517 | 158 | 0 |  | Solar | FIXED | Roof
SRP09645 | PV POWERED | PVP75KW-480 | 75000 | 2 |  |  | 0.962 | Solar Inverter |  | OUTDOOR
SRP09646 | SUNTECH POWER | STP285-24/VD | 285 | 517 | 158 | 10 |  | Solar | FIXED | Roof
SRP09646 | PV POWERED | PVP75KW-480 | 75000 | 2 |  |  | 0.96 | Solar Inverter |  | OUTDOOR
SRP09647 | CHANGZHOU TRINA SOLAR ENERGY CO | TSM-185D | 240 | 429 | 158 | 10 |  | Solar | FIXED | Roof
SRP09647 | CHANGZHOU TRINA SOLAR ENERGY CO | TSM-185D | 240 | 195 | 210 | 13 |  | Solar | FIXED | Roof
SRP09647 | PV POWERED | PVP75KW-480 | 75000 | 2 |  |  | 0.962 | Solar Inverter |  | OUTDOOR
SRP09648 | SUNTECH POWER | STP285-24/VD | 285 | 143 | 158 | 0 |  | Solar | FIXED | Roof
SRP09648 | SUNTECH POWER | STP285-24/VD | 285 | 374 | 158 | 10 |  | Solar | FIXED | Roof
SRP09648 | PV POWERED | PVP75KW-480 | 75000 | 2 |  |  | 0.962 | Solar Inverter |  | OUTDOOR
SRP09649 | CHANGZHOU TRINA SOLAR ENERGY CO | TSM-185D | 240 | 2327 | 180 | 5 |  | Solar | FIXED | Roof
SRP09649 | CHANGZHOU TRINA SOLAR ENERGY CO | TSM-185D | 240 | 104 | 244 | 11 |  | Solar | FIXED | Roof
SRP09649 | PV POWERED | PVP75KW-208 | 35000 | 1 |  |  | 0.96 | Solar Inverter |  | OUTDOOR
SRP09649 | PV POWERED | PVP100KW-208 | 260000 | 2 |  |  | 0.97 | Solar Inverter |  | OUTDOOR
SRP09650 | CHANGZHOU TRINA SOLAR ENERGY CO | TSM-185D | 240 | 520 | 158 | 10 |  | Solar | FIXED | Roof
SRP09650 | CHANGZHOU TRINA SOLAR ENERGY CO | TSM-185D | 240 | 104 | 210 | 13 |  | Solar | FIXED | Roof
SRP09650 | PV POWERED | PVP75KW-480 | 75000 | 2 |  |  | 0.962 | Solar Inverter |  | OUTDOOR
SRP09651 | CHANGZHOU TRINA SOLAR ENERGY CO | TSM-185D | 240 | 624 | 180 | 5 |  | Solar | FIXED | Roof
SRP09651 | PV POWERED | PVP100KW-208 | 75000 | 2 |  |  | 0.966 | Solar Inverter |  | OUTDOOR
SRP09652 | CHANGZHOU TRINA SOLAR ENERGY CO | TSM-185D | 240 | 3510 | 202 | 5 |  | Solar | FIXED | Roof
SRP09652 | PV POWERED | PVP100KW-208 | 260000 | 3 |  |  | 0.97 | Solar Inverter |  | OUTDOOR
SRP09653 | CHANGZHOU TRINA SOLAR ENERGY CO | TSM-185D | 240 | 2626 | 202 | 5 |  | Solar | FIXED | Roof
SRP09653 | PV POWERED | PVP75KW-208 | 75000 | 1 |  |  | 0.955 | Solar Inverter |  | OUTDOOR
SRP09653 | PV POWERED | PVP100KW-208 | 260000 | 2 |  |  | 0.955 | Solar Inverter |  | OUTDOOR
SRP09654 | CHANGZHOU TRINA SOLAR ENERGY CO | TSM-185D | 240 | 624 | 180 | 5 |  | Solar | FIXED | Roof
SRP09654 | PV POWERED | PVP100KW-208 | 75000 | 2 |  |  | 0.966 | Solar Inverter |  | OUTDOOR
SRP09655 | CANADIAN SOLAR | CS6P-230 | 235 | 4 | 127 | 32 |  | Solar | FIXED | Roof
SRP09655 | CANADIAN SOLAR | CS6P-230 | 235 | 11 | 217 | 32 |  | Solar | FIXED | Roof
SRP09655 | ENPHASE ENERGY | M200-32-240-S02 | 190 | 15 |  |  | 0.95 | Solar Inverter |  | OUTDOOR
SRP09656 | CANADIAN SOLAR | CS6P-230 | 255 | 7757 | 183 | 10 |  | Solar | FIXED | Roof
SRP09656 | CANADIAN SOLAR | CS6P-230 | 260 | 2203 | 183 | 10 |  | Solar | FIXED | Roof
SRP09656 | GLORIA SOLAR | GSM6-230D-UO1 | 275 | 938 | 183 | 17 |  | Solar | FIXED | Roof
SRP09656 | ADVANCED ENERGY INDUSTRIES | 3159000-110 | 250000 | 1 |  |  | 0.977 | Solar Inverter |  | OUTDOOR
SRP09656 | SMA AMERICA | SC125U (208V) | 500000 | 5 |  |  | 0.98 | Solar Inverter |  | OUTDOOR
SRP09657 | CANADIAN SOLAR | CS6P-230 | 235 | 96 | 140 | 10 |  | Solar | FIXED | Ground
SRP09657 | CANADIAN SOLAR | CS6P-230 | 235 | 240 | 230 | 10 |  | Solar | FIXED | Ground
SRP09657 | ENPHASE ENERGY | M200-32-240-S02 | 215 | 336 |  |  | 0.963 | Solar Inverter |  | OUTDOOR
SRP09659 | ET SOLAR INDUSTRY | ET-P672280 | 280 | 1463 | 172 | 11.7 |  | Solar | FIXED | Roof
SRP09659 | SATCON TECHNOLOGY | PVS-100 (208 V) | 375000 | 1 |  |  | 0.963 | Solar Inverter |  | OUTDOOR
SRP09660 | CHANGZHOU TRINA SOLAR ENERGY CO | TSM-185D | 235 | 34 | 210 | 34 |  | Solar | FIXED | Roof
SRP09660 | ENPHASE ENERGY | M200-32-240-S02 | 215 | 34 |  |  | 0.963 | Solar Inverter |  | OUTDOOR
SRP09661 | UNKNOWN | UNKNOWN | 255 | 10 | 139 | 30 |  | Solar | FIXED | Roof
SRP09661 | UNKNOWN | UNKNOWN | 255 | 8 | 229 | 30 |  | Solar | FIXED | Roof
SRP09661 | UNKNOWN | UNKNOWN | 255 | 8 | 229 | 30 |  | Solar | FIXED | Roof
SRP09661 | SMA AMERICA | SB1100U | 2000 | 2 |  |  | 0.965 | Solar Inverter |  | OUTDOOR
SRP09661 | SMA AMERICA | SB1100U | 2500 | 1 |  |  | 0.965 | Solar Inverter |  | OUTDOOR
SRP09662 | CHANGZHOU TRINA SOLAR ENERGY CO | TSM-185D | 240 | 18 | 126 | 21 |  | Solar | FIXED | Roof
SRP09662 | ENPHASE ENERGY | M200-32-240-S02 | 215 | 18 |  |  | 0.96 | Solar Inverter |  | OUTDOOR
SRP09664 | CHANGZHOU TRINA SOLAR ENERGY CO | TSM-185D | 240 | 33 | 191 | 28 |  | Solar | FIXED | Roof
SRP09664 | SMA AMERICA | SB7000US (208V) | 7000 | 1 |  |  | 0.969 | Solar Inverter |  | OUTDOOR
SRP09665 | CANADIAN SOLAR | CS6P-230 | 235 | 17 | 127 | 24 |  | Solar | FIXED | Roof
SRP09665 | ENPHASE ENERGY | M200-32-240-S02 | 215 | 17 |  |  | 0.96 | Solar Inverter |  | OUTDOOR
SRP09666 | CANADIAN SOLAR | CS6P-230 | 235 | 143 | 140 | 6 |  | Solar | FIXED | Roof
SRP09666 | SATCON TECHNOLOGY | PVS-30 (240 V) | 30000 | 1 |  |  | 0.96 | Solar Inverter |  | INDOOR
SRP09667 | CEEG (SHANGHAI) SOLAR SCIENCE AND TECHNOLOGY CO | SST 190-72M | 235 | 468 | 140 | 6 |  | Solar | FIXED | Roof
SRP09667 | SATCON TECHNOLOGY | PVS-100 (208 V) | 100000 | 1 |  |  | 0.967 | Solar Inverter |  | INDOOR
SRP09668 | UNKNOWN | UNKNOWN | 250 | 30 | 205.5 | 20 |  | Solar | FIXED | Roof
SRP09668 | PV POWERED | PVP3000 | 3000 | 1 |  |  | 0.935 | Solar Inverter |  | OUTDOOR
SRP09668 | PV POWERED | PVP3500 | 3500 | 1 |  |  | 0.955 | Solar Inverter |  | OUTDOOR
SRP09669 | SUNPOWER | SPR-230-WHT-U | 240 | 33 | 130 | 10 |  | Solar | FIXED | Roof
SRP09669 | SUNPOWER CORP (ORIGINAL MFRSMA) | SPR-7000M (240V) | 7000 | 1 |  |  | 0.97 | Solar Inverter |  | INDOOR
SRP09670 | UNKNOWN | UNKNOWN | 250 | 29 | 208.9 | 25 |  | Solar | FIXED | Roof
SRP09670 | PV POWERED | PVP2500 | 2500 | 1 |  |  | 0.945 | Solar Inverter |  | INDOOR
SRP09670 | PV POWERED | PVP4800 | 4800 | 1 |  |  | 0.96 | Solar Inverter |  | INDOOR
SRP09671 | UNKNOWN | UNKNOWN | 250 | 30 | 124.9 | 20 |  | Solar | FIXED | Roof
SRP09671 | PV POWERED | PVP3000 | 3000 | 1 |  |  | 0.935 | Solar Inverter |  | Outside
SRP09671 | PV POWERED | PVP3500 | 3500 | 1 |  |  | 0.955 | Solar Inverter |  | Outside
SRP09672 | UNKNOWN | UNKNOWN | 250 | 38 | 180.2 | 18 |  | Solar | FIXED | Roof
SRP09672 | PV POWERED | PVP4800 | 4800 | 2 |  |  | 0.96 | Solar Inverter |  | INDOOR
SRP09674 | UNKNOWN | UNKNOWN | 250 | 28 | 201.2 | 25 |  | Solar | FIXED | Roof
SRP09674 | PV POWERED | PVP3000 | 3000 | 2 |  |  | 0.935 | Solar Inverter |  | Outside
SRP09675 | UNKNOWN | UNKNOWN | 250 | 34 | 170 | 32 |  | Solar | FIXED | Roof
SRP09675 | PV POWERED | PVP3500 | 3500 | 1 |  |  | 0.955 | Solar Inverter |  | INDOOR
SRP09675 | PV POWERED | PVP4800 | 4800 | 1 |  |  | 0.96 | Solar Inverter |  | INDOOR
SRP09676 | UNKNOWN | UNKNOWN | 250 | 6 | 87 | 35 |  | Solar | FIXED | Roof
SRP09676 | UNKNOWN | UNKNOWN | 250 | 31 | 177 | 35 |  | Solar | FIXED | Roof
SRP09676 | PV POWERED | PVP2000 | 2000 | 2 |  |  | 0.92 | Solar Inverter |  | INDOOR
SRP09676 | SMA AMERICA | SB6000US (208V) | 6000 | 1 |  |  | 0.97 | Solar Inverter |  | INDOOR
SRP09678 | UNKNOWN | UNKNOWN | 250 | 12 | 201 | 30 |  | Solar | FIXED | Roof
SRP09678 | UNKNOWN | UNKNOWN | 250 | 28 | 111 | 35 |  | Solar | FIXED | Roof
SRP09678 | PV POWERED | PVP2500 | 2500 | 1 |  |  | 0.945 | Solar Inverter |  | Outside
SRP09678 | PV POWERED | PVP3000 | 3000 | 2 |  |  | 0.935 | Solar Inverter |  | Outside
SRP09679 | SUNPOWER | SPR-315E-WHT-U | 308 | 26 | 213 | 32 |  | Solar | FIXED | Roof
SRP09679 | SUNPOWER CORP (ORIGINAL MFRSMA) | SPR-3000M (208V) | 3000 | 1 |  |  | 0.965 | Solar Inverter |  | Inside
SRP09679 | SUNPOWER CORP (ORIGINAL MFRSMA) | SPR-4000M (208V) | 4000 | 1 |  |  | 0.968 | Solar Inverter |  | Inside
SRP09680 | UNKNOWN | UNKNOWN | 250 | 22 | 175 | 25 |  | Solar | FIXED | Roof
SRP09680 | PV POWERED | PVP4800 | 4800 | 1 |  |  | 0.96 | Solar Inverter |  | INDOOR
SRP09681 | UNKNOWN | UNKNOWN | 250 | 32 | 272.3 | 18 |  | Solar | FIXED | Roof
SRP09681 | PV POWERED | PVP3500 | 3500 | 2 |  |  | 0.955 | Solar Inverter |  | INDOOR
SRP09682 | CHANGZHOU TRINA SOLAR ENERGY CO | TSM-185D | 240 | 66 | 180 | 30 |  | Solar | FIXED | Pole
SRP09682 | SMA AMERICA | SB5000US (208V) | 5000 | 3 |  |  | 0.97 | Solar Inverter |  | OUTDOOR
SRP09683 | MATRIX SOLAR/PHOTOWATT | PW1650-175 | 250 | 12 | 155 | 10 |  | Solar | FIXED | Roof
SRP09683 | MATRIX SOLAR/PHOTOWATT | PW1650-175 | 250 | 24 | 155 | 36 |  | Solar | FIXED | Roof
SRP09683 | PV POWERED | PVP2500 | 2500 | 1 |  |  | 0.945 | Solar Inverter |  | Outside
SRP09683 | SMA AMERICA | SB6000U (240V) | 6000 | 1 |  |  | 0.97 | Solar Inverter |  | Outside
SRP09685 | UNKNOWN | UNKNOWN | 250 | 47 | 225 | 23 |  | Solar | FIXED | Roof
SRP09685 | ENPHASE ENERGY | M200-32-208-S01 | 215 | 15 |  |  | 0.96 | Solar Inverter |  | OUTDOOR
SRP09685 | ENPHASE ENERGY | M200-32-208-S01 | 215 | 32 |  |  | 0.96 | Solar Inverter |  | OUTDOOR
SRP09686 | CANADIAN SOLAR | CS6P-230 | 240 | 33 | 114 | 5 |  | Solar | FIXED | Roof
SRP09686 | SMA AMERICA | SB7000US (240V) | 7000 | 1 |  |  | 0.95 | Solar Inverter |  | OUTDOOR
SRP09687 | SUNTECH POWER | STP190-18/UB-1 | 190 | 42 | 167 | 40 |  | Solar | FIXED | Roof
SRP09687 | FRONIUS USA | IG 4000 | 4000 | 2 |  |  | 0.97 | Solar Inverter |  | INDOOR
SRP09688 | UNKNOWN | UNKNOWN | 250 | 30 | 196 | 25 |  | Solar | FIXED | Roof
SRP09688 | PV POWERED | PVP3000 | 3000 | 1 |  |  | 0.935 | Solar Inverter |  | OUTDOOR
SRP09688 | PV POWERED | PVP3500 | 3500 | 1 |  |  | 0.955 | Solar Inverter |  | OUTDOOR
SRP09690 | CANADIAN SOLAR | CS6P-230 | 235 | 17 | 246 | 16 |  | Solar | FIXED | Roof
SRP09690 | ENPHASE ENERGY | M200-32-208-S01 | 215 | 17 |  |  | 0.96 | Solar Inverter |  | OUTDOOR
SRP09691 | CANADIAN SOLAR | CS6P-230 | 235 | 12 | 215 | 28 |  | Solar | FIXED | Roof
SRP09691 | ENPHASE ENERGY | M200-32-208-S01 | 215 | 12 |  |  | 0.96 | Solar Inverter |  | OUTDOOR
SRP09692 | UNKNOWN | UNKNOWN | 250 | 6 | 102 | 25 |  | Solar | FIXED | Roof
SRP09692 | UNKNOWN | UNKNOWN | 250 | 30 | 192 | 25 |  | Solar | FIXED | Roof
SRP09692 | PV POWERED | PVP2000 | 2000 | 1 |  |  | 0.92 | Solar Inverter |  | OUTDOOR
SRP09692 | PV POWERED | PVP3000 | 3000 | 1 |  |  | 0.935 | Solar Inverter |  | OUTDOOR
SRP09692 | PV POWERED | PVP3500 | 3500 | 1 |  |  | 0.955 | Solar Inverter |  | OUTDOOR
SRP09693 | CANADIAN SOLAR | CS6P-230 | 235 | 34 | 220 | 20 |  | Solar | FIXED | Roof
SRP09693 | ENPHASE ENERGY | M200-32-208-S01 | 215 | 34 |  |  | 0.96 | Solar Inverter |  | OUTDOOR
SRP09696 | CANADIAN SOLAR | CS6P-230 | 235 | 16 | 89 | 32 |  | Solar | FIXED | Roof
SRP09696 | CANADIAN SOLAR | CS6P-230 | 235 | 18 | 269 | 32 |  | Solar | FIXED | Roof
SRP09696 | ENPHASE ENERGY | M200-32-208-S01 | 215 | 34 |  |  | 0.96 | Solar Inverter |  | OUTDOOR
SRP09697 | CANADIAN SOLAR | CS6P-230 | 235 | 16 | 85 | 17 |  | Solar | FIXED | Roof
SRP09697 | CANADIAN SOLAR | CS6P-230 | 235 | 7 | 174 | 17 |  | Solar | FIXED | Roof
SRP09697 | CANADIAN SOLAR | CS6P-230 | 235 | 11 | 265 | 17 |  | Solar | FIXED | Roof
SRP09697 | ENPHASE ENERGY | M200-32-208-S01 | 215 | 34 |  |  | 0.96 | Solar Inverter |  | OUTDOOR
SRP09699 | SUNPOWER | SPR-225-BLK-U | 245 | 8 | 244 | 30 |  | Solar | FIXED | Roof
SRP09699 | SUNPOWER | SPR-230-WHT-U | 245 | 16 | 154 | 35 |  | Solar | FIXED | Roof
SRP09699 | SUNPOWER | SPR-230-WHT-U | 245 | 18 | 244 | 45 |  | Solar | FIXED | Roof
SRP09699 | SUNPOWER CORP (ORIGINAL MFRSMA) | SPR-3000M (208V) | 3000 | 1 |  |  | 0.95 | Solar Inverter |  | Inside
SRP09699 | SUNPOWER CORP (ORIGINAL MFRSMA) | SPR-7000M (240V) | 8000 | 2 |  |  | 0.95 | Solar Inverter |  | INDOOR
SRP09700 | CANADIAN SOLAR | CS6P-230 | 235 | 17 | 203 | 26 |  | Solar | FIXED | Roof
SRP09700 | ENPHASE ENERGY | M200-32-240-S02 | 215 | 17 |  |  | 0.96 | Solar Inverter |  | OUTDOOR
SRP09701 | REC SCANMODULE | SCM230 | 240 | 20 | 209 | 20 |  | Solar | FIXED | Roof
SRP09701 | SMA AMERICA | SB5000US (240V) | 5000 | 1 |  |  | 0.96 | Solar Inverter |  | OUTDOOR
SRP09702 | UNKNOWN | UNKNOWN | 250 | 36 | 197.1 | 16 |  | Solar | FIXED | Roof
SRP09702 | PV POWERED | PVP3000 | 3000 | 1 |  |  | 0.935 | Solar Inverter |  | OUTDOOR
SRP09702 | PV POWERED | PVP4800 | 4800 | 1 |  |  | 0.96 | Solar Inverter |  | OUTDOOR
SRP09703 | CANADIAN SOLAR | CS6P-230 | 235 | 24 | 160 | 16 |  | Solar | FIXED | Roof
SRP09703 | CANADIAN SOLAR | CS6P-230 | 235 | 10 | 250 | 16 |  | Solar | FIXED | Roof
SRP09703 | ENPHASE ENERGY | M200-32-240-S02 | 215 | 34 |  |  | 0.96 | Solar Inverter |  | OUTDOOR
SRP09704 | UNKNOWN | UNKNOWN | 250 | 56 | 164 | 35 |  | Solar | FIXED | Roof
SRP09704 | ENPHASE ENERGY | M200-32-240-S02 | 215 | 11 |  |  | 0.963 | Solar Inverter |  | Outside
SRP09704 | SMA AMERICA | SB4000US (240V) | 4000 | 1 |  |  | 0.96 | Solar Inverter |  | INDOOR
SRP09704 | SMA AMERICA | SB7000US (240V) | 7000 | 1 |  |  | 0.97 | Solar Inverter |  | INDOOR
SRP09705 | ISOFOTON | I-100/12 | 245 | 25 | 220 | 26 |  | Solar | FIXED | Roof
SRP09705 | POWER-ONE | PVI-6000-OUTD-US (240 V) | 6000 | 1 |  |  | 0.97 | Solar Inverter |  | Inside
SRP09706 | CANADIAN SOLAR | CS6P-230 | 235 | 26 | 252 | 28 |  | Solar | FIXED | Roof
SRP09706 | ENPHASE ENERGY | M200-32-240-S02 | 215 | 26 |  |  | 0.96 | Solar Inverter |  | OUTDOOR
SRP09707 | SUNPOWER | SPR-315E-WHT-U | 327 | 151 | 180 | 25 |  | Solar | FIXED | Ground
SRP09707 | SUNPOWER CORP (ORIGINAL MFRSMA) | SPR-3000M (240V) | 3000 | 1 |  |  | 0.97 | Solar Inverter |  | OUTDOOR
SRP09707 | SUNPOWER CORP (ORIGINAL MFRSMA) | SPR-7000M (240V) | 7000 | 1 |  |  | 0.97 | Solar Inverter |  | OUTDOOR
SRP09707 | SUNPOWER CORP (ORIGINAL MFRSMA) | SPR-7000M (240V) | 8000 | 5 |  |  | 0.97 | Solar Inverter |  | OUTDOOR
SRP09708 | UNKNOWN | UNKNOWN | 250 | 12 | 155.1 | 22 |  | Solar | FIXED | Roof
SRP09708 | UNKNOWN | UNKNOWN | 250 | 24 | 155.1 | 30 |  | Solar | FIXED | Roof
SRP09708 | PV POWERED | PVP2500 | 2500 | 1 |  |  | 0.945 | Solar Inverter |  | OUTDOOR
SRP09708 | SMA AMERICA | SB6000U (240V) | 6000 | 1 |  |  | 0.97 | Solar Inverter |  | OUTDOOR
SRP09709 | CANADIAN SOLAR | CS6P-230 | 235 | 24 | 146 | 30 |  | Solar | FIXED | Roof
SRP09709 | CANADIAN SOLAR | CS6P-230 | 235 | 2 | 236 | 40 |  | Solar | FIXED | Roof
SRP09709 | ENPHASE ENERGY | M200-32-240-S02 | 215 | 26 |  |  | 0.96 | Solar Inverter |  | OUTDOOR
SRP09710 | UNKNOWN | UNKNOWN | 250 | 35 | 182 | 20 |  | Solar | FIXED | Roof
SRP09710 | SMA AMERICA | SB4000US (240V) | 4000 | 1 |  |  | 0.96 | Solar Inverter |  | INDOOR
SRP09710 | PV POWERED | PVP4800 | 4800 | 1 |  |  | 0.96 | Solar Inverter |  | Inside
SRP09713 | SUNPOWER | SPR-230-WHT-U | 230 | 60 | 200 | 18 |  | Solar | FIXED | Roof
SRP09713 | SUNPOWER CORP (ORIGINAL MFRSMA) | SPR-6000M (277V) | 6000 | 2 |  |  | 0.97 | Solar Inverter |  | Outside
SRP09714 | SANYO ELECTRIC | HIP-205BA5 | 220 | 19 | 213 | 14 |  | Solar | FIXED | Roof
SRP09714 | SANYO ELECTRIC | HIP-205BA5 | 220 | 8 | 213 | 29 |  | Solar | FIXED | Roof
SRP09714 | SANYO ELECTRIC | HIP-205BA5 | 220 | 37 | 213 | 30 |  | Solar | FIXED | Roof
SRP09714 | POWER-ONE | PVI-3600-OUTD-US-F (240V) | 4200 | 1 |  |  | 0.96 | Solar Inverter |  | OUTDOOR
SRP09714 | POWER-ONE | PVI-5000-OUTD-US (240 V) | 5000 | 1 |  |  | 0.96 | Solar Inverter |  | OUTDOOR
SRP09714 | POWER-ONE | PVI-6000-OUTD-US (240 V) | 5000 | 1 |  |  | 0.96 | Solar Inverter |  | OUTDOOR
SRP09715 | SUNPOWER | SPR-230-WHT-U | 240 | 45 | 125 | 32 |  | Solar | FIXED | Roof
SRP09715 | SUNPOWER CORP (ORIGINAL MFRSMA) | SPR-7000M (277V) | 10000 | 1 |  |  | 0.97 | Solar Inverter |  | Inside
SRP09716 | SUNTECH POWER | STP285-24/VD | 285 | 2002 | 158 | 10 |  | Solar | FIXED | Roof
SRP09716 | ADVANCED ENERGY INDUSTRIES | AE 500TX-480 | 500000 | 1 |  |  | 0.97 | Solar Inverter |  | OUTDOOR
SRP09717 | SOLARWORLD | SW185MONO | 240 | 234 | 272 | 14 |  | Solar | FIXED | Roof
SRP09717 | SATCON TECHNOLOGY | PVS-50 (208 V) | 50000 | 1 |  |  | 0.96 | Solar Inverter |  | OUTDOOR
SRP09718 | SUNTECH POWER | STP285-24/VD | 285 | 451 | 158 | 0 |  | Solar | FIXED | Roof
SRP09718 | SUNTECH POWER | STP285-24/VD | 285 | 66 | 158 | 10 |  | Solar | FIXED | Roof
SRP09718 | PV POWERED | PVP75KW-480 | 75000 | 2 |  |  | 0.962 | Solar Inverter |  | OUTDOOR
SRP09719 | SUNPOWER | SPR-230-WHT-U | 230 | 24 | 196 | 45 |  | Solar | FIXED | Roof
SRP09719 | SUNPOWER CORP (ORIGINAL MFRSMA) | SPR-5000M (208V) | 5000 | 1 |  |  | 0.97 | Solar Inverter |  | Outside
SRP09720 | MATRIX SOLAR/PHOTOWATT | PW750-90 | 190 | 33 | 108 | 30 |  | Solar | FIXED | Roof
SRP09720 | MATRIX SOLAR/PHOTOWATT | PW750-90 | 190 | 15 | 198 | 45 |  | Solar | FIXED | Roof
SRP09720 | FRONIUS USA | IG 3000 | 3000 | 1 |  |  | 0.97 | Solar Inverter |  | Outside
SRP09720 | FRONIUS USA |  | 6000 | 1 |  |  | 0.97 | Solar Inverter |  | Outside
SRP09721 | SUNPOWER | SPR-230-WHT-U | 230 | 32 | 110 | 25 |  | Solar | FIXED | Roof
SRP09721 | SMA AMERICA | SB7000US (240V) | 7000 | 1 |  |  | 0.97 | Solar Inverter |  | INDOOR
SRP09722 | SUNWIZE TECHNOLOGIES |  | 310 | 174 | 160 | 10 |  | Solar | FIXED | Roof
SRP09722 | FRONIUS USA |  | 10000 | 5 |  |  | 0.95 | Solar Inverter |  | Outside
SRP09725 | SUNPOWER | SPR-225-BLK-U | 225 | 27 | 200 | 30 |  | Solar | FIXED | Roof
SRP09725 | ENPHASE ENERGY | M200-32-240-S02 | 210 | 27 |  |  | 0.96 | Solar Inverter |  | OUTDOOR
SRP09726 | UNKNOWN | UNKNOWN | 250 | 28 | 157.8 | 20 |  | Solar | FIXED | Roof
SRP09726 | PV POWERED | PVP2500 | 2500 | 1 |  |  | 0.945 | Solar Inverter |  | INDOOR
SRP09726 | PV POWERED | PVP3500 | 3500 | 1 |  |  | 0.955 | Solar Inverter |  | INDOOR
SRP09727 | UNKNOWN | UNKNOWN | 250 | 38 | 226.2 | 20 |  | Solar | FIXED | Roof
SRP09727 | PV POWERED | PVP4800 | 4800 | 1 |  |  | 0.96 | Solar Inverter |  | Outside
SRP09727 | PV POWERED | PVP4800 | 4800 | 1 |  |  | 0.96 | Solar Inverter |  | Outside
SRP09729 | SCHUCO USA | MPE 190 MS 05 | 190 | 33 | 251 | 18 |  | Solar | FIXED | Roof
SRP09729 | SCHUCO USA | MPE 190 MS 05 | 190 | 44 | 155 | 20 |  | Solar | FIXED | Roof
SRP09729 | SCHUCO USA | SB6000U (240V) | 6000 | 1 |  |  | 0.97 | Solar Inverter |  | INDOOR
SRP09729 | SCHUCO USA | SB8000US (240V) | 8000 | 1 |  |  | 0.96 | Solar Inverter |  | INDOOR
SRP09730 | UNKNOWN | UNKNOWN | 250 | 30 | 165 | 30 |  | Solar | FIXED | Roof
SRP09730 | PV POWERED | PVP3000 | 3000 | 1 |  |  | 0.935 | Solar Inverter |  | Outside
SRP09730 | PV POWERED | PVP3500 | 3500 | 1 |  |  | 0.955 | Solar Inverter |  | Outside
SRP09733 | SHARP | ND-224U2 | 240 | 2604 | 180 | 25 |  | Solar | FIXED | Ground
SRP09733 | SATCON TECHNOLOGY | PVS-250 (480 V) | 250000 | 2 |  |  | 0.97 | Solar Inverter |  | OUTDOOR
SRP09734 | UNKNOWN | UNKNOWN | 250 | 31 | 120 | 30 |  | Solar | FIXED | Roof
SRP09734 | PV POWERED | PVP2500 | 2500 | 1 |  |  | 0.945 | Solar Inverter |  | OUTDOOR
SRP09734 | PV POWERED | PVP4800 | 4800 | 1 |  |  | 0.96 | Solar Inverter |  | OUTDOOR
SRP09735 | SHARP | ND-224UC1 | 240 | 1680 | 180 | 25 |  | Solar | FIXED | Roof
SRP09735 | SATCON TECHNOLOGY | PVS-75 (480 V) | 75000 | 1 |  |  | 0.97 | Solar Inverter |  | OUTDOOR
SRP09735 | SATCON TECHNOLOGY | PVS-250 (480 V) | 250000 | 1 |  |  | 0.97 | Solar Inverter |  | OUTDOOR
SRP09736 | ET SOLAR INDUSTRY | ET-P672295WW | 295 | 504 | 195 | 5 |  | Solar | FIXED | Roof
SRP09736 | POWER-ONE | PVI-10.0-I-OUTD-X-US-208-Y | 10000 | 3 |  |  | 0.978 | Solar Inverter |  | OUTDOOR
SRP09736 | POWER-ONE | PVI-12.0-I-OUTD-X-US-480-Y | 12000 | 8 |  |  | 0.978 | Solar Inverter |  | OUTDOOR
SRP09737 | SUNPOWER | SPR-230-WHT-U | 245 | 50 | 201 | 34 |  | Solar | FIXED | Roof
SRP09737 | SUNPOWER CORP (ORIGINAL MFRSMA) | SPR-3000M (240V) | 11400 | 1 |  |  | 0.962 | Solar Inverter |  | Inside
SRP09738 | CANADIAN SOLAR | CS6P-230 | 235 | 21 | 155 | 21 |  | Solar | FIXED | Roof
SRP09738 | ENPHASE ENERGY | M200-32-208-S01 | 215 | 21 |  |  | 0.96 | Solar Inverter |  | OUTDOOR
SRP09739 | SOLARWORLD | SW185MONO | 240 | 24 | 132 | 33 |  | Solar | FIXED | Roof
SRP09739 | SMA AMERICA | SB5000US (208V) | 5000 | 1 |  |  | 0.968 | Solar Inverter |  | INDOOR
SRP09741 | UNKNOWN | UNKNOWN | 250 | 18 | 218.2 | 22 |  | Solar | FIXED | Roof
SRP09741 | PV POWERED | PVP2000 | 2000 | 2 |  |  | 0.92 | Solar Inverter |  | INDOOR
SRP09742 | CHANGZHOU TRINA SOLAR ENERGY CO | TSM-185D | 240 | 39 | 233.5 | 15 |  | Solar | FIXED | Roof
SRP09742 | SMA AMERICA | SB7000US (277V) | 8000 | 1 |  |  | 0.965 | Solar Inverter |  | OUTDOOR
SRP09743 | UNKNOWN | UNKNOWN | 250 | 5 | 144.1 | 20 |  | Solar | FIXED | Roof
SRP09743 | UNKNOWN | UNKNOWN | 250 | 16 | 144.1 | 25 |  | Solar | FIXED | Roof
SRP09743 | UNKNOWN | UNKNOWN | 250 | 13 | 144.1 | 30 |  | Solar | FIXED | Roof
SRP09743 | PV POWERED | PVP2000 | 2000 | 1 |  |  | 0.92 | Solar Inverter |  | INDOOR
SRP09743 | PV POWERED | PVP3500 | 3500 | 1 |  |  | 0.955 | Solar Inverter |  | INDOOR
SRP09743 | SMA AMERICA | SB4000US (240V) | 4000 | 1 |  |  | 0.96 | Solar Inverter |  | INDOOR
SRP09744 | SUNPOWER | SPR-225-BLK-U | 245 | 50 | 126 | 18 |  | Solar | FIXED | Roof
SRP09744 | SUNPOWER CORP (ORIGINAL MFRSMA) | SPR-4000M (208V) | 4000 | 1 |  |  | 0.96 | Solar Inverter |  | OUTDOOR
SRP09744 | SUNPOWER CORP (ORIGINAL MFRSMA) | SPR-6000M (208V) | 6000 | 1 |  |  | 0.97 | Solar Inverter |  | OUTDOOR
SRP09745 | UNKNOWN | UNKNOWN | 250 | 23 | 168.8 | 30 |  | Solar | FIXED | Roof
SRP09745 | PV POWERED | PVP2500 | 2500 | 2 |  |  | 0.945 | Solar Inverter |  | INDOOR
SRP09746 | UNKNOWN | UNKNOWN | 250 | 38 | 171 | 35 |  | Solar | FIXED | Roof
SRP09746 | PV POWERED | PVP3500 | 3500 | 1 |  |  | 0.955 | Solar Inverter |  | INDOOR
SRP09746 | PV POWERED | PVP4800 | 4800 | 1 |  |  | 0.96 | Solar Inverter |  | INDOOR
SRP09747 | UNKNOWN | UNKNOWN | 250 | 33 | 194 | 29 |  | Solar | FIXED | Roof
SRP09747 | SMA AMERICA | SB7000US (208V) | 7000 | 1 |  |  | 0.97 | Solar Inverter |  | OUTDOOR
SRP09748 | UNKNOWN | UNKNOWN | 250 | 39 | 180 | 30 |  | Solar | FIXED | Ground
SRP09748 | SMA AMERICA | SB4000US (208V) | 4000 | 1 |  |  | 0.96 | Solar Inverter |  | OUTDOOR
SRP09748 | SMA AMERICA | SB6000US (208V) | 6000 | 1 |  |  | 0.97 | Solar Inverter |  | OUTDOOR
SRP09749 | SHARP | ND-220U2 | 235 | 16 | 98 | 15 |  | Solar | FIXED | Roof
SRP09749 | SHARP | ND-220U2 | 235 | 41 | 188 | 15 |  | Solar | FIXED | Roof
SRP09749 | ENPHASE ENERGY | M200-32-240-S02 | 215 | 57 |  |  | 0.963 | Solar Inverter |  | OUTDOOR
SRP09750 | SHARP | NT-188U1 | 235 | 6 | 260 | 30 |  | Solar | FIXED | Roof
SRP09750 | SHARP | NT-188U1 | 235 | 17 | 260 | 30 |  | Solar | FIXED | Roof
SRP09750 | SHARP | NT-188U1 | 235 | 11 | 170 | 35 |  | Solar | FIXED | Roof
SRP09750 | ENPHASE ENERGY | M200-32-240-S02 | 215 | 34 |  |  | 0.963 | Solar Inverter |  | OUTDOOR
SRP09751 | LDK SOLAR | LDK-250D-20 | 250 | 8921 | 149 | 20 |  | Solar | FIXED | Ground
SRP09751 | LDK SOLAR | LDK-255D-20 | 255 | 2337 | 149 | 20 |  | Solar | FIXED | Ground
SRP09751 | LDK SOLAR | LDK-260P-24 | 260 | 5278 | 149 | 20 |  | Solar | FIXED | Ground
SRP09751 | ADVANCED ENERGY INDUSTRIES | SOLARON 250KW (3159200-XXXX) | 250000 | 2 |  |  | 0.983 | Solar Inverter |  | OUTDOOR
SRP09751 | ADVANCED ENERGY INDUSTRIES | SOLARON 333KW (3159000-XXXX) | 333000 | 4 |  |  | 0.983 | Solar Inverter |  | OUTDOOR
SRP09751 | ADVANCED ENERGY INDUSTRIES | SOLARON 500 HE (3159502-XXXX) | 500000 | 3 |  |  | 0.986 | Solar Inverter |  | OUTDOOR
SRP09752 | LDK SOLAR | LDK-250D-20 | 250 | 325 | 149 | 20 |  | Solar | FIXED | Ground
SRP09752 | ADVANCED ENERGY INDUSTRIES | AE 100TX-208 | 75000 | 1 |  |  | 0.966 | Solar Inverter |  | OUTDOOR
SRP09753 | LDK SOLAR | LDK-250D-20 | 250 | 169 | 149 | 20 |  | Solar | FIXED | Ground
SRP09753 | PV POWERED | PVP35KW-480 | 35000 | 1 |  |  | 0.96 | Solar Inverter |  | OUTDOOR
SRP09754 | LDK SOLAR | LDK-250D-20 | 250 | 611 | 149 | 20 |  | Solar | FIXED | Ground
SRP09754 | ADVANCED ENERGY INDUSTRIES | AE 50TX-208 | 50000 | 1 |  |  | 0.972 | Solar Inverter |  | OUTDOOR
SRP09754 | ADVANCED ENERGY INDUSTRIES | AE 75TX-208 | 75000 | 1 |  |  | 0.966 | Solar Inverter |  | OUTDOOR
SRP09756 | UNKNOWN | UNKNOWN | 250 | 13 | 80.5 | 12 |  | Solar | FIXED | Roof
SRP09756 | UNKNOWN | UNKNOWN | 250 | 13 | 260.5 | 12 |  | Solar | FIXED | Roof
SRP09756 | SMA AMERICA | SB4000US (240V) | 4000 | 2 |  |  | 0.96 | Solar Inverter |  | OUTDOOR
SRP09757 | SUNPOWER | SPR-230-WHT-U | 230 | 24 | 205 | 30 |  | Solar | FIXED | Roof
SRP09757 | SUNPOWER CORP (ORIGINAL MFRSMA) | SPR-5000M (208V) | 5000 | 1 |  |  | 0.97 | Solar Inverter |  | Outside
SRP09758 | SUNTECH POWER | STP190-18/UB-1 | 190 | 44 | 121.8 | 34 |  | Solar | FIXED | Roof
SRP09758 | SMA AMERICA | SB7000US (240V) | 8000 | 1 |  |  | 0.965 | Solar Inverter |  | INDOOR
SRP09759 | CANADIAN SOLAR | CS6P-230 | 235 | 17 | 235 | 36 |  | Solar | FIXED | Roof
SRP09759 | ENPHASE ENERGY | M200-32-208-S01 | 215 | 17 |  |  | 0.96 | Solar Inverter |  | OUTDOOR
SRP09760 | REC SCANMODULE | SCM230 | 235 | 22 | 108 | 28 |  | Solar | FIXED | Roof
SRP09760 | SMA AMERICA | SB5000US (208V) | 5000 | 1 |  |  | 0.96 | Solar Inverter |  | OUTDOOR
SRP09762 | CANADIAN SOLAR | CS6P-230 | 235 | 26 | 212 | 36 |  | Solar | FIXED | Roof
SRP09762 | ENPHASE ENERGY | M200-32-208-S01 | 215 | 26 |  |  | 0.96 | Solar Inverter |  | OUTDOOR
SRP09763 | WEBEL SL ENERGY SYSTEMS | W1000-100 | 230 | 24 | 196.9 | 30 |  | Solar | FIXED | Roof
SRP09763 | WEBEL SL ENERGY SYSTEMS | W1000-100 | 230 | 8 | 196.9 | 33 |  | Solar | FIXED | Roof
SRP09763 | WEBEL SL ENERGY SYSTEMS | W1000-100 | 230 | 28 | 196.9 | 33 |  | Solar | FIXED | Roof
SRP09763 | MOTECH INDUSTRIES | PVMATE 5300U-PG (240V) | 6500 | 1 |  |  | 0.96 | Solar Inverter |  | Outside
SRP09763 | MOTECH INDUSTRIES | PVMATE 5300U-PG (240V) | 7500 | 1 |  |  | 0.96 | Solar Inverter |  | Outside
SRP09764 | CANADIAN SOLAR | CS6P-230 | 235 | 24 | 262 | 20 |  | Solar | FIXED | Roof
SRP09764 | ENPHASE ENERGY | M200-32-208-S01 | 215 | 24 |  |  | 0.96 | Solar Inverter |  | OUTDOOR
SRP09765 | CHANGZHOU TRINA SOLAR ENERGY CO | TSM-185D | 240 | 6 | 127 | 20 |  | Solar | FIXED | Roof
SRP09765 | CHANGZHOU TRINA SOLAR ENERGY CO | TSM-185D | 240 | 24 | 217 | 20 |  | Solar | FIXED | Roof
SRP09765 | ENPHASE ENERGY | M200-32-240-S02 | 215 | 30 |  |  | 0.96 | Solar Inverter |  | INDOOR
SRP09766 | CANADIAN SOLAR | CS6P-230 | 235 | 8 | 133 | 17 |  | Solar | FIXED | Roof
SRP09766 | CANADIAN SOLAR | CS6P-230 | 235 | 21 | 224 | 17 |  | Solar | FIXED | Roof
SRP09766 | ENPHASE ENERGY | M200-32-208-S01 | 215 | 29 |  |  | 0.96 | Solar Inverter |  | OUTDOOR
SRP09767 | UNKNOWN | UNKNOWN | 255 | 16 | 220 | 23 |  | Solar | FIXED | Roof
SRP09767 | FRONIUS USA | IG 4000 | 4000 | 1 |  |  | 0.955 | Solar Inverter |  | OUTDOOR
SRP09768 | REC SCANMODULE | SCM230 | 235 | 22 | 103 | 34 |  | Solar | FIXED | Roof
SRP09768 | SMA AMERICA | SB5000US (240V) | 5000 | 1 |  |  | 0.968 | Solar Inverter |  | OUTDOOR
SRP09769 | CHANGZHOU TRINA SOLAR ENERGY CO | TSM-185D | 240 | 24 | 223 | 18 |  | Solar | FIXED | Roof
SRP09769 | SMA AMERICA | SB5000US (208V) | 5000 | 1 |  |  | 0.968 | Solar Inverter |  | OUTDOOR
SRP09770 | CHANGZHOU TRINA SOLAR ENERGY CO | TSM-185D | 240 | 33 | 187 | 30 |  | Solar | FIXED | Roof
SRP09770 | SMA AMERICA | SB7000US (208V) | 7000 | 1 |  |  | 0.971 | Solar Inverter |  | OUTDOOR
SRP09771 | CHANGZHOU TRINA SOLAR ENERGY CO | TSM-185D | 240 | 33 | 169.7 | 29 |  | Solar | FIXED | Roof
SRP09771 | SMA AMERICA | SB7000US (208V) | 7000 | 1 |  |  | 0.969 | Solar Inverter |  | OUTDOOR
SRP09772 | SUNPOWER | SPR-230-WHT-U | 230 | 50 | 115 | 34 |  | Solar | FIXED | Roof
SRP09772 | SUNPOWER CORP (ORIGINAL MFRFRONIUS) | SPR 12000F (208V) | 11400 | 1 |  |  | 0.962 | Solar Inverter |  | OUTDOOR
SRP09775 | CHANGZHOU TRINA SOLAR ENERGY CO | TSM-185D | 235 | 42 | 210 | 31 |  | Solar | FIXED | Roof
SRP09775 | SMA AMERICA | SB7000US (240V) | 8000 | 1 |  |  | 0.963 | Solar Inverter |  | Outside
SRP09777 | MATRIX SOLAR/PHOTOWATT | PW1650-175 | 255 | 18 | 160 | 25 |  | Solar | FIXED | Roof
SRP09777 | POWER-ONE | PVI-3600-US (240V) | 3800 | 1 |  |  | 0.965 | Solar Inverter |  | OUTDOOR
SRP09778 | YINGLI ENERGY (CHINA) | YL235P-29B | 235 | 30 | 153 | 12 |  | Solar | FIXED | Roof
SRP09778 | POWER-ONE | PVI-3.0-OUTD-S-US (240 V) | 3000 | 2 |  |  | 0.96 | Solar Inverter |  | OUTDOOR
SRP09779 | CHANGZHOU TRINA SOLAR ENERGY CO | TSM-185D | 230 | 7 | 239 | 25 |  | Solar | FIXED | Roof
SRP09779 | CHANGZHOU TRINA SOLAR ENERGY CO | TSM-185D | 230 | 23 | 185 | 32 |  | Solar | FIXED | Roof
SRP09779 | ENPHASE ENERGY | M200-32-240-S02 | 215 | 30 |  |  | 0.96 | Solar Inverter |  | OUTDOOR
SRP09781 | CHANGZHOU TRINA SOLAR ENERGY CO | TSM-185D | 240 | 30 | 110 | 18 |  | Solar | FIXED | Roof
SRP09781 | SMA AMERICA | SB7000US (208V) | 7000 | 1 |  |  | 0.969 | Solar Inverter |  | OUTDOOR
SRP09783 | ET SOLAR INDUSTRY | ET-P672275 | 275 | 12 | 260 | 29 |  | Solar | FIXED | Roof
SRP09783 | ET SOLAR INDUSTRY | ET-P672275 | 275 | 22 | 170 | 38 |  | Solar | FIXED | Roof
SRP09783 | FRONIUS USA | IG 4000 | 4000 | 1 |  |  | 0.952 | Solar Inverter |  | INDOOR
SRP09783 | SMA AMERICA | SB5000US (240V) | 5000 | 1 |  |  | 0.968 | Solar Inverter |  | INDOOR
SRP09785 | BAODING YINGLI NEW ENERGY RESOURCES CO | YL175(156) | 240 | 1652 | 206 | 5 |  | Solar | FIXED | Roof
SRP09785 | ADVANCED ENERGY INDUSTRIES | 3159000-104 | 333000 | 1 |  |  | 0.98 | Solar Inverter |  | OUTDOOR
SRP09787 | SUNTECH POWER | STP210S-18/UB-1 | 285 | 3124 | 180 | 15 |  | Solar | FIXED | Ground
SRP09787 | SATCON TECHNOLOGY | PVS-375 (480 V) | 375000 | 2 |  |  | 0.958 | Solar Inverter |  | OUTDOOR
SRP09788 | MATRIX SOLAR/PHOTOWATT | PW1000-100 | 235 | 54 | 212 | 27 |  | Solar | FIXED | Roof
SRP09788 | ENPHASE ENERGY | M200-32-240-S02 | 215 | 54 |  |  | 0.96 | Solar Inverter |  | OUTDOOR
SRP09789 | CANADIAN SOLAR | CS6P-230 | 235 | 28 | 177 | 17 |  | Solar | FIXED | Roof
SRP09789 | SMA AMERICA | SB6000U (240V) | 6000 | 1 |  |  | 0.96 | Solar Inverter |  | OUTDOOR
SRP09791 | ET SOLAR INDUSTRY | ET-P672280 | 275 | 36 | 182 | 30 |  | Solar | FIXED | Roof
SRP09791 | FRONIUS USA |  | 10000 | 1 |  |  | 0.962 | Solar Inverter |  | OUTDOOR
SRP09794 | SUNPOWER | SPR-315E-WHT-U | 435 | 60 | 69 | 3 |  | Solar | FIXED | Roof
SRP09794 | SUNPOWER | SPR-315E-WHT-U | 435 | 84 | 238 | 3 |  | Solar | FIXED | Roof
SRP09794 | SUNPOWER CORP (ORIGINAL MFRFRONIUS) | SPR 12000F (240V) | 9995 | 1 |  |  | 0.96 | Solar Inverter |  | OUTDOOR
SRP09794 | SUNPOWER CORP (ORIGINAL MFRFRONIUS) | SPR 12000F (240V) | 12000 | 4 |  |  | 0.96 | Solar Inverter |  | OUTDOOR
SRP09795 | UNKNOWN | UNKNOWN | 250 | 24 | 112.5 | 18 |  | Solar | FIXED | Roof
SRP09795 | SMA AMERICA | SB6000US (240V) | 6000 | 1 |  |  | 0.97 | Solar Inverter |  | OUTDOOR
SRP09796 | UNKNOWN | UNKNOWN | 250 | 14 | 84.5 | 18 |  | Solar | FIXED | Roof
SRP09796 | UNKNOWN | UNKNOWN | 250 | 15 | 264.5 | 18 |  | Solar | FIXED | Roof
SRP09796 | UNKNOWN | UNKNOWN | 250 | 20 | 174.5 | 25 |  | Solar | FIXED | Roof
SRP09796 | UNKNOWN | UNKNOWN | 250 | 15 | 264.5 | 32 |  | Solar | FIXED | Roof
SRP09796 | PV POWERED | PVP2000 | 2000 | 2 |  |  | 0.92 | Solar Inverter |  | INDOOR
SRP09796 | PV POWERED | PVP2500 | 2500 | 2 |  |  | 0.945 | Solar Inverter |  | INDOOR
SRP09796 | PV POWERED | PVP3000 | 3000 | 1 |  |  | 0.935 | Solar Inverter |  | Inside
SRP09796 | PV POWERED | PVP4800 | 4800 | 1 |  |  | 0.96 | Solar Inverter |  | INDOOR
SRP09797 | UNKNOWN | UNKNOWN | 250 | 32 | 197 | 25 |  | Solar | FIXED | Roof
SRP09797 | PV POWERED | PVP2500 | 2500 | 1 |  |  | 0.945 | Solar Inverter |  | INDOOR
SRP09797 | PV POWERED | PVP4800 | 4800 | 1 |  |  | 0.96 | Solar Inverter |  | INDOOR
SRP09800 | YINGLI ENERGY (CHINA) | YL235P-29B | 235 | 1484 | 217 | 10 |  | Solar | FIXED | Roof
SRP09800 | YINGLI ENERGY (CHINA) | YL235P-29B | 235 | 6314 | 217 | 20 |  | Solar | FIXED | Roof
SRP09800 | YINGLI ENERGY (CHINA) | YL235P-29B | 235 | 4760 | 163 | 27 |  | Solar | FIXED | Roof
SRP09800 | YINGLI ENERGY (CHINA) | YL235P-29B | 235 | 2702 | 217 | 27 |  | Solar | FIXED | Roof
SRP09800 | YINGLI ENERGY (CHINA) | YL255C-30B | 255 | 1806 | 163 | 27 |  | Solar | FIXED | Roof
SRP09800 | YINGLI ENERGY (CHINA) | YL280P-35B | 280 | 529 | 36 | 1 |  | Solar | FIXED | Roof
SRP09800 | YINGLI ENERGY (CHINA) | YL280P-35B | 280 | 979 | 308 | 1 |  | Solar | FIXED | Roof
SRP09800 | YINGLI ENERGY (CHINA) | YL280P-35B | 280 | 1144 | 128 | 15 |  | Solar | FIXED | Roof
SRP09800 | YINGLI ENERGY (CHINA) | YL280P-35B | 280 | 626 | 216 | 15 |  | Solar | FIXED | Roof
SRP09800 | SMA AMERICA | SC500HE-US-MV (W/ COOPER XFMR) | 500000 | 2 |  |  | 0.986 | Solar Inverter |  | OUTDOOR
SRP09800 | SMA AMERICA | SC500HE-US-MV (W/ COOPER XFMR) | 500000 | 8 |  |  | 0.986 | Solar Inverter |  | OUTDOOR
SRP09801 | CHANGZHOU TRINA SOLAR ENERGY CO | TSM-185D | 240 | 24 | 181 | 28 |  | Solar | FIXED | Roof
SRP09801 | POWER-ONE | PVI-5000-OUTD-US (240 V) | 5000 | 1 |  |  | 0.96 | Solar Inverter |  | Inside
SRP09802 | CHANGZHOU TRINA SOLAR ENERGY CO | TSM-185D | 240 | 28 | 123 | 25 |  | Solar | FIXED | Roof
SRP09802 | POWER-ONE | PVI-6000-OUTD-US (240 V) | 6000 | 1 |  |  | 0.96 | Solar Inverter |  | OUTDOOR
SRP09803 | CHANGZHOU TRINA SOLAR ENERGY CO | TSM-185D | 240 | 21 | 120 | 23 |  | Solar | FIXED | Roof
SRP09803 | POWER-ONE | PVI-CENTRAL-50-US (480 V) | 4200 | 1 |  |  | 0.96 | Solar Inverter |  | OUTDOOR
SRP09804 | UNKNOWN | UNKNOWN | 245 | 8 | 135 | 32 |  | Solar | FIXED | Roof
SRP09804 | UNKNOWN | UNKNOWN | 245 | 20 | 220 | 40 |  | Solar | FIXED | Roof
SRP09804 | POWER-ONE | PVI-3000-I-OUTD-US | 3000 | 1 |  |  | 0.96 | Solar Inverter |  | Outside
SRP09804 | POWER-ONE | PVI-5000-OUTD-US (240 V) | 4200 | 1 |  |  | 0.96 | Solar Inverter |  | OUTDOOR
SRP09805 | LG ELECTRONICS SOLAR CELL DIVISION | LG255S1C-G2 | 255 | 4459 | 167 | 10 |  | Solar | FIXED | Roof
SRP09805 | PV POWERED | PVP35KW-480 | 35000 | 1 |  |  | 0.96 | Solar Inverter |  | OUTDOOR
SRP09805 | PV POWERED | PVP260KW | 260000 | 3 |  |  | 0.97 | Solar Inverter |  | OUTDOOR
SRP09806 | SUNTECH POWER | STP180S-24/AB-1 | 185 | 7 | 109 | 10 |  | Solar | FIXED | Roof
SRP09806 | SUNTECH POWER | STP180S-24/AB-1 | 185 | 31 | 199 | 32 |  | Solar | FIXED | Roof
SRP09806 | ENPHASE ENERGY | M200-32-240-S02 | 190 | 20 |  |  | 0.96 | Solar Inverter |  | OUTDOOR
SRP09806 | ENPHASE ENERGY | M200-32-240-S02 | 380 | 9 |  |  | 0.96 | Solar Inverter |  | OUTDOOR
SRP09807 | SUNTECH POWER | STP210S-18/UB-1 | 240 | 37 | 132 | 30.3 |  | Solar | FIXED | Roof
SRP09807 | ENPHASE ENERGY | M200-32-240-S02 | 215 | 11 |  |  | 0.96 | Solar Inverter |  | OUTDOOR
SRP09807 | ENPHASE ENERGY | M200-32-240-S02 | 215 | 26 |  |  | 0.96 | Solar Inverter |  | OUTDOOR
SRP09808 | SUNTECH POWER | STP210S-18/UB-1 | 240 | 48 | 146 | 27 |  | Solar | FIXED | Roof
SRP09808 | SUNTECH POWER | STP210S-18/UB-1 | 240 | 3 | 146 | 32 |  | Solar | FIXED | Roof
SRP09808 | SUNTECH POWER | STP210S-18/UB-1 | 240 | 17 | 236 | 37 |  | Solar | FIXED | Roof
SRP09808 | SUNTECH POWER | STP210S-18/UB-1 | 240 | 8 | 236 | 42 |  | Solar | FIXED | Roof
SRP09808 | ENPHASE ENERGY | M200-32-240-S02 | 215 | 11 |  |  | 0.96 | Solar Inverter |  | OUTDOOR
SRP09808 | ENPHASE ENERGY | M200-32-240-S02 | 215 | 65 |  |  | 0.96 | Solar Inverter |  | OUTDOOR
SRP09809 | CHANGZHOU TRINA SOLAR ENERGY CO | TSM-185D | 240 | 28 | 144 | 22 |  | Solar | FIXED | Roof
SRP09809 | CHANGZHOU TRINA SOLAR ENERGY CO | TSM-185D | 240 | 27 | 234 | 24 |  | Solar | FIXED | Roof
SRP09809 | POWER-ONE | PVI-6000-OUTD-US (240 V) | 6000 | 2 |  |  | 0.96 | Solar Inverter |  | OUTDOOR
SRP09810 | BAODING YINGLI NEW ENERGY RESOURCES CO | YL175(156) | 240 | 38 | 260 | 35 |  | Solar | FIXED | Roof
SRP09810 | ENPHASE ENERGY | M200-32-240-S02 | 215 | 38 |  |  | 0.963 | Solar Inverter |  | OUTDOOR
SRP09811 | SHANGHAI SOLAR ENERGY S&T | S-180C | 250 | 31 | 127.6 | 32 |  | Solar | FIXED | Roof
SRP09811 | PV POWERED | PVP2500 | 2500 | 1 |  |  | 0.945 | Solar Inverter |  | INDOOR
SRP09811 | PV POWERED | PVP4800 | 4800 | 1 |  |  | 0.96 | Solar Inverter |  | INDOOR
SRP09812 | YINGLI ENERGY (CHINA) | YL235P-29B | 235 | 27 | 210 | 30 |  | Solar | FIXED | Roof
SRP09812 | POWER-ONE | PVI-6000-OUTD-US (240 V) | 6000 | 1 |  |  | 0.965 | Solar Inverter |  | OUTDOOR
SRP09813 | UNKNOWN | UNKNOWN | 250 | 20 | 94.1 | 25 |  | Solar | FIXED | Roof
SRP09813 | UNKNOWN | UNKNOWN | 250 | 16 | 184.1 | 36 |  | Solar | FIXED | Roof
SRP09813 | PV POWERED | PVP4800 | 3500 | 1 |  |  | 0.955 | Solar Inverter |  | INDOOR
SRP09813 | PV POWERED | PVP4800 | 4800 | 1 |  |  | 0.96 | Solar Inverter |  | INDOOR
SRP09814 | UNKNOWN | UNKNOWN | 255 | 11 | 108 | 23 |  | Solar | FIXED | Roof
SRP09814 | UNKNOWN | UNKNOWN | 255 | 13 | 198 | 25 |  | Solar | FIXED | Roof
SRP09814 | SMA AMERICA | SWR2500U (240V) | 2500 | 1 |  |  | 0.965 | Solar Inverter |  | OUTDOOR
SRP09814 | SMA AMERICA | SB4000US (240V) | 4000 | 1 |  |  | 0.965 | Solar Inverter |  | OUTDOOR
SRP09815 | UNKNOWN | UNKNOWN | 250 | 18 | 178.7 | 25 |  | Solar | FIXED | Roof
SRP09815 | UNKNOWN | UNKNOWN | 250 | 8 | 268.7 | 25 |  | Solar | FIXED | Roof
SRP09815 | PV POWERED | PVP2000 | 2000 | 1 |  |  | 0.92 | Solar Inverter |  | INDOOR
SRP09815 | PV POWERED | PVP4800 | 4800 | 1 |  |  | 0.96 | Solar Inverter |  | INDOOR
SRP09816 | CANADIAN SOLAR | CS6P-230 | 255 | 18 | 195 | 30 |  | Solar | FIXED | Roof
SRP09816 | SMA AMERICA | SB5000US (240V) | 5000 | 1 |  |  | 0.965 | Solar Inverter |  | OUTDOOR
SRP09817 | NINGBO SOLAR ELECTRIC POWER | TDB125X125-72-P 175W | 240 | 80 | 172 | 29 |  | Solar | FIXED | Roof
SRP09817 | SMA AMERICA | SB6000U (240V) | 7500 | 1 |  |  | 0.969 | Solar Inverter |  | OUTDOOR
SRP09817 | SMA AMERICA | SB6000U (240V) | 7500 | 2 |  |  | 0.969 | Solar Inverter |  | OUTDOOR
SRP09818 | SOLARWORLD | SW185MONO | 255 | 5 | 115 | 19 |  | Solar | FIXED | Roof
SRP09818 | SOLARWORLD | SW185MONO | 255 | 16 | 205 | 20 |  | Solar | FIXED | Roof
SRP09818 | SOLARWORLD | SW185MONO | 255 | 15 | 115 | 22 |  | Solar | FIXED | Roof
SRP09818 | ENPHASE ENERGY | M200-32-240-S02 | 215 | 36 |  |  | 0.963 | Solar Inverter |  | OUTDOOR
SRP09819 | SANYO ELECTRIC | HIP-H552BA2 | 225 | 5 | 90 | 23 |  | Solar | FIXED | Roof
SRP09819 | SANYO ELECTRIC | HIP-205BA5 | 225 | 15 | 180 | 23 |  | Solar | FIXED | Roof
SRP09819 | ENPHASE ENERGY | M200-32-208-S01 | 210 | 20 |  |  | 0.96 | Solar Inverter |  | OUTDOOR
SRP09820 | CANADIAN SOLAR | CS6P-230 | 240 | 26 | 150 | 22 |  | Solar | FIXED | Roof
SRP09820 | ENPHASE ENERGY | M200-32-240-S02 | 215 | 26 |  |  | 0.96 | Solar Inverter |  | INDOOR
SRP09821 | CHANGZHOU TRINA SOLAR ENERGY CO | TSM-185D | 235 | 12 | 207 | 18 |  | Solar | FIXED | Roof
SRP09821 | CHANGZHOU TRINA SOLAR ENERGY CO | TSM-185D | 235 | 12 | 117 | 34 |  | Solar | FIXED | Roof
SRP09821 | SMA AMERICA | SB3000US (240V) | 2500 | 2 |  |  | 0.96 | Solar Inverter |  | INDOOR
SRP09822 | CANADIAN SOLAR | CS6P-230 | 240 | 54 | 155 | 34 |  | Solar | FIXED | Roof
SRP09822 | SOLECTRIA RENEWABLES | PVI 5300 (208V) | 5300 | 1 |  |  | 0.97 | Solar Inverter |  | Inside
SRP09822 | SOLECTRIA RENEWABLES | PVI 5300-P (240V) | 6500 | 1 |  |  | 0.97 | Solar Inverter |  | Inside
SRP09823 | YINGLI ENERGY (CHINA) | YL260C-30B | 260 | 16 | 111 | 25 |  | Solar | FIXED | Roof
SRP09823 | YINGLI ENERGY (CHINA) | YL260C-30B | 260 | 24 | 291 | 25 |  | Solar | FIXED | Roof
SRP09823 | ENPHASE ENERGY | M215-60-2LL-S2X | 215 | 40 |  |  | 0.963 | Solar Inverter |  | OUTDOOR
SRP09824 | MATRIX SOLAR/PHOTOWATT | PW1000-100 | 235 | 156 | 180 | 25 |  | Solar | FIXED | Ground
SRP09824 | FRONIUS USA |  | 11400 | 1 |  |  | 0.95 | Solar Inverter |  | OUTDOOR
SRP09824 | FRONIUS USA |  | 11400 | 1 |  |  | 0.95 | Solar Inverter |  | OUTDOOR
SRP09824 | FRONIUS USA |  | 11400 | 1 |  |  | 0.95 | Solar Inverter |  | OUTDOOR
SRP09826 | YINGLI ENERGY (CHINA) | YL260C-30B | 260 | 28 | 201 | 30 |  | Solar | FIXED | Roof
SRP09826 | ENPHASE ENERGY | M215-60-2LL-S2X | 215 | 28 |  |  | 0.963 | Solar Inverter |  | OUTDOOR
SRP09827 | SUNPOWER | SPR-225-BLK-U | 225 | 36 | 102 | 25 |  | Solar | FIXED | Roof
SRP09827 | SUNPOWER CORP (ORIGINAL MFRSMA) | SPR-7000M (240V) | 8000 | 1 |  |  | 0.97 | Solar Inverter |  | OUTDOOR
SRP09828 | MATRIX SOLAR/PHOTOWATT | PW1650-175 | 240 | 4 | 52 | 5 |  | Solar | FIXED | Roof
SRP09828 | MATRIX SOLAR/PHOTOWATT | PW1650-175 | 240 | 2 | 232 | 27 |  | Solar | FIXED | Roof
SRP09828 | MATRIX SOLAR/PHOTOWATT | PW1650-175 | 240 | 8 | 142 | 36 |  | Solar | FIXED | Roof
SRP09828 | ENPHASE ENERGY | M200-32-240-S02 | 215 | 14 |  |  | 0.963 | Solar Inverter |  | OUTDOOR
SRP09829 | REC SCANMODULE | SCM230 | 235 | 11 | 135 | 34 |  | Solar | FIXED | Roof
SRP09829 | REC SCANMODULE | SCM230 | 235 | 8 | 225 | 34 |  | Solar | FIXED | Roof
SRP09829 | SMA AMERICA | SB3000US (240V) | 3000 | 1 |  |  | 0.965 | Solar Inverter |  | INDOOR
SRP09829 | SMA AMERICA | SB3000US (240V) | 3000 | 1 |  |  | 0.965 | Solar Inverter |  | INDOOR
SRP09831 | SUNPOWER | SPR-290-WHT-U | 230 | 14 | 144 | 22 |  | Solar | FIXED | Roof
SRP09831 | SUNPOWER | SPR-230-WHT-U | 230 | 27 | 144 | 25 |  | Solar | FIXED | Roof
SRP09831 | SUNPOWER | SPR-230-WHT-U | 230 | 27 | 233 | 25 |  | Solar | FIXED | Roof
SRP09831 | SUNPOWER CORP (ORIGINAL MFRSMA) | SPR-3000M (240V) | 3300 | 1 |  |  | 0.962 | Solar Inverter |  | INDOOR
SRP09831 | SUNPOWER CORP (ORIGINAL MFRFRONIUS) | SPR 12000F (240V) | 11400 | 1 |  |  | 0.962 | Solar Inverter |  | INDOOR
SRP09832 | SUNPOWER | SPR-230-WHT-U | 240 | 12 | 187 | 10 |  | Solar | FIXED | Roof
SRP09832 | SUNPOWER | SPR-230-WHT-U | 240 | 12 | 187 | 19 |  | Solar | FIXED | Roof
SRP09832 | SUNPOWER | SPR-230-WHT-U | 240 | 20 | 97 | 27 |  | Solar | FIXED | Roof
SRP09832 | SUNPOWER CORP (ORIGINAL MFRSMA) | SPR-3000M (240V) | 3000 | 2 |  |  | 0.966 | Solar Inverter |  | INDOOR
SRP09832 | SUNPOWER CORP (ORIGINAL MFRSMA) | SPR-4000M (240V) | 4000 | 1 |  |  | 0.968 | Solar Inverter |  | INDOOR
SRP09833 | CHANGZHOU TRINA SOLAR ENERGY CO | TSM-185D | 235 | 12 | 239 | 25 |  | Solar | FIXED | Roof
SRP09833 | CHANGZHOU TRINA SOLAR ENERGY CO | TSM-185D | 235 | 10 | 149 | 33 |  | Solar | FIXED | Roof
SRP09833 | ENPHASE ENERGY | M200-32-208-S01 | 215 | 22 |  |  | 0.963 | Solar Inverter |  | OUTDOOR
SRP09834 | SUNPOWER | SPR-230-WHT-U | 240 | 32 | 155 | 30 |  | Solar | FIXED | Roof
SRP09834 | SUNPOWER | SPR-230-WHT-U | 240 | 18 | 155 | 47 |  | Solar | FIXED | Roof
SRP09834 | SUNPOWER CORP (ORIGINAL MFRSMA) | SPR-4000M (240V) | 4000 | 1 |  |  | 0.968 | Solar Inverter |  | INDOOR
SRP09834 | SUNPOWER CORP (ORIGINAL MFRSMA) | SPR-7000M (240V) | 7000 | 1 |  |  | 0.971 | Solar Inverter |  | INDOOR
SRP09837 | CANADIAN SOLAR | CS6P-230 | 235 | 12 | 218 | 32 |  | Solar | FIXED | Roof
SRP09837 | ENPHASE ENERGY | M200-32-240-S02 | 215 | 12 |  |  | 0.96 | Solar Inverter |  | OUTDOOR
SRP09839 | CANADIAN SOLAR | CS6P-230 | 235 | 24 | 217 | 25 |  | Solar | FIXED | Roof
SRP09839 | ENPHASE ENERGY | M200-32-240-S02 | 215 | 24 |  |  | 0.96 | Solar Inverter |  | OUTDOOR
SRP09840 | CANADIAN SOLAR | CS6P-230 | 235 | 12 | 220 | 15 |  | Solar | FIXED | Roof
SRP09840 | CANADIAN SOLAR | CS6P-230 | 235 | 12 | 129 | 16 |  | Solar | FIXED | Roof
SRP09840 | ENPHASE ENERGY | M200-32-240-S02 | 215 | 24 |  |  | 0.96 | Solar Inverter |  | OUTDOOR
SRP09841 | CANADIAN SOLAR | CS6P-230 | 235 | 12 | 212 | 16 |  | Solar | FIXED | Roof
SRP09841 | CANADIAN SOLAR | CS6P-230 | 235 | 14 | 212 | 21 |  | Solar | FIXED | Roof
SRP09841 | ENPHASE ENERGY | M200-32-240-S01 | 215 | 26 |  |  | 0.96 | Solar Inverter |  | OUTDOOR
SRP09842 | ASTROPOWER | AP-100 | 230 | 2464 | 180 | 32 |  | Solar | FIXED | Ground
SRP09842 | PV POWERED | PVP2000 | 260000 | 2 |  |  | 0.977 | Solar Inverter |  | OUTDOOR
SRP09843 | CANADIAN SOLAR | CS6P-230 | 235 | 8 | 204 | 30 |  | Solar | FIXED | Roof
SRP09843 | ENPHASE ENERGY | M200-32-240-S02 | 215 | 8 |  |  | 0.96 | Solar Inverter |  | OUTDOOR
SRP09844 | CANADIAN SOLAR | CS6P-230 | 235 | 16 | 126 | 30 |  | Solar | FIXED | Roof
SRP09844 | CANADIAN SOLAR | CS6P-230 | 235 | 10 | 126 | 31 |  | Solar | FIXED | Roof
SRP09844 | ENPHASE ENERGY | M200-32-240-S02 | 190 | 26 |  |  | 0.95 | Solar Inverter |  | OUTDOOR
SRP09845 | MATRIX SOLAR/PHOTOWATT | PW1650-175 | 245 | 19 | 173 | 26 |  | Solar | FIXED | Roof
SRP09845 | POWER-ONE | PVI-5000-OUTD-US (208 V) | 4200 | 1 |  |  | 0.96 | Solar Inverter |  | OUTDOOR
SRP09846 | CANADIAN SOLAR | CS6P-230 | 235 | 24 | 170 | 32 |  | Solar | FIXED | Roof
SRP09846 | ENPHASE ENERGY | M200-32-240-S02 | 215 | 24 |  |  | 0.96 | Solar Inverter |  | OUTDOOR
SRP09847 | SUNPOWER | SPR-230-WHT-U | 245 | 40 | 128 | 20 |  | Solar | FIXED | Roof
SRP09847 | SUNPOWER CORP (ORIGINAL MFRSMA) | SPR-5000M (240V) | 5000 | 2 |  |  | 0.97 | Solar Inverter |  | INDOOR
SRP09848 | CHANGZHOU TRINA SOLAR ENERGY CO | TSM-185D | 240 | 23 | 193 | 22 |  | Solar | FIXED | Roof
SRP09848 | POWER-ONE | PVI-5000-OUTD-US (240 V) | 5000 | 1 |  |  | 0.96 | Solar Inverter |  | OUTDOOR
SRP09849 | REC SCANMODULE | SCM230 | 235 | 44 | 180 | 30 |  | Solar | FIXED | Ground
SRP09849 | FRONIUS USA |  | 10000 | 1 |  |  | 0.955 | Solar Inverter |  | INDOOR
SRP09851 | CHANGZHOU TRINA SOLAR ENERGY CO | TSM-185D | 240 | 23 | 218 | 22 |  | Solar | FIXED | Roof
SRP09851 | POWER-ONE | PVI-5000-OUTD-US (240 V) | 5000 | 1 |  |  | 0.96 | Solar Inverter |  | OUTDOOR
SRP09852 | BAODING YINGLI NEW ENERGY RESOURCES CO | 110(17)P1447X663 | 235 | 13 | 172 | 21 |  | Solar | FIXED | Roof
SRP09852 | SMA AMERICA | SB3800U (240V) | 3800 | 1 |  |  | 0.96 | Solar Inverter |  | INDOOR
SRP09853 | WEBEL SL ENERGY SYSTEMS | W1000-100 | 235 | 9 | 50 | 22.6 |  | Solar | FIXED | Roof
SRP09853 | WEBEL SL ENERGY SYSTEMS | W1000-100 | 235 | 16 | 50 | 22.6 |  | Solar | FIXED | Roof
SRP09853 | WEBEL SL ENERGY SYSTEMS | W1000-100 | 235 | 9 | 230 | 22.6 |  | Solar | FIXED | Roof
SRP09853 | WEBEL SL ENERGY SYSTEMS | W900-90 | 235 | 16 | 230 | 22.6 |  | Solar | FIXED | Roof
SRP09853 | ENPHASE ENERGY | M200-32-208-S01 | 190 | 50 |  |  | 0.955 | Solar Inverter |  | OUTDOOR
SRP09854 | CHANGZHOU TRINA SOLAR ENERGY CO | TSM-180D | 240 | 45 | 220 | 18 |  | Solar | FIXED | Roof
SRP09854 | POWER-ONE | PVI-5000-OUTD-US (208 V) | 4200 | 1 |  |  | 0.96 | Solar Inverter |  | OUTDOOR
SRP09854 | POWER-ONE | PVI-5000-OUTD-US (240 V) | 5000 | 1 |  |  | 0.96 | Solar Inverter |  | OUTDOOR
SRP09855 | MATRIX SOLAR/PHOTOWATT | PW1000-100 | 245 | 12 | 191 | 38 |  | Solar | FIXED | Roof
SRP09855 | POWER-ONE | PVI-3000-I-OUTD-US-F (240V) | 3000 | 1 |  |  | 0.96 | Solar Inverter |  | OUTDOOR
SRP09856 | CHANGZHOU TRINA SOLAR ENERGY CO | TSM-185D | 240 | 16 | 200 | 22 |  | Solar | FIXED | Roof
SRP09856 | POWER-ONE | PVI-3600-OUTD-US-F (240V) | 3600 | 1 |  |  | 0.96 | Solar Inverter |  | OUTDOOR
SRP09857 | TRINA SOLAR | TSM-245PA05 | 245 | 182 | 167 | 20 |  | Solar | FIXED | Pole
SRP09857 | CHANGZHOU TRINA SOLAR ENERGY CO | TSM-185D | 245 | 644 | 205 | 20 |  | Solar | FIXED
SRP09857 | SATCON TECHNOLOGY | PVS-30 (240 V) | 30000 | 1 |  |  | 0.97 | Solar Inverter |  | OUTDOOR
SRP09857 | SATCON TECHNOLOGY | PVS-135 (240 V) | 135000 | 1 |  |  | 0.97 | Solar Inverter |  | OUTDOOR
SRP09858 | CHANGZHOU TRINA SOLAR ENERGY CO | TSM-185D | 235 | 36 | 93 | 30 |  | Solar | FIXED | Roof
SRP09858 | CHANGZHOU TRINA SOLAR ENERGY CO | TSM-185D | 235 | 14 | 273 | 30 |  | Solar | FIXED | Roof
SRP09858 | SMA AMERICA | SB3000US (240V) | 3000 | 1 |  |  | 0.96 | Solar Inverter |  | OUTDOOR
SRP09858 | SMA AMERICA | SB7000US (240V) | 7000 | 1 |  |  | 0.969 | Solar Inverter |  | OUTDOOR
SRP09859 | TRINA SOLAR | TSM-245PA05.05 | 245 | 420 | 205 | 20 |  | Solar | FIXED | Roof
SRP09859 | SATCON TECHNOLOGY | PVS-75 (208 V) | 75000 | 1 |  |  | 0.96 | Solar Inverter |  | Outside
SRP09860 | ET SOLAR INDUSTRY | ET-P654185 | 185 | 30 | 220 | 21 |  | Solar | FIXED | Roof
SRP09860 | POWER-ONE | PVI-5000-OUTD-US (240 V) | 5000 | 1 |  |  | 0.97 | Solar Inverter |  | Inside
SRP09861 | CHANGZHOU TRINA SOLAR ENERGY CO | TSM-185D | 240 | 27 | 171 | 18 |  | Solar | FIXED | Roof
SRP09861 | POWER-ONE | PVI-6000-OUTD-US (240 V) | 6000 | 1 |  |  | 0.96 | Solar Inverter |  | OUTDOOR
SRP09862 | CHANGZHOU TRINA SOLAR ENERGY CO | TSM-185D | 240 | 23 | 170 | 26 |  | Solar | FIXED | Roof
SRP09862 | POWER-ONE | PVI-5000-OUTD-US (240 V) | 5000 | 1 |  |  | 0.96 | Solar Inverter |  | Inside
SRP09863 | CHANGZHOU TRINA SOLAR ENERGY CO | TSM-185D | 240 | 10 | 121 | 18 |  | Solar | FIXED | Roof
SRP09863 | CHANGZHOU TRINA SOLAR ENERGY CO | TSM-185D | 240 | 20 | 211 | 18 |  | Solar | FIXED | Roof
SRP09863 | POWER-ONE | PVI-3600-OUTD-US-F (240V) | 3600 | 1 |  |  | 0.96 | Solar Inverter |  | OUTDOOR
SRP09863 | POWER-ONE | PVI-3600-OUTD-US-F (208V) | 4200 | 1 |  |  | 0.96 | Solar Inverter |  | OUTDOOR
SRP09864 | CHANGZHOU TRINA SOLAR ENERGY CO | TSM-185D | 240 | 20 | 230 | 24 |  | Solar | FIXED | Roof
SRP09864 | CHANGZHOU TRINA SOLAR ENERGY CO | TSM-185D | 240 | 17 | 140 | 25 |  | Solar | FIXED | Roof
SRP09864 | POWER-ONE | PVI-3600-OUTD-US-F (240V) | 3600 | 1 |  |  | 0.96 | Solar Inverter |  | OUTDOOR
SRP09864 | POWER-ONE | PVI-3600-OUTD-US-F (240V) | 4200 | 1 |  |  | 0.96 | Solar Inverter |  | OUTDOOR
SRP09865 | CHANGZHOU TRINA SOLAR ENERGY CO | TSM-185D | 240 | 30 | 310 | 24 |  | Solar | FIXED | Roof
SRP09865 | CHANGZHOU TRINA SOLAR ENERGY CO | TSM-185D | 240 | 33 | 130 | 25 |  | Solar | FIXED | Roof
SRP09865 | POWER-ONE | PVI-6000-OUTD-US (240 V) | 6000 | 1 |  |  | 0.96 | Solar Inverter |  | OUTDOOR
SRP09865 | SMA AMERICA | SB7000US (240V) | 7000 | 1 |  |  | 0.96 | Solar Inverter |  | OUTDOOR
SRP09866 | CHANGZHOU TRINA SOLAR ENERGY CO | TSM-185D | 240 | 12 | 191 | 13 |  | Solar | FIXED | Roof
SRP09866 | CHANGZHOU TRINA SOLAR ENERGY CO | TSM-185D | 240 | 5 | 191 | 15 |  | Solar | FIXED | Roof
SRP09866 | CHANGZHOU TRINA SOLAR ENERGY CO | TSM-185D | 240 | 7 | 191 | 27 |  | Solar | FIXED | Roof
SRP09866 | POWER-ONE | PVI-3000-I-OUTD-US-F (240V) | 3000 | 1 |  |  | 0.96 | Solar Inverter |  | OUTDOOR
SRP09866 | POWER-ONE | PVI-3600-OUTD-US-F (240V) | 3600 | 1 |  |  | 0.96 | Solar Inverter |  | OUTDOOR
SRP09867 | CHANGZHOU TRINA SOLAR ENERGY CO | TSM-185D | 240 | 10 | 180 | 10 |  | Solar | FIXED | Roof
SRP09867 | CHANGZHOU TRINA SOLAR ENERGY CO | TSM-185D | 240 | 15 | 180 | 23 |  | Solar | FIXED | Roof
SRP09867 | POWER-ONE | PVI-3000-I-OUTD-US-F (240V) | 3000 | 1 |  |  | 0.96 | Solar Inverter |  | OUTDOOR
SRP09867 | POWER-ONE | PVI-3600-OUTD-US-F (240V) | 3600 | 1 |  |  | 0.96 | Solar Inverter |  | OUTDOOR
SRP09868 | CHANGZHOU TRINA SOLAR ENERGY CO | TSM-185D | 240 | 14 | 320 | 17 |  | Solar | FIXED | Roof
SRP09868 | CHANGZHOU TRINA SOLAR ENERGY CO | TSM-185D | 240 | 24 | 147 | 19 |  | Solar | FIXED | Roof
SRP09868 | POWER-ONE | PVI-3000-I-OUTD-US-F (240V) | 3000 | 1 |  |  | 0.96 | Solar Inverter |  | OUTDOOR
SRP09868 | POWER-ONE | PVI-5000-OUTD-US (240 V) | 5000 | 1 |  |  | 0.96 | Solar Inverter |  | OUTDOOR
SRP09869 | CHANGZHOU TRINA SOLAR ENERGY CO | TSM-185D | 240 | 21 | 180 | 26 |  | Solar | FIXED | Roof
SRP09869 | POWER-ONE | PVI-3600-OUTD-US-F (240V) | 4200 | 1 |  |  | 0.96 | Solar Inverter |  | OUTDOOR
SRP09870 | CHANGZHOU TRINA SOLAR ENERGY CO | TSM-185D | 240 | 12 | 184 | 8 |  | Solar | FIXED | Roof
SRP09870 | POWER-ONE | PVI-3600-OUTD-US-F (240V) | 3600 | 1 |  |  | 0.96 | Solar Inverter |  | OUTDOOR
SRP09871 | CHANGZHOU TRINA SOLAR ENERGY CO | TSM-185D | 240 | 10 | 218 | 22 |  | Solar | FIXED | Roof
SRP09871 | CHANGZHOU TRINA SOLAR ENERGY CO | TSM-185D | 240 | 8 | 218 | 24 |  | Solar | FIXED | Roof
SRP09871 | CHANGZHOU TRINA SOLAR ENERGY CO | TSM-185D | 240 | 30 | 128 | 52 |  | Solar | FIXED | Roof
SRP09871 | CHANGZHOU TRINA SOLAR ENERGY CO | TSM-185D | 240 | 15 | 218 | 52 |  | Solar | FIXED | Roof
SRP09871 | POWER-ONE | PVI-3000-I-OUTD-US-F (240V) | 3000 | 1 |  |  | 0.96 | Solar Inverter |  | OUTDOOR
SRP09871 | POWER-ONE | PVI-3600-OUTD-US-F (240V) | 3600 | 1 |  |  | 0.96 | Solar Inverter |  | OUTDOOR
SRP09871 | SMA AMERICA | SB6000US (208V) | 6000 | 1 |  |  | 0.96 | Solar Inverter |  | OUTDOOR
SRP09872 | TRINA SOLAR | TSM-240PA05 | 240 | 13 | 251 | 30 |  | Solar | FIXED | Roof
SRP09872 | TRINA SOLAR | TSM-240PA05.10 | 240 | 8 | 161 | 38 |  | Solar | FIXED | Roof
SRP09872 | POWER-ONE | PVI-3000-I-OUTD-US-F (240V) | 3000 | 1 |  |  | 0.97 | Solar Inverter |  | Inside
SRP09872 | POWER-ONE | PVI-3600-OUTD-US-F (240V) | 3600 | 1 |  |  | 0.97 | Solar Inverter |  | Inside
SRP09873 | TRINA SOLAR | TSM-245PA05.10 | 245 | 644 | 203 | 20 |  | Solar | FIXED | Pole
SRP09873 | SATCON TECHNOLOGY | PVS-135 (240 V) | 135000 | 1 |  |  | 0.97 | Solar Inverter |  | OUTDOOR
SRP09874 | TRINA SOLAR | TSM-245PA05 | 245 | 476 | 124 | 20 |  | Solar | FIXED | Pole
SRP09874 | TRINA SOLAR | TSM-245PA05 | 245 | 728 | 147 | 20 |  | Solar | FIXED | Pole
SRP09874 | SATCON TECHNOLOGY | PVS-100 (240 V) | 100000 | 1 |  |  | 0.97 | Solar Inverter |  | OUTDOOR
SRP09874 | SATCON TECHNOLOGY | PVS-135 (240 V) | 135000 | 1 |  |  | 0.97 | Solar Inverter |  | OUTDOOR
SRP09875 | CHANGZHOU TRINA SOLAR ENERGY CO | TSM-185D | 240 | 24 | 215 | 30 |  | Solar | FIXED | Roof
SRP09875 | POWER-ONE | PVI-5000-OUTD-US (240 V) | 5000 | 1 |  |  | 0.96 | Solar Inverter |  | Inside
SRP09876 | BAODING YINGLI NEW ENERGY RESOURCES CO | YL175(156) | 235 | 520 | 201 | 5 |  | Solar | FIXED | Roof
SRP09876 | PV POWERED | PVP100KW-208 | 100000 | 1 |  |  | 0.96 | Solar Inverter |  | INDOOR
SRP09877 | SUNPOWER | SPR-230-WHT-U | 240 | 24 | 173 | 17 |  | Solar | FIXED | Roof
SRP09877 | SUNPOWER | SPR-230-WHT-U | 240 | 18 | 263 | 17 |  | Solar | FIXED | Roof
SRP09877 | SUNPOWER CORP (ORIGINAL MFRSMA) | SPR-3000M (240V) | 3800 | 1 |  |  | 0.97 | Solar Inverter |  | INDOOR
SRP09877 | SUNPOWER CORP (ORIGINAL MFRSMA) | SPR-6000M (240V) | 6500 | 1 |  |  | 0.97 | Solar Inverter |  | INDOOR
SRP09878 | SHARP | NT-188U1 | 240 | 1677 | 152 | 10 |  | Solar | FIXED | Roof
SRP09878 | PV POWERED | PVP100KW-208 | 100000 | 4 |  |  | 0.96 | Solar Inverter |  | OUTDOOR
SRP09879 | SUNPOWER | SPR-230-WHT-U | 240 | 30 | 181 | 27 |  | Solar | FIXED | Roof
SRP09879 | SUNPOWER CORP (ORIGINAL MFRSMA) | SPR-7000M (240V) | 7000 | 1 |  |  | 0.97 | Solar Inverter |  | OUTDOOR
SRP09880 | CHANGZHOU TRINA SOLAR ENERGY CO | TSM-185D | 240 | 25 | 205 | 41 |  | Solar | FIXED | Roof
SRP09880 | POWER-ONE | PVI-6000-OUTD-US (208 V) | 6000 | 1 |  |  | 0.96 | Solar Inverter |  | OUTDOOR
SRP09881 | SUNPOWER | SPR-305-WHT-U | 308 | 16 | 201 | 23 |  | Solar | FIXED | Roof
SRP09881 | SUNPOWER CORP (ORIGINAL MFRSMA) | SPR-5000M (240V) | 5000 | 1 |  |  | 0.968 | Solar Inverter |  | Inside
SRP09882 | CHANGZHOU TRINA SOLAR ENERGY CO | TSM-185D | 240 | 33 | 276 | 21 |  | Solar | FIXED | Roof
SRP09882 | SMA AMERICA | SB7000US (208V) | 7000 | 1 |  |  | 0.96 | Solar Inverter |  | OUTDOOR
SRP09883 | CHANGZHOU TRINA SOLAR ENERGY CO | TSM-185D | 240 | 12 | 220 | 21 |  | Solar | FIXED | Roof
SRP09883 | CHANGZHOU TRINA SOLAR ENERGY CO | TSM-185D | 240 | 19 | 110 | 23 |  | Solar | FIXED | Roof
SRP09883 | POWER-ONE | PVI-3600-US (240V) | 3600 | 2 |  |  | 0.96 | Solar Inverter |  | OUTDOOR
SRP09884 | MITSUBISHI ELECTRIC | PV-UD195MF5 | 235 | 12 | 194 | 14 |  | Solar | FIXED | Roof
SRP09884 | MITSUBISHI ELECTRIC | PV-UD195MF5 | 235 | 16 | 194 | 14 |  | Solar | FIXED | Roof
SRP09884 | POWER-ONE | PVI-6000-OUTD-US (240 V) | 6000 | 1 |  |  | 0.965 | Solar Inverter |  | OUTDOOR
SRP09885 | BAODING YINGLI NEW ENERGY RESOURCES CO | YL175(156) | 235 | 16 | 119 | 19 |  | Solar | FIXED | Roof
SRP09885 | BAODING YINGLI NEW ENERGY RESOURCES CO | YL175(156) | 235 | 17 | 209 | 21 |  | Solar | FIXED | Roof
SRP09885 | POWER-ONE | PVI-3600-OUTD-US-F (208V) | 3600 | 2 |  |  | 0.97 | Solar Inverter |  | OUTDOOR
SRP09886 | BAODING YINGLI NEW ENERGY RESOURCES CO | YL175(156) | 260 | 390 | 283 | 1 |  | Solar | FIXED | Roof
SRP09886 | BAODING YINGLI NEW ENERGY RESOURCES CO | YL175(156) | 260 | 390 | 103 | 12 |  | Solar | FIXED | Roof
SRP09886 | ADVANCED ENERGY INDUSTRIES | 3159000-104 | 250000 | 1 |  |  | 0.981 | Solar Inverter |  | INDOOR
SRP09887 | LDK SOLAR | LDK-250D-20 | 250 | 2 | 149 | 20 |  | Solar | FIXED | Ground
SRP09887 | LDK SOLAR | LDK-255D-20 | 255 | 4637 | 149 | 20 |  | Solar | FIXED | Ground
SRP09887 | LDK SOLAR | LDK-260P-24 | 260 | 1237 | 149 | 20 |  | Solar | FIXED | Ground
SRP09887 | ADVANCED ENERGY INDUSTRIES | SOLARON 250KW (3159200-XXXX) | 250000 | 2 |  |  | 0.983 | Solar Inverter |  | OUTDOOR
SRP09887 | ADVANCED ENERGY INDUSTRIES | SOLARON 333KW (3159000-XXXX) | 333000 | 2 |  |  | 0.983 | Solar Inverter |  | OUTDOOR
SRP09889 | LDK SOLAR | LDK-250D-20 | 250 | 949 | 149 | 20 |  | Solar | FIXED | Ground
SRP09889 | ADVANCED ENERGY INDUSTRIES | AE 35TX-208 | 35000 | 2 |  |  | 0.966 | Solar Inverter |  | OUTDOOR
SRP09889 | ADVANCED ENERGY INDUSTRIES | AE 50TX-208 | 50000 | 1 |  |  | 0.972 | Solar Inverter |  | OUTDOOR
SRP09889 | ADVANCED ENERGY INDUSTRIES | AE 75TX-208 | 75000 | 1 |  |  | 0.966 | Solar Inverter |  | OUTDOOR
SRP09890 | LDK SOLAR | LDK-250D-20 | 250 | 28 | 167 | 12 |  | Solar | FIXED | Roof
SRP09890 | SMA AMERICA | SB6000US-11 (240V) | 6000 | 1 |  |  | 0.96 | Solar Inverter |  | Outside
SRP09891 | TRINA SOLAR | TSM-240PA05.10 | 240 | 28 | 161 | 26 |  | Solar | FIXED | Roof
SRP09891 | POWER-ONE | PVI-6000-OUTD-US-W (240 V) | 6000 | 1 |  |  | 0.96 | Solar Inverter |  | OUTDOOR
SRP09892 | LDK SOLAR | LDK-255D-20 | 255 | 266 | 167 | 18 |  | Solar | FIXED | Roof
SRP09892 | PV POWERED | PVP75KW-480 | 75000 | 1 |  |  | 0.96 | Solar Inverter |  | OUTDOOR
SRP09893 | LDK SOLAR | LDK-250D-20 | 250 | 624 | 149 | 20 |  | Solar | FIXED | Ground
SRP09893 | ADVANCED ENERGY INDUSTRIES | AE 50TX-208 | 50000 | 1 |  |  | 0.972 | Solar Inverter |  | OUTDOOR
SRP09893 | ADVANCED ENERGY INDUSTRIES | AE 100TX-208 | 100000 | 1 |  |  | 0.971 | Solar Inverter |  | OUTDOOR
SRP09894 | CHANGZHOU TRINA SOLAR ENERGY CO | TSM-185D | 240 | 24 | 190 | 30 |  | Solar | FIXED | Roof
SRP09894 | POWER-ONE | PVI-5000-OUTD-US (208 V) | 5000 | 1 |  |  | 0.96 | Solar Inverter |  | OUTDOOR
SRP09895 | UNKNOWN | UNKNOWN | 245 | 19 | 237 | 32 |  | Solar | FIXED | Roof
SRP09895 | POWER-ONE | PVI-5000-OUTD-US (208 V) | 4200 | 1 |  |  | 0.96 | Solar Inverter |  | OUTDOOR
SRP09896 | SUNPOWER | SPR-225-BLK-U | 225 | 20 | 57 | 20 |  | Solar | FIXED | Roof
SRP09896 | SUNPOWER | SPR-225-BLK-U | 225 | 20 | 153 | 20 |  | Solar | FIXED | Roof
SRP09896 | SUNPOWER CORP (ORIGINAL MFRSMA) | SPR-4000M (208V) | 4000 | 2 |  |  | 0.97 | Solar Inverter |  | Outside
SRP09897 | TRINA SOLAR | TSM-240PA05 | 240 | 29 | 186 | 30 |  | Solar | FIXED | Roof
SRP09897 | POWER-ONE | PVI-6000-OUTD-US-W (240 V) | 6000 | 1 |  |  | 0.96 | Solar Inverter |  | OUTDOOR
SRP09898 | MATRIX SOLAR/PHOTOWATT | PW1000-100 | 225 | 84 | 190 | 18 |  | Solar | FIXED | Ground
SRP09898 | MATRIX SOLAR/PHOTOWATT | PW1650-175 | 225 | 24 | 190 | 30 |  | Solar | FIXED | Ground
SRP09898 | MATRIX SOLAR/PHOTOWATT | PW1000-100 | 230 | 60 | 190 | 18 |  | Solar | FIXED | Ground
SRP09898 | SMA AMERICA | SB7000US (240V) | 7500 | 1 |  |  | 0.969 | Solar Inverter |  | OUTDOOR
SRP09898 | SMA AMERICA | SB7000US (240V) | 8750 | 4 |  |  | 0.971 | Solar Inverter |  | OUTDOOR
SRP09899 | CHANGZHOU TRINA SOLAR ENERGY CO | TSM-185D | 240 | 27 | 134 | 24 |  | Solar | FIXED | Roof
SRP09899 | CHANGZHOU TRINA SOLAR ENERGY CO | TSM-185D | 240 | 22 | 230 | 24 |  | Solar | FIXED | Roof
SRP09899 | POWER-ONE | PVI-5000-OUTD-US (208 V) | 4200 | 1 |  |  | 0.96 | Solar Inverter |  | OUTDOOR
SRP09899 | POWER-ONE | PVI-6000-OUTD-US (240 V) | 6000 | 1 |  |  | 0.96 | Solar Inverter |  | OUTDOOR
SRP09900 | SUNPOWER | SPR-230-WHT-U | 230 | 28 | 101 | 20 |  | Solar | FIXED | Roof
SRP09900 | SUNPOWER | SPR-230-WHT-U | 230 | 28 | 286 | 20 |  | Solar | FIXED | Roof
SRP09900 | SUNPOWER CORP (ORIGINAL MFRSMA) | SPR-6000M (277V) | 6500 | 2 |  |  | 0.971 | Solar Inverter |  | INDOOR
SRP09901 | SOLARWORLD | SW185MONO | 245 | 60 | 180 | 30 |  | Solar | FIXED | Ground
SRP09901 | SMA AMERICA | SB7000US (240V) | 7000 | 2 |  |  | 0.97 | Solar Inverter |  | INDOOR
SRP09902 | SCHOTT SOLAR | ASE-250DGF/17 | 245 | 9 | 122 | 26 |  | Solar | FIXED | Roof
SRP09902 | SCHOTT SOLAR | ASE-250DGF/17 | 245 | 26 | 212 | 26 |  | Solar | FIXED | Roof
SRP09902 | POWER-ONE | PVI-3000-I-OUTD-US-F (240V) | 3000 | 1 |  |  | 0.96 | Solar Inverter |  | OUTDOOR
SRP09902 | POWER-ONE | PVI-3000-I-OUTD-US-F (240V) | 5000 | 1 |  |  | 0.95 | Solar Inverter |  | OUTDOOR
SRP09904 | CHANGZHOU TRINA SOLAR ENERGY CO | TSM-185D | 245 | 27 | 230 | 24 |  | Solar | FIXED | Roof
SRP09904 | POWER-ONE | PVI-6000-OUTD-US-W (240 V) | 6000 | 1 |  |  | 0.96 | Solar Inverter |  | OUTDOOR
SRP09905 | SILIKEN MANUFACTURING USA | SLK60P6L 233 WP | 240 | 546 | 210 | 5 |  | Solar | FIXED | Roof
SRP09905 | SATCON TECHNOLOGY | PVS-135 (480 V) | 135000 | 1 |  |  | 0.96 | Solar Inverter |  | INDOOR
SRP09906 | SUNPOWER | SPR-230-WHT-U | 240 | 35 | 155 | 27 |  | Solar | FIXED | Roof
SRP09906 | SUNPOWER CORP (ORIGINAL MFRSMA) | SPR-7000M (208V) | 7500 | 1 |  |  | 0.962 | Solar Inverter |  | Outside
SRP09907 | CHANGZHOU TRINA SOLAR ENERGY CO | TSM-185D | 240 | 24 | 225 | 24 |  | Solar | FIXED | Roof
SRP09907 | POWER-ONE | PVI-5000-OUTD-US (240 V) | 5000 | 1 |  |  | 0.96 | Solar Inverter |  | Inside
SRP09908 | CHANGZHOU TRINA SOLAR ENERGY CO | TSM-185D | 240 | 24 | 120 | 22 |  | Solar | FIXED | Roof
SRP09908 | CHANGZHOU TRINA SOLAR ENERGY CO | TSM-185D | 240 | 12 | 194 | 22 |  | Solar | FIXED | Roof
SRP09908 | SMA AMERICA | SB3800U (208V) | 3800 | 1 |  |  | 0.968 | Solar Inverter |  | OUTDOOR
SRP09908 | SMA AMERICA | SB5000US (208V) | 5000 | 1 |  |  | 0.968 | Solar Inverter |  | OUTDOOR
SRP09909 | CHANGZHOU TRINA SOLAR ENERGY CO | TSM-185D | 240 | 12 | 184 | 9 |  | Solar | FIXED | Roof
SRP09909 | CHANGZHOU TRINA SOLAR ENERGY CO | TSM-185D | 240 | 13 | 184 | 23 |  | Solar | FIXED | Roof
SRP09909 | POWER-ONE | PVI-6000-OUTD-US (240 V) | 6000 | 1 |  |  | 0.96 | Solar Inverter |  | OUTDOOR
SRP09910 | TRINA SOLAR | TSM-245PA05.05 | 245 | 196 | 204 | 20 |  | Solar | FIXED | Ground
SRP09910 | SATCON TECHNOLOGY | PVS-50 (208 V) | 50000 | 1 |  |  | 0.96 | Solar Inverter |  | OUTDOOR
SRP09911 | CHANGZHOU TRINA SOLAR ENERGY CO | TSM-185D | 240 | 27 | 195 | 39 |  | Solar | FIXED | Roof
SRP09911 | POWER-ONE | PVI-6000-OUTD-US (240 V) | 6000 | 1 |  |  | 0.96 | Solar Inverter |  | OUTDOOR
SRP09912 | SUNPOWER | SPR-230-WHT-U | 230 | 51 | 180 | 41 |  | Solar | FIXED | Roof
SRP09912 | SUNPOWER CORP (ORIGINAL MFRSMA) | SPR-5000M (277V) | 5000 | 1 |  |  | 0.97 | Solar Inverter |  | OUTDOOR
SRP09912 | SUNPOWER CORP (ORIGINAL MFRSMA) | SPR-6000M (208V) | 6000 | 1 |  |  | 0.97 | Solar Inverter |  | OUTDOOR
SRP09913 | CHANGZHOU TRINA SOLAR ENERGY CO | TSM-185D | 240 | 21 | 239 | 25 |  | Solar | FIXED | Roof
SRP09913 | ENPHASE ENERGY | M200-32-240-S02 | 215 | 21 |  |  | 0.963 | Solar Inverter |  | OUTDOOR
SRP09914 | MATRIX SOLAR/PHOTOWATT | PW1650-175 | 235 | 27 | 209 | 29 |  | Solar | FIXED | Roof
SRP09914 | POWER-ONE | PVI-6000-OUTD-US (208 V) | 6000 | 1 |  |  | 0.965 | Solar Inverter |  | OUTDOOR
SRP09915 | CHANGZHOU TRINA SOLAR ENERGY CO | TSM-185D | 240 | 29 | 214 | 17 |  | Solar | FIXED | Roof
SRP09915 | ENPHASE ENERGY | M200-32-240-S02 | 215 | 14 |  |  | 0.96 | Solar Inverter |  | Outside
SRP09915 | ENPHASE ENERGY | M200-32-240-S02 | 215 | 15 |  |  | 0.96 | Solar Inverter |  | Outside
SRP09916 | CHANGZHOU TRINA SOLAR ENERGY CO | TSM-185D | 240 | 34 | 176 | 38 |  | Solar | FIXED | Roof
SRP09916 | ENPHASE ENERGY | M200-32-240-S02 | 215 | 10 |  |  | 0.96 | Solar Inverter |  | OUTDOOR
SRP09916 | ENPHASE ENERGY | M200-32-240-S02 | 215 | 11 |  |  | 0.96 | Solar Inverter |  | OUTDOOR
SRP09916 | ENPHASE ENERGY | M200-32-240-S02 | 215 | 13 |  |  | 0.96 | Solar Inverter |  | OUTDOOR
SRP09917 | MATRIX SOLAR/PHOTOWATT | PW1650-175 | 235 | 39 | 187 | 18.4 |  | Solar | FIXED | Roof
SRP09917 | SMA AMERICA | SB3000US (208V) | 3000 | 1 |  |  | 0.968 | Solar Inverter |  | OUTDOOR
SRP09917 | SMA AMERICA | SB6000US (208V) | 6000 | 1 |  |  | 0.968 | Solar Inverter |  | OUTDOOR
SRP09918 | CHANGZHOU TRINA SOLAR ENERGY CO | TSM-185D | 235 | 24 | 163 | 33 |  | Solar | FIXED | Roof
SRP09918 | SMA AMERICA | SB5000US (208V) | 5000 | 1 |  |  | 0.96 | Solar Inverter |  | Inside
SRP09919 | CHANGZHOU TRINA SOLAR ENERGY CO | TSM-185D | 240 | 11 | 292 | 1 |  | Solar | FIXED | Roof
SRP09919 | CHANGZHOU TRINA SOLAR ENERGY CO | TSM-185D | 240 | 22 | 112 | 34 |  | Solar | FIXED | Roof
SRP09919 | POWER-ONE | PVI-3000-I-OUTD-US-F (240V) | 3000 | 1 |  |  | 0.96 | Solar Inverter |  | OUTDOOR
SRP09919 | POWER-ONE | PVI-5000-OUTD-US (208 V) | 4200 | 1 |  |  | 0.96 | Solar Inverter |  | OUTDOOR
SRP09920 | CHANGZHOU TRINA SOLAR ENERGY CO | TSM-185D | 240 | 22 | 130 | 31 |  | Solar | FIXED | Roof
SRP09920 | POWER-ONE | PVI-3600-US (240V) | 4200 | 1 |  |  | 0.96 | Solar Inverter |  | Inside
SRP09921 | CANADIAN SOLAR | CS6P-230 | 240 | 21 | 170 | 7 |  | Solar | FIXED | Roof
SRP09921 | CANADIAN SOLAR | CS6P-230 | 240 | 25 | 170 | 13 |  | Solar | FIXED | Roof
SRP09921 | ENPHASE ENERGY | M200-32-208-S01 | 215 | 46 |  |  | 0.97 | Solar Inverter |  | OUTDOOR
SRP09922 | UNKNOWN | UNKNOWN | 250 | 28 | 163 | 55 |  | Solar | FIXED | Roof
SRP09922 | PV POWERED | PVP3000 | 3000 | 1 |  |  | 0.935 | Solar Inverter |  | Outside
SRP09922 | PV POWERED | PVP3000 | 3000 | 1 |  |  | 0.935 | Solar Inverter |  | Outside
SRP09923 | SOLYNDRA | SL-002-182U | 245 | 24 | 180 | 32 |  | Solar | FIXED | Ground
SRP09923 | SMA AMERICA | SB6000U (240V) | 6000 | 1 |  |  | 0.968 | Solar Inverter |  | OUTDOOR
SRP09924 | SUNTECH POWER | STP180S-24/AB-1 | 185 | 38 | 156 | 23 |  | Solar | FIXED | Roof
SRP09924 | PV POWERED | PVP2500 | 2500 | 1 |  |  | 0.945 | Solar Inverter |  | OUTDOOR
SRP09924 | PV POWERED | PVP4800 | 4800 | 1 |  |  | 0.96 | Solar Inverter |  | OUTDOOR
SRP09925 | CHANGZHOU TRINA SOLAR ENERGY CO | TSM-185D | 235 | 32 | 127 | 27 |  | Solar | FIXED | Roof
SRP09925 | POWER-ONE | PVI-6000-OUTD-US (208 V) | 6000 | 1 |  |  | 0.96 | Solar Inverter |  | Inside
SRP09926 | CNPV DONGYING SOLAR POWER | CNPV-245P | 245 | 210 | 202 | 10 |  | Solar | FIXED | Roof
SRP09926 | SOLECTRIA RENEWABLES | PVI15KW-208 | 15000 | 3 |  |  | 0.956 | Solar Inverter |  | OUTDOOR
SRP09927 | CHANGZHOU TRINA SOLAR ENERGY CO | TSM-185D | 240 | 3 | 237 | 27 |  | Solar | FIXED | Roof
SRP09927 | CHANGZHOU TRINA SOLAR ENERGY CO | TSM-185D | 240 | 16 | 237 | 27 |  | Solar | FIXED | Roof
SRP09927 | ENPHASE ENERGY | M200-32-240-S02 | 215 | 19 |  |  | 0.96 | Solar Inverter |  | INDOOR
SRP09928 | REC SCANMODULE | SCM230 | 235 | 10 | 244 | 13 |  | Solar | FIXED | Roof
SRP09928 | REC SCANMODULE | SCM230 | 240 | 14 | 154 | 13 |  | Solar | FIXED | Roof
SRP09928 | SMA AMERICA | SB3800U (240V) | 3000 | 1 |  |  | 0.955 | Solar Inverter |  | INDOOR
SRP09928 | SMA AMERICA | SB3800U (240V) | 3800 | 1 |  |  | 0.96 | Solar Inverter |  | INDOOR
SRP09929 | YINGLI ENERGY (CHINA) | YL260C-30B | 260 | 12 | 265 | 20 |  | Solar | FIXED | Roof
SRP09929 | ENPHASE ENERGY | M215-60-2LL-S2X | 215 | 12 |  |  | 0.963 | Solar Inverter |  | OUTDOOR
SRP09931 | CHANGZHOU TRINA SOLAR ENERGY CO | TSM-185D | 240 | 31 | 142 | 25 |  | Solar | FIXED | Roof
SRP09931 | POWER-ONE | PVI-6000-OUTD-US (240 V) | 6000 | 1 |  |  | 0.96 | Solar Inverter |  | OUTDOOR
SRP09932 | BAODING YINGLI NEW ENERGY RESOURCES CO | YL175(156) | 235 | 28 | 218 | 30 |  | Solar | FIXED | Roof
SRP09932 | SMA AMERICA | SB6000US (208V) | 6000 | 1 |  |  | 0.97 | Solar Inverter |  | INDOOR
SRP09933 | MATRIX SOLAR/PHOTOWATT | PW1650-175 | 245 | 15 | 235 | 30 |  | Solar | FIXED | Roof
SRP09933 | POWER-ONE | PVI-3000-I-OUTD-US-F (208V) | 3000 | 1 |  |  | 0.96 | Solar Inverter |  | OUTDOOR
SRP09934 | UNKNOWN | UNKNOWN | 245 | 30 | 196 | 20 |  | Solar | FIXED | Roof
SRP09934 | POWER-ONE | PVI-6000-OUTD-US (240 V) | 6000 | 1 |  |  | 0.96 | Solar Inverter |  | OUTDOOR
SRP09935 | UNKNOWN | UNKNOWN | 245 | 22 | 133 | 20 |  | Solar | FIXED | Roof
SRP09935 | POWER-ONE | PVI-3600-US (240V) | 4200 | 1 |  |  | 0.96 | Solar Inverter |  | OUTDOOR
SRP09936 | UNKNOWN | UNKNOWN | 250 | 36 | 273.2 | 20 |  | Solar | FIXED | Roof
SRP09936 | PV POWERED | PVP3000 | 3000 | 1 |  |  | 0.935 | Solar Inverter |  | Outside
SRP09936 | PV POWERED | PVP4800 | 4800 | 1 |  |  | 0.96 | Solar Inverter |  | Outside
SRP09937 | CHANGZHOU TRINA SOLAR ENERGY CO | TSM-185D | 240 | 31 | 195 | 25 |  | Solar | FIXED | Roof
SRP09937 | ENPHASE ENERGY | M175-24-208-S02 | 215 | 15 |  |  | 0.96 | Solar Inverter |  | OUTDOOR
SRP09937 | ENPHASE ENERGY | M175-24-208-S02 | 215 | 16 |  |  | 0.96 | Solar Inverter |  | OUTDOOR
SRP09938 | UNKNOWN | UNKNOWN | 250 | 32 | 183.1 | 15 |  | Solar | FIXED | Roof
SRP09938 | PV POWERED | PVP3500 | 3500 | 2 |  |  | 0.955 | Solar Inverter |  | INDOOR
SRP09939 | BAODING YINGLI NEW ENERGY RESOURCES CO | YL175(156) | 260 | 12 | 170 | 34 |  | Solar | FIXED | Roof
SRP09939 | BAODING YINGLI NEW ENERGY RESOURCES CO | YL175(156) | 260 | 4 | 260 | 42 |  | Solar | FIXED | Roof
SRP09939 | BAODING YINGLI NEW ENERGY RESOURCES CO | YL175(156) | 260 | 3 | 80 | 43 |  | Solar | FIXED | Roof
SRP09939 | BAODING YINGLI NEW ENERGY RESOURCES CO | YL175(156) | 260 | 3 | 260 | 43 |  | Solar | FIXED | Roof
SRP09939 | BAODING YINGLI NEW ENERGY RESOURCES CO | YL175(156) | 260 | 4 | 80 | 45 |  | Solar | FIXED | Roof
SRP09939 | BAODING YINGLI NEW ENERGY RESOURCES CO | YL175(156) | 260 | 4 | 260 | 45 |  | Solar | FIXED | Roof
SRP09939 | SOLECTRIA RENEWABLES | PVI 3000 (208V) | 3000 | 1 |  |  | 0.97 | Solar Inverter |  | OUTDOOR
SRP09939 | SOLECTRIA RENEWABLES | PVI 4000 (208V) | 3800 | 1 |  |  | 0.97 | Solar Inverter |  | Outside
SRP09940 | ANDALAY SOLAR | ST175-1 | 245 | 28 | 250 | 29 |  | Solar | FIXED | Roof
SRP09940 | POWER-ONE | PVI-6000-OUTD-US (240 V) | 6000 | 1 |  |  | 0.965 | Solar Inverter |  | OUTDOOR
SRP09942 | SUNPOWER | SPR-230-WHT-U | 225 | 42 | 147 | 30 |  | Solar | FIXED | Roof
SRP09942 | SUNPOWER CORP (ORIGINAL MFRFRONIUS) | SPR-4000F-240 | 4000 | 1 |  |  | 0.968 | Solar Inverter |  | OUTDOOR
SRP09942 | SUNPOWER CORP (ORIGINAL MFRSMA) | SPR-5000M (240V) | 5000 | 1 |  |  | 0.968 | Solar Inverter |  | OUTDOOR
SRP09943 | CHANGZHOU TRINA SOLAR ENERGY CO | TSM-185D | 240 | 41 | 180 | 22 |  | Solar | FIXED | Roof
SRP09943 | POWER-ONE | PVI-3600-US (240V) | 4200 | 2 |  |  | 0.96 | Solar Inverter |  | Inside
SRP09944 | CANADIAN SOLAR | CS6P-230 | 235 | 8 | 154 | 11 |  | Solar | FIXED | Roof
SRP09944 | CANADIAN SOLAR | CS6P-230 | 235 | 26 | 154 | 21 |  | Solar | FIXED | Roof
SRP09944 | ENPHASE ENERGY | M175-24-208-S02 | 215 | 34 |  |  | 0.96 | Solar Inverter |  | OUTDOOR
SRP09946 | UNKNOWN | UNKNOWN | 250 | 29 | 211.7 | 30 |  | Solar | FIXED | Roof
SRP09946 | PV POWERED | PVP2000 | 2000 | 1 |  |  | 0.92 | Solar Inverter |  | OUTDOOR
SRP09946 | PV POWERED | PVP4800 | 4800 | 1 |  |  | 0.96 | Solar Inverter |  | OUTDOOR
SRP09947 | SHARP | ND-224UC1 | 240 | 17 | 185 | 35 |  | Solar | FIXED | Roof
SRP09947 | SHARP | ND-224UC1 | 240 | 5 | 96 | 45 |  | Solar | FIXED | Roof
SRP09947 | SHARP | ND-224UC1 | 240 | 13 | 103 | 45 |  | Solar | FIXED | Roof
SRP09947 | SATCON TECHNOLOGY | AE-100-60-PV-A | 215 | 6 |  |  | 0.96 | Solar Inverter |  | OUTDOOR
SRP09947 | SATCON TECHNOLOGY | AE-100-60-PV-A | 215 | 13 |  |  | 0.96 | Solar Inverter |  | OUTDOOR
SRP09947 | SATCON TECHNOLOGY | AE-100-60-PV-A | 215 | 16 |  |  | 0.96 | Solar Inverter |  | OUTDOOR
SRP09948 | CHANGZHOU TRINA SOLAR ENERGY CO | TSM-185D | 240 | 18 | 161 | 26 |  | Solar | FIXED | Roof
SRP09948 | POWER-ONE | PVI-3600-OUTD-US-F (240V) | 3600 | 1 |  |  | 0.96 | Solar Inverter |  | OUTDOOR
SRP09949 | SUNPOWER | SPR-225-BLK-U | 225 | 24 | 217 | 23 |  | Solar | FIXED | Roof
SRP09949 | SUNPOWER CORP (ORIGINAL MFRSMA) | SPR-5000M (240V) | 5000 | 1 |  |  | 0.968 | Solar Inverter |  | OUTDOOR
SRP09950 | SUNPOWER | PL-AP-120L | 327 | 24 | 215 | 21 |  | Solar | FIXED | Roof
SRP09950 | SUNPOWER CORP (ORIGINAL MFRSMA) | SPR-7000M (208V) | 7000 | 1 |  |  | 0.968 | Solar Inverter |  | OUTDOOR
SRP09951 | MATRIX SOLAR/PHOTOWATT | PW1650-175 | 240 | 48 | 149 | 20 |  | Solar | FIXED | Ground
SRP09951 | FRONIUS USA |  | 10000 | 1 |  |  | 0.955 | Solar Inverter |  | OUTDOOR
SRP09952 | UNKNOWN | UNKNOWN | 250 | 29 | 180 | 25 |  | Solar | FIXED | Roof
SRP09952 | PV POWERED | PVP2500 | 2500 | 1 |  |  | 0.945 | Solar Inverter |  | INDOOR
SRP09952 | PV POWERED | PVP4800 | 4800 | 1 |  |  | 0.96 | Solar Inverter |  | INDOOR
SRP09953 | UNKNOWN | UNKNOWN | 250 | 40 | 130 | 15 |  | Solar | FIXED | Roof
SRP09953 | PV POWERED | PVP4800 | 4800 | 2 |  |  | 0.96 | Solar Inverter |  | OUTDOOR
SRP09954 | UNKNOWN | UNKNOWN | 250 | 32 | 120 | 20 |  | Solar | FIXED | Roof
SRP09954 | PV POWERED | PVP3500 | 3500 | 2 |  |  | 0.955 | Solar Inverter |  | OUTDOOR
SRP09955 | CHANGZHOU TRINA SOLAR ENERGY CO | TSM-185D | 240 | 45 | 135 | 26 |  | Solar | FIXED | Roof
SRP09955 | SMA AMERICA | SWR2100U | 2000 | 1 |  |  | 0.96 | Solar Inverter |  | OUTDOOR
SRP09955 | SMA AMERICA | SB7000US (240V) | 7000 | 1 |  |  | 0.969 | Solar Inverter |  | OUTDOOR
SRP09956 | CANADIAN SOLAR | CS6P-230 | 235 | 8 | 249 | 18 |  | Solar | FIXED | Roof
SRP09956 | CANADIAN SOLAR | CS6P-230 | 235 | 17 | 249 | 18 |  | Solar | FIXED | Roof
SRP09956 | ENPHASE ENERGY | M200-32-240-S02 | 215 | 25 |  |  | 0.96 | Solar Inverter |  | OUTDOOR
SRP09957 | UNKNOWN | UNKNOWN | 250 | 36 | 223 | 35 |  | Solar | FIXED | Roof
SRP09957 | PV POWERED | PVP2500 | 2500 | 1 |  |  | 0.945 | Solar Inverter |  | INDOOR
SRP09957 | SMA AMERICA | SB6000U (240V) | 6000 | 1 |  |  | 0.97 | Solar Inverter |  | INDOOR
SRP09958 | SUNPOWER | SPR-230-WHT-U | 245 | 24 | 176 | 13 |  | Solar | FIXED | Roof
SRP09958 | SUNPOWER | SPR-230-WHT-U | 245 | 24 | 176 | 25 |  | Solar | FIXED | Roof
SRP09958 | SUNPOWER CORP (ORIGINAL MFRSMA) | SPR-6000M (240V) | 6000 | 2 |  |  | 0.97 | Solar Inverter |  | INDOOR
SRP09959 | BAODING YINGLI NEW ENERGY RESOURCES CO | YL175(156) | 280 | 462 | 146 | 10 |  | Solar | FIXED | Roof
SRP09959 | PV POWERED | PVP100KW-480 | 100000 | 1 |  |  | 0.96 | Solar Inverter |  | INDOOR
SRP09960 | SANYO ELECTRIC | HIT-N220A01 | 220 | 469 | 180 | 0 |  | Solar | FIXED | Roof
SRP09960 | SANYO ELECTRIC | HIT-N220A01 | 220 | 72 | 180 | 4 |  | Solar | FIXED | Roof
SRP09960 | XANTREX TECHNOLOGY | XW6048-120/240 | 6000 | 1 |  |  | 0.96 | Solar Inverter |  | OUTDOOR
SRP09960 | SATCON TECHNOLOGY | AE-100-60-PV-F | 100000 | 1 |  |  | 0.96 | Solar Inverter |  | OUTDOOR
SRP09961 | CHANGZHOU TRINA SOLAR ENERGY CO | TSM-185D | 240 | 8 | 210 | 21 |  | Solar | FIXED | Roof
SRP09961 | CHANGZHOU TRINA SOLAR ENERGY CO | TSM-185D | 240 | 12 | 210 | 21 |  | Solar | FIXED | Roof
SRP09961 | CHANGZHOU TRINA SOLAR ENERGY CO | TSM-185D | 240 | 14 | 210 | 21 |  | Solar | FIXED | Roof
SRP09961 | ENPHASE ENERGY | M200-32-240-S02 | 215 | 22 |  |  | 0.96 | Solar Inverter |  | OUTDOOR
SRP09962 | CHANGZHOU TRINA SOLAR ENERGY CO | TSM-185D | 240 | 26 | 113 | 25 |  | Solar | FIXED | Roof
SRP09962 | CHANGZHOU TRINA SOLAR ENERGY CO | TSM-185D | 240 | 26 | 198 | 25 |  | Solar | FIXED | Roof
SRP09962 | SMA AMERICA | SB5000US (240V) | 5000 | 1 |  |  | 0.968 | Solar Inverter |  | OUTDOOR
SRP09962 | SMA AMERICA | SB5000US (240V) | 5000 | 1 |  |  | 0.968 | Solar Inverter |  | OUTDOOR
SRP09963 | SUNPOWER | SPR-305-WHT-U | 308 | 18 | 234 | 22 |  | Solar | FIXED | Roof
SRP09963 | SUNPOWER CORP (ORIGINAL MFRSMA) | SPR-5000M (240V) | 5000 | 1 |  |  | 0.968 | Solar Inverter |  | OUTDOOR
SRP09964 | CANADIAN SOLAR | CS6P-230 | 235 | 22 | 247 | 40 |  | Solar | FIXED | Roof
SRP09964 | SMA AMERICA | SB5000US (240V) | 5000 | 1 |  |  | 0.968 | Solar Inverter |  | OUTDOOR
SRP09965 | SOLARWORLD | SW185MONO | 245 | 21 | 115 | 20 |  | Solar | FIXED | Roof
SRP09965 | ENPHASE ENERGY | M200-32-240-S02 | 215 | 21 |  |  | 0.96 | Solar Inverter |  | OUTDOOR
SRP09966 | UNKNOWN | UNKNOWN | 250 | 18 | 198 | 32 |  | Solar | FIXED | Roof
SRP09966 | PV POWERED | PVP4800 | 4800 | 1 |  |  | 0.96 | Solar Inverter |  | INDOOR
SRP09967 | MATRIX SOLAR/PHOTOWATT | PW1000-100 | 250 | 56 | 172 | 35 |  | Solar | FIXED | Roof
SRP09967 | FRONIUS USA |  | 6000 | 1 |  |  | 0.955 | Solar Inverter |  | INDOOR
SRP09967 | FRONIUS USA |  | 7500 | 1 |  |  | 0.955 | Solar Inverter |  | INDOOR
SRP09968 | SUNPOWER | SPR-230-WHT-U | 240 | 40 | 225 | 30 |  | Solar | FIXED | Roof
SRP09968 | SUNPOWER CORP (ORIGINAL MFRSMA) | SPR-5000M (240V) | 5000 | 2 |  |  | 0.96 | Solar Inverter |  | INDOOR
SRP09969 | SUNTECH POWER | STP255-20/WD | 255 | 93 | 273 | 22 |  | Solar | FIXED | Roof
SRP09969 | ENPHASE ENERGY | M215-60-2LL-S2X | 215 | 54 |  |  | 0.965 | Solar Inverter |  | INDOOR
SRP09969 | SMA AMERICA | SB8000US-12 (240V) | 8000 | 1 |  |  | 0.95 | Solar Inverter |  | INDOOR
SRP09970 | CHANGZHOU TRINA SOLAR ENERGY CO | TSM-185D | 240 | 32 | 225 | 20 |  | Solar | FIXED | Roof
SRP09970 | PV POWERED | PVP3500 | 3500 | 2 |  |  | 0.955 | Solar Inverter |  | INDOOR
SRP09971 | UNKNOWN | UNKNOWN | 245 | 30 | 119 | 24 |  | Solar | FIXED | Roof
SRP09971 | SMA AMERICA | SB6000US (240V) | 6000 | 1 |  |  | 0.96 | Solar Inverter |  | OUTDOOR
SRP09972 | MATRIX SOLAR/PHOTOWATT | PW1650-175 | 245 | 23 | 126 | 9 |  | Solar | FIXED | Roof
SRP09972 | POWER-ONE | PVI-5000-OUTD-US (240 V) | 5000 | 1 |  |  | 0.96 | Solar Inverter |  | Inside
SRP09973 | UNKNOWN | UNKNOWN | 245 | 20 | 232 | 2 |  | Solar | FIXED | Roof
SRP09973 | UNKNOWN | UNKNOWN | 245 | 28 | 232 | 20 |  | Solar | FIXED | Roof
SRP09973 | POWER-ONE | PVI-3600-US (240V) | 4200 | 1 |  |  | 0.96 | Solar Inverter |  | OUTDOOR
SRP09973 | POWER-ONE | PVI-6000-OUTD-US-W (240 V) | 6000 | 1 |  |  | 0.96 | Solar Inverter |  | OUTDOOR
SRP09975 | SILIKEN MANUFACTURING USA | SLK60P6L 233 WP | 245 | 36 | 113 | 27 |  | Solar | FIXED | Roof
SRP09975 | ENPHASE ENERGY | M175-24-208-S02 | 215 | 36 |  |  | 0.96 | Solar Inverter |  | OUTDOOR
SRP09976 | SILIKEN MANUFACTURING USA | SLK60P6L 233 WP | 250 | 38 | 215 | 20 |  | Solar | FIXED | Roof
SRP09976 | ENPHASE ENERGY | M200-32-208-S01 | 215 | 38 |  |  | 0.96 | Solar Inverter |  | Outside
SRP09977 | MC SOLAR | TF-90B | 235 | 126 | 180 | 20 |  | Solar | FIXED | Ground
SRP09977 | ENPHASE ENERGY | M175-24-208-S02 | 215 | 126 |  |  | 0.963 | Solar Inverter |  | OUTDOOR
SRP09978 | CHANGZHOU TRINA SOLAR ENERGY CO | TSM-185D | 240 | 17 | 191 | 17 |  | Solar | FIXED | Roof
SRP09978 | ENPHASE ENERGY | M175-24-208-S | 215 | 3 |  |  | 0.96 | Solar Inverter |  | Outside
SRP09978 | ENPHASE ENERGY | M175-24-208-S | 215 | 14 |  |  | 0.96 | Solar Inverter |  | Outside
SRP09979 | SUNPOWER | SPR-225-BLK-U | 225 | 32 | 151 | 18 |  | Solar | FIXED | Roof
SRP09979 | SUNPOWER CORP (ORIGINAL MFRSMA) | SPR-7000M (240V) | 7500 | 1 |  |  | 0.962 | Solar Inverter |  | Outside
SRP09980 | CHANGZHOU TRINA SOLAR ENERGY CO | TSM-185D | 240 | 32 | 176 | 27 |  | Solar | FIXED | Roof
SRP09980 | ENPHASE ENERGY | M175-24-208-S | 215 | 12 |  |  | 0.96 | Solar Inverter |  | OUTDOOR
SRP09980 | ENPHASE ENERGY | M175-24-208-S | 215 | 20 |  |  | 0.96 | Solar Inverter |  | OUTDOOR
SRP09981 | UNKNOWN | UNKNOWN | 250 | 8 | 185 | 20 |  | Solar | FIXED | Roof
SRP09981 | UNKNOWN | UNKNOWN | 250 | 26 | 275 | 20 |  | Solar | FIXED | Roof
SRP09981 | PV POWERED | PVP2000 | 2000 | 1 |  |  | 0.92 | Solar Inverter |  | INDOOR
SRP09981 | SMA AMERICA | SB6000US (240V) | 6000 | 1 |  |  | 0.97 | Solar Inverter |  | INDOOR
SRP09982 | REC SCANMODULE | SCM230 | 235 | 33 | 218 | 30 |  | Solar | FIXED | Roof
SRP09982 | SMA AMERICA | SB3000US (240V) | 3000 | 1 |  |  | 0.965 | Solar Inverter |  | INDOOR
SRP09982 | SMA AMERICA | SB5000US (240V) | 5000 | 1 |  |  | 0.968 | Solar Inverter |  | INDOOR
SRP09983 | UNKNOWN | UNKNOWN | 250 | 21 | 188.9 | 36 |  | Solar | FIXED | Roof
SRP09983 | UNKNOWN | UNKNOWN | 250 | 13 | 278.9 | 36 |  | Solar | FIXED | Roof
SRP09983 | PV POWERED | PVP2500 | 2500 | 1 |  |  | 0.945 | Solar Inverter |  | INDOOR
SRP09983 | PV POWERED | PVP2500 | 2500 | 1 |  |  | 0.945 | Solar Inverter |  | INDOOR
SRP09983 | SMA AMERICA | SB4000US (208V) | 4000 | 1 |  |  | 0.96 | Solar Inverter |  | INDOOR
SRP09984 | UNKNOWN | UNKNOWN | 250 | 42 | 183 | 25 |  | Solar | FIXED | Roof
SRP09984 | PV POWERED | PVP2500 | 2500 | 1 |  |  | 0.945 | Solar Inverter |  | OUTDOOR
SRP09984 | PV POWERED | PVP3500 | 3500 | 2 |  |  | 0.955 | Solar Inverter |  | OUTDOOR
SRP09985 | CANADIAN SOLAR | CS6P-230 | 235 | 11 | 140 | 13 |  | Solar | FIXED | Roof
SRP09985 | ENPHASE ENERGY | M175-24-208-S | 215 | 11 |  |  | 0.96 | Solar Inverter |  | OUTDOOR
SRP09986 | UNKNOWN | UNKNOWN | 250 | 15 | 99.4 | 30 |  | Solar | FIXED | Roof
SRP09986 | UNKNOWN | UNKNOWN | 250 | 12 | 189.4 | 30 |  | Solar | FIXED | Roof
SRP09986 | UNKNOWN | UNKNOWN | 250 | 7 | 279.4 | 30 |  | Solar | FIXED | Roof
SRP09986 | PV POWERED | PVP2000 | 2000 | 1 |  |  | 0.92 | Solar Inverter |  | INDOOR
SRP09986 | PV POWERED | PVP2000 | 2000 | 2 |  |  | 0.92 | Solar Inverter |  | INDOOR
SRP09986 | PV POWERED | PVP2500 | 2500 | 1 |  |  | 0.945 | Solar Inverter |  | INDOOR
SRP09987 | CANADIAN SOLAR | CS6P-230 | 235 | 18 | 130 | 18 |  | Solar | FIXED | Roof
SRP09987 | CANADIAN SOLAR | CS6P-230 | 235 | 8 | 130 | 20 |  | Solar | FIXED | Roof
SRP09987 | ENPHASE ENERGY | M175-24-208-S | 215 | 26 |  |  | 0.96 | Solar Inverter |  | OUTDOOR
SRP09988 | UNKNOWN | UNKNOWN | 250 | 16 | 177.3 | 40 |  | Solar | FIXED | Roof
SRP09988 | PV POWERED | PVP3500 | 3500 | 1 |  |  | 0.955 | Solar Inverter |  | INDOOR
SRP09991 | UNKNOWN | UNKNOWN | 250 | 29 | 216 | 32 |  | Solar | FIXED | Roof
SRP09991 | PV POWERED | PVP2500 | 2500 | 1 |  |  | 0.945 | Solar Inverter |  | OUTDOOR
SRP09991 | PV POWERED | PVP4800 | 4800 | 1 |  |  | 0.96 | Solar Inverter |  | OUTDOOR
SRP09992 | MATRIX SOLAR/PHOTOWATT | PW1000-100 | 255 | 37 | 190 | 32 |  | Solar | FIXED | Roof
SRP09992 | POWER-ONE | PVI-3000-I-OUTD-US | 3000 | 1 |  |  | 0.96 | Solar Inverter |  | Inside
SRP09992 | POWER-ONE | PVI-6000-OUTD-US-W (240 V) | 6000 | 1 |  |  | 0.96 | Solar Inverter |  | Inside
SRP09993 | UNKNOWN | UNKNOWN | 250 | 28 | 213.5 | 30 |  | Solar | FIXED | Roof
SRP09993 | PV POWERED | PVP3000 | 3000 | 2 |  |  | 0.935 | Solar Inverter |  | INDOOR
SRP09994 | CHANGZHOU TRINA SOLAR ENERGY CO | TSM-185D | 240 | 51 | 190 | 10 |  | Solar | FIXED | Roof
SRP09994 | CHANGZHOU TRINA SOLAR ENERGY CO | TSM-185D | 240 | 41 | 190 | 30 |  | Solar | FIXED | Roof
SRP09994 | CHANGZHOU TRINA SOLAR ENERGY CO | TSM-185D | 240 | 86 | 190 | 34 |  | Solar | FIXED | Roof
SRP09994 | POWER-ONE | PVI-3000-I-OUTD-US | 3600 | 1 |  |  | 0.96 | Solar Inverter |  | OUTDOOR
SRP09994 | POWER-ONE | PVI-5000-OUTD-US (240 V) | 5000 | 3 |  |  | 0.96 | Solar Inverter |  | OUTDOOR
SRP09994 | POWER-ONE | PVI-6000-OUTD-US-W (240 V) | 6000 | 3 |  |  | 0.96 | Solar Inverter |  | OUTDOOR
SRP09995 | SUNTECH POWER | STP175-24/AB-1 | 175 | 44 | 190 | 36 |  | Solar | FIXED | Roof
SRP09995 | XANTREX TECHNOLOGY | GT4.0N-NA-240/208 (208V) | 4000 | 2 |  |  | 0.96 | Solar Inverter |  | OUTDOOR
SRP09997 | CANADIAN SOLAR | CS6P-230 | 240 | 46 | 210 | 40 |  | Solar | FIXED | Roof
SRP09997 | SMA AMERICA | SB6000U (240V) | 6000 | 1 |  |  | 0.968 | Solar Inverter |  | OUTDOOR
SRP09997 | SMA AMERICA | SB7000US (240V) | 6000 | 1 |  |  | 0.968 | Solar Inverter |  | OUTDOOR
SRP09998 | ALEO SOLAR |  | 250 | 26 | 159.7 | 24 |  | Solar | FIXED | Roof
SRP09998 | UNKNOWN | UNKNOWN | 250 | 28 | 249.7 | 24 |  | Solar | FIXED | Roof
SRP09998 | PV POWERED | PVP3000 | 3000 | 2 |  |  | 0.935 | Solar Inverter |  | Outside
SRP09998 | SMA AMERICA | SB6000U (240V) | 6000 | 1 |  |  | 0.97 | Solar Inverter |  | Outside
SRP09999 | UNKNOWN | UNKNOWN | 250 | 22 | 197 | 20 |  | Solar | FIXED | Roof
SRP09999 | PV POWERED | PVP4800 | 4800 | 1 |  |  | 0.96 | Solar Inverter |  | Outside
SRP10000 | UNKNOWN | UNKNOWN | 250 | 16 | 93.3 | 10 |  | Solar | FIXED | Roof
SRP10000 | UNKNOWN | UNKNOWN | 250 | 34 | 93.3 | 28 |  | Solar | FIXED | Roof
SRP10000 | PV POWERED | PVP3500 | 3500 | 2 |  |  | 0.955 | Solar Inverter |  | INDOOR
SRP10000 | PV POWERED | PVP4800 | 4800 | 1 |  |  | 0.96 | Solar Inverter |  | INDOOR
SRP10001 | SUNPOWER | SPR-315E-WHT-U | 327 | 32 | 181 | 34 |  | Solar | FIXED | Roof
SRP10001 | SUNPOWER CORP (ORIGINAL MFRFRONIUS) | SPR-3300F-208 | 11400 | 1 |  |  | 0.97 | Solar Inverter |  | Inside
SRP10002 | SHARP | ND-V230A1 | 240 | 247 | 168 | 10 |  | Solar | FIXED | Roof
SRP10002 | SATCON TECHNOLOGY | AE-50-60-PV-A | 50000 | 1 |  |  | 0.96 | Solar Inverter |  | OUTDOOR
SRP10003 | CHANGZHOU TRINA SOLAR ENERGY CO | TSM-185D | 240 | 33 | 203.5 | 30 |  | Solar | FIXED | Roof
SRP10003 | SMA AMERICA | SB7000US (240V) | 8000 | 1 |  |  | 0.963 | Solar Inverter |  | OUTDOOR
SRP10004 | CHANGZHOU TRINA SOLAR ENERGY CO | TSM-185D | 240 | 24 | 183 | 26 |  | Solar | FIXED | Roof
SRP10004 | SMA AMERICA | SB5000US (208V) | 5000 | 1 |  |  | 0.968 | Solar Inverter |  | OUTDOOR
SRP10005 | SOLARWORLD | SW185MONO | 230 | 99 | 178 | 34 |  | Solar | FIXED | Ground
SRP10005 | SMA AMERICA | SB7000US (240V) | 7000 | 3 |  |  | 0.96 | Solar Inverter |  | OUTDOOR
SRP10007 | CANADIAN SOLAR | CS6P-230 | 235 | 17 | 162 | 16 |  | Solar | FIXED | Roof
SRP10007 | ENPHASE ENERGY | M200-32-240-S02 | 215 | 17 |  |  | 0.96 | Solar Inverter |  | OUTDOOR
SRP10008 | SUNPOWER | SPR-230-WHT-U | 240 | 10 | 176 | 3 |  | Solar | FIXED | Roof
SRP10008 | SUNPOWER | SPR-230-WHT-U | 240 | 20 | 266 | 30 |  | Solar | FIXED | Roof
SRP10008 | SUNPOWER CORP (ORIGINAL MFRSMA) | SPR-4000M (240V) | 4000 | 1 |  |  | 0.968 | Solar Inverter |  | Outside
SRP10008 | SUNPOWER CORP (ORIGINAL MFRSMA) | SPR-5000M (240V) | 5000 | 1 |  |  | 0.968 | Solar Inverter |  | Outside
SRP10009 | UNKNOWN | UNKNOWN | 250 | 34 | 254.3 | 30 |  | Solar | FIXED | Roof
SRP10009 | PV POWERED | PVP3000 | 3000 | 1 |  |  | 0.935 | Solar Inverter |  | INDOOR
SRP10009 | PV POWERED | PVP4800 | 4800 | 1 |  |  | 0.96 | Solar Inverter |  | INDOOR
SRP10011 | SUNTECH POWER | STP210S-18/UB-1 | 280 | 20 | 192 | 15 |  | Solar | FIXED | Roof
SRP10011 | SUNTECH POWER | STP210S-18/UB-1 | 280 | 20 | 217 | 40 |  | Solar | FIXED | Roof
SRP10011 | SMA AMERICA | SB5000US (240V) | 5000 | 1 |  |  | 0.967 | Solar Inverter |  | INDOOR
SRP10011 | SMA AMERICA | SB5000US (240V) | 5000 | 1 |  |  | 0.967 | Solar Inverter |  | INDOOR
SRP10013 | BAODING YINGLI NEW ENERGY RESOURCES CO | YL175(156) | 240 | 1482 | 203 | 5 |  | Solar | FIXED | Roof
SRP10013 | ADVANCED ENERGY INDUSTRIES | 3159000-110 | 333000 | 1 |  |  | 0.97 | Solar Inverter |  | OUTDOOR
SRP10014 | SUNPOWER | PL-SUNP-SPR-220 | 230 | 24 | 180 | 41 |  | Solar | FIXED | Roof
SRP10014 | SUNPOWER CORP (ORIGINAL MFRSMA) | SPR-5000M (240V) | 5000 | 1 |  |  | 0.97 | Solar Inverter |  | OUTDOOR
SRP10015 | LIGHT WAY GREEN NEW ENERGY | LW230(29)P1650X990 | 230 | 42 | 214 | 18 |  | Solar | FIXED | Roof
SRP10015 | SMA AMERICA | SB8000TL-US (240V) | 8000 | 1 |  |  | 0.963 | Solar Inverter |  | OUTDOOR
SRP10016 | SANYO ELECTRIC | HIP-205BA5 | 220 | 21 | 133 | 27 |  | Solar | FIXED | Roof
SRP10016 | SANYO ELECTRIC | HIP-205BA19 | 220 | 7 | 223 | 27 |  | Solar | FIXED | Roof
SRP10016 | FRONIUS USA |  | 6000 | 1 |  |  | 0.96 | Solar Inverter |  | INDOOR
SRP10018 | SHARP | ND-224UC1 | 240 | 338 | 139 | 10 |  | Solar | FIXED | Roof
SRP10018 | SATCON TECHNOLOGY | PVS-75 (240 V) | 75000 | 1 |  |  | 0.96 | Solar Inverter |  | OUTDOOR
SRP10019 | CHANGZHOU TRINA SOLAR ENERGY CO | TSM-185D | 240 | 42 | 186 | 24 |  | Solar | FIXED | Roof
SRP10019 | POWER-ONE | PVI-5000-OUTD-US (240 V) | 4200 | 1 |  |  | 0.96 | Solar Inverter |  | OUTDOOR
SRP10020 | CHANGZHOU TRINA SOLAR ENERGY CO | TSM-185D | 240 | 16 | 177 | 21 |  | Solar | FIXED | Roof
SRP10020 | POWER-ONE | PVI-3600-US (240V) | 3600 | 1 |  |  | 0.96 | Solar Inverter |  | OUTDOOR
SRP10021 | CHANGZHOU TRINA SOLAR ENERGY CO | TSM-185D | 240 | 22 | 208 | 19 |  | Solar | FIXED | Roof
SRP10021 | POWER-ONE | PVI-3600-US (240V) | 4200 | 1 |  |  | 0.96 | Solar Inverter |  | OUTDOOR
SRP10022 | CHANGZHOU TRINA SOLAR ENERGY CO | TSM-185D | 240 | 25 | 143 | 26 |  | Solar | FIXED | Roof
SRP10022 | POWER-ONE | PVI-6000-OUTD-US (240 V) | 6000 | 1 |  |  | 0.96 | Solar Inverter |  | OUTDOOR
SRP10023 | CANADIAN SOLAR | CS6P-230 | 235 | 3 | 113 | 12 |  | Solar | FIXED | Roof
SRP10023 | CANADIAN SOLAR | CS6P-230 | 235 | 14 | 206 | 26 |  | Solar | FIXED | Roof
SRP10023 | ENPHASE ENERGY | M200-32-208-S01 | 215 | 17 |  |  | 0.96 | Solar Inverter |  | OUTDOOR
SRP10024 | CANADIAN SOLAR | CS6P-230 | 235 | 4 | 150 | 17 |  | Solar | FIXED | Roof
SRP10024 | CANADIAN SOLAR | CS6P-230 | 235 | 10 | 150 | 17 |  | Solar | FIXED | Roof
SRP10024 | ENPHASE ENERGY | M200-32-208-S01 | 215 | 14 |  |  | 0.96 | Solar Inverter |  | OUTDOOR
SRP10026 | REC SCANMODULE | SCM230 | 235 | 22 | 186 | 14 |  | Solar | FIXED | Roof
SRP10026 | SMA AMERICA | SB5000US (240V) | 5000 | 1 |  |  | 0.968 | Solar Inverter |  | OUTDOOR
SRP10027 | ET SOLAR INDUSTRY | ET-P672280 | 285 | 50 | 177 | 29 |  | Solar | FIXED | Roof
SRP10027 | SMA AMERICA | SB5000US (240V) | 5000 | 1 |  |  | 0.968 | Solar Inverter |  | Inside
SRP10027 | SMA AMERICA | SB7000US (240V) | 7000 | 1 |  |  | 0.969 | Solar Inverter |  | Inside
SRP10028 | CHANGZHOU TRINA SOLAR ENERGY CO | TSM-185D | 240 | 31 | 123 | 19 |  | Solar | FIXED | Roof
SRP10028 | ENPHASE ENERGY | M200-32-240-S02 | 215 | 31 |  |  | 0.96 | Solar Inverter |  | OUTDOOR
SRP10029 | CHANGZHOU TRINA SOLAR ENERGY CO | TSM-185D | 240 | 26 | 233 | 22 |  | Solar | FIXED | Roof
SRP10029 | SMA AMERICA | SB6000US (240V) | 6000 | 1 |  |  | 0.968 | Solar Inverter |  | OUTDOOR
SRP10030 | YINGLI ENERGY (CHINA) | YL260C-30B | 260 | 31 | 180 | 34 |  | Solar | FIXED | Roof
SRP10030 | ENPHASE ENERGY | M215-60-2LL-S2X | 215 | 31 |  |  | 0.963 | Solar Inverter |  | OUTDOOR
SRP10031 | CHANGZHOU TRINA SOLAR ENERGY CO | TSM-185D | 240 | 28 | 144 | 33 |  | Solar | FIXED | Roof
SRP10031 | POWER-ONE | PVI-6000-OUTD-US (240 V) | 6000 | 1 |  |  | 0.96 | Solar Inverter |  | OUTDOOR
SRP10032 | CANADIAN SOLAR | CS6P-230 | 240 | 22 | 107 | 27 |  | Solar | FIXED | Roof
SRP10032 | ENPHASE ENERGY | M200-32-208-S01 | 215 | 22 |  |  | 0.963 | Solar Inverter |  | OUTDOOR
SRP10033 | CHANGZHOU TRINA SOLAR ENERGY CO | TSM-185D | 235 | 22 | 175 | 21 |  | Solar | FIXED | Roof
SRP10033 | CHANGZHOU TRINA SOLAR ENERGY CO | TSM-185D | 235 | 12 | 265 | 21 |  | Solar | FIXED | Roof
SRP10033 | ENPHASE ENERGY | M175-24-208-S02 | 215 | 34 |  |  | 0.96 | Solar Inverter |  | OUTDOOR
SRP10034 | ISOFOTON | I-100/12 | 245 | 17 | 211 | 34 |  | Solar | FIXED | Roof
SRP10034 | POWER-ONE | PVI-3600-OUTD-US-F (240V) | 3600 | 1 |  |  | 0.96 | Solar Inverter |  | INDOOR
SRP10037 | SUNPOWER | PL-SY-HIP-200CA8 | 225 | 24 | 175 | 20 |  | Solar | FIXED | Roof
SRP10037 | SUNPOWER CORP (ORIGINAL MFRSMA) | SPR-5000M (240V) | 5000 | 1 |  |  | 0.97 | Solar Inverter |  | OUTDOOR
SRP10038 | CANADIAN SOLAR | CS6P-230 | 235 | 8 | 212 | 13 |  | Solar | FIXED | Roof
SRP10038 | CANADIAN SOLAR | CS6P-230 | 235 | 14 | 212 | 21 |  | Solar | FIXED | Roof
SRP10038 | CANADIAN SOLAR | CS6P-230 | 235 | 9 | 212 | 26 |  | Solar | FIXED | Roof
SRP10038 | ENPHASE ENERGY | M200-32-208-S01 | 215 | 31 |  |  | 0.96 | Solar Inverter |  | OUTDOOR
SRP10039 | UNKNOWN | UNKNOWN | 250 | 22 | 130 | 30 |  | Solar | FIXED | Roof
SRP10039 | UNKNOWN | UNKNOWN | 250 | 14 | 130 | 35 |  | Solar | FIXED | Roof
SRP10039 | PV POWERED | PVP3000 | 3000 | 1 |  |  | 0.935 | Solar Inverter |  | OUTDOOR
SRP10039 | PV POWERED | PVP4800 | 4800 | 1 |  |  | 0.96 | Solar Inverter |  | OUTDOOR
SRP10040 | UNKNOWN | UNKNOWN | 250 | 32 | 107.5 | 32 |  | Solar | FIXED | Roof
SRP10040 | PV POWERED | PVP3500 | 3500 | 2 |  |  | 0.955 | Solar Inverter |  | INDOOR
SRP10041 | UNKNOWN | UNKNOWN | 250 | 32 | 152.1 | 20 |  | Solar | FIXED | Roof
SRP10041 | PV POWERED | PVP3500 | 3500 | 2 |  |  | 0.955 | Solar Inverter |  | INDOOR
SRP10042 | UNKNOWN | UNKNOWN | 250 | 40 | 172.5 | 16 |  | Solar | FIXED | Roof
SRP10042 | PV POWERED | PVP4800 | 4800 | 2 |  |  | 0.96 | Solar Inverter |  | OUTDOOR
SRP10043 | CHANGZHOU TRINA SOLAR ENERGY CO | TSM-185D | 240 | 17 | 184 | 27 |  | Solar | FIXED | Roof
SRP10043 | ENPHASE ENERGY | M175-24-208-S | 215 | 17 |  |  | 0.96 | Solar Inverter |  | Outside
SRP10044 | UNKNOWN | UNKNOWN | 250 | 24 | 72.3 | 30 |  | Solar | FIXED | Roof
SRP10044 | UNKNOWN | UNKNOWN | 250 | 30 | 252.3 | 30 |  | Solar | FIXED | Roof
SRP10044 | UNKNOWN | UNKNOWN | 250 | 14 | 72.3 | 35 |  | Solar | FIXED | Roof
SRP10044 | PV POWERED | PVP3000 | 3000 | 2 |  |  | 0.935 | Solar Inverter |  | Inside
SRP10044 | PV POWERED | PVP3500 | 3500 | 1 |  |  | 0.955 | Solar Inverter |  | Inside
SRP10044 | SMA AMERICA | SB6000U (240V) | 6000 | 1 |  |  | 0.97 | Solar Inverter |  | Inside
SRP10045 | SUNWIZE TECHNOLOGIES |  | 245 | 30 | 208 | 0 |  | Solar | FIXED | Roof
SRP10045 | SUNWIZE TECHNOLOGIES |  | 245 | 6 | 208 | 41 |  | Solar | FIXED | Roof
SRP10045 | ENPHASE ENERGY | M175-24-208-S | 215 | 6 |  |  | 0.96 | Solar Inverter |  | OUTDOOR
SRP10045 | SMA AMERICA | SB7000US (240V) | 7000 | 1 |  |  | 0.97 | Solar Inverter |  | OUTDOOR
SRP10046 | TRINA SOLAR | TSM-245PA05.05 | 245 | 378 | 203 | 20 |  | Solar | FIXED | Pole
SRP10046 | SATCON TECHNOLOGY | PVS-75 (240 V) | 75000 | 1 |  |  | 0.97 | Solar Inverter |  | OUTDOOR
SRP10047 | UNKNOWN | UNKNOWN | 250 | 28 | 230 | 35 |  | Solar | FIXED | Roof
SRP10047 | PV POWERED | PVP3000 | 3000 | 2 |  |  | 0.935 | Solar Inverter |  | INDOOR
SRP10048 | KYOCERA SOLAR | KD210GX-LP | 215 | 29 | 203 | 25 |  | Solar | FIXED | Roof
SRP10048 | POWER-ONE | PVI-6000-OUTD-US (240 V) | 6000 | 1 |  |  | 0.965 | Solar Inverter |  | Inside
SRP10049 | UNKNOWN | UNKNOWN | 250 | 7 | 226.3 | 36 |  | Solar | FIXED | Roof
SRP10049 | UNKNOWN | UNKNOWN | 250 | 18 | 136.3 | 38 |  | Solar | FIXED | Roof
SRP10049 | PV POWERED | PVP2000 | 2000 | 1 |  |  | 0.92 | Solar Inverter |  | INDOOR
SRP10049 | PV POWERED | PVP4800 | 4800 | 1 |  |  | 0.96 | Solar Inverter |  | INDOOR
SRP10050 | KYOCERA SOLAR | KD215GX-LPU | 215 | 24 | 121 | 38 |  | Solar | FIXED | Roof
SRP10050 | KYOCERA SOLAR | KD215GX-LPU | 215 | 8 | 121 | 40 |  | Solar | FIXED | Roof
SRP10050 | POWER-ONE | PVI-6000-OUTD-US-W (240 V) | 6000 | 1 |  |  | 0.965 | Solar Inverter |  | Inside
SRP10051 | UNKNOWN | UNKNOWN | 250 | 36 | 204 | 20 |  | Solar | FIXED | Roof
SRP10051 | PV POWERED | PVP2500 | 2500 | 1 |  |  | 0.945 | Solar Inverter |  | INDOOR
SRP10051 | SMA AMERICA | SB6000U (240V) | 6000 | 1 |  |  | 0.97 | Solar Inverter |  | INDOOR
SRP10052 | KYOCERA SOLAR | KD210GX-LP | 220 | 35 | 183 | 26 |  | Solar | FIXED | Roof
SRP10052 | POWER-ONE | PVI-3600-US (208V) | 3600 | 2 |  |  | 0.96 | Solar Inverter |  | Inside
SRP10053 | UNKNOWN | UNKNOWN | 250 | 24 | 181 | 36 |  | Solar | FIXED | Roof
SRP10053 | SMA AMERICA | SB6000US (240V) | 6000 | 1 |  |  | 0.97 | Solar Inverter |  | INDOOR
SRP10054 | UNKNOWN | UNKNOWN | 250 | 10 | 180 | 14 |  | Solar | FIXED | Roof
SRP10054 | UNKNOWN | UNKNOWN | 250 | 11 | 180 | 16 |  | Solar | FIXED | Roof
SRP10054 | UNKNOWN | UNKNOWN | 250 | 6 | 180 | 19 |  | Solar | FIXED | Roof
SRP10054 | PV POWERED | PVP2000 | 2000 | 1 |  |  | 0.92 | Solar Inverter |  | INDOOR
SRP10054 | PV POWERED | PVP2500 | 2500 | 1 |  |  | 0.945 | Solar Inverter |  | INDOOR
SRP10054 | PV POWERED | PVP2500 | 2500 | 1 |  |  | 0.945 | Solar Inverter |  | INDOOR
SRP10055 | MATRIX SOLAR/PHOTOWATT | PW1000-100 | 250 | 9 | 43 | 15 |  | Solar | FIXED | Roof
SRP10055 | MATRIX SOLAR/PHOTOWATT | PW1000-100 | 250 | 14 | 223 | 15 |  | Solar | FIXED | Roof
SRP10055 | PV POWERED | PVP2000 | 2000 | 1 |  |  | 0.92 | Solar Inverter |  | OUTDOOR
SRP10055 | PV POWERED | PVP3000 | 3000 | 1 |  |  | 0.935 | Solar Inverter |  | OUTDOOR
SRP10056 | UNKNOWN | UNKNOWN | 250 | 36 | 151.2 | 15 |  | Solar | FIXED | Roof
SRP10056 | PV POWERED | PVP2500 | 2500 | 1 |  |  | 0.945 | Solar Inverter |  | INDOOR
SRP10056 | SMA AMERICA | SB6000U (240V) | 6000 | 1 |  |  | 0.97 | Solar Inverter |  | INDOOR
SRP10057 | UNKNOWN | UNKNOWN | 250 | 28 | 123.3 | 20 |  | Solar | FIXED | Roof
SRP10057 | PV POWERED | PVP3000 | 3000 | 2 |  |  | 0.935 | Solar Inverter |  | INDOOR
SRP10058 | CHANGZHOU TRINA SOLAR ENERGY CO | TSM-185D | 235 | 123 | 230.3 | 20 |  | Solar | FIXED | Roof
SRP10058 | SMA AMERICA | SB5000US (240V) | 5000 | 2 |  |  | 0.96 | Solar Inverter |  | Outside
SRP10058 | SMA AMERICA | SB7000US (240V) | 7000 | 1 |  |  | 0.97 | Solar Inverter |  | Outside
SRP10058 | SMA AMERICA | SB7000US (277V) | 8000 | 1 |  |  | 0.965 | Solar Inverter |  | Outside
SRP10059 | REC SCANMODULE | SCM230 | 235 | 26 | 215 | 25 |  | Solar | FIXED | Roof
SRP10059 | SMA AMERICA | SB6000U (208V) | 6000 | 1 |  |  | 0.965 | Solar Inverter |  | OUTDOOR
SRP10060 | UNKNOWN | UNKNOWN | 250 | 12 | 144.4 | 18 |  | Solar | FIXED | Roof
SRP10060 | PV POWERED | PVP2500 | 2500 | 1 |  |  | 0.945 | Solar Inverter |  | OUTDOOR
SRP10061 | UNKNOWN | UNKNOWN | 250 | 37 | 251 | 32 |  | Solar | FIXED | Roof
SRP10061 | SMA AMERICA | SB4000US (240V) | 4000 | 1 |  |  | 0.96 | Solar Inverter |  | INDOOR
SRP10061 | SMA AMERICA | SB6000US (240V) | 6000 | 1 |  |  | 0.97 | Solar Inverter |  | INDOOR
SRP10062 | UNKNOWN | UNKNOWN | 250 | 15 | 161.1 | 20 |  | Solar | FIXED | Roof
SRP10062 | UNKNOWN | UNKNOWN | 250 | 16 | 251.1 | 20 |  | Solar | FIXED | Roof
SRP10062 | PV POWERED | PVP2000 | 2000 | 1 |  |  | 0.92 | Solar Inverter |  | OUTDOOR
SRP10062 | PV POWERED | PVP2000 | 2000 | 1 |  |  | 0.92 | Solar Inverter |  | OUTDOOR
SRP10062 | PV POWERED | PVP3500 | 3500 | 1 |  |  | 0.955 | Solar Inverter |  | OUTDOOR
SRP10064 | REC SCANMODULE | SCM230 | 235 | 21 | 206 | 38 |  | Solar | FIXED | Roof
SRP10064 | ENPHASE ENERGY | M200-32-208-S01 | 215 | 21 |  |  | 0.96 | Solar Inverter |  | OUTDOOR
SRP10065 | MATRIX SOLAR/PHOTOWATT | PW1000-100 | 245 | 30 | 145 | 22 |  | Solar | FIXED | Roof
SRP10065 | POWER-ONE | PVI-6000-OUTD-US-W (240 V) | 6000 | 1 |  |  | 0.96 | Solar Inverter |  | OUTDOOR
SRP10066 | UNKNOWN | UNKNOWN | 245 | 13 | 150 | 23 |  | Solar | FIXED | Roof
SRP10066 | UNKNOWN | UNKNOWN | 245 | 5 | 150 | 50 |  | Solar | FIXED | Roof
SRP10066 | UNKNOWN | UNKNOWN | 245 | 13 | 240 | 50 |  | Solar | FIXED | Roof
SRP10066 | POWER-ONE | PVI-3000-I-OUTD-US | 3000 | 1 |  |  | 0.96 | Solar Inverter |  | OUTDOOR
SRP10066 | POWER-ONE | PVI-3000-I-OUTD-US | 3000 | 1 |  |  | 0.96 | Solar Inverter |  | OUTDOOR
SRP10066 | POWER-ONE | PVI-3000-I-OUTD-US | 3000 | 1 |  |  | 0.96 | Solar Inverter |  | OUTDOOR
SRP10067 | CHANGZHOU TRINA SOLAR ENERGY CO | TSM-185D | 240 | 22 | 180 | 36 |  | Solar | FIXED | Roof
SRP10067 | POWER-ONE | PVI-3000-I-OUTD-US | 4200 | 1 |  |  | 0.96 | Solar Inverter |  | Inside
SRP10068 | SUNPOWER | SPR-315E-WHT-U | 320 | 32 | 236 | 17 |  | Solar | FIXED | Roof
SRP10068 | SUNPOWER CORP (ORIGINAL MFRFRONIUS) | SPR 12000F (208V) | 9995 | 1 |  |  | 0.96 | Solar Inverter |  | INDOOR
SRP10069 | SUNPOWER | SPR-305-WHT-U | 320 | 21 | 233 | 23 |  | Solar | FIXED | Roof
SRP10069 | SUNPOWER CORP (ORIGINAL MFRFRONIUS) | SPR-6500F-240 | 6500 | 1 |  |  | 0.962 | Solar Inverter |  | Inside
SRP10070 | SUNPOWER | SPR-305-WHT-U | 327 | 20 | 148 | 27 |  | Solar | FIXED | Roof
SRP10070 | SUNPOWER CORP (ORIGINAL MFRSMA) | SPR-6000M (208V) | 6500 | 1 |  |  | 0.962 | Solar Inverter |  | OUTDOOR
SRP10071 | SUNPOWER | SPR-230-WHT-U | 245 | 20 | 217 | 34 |  | Solar | FIXED | Roof
SRP10071 | SUNPOWER CORP (ORIGINAL MFRFRONIUS) | SPR-4000F-240 | 4000 | 1 |  |  | 0.965 | Solar Inverter |  | Inside
SRP10072 | SUNPOWER | SPR-225-BLK-U | 230 | 34 | 225 | 27 |  | Solar | FIXED | Roof
SRP10072 | SUNPOWER CORP (ORIGINAL MFRSMA) | SPR-3000M (240V) | 3600 | 1 |  |  | 0.97 | Solar Inverter |  | OUTDOOR
SRP10072 | SUNPOWER CORP (ORIGINAL MFRSMA) | SPR-4000M (240V) | 4200 | 1 |  |  | 0.97 | Solar Inverter |  | OUTDOOR
SRP10073 | SUNPOWER | SPR-230-WHT-U | 245 | 10 | 151 | 30 |  | Solar | FIXED | Roof
SRP10073 | SUNPOWER | SPR-230-WHT-U | 245 | 10 | 151 | 32 |  | Solar | FIXED | Roof
SRP10073 | SUNPOWER CORP (ORIGINAL MFRSMA) | SPR-4000M (240V) | 4000 | 1 |  |  | 0.968 | Solar Inverter |  | OUTDOOR
SRP10074 | CANADIAN SOLAR | CS6P-235P | 235 | 56 | 118 | 23 |  | Solar | FIXED | Roof
SRP10074 | SMA AMERICA |  | 6000 | 2 |  |  | 0.96 | Solar Inverter |  | INDOOR
SRP10075 | CANADIAN SOLAR | CS6P-235P | 235 | 78 | 214 | 23 |  | Solar | FIXED | Roof
SRP10075 | SMA AMERICA | SB8000TL-US (208V) | 8000 | 2 |  |  | 0.97 | Solar Inverter |  | INDOOR
SRP10076 | CANADIAN SOLAR | CS6P-235P | 235 | 84 | 200 | 23 |  | Solar | FIXED | Roof
SRP10076 | SMA AMERICA |  | 6000 | 3 |  |  | 0.96 | Solar Inverter |  | INDOOR
SRP10077 | CANADIAN SOLAR | CS6P-235P | 235 | 39 | 198 | 23 |  | Solar | FIXED | Roof
SRP10077 | SMA AMERICA | SB8000TL-US (208V) | 8000 | 1 |  |  | 0.97 | Solar Inverter |  | INDOOR
SRP10078 | CANADIAN SOLAR | CS6P-235P | 235 | 108 | 128 | 23 |  | Solar | FIXED | Roof
SRP10078 | SMA AMERICA | SB7000US (240V) | 7000 | 3 |  |  | 0.97 | Solar Inverter |  | INDOOR
SRP10079 | CANADIAN SOLAR | CS6P-235P | 235 | 145 | 198 | 23 |  | Solar | FIXED | Roof
SRP10079 | SMA AMERICA | SB6000US (208V) | 6000 | 1 |  |  | 0.96 | Solar Inverter |  | INDOOR
SRP10079 | SMA AMERICA | SB8000TL-US (208V) | 8000 | 3 |  |  | 0.97 | Solar Inverter |  | INDOOR
SRP10080 | CANADIAN SOLAR | CS6P-235P | 235 | 84 | 198 | 23 |  | Solar | FIXED | Roof
SRP10080 | SMA AMERICA | SB6000U (240V) | 6000 | 3 |  |  | 0.96 | Solar Inverter |  | INDOOR
SRP10081 | CANADIAN SOLAR | CS6P-235P | 235 | 56 | 216 | 23 |  | Solar | FIXED | Roof
SRP10081 | SMA AMERICA | SB6000US (240V) | 6000 | 2 |  |  | 0.96 | Solar Inverter |  | INDOOR
SRP10082 | TRINA SOLAR | TSM-240PA05 | 240 | 28 | 154 | 26 |  | Solar | FIXED | Roof
SRP10082 | ENPHASE ENERGY | M215-60-2LL-S2X | 215 | 28 |  |  | 0.96 | Solar Inverter |  | Outside
SRP10083 | LDK SOLAR | LDK-250D-20 | 250 | 1911 | 32 | 3 |  | Solar | FIXED | Roof
SRP10083 | LDK SOLAR | LDK-250D-20 | 250 | 2028 | 212 | 3 |  | Solar | FIXED | Roof
SRP10083 | SATCON TECHNOLOGY | PVS-375 (480 V) | 375000 | 2 |  |  | 0.963 | Solar Inverter |  | OUTDOOR
SRP10084 | BAODING YINGLI NEW ENERGY RESOURCES CO | YL175(156) | 240 | 29 | 180 | 35 |  | Solar | FIXED | Roof
SRP10084 | POWER-ONE | PVI-6000-OUTD-US (240 V) | 6000 | 1 |  |  | 0.965 | Solar Inverter |  | INDOOR
SRP10087 | UNKNOWN | UNKNOWN | 250 | 26 | 158.7 | 15 |  | Solar | FIXED | Roof
SRP10087 | UNKNOWN | UNKNOWN | 250 | 12 | 158.7 | 45 |  | Solar | FIXED | Roof
SRP10087 | PV POWERED | PVP2500 | 2500 | 1 |  |  | 0.945 | Solar Inverter |  | OUTDOOR
SRP10087 | SMA AMERICA | SB6000U (240V) | 6000 | 1 |  |  | 0.97 | Solar Inverter |  | OUTDOOR
SRP10088 | UNKNOWN | UNKNOWN | 250 | 36 | 180 | 30 |  | Solar | FIXED | Ground
SRP10088 | PV POWERED | PVP2500 | 2500 | 1 |  |  | 0.945 | Solar Inverter |  | OUTDOOR
SRP10088 | SMA AMERICA | SB6000US (240V) | 6000 | 1 |  |  | 0.97 | Solar Inverter |  | OUTDOOR
SRP10089 | SUNPOWER | SPR-230-WHT-U | 260 | 9 | 234 | 30 |  | Solar | FIXED | Roof
SRP10089 | POWER-ONE | PVI-3000-I-OUTD-US-F (240V) | 3000 | 1 |  |  | 0.96 | Solar Inverter |  | INDOOR
SRP10090 | KYOCERA SOLAR | KD210GX-L | 215 | 8 | 160 | 40 |  | Solar | FIXED | Roof
SRP10090 | KYOCERA SOLAR | KD210GX-L | 215 | 30 | 250 | 40 |  | Solar | FIXED | Roof
SRP10090 | POWER-ONE | PVI-3000-I-OUTD-US-F (240V) | 3000 | 1 |  |  | 0.955 | Solar Inverter |  | INDOOR
SRP10090 | POWER-ONE | PVI-3600-US (240V) | 4200 | 1 |  |  | 0.96 | Solar Inverter |  | INDOOR
SRP10091 | BAODING YINGLI NEW ENERGY RESOURCES CO | YL175(156) | 235 | 26 | 245 | 26 |  | Solar | FIXED | Roof
SRP10091 | SMA AMERICA | SB6000U (240V) | 6000 | 1 |  |  | 0.955 | Solar Inverter |  | OUTDOOR
SRP10092 | KYOCERA SOLAR | KD210GX-L | 220 | 16 | 195 | 22 |  | Solar | FIXED | Roof
SRP10092 | KYOCERA SOLAR | KD210GX-L | 220 | 18 | 195 | 22 |  | Solar | FIXED | Roof
SRP10092 | POWER-ONE | PVI-3000-I-OUTD-US-F (240V) | 3000 | 1 |  |  | 0.96 | Solar Inverter |  | INDOOR
SRP10092 | POWER-ONE | PVI-3600-OUTD-US-F (240V) | 3600 | 1 |  |  | 0.96 | Solar Inverter |  | INDOOR
SRP10094 | BAODING YINGLI NEW ENERGY RESOURCES CO | YL175(156) | 240 | 13 | 72 | 22 |  | Solar | FIXED | Roof
SRP10094 | BAODING YINGLI NEW ENERGY RESOURCES CO | YL175(156) | 240 | 26 | 252 | 22 |  | Solar | FIXED | Roof
SRP10094 | FRONIUS USA |  | 10000 | 1 |  |  | 0.955 | Solar Inverter |  | INDOOR
SRP10095 | BAODING YINGLI NEW ENERGY RESOURCES CO | YL175(156) | 240 | 36 | 158 | 34 |  | Solar | FIXED | Roof
SRP10095 | POWER-ONE | PVI-3000-I-OUTD-US | 3000 | 1 |  |  | 0.96 | Solar Inverter |  | INDOOR
SRP10095 | POWER-ONE | PVI-6000-OUTD-US (240 V) | 6000 | 1 |  |  | 0.96 | Solar Inverter |  | INDOOR
SRP10096 | KYOCERA SOLAR | KD210GX-L | 220 | 43 | 169 | 33 |  | Solar | FIXED | Roof
SRP10096 | SMA AMERICA | SB3000US (240V) | 3000 | 1 |  |  | 0.955 | Solar Inverter |  | Inside
SRP10096 | SMA AMERICA | SB7000US (240V) | 7000 | 1 |  |  | 0.955 | Solar Inverter |  | Inside
SRP10098 | UNKNOWN | UNKNOWN | 250 | 30 | 233.7 | 28 |  | Solar | FIXED | Roof
SRP10098 | PV POWERED | PVP3000 | 3000 | 1 |  |  | 0.935 | Solar Inverter |  | INDOOR
SRP10098 | PV POWERED | PVP3500 | 3500 | 1 |  |  | 0.955 | Solar Inverter |  | INDOOR
SRP10099 | UNKNOWN | UNKNOWN | 250 | 22 | 220 | 25 |  | Solar | FIXED | Roof
SRP10099 | PV POWERED | PVP4800 | 4800 | 1 |  |  | 0.96 | Solar Inverter |  | INDOOR
SRP10100 | REC SCANMODULE | SCM230 | 235 | 13 | 171 | 19 |  | Solar | FIXED | Roof
SRP10100 | REC SCANMODULE | SCM230 | 235 | 13 | 261 | 19 |  | Solar | FIXED | Roof
SRP10100 | REC SCANMODULE | SCM230 | 235 | 13 | 261 | 34 |  | Solar | FIXED | Roof
SRP10100 | SMA AMERICA | SB4000US (208V) | 4000 | 3 |  |  | 0.968 | Solar Inverter |  | OUTDOOR
SRP10101 | UNKNOWN | UNKNOWN | 250 | 32 | 171 | 16 |  | Solar | FIXED | Roof
SRP10101 | PV POWERED | PVP3500 | 3500 | 1 |  |  | 0.955 | Solar Inverter |  | OUTDOOR
SRP10101 | PV POWERED | PVP3500 | 3500 | 1 |  |  | 0.955 | Solar Inverter |  | OUTDOOR
SRP10102 | UNKNOWN | UNKNOWN | 250 | 20 | 161 | 20 |  | Solar | FIXED | Roof
SRP10102 | PV POWERED | PVP4800 | 4800 | 1 |  |  | 0.96 | Solar Inverter |  | INDOOR
SRP10104 | SUNPOWER | SPR-315E-WHT-U | 327 | 18 | 159 | 21 |  | Solar | FIXED | Roof
SRP10104 | SUNPOWER CORP (ORIGINAL MFRSMA) | SPR-5000M (240V) | 5000 | 1 |  |  | 0.968 | Solar Inverter |  | OUTDOOR
SRP10106 | TRINA SOLAR | TSM-230PA05.10 | 230 | 4 | 94 | 15 |  | Solar | FIXED | Roof
SRP10106 | TRINA SOLAR | TSM-230PA05.10 | 230 | 26 | 181 | 19 |  | Solar | FIXED | Roof
SRP10106 | ENPHASE ENERGY | M215-60-2LL-S2X | 215 | 30 |  |  | 0.96 | Solar Inverter |  | OUTDOOR
SRP10107 | BAODING YINGLI NEW ENERGY RESOURCES CO | YL175(156) | 240 | 208 | 217 | 5 |  | Solar | FIXED | Roof
SRP10107 | FRONIUS USA |  | 11400 | 4 |  |  | 0.96 | Solar Inverter |  | OUTDOOR
SRP10108 | KYOCERA SOLAR | KD210GX-L | 215 | 38 | 182 | 22 |  | Solar | FIXED | Roof
SRP10108 | SMA AMERICA | SB3000US (240V) | 3000 | 1 |  |  | 0.96 | Solar Inverter |  | Outside
SRP10108 | SMA AMERICA | SB5000US (240V) | 5000 | 1 |  |  | 0.967 | Solar Inverter |  | Outside
SRP10109 | UNKNOWN | UNKNOWN | 250 | 28 | 188.1 | 20 |  | Solar | FIXED | Roof
SRP10109 | PV POWERED | PVP3000 | 3000 | 2 |  |  | 0.935 | Solar Inverter |  | INDOOR
SRP10110 | CANADIAN SOLAR | CS6P-230 | 235 | 18 | 168 | 23 |  | Solar | FIXED | Roof
SRP10110 | ENPHASE ENERGY | M200-32-240-S02 | 215 | 18 |  |  | 0.963 | Solar Inverter |  | OUTDOOR
SRP10111 | UNKNOWN | UNKNOWN | 250 | 9 | 205.3 | 25 |  | Solar | FIXED | Roof
SRP10111 | UNKNOWN | UNKNOWN | 250 | 17 | 205.3 | 32 |  | Solar | FIXED | Roof
SRP10111 | PV POWERED | PVP2000 | 2000 | 1 |  |  | 0.92 | Solar Inverter |  | Inside
SRP10111 | PV POWERED | PVP2000 | 2000 | 1 |  |  | 0.92 | Solar Inverter |  | Inside
SRP10111 | PV POWERED | PVP2500 | 2500 | 1 |  |  | 0.945 | Solar Inverter |  | Inside
SRP10112 | UNKNOWN | UNKNOWN | 250 | 17 | 129.6 | 10 |  | Solar | FIXED | Roof
SRP10112 | PV POWERED | PVP2000 | 2000 | 1 |  |  | 0.92 | Solar Inverter |  | Outside
SRP10112 | PV POWERED | PVP2500 | 2500 | 1 |  |  | 0.945 | Solar Inverter |  | Outside
SRP10113 | TRINA SOLAR | TSM-230PA05 | 230 | 30 | 202 | 16 |  | Solar | FIXED | Roof
SRP10113 | SMA AMERICA | SB7000US (208V) | 7000 | 1 |  |  | 0.969 | Solar Inverter |  | OUTDOOR
SRP10114 | UNKNOWN | UNKNOWN | 250 | 37 | 198 | 25 |  | Solar | FIXED | Roof
SRP10114 | SMA AMERICA | SB4000US (240V) | 4000 | 1 |  |  | 0.96 | Solar Inverter |  | INDOOR
SRP10114 | SMA AMERICA | SB6000U (240V) | 6000 | 1 |  |  | 0.97 | Solar Inverter |  | INDOOR
SRP10116 | SHARP | NU-U240F1 | 240 | 378 | 175 | 7.5 |  | Solar | FIXED | Ground
SRP10116 | SHARP | NU-U240F1 | 240 | 156 | 266 | 7.5 |  | Solar | FIXED | Ground
SRP10116 | SHARP | NU-U240F1 | 240 | 155 | 174 | 10 |  | Solar | FIXED | Ground
SRP10116 | SHARP | NU-U240F1 | 240 | 20 | 176 | 15 |  | Solar | FIXED | Ground
SRP10116 | SHARP | NU-U240F1 | 240 | 72 | 265 | 23 |  | Solar | FIXED | Ground
SRP10116 | SHARP | NU-U240F1 | 240 | 126 | 174 | 54 |  | Solar | FIXED | Ground
SRP10116 | ENPHASE ENERGY | M200-32-208-S01 | 215 | 156 |  |  | 0.96 | Solar Inverter |  | OUTDOOR
SRP10116 | SATCON TECHNOLOGY | PVS-100 (208 V) | 100000 | 2 |  |  | 0.99 | Solar Inverter |  | Inside
SRP10117 | SHARP | NU-Q240F2 | 240 | 196 | 180 | 25 |  | Solar | FIXED | Ground
SRP10117 | SATCON TECHNOLOGY | PVS-50 (480 V) | 50000 | 1 |  |  | 0.99 | Solar Inverter |  | Outside
SRP10118 | SHARP | ND-Q240Q2 | 240 | 28 | 187.5 | 10 |  | Solar | FIXED | Ground
SRP10118 | SHARP | ND-Q240Q2 | 240 | 476 | 195 | 25 |  | Solar | FIXED | Ground
SRP10118 | ENPHASE ENERGY | M200-32-208-S01 | 215 | 28 |  |  | 0.963 | Solar Inverter |  | OUTDOOR
SRP10118 | SATCON TECHNOLOGY | PVS-100 (240 V) | 100000 | 1 |  |  | 0.96 | Solar Inverter |  | OUTDOOR
SRP10119 | CANADIAN SOLAR | CS6P-230 | 235 | 22 | 264 | 24 |  | Solar | FIXED | Roof
SRP10119 | ENPHASE ENERGY | M200-32-240-S02 | 215 | 22 |  |  | 0.96 | Solar Inverter |  | OUTDOOR
SRP10120 | SHARP | ND-240QCJ | 240 | 378 | 180 | 20 |  | Solar | FIXED | Ground
SRP10120 | SATCON TECHNOLOGY | PVS-75 (240 V) | 75000 | 1 |  |  | 0.96 | Solar Inverter |  | OUTDOOR
SRP10121 | CANADIAN SOLAR | CS6P-230 | 235 | 28 | 230 | 16 |  | Solar | FIXED | Roof
SRP10121 | ENPHASE ENERGY | M200-32-240-S02 | 215 | 28 |  |  | 0.96 | Solar Inverter |  | OUTDOOR
SRP10122 | SHARP | NU-Q240F2 | 240 | 104 | 231 | 7.5 |  | Solar | FIXED | Ground
SRP10122 | SHARP | NU-Q240F2 | 240 | 70 | 58 | 16 |  | Solar | FIXED | Ground
SRP10122 | SHARP | NU-Q240F2 | 240 | 33 | 151 | 16 |  | Solar | FIXED | Ground
SRP10122 | SHARP | NU-Q240F2 | 240 | 64 | 212 | 16 |  | Solar | FIXED | Ground
SRP10122 | ENPHASE ENERGY | M200-32-208-S01 | 215 | 271 |  |  | 0.96 | Solar Inverter |  | OUTDOOR
SRP10123 | CANADIAN SOLAR | CS6P-235PX | 235 | 40 | 233 | 19 |  | Solar | FIXED | Roof
SRP10123 | ENPHASE ENERGY | M200-32-208-S01 | 215 | 24 |  |  | 0.96 | Solar Inverter |  | OUTDOOR
SRP10123 | ENPHASE ENERGY | M200-32-240-S02 | 215 | 16 |  |  | 0.96 | Solar Inverter |  | OUTDOOR
SRP10124 | CHANGZHOU TRINA SOLAR ENERGY CO | TSM-185D | 290 | 924 | 206 | 10 |  | Solar | FIXED | Roof
SRP10124 | PV POWERED | PVP2500 | 260000 | 1 |  |  | 0.97 | Solar Inverter |  | OUTDOOR
SRP10125 | CANADIAN SOLAR | CS6P-230 | 235 | 14 | 205 | 28 |  | Solar | FIXED | Roof
SRP10125 | ENPHASE ENERGY | M200-32-240-S02 | 215 | 14 |  |  | 0.96 | Solar Inverter |  | OUTDOOR
SRP10126 | CANADIAN SOLAR | CS6P-230 | 235 | 18 | 98 | 20 |  | Solar | FIXED | Roof
SRP10126 | CANADIAN SOLAR | CS6P-230 | 235 | 9 | 188 | 20 |  | Solar | FIXED | Roof
SRP10126 | ENPHASE ENERGY | M200-32-240-S02 | 215 | 27 |  |  | 0.96 | Solar Inverter |  | OUTDOOR
SRP10127 | SHARP | ND-224U1F | 240 | 169 | 226 | 0 |  | Solar | FIXED | Roof
SRP10127 | SHARP | ND-224UC1 | 240 | 299 | 224 | 10 |  | Solar | FIXED | Roof
SRP10127 | SATCON TECHNOLOGY | PVS-100 (240 V) | 100000 | 1 |  |  | 0.99 | Solar Inverter |  | OUTDOOR
SRP10129 | SHARP | NU-U240F2 | 240 | 180 | 224 | 0 |  | Solar | FIXED | Roof
SRP10129 | SHARP | NU-U240F2 | 240 | 228 | 224 | 10 |  | Solar | FIXED | Roof
SRP10129 | SATCON TECHNOLOGY | SDMS0100480LNIU | 100000 | 1 |  |  | 0.99 | Solar Inverter |  | OUTDOOR
SRP10131 | TRINA SOLAR | TSM-240PD05.10 | 240 | 8 | 223 | 18 |  | Solar | FIXED | Roof
SRP10131 | TRINA SOLAR | TSM-240PD05.10 | 240 | 15 | 131 | 21 |  | Solar | FIXED | Roof
SRP10131 | TRINA SOLAR | TSM-240PD05.10 | 240 | 15 | 206 | 29 |  | Solar | FIXED | Roof
SRP10131 | TRINA SOLAR | TSM-240PD05.10 | 240 | 14 | 223 | 32 |  | Solar | FIXED | Roof
SRP10131 | ENPHASE ENERGY | M215-60-2LL-S2X | 215 | 52 |  |  | 0.96 | Solar Inverter |  | OUTDOOR
SRP10132 | SUNPOWER | SPR-315E-WHT-U | 327 | 1832 | 166 | 5 |  | Solar | FIXED | Roof
SRP10132 | SATCON TECHNOLOGY | PVS-500 (480 V) | 500000 | 1 |  |  | 0.98 | Solar Inverter |  | INDOOR
SRP10133 | UNKNOWN | UNKNOWN | 245 | 8 | 203 | 16 |  | Solar | FIXED | Roof
SRP10133 | UNKNOWN | UNKNOWN | 245 | 10 | 203 | 28 |  | Solar | FIXED | Roof
SRP10133 | POWER-ONE | PVI-3600-OUTD-US-F (240V) | 3600 | 1 |  |  | 0.96 | Solar Inverter |  | OUTDOOR
SRP10134 | SOLARWORLD | SW185MONO | 230 | 48 | 106 | 23 |  | Solar | FIXED | Roof
SRP10134 | SOLARWORLD | SW185MONO | 230 | 22 | 196 | 23 |  | Solar | FIXED | Roof
SRP10134 | ENPHASE ENERGY | M200-32-240-S02 | 215 | 70 |  |  | 0.96 | Solar Inverter |  | OUTDOOR
SRP10135 | REC SCANMODULE | SCM230 | 235 | 22 | 157 | 16 |  | Solar | FIXED | Roof
SRP10135 | REC SCANMODULE | SCM230 | 240 | 11 | 247 | 16 |  | Solar | FIXED | Roof
SRP10135 | SMA AMERICA | SB3000US (208V) | 3000 | 1 |  |  | 0.95 | Solar Inverter |  | Inside
SRP10135 | SMA AMERICA | SB5000US (208V) | 5000 | 1 |  |  | 0.95 | Solar Inverter |  | Inside
SRP10136 | UNITED SOLAR OVONIC | ASR-120 | 240 | 18 | 172 | 33 |  | Solar | FIXED | Roof
SRP10136 | UNITED SOLAR OVONIC | ASR-120 | 240 | 12 | 262 | 33 |  | Solar | FIXED | Roof
SRP10136 | ENPHASE ENERGY | M175-24-240-S | 215 | 30 |  |  | 0.96 | Solar Inverter |  | INDOOR
SRP10137 | LG ELECTRONICS SOLAR CELL DIVISION | LG250S1C-G2 | 250 | 18 | 224 | 34 |  | Solar | FIXED | Roof
SRP10137 | LG ELECTRONICS SOLAR CELL DIVISION | LG250S1C-G2 | 250 | 18 | 134 | 37 |  | Solar | FIXED | Roof
SRP10137 | ENPHASE ENERGY | M215-60-2LL-S2X | 215 | 10 |  |  | 0.96 | Solar Inverter |  | OUTDOOR
SRP10137 | ENPHASE ENERGY | M215-60-2LL-S2X | 215 | 26 |  |  | 0.96 | Solar Inverter |  | OUTDOOR
SRP10138 | SOLARWORLD | SW185MONO | 240 | 36 | 165 | 23 |  | Solar | FIXED | Roof
SRP10138 | ENPHASE ENERGY | M200-32-240-S02 | 215 | 36 |  |  | 0.96 | Solar Inverter |  | OUTDOOR
SRP10140 | MATRIX SOLAR/PHOTOWATT | PW1650-175 | 250 | 23 | 95 | 27 |  | Solar | FIXED | Roof
SRP10140 | MATRIX SOLAR/PHOTOWATT | PW1650-175 | 250 | 18 | 185 | 33 |  | Solar | FIXED | Roof
SRP10140 | ENPHASE ENERGY | M200-32-240-S02 | 215 | 15 |  |  | 0.96 | Solar Inverter |  | OUTDOOR
SRP10140 | ENPHASE ENERGY | M200-32-240-S02 | 215 | 26 |  |  | 0.96 | Solar Inverter |  | OUTDOOR
SRP10141 | SUNTECH POWER | STP210S-18/UB-1 | 240 | 50 | 173 | 42 |  | Solar | FIXED | Roof
SRP10141 | ENPHASE ENERGY | M200-32-240-S02 | 215 | 16 |  |  | 0.96 | Solar Inverter |  | OUTDOOR
SRP10141 | ENPHASE ENERGY | M200-32-240-S02 | 215 | 34 |  |  | 0.96 | Solar Inverter |  | OUTDOOR
SRP10142 | KYOCERA SOLAR | KD210GX-LP | 215 | 22 | 119 | 18 |  | Solar | FIXED | Roof
SRP10142 | KYOCERA SOLAR | KD210GX-LP | 215 | 11 | 209 | 18 |  | Solar | FIXED | Roof
SRP10142 | POWER-ONE | PVI-3000-I-OUTD-US | 3000 | 1 |  |  | 0.96 | Solar Inverter |  | INDOOR
SRP10142 | POWER-ONE | PVI-3600-US (240V) | 4200 | 1 |  |  | 0.96 | Solar Inverter |  | INDOOR
SRP10143 | YINGLI ENERGY (CHINA) | YL240P-29B | 240 | 24 | 164 | 18 |  | Solar | FIXED | Roof
SRP10143 | SOLECTRIA RENEWABLES | PVI 5000 (208V) | 5000 | 1 |  |  | 0.97 | Solar Inverter |  | Inside
SRP10144 | SUNPOWER | SPR-230-WHT-U | 245 | 27 | 132 | 32 |  | Solar | FIXED | Roof
SRP10144 | SUNPOWER CORP (ORIGINAL MFRSMA) | SPR-6000M (208V) | 6000 | 1 |  |  | 0.97 | Solar Inverter |  | INDOOR
SRP10145 | CHANGZHOU TRINA SOLAR ENERGY CO | TSM-185D | 240 | 7 | 207 | 13 |  | Solar | FIXED | Roof
SRP10145 | CHANGZHOU TRINA SOLAR ENERGY CO | TSM-185D | 240 | 8 | 120 | 17 |  | Solar | FIXED | Roof
SRP10145 | CHANGZHOU TRINA SOLAR ENERGY CO | TSM-185D | 240 | 15 | 120 | 28 |  | Solar | FIXED | Roof
SRP10145 | ENPHASE ENERGY | M200-32-240-S02 | 215 | 30 |  |  | 0.96 | Solar Inverter |  | Inside
SRP10146 | SOLARWORLD | SW185MONO | 240 | 48 | 258 | 17 |  | Solar | FIXED | Roof
SRP10146 | ENPHASE ENERGY | M200-32-240-S02 | 215 | 48 |  |  | 0.96 | Solar Inverter |  | OUTDOOR
SRP10147 | SCHUCO USA | MPE 235 PS 08 | 235 | 104 | 209 | 5 |  | Solar | FIXED | Roof
SRP10147 | SCHUCO USA | MPE 240 MS 08 | 240 | 325 | 209 | 5 |  | Solar | FIXED | Roof
SRP10147 | SOLECTRIA RENEWABLES | PVI82KW-480 | 82000 | 1 |  |  | 0.98 | Solar Inverter |  | OUTDOOR
SRP10148 | CHANGZHOU TRINA SOLAR ENERGY CO | TSM-185D | 285 | 420 | 193.7 | 10 |  | Solar | FIXED | Roof
SRP10148 | PV POWERED | PVP100KW-208 | 100000 | 1 |  |  | 0.96 | Solar Inverter |  | OUTDOOR
SRP10149 | CHANGZHOU TRINA SOLAR ENERGY CO | TSM-185D | 235 | 16 | 250 | 28 |  | Solar | FIXED | Roof
SRP10149 | CHANGZHOU TRINA SOLAR ENERGY CO | TSM-185D | 235 | 18 | 250 | 32 |  | Solar | FIXED | Roof
SRP10149 | ENPHASE ENERGY | M200-32-208-S01 | 215 | 34 |  |  | 0.96 | Solar Inverter |  | Outside
SRP10150 | CHANGZHOU TRINA SOLAR ENERGY CO | TSM-185D | 235 | 8 | 130 | 20 |  | Solar | FIXED | Roof
SRP10150 | CHANGZHOU TRINA SOLAR ENERGY CO | TSM-185D | 235 | 19 | 220 | 20 |  | Solar | FIXED | Roof
SRP10150 | ENPHASE ENERGY | M200-32-240-S02 | 215 | 19 |  |  | 0.96 | Solar Inverter |  | OUTDOOR
SRP10151 | SUNPOWER | SPR-230-WHT-U | 245 | 27 | 178 | 41 |  | Solar | FIXED | Roof
SRP10151 | SUNPOWER CORP (ORIGINAL MFRSMA) | SPR-6000M (208V) | 6000 | 1 |  |  | 0.97 | Solar Inverter |  | Inside
SRP10152 | CHANGZHOU TRINA SOLAR ENERGY CO | TSM-185D | 235 | 22 | 176 | 25 |  | Solar | FIXED | Roof
SRP10152 | CHANGZHOU TRINA SOLAR ENERGY CO | TSM-185D | 235 | 15 | 266 | 40 |  | Solar | FIXED | Roof
SRP10152 | ENPHASE ENERGY | M200-32-208-S01 | 215 | 37 |  |  | 0.96 | Solar Inverter |  | INDOOR
SRP10153 | SUNPOWER | SPR-305-WHT-U | 308 | 20 | 165 | 34 |  | Solar | FIXED | Roof
SRP10153 | SUNPOWER | SPR-305-WHT-U | 308 | 12 | 165 | 37 |  | Solar | FIXED | Roof
SRP10153 | SUNPOWER CORP (ORIGINAL MFRSMA) | SPR-3000M (208V) | 3300 | 1 |  |  | 0.96 | Solar Inverter |  | OUTDOOR
SRP10153 | SUNPOWER CORP (ORIGINAL MFRSMA) | SPR-7000M (208V) | 6500 | 1 |  |  | 0.96 | Solar Inverter |  | Outside
SRP10154 | CHANGZHOU TRINA SOLAR ENERGY CO | TSM-185D | 240 | 26 | 236 | 17 |  | Solar | FIXED | Roof
SRP10154 | ENPHASE ENERGY | M200-32-208-S01 | 215 | 26 |  |  | 0.96 | Solar Inverter |  | Outside
SRP10155 | ET SOLAR INDUSTRY | ET-P654190 | 190 | 20 | 232 | 20 |  | Solar | FIXED | Roof
SRP10155 | SMA AMERICA | SB4000US (208V) | 4000 | 1 |  |  | 0.95 | Solar Inverter |  | Inside
SRP10156 | CHANGZHOU TRINA SOLAR ENERGY CO | TSM-185D | 235 | 23 | 260 | 22 |  | Solar | FIXED | Roof
SRP10156 | CHANGZHOU TRINA SOLAR ENERGY CO | TSM-185D | 235 | 13 | 166 | 36 |  | Solar | FIXED | Roof
SRP10156 | CHANGZHOU TRINA SOLAR ENERGY CO | TSM-185D | 235 | 4 | 260 | 45 |  | Solar | FIXED | Roof
SRP10156 | ENPHASE ENERGY | M200-32-240-S02 | 215 | 40 |  |  | 0.96 | Solar Inverter |  | Inside
SRP10158 | CHANGZHOU TRINA SOLAR ENERGY CO | TSM-185D | 240 | 15 | 260 | 6 |  | Solar | FIXED | Roof
SRP10158 | CHANGZHOU TRINA SOLAR ENERGY CO | TSM-185D | 240 | 24 | 260 | 19 |  | Solar | FIXED | Roof
SRP10158 | ENPHASE ENERGY | M200-32-208-S01 | 215 | 39 |  |  | 0.96 | Solar Inverter |  | INDOOR
SRP10159 | CHANGZHOU TRINA SOLAR ENERGY CO | TSM-185D | 235 | 33 | 123 | 40 |  | Solar | FIXED | Roof
SRP10159 | SMA AMERICA | SB7000US (240V) | 7000 | 1 |  |  | 0.969 | Solar Inverter |  | INDOOR
SRP10160 | CHANGZHOU TRINA SOLAR ENERGY CO | TSM-185D | 235 | 17 | 229 | 23 |  | Solar | FIXED | Roof
SRP10160 | ENPHASE ENERGY | M200-32-208-S01 | 215 | 17 |  |  | 0.96 | Solar Inverter |  | OUTDOOR
SRP10161 | MC SOLAR | BP970B | 240 | 3 | 249 | 20 |  | Solar | FIXED | Roof
SRP10161 | MC SOLAR | BP970B | 240 | 6 | 159 | 24 |  | Solar | FIXED | Roof
SRP10161 | MC SOLAR | BP970B | 240 | 24 | 159 | 24 |  | Solar | FIXED | Roof
SRP10161 | ENPHASE ENERGY | M200-32-208-S01 | 215 | 3 |  |  | 0.963 | Solar Inverter |  | OUTDOOR
SRP10161 | ENPHASE ENERGY | M200-32-208-S01 | 215 | 6 |  |  | 0.963 | Solar Inverter |  | OUTDOOR
SRP10161 | ENPHASE ENERGY | M200-32-208-S01 | 215 | 24 |  |  | 0.963 | Solar Inverter |  | OUTDOOR
SRP10162 | CHANGZHOU TRINA SOLAR ENERGY CO | TSM-185D | 240 | 16 | 217 | 23 |  | Solar | FIXED | Roof
SRP10162 | ENPHASE ENERGY | M200-32-208-S01 | 240 | 16 |  |  | 0.963 | Solar Inverter |  | OUTDOOR
SRP10163 | NINGBO SOLAR ELECTRIC POWER | TDB125X125-72-P 150W | 230 | 33 | 194 | 30 |  | Solar | FIXED | Roof
SRP10163 | SMA AMERICA | SB7000US (240V) | 7000 | 1 |  |  | 0.97 | Solar Inverter |  | INDOOR
SRP10164 | SUNPOWER | SPR-225-BLK-U | 225 | 28 | 238 | 33 |  | Solar | FIXED | Roof
SRP10164 | SUNPOWER CORP (ORIGINAL MFRSMA) | SPR-6000M (240V) | 6500 | 1 |  |  | 0.962 | Solar Inverter |  | Outside
SRP10165 | UNKNOWN | UNKNOWN | 250 | 24 | 128.4 | 20 |  | Solar | FIXED | Roof
SRP10165 | SMA AMERICA | SB6000U (240V) | 6000 | 1 |  |  | 0.97 | Solar Inverter |  | INDOOR
SRP10168 | CANADIAN SOLAR | CS6P-230 | 235 | 23 | 172 | 19 |  | Solar | FIXED | Roof
SRP10168 | ENPHASE ENERGY | M200-32-240-S02 | 215 | 23 |  |  | 0.96 | Solar Inverter |  | OUTDOOR
SRP10170 | BAODING YINGLI NEW ENERGY RESOURCES CO | YL175(156) | 240 | 455 | 174 | 5 |  | Solar | FIXED | Roof
SRP10170 | PV POWERED | PVP100KW-208 | 100000 | 1 |  |  | 0.96 | Solar Inverter |  | OUTDOOR
SRP10171 | CANADIAN SOLAR | CS5P-235 | 235 | 33 | 188 | 19 |  | Solar | FIXED | Roof
SRP10171 | ENPHASE ENERGY | M200-32-208-S01 | 215 | 33 |  |  | 0.96 | Solar Inverter |  | OUTDOOR
SRP10173 | BP SOLAR | BP3170N | 215 | 18 | 153 | 39 |  | Solar | FIXED | Roof
SRP10173 | FRONIUS USA | IG 4000 | 4000 | 1 |  |  | 0.95 | Solar Inverter |  | INDOOR
SRP10174 | REC SCANMODULE | SCM230 | 235 | 14 | 90 | 23 |  | Solar | FIXED | Roof
SRP10174 | SMA AMERICA | SB4000US (208V) | 4000 | 1 |  |  | 0.965 | Solar Inverter |  | OUTDOOR
SRP10175 | UNKNOWN | UNKNOWN | 250 | 16 | 185.1 | 5 |  | Solar | FIXED | Roof
SRP10175 | PV POWERED | PVP3500 | 3500 | 1 |  |  | 0.955 | Solar Inverter |  | Inside
SRP10176 | BAODING YINGLI NEW ENERGY RESOURCES CO | 110(17)P1447X663 | 240 | 40 | 76 | 29 |  | Solar | FIXED | Roof
SRP10176 | BAODING YINGLI NEW ENERGY RESOURCES CO | 110(17)P1447X663 | 240 | 12 | 180 | 47 |  | Solar | FIXED | Roof
SRP10176 | POWER-ONE | PVI-5000-OUTD-US (208 V) | 5000 | 1 |  |  | 0.965 | Solar Inverter |  | INDOOR
SRP10176 | POWER-ONE | PVI-6000-OUTD-US-W (208 V) | 6000 | 1 |  |  | 0.965 | Solar Inverter |  | INDOOR
SRP10177 | UNKNOWN | UNKNOWN | 250 | 41 | 215 | 25 |  | Solar | FIXED | Roof
SRP10177 | PV POWERED | PVP2000 | 2000 | 1 |  |  | 0.92 | Solar Inverter |  | INDOOR
SRP10177 | SMA AMERICA | SB7000US (208V) | 7000 | 1 |  |  | 0.97 | Solar Inverter |  | INDOOR
SRP10178 | ET SOLAR INDUSTRY | ET-P654180 | 190 | 44 | 210 | 26 |  | Solar | FIXED | Roof
SRP10178 | SMA AMERICA | SB7000US (208V) | 7000 | 1 |  |  | 0.96 | Solar Inverter |  | OUTDOOR
SRP10179 | WEBEL SL ENERGY SYSTEMS | W1600-165 | 235 | 6 | 140 | 50 |  | Solar | FIXED | Roof
SRP10179 | ENPHASE ENERGY | M175-24-208-S | 190 | 6 |  |  | 0.96 | Solar Inverter |  | OUTDOOR
SRP10180 | UNKNOWN | UNKNOWN | 250 | 26 | 126.8 | 25 |  | Solar | FIXED | Roof
SRP10180 | SMA AMERICA | SB6000U (240V) | 6000 | 1 |  |  | 0.97 | Solar Inverter |  | INDOOR
SRP10182 | YINGLI ENERGY (CHINA) | YL255P-29B | 255 | 126 | 192 | 10 |  | Solar | FIXED | Roof
SRP10182 | SMA AMERICA | SB10000TL-US-12 (240V) | 10000 | 3 |  |  | 0.987 | Solar Inverter |  | INDOOR
SRP10183 | WEBEL SL ENERGY SYSTEMS | W1000-100 | 235 | 6 | 135 | 35 |  | Solar | FIXED | Roof
SRP10183 | ENPHASE ENERGY | M175-24-208-S | 190 | 6 |  |  | 0.96 | Solar Inverter |  | OUTDOOR
SRP10185 | UNKNOWN | UNKNOWN | 250 | 18 | 173.5 | 16 |  | Solar | FIXED | Roof
SRP10185 | PV POWERED | PVP4800 | 4800 | 1 |  |  | 0.96 | Solar Inverter |  | OUTDOOR
SRP10186 | UNKNOWN | UNKNOWN | 250 | 31 | 145 | 20 |  | Solar | FIXED | Roof
SRP10186 | PV POWERED | PVP2500 | 2500 | 1 |  |  | 0.945 | Solar Inverter |  | OUTDOOR
SRP10186 | PV POWERED | PVP4800 | 4800 | 1 |  |  | 0.96 | Solar Inverter |  | OUTDOOR
SRP10187 | UNKNOWN | UNKNOWN | 250 | 26 | 189.8 | 35 |  | Solar | FIXED | Roof
SRP10187 | SMA AMERICA | SB6000US (208V) | 6000 | 1 |  |  | 0.97 | Solar Inverter |  | INDOOR
SRP10188 | SUNPOWER | SPR-230-WHT-U | 245 | 34 | 112 | 30 |  | Solar | FIXED | Roof
SRP10188 | SUNPOWER CORP (ORIGINAL MFRSMA) | SPR-3000M (208V) | 3000 | 1 |  |  | 0.95 | Solar Inverter |  | INDOOR
SRP10188 | SUNPOWER CORP (ORIGINAL MFRSMA) | SPR-5000M (208V) | 5000 | 1 |  |  | 0.95 | Solar Inverter |  | INDOOR
SRP10190 | YINGLI ENERGY (CHINA) | YL260C-30B | 260 | 104 | 202 | 10 |  | Solar | FIXED | Roof
SRP10190 | SMA AMERICA | SB1100U-SBD | 8000 | 1 |  |  | 0.983 | Solar Inverter |  | INDOOR
SRP10190 | SMA AMERICA | SB1100U-SBD | 10000 | 2 |  |  | 0.983 | Solar Inverter |  | INDOOR
SRP10191 | CANADIAN SOLAR | CS6P-230 | 230 | 15 | 262 | 23 |  | Solar | FIXED | Roof
SRP10191 | ENPHASE ENERGY | M175-24-208-S02 | 215 | 15 |  |  | 0.96 | Solar Inverter |  | Outside
SRP10192 | CANADIAN SOLAR | CS6P-230 | 235 | 12 | 196 | 24 |  | Solar | FIXED | Roof
SRP10192 | ENPHASE ENERGY | M200-32-240-S02 | 215 | 12 |  |  | 0.96 | Solar Inverter |  | OUTDOOR
SRP10193 | CANADIAN SOLAR | CS6P-230 | 235 | 17 | 256 | 28 |  | Solar | FIXED | Roof
SRP10193 | ENPHASE ENERGY | M175-24-208-S | 215 | 17 |  |  | 0.96 | Solar Inverter |  | OUTDOOR
SRP10194 | CANADIAN SOLAR | CS6P-230 | 230 | 36 | 262 | 7 |  | Solar | FIXED | Roof
SRP10194 | ENPHASE ENERGY | M215-60-2LL-S2X | 215 | 36 |  |  | 0.96 | Solar Inverter |  | OUTDOOR
SRP10195 | BAODING YINGLI NEW ENERGY RESOURCES CO | YL175(156) | 230 | 18 | 142 | 31 |  | Solar | FIXED | Roof
SRP10195 | BAODING YINGLI NEW ENERGY RESOURCES CO | YL175(156) | 230 | 18 | 232 | 37 |  | Solar | FIXED | Roof
SRP10195 | POWER-ONE | PVI-3000-I-OUTD-US | 3600 | 1 |  |  | 0.96 | Solar Inverter |  | OUTDOOR
SRP10195 | POWER-ONE | PVI-3000-I-OUTD-US | 3600 | 1 |  |  | 0.96 | Solar Inverter |  | OUTDOOR
SRP10196 | CEEG (SHANGHAI) SOLAR SCIENCE AND TECHNOLOGY CO | SST 190-72M | 235 | 38 | 190 | 22 |  | Solar | FIXED | Roof
SRP10196 | SMA AMERICA | SB3000US (240V) | 3000 | 1 |  |  | 0.96 | Solar Inverter |  | OUTDOOR
SRP10196 | SMA AMERICA | SB6000U (240V) | 6000 | 1 |  |  | 0.96 | Solar Inverter |  | OUTDOOR
SRP10197 | BAODING YINGLI NEW ENERGY RESOURCES CO | YL175(156) | 240 | 6 | 143 | 34 |  | Solar | FIXED | Roof
SRP10197 | BAODING YINGLI NEW ENERGY RESOURCES CO | YL175(156) | 240 | 19 | 230 | 34 |  | Solar | FIXED | Roof
SRP10197 | SMA AMERICA | SB6000US (240V) | 6000 | 1 |  |  | 0.975 | Solar Inverter |  | INDOOR
SRP10198 | UNKNOWN | UNKNOWN | 250 | 20 | 193.6 | 30 |  | Solar | FIXED | Roof
SRP10198 | PV POWERED | PVP4800 | 4800 | 1 |  |  | 0.96 | Solar Inverter |  | INDOOR
SRP10199 | UNKNOWN | UNKNOWN | 250 | 16 | 180.5 | 35 |  | Solar | FIXED | Roof
SRP10199 | UNKNOWN | UNKNOWN | 250 | 24 | 270.5 | 35 |  | Solar | FIXED | Roof
SRP10199 | PV POWERED | PVP3500 | 3500 | 1 |  |  | 0.955 | Solar Inverter |  | INDOOR
SRP10199 | SMA AMERICA | SB6000US (240V) | 6000 | 1 |  |  | 0.97 | Solar Inverter |  | INDOOR
SRP10200 | UNKNOWN | UNKNOWN | 250 | 9 | 156.2 | 25 |  | Solar | FIXED | Roof
SRP10200 | UNKNOWN | UNKNOWN | 250 | 15 | 88.1 | 28 |  | Solar | FIXED | Roof
SRP10200 | UNKNOWN | UNKNOWN | 250 | 25 | 268.1 | 28 |  | Solar | FIXED | Roof
SRP10200 | PV POWERED | PVP2500 | 2000 | 1 |  |  | 0.92 | Solar Inverter |  | INDOOR
SRP10200 | PV POWERED | PVP2500 | 2500 | 1 |  |  | 0.945 | Solar Inverter |  | INDOOR
SRP10200 | PV POWERED | PVP2500 | 2500 | 2 |  |  | 0.945 | Solar Inverter |  | INDOOR
SRP10200 | PV POWERED | PVP3000 | 3000 | 1 |  |  | 0.935 | Solar Inverter |  | INDOOR
SRP10201 | UNKNOWN | UNKNOWN | 250 | 16 | 111 | 20 |  | Solar | FIXED | Roof
SRP10201 | PV POWERED | PVP3500 | 3500 | 1 |  |  | 0.955 | Solar Inverter |  | INDOOR
SRP10202 | UNKNOWN | UNKNOWN | 250 | 8 | 241.5 | 35 |  | Solar | FIXED | Roof
SRP10202 | UNKNOWN | UNKNOWN | 250 | 22 | 151.5 | 37 |  | Solar | FIXED | Roof
SRP10202 | PV POWERED | PVP2000 | 2000 | 1 |  |  | 0.92 | Solar Inverter |  | INDOOR
SRP10202 | PV POWERED | PVP4800 | 4800 | 1 |  |  | 0.96 | Solar Inverter |  | INDOOR
SRP10203 | SUNTECH POWER | STP200-18/UB-1 | 200 | 107 | 180 | 30 |  | Solar | FIXED | Pole
SRP10203 | SUNTECH POWER | STP210S-18/UB-1 | 205 | 12 | 180 | 30 |  | Solar | FIXED | Pole
SRP10203 | SUNTECH POWER | STP210S-18/UB-1 | 210 | 14 | 180 | 30 |  | Solar | FIXED | Pole
SRP10203 | SUNTECH POWER | STP210S-18/UB-1 | 215 | 1 | 180 | 30 |  | Solar | FIXED | Pole
SRP10203 | TRINA SOLAR | TSM-220PA05 | 220 | 7 | 180 | 30 |  | Solar | FIXED | Pole
SRP10203 | TRINA SOLAR | TSM-225PA05 | 225 | 14 | 180 | 30 |  | Solar | FIXED | Pole
SRP10203 | TRINA SOLAR | TSM-235PA05 | 235 | 3025 | 180 | 30 |  | Solar | FIXED | Pole
SRP10203 | TRINA SOLAR | TSM-240PA05 | 240 | 1455 | 180 | 30 |  | Solar | FIXED | Pole
SRP10203 | PETRA SOLAR | 103.10866.500X | 200 | 4635 |  |  | 0.94 | Solar Inverter |  | OUTDOOR
SRP10204 | MATRIX SOLAR/PHOTOWATT | PW1000-100 | 250 | 38 | 172.8 | 18 |  | Solar | FIXED | Roof
SRP10204 | PV POWERED | PVP3500 | 3500 | 1 |  |  | 0.955 | Solar Inverter |  | INDOOR
SRP10204 | PV POWERED | PVP4800 | 4800 | 1 |  |  | 0.96 | Solar Inverter |  | INDOOR
SRP10206 | SUNTECH POWER | STP200-18/UB-1 | 200 | 5 | 180 | 30 |  | Solar | FIXED | Pole
SRP10206 | SUNTECH POWER | STP200-18/UB-1 | 205 | 9 | 180 | 30 |  | Solar | FIXED | Pole
SRP10206 | SUNTECH POWER | STP200-18/UB-1 | 210 | 3 | 180 | 30 |  | Solar | FIXED | Pole
SRP10206 | SUNTECH POWER | STP200S-18/UB-1 | 215 | 1 | 180 | 30 |  | Solar | FIXED | Pole
SRP10206 | TRINA SOLAR | TSM-220PA05 | 220 | 13 | 180 | 30 |  | Solar | FIXED | Pole
SRP10206 | TRINA SOLAR | TSM-225PA05 | 225 | 31 | 180 | 30 |  | Solar | FIXED | Pole
SRP10206 | TRINA SOLAR | TSM-235PA05 | 235 | 1613 | 180 | 30 |  | Solar | FIXED | Pole
SRP10206 | TRINA SOLAR | TSM-240PA05 | 240 | 1914 | 180 | 30 |  | Solar | FIXED | Pole
SRP10206 | PETRA SOLAR | 103.10866.500X | 200 | 3589 |  |  | 0.94 | Solar Inverter |  | OUTDOOR
SRP10208 | SUNPOWER | SPR-230-WHT-U | 240 | 90 | 180 | 35 |  | Solar | FIXED | Ground
SRP10208 | SUNPOWER CORP (ORIGINAL MFRSMA) | SPR-3000M (208V) | 3800 | 2 |  |  | 0.962 | Solar Inverter |  | OUTDOOR
SRP10208 | SUNPOWER CORP (ORIGINAL MFRFRONIUS) | SPR 12000F (208V) | 11400 | 1 |  |  | 0.962 | Solar Inverter |  | OUTDOOR
SRP10209 | TRINA SOLAR | TSM-230PD05 | 230 | 24 | 140 | 25 |  | Solar | FIXED | Roof
SRP10209 | TRINA SOLAR | TSM-230DA05 | 230 | 20 | 230 | 25 |  | Solar | FIXED | Roof
SRP10209 | SMA AMERICA | SB4000US (240V) | 4000 | 1 |  |  | 0.968 | Solar Inverter |  | OUTDOOR
SRP10209 | SMA AMERICA | SB6000U (240V) | 6000 | 1 |  |  | 0.968 | Solar Inverter |  | OUTDOOR
SRP10212 | TRINA SOLAR | TSM-230PA05 | 230 | 36 | 190 | 33 |  | Solar | FIXED | Roof
SRP10212 | ENPHASE ENERGY | M215-60-2LL-S2X | 215 | 36 |  |  | 0.96 | Solar Inverter |  | OUTDOOR
SRP10213 | CANADIAN SOLAR | CS6P-230 | 235 | 10 | 92 | 24 |  | Solar | FIXED | Roof
SRP10213 | CHANGZHOU TRINA SOLAR ENERGY CO | TSM-185D | 235 | 14 | 272 | 24 |  | Solar | FIXED | Roof
SRP10213 | CANADIAN SOLAR | CS6P-230 | 235 | 7 | 181 | 25 |  | Solar | FIXED | Roof
SRP10213 | ENPHASE ENERGY | M200-32-240-S01 | 215 | 31 |  |  | 0.96 | Solar Inverter |  | OUTDOOR
SRP10215 | CANADIAN SOLAR | CS6P-235PX | 235 | 10 | 144 | 30 |  | Solar | FIXED | Roof
SRP10215 | ENPHASE ENERGY | M215-60-2LL-S2X | 215 | 10 |  |  | 0.96 | Solar Inverter |  | OUTDOOR
SRP10218 | CHANGZHOU TRINA SOLAR ENERGY CO | TSM-185D | 230 | 84 | 226 | 18 |  | Solar | FIXED | Roof
SRP10218 | SMA AMERICA | SB6000U (240V) | 6000 | 3 |  |  | 0.968 | Solar Inverter |  | OUTDOOR
SRP10219 | TRINA SOLAR | TSM-240PA05.10 | 240 | 24 | 154 | 27 |  | Solar | FIXED | Roof
SRP10219 | ENPHASE ENERGY | M215-60-2LL-S2X | 215 | 24 |  |  | 0.96 | Solar Inverter |  | Inside
SRP10220 | SANYO ELECTRIC | HIP-200BA3 | 240 | 27 | 175 | 20 |  | Solar | FIXED | Roof
SRP10220 | ENPHASE ENERGY | M215-60-2LL-S2X | 215 | 27 |  |  | 0.96 | Solar Inverter |  | Inside
SRP10221 | YINGLI ENERGY (CHINA) | YL260C-30B | 260 | 117 | 193 | 10 |  | Solar | FIXED | Roof
SRP10221 | SMA AMERICA | SB1100U-SBD | 10000 | 3 |  |  | 0.983 | Solar Inverter |  | INDOOR
SRP10222 | SILIKEN MANUFACTURING USA | SLK60P6L 230 WP | 245 | 36 | 149 | 23 |  | Solar | FIXED | Roof
SRP10222 | ENPHASE ENERGY | M175-24-208-S02 | 215 | 36 |  |  | 0.96 | Solar Inverter |  | OUTDOOR
SRP10223 | UNKNOWN | UNKNOWN | 250 | 33 | 173 | 26 |  | Solar | FIXED | Roof
SRP10223 | SMA AMERICA | SB7000US (240V) | 7000 | 1 |  |  | 0.97 | Solar Inverter |  | OUTDOOR
SRP10224 | UNKNOWN | UNKNOWN | 250 | 108 | 116 | 22 |  | Solar | FIXED | Roof
SRP10224 | SMA AMERICA | SB7000US (240V) | 11250 | 3 |  |  | 0.983 | Solar Inverter |  | Inside
SRP10225 | BAODING YINGLI NEW ENERGY RESOURCES CO | YL170(156) | 235 | 88 | 222 | 23 |  | Solar | FIXED | Roof
SRP10225 | BAODING YINGLI NEW ENERGY RESOURCES CO | YL175(156) | 255 | 52 | 222 | 23 |  | Solar | FIXED | Roof
SRP10225 | FRONIUS USA |  | 11400 | 1 |  |  | 0.95 | Solar Inverter |  | OUTDOOR
SRP10225 | FRONIUS USA |  | 11400 | 2 |  |  | 0.95 | Solar Inverter |  | OUTDOOR
SRP10227 | SUNTECH POWER | STP210S-18/UB-1 | 200 | 1 | 180 | 30 |  | Solar | FIXED | Pole
SRP10227 | SUNTECH POWER | STP210S-18/UB-1 | 205 | 4 | 180 | 30 |  | Solar | FIXED | Pole
SRP10227 | SUNTECH POWER | STP210S-18/UB-1 | 210 | 4 | 180 | 30 |  | Solar | FIXED | Pole
SRP10227 | SUNTECH POWER | STP210S-18/UB-1 | 215 | 1 | 180 | 30 |  | Solar | FIXED | Pole
SRP10227 | TRINA SOLAR | TSM-220PA05 | 220 | 3 | 180 | 30 |  | Solar | FIXED | Pole
SRP10227 | TRINA SOLAR | TSM-225PA05 | 225 | 4 | 180 | 30 |  | Solar | FIXED | Pole
SRP10227 | TRINA SOLAR | TSM-235PA05 | 235 | 128 | 180 | 30 |  | Solar | FIXED | Pole
SRP10227 | TRINA SOLAR | TSM-240PA05 | 240 | 2373 | 180 | 30 |  | Solar | FIXED | Pole
SRP10227 | PHOENIXTEC POWER | PS240US3R (240V) | 200 | 2518 |  |  | 0.94 | Solar Inverter |  | OUTDOOR
SRP10228 | SUNTECH POWER | STP210S-18/UB-1 | 200 | 166 | 180 | 30 |  | Solar | 1AXIS | Pole
SRP10228 | SUNTECH POWER | STP210S-18/UB-1 | 205 | 8 | 180 | 30 |  | Solar | 1AXIS | Pole
SRP10228 | SUNTECH POWER | STP210S-18/UB-1 | 210 | 37 | 180 | 30 |  | Solar | 1AXIS | Pole
SRP10228 | SUNTECH POWER | STP210S-18/UB-1 | 215 | 7 | 180 | 30 |  | Solar | 1AXIS | Pole
SRP10228 | TRINA SOLAR | TSM-220PA05 | 220 | 12 | 180 | 30 |  | Solar | 1AXIS | Pole
SRP10228 | TRINA SOLAR | TSM-225PA05 | 225 | 66 | 180 | 30 |  | Solar | 1AXIS | Pole
SRP10228 | TRINA SOLAR | TSM-235PA05 | 235 | 1118 | 180 | 30 |  | Solar | 1AXIS | Pole
SRP10228 | TRINA SOLAR | TSM-240PA05 | 240 | 3049 | 180 | 30 |  | Solar | 1AXIS | Pole
SRP10228 | PETRA SOLAR | 103.10866.500X | 200 | 4463 |  |  | 0.94 | Solar Inverter |  | OUTDOOR
SRP10229 | BAODING YINGLI NEW ENERGY RESOURCES CO | YL175(156) | 240 | 247 | 211 | 5 |  | Solar | FIXED | Roof
SRP10229 | PV POWERED | PVP100KW-208 | 50000 | 1 |  |  | 0.97 | Solar Inverter |  | OUTDOOR
SRP10231 | CHANGZHOU TRINA SOLAR ENERGY CO | TSM-185D | 230 | 17 | 213 | 26 |  | Solar | FIXED | Roof
SRP10231 | ENPHASE ENERGY | M175-24-208-S | 215 | 17 |  |  | 0.963 | Solar Inverter |  | OUTDOOR
SRP10232 | KYOCERA SOLAR | KD210GX-LP | 215 | 16 | 246 | 45 |  | Solar | FIXED | Roof
SRP10232 | POWER-ONE | PVI-3000-I-OUTD-US-F (240V) | 3000 | 1 |  |  | 0.96 | Solar Inverter |  | INDOOR
SRP10233 | SUNTECH POWER | STP200S-18/UB-1 | 200 | 30 | 180 | 30 |  | Solar | 1AXIS | Pole
SRP10233 | SUNTECH POWER | STP210S-18/UB-1 | 205 | 5 | 180 | 30 |  | Solar | 1AXIS | Pole
SRP10233 | SUNTECH POWER | STP210S-18/UB-1 | 210 | 7 | 180 | 30 |  | Solar | 1AXIS | Pole
SRP10233 | TRINA SOLAR | TSM-220PA05 | 220 | 3 | 180 | 30 |  | Solar | 1AXIS | Pole
SRP10233 | TRINA SOLAR | TSM-225PA05 | 225 | 6 | 180 | 30 |  | Solar | 1AXIS | Pole
SRP10233 | TRINA SOLAR | TSM-235PA05 | 235 | 100 | 180 | 30 |  | Solar | 1AXIS | Pole
SRP10233 | TRINA SOLAR | TSM-240PA05 | 240 | 3058 | 180 | 30 |  | Solar | 1AXIS | Pole
SRP10233 | PETRA SOLAR | 103.10866.500X | 200 | 3209 |  |  | 0.94 | Solar Inverter |  | OUTDOOR
SRP10234 | SHARP | ND-224UC1 | 240 | 82 | 174.3 | 2 |  | Solar | FIXED | Roof
SRP10234 | SHARP | ND-224UC1 | 240 | 170 | 174.3 | 10 |  | Solar | FIXED | Roof
SRP10234 | SATCON TECHNOLOGY | AE-100-60-PV-A | 50000 | 1 |  |  | 0.967 | Solar Inverter |  | OUTDOOR
SRP10235 | NINGBO SOLAR ELECTRIC POWER | TDB125X125-72-P 175W | 230 | 33 | 172 | 23 |  | Solar | FIXED | Roof
SRP10235 | SMA AMERICA | SB7000US (240V) | 7000 | 1 |  |  | 0.97 | Solar Inverter |  | INDOOR
SRP10236 | SUNPOWER | SPR-230-WHT-U | 240 | 38 | 180 | 41 |  | Solar | FIXED | Roof
SRP10236 | SUNPOWER CORP (ORIGINAL MFRFRONIUS) | SPR-4000F-240 | 4000 | 2 |  |  | 0.97 | Solar Inverter |  | OUTDOOR
SRP10237 | BAODING YINGLI NEW ENERGY RESOURCES CO | YL175(156) | 240 | 16 | 133 | 9 |  | Solar | FIXED | Roof
SRP10237 | BAODING YINGLI NEW ENERGY RESOURCES CO | YL175(156) | 240 | 16 | 133 | 26 |  | Solar | FIXED | Roof
SRP10237 | POWER-ONE | PVI-3000-I-OUTD-US | 3600 | 2 |  |  | 0.96 | Solar Inverter |  | OUTDOOR
SRP10238 | SUNTECH POWER | STP200S-18/UB-1 | 200 | 30 | 180 | 30 |  | Solar | 1AXIS | Pole
SRP10238 | SUNTECH POWER | STP200S-18/UB-1 | 205 | 4 | 180 | 30 |  | Solar | 1AXIS | Pole
SRP10238 | SUNTECH POWER | STP210S-18/UB-1 | 210 | 6 | 180 | 30 |  | Solar | 1AXIS | Pole
SRP10238 | SUNTECH POWER | STP210S-18/UB-1 | 215 | 4 | 180 | 30 |  | Solar | 1AXIS | Pole
SRP10238 | TRINA SOLAR | TSM-220PA05 | 220 | 2 | 180 | 30 |  | Solar | 1AXIS | Pole
SRP10238 | TRINA SOLAR | TSM-225PA05 | 225 | 7 | 180 | 30 |  | Solar | 1AXIS | Pole
SRP10238 | TRINA SOLAR | TSM-235PA05 | 235 | 79 | 180 | 30 |  | Solar | 1AXIS | Pole
SRP10238 | TRINA SOLAR | TSM-240PA05 | 240 | 4356 | 180 | 30 |  | Solar | 1AXIS | Pole
SRP10238 | PETRA SOLAR | 103.10866.500X | 200 | 4488 |  |  | 0.94 | Solar Inverter |  | OUTDOOR
SRP10239 | UNKNOWN | UNKNOWN | 250 | 20 | 264.2 | 15 |  | Solar | FIXED | Roof
SRP10239 | UNKNOWN | UNKNOWN | 250 | 16 | 264.2 | 20 |  | Solar | FIXED | Roof
SRP10239 | PV POWERED | PVP3500 | 3500 | 1 |  |  | 0.955 | Solar Inverter |  | INDOOR
SRP10239 | PV POWERED | PVP4800 | 4800 | 1 |  |  | 0.96 | Solar Inverter |  | INDOOR
SRP10240 | KYOCERA SOLAR | KD215GX-LPU | 215 | 21 | 215 | 25 |  | Solar | FIXED | Roof
SRP10240 | POWER-ONE | PVI-4.2-OUTD-S-US (208 V) | 4200 | 1 |  |  | 0.96 | Solar Inverter |  | INDOOR
SRP10241 | SUNTECH POWER | STP200S-18/UB-1 | 200 | 68 | 180 | 30 |  | Solar | 1AXIS | Pole
SRP10241 | SUNTECH POWER | STP200S-18/UB-1 | 205 | 11 | 180 | 30 |  | Solar | 1AXIS | Pole
SRP10241 | SUNTECH POWER | STP210S-18/UB-1 | 210 | 15 | 180 | 30 |  | Solar | 1AXIS | Pole
SRP10241 | SUNTECH POWER | STP210S-18/UB-1 | 215 | 2 | 180 | 30 |  | Solar | 1AXIS | Pole
SRP10241 | TRINA SOLAR | TSM-220PA05 | 220 | 2 | 180 | 30 |  | Solar | 1AXIS | Pole
SRP10241 | TRINA SOLAR | TSM-225PA05 | 225 | 7 | 180 | 30 |  | Solar | 1AXIS | Pole
SRP10241 | TRINA SOLAR | TSM-235PA05 | 235 | 40 | 180 | 30 |  | Solar | 1AXIS | Pole
SRP10241 | TRINA SOLAR | TSM-240PA05 | 240 | 3493 | 180 | 30 |  | Solar | 1AXIS | Pole
SRP10241 | PETRA SOLAR | 103.10866.500X | 200 | 3638 |  |  | 0.94 | Solar Inverter |  | OUTDOOR
SRP10242 | SUNTECH POWER | STP200S-18/UB-1 | 200 | 16 | 180 | 30 |  | Solar | 1AXIS | Pole
SRP10242 | SUNTECH POWER | STP210S-18/UB-1 | 205 | 26 | 180 | 30 |  | Solar | 1AXIS | Pole
SRP10242 | SUNTECH POWER | STP210S-18/UB-1 | 210 | 6 | 180 | 30 |  | Solar | 1AXIS | Pole
SRP10242 | SUNTECH POWER | STP210S-18/UB-1 | 215 | 1 | 180 | 30 |  | Solar | 1AXIS | Pole
SRP10242 | TRINA SOLAR | TSM-220PA05 | 220 | 11 | 180 | 30 |  | Solar | 1AXIS | Pole
SRP10242 | TRINA SOLAR | TSM-225PA05 | 225 | 21 | 180 | 30 |  | Solar | 1AXIS | Pole
SRP10242 | TRINA SOLAR | TSM-235PA05 | 235 | 29 | 180 | 30 |  | Solar | 1AXIS | Pole
SRP10242 | TRINA SOLAR | TSM-240PA05 | 240 | 4094 | 180 | 30 |  | Solar | 1AXIS | Pole
SRP10242 | PETRA SOLAR | 103.10866.500X | 200 | 4204 |  |  | 0.94 | Solar Inverter |  | OUTDOOR
SRP10243 | SUNTECH POWER | STP150-24/AB-1 | 200 | 1 | 180 | 30 |  | Solar | FIXED | Pole
SRP10243 | TRINA SOLAR | TSM-240PA05 | 240 | 693 | 180 | 30 |  | Solar | FIXED | Pole
SRP10243 | PETRA SOLAR | 103.10866.500X | 200 | 694 |  |  | 0.94 | Solar Inverter |  | OUTDOOR
SRP10244 | SUNTECH POWER | STP200S-18/UB-1 | 200 | 52 | 180 | 30 |  | Solar | 1AXIS
SRP10244 | SUNTECH POWER | STP200S-18/UB-1 | 205 | 39 | 180 | 30 |  | Solar | 1AXIS | Pole
SRP10244 | SUNTECH POWER | STP210S-18/UB-1 | 210 | 36 | 180 | 30 |  | Solar | 1AXIS | Pole
SRP10244 | SUNTECH POWER | STP210S-18/UB-1 | 215 | 4 | 180 | 30 |  | Solar | 1AXIS | Pole
SRP10244 | TRINA SOLAR | TSM-240PA05 | 240 | 2353 | 180 | 30 |  | Solar | 1AXIS | Pole
SRP10244 | PETRA SOLAR | 103.10866.500X | 200 | 2484 |  |  | 0.94 | Solar Inverter |  | OUTDOOR
SRP10245 | BAODING YINGLI NEW ENERGY RESOURCES CO | YL175(156) | 240 | 24 | 140 | 21 |  | Solar | FIXED | Roof
SRP10245 | BAODING YINGLI NEW ENERGY RESOURCES CO | YL175(156) | 240 | 12 | 239 | 29 |  | Solar | FIXED | Roof
SRP10245 | SMA AMERICA | SB7000US (240V) | 8000 | 1 |  |  | 0.96 | Solar Inverter |  | OUTDOOR
SRP10246 | KYOCERA SOLAR | KD210GX-LP | 220 | 26 | 241 | 25 |  | Solar | FIXED | Roof
SRP10246 | SMA AMERICA | SB5000US (240V) | 5000 | 1 |  |  | 0.955 | Solar Inverter |  | INDOOR
SRP10247 | BAODING YINGLI NEW ENERGY RESOURCES CO | YL175(156) | 235 | 11 | 208 | 28 |  | Solar | FIXED | Roof
SRP10247 | BAODING YINGLI NEW ENERGY RESOURCES CO | YL175(156) | 235 | 7 | 180 | 35 |  | Solar | FIXED | Roof
SRP10247 | SCHUCO USA | SB3800U (240V) | 3800 | 1 |  |  | 0.975 | Solar Inverter |  | INDOOR
SRP10249 | BAODING YINGLI NEW ENERGY RESOURCES CO | YL175(156) | 235 | 40 | 109 | 30 |  | Solar | FIXED | Roof
SRP10249 | SMA AMERICA | SB5000US (240V) | 5000 | 2 |  |  | 0.968 | Solar Inverter |  | OUTDOOR
SRP10250 | CANADIAN SOLAR | CS6P-235P | 235 | 28 | 113 | 25 |  | Solar | FIXED | Roof
SRP10250 | SMA AMERICA | SB6000TL-US (208V) | 6000 | 1 |  |  | 0.968 | Solar Inverter |  | OUTDOOR
SRP10251 | SUNPOWER | SPR-230-WHT-U | 245 | 12 | 94 | 15 |  | Solar | FIXED | Roof
SRP10251 | SUNPOWER | SPR-230-WHT-U | 245 | 36 | 184 | 15 |  | Solar | FIXED | Roof
SRP10251 | SUNPOWER CORP (ORIGINAL MFRSMA) | SPR-3000M (240V) | 3000 | 1 |  |  | 0.97 | Solar Inverter |  | Outside
SRP10251 | SUNPOWER CORP (ORIGINAL MFRFRONIUS) | SPR-8000F-240 | 8000 | 1 |  |  | 0.97 | Solar Inverter |  | Outside
SRP10253 | BAODING YINGLI NEW ENERGY RESOURCES CO | YL175(156) | 240 | 23 | 160 | 24 |  | Solar | FIXED | Roof
SRP10253 | POWER-ONE | PVI-5000-OUTD-US (240 V) | 5000 | 1 |  |  | 0.965 | Solar Inverter |  | INDOOR
SRP10254 | BAODING YINGLI NEW ENERGY RESOURCES CO | 110(17)P1447X663 | 240 | 27 | 180 | 30 |  | Solar | FIXED | Roof
SRP10254 | POWER-ONE | PVI-6000-OUTD-US (240 V) | 6000 | 1 |  |  | 0.965 | Solar Inverter |  | OUTDOOR
SRP10255 | CHANGZHOU TRINA SOLAR ENERGY CO | TSM-185D | 240 | 16 | 170 | 5 |  | Solar | FIXED | Roof
SRP10255 | UNITED SOLAR OVONIC | ASR-128 | 240 | 7 | 260 | 5 |  | Solar | FIXED | Roof
SRP10255 | POWER-ONE | PVI-3000-I-OUTD-US-F (240V) | 3000 | 1 |  |  | 0.96 | Solar Inverter |  | OUTDOOR
SRP10255 | POWER-ONE | PVI-3600-OUTD-US-F (240V) | 3600 | 1 |  |  | 0.96 | Solar Inverter |  | OUTDOOR
SRP10258 | SUNPOWER | SPR-230-WHT-U | 230 | 40 | 145 | 30 |  | Solar | FIXED | Roof
SRP10258 | SUNPOWER CORP (ORIGINAL MFRSMA) | SPR-7000M (240V) | 8000 | 1 |  |  | 0.97 | Solar Inverter |  | INDOOR
SRP10261 | BAODING YINGLI NEW ENERGY RESOURCES CO | YL175(156) | 240 | 33 | 80 | 34 |  | Solar | FIXED | Roof
SRP10261 | SMA AMERICA | SB7000US (240V) | 7000 | 1 |  |  | 0.96 | Solar Inverter |  | OUTDOOR
SRP10262 | CHANGZHOU TRINA SOLAR ENERGY CO | TSM-185D | 235 | 22 | 112 | 35 |  | Solar | FIXED | Roof
SRP10262 | POWER-ONE | PVI-5000-OUTD-US (240 V) | 5000 | 1 |  |  | 0.96 | Solar Inverter |  | OUTDOOR
SRP10264 | CHANGZHOU TRINA SOLAR ENERGY CO | TSM-185D | 235 | 26 | 248 | 26 |  | Solar | FIXED | Roof
SRP10264 | POWER-ONE | PVI-6000-OUTD-US (240 V) | 6000 | 1 |  |  | 0.96 | Solar Inverter |  | OUTDOOR
SRP10265 | BAODING YINGLI NEW ENERGY RESOURCES CO | 110(17)P1447X663 | 240 | 8 | 177 | 9 |  | Solar | FIXED | Roof
SRP10265 | BAODING YINGLI NEW ENERGY RESOURCES CO | 110(17)P1447X663 | 240 | 16 | 177 | 18 |  | Solar | FIXED | Roof
SRP10265 | POWER-ONE | PVI-5000-OUTD-US (240 V) | 5000 | 1 |  |  | 0.965 | Solar Inverter |  | OUTDOOR
SRP10266 | UNKNOWN | UNKNOWN | 250 | 30 | 157 | 25 |  | Solar | FIXED | Roof
SRP10266 | UNKNOWN | UNKNOWN | 250 | 18 | 247 | 25 |  | Solar | FIXED | Roof
SRP10266 | PV POWERED | PVP3000 | 3000 | 1 |  |  | 0.935 | Solar Inverter |  | Outside
SRP10266 | PV POWERED | PVP3500 | 3500 | 1 |  |  | 0.955 | Solar Inverter |  | Outside
SRP10266 | PV POWERED | PVP4800 | 4800 | 1 |  |  | 0.96 | Solar Inverter |  | Outside
SRP10267 | UNKNOWN | UNKNOWN | 250 | 36 | 260.5 | 25 |  | Solar | FIXED | Roof
SRP10267 | PV POWERED | PVP3000 | 3000 | 1 |  |  | 0.935 | Solar Inverter |  | INDOOR
SRP10267 | PV POWERED | PVP4800 | 4800 | 1 |  |  | 0.96 | Solar Inverter |  | INDOOR
SRP10268 | UNKNOWN | UNKNOWN | 250 | 22 | 86.2 | 30 |  | Solar | FIXED | Roof
SRP10268 | UNKNOWN | UNKNOWN | 250 | 26 | 266.2 | 30 |  | Solar | FIXED | Roof
SRP10268 | SMA AMERICA | SB5000US (240V) | 5000 | 1 |  |  | 0.96 | Solar Inverter |  | INDOOR
SRP10268 | SMA AMERICA | SB6000U (240V) | 6000 | 1 |  |  | 0.97 | Solar Inverter |  | INDOOR
SRP10270 | BAODING YINGLI NEW ENERGY RESOURCES CO | 110(17)P1447X663 | 240 | 23 | 164 | 25 |  | Solar | FIXED | Roof
SRP10270 | BAODING YINGLI NEW ENERGY RESOURCES CO | 110(17)P1447X663 | 240 | 18 | 254 | 30 |  | Solar | FIXED | Roof
SRP10270 | POWER-ONE | PVI-3600-US (240V) | 4200 | 1 |  |  | 0.96 | Solar Inverter |  | OUTDOOR
SRP10270 | POWER-ONE | PVI-5000-OUTD-US (240 V) | 5000 | 1 |  |  | 0.965 | Solar Inverter |  | OUTDOOR
SRP10271 | UNKNOWN | UNKNOWN | 250 | 22 | 182.9 | 30 |  | Solar | FIXED | Roof
SRP10271 | PV POWERED | PVP4800 | 4800 | 1 |  |  | 0.96 | Solar Inverter |  | INDOOR
SRP10272 | CHANGZHOU TRINA SOLAR ENERGY CO | TSM-185D | 250 | 13 | 120 | 29 |  | Solar | FIXED | Roof
SRP10272 | CHANGZHOU TRINA SOLAR ENERGY CO | TSM-185D | 250 | 24 | 120 | 29 |  | Solar | FIXED | Roof
SRP10272 | SMA AMERICA | SB4000US (240V) | 4000 | 1 |  |  | 0.96 | Solar Inverter |  | INDOOR
SRP10272 | SMA AMERICA | SB6000U (240V) | 6000 | 1 |  |  | 0.97 | Solar Inverter |  | INDOOR
SRP10274 | CANADIAN SOLAR | CS6P-230 | 235 | 17 | 224 | 20 |  | Solar | FIXED | Roof
SRP10274 | ENPHASE ENERGY | M200-32-208-S01 | 215 | 17 |  |  | 0.96 | Solar Inverter |  | OUTDOOR
SRP10275 | CANADIAN SOLAR | CS6P-230 | 235 | 10 | 243 | 20 |  | Solar | FIXED | Roof
SRP10275 | CANADIAN SOLAR | CS6P-230 | 235 | 24 | 152 | 21 |  | Solar | FIXED | Roof
SRP10275 | ENPHASE ENERGY | M200-32-208-S01 | 215 | 34 |  |  | 0.96 | Solar Inverter |  | OUTDOOR
SRP10276 | SUNPOWER | SPR-305-WHT-U | 327 | 36 | 180 | 10 |  | Solar | FIXED | Ground
SRP10276 | SUNPOWER CORP (ORIGINAL MFRFRONIUS) | SPR 12000F (240V) | 11400 | 1 |  |  | 0.962 | Solar Inverter |  | INDOOR
SRP10277 | CHANGZHOU TRINA SOLAR ENERGY CO | TSM-185D | 240 | 32 | 175 | 20 |  | Solar | FIXED | Roof
SRP10277 | ENPHASE ENERGY | M175-24-208-S | 215 | 32 |  |  | 0.96 | Solar Inverter |  | Outside
SRP10280 | UNKNOWN | UNKNOWN | 250 | 39 | 130 | 20 |  | Solar | FIXED | Roof
SRP10280 | ENPHASE ENERGY | M175-24-208-S01 | 215 | 39 |  |  | 0.96 | Solar Inverter |  | OUTDOOR
SRP10281 | UNKNOWN | UNKNOWN | 245 | 28 | 131 | 25 |  | Solar | FIXED | Roof
SRP10281 | POWER-ONE | PVI-6000-OUTD-US (240 V) | 6000 | 1 |  |  | 0.96 | Solar Inverter |  | OUTDOOR
SRP10282 | CHANGZHOU TRINA SOLAR ENERGY CO | TSM-185D | 240 | 22 | 164 | 18 |  | Solar | FIXED | Roof
SRP10282 | POWER-ONE | PVI-5000-OUTD-US (208 V) | 4200 | 1 |  |  | 0.96 | Solar Inverter |  | OUTDOOR
SRP10283 | UNKNOWN | UNKNOWN | 255 | 5 | 182 | 27 |  | Solar | FIXED | Roof
SRP10283 | UNKNOWN | UNKNOWN | 255 | 8 | 182 | 36 |  | Solar | FIXED | Roof
SRP10283 | UNKNOWN | UNKNOWN | 255 | 12 | 271 | 37 |  | Solar | FIXED | Roof
SRP10283 | ENPHASE ENERGY | M175-24-208-S | 215 | 13 |  |  | 0.965 | Solar Inverter |  | OUTDOOR
SRP10283 | SMA AMERICA | SB4000US (240V) | 4000 | 1 |  |  | 0.965 | Solar Inverter |  | Inside
SRP10284 | SUNPOWER | PL-AP-120L | 327 | 16 | 245 | 22 |  | Solar | FIXED | Roof
SRP10284 | SUNPOWER CORP (ORIGINAL MFRSMA) | SPR-5000M (240V) | 5000 | 1 |  |  | 0.968 | Solar Inverter |  | OUTDOOR
SRP10285 | CHANGZHOU TRINA SOLAR ENERGY CO | TSM-185D | 240 | 8 | 173 | 17 |  | Solar | FIXED | Roof
SRP10285 | CHANGZHOU TRINA SOLAR ENERGY CO | TSM-185D | 240 | 33 | 173 | 30 |  | Solar | FIXED | Roof
SRP10285 | POWER-ONE | PVI-3000-I-OUTD-US-F (240V) | 3000 | 1 |  |  | 0.96 | Solar Inverter |  | OUTDOOR
SRP10285 | SMA AMERICA | SB7000US (240V) | 7000 | 1 |  |  | 0.96 | Solar Inverter |  | OUTDOOR
SRP10286 | UNKNOWN | UNKNOWN | 245 | 39 | 170 | 26 |  | Solar | FIXED | Roof
SRP10286 | SMA AMERICA | SB7000US (277V) | 8000 | 1 |  |  | 0.96 | Solar Inverter |  | Inside
SRP10287 | UNKNOWN | UNKNOWN | 245 | 30 | 183 | 24 |  | Solar | FIXED | Roof
SRP10287 | POWER-ONE | PVI-6000-OUTD-US (240 V) | 6000 | 1 |  |  | 0.96 | Solar Inverter |  | OUTDOOR
SRP10289 | UNKNOWN | UNKNOWN | 245 | 24 | 206 | 30 |  | Solar | FIXED | Roof
SRP10289 | UNKNOWN | UNKNOWN | 245 | 14 | 120 | 32 |  | Solar | FIXED | Roof
SRP10289 | POWER-ONE | PVI-3000-I-OUTD-US-F (240V) | 3000 | 1 |  |  | 0.96 | Solar Inverter |  | Inside
SRP10289 | POWER-ONE | PVI-5000-OUTD-US (240 V) | 5000 | 1 |  |  | 0.96 | Solar Inverter |  | Inside
SRP10291 | CHANGZHOU TRINA SOLAR ENERGY CO | TSM-185D | 240 | 22 | 211 | 16 |  | Solar | FIXED | Roof
SRP10291 | POWER-ONE | PVI-5000-OUTD-US (240 V) | 4200 | 1 |  |  | 0.96 | Solar Inverter |  | OUTDOOR
SRP10292 | UNKNOWN | UNKNOWN | 245 | 24 | 255 | 22 |  | Solar | FIXED | Roof
SRP10292 | POWER-ONE | PVI-5000-OUTD-US (240 V) | 5000 | 1 |  |  | 0.96 | Solar Inverter |  | OUTDOOR
SRP10293 | CANADIAN SOLAR | CS6P-230 | 235 | 24 | 131 | 20 |  | Solar | FIXED | Roof
SRP10293 | CANADIAN SOLAR | CS6P-230 | 235 | 9 | 221 | 20 |  | Solar | FIXED | Roof
SRP10293 | ENPHASE ENERGY | M200-32-208-S01 | 215 | 33 |  |  | 0.96 | Solar Inverter |  | OUTDOOR
SRP10294 | BAODING YINGLI NEW ENERGY RESOURCES CO | 110(17)P1447X663 | 240 | 30 | 215 | 45 |  | Solar | FIXED | Roof
SRP10294 | POWER-ONE | PVI-3000-I-OUTD-US-F (240V) | 3000 | 1 |  |  | 0.96 | Solar Inverter |  | OUTDOOR
SRP10294 | POWER-ONE | PVI-3600-OUTD-US-F (240V) | 3600 | 1 |  |  | 0.96 | Solar Inverter |  | OUTDOOR
SRP10295 | CANADIAN SOLAR | CS6P-230 | 230 | 14 | 71 | 27 |  | Solar | FIXED | Roof
SRP10295 | CANADIAN SOLAR | CS6P-230 | 230 | 20 | 251 | 27 |  | Solar | FIXED | Roof
SRP10295 | ENPHASE ENERGY | M200-32-208-S01 | 215 | 34 |  |  | 0.96 | Solar Inverter |  | OUTDOOR
SRP10296 | CANADIAN SOLAR | CS6P-230 | 235 | 5 | 254 | 19 |  | Solar | FIXED | Roof
SRP10296 | CANADIAN SOLAR | CS6P-230 | 235 | 16 | 254 | 19 |  | Solar | FIXED | Roof
SRP10296 | ENPHASE ENERGY | M200-32-208-S01 | 215 | 21 |  |  | 0.96 | Solar Inverter |  | OUTDOOR
SRP10298 | BAODING YINGLI NEW ENERGY RESOURCES CO | 110(17)P1447X663 | 240 | 351 | 206 | 5 |  | Solar | FIXED | Roof
SRP10298 | PV POWERED | PVP75KW-480 | 75000 | 1 |  |  | 0.95 | Solar Inverter |  | OUTDOOR
SRP10299 | ET SOLAR INDUSTRY | ET-P654220 | 250 | 20 | 95 | 20 |  | Solar | FIXED | Roof
SRP10299 | FRONIUS USA |  | 5000 | 1 |  |  | 0.96 | Solar Inverter |  | INDOOR
SRP10300 | CANADIAN SOLAR | CS6P-230 | 235 | 15 | 246 | 11 |  | Solar | FIXED | Roof
SRP10300 | CANADIAN SOLAR | CS6P-230 | 235 | 7 | 156 | 20 |  | Solar | FIXED | Roof
SRP10300 | CANADIAN SOLAR | CS6P-230 | 235 | 17 | 156 | 20 |  | Solar | FIXED | Roof
SRP10300 | ENPHASE ENERGY | M200-32-208-S01 | 215 | 17 |  |  | 0.96 | Solar Inverter |  | OUTDOOR
SRP10300 | ENPHASE ENERGY | M200-32-208-S01 | 215 | 22 |  |  | 0.96 | Solar Inverter |  | OUTDOOR
SRP10301 | CANADIAN SOLAR | CS6P-230 | 235 | 30 | 243 | 19 |  | Solar | FIXED | Roof
SRP10301 | ENPHASE ENERGY | M200-32-208-S01 | 215 | 30 |  |  | 0.96 | Solar Inverter |  | OUTDOOR
SRP10302 | CANADIAN SOLAR | CS6P-230 | 235 | 12 | 144 | 14 |  | Solar | FIXED | Roof
SRP10302 | CANADIAN SOLAR | CS6P-230 | 235 | 5 | 324 | 14 |  | Solar | FIXED | Roof
SRP10302 | ENPHASE ENERGY | M200-32-208-S01 | 215 | 17 |  |  | 0.96 | Solar Inverter |  | OUTDOOR
SRP10303 | YINGLI ENERGY (CHINA) | YL290P-35B | 290 | 23078 | 180 | 25 |  | Solar | FIXED | Ground
SRP10303 | ADVANCED ENERGY INDUSTRIES | SOLARON 500 HE (3159502-XXXX) | 500000 | 11 |  |  | 0.986 | Solar Inverter |  | OUTDOOR
SRP10304 | CHANGZHOU TRINA SOLAR ENERGY CO | TSM-185D | 240 | 28 | 171 | 25 |  | Solar | FIXED | Roof
SRP10304 | POWER-ONE | PVI-6000-OUTD-US (240 V) | 6000 | 1 |  |  | 0.96 | Solar Inverter |  | Inside
SRP10306 | CANADIAN SOLAR | CS6P-230 | 235 | 6 | 264 | 14 |  | Solar | FIXED | Roof
SRP10306 | CANADIAN SOLAR | CS6P-230 | 235 | 26 | 264 | 34 |  | Solar | FIXED | Roof
SRP10306 | ENPHASE ENERGY | M200-32-208-S01 | 215 | 32 |  |  | 0.96 | Solar Inverter |  | OUTDOOR
SRP10307 | CANADIAN SOLAR | CS6P-230 | 235 | 8 | 131 | 20 |  | Solar | FIXED | Roof
SRP10307 | CANADIAN SOLAR | CS6P-230 | 235 | 8 | 221 | 20 |  | Solar | FIXED | Roof
SRP10307 | ENPHASE ENERGY | M200-32-208-S01 | 215 | 16 |  |  | 0.96 | Solar Inverter |  | OUTDOOR
SRP10308 | CANADIAN SOLAR | CS6P-230 | 235 | 17 | 153 | 9 |  | Solar | FIXED | Roof
SRP10308 | ENPHASE ENERGY | M200-32-208-S01 | 215 | 17 |  |  | 0.96 | Solar Inverter |  | OUTDOOR
SRP10310 | UNKNOWN | UNKNOWN | 250 | 20 | 164.2 | 20 |  | Solar | FIXED | Roof
SRP10310 | UNKNOWN | UNKNOWN | 250 | 22 | 254.4 | 20 |  | Solar | FIXED | Roof
SRP10310 | PV POWERED | PVP4800 | 4800 | 1 |  |  | 0.96 | Solar Inverter |  | Inside
SRP10310 | PV POWERED | PVP4800 | 4800 | 1 |  |  | 0.96 | Solar Inverter |  | Inside
SRP10311 | CANADIAN SOLAR | CS6P-230 | 235 | 11 | 215 | 4 |  | Solar | FIXED | Roof
SRP10311 | CANADIAN SOLAR | CS6P-230 | 235 | 14 | 215 | 15 |  | Solar | FIXED | Roof
SRP10311 | CANADIAN SOLAR | CS6P-230 | 235 | 3 | 215 | 25 |  | Solar | FIXED | Roof
SRP10311 | ENPHASE ENERGY | M200-32-208-S01 | 215 | 28 |  |  | 0.96 | Solar Inverter |  | OUTDOOR
SRP10312 | UNKNOWN | UNKNOWN | 250 | 24 | 196.4 | 45 |  | Solar | FIXED | Roof
SRP10312 | SMA AMERICA | SB6000U (208V) | 6000 | 1 |  |  | 0.97 | Solar Inverter |  | INDOOR
SRP10313 | CANADIAN SOLAR | CS6P-230 | 235 | 17 | 212 | 35 |  | Solar | FIXED | Roof
SRP10313 | ENPHASE ENERGY | M200-32-208-S01 | 215 | 17 |  |  | 0.96 | Solar Inverter |  | OUTDOOR
SRP10316 | UNKNOWN | UNKNOWN | 250 | 42 | 254.4 | 36 |  | Solar | FIXED | Roof
SRP10316 | PV POWERED | PVP4800 | 4800 | 1 |  |  | 0.96 | Solar Inverter |  | INDOOR
SRP10316 | PV POWERED | PVP4800 | 4800 | 1 |  |  | 0.96 | Solar Inverter |  | INDOOR
SRP10317 | REC SCANMODULE | SCM230 | 235 | 28 | 86 | 21 |  | Solar | FIXED | Roof
SRP10317 | REC SCANMODULE | SCM230 | 235 | 14 | 266 | 21 |  | Solar | FIXED | Roof
SRP10317 | SMA AMERICA | SB3800U (240V) | 3800 | 1 |  |  | 0.96 | Solar Inverter |  | OUTDOOR
SRP10317 | SMA AMERICA | SB6000US (240V) | 6000 | 1 |  |  | 0.955 | Solar Inverter |  | OUTDOOR
SRP10318 | BAODING YINGLI NEW ENERGY RESOURCES CO | 110(17)P1447X663 | 240 | 14 | 81 | 16 |  | Solar | FIXED | Roof
SRP10318 | BAODING YINGLI NEW ENERGY RESOURCES CO | 110(17)P1447X663 | 240 | 16 | 171 | 19 |  | Solar | FIXED | Roof
SRP10318 | POWER-ONE | PVI-6000-OUTD-US-W (240 V) | 6000 | 1 |  |  | 0.965 | Solar Inverter |  | OUTDOOR
SRP10319 | UNKNOWN | UNKNOWN | 250 | 28 | 235.6 | 25 |  | Solar | FIXED | Roof
SRP10319 | PV POWERED | PVP3000 | 3000 | 2 |  |  | 0.935 | Solar Inverter |  | INDOOR
SRP10320 | CANADIAN SOLAR | CS6P-230 | 235 | 16 | 233 | 18 |  | Solar | FIXED | Roof
SRP10320 | CANADIAN SOLAR | CS6P-230 | 235 | 9 | 143 | 21 |  | Solar | FIXED | Roof
SRP10320 | CANADIAN SOLAR | CS6P-230 | 235 | 6 | 233 | 21 |  | Solar | FIXED | Roof
SRP10320 | ENPHASE ENERGY | M175-24-208-S | 215 | 31 |  |  | 0.96 | Solar Inverter |  | OUTDOOR
SRP10321 | UNKNOWN | UNKNOWN | 250 | 28 | 109.7 | 16 |  | Solar | FIXED | Roof
SRP10321 | PV POWERED | PVP3000 | 3000 | 2 |  |  | 0.935 | Solar Inverter |  | OUTDOOR
SRP10322 | CHANGZHOU TRINA SOLAR ENERGY CO | TSM-160D | 235 | 39 | 173 | 30 |  | Solar | FIXED | Roof
SRP10322 | SMA AMERICA | SB7000US (240V) | 7000 | 1 |  |  | 0.96 | Solar Inverter |  | Inside
SRP10323 | BAODING YINGLI NEW ENERGY RESOURCES CO | YL175(156) | 240 | 42 | 100 | 30 |  | Solar | FIXED | Roof
SRP10323 | POWER-ONE | PVI-3600-US (240V) | 4200 | 1 |  |  | 0.96 | Solar Inverter |  | INDOOR
SRP10323 | POWER-ONE | PVI-5000-OUTD-US (208 V) | 5000 | 1 |  |  | 0.965 | Solar Inverter |  | INDOOR
SRP10324 | BAODING YINGLI NEW ENERGY RESOURCES CO | YL175(156) | 240 | 24 | 140 | 30 |  | Solar | FIXED | Roof
SRP10324 | BAODING YINGLI NEW ENERGY RESOURCES CO | YL175(156) | 240 | 6 | 230 | 37 |  | Solar | FIXED | Roof
SRP10324 | POWER-ONE | PVI-3000-I-OUTD-US | 3000 | 1 |  |  | 0.96 | Solar Inverter |  | OUTDOOR
SRP10324 | POWER-ONE | PVI-3600-OUTD-US-F (208V) | 3600 | 1 |  |  | 0.96 | Solar Inverter |  | OUTDOOR
SRP10325 | MITSUBISHI ELECTRIC | PV-MF110EC3 | 235 | 36 | 204 | 31 |  | Solar | FIXED | Roof
SRP10325 | SMA AMERICA | SB7000US (240V) | 7000 | 1 |  |  | 0.95 | Solar Inverter |  | OUTDOOR
SRP10327 | CHANGZHOU TRINA SOLAR ENERGY CO | TSM-185D | 245 | 85 | 239.5 | 16 |  | Solar | FIXED | Roof
SRP10327 | SMA AMERICA | SB7000US (240V) | 7000 | 1 |  |  | 0.97 | Solar Inverter |  | Inside
SRP10327 | SMA AMERICA | SB7000US (240V) | 7000 | 1 |  |  | 0.97 | Solar Inverter |  | Inside
SRP10327 | SMA AMERICA | SB7000US (240V) | 8000 | 1 |  |  | 0.97 | Solar Inverter |  | Inside
SRP10328 | SUNTECH POWER | STP210S-18/UB-1 | 275 | 262 | 177 | 5 |  | Solar | FIXED | Roof
SRP10328 | SMA AMERICA | SB7000US (240V) | 7000 | 1 |  |  | 0.97 | Solar Inverter |  | OUTDOOR
SRP10328 | SMA AMERICA | SB7000US (240V) | 7000 | 2 |  |  | 0.97 | Solar Inverter |  | OUTDOOR
SRP10328 | PV POWERED | PVP75KW-480 | 50000 | 1 |  |  | 0.971 | Solar Inverter |  | OUTDOOR
SRP10330 | MATRIX SOLAR/PHOTOWATT | PW1650-175 | 250 | 28 | 169.5 | 18 |  | Solar | FIXED | Roof
SRP10330 | PV POWERED | PVP3000 | 3000 | 2 |  |  | 0.935 | Solar Inverter |  | Inside
SRP10332 | UNKNOWN | UNKNOWN | 250 | 35 | 262 | 31 |  | Solar | FIXED | Roof
SRP10332 | SMA AMERICA | SB3000US (208V) | 3000 | 1 |  |  | 0.96 | Solar Inverter |  | Inside
SRP10332 | SMA AMERICA | SB6000U (208V) | 6000 | 1 |  |  | 0.97 | Solar Inverter |  | Inside
SRP10333 | BAODING YINGLI NEW ENERGY RESOURCES CO | YL175(156) | 240 | 30 | 135 | 37 |  | Solar | FIXED | Roof
SRP10333 | BAODING YINGLI NEW ENERGY RESOURCES CO | YL175(156) | 240 | 30 | 225 | 37 |  | Solar | FIXED | Roof
SRP10333 | POWER-ONE | PVI-3600-US (240V) | 4200 | 3 |  |  | 0.96 | Solar Inverter |  | INDOOR
SRP10334 | KYOCERA SOLAR | KD210GX-LP | 220 | 48 | 262 | 30 |  | Solar | FIXED | Roof
SRP10334 | FRONIUS USA |  | 10000 | 1 |  |  | 0.955 | Solar Inverter |  | INDOOR
SRP10335 | UNKNOWN | UNKNOWN | 250 | 14 | 122.2 | 15 |  | Solar | FIXED | Roof
SRP10335 | PV POWERED | PVP3000 | 3000 | 1 |  |  | 0.935 | Solar Inverter |  | Outside
SRP10336 | BAODING YINGLI NEW ENERGY RESOURCES CO | YL175(156) | 240 | 8 | 135 | 22 |  | Solar | FIXED | Roof
SRP10336 | BAODING YINGLI NEW ENERGY RESOURCES CO | YL175(156) | 240 | 24 | 225 | 22 |  | Solar | FIXED | Roof
SRP10336 | POWER-ONE | PVI-3600-OUTD-US-F (208V) | 3600 | 2 |  |  | 0.96 | Solar Inverter |  | INDOOR
SRP10337 | KYOCERA SOLAR | KD210GX-LP | 220 | 41 | 277 | 34 |  | Solar | FIXED | Roof
SRP10337 | POWER-ONE | PVI-3000-I-OUTD-US (208V) | 3000 | 1 |  |  | 0.96 | Solar Inverter |  | Inside
SRP10337 | POWER-ONE | PVI-6000-OUTD-US (208 V) | 6000 | 1 |  |  | 0.965 | Solar Inverter |  | INDOOR
SRP10338 | BAODING YINGLI NEW ENERGY RESOURCES CO | YL175(156) | 240 | 28 | 127 | 22 |  | Solar | FIXED | Roof
SRP10338 | POWER-ONE | PVI-6000-OUTD-US (240 V) | 6000 | 1 |  |  | 0.965 | Solar Inverter |  | INDOOR
SRP10339 | BAODING YINGLI NEW ENERGY RESOURCES CO | YL175(156) | 235 | 34 | 154 | 30 |  | Solar | FIXED | Roof
SRP10339 | POWER-ONE | PVI-3000-I-OUTD-US | 3000 | 1 |  |  | 0.96 | Solar Inverter |  | INDOOR
SRP10339 | POWER-ONE | PVI-3600-OUTD-US-F (240V) | 4200 | 1 |  |  | 0.96 | Solar Inverter |  | INDOOR
SRP10340 | BAODING YINGLI NEW ENERGY RESOURCES CO | YL175(156) | 240 | 39 | 228 | 26 |  | Solar | FIXED | Roof
SRP10340 | FRONIUS USA |  | 10000 | 1 |  |  | 0.95 | Solar Inverter |  | OUTDOOR
SRP10341 | UNKNOWN | UNKNOWN | 255 | 16 | 120 | 32 |  | Solar | FIXED | Roof
SRP10341 | UNKNOWN | UNKNOWN | 255 | 8 | 120 | 36 |  | Solar | FIXED | Roof
SRP10341 | UNKNOWN | UNKNOWN | 255 | 39 | 120 | 36 |  | Solar | FIXED | Roof
SRP10341 | UNKNOWN | UNKNOWN | 255 | 14 | 210 | 38 |  | Solar | FIXED | Roof
SRP10341 | POWER-ONE | PVI-3000-I-OUTD-US-F (240V) | 3000 | 1 |  |  | 0.96 | Solar Inverter |  | Inside
SRP10341 | POWER-ONE | PVI-3000-I-OUTD-US-F (240V) | 3600 | 1 |  |  | 0.96 | Solar Inverter |  | Inside
SRP10341 | POWER-ONE | PVI-3000-I-OUTD-US-F (240V) | 4200 | 1 |  |  | 0.96 | Solar Inverter |  | Inside
SRP10341 | POWER-ONE | PVI-6000-OUTD-US (240 V) | 6000 | 1 |  |  | 0.96 | Solar Inverter |  | Inside
SRP10342 | CHANGZHOU TRINA SOLAR ENERGY CO | TSM-185D | 240 | 24 | 135 | 33 |  | Solar | FIXED | Roof
SRP10342 | POWER-ONE | PVI-5000-OUTD-US (240 V) | 5000 | 1 |  |  | 0.96 | Solar Inverter |  | OUTDOOR
SRP10343 | CHANGZHOU TRINA SOLAR ENERGY CO | TSM-185D | 240 | 54 | 149 | 20 |  | Solar | FIXED | Roof
SRP10343 | POWER-ONE | PVI-6000-OUTD-US (240 V) | 6000 | 2 |  |  | 0.96 | Solar Inverter |  | OUTDOOR
SRP10344 | UNKNOWN | UNKNOWN | 255 | 23 | 131 | 30 |  | Solar | FIXED | Roof
SRP10344 | POWER-ONE | PVI-5000-OUTD-US (240 V) | 5000 | 1 |  |  | 0.96 | Solar Inverter |  | OUTDOOR
SRP10345 | BAODING YINGLI NEW ENERGY RESOURCES CO | YL175(156) | 240 | 24 | 239 | 18 |  | Solar | FIXED | Roof
SRP10345 | SOLECTRIA RENEWABLES | PVI 5300-P (240V) | 6000 | 1 |  |  | 0.975 | Solar Inverter |  | OUTDOOR
SRP10346 | UNKNOWN | UNKNOWN | 245 | 27 | 194 | 20 |  | Solar | FIXED | Roof
SRP10346 | UNKNOWN | UNKNOWN | 245 | 14 | 104 | 36 |  | Solar | FIXED | Roof
SRP10346 | POWER-ONE | PVI-3000-I-OUTD-US | 3000 | 1 |  |  | 0.96 | Solar Inverter |  | Inside
SRP10346 | POWER-ONE | PVI-6000-OUTD-US (240 V) | 6000 | 1 |  |  | 0.96 | Solar Inverter |  | Inside
SRP10347 | CHANGZHOU TRINA SOLAR ENERGY CO | TSM-185D | 240 | 10 | 228 | 18 |  | Solar | FIXED | Roof
SRP10347 | CHANGZHOU TRINA SOLAR ENERGY CO | TSM-185D | 240 | 20 | 138 | 20 |  | Solar | FIXED | Roof
SRP10347 | POWER-ONE | PVI-3000-I-OUTD-US-F (240V) | 3600 | 1 |  |  | 0.96 | Solar Inverter |  | Inside
SRP10347 | POWER-ONE | PVI-3600-US (240V) | 4200 | 1 |  |  | 0.96 | Solar Inverter |  | Inside
SRP10348 | BAODING YINGLI NEW ENERGY RESOURCES CO | YL175(156) | 240 | 12 | 200 | 34 |  | Solar | FIXED | Roof
SRP10348 | BAODING YINGLI NEW ENERGY RESOURCES CO | YL175(156) | 240 | 12 | 200 | 40 |  | Solar | FIXED | Roof
SRP10348 | POWER-ONE | PVI-5000-OUTD-US (208 V) | 5000 | 1 |  |  | 0.965 | Solar Inverter |  | INDOOR
SRP10349 | CHANGZHOU TRINA SOLAR ENERGY CO | TSM-185D | 240 | 8 | 87 | 18 |  | Solar | FIXED | Roof
SRP10349 | CHANGZHOU TRINA SOLAR ENERGY CO | TSM-185D | 240 | 31 | 177 | 22 |  | Solar | FIXED | Roof
SRP10349 | POWER-ONE | PVI-3000-I-OUTD-US | 3000 | 1 |  |  | 0.96 | Solar Inverter |  | OUTDOOR
SRP10349 | POWER-ONE | PVI-6000-OUTD-US (240 V) | 6000 | 1 |  |  | 0.96 | Solar Inverter |  | OUTDOOR
SRP10350 | BAODING YINGLI NEW ENERGY RESOURCES CO | YL175(156) | 240 | 47 | 109 | 23 |  | Solar | FIXED | Roof
SRP10350 | POWER-ONE | PVI-5000-OUTD-US (208 V) | 5000 | 2 |  |  | 0.965 | Solar Inverter |  | INDOOR
SRP10351 | SUNTECH POWER | STP190S-18/UB-1 | 190 | 9 | 85 | 19 |  | Solar | FIXED | Roof
SRP10351 | SUNTECH POWER | STP190S-18/UB-1 | 190 | 18 | 175 | 19 |  | Solar | FIXED | Roof
SRP10351 | SUNTECH POWER | STP190S-18/UB-1 | 190 | 7 | 216 | 19 |  | Solar | FIXED | Roof
SRP10351 | SUNTECH POWER | STP190S-18/UB-1 | 190 | 10 | 265 | 19 |  | Solar | FIXED | Roof
SRP10351 | POWER-ONE | PVI-3600-OUTD-US-F (208V) | 3500 | 1 |  |  | 0.97 | Solar Inverter |  | OUTDOOR
SRP10351 | POWER-ONE | PVI-5000-OUTD-US (208 V) | 5000 | 1 |  |  | 0.97 | Solar Inverter |  | OUTDOOR
SRP10352 | UNKNOWN | UNKNOWN | 250 | 18 | 102.5 | 20 |  | Solar | FIXED | Roof
SRP10352 | PV POWERED | PVP4800 | 4800 | 1 |  |  | 0.96 | Solar Inverter |  | INDOOR
SRP10354 | CHANGZHOU TRINA SOLAR ENERGY CO | TSM-185D | 240 | 36 | 170 | 30 |  | Solar | FIXED | Roof
SRP10354 | SMA AMERICA | SB7000US (240V) | 7000 | 1 |  |  | 0.96 | Solar Inverter |  | Inside
SRP10355 | CHANGZHOU TRINA SOLAR ENERGY CO | TSM-185D | 240 | 8 | 242 | 19 |  | Solar | FIXED | Roof
SRP10355 | CHANGZHOU TRINA SOLAR ENERGY CO | TSM-185D | 240 | 20 | 242 | 26 |  | Solar | FIXED | Roof
SRP10355 | SMA AMERICA | SWR2500U (208V) | 2000 | 1 |  |  | 0.96 | Solar Inverter |  | OUTDOOR
SRP10355 | SMA AMERICA | SB4000US (240V) | 4000 | 1 |  |  | 0.968 | Solar Inverter |  | OUTDOOR
SRP10356 | CHANGZHOU TRINA SOLAR ENERGY CO | TSM-185D | 235 | 22 | 168 | 19 |  | Solar | FIXED | Roof
SRP10356 | POWER-ONE | PVI-3000-I-OUTD-US-F (240V) | 4200 | 1 |  |  | 0.96 | Solar Inverter |  | OUTDOOR
SRP10357 | SUNPOWER | PL-AP-130 | 245 | 17 | 116 | 20 |  | Solar | FIXED | Roof
SRP10357 | SUNPOWER | PL-AP-130 | 245 | 25 | 116 | 20 |  | Solar | FIXED | Roof
SRP10357 | SUNPOWER | PL-AP-130 | 245 | 8 | 205 | 20 |  | Solar | FIXED | Roof
SRP10357 | SUNPOWER CORP (ORIGINAL MFRSMA) | SPR-3000M (240V) | 3000 | 1 |  |  | 0.965 | Solar Inverter |  | INDOOR
SRP10357 | SUNPOWER CORP (ORIGINAL MFRSMA) | SPR-4000M (240V) | 4000 | 1 |  |  | 0.968 | Solar Inverter |  | INDOOR
SRP10357 | SUNPOWER CORP (ORIGINAL MFRSMA) | SPR-5000M (208V) | 5000 | 1 |  |  | 0.968 | Solar Inverter |  | INDOOR
SRP10358 | BAODING YINGLI NEW ENERGY RESOURCES CO | YL175(156) | 240 | 14 | 167 | 23 |  | Solar | FIXED | Roof
SRP10358 | BAODING YINGLI NEW ENERGY RESOURCES CO | YL175(156) | 240 | 34 | 262 | 23 |  | Solar | FIXED | Roof
SRP10358 | POWER-ONE | PVI-5000-OUTD-US (208 V) | 5000 | 1 |  |  | 0.965 | Solar Inverter |  | OUTDOOR
SRP10358 | POWER-ONE | PVI-5000-OUTD-US (208 V) | 5000 | 1 |  |  | 0.965 | Solar Inverter |  | OUTDOOR
SRP10359 | SILIKEN MANUFACTURING USA | SLK60P6L 233 WP | 250 | 18 | 219 | 23 |  | Solar | FIXED | Roof
SRP10359 | XANTREX TECHNOLOGY | GT3.8-NA-240/208 UL-05 (208VAC) | 3800 | 1 |  |  | 0.95 | Solar Inverter |  | OUTDOOR
SRP10361 | CHANGZHOU TRINA SOLAR ENERGY CO | TSM-185D | 240 | 42 | 153 | 20 |  | Solar | FIXED | Roof
SRP10361 | ENPHASE ENERGY | M200-32-240-S02 | 215 | 42 |  |  | 0.96 | Solar Inverter |  | Outside
SRP10362 | CHANGZHOU TRINA SOLAR ENERGY CO | TSM-185D | 240 | 6 | 130 | 26 |  | Solar | FIXED | Roof
SRP10362 | CHANGZHOU TRINA SOLAR ENERGY CO | TSM-185D | 240 | 11 | 220 | 26 |  | Solar | FIXED | Roof
SRP10362 | ENPHASE ENERGY | M175-24-208-S01 | 215 | 6 |  |  | 0.96 | Solar Inverter |  | Outside
SRP10362 | ENPHASE ENERGY | M175-24-208-S01 | 215 | 11 |  |  | 0.96 | Solar Inverter |  | Outside
SRP10363 | CHANGZHOU TRINA SOLAR ENERGY CO | TSM-185D | 240 | 21 | 187 | 20 |  | Solar | FIXED | Roof
SRP10363 | ENPHASE ENERGY | M175-24-208-S | 215 | 14 |  |  | 0.96 | Solar Inverter |  | Outside
SRP10363 | ENPHASE ENERGY | M175-24-208-S01 | 215 | 7 |  |  | 0.96 | Solar Inverter |  | Outside
SRP10364 | CHANGZHOU TRINA SOLAR ENERGY CO | TSM-185D | 240 | 32 | 201 | 19 |  | Solar | FIXED | Roof
SRP10364 | ENPHASE ENERGY | M175-24-208-S01 | 215 | 7 |  |  | 0.96 | Solar Inverter |  | Outside
SRP10364 | ENPHASE ENERGY | M175-24-208-S02 | 215 | 25 |  |  | 0.96 | Solar Inverter |  | Outside
SRP10365 | SHARP | ND-230UC1 | 230 | 36 | 192 | 41 |  | Solar | FIXED | Ground
SRP10365 | SMA AMERICA | SB7000US (240V) | 7000 | 1 |  |  | 0.98 | Solar Inverter |  | OUTDOOR
SRP10367 | REC SCANMODULE | SCM230 | 235 | 22 | 140 | 28 |  | Solar | FIXED | Roof
SRP10367 | REC SCANMODULE | SCM230 | 235 | 20 | 140 | 35 |  | Solar | FIXED | Roof
SRP10367 | FRONIUS USA |  | 3800 | 1 |  |  | 0.955 | Solar Inverter |  | INDOOR
SRP10367 | FRONIUS USA |  | 5000 | 1 |  |  | 0.955 | Solar Inverter |  | INDOOR
SRP10368 | UNKNOWN | UNKNOWN | 240 | 9 | 114.5 | 35 |  | Solar | FIXED | Roof
SRP10368 | UNKNOWN | UNKNOWN | 240 | 15 | 114.5 | 35 |  | Solar | FIXED | Roof
SRP10368 | UNKNOWN | UNKNOWN | 240 | 34 | 114.5 | 35 |  | Solar | FIXED | Roof
SRP10368 | UNKNOWN | UNKNOWN | 240 | 2 | 204.5 | 45 |  | Solar | FIXED | Roof
SRP10368 | UNKNOWN | UNKNOWN | 240 | 9 | 204.5 | 45 |  | Solar | FIXED | Roof
SRP10368 | ENPHASE ENERGY | M175-24-208-S02 | 215 | 69 |  |  | 0.96 | Solar Inverter |  | OUTDOOR
SRP10370 | MATRIX SOLAR/PHOTOWATT | PW1000-100 | 245 | 9 | 237 | 18 |  | Solar | FIXED | Roof
SRP10370 | MATRIX SOLAR/PHOTOWATT | PW1000-100 | 245 | 21 | 147 | 19 |  | Solar | FIXED | Roof
SRP10370 | POWER-ONE | PVI-6000-OUTD-US (208 V) | 6000 | 1 |  |  | 0.96 | Solar Inverter |  | OUTDOOR
SRP10371 | UNKNOWN | UNKNOWN | 250 | 12 | 269.2 | 15 |  | Solar | FIXED | Roof
SRP10371 | UNKNOWN | UNKNOWN | 250 | 42 | 179.2 | 35 |  | Solar | FIXED | Roof
SRP10371 | PV POWERED | PVP2500 | 2500 | 1 |  |  | 0.945 | Solar Inverter |  | INDOOR
SRP10371 | PV POWERED | PVP4800 | 4800 | 1 |  |  | 0.96 | Solar Inverter |  | INDOOR
SRP10371 | PV POWERED | PVP4800 | 4800 | 1 |  |  | 0.96 | Solar Inverter |  | INDOOR
SRP10372 | SUNPOWER | SPR-230-WHT-U | 240 | 40 | 225 | 25 |  | Solar | FIXED | Roof
SRP10372 | SUNPOWER | SPR-230-WHT-U | 240 | 18 | 225 | 30 |  | Solar | FIXED | Roof
SRP10372 | SUNPOWER CORP (ORIGINAL MFRSMA) | SPR-4000M (240V) | 4000 | 1 |  |  | 0.97 | Solar Inverter |  | Inside
SRP10372 | SUNPOWER CORP (ORIGINAL MFRSMA) | SPR-7000M (277V) | 8000 | 1 |  |  | 0.97 | Solar Inverter |  | Inside
SRP10373 | UNKNOWN | UNKNOWN | 245 | 31 | 126 | 24 |  | Solar | FIXED | Roof
SRP10373 | POWER-ONE | PVI-6000-OUTD-US (208 V) | 6000 | 1 |  |  | 0.96 | Solar Inverter |  | OUTDOOR
SRP10374 | UNKNOWN | UNKNOWN | 255 | 26 | 175 | 30 |  | Solar | FIXED | Roof
SRP10374 | POWER-ONE | PVI-6000-OUTD-US (208 V) | 6000 | 1 |  |  | 0.96 | Solar Inverter |  | OUTDOOR
SRP10375 | CANADIAN SOLAR | CS4C-100 | 250 | 240 | 189 | 32 |  | Solar | FIXED | Ground
SRP10375 | SMA AMERICA | SB7000US (240V) | 8000 | 6 |  |  | 0.97 | Solar Inverter |  | INDOOR
SRP10376 | SOLARWORLD | SW185MONO | 235 | 56 | 180 | 25 |  | Solar | FIXED | Ground
SRP10376 | ENPHASE ENERGY | M200-32-240-S02 | 215 | 56 |  |  | 0.963 | Solar Inverter |  | OUTDOOR
SRP10377 | ET SOLAR INDUSTRY | ET-P672280 | 285 | 18 | 177 | 30 |  | Solar | FIXED | Roof
SRP10377 | ET SOLAR INDUSTRY | ET-P672280 | 285 | 20 | 267 | 35 |  | Solar | FIXED | Roof
SRP10377 | SMA AMERICA | SB5000US (240V) | 5000 | 1 |  |  | 0.968 | Solar Inverter |  | INDOOR
SRP10377 | SMA AMERICA | SB5000US (240V) | 5000 | 1 |  |  | 0.968 | Solar Inverter |  | INDOOR
SRP10378 | CANADIAN SOLAR | CS6P-230 | 255 | 14 | 217 | 39 |  | Solar | FIXED | Roof
SRP10378 | SMA AMERICA | SB4000US (208V) | 4000 | 1 |  |  | 0.968 | Solar Inverter |  | OUTDOOR
SRP10379 | CANADIAN SOLAR | CS6P-230 | 250 | 36 | 189 | 32 |  | Solar | FIXED | Ground
SRP10379 | SMA AMERICA | SB7000US (240V) | 7000 | 1 |  |  | 0.969 | Solar Inverter |  | INDOOR
SRP10381 | KYOCERA SOLAR | KC120-1 | 220 | 18 | 154 | 19 |  | Solar | FIXED | Roof
SRP10381 | POWER-ONE | PVI-3000-I-OUTD-US-F (240V) | 3600 | 1 |  |  | 0.96 | Solar Inverter |  | INDOOR
SRP10382 | ET SOLAR INDUSTRY | ET-P672230 | 250 | 12 | 151 | 40 |  | Solar | FIXED | Roof
SRP10382 | ET SOLAR INDUSTRY | ET-P672230 | 250 | 20 | 241 | 40 |  | Solar | FIXED | Roof
SRP10382 | FRONIUS USA |  | 3000 | 1 |  |  | 0.95 | Solar Inverter |  | OUTDOOR
SRP10382 | FRONIUS USA |  | 5000 | 1 |  |  | 0.95 | Solar Inverter |  | OUTDOOR
SRP10383 | CHANGZHOU TRINA SOLAR ENERGY CO | TSM-185D | 240 | 24 | 255 | 25 |  | Solar | FIXED | Roof
SRP10383 | POWER-ONE | PVI-5000-OUTD-US (208 V) | 5000 | 1 |  |  | 0.96 | Solar Inverter |  | OUTDOOR
SRP10384 | BAODING YINGLI NEW ENERGY RESOURCES CO | 110(17)P1447X663 | 240 | 18 | 118 | 23 |  | Solar | FIXED | Roof
SRP10384 | POWER-ONE | PVI-3600-OUTD-US-F (240V) | 3600 | 1 |  |  | 0.96 | Solar Inverter |  | OUTDOOR
SRP10385 | UNKNOWN | UNKNOWN | 245 | 7 | 129 | 13 |  | Solar | FIXED | Roof
SRP10385 | UNKNOWN | UNKNOWN | 245 | 8 | 149 | 13 |  | Solar | FIXED | Roof
SRP10385 | UNKNOWN | UNKNOWN | 245 | 8 | 309 | 13 |  | Solar | FIXED | Roof
SRP10385 | UNKNOWN | UNKNOWN | 245 | 9 | 219 | 40 |  | Solar | FIXED | Roof
SRP10385 | POWER-ONE | PVI-3600-US (240V) | 3600 | 2 |  |  | 0.96 | Solar Inverter |  | Outside
SRP10387 | UNKNOWN | UNKNOWN | 255 | 39 | 130 | 28 |  | Solar | FIXED | Roof
SRP10387 | SMA AMERICA | SB4000US (240V) | 4000 | 1 |  |  | 0.95 | Solar Inverter |  | OUTDOOR
SRP10387 | SMA AMERICA | SB6000US (240V) | 6000 | 1 |  |  | 0.95 | Solar Inverter |  | OUTDOOR
SRP10388 | CHANGZHOU TRINA SOLAR ENERGY CO | TSM-185D | 240 | 14 | 180 | 14 |  | Solar | FIXED | Roof
SRP10388 | POWER-ONE | PVI-3600-OUTD-US-F (240V) | 3600 | 1 |  |  | 0.96 | Solar Inverter |  | OUTDOOR
SRP10389 | BAODING YINGLI NEW ENERGY RESOURCES CO | 110(17)P1447X663 | 240 | 24 | 267 | 21 |  | Solar | FIXED | Roof
SRP10389 | SMA AMERICA | SB5000US (240V) | 5000 | 1 |  |  | 0.955 | Solar Inverter |  | OUTDOOR
SRP10390 | KYOCERA SOLAR | KD210GX-LP | 215 | 24 | 238 | 30 |  | Solar | FIXED | Roof
SRP10390 | POWER-ONE | PVI-5000-OUTD-US (240 V) | 5000 | 1 |  |  | 0.965 | Solar Inverter |  | INDOOR
SRP10391 | UNKNOWN | UNKNOWN | 245 | 22 | 188 | 18 |  | Solar | FIXED | Roof
SRP10391 | POWER-ONE | PVI-5000-OUTD-US (208 V) | 5000 | 1 |  |  | 0.96 | Solar Inverter |  | OUTDOOR
SRP10393 | CONERGY AG | S 175MU | 240 | 22 | 194 | 35 |  | Solar | FIXED | Roof
SRP10393 | SMA AMERICA | SB7000US (277V) | 5000 | 1 |  |  | 0.968 | Solar Inverter |  | INDOOR
SRP10394 | UNKNOWN | UNKNOWN | 255 | 13 | 200 | 31 |  | Solar | FIXED | Roof
SRP10394 | POWER-ONE | PVI-3000-I-OUTD-US | 3000 | 1 |  |  | 0.96 | Solar Inverter |  | OUTDOOR
SRP10395 | UNKNOWN | UNKNOWN | 245 | 31 | 140 | 30 |  | Solar | FIXED | Roof
SRP10395 | POWER-ONE | PVI-6000-OUTD-US (208 V) | 6000 | 1 |  |  | 0.96 | Solar Inverter |  | OUTDOOR
SRP10396 | CHANGZHOU TRINA SOLAR ENERGY CO | TSM-180D | 240 | 18 | 190 | 38 |  | Solar | FIXED | Roof
SRP10396 | POWER-ONE | PVI-3600-OUTD-US-F (240V) | 3600 | 1 |  |  | 0.96 | Solar Inverter |  | OUTDOOR
SRP10397 | CHANGZHOU TRINA SOLAR ENERGY CO | TSM-185D | 230 | 33 | 195 | 23 |  | Solar | FIXED | Roof
SRP10397 | SMA AMERICA | SB7000US (277V) | 7000 | 1 |  |  | 0.971 | Solar Inverter |  | INDOOR
SRP10398 | UNKNOWN | UNKNOWN | 245 | 25 | 240 | 21 |  | Solar | FIXED | Roof
SRP10398 | POWER-ONE | PVI-5000-OUTD-US (240 V) | 5000 | 1 |  |  | 0.96 | Solar Inverter |  | OUTDOOR
SRP10399 | CHANGZHOU TRINA SOLAR ENERGY CO | TSM-185D | 240 | 15 | 117 | 20 |  | Solar | FIXED | Roof
SRP10399 | CHANGZHOU TRINA SOLAR ENERGY CO | TSM-185D | 240 | 32 | 117 | 20 |  | Solar | FIXED | Roof
SRP10399 | POWER-ONE | PVI-5000-OUTD-US (208 V) | 5000 | 2 |  |  | 0.96 | Solar Inverter |  | Inside
SRP10400 | CHANGZHOU TRINA SOLAR ENERGY CO | TSM-185D | 240 | 36 | 132 | 20 |  | Solar | FIXED | Roof
SRP10400 | SMA AMERICA | SB7000US (240V) | 7000 | 1 |  |  | 0.96 | Solar Inverter |  | OUTDOOR
SRP10401 | LG ELECTRONICS SOLAR CELL DIVISION | LG255S1C-G2 | 255 | 32 | 152 | 32 |  | Solar | FIXED | Roof
SRP10401 | LG ELECTRONICS SOLAR CELL DIVISION | LG255S1C-G2 | 255 | 8 | 84 | 42 |  | Solar | FIXED | Roof
SRP10401 | POWER-ONE | PVI-3.6-OUTD-S-US (240 V) | 3600 | 1 |  |  | 0.96 | Solar Inverter |  | OUTDOOR
SRP10401 | POWER-ONE | PVI-6000-OUTD-US-W (240 V) | 6000 | 1 |  |  | 0.965 | Solar Inverter |  | OUTDOOR
SRP10402 | SUNPOWER | SPR-225-BLK-U | 225 | 10 | 113 | 9 |  | Solar | FIXED | Roof
SRP10402 | SUNPOWER | SPR-225-BLK-U | 225 | 12 | 113 | 22 |  | Solar | FIXED | Roof
SRP10402 | SOUTHWEST WINDPOWER | WHISPER 200 | 235 | 22 |  |  | 0.955 | Solar Inverter |  | INDOOR
SRP10403 | BAODING YINGLI NEW ENERGY RESOURCES CO | YL175(156) | 235 | 18 | 207 | 9 |  | Solar | FIXED | Roof
SRP10403 | POWER-ONE | PVI-3000-I-OUTD-US-F (240V) | 3600 | 1 |  |  | 0.96 | Solar Inverter |  | OUTDOOR
SRP10405 | LG ELECTRONICS SOLAR CELL DIVISION | LG255S1C-G2 | 255 | 42 | 107 | 24 |  | Solar | FIXED | Roof
SRP10405 | POWER-ONE | PVI-4.2-OUTD-S-US (240 V) | 4200 | 1 |  |  | 0.96 | Solar Inverter |  | OUTDOOR
SRP10405 | POWER-ONE | PVI-5000-OUTD-US (240 V) | 5000 | 1 |  |  | 0.96 | Solar Inverter |  | OUTDOOR
SRP10406 | MATRIX SOLAR/PHOTOWATT | PW1650-175 | 255 | 44 | 178 | 25 |  | Solar | FIXED | Roof
SRP10406 | SMA AMERICA | SB5000US (240V) | 5000 | 2 |  |  | 0.955 | Solar Inverter |  | OUTDOOR
SRP10409 | CANADIAN SOLAR | CS4C-100 | 235 | 14 | 215 | 27 |  | Solar | FIXED | Roof
SRP10409 | CANADIAN SOLAR | CS6P-230 | 235 | 6 | 125 | 28 |  | Solar | FIXED | Roof
SRP10409 | ENPHASE ENERGY | M175-24-208-S | 215 | 20 |  |  | 0.96 | Solar Inverter |  | OUTDOOR
SRP10410 | SUNPOWER | SPR-315E-WHT-U | 327 | 6 | 166 | 20 |  | Solar | FIXED | Roof
SRP10410 | SUNPOWER | SPR-315E-WHT-U | 327 | 16 | 166 | 26 |  | Solar | FIXED | Roof
SRP10410 | SUNPOWER CORP (ORIGINAL MFRSMA) | SPR-3000M (208V) | 3000 | 1 |  |  | 0.97 | Solar Inverter |  | OUTDOOR
SRP10410 | SUNPOWER CORP (ORIGINAL MFRSMA) | SPR-4000M (208V) | 4000 | 1 |  |  | 0.97 | Solar Inverter |  | Outside
SRP10411 | BAODING YINGLI NEW ENERGY RESOURCES CO | 110(17)P1447X663 | 260 | 18 | 173 | 34 |  | Solar | FIXED | Roof
SRP10411 | ENPHASE ENERGY | M175-24-208-S | 215 | 18 |  |  | 0.96 | Solar Inverter |  | OUTDOOR
SRP10412 | SUNPOWER | SPR-225-BLK-U | 225 | 24 | 213 | 36 |  | Solar | FIXED | Roof
SRP10412 | SUNPOWER | SPR-225-BLK-U | 225 | 20 | 123 | 45 |  | Solar | FIXED | Roof
SRP10412 | SUNPOWER CORP (ORIGINAL MFRSMA) | SPR-6000M (240V) | 6500 | 1 |  |  | 0.962 | Solar Inverter |  | INDOOR
SRP10412 | SUNPOWER CORP (ORIGINAL MFRSMA) | SPR-6000M (240V) | 6500 | 1 |  |  | 0.962 | Solar Inverter |  | INDOOR
SRP10413 | SUNPOWER | SPR-230-WHT-U | 240 | 40 | 204 | 34 |  | Solar | FIXED | Roof
SRP10413 | SUNPOWER CORP (ORIGINAL MFRFRONIUS) | SPR 12000F (240V) | 9995 | 1 |  |  | 0.962 | Solar Inverter |  | INDOOR
SRP10414 | CHANGZHOU TRINA SOLAR ENERGY CO | TSM-185D | 240 | 20 | 184 | 27 |  | Solar | FIXED | Roof
SRP10414 | ENPHASE ENERGY | M175-24-208-S | 215 | 6 |  |  | 0.96 | Solar Inverter |  | OUTDOOR
SRP10414 | ENPHASE ENERGY | M175-24-208-S | 215 | 14 |  |  | 0.96 | Solar Inverter |  | OUTDOOR
SRP10416 | CHANGZHOU TRINA SOLAR ENERGY CO | TSM-185D | 240 | 18 | 143 | 22 |  | Solar | FIXED | Roof
SRP10416 | CHANGZHOU TRINA SOLAR ENERGY CO | TSM-185D | 240 | 20 | 233 | 22 |  | Solar | FIXED | Roof
SRP10416 | ENPHASE ENERGY | M175-24-208-S | 215 | 38 |  |  | 0.96 | Solar Inverter |  | OUTDOOR
SRP10417 | SUNPOWER | SPR-225-BLK-U | 225 | 55 | 180 | 41 |  | Solar | FIXED | Roof
SRP10417 | SUNPOWER CORP (ORIGINAL MFRSMA) | SPR-7000M (240V) | 11400 | 1 |  |  | 0.97 | Solar Inverter |  | OUTDOOR
SRP10418 | SUNPOWER | SPR-315E-WHT-U | 327 | 16 | 230 | 37 |  | Solar | FIXED | Roof
SRP10418 | SUNPOWER CORP (ORIGINAL MFRSMA) | SPR-5000M (240V) | 5000 | 1 |  |  | 0.968 | Solar Inverter |  | INDOOR
SRP10419 | CHANGZHOU TRINA SOLAR ENERGY CO | TSM-185D | 240 | 20 | 120 | 20 |  | Solar | FIXED | Roof
SRP10419 | SMA AMERICA | SB4000US (240V) | 4000 | 1 |  |  | 0.968 | Solar Inverter |  | OUTDOOR
SRP10420 | CONERGY AG | S 175MU | 240 | 26 | 112 | 19 |  | Solar | FIXED | Roof
SRP10420 | CONERGY AG | S 175MU | 240 | 26 | 295 | 19 |  | Solar | FIXED | Roof
SRP10420 | POWER-ONE | PVI-6000-OUTD-US-W (240 V) | 6000 | 2 |  |  | 0.97 | Solar Inverter |  | INDOOR
SRP10421 | BP SOLAR | SX3200W | 215 | 18 | 214 | 40 |  | Solar | FIXED | Roof
SRP10421 | FRONIUS USA | IG 4000 | 4000 | 1 |  |  | 0.95 | Solar Inverter |  | INDOOR
SRP10422 | CHANGZHOU TRINA SOLAR ENERGY CO | TSM-185D | 240 | 18 | 113 | 33 |  | Solar | FIXED | Roof
SRP10422 | CHANGZHOU TRINA SOLAR ENERGY CO | TSM-185D | 240 | 12 | 113 | 38 |  | Solar | FIXED | Roof
SRP10422 | SMA AMERICA | SB6000U (240V) | 6000 | 1 |  |  | 0.96 | Solar Inverter |  | OUTDOOR
SRP10423 | MATRIX SOLAR/PHOTOWATT | PW1000-100 | 245 | 27 | 136 | 12 |  | Solar | FIXED | Roof
SRP10423 | MATRIX SOLAR/PHOTOWATT | PW1000-100 | 245 | 14 | 136 | 16 |  | Solar | FIXED | Roof
SRP10423 | POWER-ONE | PVI-3000-I-OUTD-US-F (240V) | 3000 | 1 |  |  | 0.96 | Solar Inverter |  | OUTDOOR
SRP10423 | POWER-ONE | PVI-6000-OUTD-US (240 V) | 6000 | 1 |  |  | 0.96 | Solar Inverter |  | OUTDOOR
SRP10424 | MATRIX SOLAR/PHOTOWATT | PW1650-175 | 245 | 23 | 157 | 30 |  | Solar | FIXED | Roof
SRP10424 | POWER-ONE | PVI-5000-OUTD-US (240 V) | 5000 | 1 |  |  | 0.96 | Solar Inverter |  | OUTDOOR
SRP10425 | UNKNOWN | UNKNOWN | 245 | 21 | 131 | 25 |  | Solar | FIXED | Roof
SRP10425 | POWER-ONE | PVI-3600-OUTD-US-F (240V) | 4200 | 1 |  |  | 0.96 | Solar Inverter |  | Inside
SRP10426 | MATRIX SOLAR/PHOTOWATT | PW1650-175 | 245 | 23 | 133 | 18 |  | Solar | FIXED | Roof
SRP10426 | POWER-ONE | PVI-5000-OUTD-US (240 V) | 5000 | 1 |  |  | 0.96 | Solar Inverter |  | OUTDOOR
SRP10427 | CHANGZHOU TRINA SOLAR ENERGY CO | TSM-185D | 235 | 4 | 115 | 35 |  | Solar | FIXED | Roof
SRP10427 | CHANGZHOU TRINA SOLAR ENERGY CO | TSM-185D | 235 | 25 | 115 | 35 |  | Solar | FIXED | Roof
SRP10427 | CHANGZHOU TRINA SOLAR ENERGY CO | TSM-185D | 235 | 6 | 205 | 35 |  | Solar | FIXED | Roof
SRP10427 | POWER-ONE | PVI-3600-OUTD-US-F (240V) | 3600 | 1 |  |  | 0.96 | Solar Inverter |  | OUTDOOR
SRP10427 | POWER-ONE | PVI-6000-OUTD-US (240 V) | 6000 | 1 |  |  | 0.965 | Solar Inverter |  | OUTDOOR
SRP10428 | CHANGZHOU TRINA SOLAR ENERGY CO | TSM-185D | 235 | 24 | 192 | 35 |  | Solar | FIXED | Roof
SRP10428 | POWER-ONE | PVI-5000-OUTD-US (240 V) | 5000 | 1 |  |  | 0.96 | Solar Inverter |  | OUTDOOR
SRP10429 | CHANGZHOU TRINA SOLAR ENERGY CO | TSM-185D | 235 | 33 | 192 | 22 |  | Solar | FIXED | Roof
SRP10429 | SMA AMERICA | SB7000US (240V) | 7000 | 1 |  |  | 0.96 | Solar Inverter |  | Inside
SRP10430 | CHANGZHOU TRINA SOLAR ENERGY CO | TSM-185D | 235 | 30 | 135 | 23 |  | Solar | FIXED | Roof
SRP10430 | SMA AMERICA | SB6000US (240V) | 6000 | 1 |  |  | 0.96 | Solar Inverter |  | OUTDOOR
SRP10431 | LG ELECTRONICS SOLAR CELL DIVISION | LG245S1C-G2 | 245 | 8 | 10 | 22 |  | Solar | FIXED | Roof
SRP10431 | LG ELECTRONICS SOLAR CELL DIVISION | LG245M1C-G2 | 245 | 35 | 190 | 22 |  | Solar | FIXED | Roof
SRP10431 | POWER-ONE | PVI-3600-US (240V) | 4200 | 1 |  |  | 0.96 | Solar Inverter |  | OUTDOOR
SRP10431 | POWER-ONE | PVI-6000-OUTD-US-W (240 V) | 6000 | 1 |  |  | 0.96 | Solar Inverter |  | OUTDOOR
SRP10432 | MATRIX SOLAR/PHOTOWATT | PW1650-175 | 255 | 8 | 50 | 40 |  | Solar | FIXED | Roof
SRP10432 | MATRIX SOLAR/PHOTOWATT | PW1650-175 | 255 | 16 | 230 | 40 |  | Solar | FIXED | Roof
SRP10432 | POWER-ONE | PVI-5000-OUTD-US (240 V) | 5000 | 1 |  |  | 0.96 | Solar Inverter |  | OUTDOOR
SRP10433 | UNKNOWN | UNKNOWN | 245 | 24 | 183 | 18 |  | Solar | FIXED | Roof
SRP10433 | POWER-ONE | PVI-5000-OUTD-US (240 V) | 5000 | 1 |  |  | 0.96 | Solar Inverter |  | OUTDOOR
SRP10434 | CHANGZHOU TRINA SOLAR ENERGY CO | TSM-185D | 240 | 29 | 177 | 20 |  | Solar | FIXED | Roof
SRP10434 | POWER-ONE | PVI-6000-OUTD-US-W (240 V) | 6000 | 1 |  |  | 0.96 | Solar Inverter |  | OUTDOOR
SRP10435 | CHANGZHOU TRINA SOLAR ENERGY CO | TSM-185D | 240 | 25 | 173 | 20 |  | Solar | FIXED | Roof
SRP10435 | POWER-ONE | PVI-6000-OUTD-US-W (240 V) | 6000 | 1 |  |  | 0.96 | Solar Inverter |  | OUTDOOR
SRP10436 | UNKNOWN | UNKNOWN | 255 | 45 | 222 | 32 |  | Solar | FIXED | Roof
SRP10436 | POWER-ONE | PVI-5000-OUTD-US (240 V) | 5000 | 2 |  |  | 0.96 | Solar Inverter |  | OUTDOOR
SRP10437 | UNKNOWN | UNKNOWN | 245 | 30 | 200 | 18 |  | Solar | FIXED | Roof
SRP10437 | POWER-ONE | PVI-6000-OUTD-US-W (240 V) | 6000 | 1 |  |  | 0.96 | Solar Inverter |  | OUTDOOR
SRP10438 | MATRIX SOLAR/PHOTOWATT | PW1650-175 | 245 | 10 | 95 | 26 |  | Solar | FIXED | Roof
SRP10438 | MATRIX SOLAR/PHOTOWATT | PW1650-175 | 245 | 18 | 275 | 26 |  | Solar | FIXED | Roof
SRP10438 | POWER-ONE | PVI-6000-OUTD-US-W (240 V) | 6000 | 1 |  |  | 0.96 | Solar Inverter |  | OUTDOOR
SRP10439 | MATRIX SOLAR/PHOTOWATT | PW1000-100 | 245 | 12 | 145 | 16 |  | Solar | FIXED | Roof
SRP10439 | MATRIX SOLAR/PHOTOWATT | PW1000-100 | 245 | 24 | 145 | 36 |  | Solar | FIXED | Roof
SRP10439 | SMA AMERICA | SB7000US (240V) | 7000 | 1 |  |  | 0.96 | Solar Inverter |  | OUTDOOR
SRP10440 | MATRIX SOLAR/PHOTOWATT | PW1650-175 | 245 | 14 | 174 | 18 |  | Solar | FIXED | Roof
SRP10440 | POWER-ONE | PVI-3000-I-OUTD-US-F (240V) | 3000 | 1 |  |  | 0.96 | Solar Inverter |  | OUTDOOR
SRP10441 | SOLARTECH POWER | SPM230P | 250 | 195 | 173 | 10 |  | Solar | FIXED | Roof
SRP10441 | PV POWERED | PVP30KW-LV-480 | 50000 | 1 |  |  | 0.97 | Solar Inverter |  | INDOOR
SRP10442 | CHANGZHOU TRINA SOLAR ENERGY CO | TSM-180D | 240 | 93 | 202 | 5 |  | Solar | FIXED | Roof
SRP10442 | SMA AMERICA | SB7000US (240V) | 7000 | 1 |  |  | 0.97 | Solar Inverter |  | OUTDOOR
SRP10442 | SMA AMERICA | SB7000US (240V) | 7000 | 2 |  |  | 0.97 | Solar Inverter |  | OUTDOOR
SRP10443 | UNKNOWN | UNKNOWN | 250 | 16 | 156.5 | 34 |  | Solar | FIXED | Roof
SRP10443 | UNKNOWN | UNKNOWN | 250 | 14 | 246.5 | 34 |  | Solar | FIXED | Roof
SRP10443 | PV POWERED | PVP3000 | 3000 | 1 |  |  | 0.935 | Solar Inverter |  | INDOOR
SRP10443 | PV POWERED | PVP3500 | 3500 | 1 |  |  | 0.955 | Solar Inverter |  | INDOOR
SRP10445 | CANADIAN SOLAR | CS6P-230 | 240 | 44 | 149 | 32 |  | Solar | FIXED | Roof
SRP10445 | FRONIUS USA |  | 9995 | 1 |  |  | 0.96 | Solar Inverter |  | INDOOR
SRP10446 | SUNPOWER | SPR-230-WHT-U | 240 | 60 | 189 | 40 |  | Solar | FIXED | Roof
SRP10446 | SUNPOWER CORP (ORIGINAL MFRSMA) | SPR-3000M (240V) | 3800 | 3 |  |  | 0.97 | Solar Inverter |  | INDOOR
SRP10447 | CANADIAN SOLAR | CS6P-230 | 250 | 44 | 154 | 30 |  | Solar | FIXED | Roof
SRP10447 | SMA AMERICA | SB4000US (240V) | 4000 | 1 |  |  | 0.97 | Solar Inverter |  | INDOOR
SRP10447 | SMA AMERICA | SB6000U (240V) | 6000 | 1 |  |  | 0.97 | Solar Inverter |  | INDOOR
SRP10448 | YINGLI ENERGY (CHINA) | YL260C-30B | 260 | 42 | 140 | 18 |  | Solar | FIXED | Roof
SRP10448 | ENPHASE ENERGY | M215-60-2LL-S2X | 215 | 42 |  |  | 0.963 | Solar Inverter |  | OUTDOOR
SRP10449 | YINGLI ENERGY (CHINA) | YL260C-30B | 260 | 26 | 235 | 25 |  | Solar | FIXED | Roof
SRP10449 | ENPHASE ENERGY | M215-60-2LL-S2X | 215 | 26 |  |  | 0.963 | Solar Inverter |  | OUTDOOR
SRP10450 | CHANGZHOU TRINA SOLAR ENERGY CO | TSM-185D | 285 | 755 | 193.7 | 10 |  | Solar | FIXED | Roof
SRP10450 | PV POWERED | PVP100KW-480 | 100000 | 1 |  |  | 0.96 | Solar Inverter |  | OUTDOOR
SRP10450 | PV POWERED | PVP100KW-480 | 100000 | 1 |  |  | 0.96 | Solar Inverter |  | OUTDOOR
SRP10451 | UNKNOWN | UNKNOWN | 245 | 20 | 260 | 30 |  | Solar | FIXED | Roof
SRP10451 | POWER-ONE | PVI-5000-OUTD-US (208 V) | 4200 | 1 |  |  | 0.96 | Solar Inverter |  | OUTDOOR
SRP10453 | MATRIX SOLAR/PHOTOWATT | PW1650-175 | 245 | 14 | 111 | 16 |  | Solar | FIXED | Roof
SRP10453 | MATRIX SOLAR/PHOTOWATT | PW1650-175 | 245 | 9 | 201 | 22 |  | Solar | FIXED | Roof
SRP10453 | POWER-ONE | PVI-5000-OUTD-US (240 V) | 5000 | 1 |  |  | 0.96 | Solar Inverter |  | OUTDOOR
SRP10454 | MATRIX SOLAR/PHOTOWATT | PW1650-175 | 245 | 33 | 265 | 30 |  | Solar | FIXED | Roof
SRP10454 | SMA AMERICA | SB7000US (240V) | 7000 | 1 |  |  | 0.96 | Solar Inverter |  | OUTDOOR
SRP10455 | MATRIX SOLAR/PHOTOWATT | PW1000-100 | 245 | 7 | 130 | 26 |  | Solar | FIXED | Roof
SRP10455 | MATRIX SOLAR/PHOTOWATT | PW1650-175 | 245 | 20 | 220 | 26 |  | Solar | FIXED | Roof
SRP10455 | POWER-ONE | PVI-3000-I-OUTD-US-F (240V) | 3000 | 1 |  |  | 0.96 | Solar Inverter |  | OUTDOOR
SRP10455 | POWER-ONE | PVI-5000-OUTD-US (208 V) | 4200 | 1 |  |  | 0.96 | Solar Inverter |  | OUTDOOR
SRP10456 | MATRIX SOLAR/PHOTOWATT | PW1000-100 | 245 | 22 | 266 | 2 |  | Solar | FIXED | Roof
SRP10456 | MATRIX SOLAR/PHOTOWATT | PW1000-100 | 245 | 11 | 176 | 3 |  | Solar | FIXED | Roof
SRP10456 | SMA AMERICA | SB7000US (240V) | 7000 | 1 |  |  | 0.96 | Solar Inverter |  | OUTDOOR
SRP10457 | LG ELECTRONICS SOLAR CELL DIVISION | LG245S1C-G2 | 245 | 25 | 190 | 22 |  | Solar | FIXED | Roof
SRP10457 | POWER-ONE | PVI-5000-OUTD-US (240 V) | 5000 | 1 |  |  | 0.97 | Solar Inverter |  | OUTDOOR
SRP10458 | CHANGZHOU TRINA SOLAR ENERGY CO | TSM-185D | 235 | 16 | 226 | 26 |  | Solar | FIXED | Roof
SRP10458 | CHANGZHOU TRINA SOLAR ENERGY CO | TSM-185D | 235 | 15 | 226 | 29 |  | Solar | FIXED | Roof
SRP10458 | POWER-ONE | PVI-3000-I-OUTD-US-F (240V) | 3000 | 1 |  |  | 0.96 | Solar Inverter |  | OUTDOOR
SRP10458 | POWER-ONE | PVI-3600-OUTD-US-F (240V) | 3600 | 1 |  |  | 0.96 | Solar Inverter |  | OUTDOOR
SRP10459 | UNKNOWN | UNKNOWN | 245 | 27 | 190 | 21 |  | Solar | FIXED | Roof
SRP10459 | UNKNOWN | UNKNOWN | 245 | 6 | 190 | 22 |  | Solar | FIXED | Roof
SRP10459 | SMA AMERICA | SB7000US (240V) | 7000 | 1 |  |  | 0.96 | Solar Inverter |  | OUTDOOR
SRP10460 | TRINA SOLAR | TSM-240PA05 | 240 | 22 | 90 | 34 |  | Solar | FIXED | Roof
SRP10460 | TRINA SOLAR | TSM-240PA05 | 240 | 40 | 270 | 34 |  | Solar | FIXED | Roof
SRP10460 | TRINA SOLAR | TSM-240PA05 | 240 | 8 | 180 | 44 |  | Solar | FIXED | Roof
SRP10460 | POWER-ONE | PVI-3.6-OUTD-S-US (240 V) | 3600 | 1 |  |  | 0.97 | Solar Inverter |  | INDOOR
SRP10460 | POWER-ONE | PVI-5000-OUTD-US (208 V) | 5000 | 2 |  |  | 0.97 | Solar Inverter |  | INDOOR
SRP10461 | CHANGZHOU TRINA SOLAR ENERGY CO | TSM-185D | 240 | 42 | 230 | 36 |  | Solar | FIXED | Roof
SRP10461 | ENPHASE ENERGY | M200-32-208-S01 | 215 | 42 |  |  | 0.96 | Solar Inverter |  | Outside
SRP10462 | SUNPOWER | SPR-230-WHT-U | 245 | 30 | 194 | 20 |  | Solar | FIXED | Roof
SRP10462 | SUNPOWER CORP (ORIGINAL MFRSMA) | SPR-6000M (240V) | 6000 | 1 |  |  | 0.97 | Solar Inverter |  | Inside
SRP10463 | SUNPOWER | SPR-315E-WHT-U | 327 | 49 | 228 | 32 |  | Solar | FIXED | Roof
SRP10463 | SUNPOWER CORP (ORIGINAL MFRSMA) | SPR-7000M (240V) | 7500 | 1 |  |  | 0.962 | Solar Inverter |  | INDOOR
SRP10463 | SUNPOWER CORP (ORIGINAL MFRSMA) | SPR-7000M (240V) | 7500 | 1 |  |  | 0.962 | Solar Inverter |  | INDOOR
SRP10464 | SUNPOWER | SPR-230-WHT-U | 230 | 62 | 96 | 12 |  | Solar | FIXED | Roof
SRP10464 | SUNPOWER | SPR-230-WHT-U | 230 | 30 | 230 | 12 |  | Solar | FIXED | Roof
SRP10464 | SUNPOWER CORP (ORIGINAL MFRSMA) | SPR-6000M (240V) | 6000 | 1 |  |  | 0.97 | Solar Inverter |  | Outside
SRP10464 | SUNPOWER CORP (ORIGINAL MFRSMA) | SPR-6000M (240V) | 6000 | 1 |  |  | 0.97 | Solar Inverter |  | Outside
SRP10464 | SUNPOWER CORP (ORIGINAL MFRSMA) | SPR-6000M (240V) | 6000 | 1 |  |  | 0.97 | Solar Inverter |  | Outside
SRP10465 | SUNPOWER | SPR-315E-WHT-U | 327 | 24 | 145 | 27 |  | Solar | FIXED | Roof
SRP10465 | SUNPOWER CORP (ORIGINAL MFRSMA) | SPR-7000M (240V) | 7000 | 1 |  |  | 0.971 | Solar Inverter |  | Outside
SRP10466 | CANADIAN SOLAR | CS6P-230 | 235 | 27 | 184 | 19 |  | Solar | FIXED | Roof
SRP10466 | CANADIAN SOLAR | CS6P-230 | 235 | 7 | 96 | 20 |  | Solar | FIXED | Roof
SRP10466 | ENPHASE ENERGY | M200-32-208-S01 | 215 | 34 |  |  | 0.96 | Solar Inverter |  | OUTDOOR
SRP10467 | SCHUCO USA |  | 260 | 28 | 198 | 23 |  | Solar | FIXED | Roof
SRP10467 | ENPHASE ENERGY | M200-32-208-S01 | 215 | 28 |  |  | 0.96 | Solar Inverter |  | OUTDOOR
SRP10468 | SCHUCO USA |  | 260 | 21 | 145 | 17 |  | Solar | FIXED | Roof
SRP10468 | SCHUCO USA |  | 260 | 9 | 145 | 20 |  | Solar | FIXED | Roof
SRP10468 | ENPHASE ENERGY | M200-32-208-S01 | 215 | 30 |  |  | 0.96 | Solar Inverter |  | OUTDOOR
SRP10469 | SHARP | ND-224UC1 | 224 | 44 | 94 | 3 |  | Solar | FIXED | Roof
SRP10469 | SMA AMERICA | SB5000US (240V) | 5000 | 2 |  |  | 0.968 | Solar Inverter |  | OUTDOOR
SRP10470 | CANADIAN SOLAR | CS6P-230 | 235 | 28 | 153 | 16 |  | Solar | FIXED | Roof
SRP10470 | CANADIAN SOLAR | CS4C-100 | 235 | 14 | 340 | 16 |  | Solar | FIXED | Roof
SRP10470 | ENPHASE ENERGY | M200-32-208-S01 | 215 | 14 |  |  | 0.96 | Solar Inverter |  | OUTDOOR
SRP10470 | ENPHASE ENERGY | M200-32-208-S01 | 215 | 28 |  |  | 0.96 | Solar Inverter |  | OUTDOOR
SRP10473 | CHANGZHOU TRINA SOLAR ENERGY CO | TSM-185D | 235 | 26 | 140 | 18 |  | Solar | FIXED | Roof
SRP10473 | POWER-ONE | PVI-6000-OUTD-US (240 V) | 6000 | 1 |  |  | 0.96 | Solar Inverter |  | OUTDOOR
SRP10474 | SUNPOWER | SPR-230-WHT-U | 240 | 35 | 177 | 26 |  | Solar | FIXED | Roof
SRP10474 | SOLECTRIA RENEWABLES | PVI 3000 (208V) | 235 | 35 |  |  | 0.955 | Solar Inverter |  | Outside
SRP10475 | UNKNOWN | UNKNOWN | 245 | 28 | 220 | 29 |  | Solar | FIXED | Roof
SRP10475 | POWER-ONE | PVI-6000-OUTD-US (240 V) | 6000 | 1 |  |  | 0.96 | Solar Inverter |  | Inside
SRP10476 | CHANGZHOU TRINA SOLAR ENERGY CO | TSM-185D | 240 | 26 | 164 | 22 |  | Solar | FIXED | Roof
SRP10476 | POWER-ONE | PVI-6000-OUTD-US (240 V) | 6000 | 1 |  |  | 0.96 | Solar Inverter |  | Inside
SRP10479 | CHANGZHOU TRINA SOLAR ENERGY CO | TSM-185D | 235 | 204 | 132 | 10 |  | Solar | FIXED | Ground
SRP10479 | SMA AMERICA | SB5000US (240V) | 5000 | 2 |  |  | 0.965 | Solar Inverter |  | OUTDOOR
SRP10479 | SMA AMERICA | SB7000US (240V) | 7000 | 2 |  |  | 0.965 | Solar Inverter |  | OUTDOOR
SRP10479 | SMA AMERICA | SB7000US (240V) | 8000 | 2 |  |  | 0.965 | Solar Inverter |  | OUTDOOR
SRP10480 | KYOCERA SOLAR | KD210GX-LP | 215 | 84 | 180 | 20 |  | Solar | FIXED | Ground
SRP10480 | SMA AMERICA | SB6000U (240V) | 6000 | 3 |  |  | 0.97 | Solar Inverter |  | Outside
SRP10481 | CANADIAN SOLAR | CS6P-230 | 240 | 5 | 207 | 18 |  | Solar | FIXED | Roof
SRP10481 | CANADIAN SOLAR | CS6P-230 | 240 | 10 | 207 | 22 |  | Solar | FIXED | Roof
SRP10481 | CANADIAN SOLAR | CS6P-230 | 240 | 17 | 207 | 22 |  | Solar | FIXED | Roof
SRP10481 | ENPHASE ENERGY | M200-32-208-S01 | 215 | 16 |  |  | 0.96 | Solar Inverter |  | Outside
SRP10481 | ENPHASE ENERGY | M200-32-208-S01 | 215 | 16 |  |  | 0.96 | Solar Inverter |  | Outside
SRP10482 | MATRIX SOLAR/PHOTOWATT | PW1650-175 | 245 | 28 | 212 | 30 |  | Solar | FIXED | Roof
SRP10482 | POWER-ONE | PVI-6000-OUTD-US (240 V) | 6000 | 1 |  |  | 0.96 | Solar Inverter |  | OUTDOOR
SRP10483 | UNKNOWN | UNKNOWN | 250 | 36 | 159 | 30 |  | Solar | FIXED | Roof
SRP10483 | PV POWERED | PVP3000 | 3000 | 1 |  |  | 0.935 | Solar Inverter |  | INDOOR
SRP10483 | PV POWERED | PVP4800 | 4800 | 1 |  |  | 0.96 | Solar Inverter |  | INDOOR
SRP10484 | UNKNOWN | UNKNOWN | 250 | 32 | 151.5 | 20 |  | Solar | FIXED | Roof
SRP10484 | UNKNOWN | UNKNOWN | 250 | 8 | 241.5 | 20 |  | Solar | FIXED | Roof
SRP10484 | PV POWERED | PVP2000 | 2000 | 1 |  |  | 0.92 | Solar Inverter |  | INDOOR
SRP10484 | PV POWERED | PVP3500 | 3500 | 2 |  |  | 0.955 | Solar Inverter |  | INDOOR
SRP10485 | UNKNOWN | UNKNOWN | 250 | 27 | 117 | 45 |  | Solar | FIXED | Roof
SRP10485 | UNKNOWN | UNKNOWN | 250 | 12 | 207 | 45 |  | Solar | FIXED | Roof
SRP10485 | PV POWERED | PVP2500 | 2500 | 1 |  |  | 0.945 | Solar Inverter |  | INDOOR
SRP10485 | PV POWERED | PVP2500 | 2500 | 1 |  |  | 0.945 | Solar Inverter |  | INDOOR
SRP10485 | PV POWERED | PVP3500 | 3500 | 1 |  |  | 0.955 | Solar Inverter |  | INDOOR
SRP10486 | UNKNOWN | UNKNOWN | 250 | 42 | 173.7 | 20 |  | Solar | FIXED | Roof
SRP10486 | PV POWERED | PVP4800 | 4800 | 2 |  |  | 0.96 | Solar Inverter |  | INDOOR
SRP10487 | UNKNOWN | UNKNOWN | 250 | 29 | 167.3 | 35 |  | Solar | FIXED | Roof
SRP10487 | PV POWERED | PVP2500 | 2500 | 1 |  |  | 0.945 | Solar Inverter |  | INDOOR
SRP10487 | PV POWERED | PVP4800 | 4800 | 1 |  |  | 0.96 | Solar Inverter |  | INDOOR
SRP10488 | YINGLI ENERGY (CHINA) | YL260C-30B | 260 | 36 | 184 | 5 |  | Solar | FIXED | Roof
SRP10488 | SMA AMERICA | SB7000US (240V) | 7000 | 1 |  |  | 0.969 | Solar Inverter |  | OUTDOOR
SRP10489 | SOLARWORLD | SW185MONO | 255 | 6 | 218 | 16 |  | Solar | FIXED | Roof
SRP10489 | SOLARWORLD | SW185MONO | 255 | 22 | 218 | 20 |  | Solar | FIXED | Roof
SRP10489 | ENPHASE ENERGY | M200-32-240-S02 | 215 | 28 |  |  | 0.963 | Solar Inverter |  | OUTDOOR
SRP10490 | CANADIAN SOLAR | CS6P-230 | 235 | 8 | 107 | 21 |  | Solar | FIXED | Roof
SRP10490 | CANADIAN SOLAR | CS6P-230 | 235 | 9 | 197 | 21 |  | Solar | FIXED | Roof
SRP10490 | ENPHASE ENERGY | M200-32-240-S02 | 215 | 17 |  |  | 0.96 | Solar Inverter |  | OUTDOOR
SRP10491 | CANADIAN SOLAR | CS6P-230 | 235 | 10 | 354 | 15 |  | Solar | FIXED | Roof
SRP10491 | CANADIAN SOLAR | CS6P-230 | 235 | 8 | 174 | 31 |  | Solar | FIXED | Roof
SRP10491 | CANADIAN SOLAR | CS6P-230 | 235 | 12 | 172 | 42 |  | Solar | FIXED | Roof
SRP10491 | ENPHASE ENERGY | M200-32-240-S02 | 215 | 30 |  |  | 0.96 | Solar Inverter |  | OUTDOOR
SRP10493 | UNKNOWN | UNKNOWN | 250 | 30 | 145.4 | 34 |  | Solar | FIXED | Roof
SRP10493 | PV POWERED | PVP3000 | 3000 | 1 |  |  | 0.935 | Solar Inverter |  | Outside
SRP10493 | PV POWERED | PVP3500 | 3500 | 1 |  |  | 0.955 | Solar Inverter |  | Outside
SRP10494 | UNKNOWN | UNKNOWN | 250 | 32 | 206.9 | 40 |  | Solar | FIXED | Roof
SRP10494 | PV POWERED | PVP3500 | 3500 | 2 |  |  | 0.955 | Solar Inverter |  | INDOOR
SRP10495 | CANADIAN SOLAR | CS6P-235PX | 235 | 16 | 138 | 31 |  | Solar | FIXED | Roof
SRP10495 | ENPHASE ENERGY | M215-60-2LL-S2X | 215 | 16 |  |  | 0.96 | Solar Inverter |  | OUTDOOR
SRP10496 | CANADIAN SOLAR | CS6P-235PX | 235 | 17 | 177 | 25 |  | Solar | FIXED | Roof
SRP10496 | ENPHASE ENERGY | M215-60-2LL-S2X | 215 | 17 |  |  | 0.963 | Solar Inverter |  | Outside
SRP10497 | SUNPOWER | SPR-230-WHT-U | 230 | 42 | 188 | 20 |  | Solar | FIXED | Roof
SRP10497 | FRONIUS USA |  | 9995 | 1 |  |  | 0.97 | Solar Inverter |  | OUTDOOR
SRP10498 | SUNPOWER | SPR-315E-WHT-U | 327 | 30 | 130 | 23 |  | Solar | FIXED | Roof
SRP10498 | SUNPOWER CORP (ORIGINAL MFRSMA) | SPR-3000M (240V) | 10000 | 1 |  |  | 0.962 | Solar Inverter |  | INDOOR
SRP10499 | REC SOLAR | REC235PE | 235 | 30 | 135 | 26.6 |  | Solar | FIXED | Roof
SRP10499 | FRONIUS USA |  | 7500 | 1 |  |  | 0.962 | Solar Inverter |  | INDOOR
SRP10500 | BP SOLAR | SX6175N | 215 | 3 | 152 | 0 |  | Solar | FIXED | Roof
SRP10500 | BP SOLAR | SX6175N | 215 | 7 | 152 | 30 |  | Solar | FIXED | Roof
SRP10500 | BP SOLAR | SX6175N | 215 | 13 | 152 | 30 |  | Solar | FIXED | Roof
SRP10500 | ENPHASE ENERGY | M200-32-208-S01 | 215 | 4 |  |  | 0.963 | Solar Inverter |  | Outside
SRP10500 | KACO | 1501XI | 1502 | 1 |  |  | 0.955 | Solar Inverter |  | INDOOR
SRP10500 | KACO | 2901XI | 2502 | 1 |  |  | 0.955 | Solar Inverter |  | INDOOR
SRP10501 | SUNTECH POWER | STP210S-18/UB-1 | 240 | 26 | 230 | 30 |  | Solar | FIXED | Roof
SRP10501 | SMA AMERICA | SB6000US (240V) | 6000 | 1 |  |  | 0.97 | Solar Inverter |  | INDOOR
SRP10502 | SOLARWORLD | SW185MONO | 235 | 39 | 129 | 32 |  | Solar | FIXED | Roof
SRP10502 | ENPHASE ENERGY | M200-32-240-S02 | 215 | 39 |  |  | 0.963 | Solar Inverter |  | OUTDOOR
SRP10503 | CANADIAN SOLAR | CS6P-230 | 235 | 12 | 209 | 25 |  | Solar | FIXED | Roof
SRP10503 | ENPHASE ENERGY | M200-32-240-S02 | 215 | 12 |  |  | 0.96 | Solar Inverter |  | OUTDOOR
SRP10504 | SUNTECH POWER | STP210-18/UB-1 | 275 | 396 | 195.5 | 10 |  | Solar | FIXED | Roof
SRP10504 | PV POWERED | PVP100KW-480 | 100000 | 1 |  |  | 0.97 | Solar Inverter |  | OUTDOOR
SRP10506 | UNKNOWN | UNKNOWN | 250 | 26 | 122.8 | 15 |  | Solar | FIXED | Roof
SRP10506 | SMA AMERICA | SB6000U (240V) | 6000 | 1 |  |  | 0.97 | Solar Inverter |  | Outside
SRP10507 | SUNTECH POWER | STP180-24/AB-1 | 185 | 21 | 114.3 | 20 |  | Solar | FIXED | Roof
SRP10507 | SUNTECH POWER | STP180S-24/AB-1 | 185 | 45 | 114.3 | 23 |  | Solar | FIXED | Roof
SRP10507 | PV POWERED | PVP3500 | 3500 | 1 |  |  | 0.955 | Solar Inverter |  | INDOOR
SRP10507 | PV POWERED | PVP3500 | 3500 | 1 |  |  | 0.955 | Solar Inverter |  | INDOOR
SRP10507 | PV POWERED | PVP3500 | 3500 | 1 |  |  | 0.955 | Solar Inverter |  | INDOOR
SRP10508 | UNKNOWN | UNKNOWN | 250 | 14 | 145.3 | 30 |  | Solar | FIXED | Roof
SRP10508 | UNKNOWN | UNKNOWN | 250 | 23 | 145.3 | 36 |  | Solar | FIXED | Roof
SRP10508 | PV POWERED | PVP2500 | 2500 | 1 |  |  | 0.945 | Solar Inverter |  | INDOOR
SRP10508 | PV POWERED | PVP2500 | 2500 | 1 |  |  | 0.945 | Solar Inverter |  | INDOOR
SRP10508 | PV POWERED | PVP3000 | 3000 | 1 |  |  | 0.935 | Solar Inverter |  | INDOOR
SRP10509 | UNKNOWN | UNKNOWN | 250 | 30 | 139.7 | 25 |  | Solar | FIXED | Roof
SRP10509 | PV POWERED | PVP3000 | 3000 | 1 |  |  | 0.935 | Solar Inverter |  | INDOOR
SRP10509 | PV POWERED | PVP3500 | 3500 | 1 |  |  | 0.955 | Solar Inverter |  | INDOOR
SRP10510 | UNKNOWN | UNKNOWN | 250 | 42 | 190 | 34 |  | Solar | FIXED | Roof
SRP10510 | PV POWERED | PVP4800 | 4800 | 1 |  |  | 0.96 | Solar Inverter |  | INDOOR
SRP10510 | PV POWERED | PVP4800 | 4800 | 1 |  |  | 0.96 | Solar Inverter |  | INDOOR
SRP10511 | CANADIAN SOLAR | CS6P-230 | 235 | 7 | 126 | 11 |  | Solar | FIXED | Roof
SRP10511 | CANADIAN SOLAR | CS6P-230 | 235 | 3 | 126 | 25 |  | Solar | FIXED | Roof
SRP10511 | ENPHASE ENERGY | M175-24-208-S | 215 | 10 |  |  | 0.96 | Solar Inverter |  | OUTDOOR
SRP10512 | UNKNOWN | UNKNOWN | 250 | 38 | 181 | 15 |  | Solar | FIXED | Roof
SRP10512 | PV POWERED | PVP3500 | 3500 | 1 |  |  | 0.955 | Solar Inverter |  | Outside
SRP10512 | PV POWERED | PVP4800 | 4800 | 1 |  |  | 0.96 | Solar Inverter |  | Outside
SRP10514 | SUNTECH POWER | STP180S-24/AB-1 | 185 | 12 | 134.1 | 30 |  | Solar | FIXED | Roof
SRP10514 | PV POWERED | PVP2000 | 2000 | 1 |  |  | 0.92 | Solar Inverter |  | INDOOR
SRP10515 | UNKNOWN | UNKNOWN | 250 | 33 | 196.5 | 25 |  | Solar | FIXED | Roof
SRP10515 | SMA AMERICA | SB7000US (240V) | 7000 | 1 |  |  | 0.97 | Solar Inverter |  | OUTDOOR
SRP10517 | BAODING YINGLI NEW ENERGY RESOURCES CO | YL175(156) | 235 | 13 | 95 | 26 |  | Solar | FIXED | Roof
SRP10517 | BAODING YINGLI NEW ENERGY RESOURCES CO | YL175(156) | 235 | 22 | 185 | 26 |  | Solar | FIXED | Roof
SRP10517 | POWER-ONE | PVI-3000-I-OUTD-US-F (240V) | 3000 | 1 |  |  | 0.96 | Solar Inverter |  | OUTDOOR
SRP10517 | POWER-ONE | PVI-5000-OUTD-US (240 V) | 5000 | 1 |  |  | 0.965 | Solar Inverter |  | OUTDOOR
SRP10518 | YINGLI ENERGY (CHINA) | YL240P-29B | 240 | 43 | 238 | 35 |  | Solar | FIXED | Roof
SRP10518 | YINGLI ENERGY (CHINA) | YL240P-29B | 240 | 16 | 238 | 37 |  | Solar | FIXED | Roof
SRP10518 | POWER-ONE | PVI-6000-OUTD-US (240 V) | 6000 | 2 |  |  | 0.965 | Solar Inverter |  | INDOOR
SRP10520 | YINGLI ENERGY (CHINA) | YL235P-29B | 235 | 88 | 252 | 18 |  | Solar | FIXED | Roof
SRP10520 | FRONIUS USA |  | 10000 | 1 |  |  | 0.95 | Solar Inverter |  | Inside
SRP10521 | CANADIAN SOLAR | CS4C-100 | 240 | 22 | 210 | 32 |  | Solar | FIXED | Roof
SRP10521 | SMA AMERICA | SB5000US (240V) | 5000 | 1 |  |  | 0.95 | Solar Inverter |  | OUTDOOR
SRP10522 | CHANGZHOU TRINA SOLAR ENERGY CO | TSM-185D | 230 | 30 | 202 | 28 |  | Solar | FIXED | Roof
SRP10522 | SMA AMERICA | SB6000US (240V) | 6000 | 1 |  |  | 0.968 | Solar Inverter |  | INDOOR
SRP10523 | CHANGZHOU TRINA SOLAR ENERGY CO | TSM-185D | 230 | 33 | 122 | 28 |  | Solar | FIXED | Roof
SRP10523 | SMA AMERICA | SB7000US (240V) | 7000 | 1 |  |  | 0.969 | Solar Inverter |  | INDOOR
SRP10524 | CHANGZHOU TRINA SOLAR ENERGY CO | TSM-185D | 230 | 36 | 243 | 30 |  | Solar | FIXED | Roof
SRP10524 | CHANGZHOU TRINA SOLAR ENERGY CO | TSM-185D | 230 | 8 | 153 | 32 |  | Solar | FIXED | Roof
SRP10524 | SMA AMERICA | SB3000US (240V) | 2000 | 1 |  |  | 0.96 | Solar Inverter |  | OUTDOOR
SRP10524 | SMA AMERICA | SB7000US (240V) | 7000 | 1 |  |  | 0.969 | Solar Inverter |  | OUTDOOR
SRP10525 | CHANGZHOU TRINA SOLAR ENERGY CO | TSM-185D | 240 | 20 | 132 | 18 |  | Solar | FIXED | Roof
SRP10525 | CHANGZHOU TRINA SOLAR ENERGY CO | TSM-185D | 240 | 12 | 132 | 23 |  | Solar | FIXED | Roof
SRP10525 | ENPHASE ENERGY | M175-24-208-S01 | 215 | 32 |  |  | 0.96 | Solar Inverter |  | OUTDOOR
SRP10526 | CHANGZHOU TRINA SOLAR ENERGY CO | TSM-185D | 235 | 20 | 203 | 26 |  | Solar | FIXED | Roof
SRP10526 | SMA AMERICA | SB4000US (240V) | 4000 | 1 |  |  | 0.968 | Solar Inverter |  | INDOOR
SRP10527 | CHANGZHOU TRINA SOLAR ENERGY CO | TSM-185D | 240 | 24 | 100 | 26 |  | Solar | FIXED | Roof
SRP10527 | SMA AMERICA | SB5000US (240V) | 5000 | 1 |  |  | 0.968 | Solar Inverter |  | INDOOR
SRP10528 | CANADIAN SOLAR | CS6P-230 | 235 | 32 | 140 | 33 |  | Solar | FIXED | Roof
SRP10528 | ENPHASE ENERGY | M175-24-208-S02 | 215 | 32 |  |  | 0.96 | Solar Inverter |  | OUTDOOR
SRP10529 | CHANGZHOU TRINA SOLAR ENERGY CO | TSM-185D | 230 | 22 | 103 | 31 |  | Solar | FIXED | Roof
SRP10529 | SMA AMERICA | SB4000US (240V) | 4000 | 1 |  |  | 0.968 | Solar Inverter |  | INDOOR
SRP10530 | UNKNOWN | UNKNOWN | 255 | 13 | 229 | 15 |  | Solar | FIXED | Roof
SRP10530 | UNKNOWN | UNKNOWN | 255 | 26 | 229 | 23 |  | Solar | FIXED | Roof
SRP10530 | SMA AMERICA | SB4000US (240V) | 4000 | 1 |  |  | 0.95 | Solar Inverter |  | OUTDOOR
SRP10530 | SMA AMERICA | SB6000U (240V) | 6000 | 1 |  |  | 0.95 | Solar Inverter |  | OUTDOOR
SRP10532 | SUNPOWER | SPR-230-WHT-U | 230 | 24 | 180 | 40 |  | Solar | FIXED | Roof
SRP10532 | SUNPOWER CORP (ORIGINAL MFRSMA) | SPR-5000M (240V) | 5000 | 1 |  |  | 0.955 | Solar Inverter |  | INDOOR
SRP10533 | CHANGZHOU TRINA SOLAR ENERGY CO | TSM-185D | 235 | 14 | 90 | 25 |  | Solar | FIXED | Roof
SRP10533 | CHANGZHOU TRINA SOLAR ENERGY CO | TSM-185D | 235 | 18 | 270 | 25 |  | Solar | FIXED | Roof
SRP10533 | ENPHASE ENERGY | M200-32-240-S02 | 215 | 14 |  |  | 0.963 | Solar Inverter |  | OUTDOOR
SRP10533 | ENPHASE ENERGY | M200-32-240-S02 | 215 | 18 |  |  | 0.963 | Solar Inverter |  | OUTDOOR
SRP10534 | CHANGZHOU TRINA SOLAR ENERGY CO | TSM-185D | 240 | 9 | 76 | 19 |  | Solar | FIXED | Roof
SRP10534 | CHANGZHOU TRINA SOLAR ENERGY CO | TSM-185D | 240 | 31 | 166 | 19 |  | Solar | FIXED | Roof
SRP10534 | POWER-ONE | PVI-3600-OUTD-US-F (240V) | 4200 | 1 |  |  | 0.96 | Solar Inverter |  | OUTDOOR
SRP10534 | POWER-ONE | PVI-3600-US (240V) | 4200 | 1 |  |  | 0.96 | Solar Inverter |  | OUTDOOR
SRP10535 | CANADIAN SOLAR | CS5P-235 | 235 | 41 | 235 | 26 |  | Solar | FIXED | Roof
SRP10535 | ENPHASE ENERGY | M200-32-208-S01 | 215 | 41 |  |  | 0.963 | Solar Inverter |  | OUTDOOR
SRP10536 | KYOCERA SOLAR | KC200GT | 220 | 18 | 168 | 30 |  | Solar | FIXED | Roof
SRP10536 | KYOCERA SOLAR | KC200GT | 220 | 8 | 260 | 40 |  | Solar | FIXED | Roof
SRP10536 | POWER-ONE | PVI-5000-OUTD-US (240 V) | 5000 | 1 |  |  | 0.965 | Solar Inverter |  | INDOOR
SRP10537 | BAODING YINGLI NEW ENERGY RESOURCES CO | YL175(156) | 240 | 24 | 209 | 35 |  | Solar | FIXED | Roof
SRP10537 | POWER-ONE | PVI-5000-OUTD-US (240 V) | 5000 | 1 |  |  | 0.965 | Solar Inverter |  | OUTDOOR
SRP10538 | TRINA SOLAR | TSM-230PA05.05 | 230 | 6 | 108 | 13 |  | Solar | FIXED | Roof
SRP10538 | TRINA SOLAR | TSM-230PA05.05 | 230 | 18 | 198 | 13 |  | Solar | FIXED | Roof
SRP10538 | ENPHASE ENERGY | M215-60-2LL-S2X | 215 | 24 |  |  | 0.96 | Solar Inverter |  | OUTDOOR
SRP10539 | KYOCERA SOLAR | KD210GX-L | 220 | 32 | 181 | 19 |  | Solar | FIXED | Roof
SRP10539 | POWER-ONE | PVI-6000-OUTD-US-W (240 V) | 6000 | 1 |  |  | 0.965 | Solar Inverter |  | INDOOR
SRP10540 | BAODING YINGLI NEW ENERGY RESOURCES CO | YL175(156) | 240 | 18 | 114 | 8 |  | Solar | FIXED | Roof
SRP10540 | BAODING YINGLI NEW ENERGY RESOURCES CO | YL175(156) | 240 | 5 | 114 | 26 |  | Solar | FIXED | Roof
SRP10540 | BAODING YINGLI NEW ENERGY RESOURCES CO | YL175(156) | 240 | 3 | 204 | 26 |  | Solar | FIXED | Roof
SRP10540 | SOLECTRIA RENEWABLES | PVI 5000-P (240V) | 6000 | 1 |  |  | 0.975 | Solar Inverter |  | INDOOR
SRP10542 | BAODING YINGLI NEW ENERGY RESOURCES CO | YL175(156) | 240 | 24 | 260 | 33 |  | Solar | FIXED | Roof
SRP10542 | BAODING YINGLI NEW ENERGY RESOURCES CO | YL175(156) | 240 | 9 | 170 | 37 |  | Solar | FIXED | Roof
SRP10542 | POWER-ONE | PVI-3600-OUTD-US-F (240V) | 3800 | 1 |  |  | 0.965 | Solar Inverter |  | Outside
SRP10542 | POWER-ONE | PVI-3600-US (240V) | 3800 | 1 |  |  | 0.965 | Solar Inverter |  | Outside
SRP10543 | KYOCERA SOLAR | KD205GX-LP | 220 | 48 | 221 | 15 |  | Solar | FIXED | Roof
SRP10543 | FRONIUS USA |  | 10000 | 1 |  |  | 0.955 | Solar Inverter |  | Outside
SRP10546 | KYOCERA SOLAR | KD210GX-LP | 220 | 32 | 116 | 19 |  | Solar | FIXED | Roof
SRP10546 | KYOCERA SOLAR | KD210GX-LP | 220 | 6 | 217 | 19 |  | Solar | FIXED | Roof
SRP10546 | POWER-ONE | PVI-3000-I-OUTD-US-F (240V) | 3000 | 1 |  |  | 0.96 | Solar Inverter |  | OUTDOOR
SRP10546 | POWER-ONE | PVI-5000-OUTD-US (208 V) | 4200 | 1 |  |  | 0.96 | Solar Inverter |  | OUTDOOR
SRP10548 | CHANGZHOU TRINA SOLAR ENERGY CO | TSM-185D | 240 | 30 | 160 | 15 |  | Solar | FIXED | Roof
SRP10548 | CHANGZHOU TRINA SOLAR ENERGY CO | TSM-185D | 240 | 9 | 250 | 17 |  | Solar | FIXED | Roof
SRP10548 | PV POWERED | PVP2000 | 2000 | 1 |  |  | 0.92 | Solar Inverter |  | INDOOR
SRP10548 | PV POWERED | PVP3000 | 3000 | 1 |  |  | 0.935 | Solar Inverter |  | INDOOR
SRP10548 | PV POWERED | PVP3500 | 3500 | 1 |  |  | 0.955 | Solar Inverter |  | INDOOR
SRP10549 | SOLARWORLD | SW185MONO | 240 | 8 | 192 | 15 |  | Solar | FIXED | Roof
SRP10549 | SOLARWORLD | SW185MONO | 240 | 8 | 102 | 20 |  | Solar | FIXED | Roof
SRP10549 | SOLARWORLD | SW185MONO | 240 | 2 | 282 | 20 |  | Solar | FIXED | Roof
SRP10549 | SOLARWORLD | SW185MONO | 240 | 4 | 192 | 35 |  | Solar | FIXED | Roof
SRP10549 | ENPHASE ENERGY | M175-24-208-S01 | 215 | 22 |  |  | 0.96 | Solar Inverter |  | OUTDOOR
SRP10550 | MATRIX SOLAR/PHOTOWATT | PW1650-175 | 250 | 20 | 254.1 | 28 |  | Solar | FIXED | Roof
SRP10550 | PV POWERED | PVP4800 | 4800 | 1 |  |  | 0.96 | Solar Inverter |  | Outside
SRP10551 | UNKNOWN | UNKNOWN | 250 | 24 | 202.6 | 30 |  | Solar | FIXED | Roof
SRP10551 | PV POWERED | PVP2500 | 2500 | 2 |  |  | 0.945 | Solar Inverter |  | INDOOR
SRP10552 | MC SOLAR | TF-90B | 250 | 32 | 159 | 34 |  | Solar | FIXED | Roof
SRP10552 | PV POWERED | PVP3500 | 3500 | 2 |  |  | 0.955 | Solar Inverter |  | INDOOR
SRP10553 | UNKNOWN | UNKNOWN | 250 | 12 | 104.8 | 16 |  | Solar | FIXED | Roof
SRP10553 | PV POWERED | PVP2500 | 2500 | 1 |  |  | 0.945 | Solar Inverter |  | INDOOR
SRP10554 | CANADIAN SOLAR | CS6P-230 | 235 | 4 | 129 | 20 |  | Solar | FIXED | Roof
SRP10554 | CANADIAN SOLAR | CS6P-230 | 235 | 13 | 219 | 38 |  | Solar | FIXED | Roof
SRP10554 | ENPHASE ENERGY | M175-24-208-S01 | 215 | 17 |  |  | 0.96 | Solar Inverter |  | OUTDOOR
SRP10556 | CANADIAN SOLAR | CS4C-100 | 235 | 4 | 150 | 37 |  | Solar | FIXED | Roof
SRP10556 | CANADIAN SOLAR | CS4C-100 | 235 | 16 | 150 | 37 |  | Solar | FIXED | Roof
SRP10556 | ENPHASE ENERGY | M175-24-208-S01 | 215 | 20 |  |  | 0.96 | Solar Inverter |  | OUTDOOR
SRP10557 | CANADIAN SOLAR | CS6P-230 | 235 | 23 | 124 | 17 |  | Solar | FIXED | Roof
SRP10557 | CANADIAN SOLAR | CS6P-230 | 235 | 6 | 211 | 17 |  | Solar | FIXED | Roof
SRP10557 | CANADIAN SOLAR | CS6P-230 | 235 | 11 | 303 | 17 |  | Solar | FIXED | Roof
SRP10557 | ENPHASE ENERGY | M175-24-208-S | 215 | 17 |  |  | 0.96 | Solar Inverter |  | OUTDOOR
SRP10557 | ENPHASE ENERGY | M175-24-208-S | 215 | 23 |  |  | 0.96 | Solar Inverter |  | OUTDOOR
SRP10558 | UNKNOWN | UNKNOWN | 250 | 20 | 155 | 23 |  | Solar | FIXED | Roof
SRP10558 | ENPHASE ENERGY | M175-24-208-S01 | 215 | 20 |  |  | 0.97 | Solar Inverter |  | OUTDOOR
SRP10559 | SUNPOWER | SPR-230-WHT-U | 240 | 21 | 98 | 10 |  | Solar | FIXED | Roof
SRP10559 | SUNPOWER | SPR-230-WHT-U | 240 | 24 | 98 | 10 |  | Solar | FIXED | Roof
SRP10559 | SUNPOWER CORP (ORIGINAL MFRSMA) | SPR-6000M (240V) | 6500 | 1 |  |  | 0.97 | Solar Inverter |  | OUTDOOR
SRP10559 | SUNPOWER CORP (ORIGINAL MFRSMA) | SPR-6000M (240V) | 6500 | 1 |  |  | 0.97 | Solar Inverter |  | OUTDOOR
SRP10560 | CANADIAN SOLAR | CS6P-230 | 245 | 33 | 180 | 25 |  | Solar | FIXED | Ground
SRP10560 | ENPHASE ENERGY | M175-24-208-S | 215 | 33 |  |  | 0.96 | Solar Inverter |  | OUTDOOR
SRP10561 | SUNPOWER | SPR-230-WHT-U | 240 | 38 | 164 | 15 |  | Solar | FIXED | Roof
SRP10561 | SUNPOWER CORP (ORIGINAL MFRSMA) | SPR-3000M (240V) | 3000 | 1 |  |  | 0.97 | Solar Inverter |  | OUTDOOR
SRP10561 | SUNPOWER CORP (ORIGINAL MFRSMA) | SPR-5000M (240V) | 5000 | 1 |  |  | 0.97 | Solar Inverter |  | OUTDOOR
SRP10562 | SUNPOWER | SPR-220-BLK-U | 230 | 40 | 180 | 30 |  | Solar | FIXED | Roof
SRP10562 | SUNPOWER CORP (ORIGINAL MFRSMA) | SPR-7000M (240V) | 8000 | 1 |  |  | 0.97 | Solar Inverter |  | OUTDOOR
SRP10564 | KYOCERA SOLAR | KD210GX-LP | 215 | 20 | 250 | 25 |  | Solar | FIXED | Roof
SRP10564 | KYOCERA SOLAR | KD210GX-LP | 215 | 20 | 70 | 26 |  | Solar | FIXED | Roof
SRP10564 | POWER-ONE | PVI-3600-OUTD-US-F (240V) | 3800 | 1 |  |  | 0.965 | Solar Inverter |  | INDOOR
SRP10564 | POWER-ONE | PVI-3600-US (240V) | 3800 | 1 |  |  | 0.965 | Solar Inverter |  | INDOOR
SRP10565 | KYOCERA SOLAR | KD215GX-LPU | 215 | 20 | 130 | 15 |  | Solar | FIXED | Roof
SRP10565 | POWER-ONE | PVI-3.8-1-OUTD-X-US-Y (208 V) | 3800 | 1 |  |  | 0.965 | Solar Inverter |  | Inside
SRP10566 | BAODING YINGLI NEW ENERGY RESOURCES CO | YL175(156) | 235 | 23 | 160 | 22 |  | Solar | FIXED | Roof
SRP10566 | SOLECTRIA RENEWABLES | PVI 5000 (240V) | 5000 | 1 |  |  | 0.97 | Solar Inverter |  | OUTDOOR
SRP10567 | BAODING YINGLI NEW ENERGY RESOURCES CO | YL175(156) | 240 | 33 | 113 | 34 |  | Solar | FIXED | Roof
SRP10567 | SMA AMERICA | SB7000US (240V) | 7000 | 1 |  |  | 0.96 | Solar Inverter |  | INDOOR
SRP10568 | BAODING YINGLI NEW ENERGY RESOURCES CO | YL175(156) | 240 | 18 | 191 | 23 |  | Solar | FIXED | Roof
SRP10568 | BAODING YINGLI NEW ENERGY RESOURCES CO | YL175(156) | 240 | 36 | 103 | 33 |  | Solar | FIXED | Roof
SRP10568 | POWER-ONE | PVI-3000-I-OUTD-US-F (240V) | 3000 | 1 |  |  | 0.96 | Solar Inverter |  | Inside
SRP10568 | POWER-ONE | PVI-3600-US (240V) | 4200 | 1 |  |  | 0.96 | Solar Inverter |  | Inside
SRP10568 | POWER-ONE | PVI-5000-OUTD-US (240 V) | 5000 | 1 |  |  | 0.965 | Solar Inverter |  | Inside
SRP10569 | MATRIX SOLAR/PHOTOWATT | PW1650-175 | 245 | 36 | 150 | 18 |  | Solar | FIXED | Roof
SRP10569 | SMA AMERICA | SB7000US (240V) | 7000 | 1 |  |  | 0.96 | Solar Inverter |  | Inside
SRP10571 | MATRIX SOLAR/PHOTOWATT | PW1000-100 | 245 | 30 | 185 | 22 |  | Solar | FIXED | Roof
SRP10571 | POWER-ONE | PVI-6000-OUTD-US (240 V) | 6000 | 1 |  |  | 0.96 | Solar Inverter |  | Inside
SRP10572 | SUNPOWER | SPR-225-BLK-U | 225 | 16 | 85 | 15 |  | Solar | FIXED | Roof
SRP10572 | SUNPOWER | SPR-225-BLK-U | 225 | 44 | 255 | 15 |  | Solar | FIXED | Roof
SRP10572 | SUNPOWER CORP (ORIGINAL MFRSMA) | SPR-4000M (240V) | 4000 | 1 |  |  | 0.95 | Solar Inverter |  | INDOOR
SRP10572 | SUNPOWER CORP (ORIGINAL MFRSMA) | SPR-7000M (240V) | 8000 | 1 |  |  | 0.95 | Solar Inverter |  | INDOOR
SRP10573 | CANADIAN SOLAR | CS6P-230 | 250 | 35 | 216 | 28 |  | Solar | FIXED | Roof
SRP10573 | FRONIUS USA |  | 7500 | 1 |  |  | 0.96 | Solar Inverter |  | Outside
SRP10574 | CANADIAN SOLAR | CS6P-230 | 240 | 50 | 160 | 32 |  | Solar | FIXED | Ground
SRP10574 | SMA AMERICA | SB5000US (240V) | 5000 | 1 |  |  | 0.95 | Solar Inverter |  | OUTDOOR
SRP10574 | SMA AMERICA | SB6000U (240V) | 6000 | 1 |  |  | 0.95 | Solar Inverter |  | OUTDOOR
SRP10575 | CHANGZHOU TRINA SOLAR ENERGY CO | TSM-185D | 240 | 11 | 104 | 32 |  | Solar | FIXED | Roof
SRP10575 | CHANGZHOU TRINA SOLAR ENERGY CO | TSM-185D | 240 | 21 | 195 | 32 |  | Solar | FIXED | Roof
SRP10575 | CHANGZHOU TRINA SOLAR ENERGY CO | TSM-185D | 240 | 8 | 104 | 44 |  | Solar | FIXED | Roof
SRP10575 | POWER-ONE | PVI-5000-OUTD-US (208 V) | 4200 | 1 |  |  | 0.96 | Solar Inverter |  | OUTDOOR
SRP10575 | POWER-ONE | PVI-5000-OUTD-US (240 V) | 4200 | 1 |  |  | 0.96 | Solar Inverter |  | OUTDOOR
SRP10576 | TRINA SOLAR | TSM-230PA05 | 230 | 33 | 205 | 33 |  | Solar | FIXED | Roof
SRP10576 | ENPHASE ENERGY | M215-60-2LL-S2X | 215 | 33 |  |  | 0.96 | Solar Inverter |  | OUTDOOR
SRP10578 | UNKNOWN | UNKNOWN | 250 | 11 | 227 | 9 |  | Solar | FIXED | Roof
SRP10578 | UNKNOWN | UNKNOWN | 250 | 12 | 138 | 15 |  | Solar | FIXED | Roof
SRP10578 | UNKNOWN | UNKNOWN | 250 | 8 | 227 | 18 |  | Solar | FIXED | Roof
SRP10578 | UNKNOWN | UNKNOWN | 250 | 14 | 138 | 22 |  | Solar | FIXED | Roof
SRP10578 | PV POWERED | PVP2000 | 2000 | 1 |  |  | 0.92 | Solar Inverter |  | INDOOR
SRP10578 | PV POWERED | PVP2500 | 2500 | 1 |  |  | 0.945 | Solar Inverter |  | INDOOR
SRP10578 | PV POWERED | PVP2500 | 2500 | 1 |  |  | 0.945 | Solar Inverter |  | INDOOR
SRP10578 | PV POWERED | PVP3000 | 3000 | 1 |  |  | 0.935 | Solar Inverter |  | INDOOR
SRP10579 | BAODING YINGLI NEW ENERGY RESOURCES CO | YL175(156) | 240 | 44 | 186 | 14 |  | Solar | FIXED | Roof
SRP10579 | FRONIUS USA |  | 10000 | 1 |  |  | 0.95 | Solar Inverter |  | OUTDOOR
SRP10581 | ET SOLAR INDUSTRY | ET-P654190 | 190 | 40 | 245 | 24 |  | Solar | FIXED | Roof
SRP10581 | ET SOLAR INDUSTRY | ET-P654190 | 190 | 18 | 155 | 37 |  | Solar | FIXED | Roof
SRP10581 | SMA AMERICA | SB3000US (240V) | 3000 | 1 |  |  | 0.95 | Solar Inverter |  | INDOOR
SRP10581 | SMA AMERICA | SB7000US (240V) | 7000 | 1 |  |  | 0.95 | Solar Inverter |  | INDOOR
SRP10582 | CONERGY AG | S 175MU | 240 | 102 | 180 | 32 |  | Solar | FIXED | Ground
SRP10582 | SMA AMERICA | SB5000US (240V) | 5000 | 1 |  |  | 0.95 | Solar Inverter |  | OUTDOOR
SRP10582 | SMA AMERICA | SB6000US (240V) | 6000 | 3 |  |  | 0.95 | Solar Inverter |  | OUTDOOR
SRP10583 | SCHUCO USA |  | 240 | 92 | 207 | 7.5 |  | Solar | FIXED | Roof
SRP10583 | SMA AMERICA | SB6000US (240V) | 6000 | 1 |  |  | 0.968 | Solar Inverter |  | OUTDOOR
SRP10583 | SMA AMERICA | SB7000US (240V) | 7000 | 2 |  |  | 0.969 | Solar Inverter |  | OUTDOOR
SRP10584 | MATRIX SOLAR/PHOTOWATT | PW1650-175 | 245 | 22 | 193 | 26 |  | Solar | FIXED | Roof
SRP10584 | POWER-ONE | PVI-5000-OUTD-US (240 V) | 5000 | 1 |  |  | 0.96 | Solar Inverter |  | Inside
SRP10585 | CANADIAN SOLAR | CS6P-230 | 235 | 32 | 168 | 22 |  | Solar | FIXED | Roof
SRP10585 | ENPHASE ENERGY | M200-32-208-S01 | 215 | 32 |  |  | 0.96 | Solar Inverter |  | OUTDOOR
SRP10586 | MATRIX SOLAR/PHOTOWATT | PW1650-175 | 245 | 24 | 173 | 38 |  | Solar | FIXED | Roof
SRP10586 | POWER-ONE | PVI-5000-OUTD-US (240 V) | 5000 | 1 |  |  | 0.96 | Solar Inverter |  | OUTDOOR
SRP10589 | CANADIAN SOLAR | CS6P-230 | 235 | 9 | 67 | 30 |  | Solar | FIXED | Roof
SRP10589 | CANADIAN SOLAR | CS6P-230 | 235 | 13 | 179 | 31 |  | Solar | FIXED | Roof
SRP10589 | ENPHASE ENERGY | M200-32-208-S01 | 215 | 22 |  |  | 0.96 | Solar Inverter |  | OUTDOOR
SRP10590 | LG ELECTRONICS SOLAR CELL DIVISION | LG245M1C-G2 | 245 | 66 | 207 | 34 |  | Solar | FIXED | Roof
SRP10590 | POWER-ONE | PVI-3.0-OUTD-S-US (208 V) | 3000 | 1 |  |  | 0.96 | Solar Inverter |  | OUTDOOR
SRP10590 | POWER-ONE | PVI-5000-OUTD-US (240 V) | 5000 | 1 |  |  | 0.96 | Solar Inverter |  | OUTDOOR
SRP10590 | POWER-ONE | PVI-6000-OUTD-US (208 V) | 6000 | 1 |  |  | 0.96 | Solar Inverter |  | OUTDOOR
SRP10591 | CANADIAN SOLAR | CS6P-230 | 235 | 35 | 246 | 16 |  | Solar | FIXED | Roof
SRP10591 | ENPHASE ENERGY | M200-32-208-S01 | 215 | 8 |  |  | 0.96 | Solar Inverter |  | OUTDOOR
SRP10591 | ENPHASE ENERGY | M200-32-208-S01 | 215 | 27 |  |  | 0.96 | Solar Inverter |  | OUTDOOR
SRP10592 | MATRIX SOLAR/PHOTOWATT | PW1650-175 | 245 | 15 | 242 | 34 |  | Solar | FIXED | Roof
SRP10592 | POWER-ONE | PVI-3000-I-OUTD-US-F (240V) | 3000 | 1 |  |  | 0.96 | Solar Inverter |  | OUTDOOR
SRP10593 | CANADIAN SOLAR | CS6P-230 | 235 | 17 | 200 | 41 |  | Solar | FIXED | Roof
SRP10593 | ENPHASE ENERGY | M200-32-208-S01 | 215 | 17 |  |  | 0.96 | Solar Inverter |  | OUTDOOR
SRP10594 | MATRIX SOLAR/PHOTOWATT | PW1000-100 | 245 | 10 | 55 | 8 |  | Solar | FIXED | Roof
SRP10594 | MATRIX SOLAR/PHOTOWATT | PW1000-100 | 245 | 12 | 55 | 25 |  | Solar | FIXED | Roof
SRP10594 | MATRIX SOLAR/PHOTOWATT | PW1000-100 | 245 | 4 | 145 | 32 |  | Solar | FIXED | Roof
SRP10594 | MATRIX SOLAR/PHOTOWATT | PW1000-100 | 245 | 9 | 145 | 32 |  | Solar | FIXED | Roof
SRP10594 | POWER-ONE | PVI-3000-I-OUTD-US-F (240V) | 3000 | 1 |  |  | 0.96 | Solar Inverter |  | Inside
SRP10594 | POWER-ONE | PVI-5000-OUTD-US (277 V) | 4200 | 1 |  |  | 0.96 | Solar Inverter |  | Inside
SRP10595 | SUNPOWER | SPR-230-WHT-U | 240 | 41 | 218 | 30 |  | Solar | FIXED | Roof
SRP10595 | SUNPOWER CORP (ORIGINAL MFRSMA) | SPR-3000M (240V) | 3000 | 1 |  |  | 0.97 | Solar Inverter |  | Inside
SRP10595 | SUNPOWER CORP (ORIGINAL MFRSMA) | SPR-6000M (240V) | 6000 | 1 |  |  | 0.97 | Solar Inverter |  | Inside
SRP10597 | MATRIX SOLAR/PHOTOWATT | PW1650-175 | 245 | 14 | 90 | 32 |  | Solar | FIXED | Roof
SRP10597 | MATRIX SOLAR/PHOTOWATT | PW1650-175 | 245 | 14 | 270 | 32 |  | Solar | FIXED | Roof
SRP10597 | POWER-ONE | PVI-3000-I-OUTD-US-F (240V) | 3000 | 1 |  |  | 0.96 | Solar Inverter |  | OUTDOOR
SRP10597 | POWER-ONE | PVI-3000-I-OUTD-US-F (240V) | 3000 | 1 |  |  | 0.96 | Solar Inverter |  | OUTDOOR
SRP10598 | CHANGZHOU TRINA SOLAR ENERGY CO | TSM-185D | 235 | 20 | 130 | 20 |  | Solar | FIXED | Roof
SRP10598 | SMA AMERICA | SB3800U (240V) | 3800 | 1 |  |  | 0.96 | Solar Inverter |  | OUTDOOR
SRP10599 | MATRIX SOLAR/PHOTOWATT | PW1000-100 | 245 | 8 | 111 | 22 |  | Solar | FIXED | Roof
SRP10599 | MATRIX SOLAR/PHOTOWATT | PW1000-100 | 245 | 20 | 196 | 22 |  | Solar | FIXED | Roof
SRP10599 | POWER-ONE | PVI-3000-I-OUTD-US-F (240V) | 3000 | 1 |  |  | 0.96 | Solar Inverter |  | OUTDOOR
SRP10599 | POWER-ONE | PVI-5000-OUTD-US (208 V) | 4200 | 1 |  |  | 0.96 | Solar Inverter |  | OUTDOOR
SRP10600 | CHANGZHOU TRINA SOLAR ENERGY CO | TSM-185D | 240 | 36 | 248.4 | 30 |  | Solar | FIXED | Roof
SRP10600 | SMA AMERICA | SB7000US (277V) | 8000 | 1 |  |  | 0.963 | Solar Inverter |  | OUTDOOR
SRP10601 | CANADIAN SOLAR | CS6P-230 | 235 | 17 | 154 | 23 |  | Solar | FIXED | Roof
SRP10601 | ENPHASE ENERGY | M200-32-208-S01 | 215 | 17 |  |  | 0.96 | Solar Inverter |  | OUTDOOR
SRP10602 | CHANGZHOU TRINA SOLAR ENERGY CO | TSM-185D | 240 | 30 | 153 | 30 |  | Solar | FIXED | Roof
SRP10602 | SMA AMERICA | SB7000US (240V) | 7000 | 1 |  |  | 0.969 | Solar Inverter |  | OUTDOOR
SRP10603 | CHANGZHOU TRINA SOLAR ENERGY CO | TSM-185D | 240 | 12 | 110.9 | 24 |  | Solar | FIXED | Roof
SRP10603 | CHANGZHOU TRINA SOLAR ENERGY CO | TSM-185D | 240 | 26 | 110.9 | 24 |  | Solar | FIXED | Roof
SRP10603 | SMA AMERICA | SWR2500U-SBD (240V) | 2500 | 1 |  |  | 0.96 | Solar Inverter |  | OUTDOOR
SRP10603 | SMA AMERICA | SB6000US (240V) | 6000 | 1 |  |  | 0.968 | Solar Inverter |  | OUTDOOR
SRP10604 | CHANGZHOU TRINA SOLAR ENERGY CO | TSM-185D | 240 | 30 | 237.7 | 23 |  | Solar | FIXED | Roof
SRP10604 | SMA AMERICA | SB7000US (240V) | 7000 | 1 |  |  | 0.969 | Solar Inverter |  | OUTDOOR
SRP10605 | LG ELECTRONICS SOLAR CELL DIVISION | LG255S1C-G2 | 255 | 26 | 153 | 21 |  | Solar | FIXED | Roof
SRP10605 | SMA AMERICA | SB6000U (240V) | 6000 | 1 |  |  | 0.96 | Solar Inverter |  | OUTDOOR
SRP10606 | CHANGZHOU TRINA SOLAR ENERGY CO | TSM-185D | 235 | 26 | 146 | 28 |  | Solar | FIXED | Roof
SRP10606 | CHANGZHOU TRINA SOLAR ENERGY CO | TSM-185D | 235 | 31 | 236 | 28 |  | Solar | FIXED | Roof
SRP10606 | ENPHASE ENERGY | M200-32-208-S01 | 215 | 57 |  |  | 0.96 | Solar Inverter |  | OUTDOOR
SRP10607 | BAODING YINGLI NEW ENERGY RESOURCES CO | YL175(156) | 240 | 24 | 182 | 23 |  | Solar | FIXED | Roof
SRP10607 | SMA AMERICA | SB5000US (240V) | 5000 | 1 |  |  | 0.955 | Solar Inverter |  | OUTDOOR
SRP10608 | MATRIX SOLAR/PHOTOWATT | PW1650-175 | 255 | 33 | 180 | 33 |  | Solar | FIXED | Roof
SRP10608 | SMA AMERICA | SB7000US (240V) | 7000 | 1 |  |  | 0.96 | Solar Inverter |  | OUTDOOR
SRP10609 | BAODING YINGLI NEW ENERGY RESOURCES CO | YL175(156) | 240 | 27 | 157 | 36 |  | Solar | FIXED | Roof
SRP10609 | SOLECTRIA RENEWABLES | PVI 5000-P (240V) | 6000 | 1 |  |  | 0.975 | Solar Inverter |  | INDOOR
SRP10610 | SHARP | NU-U240F2 | 240 | 1196 | 339 | 1 |  | Solar | FIXED | PARKLT
SRP10610 | SHARP | NU-U240F2 | 240 | 1196 | 159 | 7.5 |  | Solar | FIXED | PARKLT
SRP10610 | PV POWERED | PVP260KW-LV | 260000 | 2 |  |  | 0.977 | Solar Inverter |  | OUTDOOR
SRP10611 | BAODING YINGLI NEW ENERGY RESOURCES CO | YL175(156) | 240 | 39 | 178 | 37 |  | Solar | FIXED | Roof
SRP10611 | FRONIUS USA |  | 10000 | 1 |  |  | 0.95 | Solar Inverter |  | INDOOR
SRP10612 | SUNPOWER | SPR-305-WHT-U | 308 | 18 | 155 | 25 |  | Solar | FIXED | Roof
SRP10612 | SUNPOWER CORP (ORIGINAL MFRSMA) | SPR-5000M (240V) | 5000 | 1 |  |  | 0.97 | Solar Inverter |  | OUTDOOR
SRP10614 | SUNTECH POWER | STP210S-18/UB-1 | 280 | 1342 | 22 | 2 |  | Solar | FIXED | Roof
SRP10614 | SUNTECH POWER | STP210S-18/UB-1 | 280 | 1232 | 202 | 2 |  | Solar | FIXED | Roof
SRP10614 | ADVANCED ENERGY INDUSTRIES | 3159000-104 | 333000 | 1 |  |  | 0.98 | Solar Inverter |  | OUTDOOR
SRP10614 | ADVANCED ENERGY INDUSTRIES | 3159000-104 | 333000 | 1 |  |  | 0.98 | Solar Inverter |  | OUTDOOR
SRP10615 | REC SCANMODULE | SCM230 | 235 | 13 | 203 | 58 |  | Solar | FIXED | Roof
SRP10615 | SMA AMERICA | SB4000US (240V) | 4000 | 1 |  |  | 0.968 | Solar Inverter |  | OUTDOOR
SRP10616 | CHANGZHOU TRINA SOLAR ENERGY CO | TSM-185D | 240 | 13 | 154.1 | 30 |  | Solar | FIXED | Roof
SRP10616 | CHANGZHOU TRINA SOLAR ENERGY CO | TSM-185D | 240 | 18 | 246 | 30 |  | Solar | FIXED | Roof
SRP10616 | SMA AMERICA | SB3000US (208V) | 3000 | 1 |  |  | 0.96 | Solar Inverter |  | Outside
SRP10616 | SMA AMERICA | SB3800U (208V) | 3800 | 1 |  |  | 0.968 | Solar Inverter |  | OUTDOOR
SRP10617 | REC SCANMODULE | SCM230 | 235 | 33 | 196 | 30 |  | Solar | FIXED | Roof
SRP10617 | ENPHASE ENERGY | M200-32-208-S01 | 215 | 33 |  |  | 0.97 | Solar Inverter |  | OUTDOOR
SRP10618 | ISOFOTON | I-100/12 | 255 | 35 | 145 | 36 |  | Solar | FIXED | Roof
SRP10618 | ENPHASE ENERGY | M200-32-240-S02 | 215 | 35 |  |  | 0.96 | Solar Inverter |  | OUTDOOR
SRP10619 | LG ELECTRONICS SOLAR CELL DIVISION | LG250S1C-G2 | 250 | 39 | 300 | 4 |  | Solar | FIXED | Roof
SRP10619 | ENPHASE ENERGY | M215-60-2LL-S2X | 215 | 39 |  |  | 0.96 | Solar Inverter |  | OUTDOOR
SRP10620 | BAODING YINGLI NEW ENERGY RESOURCES CO | YL175(156) | 240 | 299 | 143.4 | 10 |  | Solar | FIXED | Roof
SRP10620 | BAODING YINGLI NEW ENERGY RESOURCES CO | YL175(156) | 250 | 130 | 143.4 | 10 |  | Solar | FIXED | Roof
SRP10620 | BAODING YINGLI NEW ENERGY RESOURCES CO | YL175(156) | 250 | 325 | 229 | 10.6 |  | Solar | FIXED | Roof
SRP10620 | BAODING YINGLI NEW ENERGY RESOURCES CO | YL175(156) | 250 | 104 | 180 | 18.3 |  | Solar | FIXED | Roof
SRP10620 | FRONIUS USA |  | 10000 | 3 |  |  | 0.96 | Solar Inverter |  | OUTDOOR
SRP10620 | FRONIUS USA |  | 10000 | 3 |  |  | 0.96 | Solar Inverter |  | OUTDOOR
SRP10620 | FRONIUS USA |  | 11400 | 6 |  |  | 0.96 | Solar Inverter |  | OUTDOOR
SRP10620 | FRONIUS USA |  | 11400 | 6 |  |  | 0.96 | Solar Inverter |  | OUTDOOR
SRP10622 | ISOFOTON | I-94/24 | 230 | 22 | 217 | 14 |  | Solar | FIXED | Roof
SRP10622 | ENPHASE ENERGY | M200-32-208-S01 | 215 | 22 |  |  | 0.963 | Solar Inverter |  | OUTDOOR
SRP10623 | WEBEL SL ENERGY SYSTEMS | W1000-100 | 235 | 6 | 270 | 30 |  | Solar | FIXED | Roof
SRP10623 | ENPHASE ENERGY | M175-24-208-S | 190 | 6 |  |  | 0.96 | Solar Inverter |  | OUTDOOR
SRP10624 | MATRIX SOLAR/PHOTOWATT | PW1650-175 | 245 | 4 | 173 | 30 |  | Solar | FIXED | Roof
SRP10624 | MATRIX SOLAR/PHOTOWATT | PW1650-175 | 245 | 8 | 173 | 30 |  | Solar | FIXED | Roof
SRP10624 | MATRIX SOLAR/PHOTOWATT | PW1650-175 | 245 | 24 | 173 | 30 |  | Solar | FIXED | Roof
SRP10624 | SMA AMERICA | SB7000US (240V) | 7000 | 1 |  |  | 0.96 | Solar Inverter |  | OUTDOOR
SRP10625 | MATRIX SOLAR/PHOTOWATT | PW1650-175 | 245 | 26 | 175 | 20 |  | Solar | FIXED | Roof
SRP10625 | POWER-ONE | PVI-5000-OUTD-US (240 V) | 5000 | 1 |  |  | 0.96 | Solar Inverter |  | OUTDOOR
SRP10627 | SUNTECH POWER | STP210S-18/UB-1 | 240 | 31 | 190 | 22 |  | Solar | FIXED | Roof
SRP10627 | SMA AMERICA | SB4000US (208V) | 4000 | 1 |  |  | 0.96 | Solar Inverter |  | OUTDOOR
SRP10627 | SMA AMERICA | SB5000US (240V) | 5000 | 1 |  |  | 0.96 | Solar Inverter |  | OUTDOOR
SRP10628 | ISOFOTON | I-100/12 | 245 | 12 | 13 | 14 |  | Solar | FIXED | Roof
SRP10628 | ISOFOTON | I-100/12 | 245 | 19 | 193 | 40 |  | Solar | FIXED | Roof
SRP10628 | POWER-ONE | PVI-3000-I-OUTD-US-F (240V) | 3000 | 1 |  |  | 0.96 | Solar Inverter |  | Inside
SRP10628 | POWER-ONE | PVI-5000-OUTD-US (208 V) | 4200 | 1 |  |  | 0.96 | Solar Inverter |  | Inside
SRP10629 | CHANGZHOU TRINA SOLAR ENERGY CO | TSM-185D | 235 | 20 | 200 | 27 |  | Solar | FIXED | Roof
SRP10629 | CHANGZHOU TRINA SOLAR ENERGY CO | TSM-185D | 235 | 10 | 200 | 29 |  | Solar | FIXED | Roof
SRP10629 | SMA AMERICA | SB6000U (240V) | 6000 | 1 |  |  | 0.96 | Solar Inverter |  | OUTDOOR
SRP10630 | CHANGZHOU TRINA SOLAR ENERGY CO | TSM-185D | 300 | 33 | 180 | 22.6 |  | Solar | FIXED | Roof
SRP10630 | SMA AMERICA | SB7000US (240V) | 8000 | 1 |  |  | 0.965 | Solar Inverter |  | INDOOR
SRP10631 | CANADIAN SOLAR | CS6P-230 | 240 | 24 | 108 | 0 |  | Solar | FIXED | Roof
SRP10631 | SMA AMERICA | SB6000US (240V) | 6000 | 1 |  |  | 0.96 | Solar Inverter |  | OUTDOOR
SRP10632 | CANADIAN SOLAR | CS6P-240P | 240 | 22 | 136 | 26 |  | Solar | FIXED | Roof
SRP10632 | CANADIAN SOLAR | CS6P-240P | 240 | 26 | 226 | 26 |  | Solar | FIXED | Roof
SRP10632 | SMA AMERICA | SB5000US (240V) | 5000 | 1 |  |  | 0.95 | Solar Inverter |  | INDOOR
SRP10632 | SMA AMERICA | SB6000U (240V) | 6000 | 1 |  |  | 0.95 | Solar Inverter |  | INDOOR
SRP10633 | CANADIAN SOLAR | CS6P-230 | 240 | 39 | 260 | 31 |  | Solar | FIXED | Roof
SRP10633 | SMA AMERICA | SB4000US (240V) | 4000 | 1 |  |  | 0.95 | Solar Inverter |  | OUTDOOR
SRP10633 | SMA AMERICA | SB6000US (240V) | 6000 | 1 |  |  | 0.95 | Solar Inverter |  | OUTDOOR
SRP10634 | CHANGZHOU TRINA SOLAR ENERGY CO | TSM-185D | 235 | 36 | 191 | 18 |  | Solar | FIXED | Roof
SRP10634 | SMA AMERICA | SB7000US (240V) | 7000 | 1 |  |  | 0.96 | Solar Inverter |  | OUTDOOR
SRP10635 | CHANGZHOU TRINA SOLAR ENERGY CO | TSM-185D | 235 | 28 | 171 | 24 |  | Solar | FIXED | Roof
SRP10635 | POWER-ONE | PVI-6000-OUTD-US (240 V) | 6000 | 1 |  |  | 0.96 | Solar Inverter |  | OUTDOOR
SRP10636 | BAODING YINGLI NEW ENERGY RESOURCES CO | YL175(156) | 250 | 312 | 153.3 | 14 |  | Solar | FIXED | Roof
SRP10636 | FRONIUS USA |  | 11400 | 6 |  |  | 0.96 | Solar Inverter |  | OUTDOOR
SRP10637 | SUNPOWER | SPR-230-WHT-U | 230 | 32 | 265 | 35 |  | Solar | FIXED | Roof
SRP10637 | SUNPOWER CORP (ORIGINAL MFRFRONIUS) | SPR-6500F-208 | 6500 | 1 |  |  | 0.955 | Solar Inverter |  | Inside
SRP10638 | UNKNOWN | UNKNOWN | 250 | 30 | 240 | 34 |  | Solar | FIXED | Roof
SRP10638 | PV POWERED | PVP3000 | 3000 | 1 |  |  | 0.935 | Solar Inverter |  | INDOOR
SRP10638 | PV POWERED | PVP3500 | 3500 | 1 |  |  | 0.955 | Solar Inverter |  | INDOOR
SRP10639 | UNKNOWN | UNKNOWN | 245 | 7 | 150 | 12 |  | Solar | FIXED | Roof
SRP10639 | UNKNOWN | UNKNOWN | 245 | 7 | 150 | 17 |  | Solar | FIXED | Roof
SRP10639 | UNKNOWN | UNKNOWN | 245 | 9 | 245 | 26 |  | Solar | FIXED | Roof
SRP10639 | POWER-ONE | PVI-5000-OUTD-US (240 V) | 5000 | 1 |  |  | 0.96 | Solar Inverter |  | OUTDOOR
SRP10640 | UNKNOWN | UNKNOWN | 250 | 14 | 172.3 | 35 |  | Solar | FIXED | Roof
SRP10640 | UNKNOWN | UNKNOWN | 250 | 35 | 262.3 | 35 |  | Solar | FIXED | Roof
SRP10640 | PV POWERED | PVP2500 | 2500 | 1 |  |  | 0.945 | Solar Inverter |  | INDOOR
SRP10640 | PV POWERED | PVP3000 | 3000 | 1 |  |  | 0.935 | Solar Inverter |  | INDOOR
SRP10640 | SMA AMERICA | SB6000U (240V) | 6000 | 1 |  |  | 0.97 | Solar Inverter |  | INDOOR
SRP10641 | UNKNOWN | UNKNOWN | 250 | 31 | 198 | 15 |  | Solar | FIXED | Roof
SRP10641 | PV POWERED | PVP2500 | 2500 | 1 |  |  | 0.945 | Solar Inverter |  | OUTDOOR
SRP10641 | PV POWERED | PVP4800 | 4800 | 1 |  |  | 0.96 | Solar Inverter |  | OUTDOOR
SRP10642 | UNKNOWN | UNKNOWN | 250 | 23 | 125.5 | 20 |  | Solar | FIXED | Roof
SRP10642 | PV POWERED | PVP2500 | 2500 | 2 |  |  | 0.945 | Solar Inverter |  | INDOOR
SRP10643 | UNKNOWN | UNKNOWN | 250 | 21 | 213.6 | 14 |  | Solar | FIXED | Roof
SRP10643 | UNKNOWN | UNKNOWN | 250 | 39 | 123.6 | 25 |  | Solar | FIXED | Roof
SRP10643 | PV POWERED | PVP2000 | 2000 | 1 |  |  | 0.92 | Solar Inverter |  | Outside
SRP10643 | PV POWERED | PVP2500 | 2500 | 1 |  |  | 0.945 | Solar Inverter |  | Outside
SRP10643 | PV POWERED | PVP2500 | 2500 | 1 |  |  | 0.945 | Solar Inverter |  | Outside
SRP10643 | SMA AMERICA | SB7000US (240V) | 7000 | 1 |  |  | 0.97 | Solar Inverter |  | Outside
SRP10644 | UNKNOWN | UNKNOWN | 250 | 14 | 285 | 14 |  | Solar | FIXED | Roof
SRP10644 | UNKNOWN | UNKNOWN | 250 | 34 | 105 | 34 |  | Solar | FIXED | Roof
SRP10644 | PV POWERED | PVP3000 | 3000 | 2 |  |  | 0.935 | Solar Inverter |  | INDOOR
SRP10644 | PV POWERED | PVP4800 | 4800 | 1 |  |  | 0.96 | Solar Inverter |  | INDOOR
SRP10645 | YINGLI ENERGY (CHINA) | YL250C-30B | 250 | 182 | 153.3 | 14 |  | Solar | FIXED | Roof
SRP10645 | FRONIUS USA |  | 6000 | 1 |  |  | 0.96 | Solar Inverter |  | OUTDOOR
SRP10645 | FRONIUS USA |  | 11400 | 3 |  |  | 0.96 | Solar Inverter |  | OUTDOOR
SRP10646 | UNKNOWN | UNKNOWN | 250 | 50 | 180 | 30 |  | Solar | FIXED | Ground
SRP10646 | SMA AMERICA | SB6000U (240V) | 6000 | 1 |  |  | 0.97 | Solar Inverter |  | Outside
SRP10646 | SMA AMERICA | SB6000U (240V) | 6000 | 1 |  |  | 0.97 | Solar Inverter |  | Outside
SRP10647 | SUNPOWER | SPR-315E-WHT-U | 327 | 14 | 240 | 34 |  | Solar | FIXED | Roof
SRP10647 | SUNPOWER | SPR-315E-WHT-U | 327 | 24 | 150 | 43 |  | Solar | FIXED | Roof
SRP10647 | SUNPOWER | SPR-315E-WHT-U | 327 | 10 | 240 | 43 |  | Solar | FIXED | Roof
SRP10647 | SUNPOWER CORP (ORIGINAL MFRSMA) | SPR-3000M (240V) | 3000 | 1 |  |  | 0.965 | Solar Inverter |  | INDOOR
SRP10647 | SUNPOWER CORP (ORIGINAL MFRSMA) | SPR-4000M (240V) | 4000 | 1 |  |  | 0.968 | Solar Inverter |  | INDOOR
SRP10647 | SUNPOWER CORP (ORIGINAL MFRSMA) | SPR-7000M (240V) | 7000 | 1 |  |  | 0.971 | Solar Inverter |  | INDOOR
SRP10648 | UNKNOWN | UNKNOWN | 250 | 14 | 154.2 | 10 |  | Solar | FIXED | Roof
SRP10648 | PV POWERED | PVP3000 | 3000 | 1 |  |  | 0.935 | Solar Inverter |  | OUTDOOR
SRP10650 | UNKNOWN | UNKNOWN | 250 | 28 | 180 | 30 |  | Solar | FIXED | Ground
SRP10650 | PV POWERED | PVP3000 | 3000 | 2 |  |  | 0.935 | Solar Inverter |  | Outside
SRP10651 | MATRIX SOLAR/PHOTOWATT | PW1650-175 | 245 | 23 | 152 | 26 |  | Solar | FIXED | Roof
SRP10651 | POWER-ONE | PVI-5000-OUTD-US (240 V) | 5000 | 1 |  |  | 0.96 | Solar Inverter |  | Inside
SRP10652 | CHANGZHOU TRINA SOLAR ENERGY CO | TSM-185D | 235 | 14 | 180 | 10 |  | Solar | FIXED | Roof
SRP10652 | CHANGZHOU TRINA SOLAR ENERGY CO | TSM-185D | 235 | 9 | 180 | 44 |  | Solar | FIXED | Roof
SRP10652 | POWER-ONE | PVI-5000-OUTD-US (240 V) | 5000 | 1 |  |  | 0.96 | Solar Inverter |  | OUTDOOR
SRP10653 | SUNPOWER | SPR-230-WHT-U | 240 | 16 | 255 | 9 |  | Solar | FIXED | Roof
SRP10653 | SUNPOWER | SPR-230-WHT-U | 240 | 24 | 160 | 10 |  | Solar | FIXED | Roof
SRP10653 | SUNPOWER CORP (ORIGINAL MFRSMA) | SPR-4000M (208V) | 4000 | 1 |  |  | 0.97 | Solar Inverter |  | OUTDOOR
SRP10653 | SUNPOWER CORP (ORIGINAL MFRXANTREX) | SPR-5000X (240V) | 5000 | 1 |  |  | 0.97 | Solar Inverter |  | OUTDOOR
SRP10654 | BAODING YINGLI NEW ENERGY RESOURCES CO | YL175(156) | 240 | 40 | 98 | 25 |  | Solar | FIXED | Roof
SRP10654 | SMA AMERICA | SB4000US (208V) | 4000 | 1 |  |  | 0.96 | Solar Inverter |  | INDOOR
SRP10654 | SMA AMERICA | SB4000US (240V) | 4000 | 1 |  |  | 0.96 | Solar Inverter |  | INDOOR
SRP10655 | SUNPOWER | SPR-230-WHT-U | 230 | 18 | 230 | 30 |  | Solar | FIXED | Roof
SRP10655 | SUNPOWER CORP (ORIGINAL MFRSMA) | SPR-5000M (240V) | 5000 | 1 |  |  | 0.95 | Solar Inverter |  | INDOOR
SRP10656 | CHANGZHOU TRINA SOLAR ENERGY CO | TSM-185D | 240 | 14 | 191 | 38 |  | Solar | FIXED | Roof
SRP10656 | CHANGZHOU TRINA SOLAR ENERGY CO | TSM-185D | 240 | 19 | 191 | 38 |  | Solar | FIXED | Roof
SRP10656 | SMA AMERICA | SB7000US (240V) | 7000 | 1 |  |  | 0.96 | Solar Inverter |  | OUTDOOR
SRP10657 | ISOFOTON | I-100/12 | 230 | 60 | 210 | 27 |  | Solar | FIXED | Roof
SRP10657 | ENPHASE ENERGY | M175-24-208-S | 215 | 60 |  |  | 0.963 | Solar Inverter |  | OUTDOOR
SRP10659 | MATRIX SOLAR/PHOTOWATT | PW1650-175 | 250 | 26 | 75.1 | 20 |  | Solar | FIXED | Roof
SRP10659 | MATRIX SOLAR/PHOTOWATT | PW1650-175 | 250 | 14 | 255.1 | 20 |  | Solar | FIXED | Roof
SRP10659 | PV POWERED | PVP3000 | 3000 | 1 |  |  | 0.935 | Solar Inverter |  | OUTDOOR
SRP10659 | SMA AMERICA | SB6000US (240V) | 6000 | 1 |  |  | 0.97 | Solar Inverter |  | OUTDOOR
SRP10660 | ISOFOTON | I-150 S/24 | 245 | 24 | 151 | 10 |  | Solar | FIXED | Roof
SRP10660 | ISOFOTON | I-150 S/24 | 245 | 24 | 151 | 35 |  | Solar | FIXED | Roof
SRP10660 | SMA AMERICA | SB6000U (240V) | 6000 | 2 |  |  | 0.97 | Solar Inverter |  | INDOOR
SRP10661 | SOLARWORLD | SW185MONO | 255 | 24 | 200 | 5 |  | Solar | FIXED | Ground
SRP10661 | SMA AMERICA | SB6000U (240V) | 6000 | 1 |  |  | 0.97 | Solar Inverter |  | OUTDOOR
SRP10662 | SUNPOWER | SPR-315E-WHT-U | 327 | 24 | 184 | 16 |  | Solar | FIXED | Roof
SRP10662 | SUNPOWER CORP (ORIGINAL MFRSMA) | SPR-7000M (240V) | 7000 | 1 |  |  | 0.97 | Solar Inverter |  | Outside
SRP10663 | CHANGZHOU TRINA SOLAR ENERGY CO | TSM-185D | 235 | 44 | 180 | 30 |  | Solar | FIXED | Ground
SRP10663 | PV POWERED | PVP4800 | 4800 | 2 |  |  | 0.96 | Solar Inverter |  | OUTDOOR
SRP10664 | SUNPOWER | PL-AP-130 | 327 | 20 | 124 | 21 |  | Solar | FIXED | Roof
SRP10664 | SUNPOWER CORP (ORIGINAL MFRSMA) | SPR-6000M (277V) | 6500 | 1 |  |  | 0.962 | Solar Inverter |  | Inside
SRP10665 | SOLARWORLD | SW185MONO | 240 | 1134 | 219 | 10 |  | Solar | FIXED | Roof
SRP10665 | SATCON TECHNOLOGY | AE-75-60-PV-D | 75000 | 1 |  |  | 0.96 | Solar Inverter |  | OUTDOOR
SRP10665 | SATCON TECHNOLOGY | AE-100-60-PV-F | 100000 | 2 |  |  | 0.96 | Solar Inverter |  | OUTDOOR
SRP10666 | MATRIX SOLAR/PHOTOWATT | PW1000-100 | 245 | 30 | 218 | 32 |  | Solar | FIXED | Roof
SRP10666 | POWER-ONE | PVI-6000-OUTD-US (240 V) | 6000 | 1 |  |  | 0.96 | Solar Inverter |  | OUTDOOR
SRP10667 | SUNTECH POWER | STP210S-18/UB-1 | 240 | 36 | 135 | 28 |  | Solar | FIXED | Roof
SRP10667 | SMA AMERICA | SB3000US (208V) | 3000 | 1 |  |  | 0.966 | Solar Inverter |  | INDOOR
SRP10667 | SMA AMERICA | SB5000US (240V) | 5000 | 1 |  |  | 0.968 | Solar Inverter |  | INDOOR
SRP10668 | MATRIX SOLAR/PHOTOWATT | PW1000-100 | 250 | 22 | 85 | 7 |  | Solar | FIXED | Roof
SRP10668 | MATRIX SOLAR/PHOTOWATT | PW1000-100 | 250 | 7 | 175 | 12 |  | Solar | FIXED | Roof
SRP10668 | MATRIX SOLAR/PHOTOWATT | PW1000-100 | 250 | 11 | 265 | 12 |  | Solar | FIXED | Roof
SRP10668 | ENPHASE ENERGY | M175-24-208-S01 | 215 | 40 |  |  | 0.96 | Solar Inverter |  | OUTDOOR
SRP10669 | MATRIX SOLAR/PHOTOWATT | PW1650-175 | 230 | 91 | 104 | 9 |  | Solar | FIXED | Roof
SRP10669 | SMA AMERICA | SB6000U (240V) | 7500 | 2 |  |  | 0.968 | Solar Inverter |  | OUTDOOR
SRP10669 | SMA AMERICA | SB7000US (277V) | 10000 | 1 |  |  | 0.963 | Solar Inverter |  | OUTDOOR
SRP10670 | SUNTECH POWER | STP245S-20/WDB | 245 | 26 | 179 | 25 |  | Solar | FIXED | Roof
SRP10670 | ENPHASE ENERGY | M215-60-2LL-S2X | 215 | 26 |  |  | 0.97 | Solar Inverter |  | Outside
SRP10671 | MATRIX SOLAR/PHOTOWATT | PW1000-100 | 250 | 28 | 207 | 27 |  | Solar | FIXED | Roof
SRP10671 | ENPHASE ENERGY | M175-24-208-S01 | 215 | 28 |  |  | 0.96 | Solar Inverter |  | OUTDOOR
SRP10672 | SOLARWORLD | SW185MONO | 235 | 33 | 135 | 35 |  | Solar | FIXED | Roof
SRP10672 | SMA AMERICA | SB4000US (208V) | 4000 | 1 |  |  | 0.965 | Solar Inverter |  | OUTDOOR
SRP10672 | SMA AMERICA | SB5000US (240V) | 5000 | 1 |  |  | 0.968 | Solar Inverter |  | OUTDOOR
SRP10673 | ET SOLAR INDUSTRY | ET-P672240 | 240 | 17 | 170 | 20 |  | Solar | FIXED | Roof
SRP10673 | ET SOLAR INDUSTRY | ET-P672240 | 240 | 11 | 170 | 35 |  | Solar | FIXED | Roof
SRP10673 | ENPHASE ENERGY | M200-32-240-S02 | 215 | 4 |  |  | 0.96 | Solar Inverter |  | Outside
SRP10673 | SMA AMERICA | SB3000US (208V) | 3000 | 1 |  |  | 0.9697 | Solar Inverter |  | OUTDOOR
SRP10673 | SMA AMERICA | SB4000US (208V) | 4000 | 1 |  |  | 0.96 | Solar Inverter |  | Outside
SRP10674 | CHANGZHOU TRINA SOLAR ENERGY CO | TSM-180D | 240 | 35 | 132 | 31 |  | Solar | FIXED | Roof
SRP10674 | ENPHASE ENERGY | M175-24-208-S | 215 | 35 |  |  | 0.96 | Solar Inverter |  | OUTDOOR
SRP10675 | SUNPOWER | PL-AP-130 | 230 | 30 | 196 | 5 |  | Solar | FIXED | Roof
SRP10675 | SUNPOWER | PL-AP-130 | 230 | 14 | 196 | 20 |  | Solar | FIXED | Roof
SRP10675 | SUNPOWER CORP (ORIGINAL MFRSMA) | SPR-3000M (240V) | 3000 | 1 |  |  | 0.97 | Solar Inverter |  | INDOOR
SRP10675 | SUNPOWER CORP (ORIGINAL MFRSMA) | SPR-6000M (240V) | 6000 | 1 |  |  | 0.97 | Solar Inverter |  | INDOOR
SRP10677 | BP SOLAR | BP3125U | 215 | 28 | 178 | 24 |  | Solar | FIXED | Roof
SRP10677 | FRONIUS USA | IG 2000 | 2000 | 1 |  |  | 0.955 | Solar Inverter |  | OUTDOOR
SRP10677 | FRONIUS USA | IG 4000 | 4000 | 1 |  |  | 0.955 | Solar Inverter |  | OUTDOOR
SRP10678 | SOLARWORLD | SW185MONO | 240 | 12 | 231 | 12 |  | Solar | FIXED | Roof
SRP10678 | SOLARWORLD | SW185MONO | 240 | 10 | 231 | 23 |  | Solar | FIXED | Roof
SRP10678 | SMA AMERICA | SB5000US (240V) | 5000 | 1 |  |  | 0.965 | Solar Inverter |  | OUTDOOR
SRP10679 | SCHUCO USA |  | 260 | 24 | 202 | 34 |  | Solar | FIXED | Roof
SRP10679 | SMA AMERICA | SB6000U (240V) | 6000 | 1 |  |  | 0.965 | Solar Inverter |  | OUTDOOR
SRP10680 | CHANGZHOU TRINA SOLAR ENERGY CO | TSM-185D | 230 | 9 | 94 | 26 |  | Solar | FIXED | Roof
SRP10680 | CHANGZHOU TRINA SOLAR ENERGY CO | TSM-185D | 230 | 5 | 184 | 29 |  | Solar | FIXED | Roof
SRP10680 | CHANGZHOU TRINA SOLAR ENERGY CO | TSM-185D | 230 | 6 | 94 | 37 |  | Solar | FIXED | Roof
SRP10680 | ENPHASE ENERGY | M175-24-208-S01 | 215 | 20 |  |  | 0.96 | Solar Inverter |  | Inside
SRP10681 | CHANGZHOU TRINA SOLAR ENERGY CO | TSM-185D | 235 | 41 | 103 | 24 |  | Solar | FIXED | Roof
SRP10681 | SMA AMERICA | SB3000US (208V) | 2500 | 1 |  |  | 0.96 | Solar Inverter |  | OUTDOOR
SRP10681 | SMA AMERICA | SB3000US (240V) | 3000 | 1 |  |  | 0.965 | Solar Inverter |  | OUTDOOR
SRP10681 | SMA AMERICA | SB3800U (208V) | 3800 | 1 |  |  | 0.968 | Solar Inverter |  | Outside
SRP10682 | UNKNOWN | UNKNOWN | 250 | 22 | 214.6 | 20 |  | Solar | FIXED | Roof
SRP10682 | UNKNOWN | UNKNOWN | 250 | 10 | 124.6 | 27 |  | Solar | FIXED | Roof
SRP10682 | PV POWERED | PVP2500 | 2500 | 1 |  |  | 0.945 | Solar Inverter |  | Inside
SRP10682 | PV POWERED | PVP4800 | 4800 | 1 |  |  | 0.96 | Solar Inverter |  | Inside
SRP10683 | SUNPOWER | SPR-305-WHT-U | 308 | 14 | 180 | 41 |  | Solar | FIXED | Roof
SRP10683 | SUNPOWER CORP (ORIGINAL MFRSMA) | SPR-4000M (208V) | 3800 | 1 |  |  | 0.97 | Solar Inverter |  | Inside
SRP10684 | CHANGZHOU TRINA SOLAR ENERGY CO | TSM-185D | 235 | 29 | 207 | 17 |  | Solar | FIXED | Roof
SRP10684 | POWER-ONE | PVI-6000-OUTD-US-W (240 V) | 6000 | 1 |  |  | 0.96 | Solar Inverter |  | OUTDOOR
SRP10685 | MATRIX SOLAR/PHOTOWATT | PW1000-100 | 255 | 18 | 320 | 20 |  | Solar | FIXED | Roof
SRP10685 | MATRIX SOLAR/PHOTOWATT | PW1000-100 | 255 | 36 | 140 | 24 |  | Solar | FIXED | Roof
SRP10685 | POWER-ONE | PVI-3600-OUTD-US-F (240V) | 3600 | 1 |  |  | 0.96 | Solar Inverter |  | OUTDOOR
SRP10685 | SMA AMERICA | SB7000US (240V) | 8000 | 1 |  |  | 0.96 | Solar Inverter |  | OUTDOOR
SRP10686 | SUNPOWER | SPR-230-WHT-U | 245 | 35 | 168 | 18 |  | Solar | FIXED | Roof
SRP10686 | SUNPOWER CORP (ORIGINAL MFRSMA) | SPR-7000M (240V) | 7500 | 1 |  |  | 0.963 | Solar Inverter |  | INDOOR
SRP10687 | UNKNOWN | UNKNOWN | 245 | 36 | 160 | 20 |  | Solar | FIXED | Roof
SRP10687 | SMA AMERICA | SB7000US (240V) | 7000 | 1 |  |  | 0.96 | Solar Inverter |  | OUTDOOR
SRP10688 | KYOCERA SOLAR | KD215GX-LFBS | 215 | 12 | 187 | 35 |  | Solar | FIXED | Roof
SRP10688 | ENPHASE ENERGY | M215-60-2LL-S2X | 215 | 12 |  |  | 0.96 | Solar Inverter |  | OUTDOOR
SRP10689 | CONERGY AG | S 175MU | 240 | 30 | 147 | 37 |  | Solar | FIXED | Roof
SRP10689 | ENPHASE ENERGY | M175-24-240-S | 215 | 30 |  |  | 0.96 | Solar Inverter |  | OUTDOOR
SRP10691 | SOLARWORLD | SW185 MONO/T | 240 | 21 | 188 | 25 |  | Solar | FIXED | Roof
SRP10691 | SOLARWORLD | SW185 MONO/T | 240 | 3 | 188 | 27 |  | Solar | FIXED | Roof
SRP10691 | SMA AMERICA | SB6000U (240V) | 6000 | 1 |  |  | 0.965 | Solar Inverter |  | OUTDOOR
SRP10692 | SUNPOWER | SPR-230-WHT-U | 230 | 14 | 158 | 0 |  | Solar | FIXED | Roof
SRP10692 | SUNPOWER | SPR-230-WHT-U | 230 | 32 | 158 | 27 |  | Solar | FIXED | Roof
SRP10692 | SUNPOWER | SPR-230-WHT-U | 230 | 30 | 248 | 27 |  | Solar | FIXED | Roof
SRP10692 | SUNPOWER CORP (ORIGINAL MFRSMA) | SPR-3000M (240V) | 3000 | 1 |  |  | 0.966 | Solar Inverter |  | INDOOR
SRP10692 | SUNPOWER CORP (ORIGINAL MFRSMA) | SPR-6000M (240V) | 6000 | 1 |  |  | 0.97 | Solar Inverter |  | INDOOR
SRP10692 | SUNPOWER CORP (ORIGINAL MFRSMA) | SPR-7000M (240V) | 7000 | 1 |  |  | 0.971 | Solar Inverter |  | INDOOR
SRP10693 | SUNPOWER | SPR-225-BLK-U | 225 | 4 | 96 | 38 |  | Solar | FIXED | Roof
SRP10693 | SUNPOWER | SPR-225-BLK-U | 225 | 36 | 186 | 38 |  | Solar | FIXED | Roof
SRP10693 | SHARP | ND-224U2 | 235 | 40 |  |  | 0.955 | Solar Inverter |  | Outside
SRP10694 | MATRIX SOLAR/PHOTOWATT | PW1000-100 | 250 | 120 | 180 | 25 |  | Solar | FIXED | Ground
SRP10694 | SMA AMERICA | SB6000U (240V) | 6000 | 5 |  |  | 0.97 | Solar Inverter |  | OUTDOOR
SRP10695 | SOLARWORLD | SW185 MONO/T | 240 | 5 | 125 | 23 |  | Solar | FIXED | Roof
SRP10695 | SOLARWORLD | SW185 MONO/T | 240 | 3 | 215 | 23 |  | Solar | FIXED | Roof
SRP10695 | SOLARWORLD | SW185 MONO/T | 240 | 14 | 125 | 40 |  | Solar | FIXED | Roof
SRP10695 | ENPHASE ENERGY | M175-24-208-S | 215 | 22 |  |  | 0.965 | Solar Inverter |  | OUTDOOR
SRP10696 | ET SOLAR INDUSTRY | ET-P672280 | 190 | 9 | 100 | 27 |  | Solar | FIXED | Roof
SRP10696 | ET SOLAR INDUSTRY | ET-P672280 | 190 | 22 | 190 | 27 |  | Solar | FIXED | Roof
SRP10696 | ET SOLAR INDUSTRY | ET-P672280 | 190 | 9 | 280 | 27 |  | Solar | FIXED | Roof
SRP10696 | SMA AMERICA | SB3000US (240V) | 3000 | 1 |  |  | 0.955 | Solar Inverter |  | OUTDOOR
SRP10696 | SMA AMERICA | SB4000US (240V) | 4000 | 1 |  |  | 0.96 | Solar Inverter |  | OUTDOOR
SRP10697 | REC SCANMODULE | SCM230 | 235 | 16 | 186 | 34 |  | Solar | FIXED | Roof
SRP10697 | ENPHASE ENERGY | M175-24-208-S | 215 | 16 |  |  | 0.965 | Solar Inverter |  | OUTDOOR
SRP10698 | LG ELECTRONICS SOLAR CELL DIVISION | LG255S1C-G2 | 255 | 28 | 213 | 35 |  | Solar | FIXED | Roof
SRP10698 | POWER-ONE | PVI-3000-I-OUTD-US-F (240V) | 3000 | 2 |  |  | 0.96 | Solar Inverter |  | OUTDOOR
SRP10699 | MATRIX SOLAR/PHOTOWATT | PW1000-100 | 255 | 27 | 137 | 25 |  | Solar | FIXED | Roof
SRP10699 | POWER-ONE | PVI-3000-I-OUTD-US-F (240V) | 3000 | 1 |  |  | 0.96 | Solar Inverter |  | OUTDOOR
SRP10699 | POWER-ONE | PVI-3000-I-OUTD-US-F (240V) | 3000 | 1 |  |  | 0.96 | Solar Inverter |  | OUTDOOR
SRP10700 | SCHUCO USA |  | 260 | 5 | 148 | 20 |  | Solar | FIXED | Roof
SRP10700 | SCHUCO USA |  | 260 | 17 | 148 | 35 |  | Solar | FIXED | Roof
SRP10700 | ENPHASE ENERGY | M175-24-208-S | 215 | 22 |  |  | 0.965 | Solar Inverter |  | OUTDOOR
SRP10702 | CANADIAN SOLAR | CS6P-230 | 235 | 18 | 176 | 20 |  | Solar | FIXED | Roof
SRP10702 | ENPHASE ENERGY | M175-24-208-S01 | 215 | 18 |  |  | 0.96 | Solar Inverter |  | OUTDOOR
SRP10705 | SOLARWORLD | SW185MONO | 250 | 1040 | 138 | 10 |  | Solar | FIXED | Roof
SRP10705 | PV POWERED | PVP2500 | 260000 | 1 |  |  | 0.97 | Solar Inverter |  | OUTDOOR
SRP10706 | SUNPOWER | SPR-230-WHT-U | 230 | 200 | 155 | 13 |  | Solar | FIXED | Roof
SRP10706 | SUNPOWER CORP (ORIGINAL MFRSMA) | SPR-7000M (240V) | 8000 | 1 |  |  | 0.97 | Solar Inverter |  | OUTDOOR
SRP10706 | SUNPOWER CORP (ORIGINAL MFRSMA) | SPR-7000M (240V) | 8000 | 4 |  |  | 0.97 | Solar Inverter |  | OUTDOOR
SRP10707 | SUNTECH POWER | STP210S-18/UB-1 | 280 | 430 | 211 | 2 |  | Solar | FIXED | Roof
SRP10707 | PV POWERED | PVP75KW-208 | 50000 | 1 |  |  | 0.96 | Solar Inverter |  | OUTDOOR
SRP10707 | PV POWERED | PVP75KW-208 | 50000 | 1 |  |  | 0.96 | Solar Inverter |  | OUTDOOR
SRP10708 | UNKNOWN | UNKNOWN | 250 | 16 | 132 | 31 |  | Solar | FIXED | Roof
SRP10708 | PV POWERED | PVP3500 | 3500 | 1 |  |  | 0.955 | Solar Inverter |  | Outside
SRP10709 | CANADIAN SOLAR | CS5P-235P | 235 | 14 | 108 | 38 |  | Solar | FIXED | Roof
SRP10709 | ENPHASE ENERGY | M215-60-2LL-S2X | 215 | 14 |  |  | 0.96 | Solar Inverter |  | OUTDOOR
SRP10710 | SUNPOWER | SPR-230-WHT-U | 245 | 16 | 213 | 15 |  | Solar | FIXED | Roof
SRP10710 | SUNPOWER | SPR-230-WHT-U | 245 | 22 | 138 | 20 |  | Solar | FIXED | Roof
SRP10710 | SUNPOWER CORP (ORIGINAL MFRSMA) | SPR-4000M (240V) | 4200 | 1 |  |  | 0.97 | Solar Inverter |  | INDOOR
SRP10710 | SUNPOWER CORP (ORIGINAL MFRSMA) | SPR-6000M (240V) | 6000 | 1 |  |  | 0.971 | Solar Inverter |  | INDOOR
SRP10711 | MATRIX SOLAR/PHOTOWATT | PW1650-175 | 255 | 14 | 127 | 21 |  | Solar | FIXED | Roof
SRP10711 | MATRIX SOLAR/PHOTOWATT | PW1650-175 | 255 | 7 | 217 | 21 |  | Solar | FIXED | Roof
SRP10711 | FRONIUS USA | IG 2000 | 2000 | 1 |  |  | 0.952 | Solar Inverter |  | OUTDOOR
SRP10711 | FRONIUS USA | IG 4000 | 4000 | 1 |  |  | 0.952 | Solar Inverter |  | OUTDOOR
SRP10715 | TRINA SOLAR | TSM-230PD05 | 230 | 30 | 213.6 | 20 |  | Solar | FIXED | Roof
SRP10715 | SMA AMERICA | SB7000US (240V) | 7000 | 1 |  |  | 0.969 | Solar Inverter |  | OUTDOOR
SRP10716 | TRINA SOLAR | TSM-230PA05.15 | 230 | 30 | 239 | 20 |  | Solar | FIXED | Roof
SRP10716 | SMA AMERICA | SB7000US (240V) | 7000 | 1 |  |  | 0.969 | Solar Inverter |  | OUTDOOR
SRP10717 | CANADIAN SOLAR | CS6P-230 | 235 | 12 | 150 | 37 |  | Solar | FIXED | Roof
SRP10717 | ENPHASE ENERGY | M175-24-208-S | 215 | 12 |  |  | 0.96 | Solar Inverter |  | OUTDOOR
SRP10718 | CANADIAN SOLAR | CS6P-230 | 235 | 20 | 216 | 34 |  | Solar | FIXED | Roof
SRP10718 | ENPHASE ENERGY | M200-32-208-S01 | 215 | 20 |  |  | 0.963 | Solar Inverter |  | OUTDOOR
SRP10719 | UNKNOWN | UNKNOWN | 250 | 26 | 258 | 25 |  | Solar | FIXED | Roof
SRP10719 | SMA AMERICA | SB6000US (240V) | 6000 | 1 |  |  | 0.97 | Solar Inverter |  | OUTDOOR
SRP10721 | ISOFOTON | I-165 | 250 | 21 | 222 | 34 |  | Solar | FIXED | Roof
SRP10721 | PV POWERED | PVP2500 | 2500 | 1 |  |  | 0.945 | Solar Inverter |  | INDOOR
SRP10721 | PV POWERED | PVP2500 | 2500 | 1 |  |  | 0.945 | Solar Inverter |  | INDOOR
SRP10722 | SHARP | ND-U240Q2 | 240 | 60 | 204 | 18 |  | Solar | FIXED | Ground
SRP10722 | ENPHASE ENERGY | D380-72-208-S1X | 380 | 30 |  |  | 0.96 | Solar Inverter |  | OUTDOOR
SRP10723 | SILIKEN MANUFACTURING USA | SLK60P6L 233 WP | 250 | 28 | 108 | 19 |  | Solar | FIXED | Roof
SRP10723 | ENPHASE ENERGY | M175-24-208-S | 215 | 28 |  |  | 0.96 | Solar Inverter |  | OUTDOOR
SRP10724 | CHANGZHOU TRINA SOLAR ENERGY CO | TSM-185D | 240 | 72 | 215 | 15 |  | Solar | FIXED | Roof
SRP10724 | SMA AMERICA | SB5000US (240V) | 5000 | 3 |  |  | 0.96 | Solar Inverter |  | INDOOR
SRP10726 | BAODING YINGLI NEW ENERGY RESOURCES CO | YL175(156) | 260 | 27 | 179 | 30 |  | Solar | FIXED | Roof
SRP10726 | ENPHASE ENERGY | M175-24-208-S | 215 | 27 |  |  | 0.963 | Solar Inverter |  | OUTDOOR
SRP10727 | SUNPOWER | SPR-230-WHT-U | 240 | 24 | 170 | 15 |  | Solar | FIXED | Roof
SRP10727 | SUNPOWER CORP (ORIGINAL MFRSMA) | SPR-5000M (240V) | 5000 | 1 |  |  | 0.968 | Solar Inverter |  | INDOOR
SRP10728 | SUNPOWER | SPR-230-WHT-U | 230 | 42 | 188 | 32 |  | Solar | FIXED | Roof
SRP10728 | SUNPOWER CORP (ORIGINAL MFRSMA) | SPR-7000M (277V) | 10000 | 1 |  |  | 0.962 | Solar Inverter |  | INDOOR
SRP10729 | SHARP | ND-Q240Q2 | 240 | 100 | 204 | 18 |  | Solar | FIXED | Ground
SRP10729 | ENPHASE ENERGY | M190-72-208-SXX (-NA) | 190 | 100 |  |  | 0.96 | Solar Inverter |  | OUTDOOR
SRP10730 | SUNPOWER | SPR-290-WHT-U | 327 | 22 | 242 | 16 |  | Solar | FIXED | Roof
SRP10730 | SUNPOWER CORP (ORIGINAL MFRSMA) | SPR-3000M (240V) | 3000 | 1 |  |  | 0.965 | Solar Inverter |  | INDOOR
SRP10730 | SUNPOWER CORP (ORIGINAL MFRSMA) | SPR-4000M (240V) | 4000 | 1 |  |  | 0.968 | Solar Inverter |  | INDOOR
SRP10731 | KYOCERA SOLAR | KD210GX-LP | 215 | 51 | 155 | 34 |  | Solar | FIXED | Roof
SRP10731 | KYOCERA SOLAR | KD210GX-LP | 215 | 9 | 170 | 34 |  | Solar | FIXED | Roof
SRP10731 | POWER-ONE | PVI-5000-OUTD-US (240 V) | 5000 | 1 |  |  | 0.965 | Solar Inverter |  | INDOOR
SRP10731 | POWER-ONE | PVI-6000-OUTD-US-W (240 V) | 6000 | 1 |  |  | 0.965 | Solar Inverter |  | INDOOR
SRP10732 | MATRIX SOLAR/PHOTOWATT | PW1650-175 | 255 | 1196 | 223 | 10 |  | Solar | FIXED | Roof
SRP10732 | ADVANCED ENERGY INDUSTRIES | 3159000-104 | 100000 | 3 |  |  | 0.955 | Solar Inverter |  | OUTDOOR
SRP10733 | BAODING YINGLI NEW ENERGY RESOURCES CO | YL175(156) | 240 | 20 | 148 | 22 |  | Solar | FIXED | Roof
SRP10733 | POWER-ONE | PVI-3600-OUTD-US-F (240V) | 4200 | 1 |  |  | 0.96 | Solar Inverter |  | INDOOR
SRP10734 | BAODING YINGLI NEW ENERGY RESOURCES CO | YL175(156) | 240 | 27 | 165 | 30 |  | Solar | FIXED | Roof
SRP10734 | SOLECTRIA RENEWABLES | PVI 3000 (208V) | 6000 | 1 |  |  | 0.975 | Solar Inverter |  | INDOOR
SRP10736 | REC SCANMODULE | SCM205 | 245 | 20 | 168 | 38 |  | Solar | FIXED | Roof
SRP10736 | SMA AMERICA | SB3800U (240V) | 3800 | 1 |  |  | 0.96 | Solar Inverter |  | INDOOR
SRP10737 | REC SCANMODULE | SCM205 | 245 | 14 | 166 | 38 |  | Solar | FIXED | Roof
SRP10737 | SMA AMERICA | SB3800U (240V) | 3800 | 1 |  |  | 0.96 | Solar Inverter |  | INDOOR
SRP10738 | CANADIAN SOLAR | CS6P-235PX | 235 | 28 | 273 | 18 |  | Solar | FIXED | Roof
SRP10738 | ENPHASE ENERGY | M200-32-240-S02 | 215 | 28 |  |  | 0.96 | Solar Inverter |  | OUTDOOR
SRP10739 | CANADIAN SOLAR | CS6P-230 | 235 | 20 | 232 | 24 |  | Solar | FIXED | Roof
SRP10739 | ENPHASE ENERGY | M200-32-240-S02 | 215 | 20 |  |  | 0.96 | Solar Inverter |  | OUTDOOR
SRP10740 | CANADIAN SOLAR | CS6P-230 | 235 | 12 | 85 | 15 |  | Solar | FIXED | Roof
SRP10740 | CANADIAN SOLAR | CS6P-230 | 235 | 18 | 265 | 16 |  | Solar | FIXED | Roof
SRP10740 | ENPHASE ENERGY | M175-24-208-S | 215 | 30 |  |  | 0.96 | Solar Inverter |  | OUTDOOR
SRP10741 | CANADIAN SOLAR | CS6P-230 | 235 | 36 | 160 | 19 |  | Solar | FIXED | Roof
SRP10741 | ENPHASE ENERGY | M175-24-208-S | 215 | 36 |  |  | 0.96 | Solar Inverter |  | OUTDOOR
SRP10742 | CANADIAN SOLAR | CS6P-235PX | 235 | 3 | 204 | 27 |  | Solar | FIXED | Roof
SRP10742 | CANADIAN SOLAR | CS6P-235PX | 235 | 14 | 113 | 35 |  | Solar | FIXED | Roof
SRP10742 | ENPHASE ENERGY | M215-60-2LL-S2X | 215 | 17 |  |  | 0.96 | Solar Inverter |  | OUTDOOR
SRP10744 | KYOCERA SOLAR | KD210GX-LP | 220 | 25 | 136 | 36 |  | Solar | FIXED | Roof
SRP10744 | POWER-ONE | PVI-5000-OUTD-US (240 V) | 5000 | 1 |  |  | 0.965 | Solar Inverter |  | INDOOR
SRP10745 | CANADIAN SOLAR | CS6P-230 | 235 | 22 | 356 | 5 |  | Solar | FIXED | Roof
SRP10745 | CANADIAN SOLAR | CS6P-230 | 235 | 12 | 179 | 24 |  | Solar | FIXED | Roof
SRP10745 | ENPHASE ENERGY | M175-24-208-S | 215 | 34 |  |  | 0.96 | Solar Inverter |  | OUTDOOR
SRP10748 | BAODING YINGLI NEW ENERGY RESOURCES CO | YL175(156) | 235 | 8 | 258 | 24 |  | Solar | FIXED | Roof
SRP10748 | BAODING YINGLI NEW ENERGY RESOURCES CO | YL175(156) | 235 | 6 | 78 | 28 |  | Solar | FIXED | Roof
SRP10748 | POWER-ONE | PVI-3000-I-OUTD-US-F (240V) | 3000 | 1 |  |  | 0.96 | Solar Inverter |  | INDOOR
SRP10749 | BAODING YINGLI NEW ENERGY RESOURCES CO | YL175(156) | 240 | 36 | 122 | 34 |  | Solar | FIXED | Roof
SRP10749 | BAODING YINGLI NEW ENERGY RESOURCES CO | YL175(156) | 240 | 10 | 212 | 34 |  | Solar | FIXED | Roof
SRP10749 | SMA AMERICA | SB3000US (240V) | 3000 | 1 |  |  | 0.955 | Solar Inverter |  | INDOOR
SRP10749 | SMA AMERICA | SB7000US (240V) | 7000 | 1 |  |  | 0.96 | Solar Inverter |  | INDOOR
SRP10750 | BAODING YINGLI NEW ENERGY RESOURCES CO | YL175(156) | 235 | 55 | 175 | 16 |  | Solar | FIXED | Roof
SRP10750 | POWER-ONE | PVI-6000-OUTD-US (240 V) | 6000 | 1 |  |  | 0.965 | Solar Inverter |  | INDOOR
SRP10750 | POWER-ONE | PVI-6000-OUTD-US (240 V) | 6000 | 1 |  |  | 0.965 | Solar Inverter |  | INDOOR
SRP10751 | CANADIAN SOLAR | CS6P-230 | 255 | 16 | 165 | 20 |  | Solar | FIXED | Roof
SRP10751 | CANADIAN SOLAR | CS6P-230 | 255 | 16 | 225 | 23 |  | Solar | FIXED | Roof
SRP10751 | SMA AMERICA | SB4000US (240V) | 4000 | 1 |  |  | 0.97 | Solar Inverter |  | Outside
SRP10751 | SMA AMERICA | SB4000US (240V) | 4000 | 1 |  |  | 0.97 | Solar Inverter |  | Outside
SRP10754 | SHARP | ND-181U1 | 235 | 27 | 65 | 18 |  | Solar | FIXED | Roof
SRP10754 | SHARP | JH-3500U | 235 | 12 | 245 | 18 |  | Solar | FIXED | Roof
SRP10754 | ENPHASE ENERGY | M175-24-208-S | 215 | 39 |  |  | 0.96 | Solar Inverter |  | OUTDOOR
SRP10755 | CANADIAN SOLAR | CS6P-230 | 235 | 16 | 154 | 20 |  | Solar | FIXED | Roof
SRP10755 | CANADIAN SOLAR | CS6P-230 | 235 | 16 | 154 | 21 |  | Solar | FIXED | Roof
SRP10755 | ENPHASE ENERGY | M175-24-208-S | 215 | 32 |  |  | 0.96 | Solar Inverter |  | OUTDOOR
SRP10756 | KYOCERA SOLAR | KD210GX-LP | 210 | 1410 | 183 | 35 |  | Solar | FIXED | Ground
SRP10756 | SPIRE SOLAR | SS75 | 220 | 1344 | 183 | 35 |  | Solar | FIXED | Ground
SRP10756 | PV POWERED | PVP100KW-208 | 260000 | 2 |  |  | 0.99 | Solar Inverter |  | OUTDOOR
SRP10758 | CANADIAN SOLAR | CS6P-230 | 235 | 5 | 129 | 27 |  | Solar | FIXED | Roof
SRP10758 | CANADIAN SOLAR | CS6P-230 | 235 | 26 | 129 | 27 |  | Solar | FIXED | Roof
SRP10758 | ENPHASE ENERGY | M175-24-208-S | 215 | 31 |  |  | 0.96 | Solar Inverter |  | OUTDOOR
SRP10759 | YINGLI ENERGY (CHINA) | YL240P-29B | 240 | 24 | 142 | 30 |  | Solar | FIXED | Roof
SRP10759 | SMA AMERICA | SB5000US (240V) | 5000 | 1 |  |  | 0.955 | Solar Inverter |  | INDOOR
SRP10760 | SUNTECH POWER | STP150-24/AB-1 | 190 | 66 | 135 | 10 |  | Solar | FIXED | Roof
SRP10760 | SMA AMERICA | SB7000US (240V) | 6000 | 1 |  |  | 0.97 | Solar Inverter |  | OUTDOOR
SRP10760 | SMA AMERICA | ST42 (277V) | 6000 | 1 |  |  | 0.97 | Solar Inverter |  | OUTDOOR
SRP10761 | TRINA SOLAR | TSM-235PA05 | 235 | 36 | 108 | 15 |  | Solar | FIXED | Roof
SRP10761 | SMA AMERICA | SB7000US (240V) | 7000 | 1 |  |  | 0.969 | Solar Inverter |  | OUTDOOR
SRP10762 | ET SOLAR INDUSTRY | ET-A-P672285 | 285 | 58 | 181 | 28 |  | Solar | FIXED | Ground
SRP10762 | SMA AMERICA | SB5000US (240V) | 5000 | 1 |  |  | 0.968 | Solar Inverter |  | OUTDOOR
SRP10762 | SMA AMERICA | SB5000US (240V) | 5000 | 2 |  |  | 0.968 | Solar Inverter |  | OUTDOOR
SRP10763 | UNKNOWN | UNKNOWN | 250 | 21 | 93 | 34 |  | Solar | FIXED | Roof
SRP10763 | UNKNOWN | UNKNOWN | 250 | 79 | 183 | 37 |  | Solar | FIXED | Roof
SRP10763 | ENPHASE ENERGY | M175-24-208-S | 215 | 100 |  |  | 0.96 | Solar Inverter |  | OUTDOOR
SRP10764 | MATRIX SOLAR/PHOTOWATT | PW1000-100 | 250 | 20 | 265 | 37 |  | Solar | FIXED | Roof
SRP10764 | MATRIX SOLAR/PHOTOWATT | PW1000-100 | 250 | 12 | 175 | 42 |  | Solar | FIXED | Roof
SRP10764 | ENPHASE ENERGY | M175-24-208-S | 215 | 32 |  |  | 0.96 | Solar Inverter |  | OUTDOOR
SRP10766 | SHARP | NT-R5E1U | 240 | 13 | 96 | 13 |  | Solar | FIXED | Roof
SRP10766 | FRONIUS USA |  | 3000 | 1 |  |  | 0.962 | Solar Inverter |  | INDOOR
SRP10767 | SCHUCO USA |  | 260 | 13 | 127 | 37 |  | Solar | FIXED | Roof
SRP10767 | SCHUCO USA |  | 260 | 39 | 217 | 37 |  | Solar | FIXED | Roof
SRP10767 | SMA AMERICA | SB4000US (240V) | 4000 | 1 |  |  | 0.965 | Solar Inverter |  | Inside
SRP10767 | SMA AMERICA | SB4000US (240V) | 4000 | 1 |  |  | 0.965 | Solar Inverter |  | Inside
SRP10767 | SMA AMERICA | SB6000US (240V) | 6000 | 1 |  |  | 0.965 | Solar Inverter |  | Inside
SRP10768 | SUNPOWER | SPR-290-WHT-U | 245 | 44 | 230 | 30 |  | Solar | FIXED | Roof
SRP10768 | SUNPOWER CORP (ORIGINAL MFRSMA) | SPR-3000M (240V) | 3000 | 1 |  |  | 0.965 | Solar Inverter |  | INDOOR
SRP10768 | SUNPOWER CORP (ORIGINAL MFRSMA) | SPR-6000M (240V) | 6000 | 1 |  |  | 0.97 | Solar Inverter |  | INDOOR
SRP10769 | CONERGY AG | S 175MU | 240 | 164 | 168 | 20 |  | Solar | FIXED | Roof
SRP10769 | ENPHASE ENERGY | M175-24-208-S | 215 | 164 |  |  | 0.96 | Solar Inverter |  | OUTDOOR
SRP10770 | CANADIAN SOLAR | CS6P-230 | 235 | 28 | 180 | 37 |  | Solar | FIXED | Roof
SRP10770 | ENPHASE ENERGY | M200-32-240-S02 | 215 | 28 |  |  | 0.963 | Solar Inverter |  | OUTDOOR
SRP10771 | CHANGZHOU TRINA SOLAR ENERGY CO | TSM-185D | 240 | 48 | 136 | 20 |  | Solar | FIXED | Roof
SRP10771 | SMA AMERICA | SB5000US | 5000 | 1 |  |  | 0.968 | Solar Inverter |  | OUTDOOR
SRP10771 | SMA AMERICA | SB5000US | 5000 | 1 |  |  | 0.968 | Solar Inverter |  | OUTDOOR
SRP10772 | CANADIAN SOLAR | CS4C-100 | 235 | 6 | 127 | 19 |  | Solar | FIXED | Roof
SRP10772 | CANADIAN SOLAR | CS4C-100 | 235 | 4 | 127 | 37 |  | Solar | FIXED | Roof
SRP10772 | CANADIAN SOLAR | CS4C-100 | 235 | 6 | 127 | 37 |  | Solar | FIXED | Roof
SRP10772 | ENPHASE ENERGY | M175-24-208-S | 215 | 16 |  |  | 0.96 | Solar Inverter |  | OUTDOOR
SRP10773 | TRINA SOLAR | TSM-240PA05.10 | 240 | 36 | 135 | 18 |  | Solar | FIXED | Roof
SRP10773 | TRINA SOLAR | TSM-240PA05.10 | 240 | 15 | 135 | 30 |  | Solar | FIXED | Roof
SRP10773 | ENPHASE ENERGY | M215-60-2LL-S2X | 215 | 51 |  |  | 0.96 | Solar Inverter |  | OUTDOOR
SRP10774 | CANADIAN SOLAR | CS4C-100 | 230 | 60 | 274 | 18.4 |  | Solar | FIXED | Roof
SRP10774 | SMA AMERICA | SB6000U (240V) | 6000 | 1 |  |  | 0.98 | Solar Inverter |  | INDOOR
SRP10774 | SMA AMERICA | SB7000US (277V) | 8000 | 1 |  |  | 0.98 | Solar Inverter |  | INDOOR
SRP10775 | CHANGZHOU TRINA SOLAR ENERGY CO | TSM-160D | 245 | 31 | 128 | 19 |  | Solar | FIXED | Roof
SRP10775 | CHANGZHOU TRINA SOLAR ENERGY CO | TSM-160D | 245 | 8 | 128 | 37 |  | Solar | FIXED | Roof
SRP10775 | CHANGZHOU TRINA SOLAR ENERGY CO | TSM-160D | 245 | 34 | 218 | 37 |  | Solar | FIXED | Roof
SRP10775 | SMA AMERICA | SB1100U-SBD | 2000 | 2 |  |  | 0.973 | Solar Inverter |  | INDOOR
SRP10775 | SMA AMERICA | SB3000US (208V) | 2500 | 1 |  |  | 0.973 | Solar Inverter |  | INDOOR
SRP10775 | SMA AMERICA | SB5000US (240V) | 5000 | 2 |  |  | 0.968 | Solar Inverter |  | INDOOR
SRP10776 | CHANGZHOU TRINA SOLAR ENERGY CO | TSM-185D | 240 | 34 | 148 | 32 |  | Solar | FIXED | Roof
SRP10776 | ENPHASE ENERGY | M175-24-208-S | 215 | 34 |  |  | 0.963 | Solar Inverter |  | OUTDOOR
SRP10777 | CHANGZHOU TRINA SOLAR ENERGY CO | TSM-160D | 240 | 13 | 149 | 34 |  | Solar | FIXED | Roof
SRP10777 | ENPHASE ENERGY | M175-24-208-S | 215 | 13 |  |  | 0.963 | Solar Inverter |  | OUTDOOR
SRP10778 | SUNPOWER | SPR-230-WHT-U | 230 | 20 | 158 | 22 |  | Solar | FIXED | Roof
SRP10778 | SUNPOWER | SPR-230-WHT-U | 230 | 16 | 248 | 22 |  | Solar | FIXED | Roof
SRP10778 | SUNPOWER CORP (ORIGINAL MFRSMA) | SPR-3000M (240V) | 3000 | 1 |  |  | 0.95 | Solar Inverter |  | OUTDOOR
SRP10778 | SUNPOWER CORP (ORIGINAL MFRSMA) | SPR-4000M (240V) | 4000 | 1 |  |  | 0.95 | Solar Inverter |  | OUTDOOR
SRP10779 | SUNPOWER | SPR-230-WHT-U | 240 | 18 | 180 | 27 |  | Solar | FIXED | Roof
SRP10779 | SUNPOWER | SPR-230-WHT-U | 240 | 10 | 270 | 27 |  | Solar | FIXED | Roof
SRP10779 | SUNPOWER CORP (ORIGINAL MFRSMA) | SPR-3000M (208V) | 3800 | 1 |  |  | 0.95 | Solar Inverter |  | OUTDOOR
SRP10779 | SUNPOWER CORP (ORIGINAL MFRSMA) | SPR-3000M (208V) | 3800 | 1 |  |  | 0.95 | Solar Inverter |  | OUTDOOR
SRP10780 | CANADIAN SOLAR | CS6P-230 | 235 | 25 | 123 | 29 |  | Solar | FIXED | Roof
SRP10780 | ENPHASE ENERGY | M175-24-208-S | 215 | 25 |  |  | 0.96 | Solar Inverter |  | OUTDOOR
SRP10781 | CANADIAN SOLAR | CS6P-230 | 235 | 9 | 176 | 17 |  | Solar | FIXED | Roof
SRP10781 | ENPHASE ENERGY | M175-24-208-S | 215 | 9 |  |  | 0.96 | Solar Inverter |  | OUTDOOR
SRP10785 | MATRIX SOLAR/PHOTOWATT | PW1650-175 | 235 | 30 | 140 | 40 |  | Solar | FIXED | Roof
SRP10785 | ENPHASE ENERGY | M200-32-208-S01 | 215 | 30 |  |  | 0.96 | Solar Inverter |  | OUTDOOR
SRP10787 | KYOCERA SOLAR | KD210GX-LP | 220 | 13 | 200 | 34 |  | Solar | FIXED | Roof
SRP10787 | KYOCERA SOLAR | KD210GX-LP | 220 | 13 | 200 | 39 |  | Solar | FIXED | Roof
SRP10787 | SMA AMERICA | SB5000US | 5000 | 1 |  |  | 0.965 | Solar Inverter |  | INDOOR
SRP10788 | KYOCERA SOLAR | KC120-1 | 215 | 31 | 165 | 20 |  | Solar | FIXED | Roof
SRP10788 | POWER-ONE | PVI-6000-OUTD-US (240 V) | 6000 | 1 |  |  | 0.965 | Solar Inverter |  | Inside
SRP10789 | KYOCERA SOLAR | KC120-1 | 215 | 39 | 203 | 22 |  | Solar | FIXED | Roof
SRP10789 | SMA AMERICA | SB3000US (240V) | 3000 | 1 |  |  | 0.955 | Solar Inverter |  | Inside
SRP10789 | SMA AMERICA | SB5000US (240V) | 5000 | 1 |  |  | 0.955 | Solar Inverter |  | Inside
SRP10791 | BAODING YINGLI NEW ENERGY RESOURCES CO | 110(17)P1447X663 | 240 | 338 | 209 | 5 |  | Solar | FIXED | Roof
SRP10791 | PV POWERED | PVP30KW-LV-480 | 35000 | 2 |  |  | 0.97 | Solar Inverter |  | Outside
SRP10792 | TRINA SOLAR | TSM-240PA05 | 240 | 26 | 180 | 30 |  | Solar | FIXED | Roof
SRP10792 | ENPHASE ENERGY | M215-60-2LL-S2X | 215 | 26 |  |  | 0.96 | Solar Inverter |  | Inside
SRP10793 | CHANGZHOU TRINA SOLAR ENERGY CO | TSM-185D | 240 | 16 | 109 | 30 |  | Solar | FIXED | Roof
SRP10793 | CHANGZHOU TRINA SOLAR ENERGY CO | TSM-185D | 240 | 16 | 203 | 30 |  | Solar | FIXED | Roof
SRP10793 | ENPHASE ENERGY | M200-32-240-S02 | 215 | 32 |  |  | 0.96 | Solar Inverter |  | Inside
SRP10794 | CANADIAN SOLAR | CS4C-100 | 235 | 25 | 252 | 20 |  | Solar | FIXED | Roof
SRP10794 | CANADIAN SOLAR | CS4C-100 | 235 | 6 | 252 | 24 |  | Solar | FIXED | Roof
SRP10794 | ENPHASE ENERGY | M175-24-208-S | 215 | 6 |  |  | 0.96 | Solar Inverter |  | OUTDOOR
SRP10794 | ENPHASE ENERGY | M175-24-208-S | 215 | 25 |  |  | 0.96 | Solar Inverter |  | OUTDOOR
SRP10796 | MATRIX SOLAR/PHOTOWATT | PW1650-175 | 250 | 18 | 248 | 10 |  | Solar | FIXED | Roof
SRP10796 | PV POWERED | PVP4800 | 4800 | 1 |  |  | 0.96 | Solar Inverter |  | OUTDOOR
SRP10797 | UNKNOWN | UNKNOWN | 250 | 14 | 266 | 36 |  | Solar | FIXED | Roof
SRP10797 | UNKNOWN | UNKNOWN | 250 | 32 | 176 | 38 |  | Solar | FIXED | Roof
SRP10797 | PV POWERED | PVP3000 | 3000 | 1 |  |  | 0.935 | Solar Inverter |  | INDOOR
SRP10797 | PV POWERED | PVP3500 | 3500 | 2 |  |  | 0.955 | Solar Inverter |  | INDOOR
SRP10798 | MATRIX SOLAR/PHOTOWATT | PW1650-175 | 250 | 34 | 93 | 37 |  | Solar | FIXED | Roof
SRP10798 | MATRIX SOLAR/PHOTOWATT | PW1650-175 | 250 | 34 | 273 | 37 |  | Solar | FIXED | Roof
SRP10798 | SMA AMERICA | SB5000US (240V) | 5000 | 1 |  |  | 0.968 | Solar Inverter |  | INDOOR
SRP10798 | SMA AMERICA | SB6000U (240V) | 6000 | 2 |  |  | 0.97 | Solar Inverter |  | INDOOR
SRP10799 | SUNPOWER | SPR-230-WHT-U | 245 | 48 | 157 | 27 |  | Solar | FIXED | Roof
SRP10799 | SUNPOWER CORP (ORIGINAL MFRSMA) | SPR-4000M (240V) | 4000 | 1 |  |  | 0.968 | Solar Inverter |  | INDOOR
SRP10799 | SUNPOWER CORP (ORIGINAL MFRSMA) | SPR-7000M (240V) | 7000 | 1 |  |  | 0.971 | Solar Inverter |  | INDOOR
SRP10800 | CHANGZHOU TRINA SOLAR ENERGY CO | TSM-160D | 235 | 58 | 154 | 18 |  | Solar | FIXED | Roof
SRP10800 | SMA AMERICA | SB5000US (240V) | 5000 | 1 |  |  | 0.968 | Solar Inverter |  | OUTDOOR
SRP10800 | SMA AMERICA | SB7000US (240V) | 8000 | 1 |  |  | 0.983 | Solar Inverter |  | OUTDOOR
SRP10801 | CHANGZHOU TRINA SOLAR ENERGY CO | TSM-160D | 235 | 18 | 183 | 17 |  | Solar | FIXED | Roof
SRP10801 | ENPHASE ENERGY | M200-32-240-S02 | 215 | 18 |  |  | 0.96 | Solar Inverter |  | Inside
SRP10802 | CHANGZHOU TRINA SOLAR ENERGY CO | TSM-160D | 240 | 20 | 180 | 40 |  | Solar | FIXED | Roof
SRP10802 | SMA AMERICA | SB4000US (208V) | 4000 | 1 |  |  | 0.968 | Solar Inverter |  | INDOOR
SRP10805 | CHANGZHOU TRINA SOLAR ENERGY CO | TSM-185D | 240 | 26 | 189 | 18 |  | Solar | FIXED | Roof
SRP10805 | SMA AMERICA | SB6000U (240V) | 6000 | 1 |  |  | 0.968 | Solar Inverter |  | OUTDOOR
SRP10806 | UNKNOWN | UNKNOWN | 250 | 42 | 156 | 36 |  | Solar | FIXED | Roof
SRP10806 | PV POWERED | PVP4800 | 4800 | 1 |  |  | 0.96 | Solar Inverter |  | INDOOR
SRP10806 | PV POWERED | PVP4800 | 4800 | 1 |  |  | 0.96 | Solar Inverter |  | INDOOR
SRP10807 | MATRIX SOLAR/PHOTOWATT | PW1650-175 | 245 | 12 | 216 | 26 |  | Solar | FIXED | Roof
SRP10807 | MATRIX SOLAR/PHOTOWATT | PW1650-175 | 245 | 8 | 216 | 36 |  | Solar | FIXED | Roof
SRP10807 | POWER-ONE | PVI-5000-OUTD-US (240 V) | 4200 | 1 |  |  | 0.96 | Solar Inverter |  | Inside
SRP10808 | SUNTECH POWER | STP210-18/UB-1 | 280 | 1298 | 164 | 10 |  | Solar | FIXED | Roof
SRP10808 | PV POWERED | PVP30KW-480 | 35000 | 1 |  |  | 0.96 | Solar Inverter |  | OUTDOOR
SRP10808 | PV POWERED | PVP2500 | 260000 | 1 |  |  | 0.96 | Solar Inverter |  | OUTDOOR
SRP10809 | SILIKEN MANUFACTURING USA | SLK60P6L 233 WP | 245 | 55 | 212.4 | 26 |  | Solar | FIXED | Roof
SRP10809 | SOLECTRIA RENEWABLES | PVI 5300-P (240V) | 7500 | 2 |  |  | 0.96 | Solar Inverter |  | Inside
SRP10810 | UNKNOWN | UNKNOWN | 250 | 25 | 140.3 | 30 |  | Solar | FIXED | Roof
SRP10810 | PV POWERED | PVP2500 | 2500 | 1 |  |  | 0.945 | Solar Inverter |  | INDOOR
SRP10810 | PV POWERED | PVP3000 | 3000 | 1 |  |  | 0.935 | Solar Inverter |  | INDOOR
SRP10811 | MATRIX SOLAR/PHOTOWATT | PW1000-100 | 250 | 40 | 143 | 30 |  | Solar | FIXED | Roof
SRP10811 | PV POWERED | PVP2500 | 2500 | 2 |  |  | 0.945 | Solar Inverter |  | INDOOR
SRP10811 | PV POWERED | PVP4800 | 4800 | 1 |  |  | 0.96 | Solar Inverter |  | INDOOR
SRP10812 | UNKNOWN | UNKNOWN | 250 | 34 | 227.2 | 30 |  | Solar | FIXED | Roof
SRP10812 | PV POWERED | PVP3000 | 3000 | 1 |  |  | 0.935 | Solar Inverter |  | INDOOR
SRP10812 | PV POWERED | PVP4800 | 4800 | 1 |  |  | 0.96 | Solar Inverter |  | INDOOR
SRP10813 | CHANGZHOU TRINA SOLAR ENERGY CO | TSM-185D | 240 | 16 | 167 | 39 |  | Solar | FIXED | Roof
SRP10813 | PV POWERED | PVP3500 | 3500 | 1 |  |  | 0.955 | Solar Inverter |  | OUTDOOR
SRP10814 | MATRIX SOLAR/PHOTOWATT | PW1000-100 | 250 | 18 | 110 | 21 |  | Solar | FIXED | Roof
SRP10814 | MATRIX SOLAR/PHOTOWATT | PW1000-100 | 250 | 8 | 200 | 21 |  | Solar | FIXED | Roof
SRP10814 | PV POWERED | PVP2000 | 2000 | 1 |  |  | 0.92 | Solar Inverter |  | INDOOR
SRP10814 | PV POWERED | PVP4800 | 4800 | 1 |  |  | 0.96 | Solar Inverter |  | INDOOR
SRP10815 | UNKNOWN | UNKNOWN | 245 | 16 | 165 | 28 |  | Solar | FIXED | Roof
SRP10815 | POWER-ONE | PVI-3600-OUTD-US-F (240V) | 3600 | 1 |  |  | 0.96 | Solar Inverter |  | OUTDOOR
SRP10816 | BAODING YINGLI NEW ENERGY RESOURCES CO | YL175(156) | 240 | 156 | 217 | 5 |  | Solar | FIXED | Roof
SRP10816 | FRONIUS USA |  | 10000 | 3 |  |  | 0.96 | Solar Inverter |  | INDOOR
SRP10817 | CHANGZHOU TRINA SOLAR ENERGY CO | TSM-160D | 235 | 25 | 171 | 32 |  | Solar | FIXED | Roof
SRP10817 | POWER-ONE | PVI-6000-OUTD-US (240 V) | 6000 | 1 |  |  | 0.96 | Solar Inverter |  | OUTDOOR
SRP10818 | UNKNOWN | UNKNOWN | 250 | 24 | 83.4 | 20 |  | Solar | FIXED | Roof
SRP10818 | UNKNOWN | UNKNOWN | 250 | 42 | 263.4 | 20 |  | Solar | FIXED | Roof
SRP10818 | PV POWERED | PVP4800 | 4800 | 1 |  |  | 0.96 | Solar Inverter |  | Outside
SRP10818 | PV POWERED | PVP4800 | 4800 | 1 |  |  | 0.96 | Solar Inverter |  | Outside
SRP10818 | SMA AMERICA | SB6000U (240V) | 6000 | 1 |  |  | 0.97 | Solar Inverter |  | Outside
SRP10819 | UNKNOWN | UNKNOWN | 250 | 28 | 216 | 25 |  | Solar | FIXED | Roof
SRP10819 | PV POWERED | PVP3000 | 3000 | 2 |  |  | 0.935 | Solar Inverter |  | INDOOR
SRP10820 | UNKNOWN | UNKNOWN | 250 | 42 | 243.2 | 25 |  | Solar | FIXED | Roof
SRP10820 | PV POWERED | PVP4800 | 4800 | 1 |  |  | 0.96 | Solar Inverter |  | OUTDOOR
SRP10820 | PV POWERED | PVP4800 | 4800 | 1 |  |  | 0.96 | Solar Inverter |  | OUTDOOR
SRP10821 | TRINA SOLAR | TSM-245PA05.05 | 245 | 923 | 225 | 5 |  | Solar | FIXED | Roof
SRP10821 | ADVANCED ENERGY INDUSTRIES | AE 100TX-208 | 100000 | 2 |  |  | 0.96 | Solar Inverter |  | Outside
SRP10822 | MATRIX SOLAR/PHOTOWATT | PW1650-175 | 250 | 14 | 176.6 | 20 |  | Solar | FIXED | Roof
SRP10822 | MATRIX SOLAR/PHOTOWATT | PW1650-175 | 250 | 12 | 266.6 | 20 |  | Solar | FIXED | Roof
SRP10822 | PV POWERED | PVP2500 | 2500 | 1 |  |  | 0.945 | Solar Inverter |  | OUTDOOR
SRP10822 | PV POWERED | PVP3000 | 3000 | 1 |  |  | 0.935 | Solar Inverter |  | OUTDOOR
SRP10823 | UNKNOWN | UNKNOWN | 250 | 60 | 180 | 30 |  | Solar | FIXED | Ground
SRP10823 | PV POWERED | PVP3500 | 3500 | 1 |  |  | 0.955 | Solar Inverter |  | OUTDOOR
SRP10823 | PV POWERED | PVP4800 | 4800 | 2 |  |  | 0.96 | Solar Inverter |  | OUTDOOR
SRP10824 | BAODING YINGLI NEW ENERGY RESOURCES CO | YL175(156) | 240 | 260 | 159 | 5 |  | Solar | FIXED | Roof
SRP10824 | ADVANCED ENERGY INDUSTRIES | 3159000-104 | 50000 | 1 |  |  | 0.96 | Solar Inverter |  | OUTDOOR
SRP10825 | UNKNOWN | UNKNOWN | 250 | 12 | 153.7 | 30 |  | Solar | FIXED | Roof
SRP10825 | UNKNOWN | UNKNOWN | 250 | 8 | 243.7 | 35 |  | Solar | FIXED | Roof
SRP10825 | PV POWERED | PVP2000 | 2000 | 1 |  |  | 0.92 | Solar Inverter |  | INDOOR
SRP10825 | PV POWERED | PVP2500 | 2500 | 1 |  |  | 0.945 | Solar Inverter |  | INDOOR
SRP10826 | UNKNOWN | UNKNOWN | 250 | 26 | 145.5 | 20 |  | Solar | FIXED | Roof
SRP10826 | SMA AMERICA | SB6000U (240V) | 6000 | 1 |  |  | 0.97 | Solar Inverter |  | INDOOR
SRP10827 | CHANGZHOU TRINA SOLAR ENERGY CO | TSM-185D | 235 | 24 | 248 | 25 |  | Solar | FIXED | Roof
SRP10827 | CHANGZHOU TRINA SOLAR ENERGY CO | TSM-185D | 235 | 26 | 158 | 35 |  | Solar | FIXED | Roof
SRP10827 | SMA AMERICA | SB5000US | 5000 | 1 |  |  | 0.968 | Solar Inverter |  | OUTDOOR
SRP10827 | SMA AMERICA | SB6000U (240V) | 6000 | 1 |  |  | 0.968 | Solar Inverter |  | Outside
SRP10828 | CHANGZHOU TRINA SOLAR ENERGY CO | TSM-185D | 230 | 28 | 174 | 20 |  | Solar | FIXED | Roof
SRP10828 | SMA AMERICA | SB6000U (240V) | 6000 | 1 |  |  | 0.968 | Solar Inverter |  | OUTDOOR
SRP10829 | CHANGZHOU TRINA SOLAR ENERGY CO | TSM-185D | 235 | 20 | 124 | 27 |  | Solar | FIXED | Roof
SRP10829 | CHANGZHOU TRINA SOLAR ENERGY CO | TSM-185D | 235 | 12 | 204 | 45 |  | Solar | FIXED | Roof
SRP10829 | ENPHASE ENERGY | M200-32-208-S01 | 215 | 32 |  |  | 0.96 | Solar Inverter |  | OUTDOOR
SRP10830 | SUNTECH POWER | STP210S-18/UB-1 | 275 | 1012 | 195.5 | 10 |  | Solar | FIXED | Roof
SRP10830 | PV POWERED | PVP30KW-208 | 260000 | 1 |  |  | 0.97 | Solar Inverter |  | OUTDOOR
SRP10831 | CHANGZHOU TRINA SOLAR ENERGY CO | TSM-185D | 235 | 26 | 207 | 19 |  | Solar | FIXED | Roof
SRP10831 | SMA AMERICA | SB6000U (240V) | 6000 | 1 |  |  | 0.968 | Solar Inverter |  | OUTDOOR
SRP10832 | CHANGZHOU TRINA SOLAR ENERGY CO | TSM-185D | 235 | 19 | 215 | 28 |  | Solar | FIXED | Roof
SRP10832 | ENPHASE ENERGY | M200-32-208-S01 | 215 | 19 |  |  | 0.96 | Solar Inverter |  | Outside
SRP10833 | CHANGZHOU TRINA SOLAR ENERGY CO | TSM-185D | 235 | 36 | 118 | 19 |  | Solar | FIXED | Roof
SRP10833 | SMA AMERICA | SB7000US (240V) | 8000 | 1 |  |  | 0.963 | Solar Inverter |  | INDOOR
SRP10834 | CHANGZHOU TRINA SOLAR ENERGY CO | TSM-185D | 240 | 10 | 120 | 30 |  | Solar | FIXED | Roof
SRP10834 | CHANGZHOU TRINA SOLAR ENERGY CO | TSM-185D | 240 | 12 | 210 | 30 |  | Solar | FIXED | Roof
SRP10834 | SMA AMERICA | SB1100U | 2000 | 1 |  |  | 0.96 | Solar Inverter |  | OUTDOOR
SRP10834 | SMA AMERICA | SB3000US (240V) | 3000 | 1 |  |  | 0.96 | Solar Inverter |  | OUTDOOR
SRP10835 | CHANGZHOU TRINA SOLAR ENERGY CO | TSM-185D | 235 | 33 | 157 | 26 |  | Solar | FIXED | Roof
SRP10835 | SMA AMERICA | SB7000US (240V) | 7000 | 1 |  |  | 0.969 | Solar Inverter |  | OUTDOOR
SRP10836 | CHANGZHOU TRINA SOLAR ENERGY CO | TSM-185D | 235 | 72 | 184 | 34 |  | Solar | FIXED | Roof
SRP10836 | SMA AMERICA | SB7000US (240V) | 7000 | 1 |  |  | 0.969 | Solar Inverter |  | OUTDOOR
SRP10836 | SMA AMERICA | SB7000US (208V) | 8000 | 1 |  |  | 0.963 | Solar Inverter |  | OUTDOOR
SRP10837 | CHANGZHOU TRINA SOLAR ENERGY CO | TSM-185D | 230 | 32 | 170 | 22 |  | Solar | FIXED | Roof
SRP10837 | FRONIUS USA | IG 3000 | 3000 | 1 |  |  | 0.94 | Solar Inverter |  | OUTDOOR
SRP10837 | FRONIUS USA | IG 4000 | 4000 | 1 |  |  | 0.94 | Solar Inverter |  | OUTDOOR
SRP10838 | CHANGZHOU TRINA SOLAR ENERGY CO | TSM-185D | 230 | 45 | 212 | 24 |  | Solar | FIXED | Roof
SRP10838 | ENPHASE ENERGY | M200-32-208-S01 | 215 | 45 |  |  | 0.96 | Solar Inverter |  | OUTDOOR
SRP10839 | CANADIAN SOLAR | CS6P-235PX | 235 | 2 | 216 | 7 |  | Solar | FIXED | Roof
SRP10839 | CANADIAN SOLAR | CS6P-235PX | 235 | 15 | 126 | 35 |  | Solar | FIXED | Roof
SRP10839 | ENPHASE ENERGY | M215-60-2LL-S2X | 215 | 17 |  |  | 0.96 | Solar Inverter |  | OUTDOOR
SRP10840 | CANADIAN SOLAR | CS6P-230 | 235 | 11 | 143 | 16 |  | Solar | FIXED | Roof
SRP10840 | CANADIAN SOLAR | CS6P-230 | 235 | 14 | 233 | 16 |  | Solar | FIXED | Roof
SRP10840 | ENPHASE ENERGY | M200-32-208-S01 | 215 | 25 |  |  | 0.96 | Solar Inverter |  | OUTDOOR
SRP10841 | CANADIAN SOLAR | CS6P-230 | 235 | 12 | 156 | 16 |  | Solar | FIXED | Roof
SRP10841 | ENPHASE ENERGY | M200-32-208-S01 | 215 | 12 |  |  | 0.96 | Solar Inverter |  | OUTDOOR
SRP10843 | CANADIAN SOLAR | CS6P-230 | 235 | 12 | 127 | 20 |  | Solar | FIXED | Roof
SRP10843 | CANADIAN SOLAR | CS6P-230 | 235 | 10 | 217 | 20 |  | Solar | FIXED | Roof
SRP10843 | ENPHASE ENERGY | M200-32-208-S01 | 215 | 22 |  |  | 0.96 | Solar Inverter |  | OUTDOOR
SRP10844 | CANADIAN SOLAR | CS6P-230 | 235 | 5 | 216 | 23 |  | Solar | FIXED | Roof
SRP10844 | CANADIAN SOLAR | CS6P-230 | 235 | 15 | 216 | 25 |  | Solar | FIXED | Roof
SRP10844 | ENPHASE ENERGY | M200-32-208-S01 | 215 | 20 |  |  | 0.96 | Solar Inverter |  | OUTDOOR
SRP10845 | SCHUCO USA | MPE 240 PS 08 | 240 | 13 | 122 | 34 |  | Solar | FIXED | Roof
SRP10845 | SMA AMERICA | SB4000US (240V) | 4000 | 1 |  |  | 0.965 | Solar Inverter |  | OUTDOOR
SRP10846 | CHANGZHOU TRINA SOLAR ENERGY CO | TSM-185D | 235 | 33 | 182 | 18 |  | Solar | FIXED | Roof
SRP10846 | ENPHASE ENERGY | M200-32-240-S02 | 215 | 16 |  |  | 0.965 | Solar Inverter |  | OUTDOOR
SRP10846 | ENPHASE ENERGY | M200-32-240-S02 | 215 | 17 |  |  | 0.965 | Solar Inverter |  | OUTDOOR
SRP10847 | SCHUCO USA |  | 260 | 13 | 195 | 36 |  | Solar | FIXED | Roof
SRP10847 | SMA AMERICA | SB4000US (240V) | 4000 | 1 |  |  | 0.965 | Solar Inverter |  | OUTDOOR
SRP10848 | SUNTECH POWER | STP210S-18/UB-1 | 275 | 176 | 224 | 10 |  | Solar | FIXED | Roof
SRP10848 | PV POWERED | PVP5200 | 50000 | 1 |  |  | 0.97 | Solar Inverter |  | OUTDOOR
SRP10850 | ISOFOTON | I-165 | 250 | 32 | 232.6 | 34 |  | Solar | FIXED | Roof
SRP10850 | PV POWERED | PVP3000 | 3000 | 1 |  |  | 0.935 | Solar Inverter |  | INDOOR
SRP10850 | PV POWERED | PVP4800 | 4800 | 1 |  |  | 0.96 | Solar Inverter |  | INDOOR
SRP10851 | UNKNOWN | UNKNOWN | 250 | 24 | 127.1 | 35 |  | Solar | FIXED | Roof
SRP10851 | SMA AMERICA | SB6000U (240V) | 6000 | 1 |  |  | 0.97 | Solar Inverter |  | INDOOR
SRP10852 | UNKNOWN | UNKNOWN | 250 | 40 | 254 | 33 |  | Solar | FIXED | Roof
SRP10852 | PV POWERED | PVP4800 | 4800 | 1 |  |  | 0.96 | Solar Inverter |  | INDOOR
SRP10852 | PV POWERED | PVP4800 | 4800 | 1 |  |  | 0.96 | Solar Inverter |  | INDOOR
SRP10853 | UNKNOWN | UNKNOWN | 250 | 26 | 258.5 | 35 |  | Solar | FIXED | Roof
SRP10853 | SMA AMERICA | SB6000U (240V) | 6000 | 1 |  |  | 0.97 | Solar Inverter |  | INDOOR
SRP10854 | MATRIX SOLAR/PHOTOWATT | PW1000-100 | 250 | 18 | 144.3 | 20 |  | Solar | FIXED | Roof
SRP10854 | MATRIX SOLAR/PHOTOWATT | PW1000-100 | 250 | 8 | 234.3 | 20 |  | Solar | FIXED | Roof
SRP10854 | PV POWERED | PVP3000 | 3000 | 1 |  |  | 0.935 | Solar Inverter |  | OUTDOOR
SRP10854 | PV POWERED | PVP4800 | 4800 | 1 |  |  | 0.96 | Solar Inverter |  | OUTDOOR
SRP10855 | UNKNOWN | UNKNOWN | 250 | 14 | 115 | 9 |  | Solar | FIXED | Roof
SRP10855 | UNKNOWN | UNKNOWN | 250 | 14 | 115 | 30 |  | Solar | FIXED | Roof
SRP10855 | PV POWERED | PVP3000 | 3000 | 2 |  |  | 0.935 | Solar Inverter |  | Outside
SRP10856 | UNKNOWN | UNKNOWN | 255 | 18 | 210 | 34 |  | Solar | FIXED | Roof
SRP10856 | SMA AMERICA | SB3000US (240V) | 3000 | 2 |  |  | 0.95 | Solar Inverter |  | OUTDOOR
SRP10858 | CONERGY AG | S 175MU | 240 | 11 | 147 | 26 |  | Solar | FIXED | Roof
SRP10858 | SMA AMERICA | SB3000US (240V) | 3000 | 1 |  |  | 0.95 | Solar Inverter |  | OUTDOOR
SRP10859 | TRINA SOLAR | TSM-240PA05.10 | 240 | 10 | 101 | 30 |  | Solar | FIXED | Roof
SRP10859 | TRINA SOLAR | TSM-240PA05.10 | 240 | 12 | 185.3 | 30 |  | Solar | FIXED | Roof
SRP10859 | ENPHASE ENERGY | M215-60-2LL-S2X | 215 | 22 |  |  | 0.96 | Solar Inverter |  | OUTDOOR
SRP10860 | MATRIX SOLAR/PHOTOWATT | PW1650-175 | 245 | 25 | 260 | 26 |  | Solar | FIXED | Roof
SRP10860 | POWER-ONE | PVI-5000-OUTD-US (240 V) | 5000 | 1 |  |  | 0.96 | Solar Inverter |  | OUTDOOR
SRP10861 | CHANGZHOU TRINA SOLAR ENERGY CO | TSM-185D | 240 | 6 | 220 | 32 |  | Solar | FIXED | Roof
SRP10861 | CHANGZHOU TRINA SOLAR ENERGY CO | TSM-185D | 240 | 23 | 220 | 32 |  | Solar | FIXED | Roof
SRP10861 | POWER-ONE | PVI-6000-OUTD-US (240 V) | 6000 | 1 |  |  | 0.96 | Solar Inverter |  | Inside
SRP10862 | CHANGZHOU TRINA SOLAR ENERGY CO | TSM-185D | 235 | 30 | 162 | 22 |  | Solar | FIXED | Roof
SRP10862 | SMA AMERICA | SB6000U (240V) | 6000 | 1 |  |  | 0.96 | Solar Inverter |  | OUTDOOR
SRP10863 | SUNIVA | OPT260-60-4-100 | 260 | 20 | 155 | 27 |  | Solar | FIXED | Roof
SRP10863 | SMA AMERICA | SB3000US (240V) | 3000 | 2 |  |  | 0.965 | Solar Inverter |  | Outside
SRP10865 | SUNPOWER | SPR-315E-WHT-U | 327 | 26 | 260 | 36 |  | Solar | FIXED | Roof
SRP10865 | SUNPOWER CORP (ORIGINAL MFRSMA) | SPR-4000M (240V) | 4000 | 1 |  |  | 0.965 | Solar Inverter |  | OUTDOOR
SRP10865 | SUNPOWER CORP (ORIGINAL MFRSMA) | SPR-4000M (240V) | 4000 | 1 |  |  | 0.965 | Solar Inverter |  | OUTDOOR
SRP10866 | SUNPOWER | SPR-240E-WHT-D | 240 | 14 | 103 | 32 |  | Solar | FIXED | Roof
SRP10866 | SUNPOWER | SPR-240E-WHT-D | 240 | 28 | 103 | 32 |  | Solar | FIXED | Roof
SRP10866 | SUNPOWER CORP (ORIGINAL MFRSMA) | SPR-3000M (240V) | 3300 | 1 |  |  | 0.97 | Solar Inverter |  | OUTDOOR
SRP10866 | SUNPOWER CORP (ORIGINAL MFRSMA) | SPR-6000M (240V) | 6500 | 1 |  |  | 0.97 | Solar Inverter |  | OUTDOOR
SRP10867 | CANADIAN SOLAR | CS6P-230 | 255 | 40 | 226 | 30 |  | Solar | FIXED | Roof
SRP10867 | SMA AMERICA | SB4000US (240V) | 4000 | 1 |  |  | 0.97 | Solar Inverter |  | Outside
SRP10867 | SMA AMERICA | SB6000U (240V) | 6000 | 1 |  |  | 0.97 | Solar Inverter |  | Outside
SRP10868 | MATRIX SOLAR/PHOTOWATT | PW1650-175 | 255 | 36 | 170 | 26 |  | Solar | FIXED | Roof
SRP10868 | SMA AMERICA | SB7000US (240V) | 8000 | 1 |  |  | 0.96 | Solar Inverter |  | OUTDOOR
SRP10869 | YINGLI ENERGY (CHINA) | YL260C-30B | 260 | 8 | 119 | 15 |  | Solar | FIXED | Roof
SRP10869 | YINGLI ENERGY (CHINA) | YL260C-30B | 260 | 8 | 300 | 15 |  | Solar | FIXED | Roof
SRP10869 | YINGLI ENERGY (CHINA) | YL260C-30B | 260 | 36 | 202 | 20 |  | Solar | FIXED | Roof
SRP10869 | ENPHASE ENERGY | M215-60-2LL-S2X | 215 | 52 |  |  | 0.963 | Solar Inverter |  | OUTDOOR
SRP10870 | SUNTECH POWER | STP210S-18/UB-1 | 245 | 35 | 268 | 32 |  | Solar | FIXED | Roof
SRP10870 | SUNTECH POWER | STP210S-18/UB-1 | 245 | 11 | 178 | 42 |  | Solar | FIXED | Roof
SRP10870 | SMA AMERICA | SB3000US (208V) | 3000 | 2 |  |  | 0.968 | Solar Inverter |  | INDOOR
SRP10870 | SMA AMERICA | SB6000U (240V) | 6000 | 1 |  |  | 0.97 | Solar Inverter |  | INDOOR
SRP10872 | UNKNOWN | UNKNOWN | 250 | 32 | 246.8 | 32 |  | Solar | FIXED | Roof
SRP10872 | PV POWERED | PVP3500 | 3500 | 2 |  |  | 0.955 | Solar Inverter |  | Inside
SRP10873 | BAODING YINGLI NEW ENERGY RESOURCES CO | 110(17)P1447X663 | 260 | 4381 | 36 | 1 |  | Solar | FIXED | Ground
SRP10873 | BAODING YINGLI NEW ENERGY RESOURCES CO | 110(17)P1447X663 | 260 | 4381 | 216 | 15 |  | Solar | FIXED | Ground
SRP10873 | ADVANCED ENERGY INDUSTRIES | 3159000-104 | 500000 | 4 |  |  | 0.98 | Solar Inverter |  | OUTDOOR
SRP10874 | UNKNOWN | UNKNOWN | 250 | 16 | 229.9 | 25 |  | Solar | FIXED | Roof
SRP10874 | UNKNOWN | UNKNOWN | 250 | 46 | 139.9 | 28 |  | Solar | FIXED | Roof
SRP10874 | PV POWERED | PVP3500 | 3500 | 1 |  |  | 0.955 | Solar Inverter |  | INDOOR
SRP10874 | PV POWERED | PVP4800 | 4800 | 1 |  |  | 0.96 | Solar Inverter |  | INDOOR
SRP10874 | SMA AMERICA | SB6000U (240V) | 6000 | 1 |  |  | 0.97 | Solar Inverter |  | INDOOR
SRP10875 | MATRIX SOLAR/PHOTOWATT | PW1000-100 | 250 | 26 | 198.7 | 20 |  | Solar | FIXED | Roof
SRP10875 | SMA AMERICA | SB6000U (240V) | 6000 | 1 |  |  | 0.97 | Solar Inverter |  | OUTDOOR
SRP10876 | UNKNOWN | UNKNOWN | 250 | 26 | 196 | 31 |  | Solar | FIXED | Roof
SRP10876 | SMA AMERICA | SB6000U (240V) | 6000 | 1 |  |  | 0.97 | Solar Inverter |  | Outside
SRP10877 | BAODING YINGLI NEW ENERGY RESOURCES CO | 110(17)P1447X663 | 260 | 11037 | 306 | 1 |  | Solar | FIXED | Ground
SRP10877 | BAODING YINGLI NEW ENERGY RESOURCES CO | 110(17)P1447X663 | 260 | 11037 | 126 | 15 |  | Solar | FIXED | Ground
SRP10877 | ADVANCED ENERGY INDUSTRIES | 3159000-104 | 500000 | 10 |  |  | 0.98 | Solar Inverter |  | OUTDOOR
SRP10878 | UNKNOWN | UNKNOWN | 250 | 11 | 136.6 | 2 |  | Solar | FIXED | Roof
SRP10878 | UNKNOWN | UNKNOWN | 250 | 9 | 46.6 | 5 |  | Solar | FIXED | Roof
SRP10878 | UNKNOWN | UNKNOWN | 250 | 9 | 226.6 | 5 |  | Solar | FIXED | Roof
SRP10878 | PV POWERED | PVP2500 | 2500 | 1 |  |  | 0.945 | Solar Inverter |  | OUTDOOR
SRP10878 | PV POWERED | PVP2500 | 2500 | 2 |  |  | 0.945 | Solar Inverter |  | OUTDOOR
SRP10879 | MATRIX SOLAR/PHOTOWATT | PW1000-100 | 250 | 18 | 107.3 | 10 |  | Solar | FIXED | Roof
SRP10879 | MATRIX SOLAR/PHOTOWATT | PW1000-100 | 250 | 18 | 197.3 | 25 |  | Solar | FIXED | Roof
SRP10879 | PV POWERED | PVP4800 | 4800 | 2 |  |  | 0.96 | Solar Inverter |  | Outside
SRP10880 | SUNPOWER | SPR-230-WHT-U | 230 | 30 | 83 | 30 |  | Solar | FIXED | Roof
SRP10880 | SUNPOWER | SPR-230-WHT-U | 230 | 20 | 173 | 30 |  | Solar | FIXED | Roof
SRP10880 | SUNPOWER CORP (ORIGINAL MFRSMA) | SPR-4000M (240V) | 4000 | 1 |  |  | 0.968 | Solar Inverter |  | INDOOR
SRP10880 | SUNPOWER CORP (ORIGINAL MFRSMA) | SPR-6000M (240V) | 6000 | 1 |  |  | 0.955 | Solar Inverter |  | INDOOR
SRP10881 | CANADIAN SOLAR | CS6P-235PX | 235 | 44 | 180 | 5 |  | Solar | FIXED | Roof
SRP10881 | CANADIAN SOLAR | CS6P-235PX | 235 | 30 | 180 | 14 |  | Solar | FIXED | Roof
SRP10881 | ENPHASE ENERGY | M215-60-2LL-S2X | 215 | 14 |  |  | 0.96 | Solar Inverter |  | OUTDOOR
SRP10881 | ENPHASE ENERGY | M215-60-2LL-S2X | 215 | 60 |  |  | 0.96 | Solar Inverter |  | OUTDOOR
SRP10882 | CHANGZHOU TRINA SOLAR ENERGY CO | TSM-185D | 240 | 33 | 192 | 29 |  | Solar | FIXED | Roof
SRP10882 | SMA AMERICA | SB7000US (240V) | 7000 | 1 |  |  | 0.969 | Solar Inverter |  | OUTDOOR
SRP10883 | YINGLI ENERGY (CHINA) | YL260C-30B | 260 | 11 | 170 | 30 |  | Solar | FIXED | Roof
SRP10883 | YINGLI ENERGY (CHINA) | YL260C-30B | 260 | 33 | 260 | 30 |  | Solar | FIXED | Roof
SRP10883 | SMA AMERICA | SB3000US (240V) | 3000 | 1 |  |  | 0.965 | Solar Inverter |  | INDOOR
SRP10883 | SMA AMERICA | SB7000US (240V) | 7000 | 1 |  |  | 0.969 | Solar Inverter |  | INDOOR
SRP10884 | SUNPOWER | SPR-225-BLK-U | 225 | 28 | 210 | 30 |  | Solar | FIXED | Roof
SRP10884 | SUNPOWER | SPR-225-BLK-U | 225 | 24 | 120 | 38 |  | Solar | FIXED | Roof
SRP10884 | SUNPOWER CORP (ORIGINAL MFRFRONIUS) | SPR-6500F-240 | 6500 | 2 |  |  | 0.962 | Solar Inverter |  | Outside
SRP10885 | MATRIX SOLAR/PHOTOWATT | PW1000-100 | 250 | 40 | 217 | 18 |  | Solar | FIXED | Roof
SRP10885 | ENPHASE ENERGY | M200-32-240-S02 | 215 | 40 |  |  | 0.96 | Solar Inverter |  | OUTDOOR
SRP10886 | ASTROPOWER |  | 280 | 154 | 206 | 13 |  | Solar | FIXED | Roof
SRP10886 | NINGBO SOLAR ELECTRIC POWER | TPB156X156-72-P 280W | 280 | 220 | 206 | 13 |  | Solar | FIXED | Roof
SRP10886 | ADVANCED ENERGY INDUSTRIES | AE 35TX-480 | 35000 | 1 |  |  | 0.955 | Solar Inverter |  | OUTDOOR
SRP10886 | ADVANCED ENERGY INDUSTRIES | AE 50TX-208 | 50000 | 1 |  |  | 0.96 | Solar Inverter |  | OUTDOOR
SRP10887 | SUNPOWER | PL-AP-120L | 308 | 24 | 163 | 20 |  | Solar | FIXED | Roof
SRP10887 | SUNPOWER CORP (ORIGINAL MFRSMA) | SPR-7000M (277V) | 7500 | 1 |  |  | 0.95 | Solar Inverter |  | Inside
SRP10888 | BAODING YINGLI NEW ENERGY RESOURCES CO | 85(17)P1172X541 | 240 | 30 | 235 | 21 |  | Solar | FIXED | Roof
SRP10888 | SMA AMERICA | SB7000US (240V) | 7000 | 1 |  |  | 0.96 | Solar Inverter |  | OUTDOOR
SRP10890 | YINGLI ENERGY (CHINA) | YL260C-30B | 260 | 8 | 101 | 30 |  | Solar | FIXED | Roof
SRP10890 | YINGLI ENERGY (CHINA) | YL260C-30B | 260 | 4 | 281 | 30 |  | Solar | FIXED | Roof
SRP10890 | YINGLI ENERGY (CHINA) | YL260C-30B | 260 | 27 | 191 | 40 |  | Solar | FIXED | Roof
SRP10890 | ENPHASE ENERGY | M215-60-2LL-S2X | 215 | 39 |  |  | 0.96 | Solar Inverter |  | OUTDOOR
SRP10891 | SUNPOWER | SPR-230-WHT-U | 230 | 12 | 126 | 14 |  | Solar | FIXED | Roof
SRP10891 | SUNPOWER | SPR-230-WHT-U | 230 | 20 | 126 | 18 |  | Solar | FIXED | Roof
SRP10891 | SUNPOWER | SPR-230-WHT-U | 230 | 9 | 306 | 18 |  | Solar | FIXED | Roof
SRP10891 | SUNPOWER | SPR-3300F-240 | 3300 | 1 |  |  | 0.96 | Solar Inverter |  | OUTDOOR
SRP10891 | SUNPOWER | SPR-6501F-240 | 6501 | 1 |  |  | 0.96 | Solar Inverter |  | OUTDOOR
SRP10892 | BAODING YINGLI NEW ENERGY RESOURCES CO | 110(17)P1447X663 | 240 | 27 | 119 | 18 |  | Solar | FIXED | Roof
SRP10892 | POWER-ONE | PVI-6000-OUTD-US (240 V) | 6000 | 1 |  |  | 0.965 | Solar Inverter |  | INDOOR
SRP10893 | UNKNOWN | UNKNOWN | 255 | 33 | 114 | 21 |  | Solar | FIXED | Roof
SRP10893 | UNKNOWN | UNKNOWN | 255 | 11 | 294 | 21 |  | Solar | FIXED | Roof
SRP10893 | SMA AMERICA | SB6000U (277V) | 6000 | 2 |  |  | 0.97 | Solar Inverter |  | OUTDOOR
SRP10894 | SUNTECH POWER | STP210S-18/UB-1 | 275 | 1008 | 138 | 10 |  | Solar | FIXED | Roof
SRP10894 | SUNTECH POWER | STP210S-18/UB-1 | 280 | 5845 | 138 | 10 |  | Solar | FIXED | Roof
SRP10894 | PV POWERED | PVP2800 | 260000 | 6 |  |  | 0.97 | Solar Inverter |  | OUTDOOR
SRP10896 | UNKNOWN | UNKNOWN | 250 | 16 | 199.5 | 23 |  | Solar | FIXED | Roof
SRP10896 | UNKNOWN | UNKNOWN | 250 | 16 | 109.5 | 25 |  | Solar | FIXED | Roof
SRP10896 | PV POWERED | PVP3500 | 3500 | 2 |  |  | 0.955 | Solar Inverter |  | INDOOR
SRP10897 | SHARP | ND-V230A1 | 240 | 1131 | 180 | 25 |  | Solar | FIXED | Ground
SRP10897 | PV POWERED | PVP100KW-208 | 260000 | 1 |  |  | 0.97 | Solar Inverter |  | Inside
SRP10898 | UNKNOWN | UNKNOWN | 250 | 20 | 172.2 | 15 |  | Solar | FIXED | Roof
SRP10898 | PV POWERED | PVP4800 | 4800 | 1 |  |  | 0.96 | Solar Inverter |  | INDOOR
SRP10901 | SUNPOWER | SPR-327NE-WHT-D | 327 | 30 | 163 | 21 |  | Solar | FIXED | Roof
SRP10901 | SUNPOWER | SPR-327NE-WHT-D | 327 | 18 | 253 | 21 |  | Solar | FIXED | Roof
SRP10901 | SUNPOWER CORP (ORIGINAL MFRFRONIUS) | SPR-8000F-208 | 7500 | 2 |  |  | 0.96 | Solar Inverter |  | Inside
SRP10902 | UNKNOWN | UNKNOWN | 250 | 40 | 262 | 30 |  | Solar | FIXED | Roof
SRP10902 | PV POWERED | PVP4800 | 4800 | 2 |  |  | 0.96 | Solar Inverter |  | INDOOR
SRP10903 | UNKNOWN | UNKNOWN | 250 | 16 | 107.5 | 18 |  | Solar | FIXED | Roof
SRP10903 | PV POWERED | PVP3500 | 3500 | 1 |  |  | 0.955 | Solar Inverter |  | INDOOR
SRP10904 | SUNPOWER | SPR-300E-WHT-U | 327 | 21 | 180 | 30 |  | Solar | FIXED | Roof
SRP10904 | SUNPOWER | SPR-300E-WHT-U | 327 | 16 | 205 | 39 |  | Solar | FIXED | Roof
SRP10904 | SUNPOWER CORP (ORIGINAL MFRSMA) | SPR-5000M (240V) | 5000 | 1 |  |  | 0.968 | Solar Inverter |  | OUTDOOR
SRP10904 | SUNPOWER CORP (ORIGINAL MFRSMA) | SPR-6000M (240V) | 6000 | 1 |  |  | 0.968 | Solar Inverter |  | OUTDOOR
SRP10905 | MATRIX SOLAR/PHOTOWATT | PW1650-175 | 250 | 31 | 219 | 32 |  | Solar | FIXED | Roof
SRP10905 | MATRIX SOLAR/PHOTOWATT | PW1650-175 | 250 | 9 | 129 | 45 |  | Solar | FIXED | Roof
SRP10905 | PV POWERED | PVP2500 | 2500 | 1 |  |  | 0.945 | Solar Inverter |  | INDOOR
SRP10905 | PV POWERED | PVP2500 | 2500 | 1 |  |  | 0.945 | Solar Inverter |  | INDOOR
SRP10905 | PV POWERED | PVP4800 | 4800 | 1 |  |  | 0.96 | Solar Inverter |  | INDOOR
SRP10906 | MATRIX SOLAR/PHOTOWATT | PW1000-100 | 250 | 12 | 110.1 | 20 |  | Solar | FIXED | Roof
SRP10906 | MATRIX SOLAR/PHOTOWATT | PW1000-100 | 250 | 17 | 290.1 | 20 |  | Solar | FIXED | Roof
SRP10906 | MATRIX SOLAR/PHOTOWATT | PW1000-100 | 250 | 12 | 200.1 | 25 |  | Solar | FIXED | Roof
SRP10906 | PV POWERED | PVP2000 | 2000 | 1 |  |  | 0.92 | Solar Inverter |  | INDOOR
SRP10906 | PV POWERED | PVP2000 | 2000 | 1 |  |  | 0.92 | Solar Inverter |  | INDOOR
SRP10906 | PV POWERED | PVP2500 | 2500 | 2 |  |  | 0.945 | Solar Inverter |  | INDOOR
SRP10908 | SUNTECH POWER | STP180-24/AB-1 | 185 | 16 | 44 | 15 |  | Solar | FIXED | Roof
SRP10908 | SUNTECH POWER | STP180-24/AB-1 | 185 | 16 | 224 | 15 |  | Solar | FIXED | Roof
SRP10908 | SUNTECH POWER | STP180-24/AB-1 | 185 | 48 | 134 | 30 |  | Solar | FIXED | Roof
SRP10908 | PV POWERED | PVP3000 | 3000 | 2 |  |  | 0.935 | Solar Inverter |  | INDOOR
SRP10908 | PV POWERED | PVP4800 | 4800 | 2 |  |  | 0.96 | Solar Inverter |  | INDOOR
SRP10909 | CHANGZHOU TRINA SOLAR ENERGY CO | TSM-185D | 230 | 430 | 200 | 0 |  | Solar | FIXED | Roof
SRP10909 | ENPHASE ENERGY | M200-32-208-S01 | 215 | 430 |  |  | 0.96 | Solar Inverter |  | OUTDOOR
SRP10910 | SANYO ELECTRIC | HIP-205BA5 | 220 | 39 | 211 | 28 |  | Solar | FIXED | Roof
SRP10910 | XANTREX TECHNOLOGY | XW4548-120/240-60 | 6000 | 2 |  |  | 0.95 | Solar Inverter |  | INDOOR
SRP10911 | SUNPOWER | SPR-230-WHT-U | 245 | 30 | 188 | 38 |  | Solar | FIXED | Roof
SRP10911 | SUNPOWER CORP (ORIGINAL MFRSMA) | SPR-3000M (240V) | 3000 | 1 |  |  | 0.965 | Solar Inverter |  | INDOOR
SRP10911 | SUNPOWER CORP (ORIGINAL MFRSMA) | SPR-4000M (240V) | 4000 | 1 |  |  | 0.968 | Solar Inverter |  | INDOOR
SRP10912 | YINGLI ENERGY (CHINA) | YL260C-30B | 260 | 48 | 201 | 32 |  | Solar | FIXED | Roof
SRP10912 | ENPHASE ENERGY | M215-60-2LL-S2X | 215 | 48 |  |  | 0.963 | Solar Inverter |  | OUTDOOR
SRP10914 | UNKNOWN | UNKNOWN | 245 | 25 | 130 | 26 |  | Solar | FIXED | Roof
SRP10914 | POWER-ONE | PVI-5000-OUTD-US (240 V) | 5000 | 1 |  |  | 0.96 | Solar Inverter |  | OUTDOOR
SRP10916 | MATRIX SOLAR/PHOTOWATT | PW1650-175 | 245 | 40 | 192 | 24 |  | Solar | FIXED | Roof
SRP10916 | POWER-ONE | PVI-3000-I-OUTD-US | 3000 | 1 |  |  | 0.96 | Solar Inverter |  | Inside
SRP10916 | POWER-ONE | PVI-6000-OUTD-US (208 V) | 6000 | 1 |  |  | 0.96 | Solar Inverter |  | Inside
SRP10917 | UNKNOWN | UNKNOWN | 250 | 30 | 219 | 25 |  | Solar | FIXED | Roof
SRP10917 | PV POWERED | PVP3000 | 3000 | 1 |  |  | 0.935 | Solar Inverter |  | INDOOR
SRP10917 | PV POWERED | PVP3500 | 3500 | 1 |  |  | 0.955 | Solar Inverter |  | INDOOR
SRP10918 | UNKNOWN | UNKNOWN | 250 | 14 | 125.4 | 31 |  | Solar | FIXED | Roof
SRP10918 | UNKNOWN | UNKNOWN | 250 | 5 | 215.4 | 32 |  | Solar | FIXED | Roof
SRP10918 | UNKNOWN | UNKNOWN | 250 | 8 | 215.4 | 35 |  | Solar | FIXED | Roof
SRP10918 | PV POWERED | PVP2000 | 2000 | 1 |  |  | 0.92 | Solar Inverter |  | INDOOR
SRP10918 | PV POWERED | PVP2000 | 2000 | 1 |  |  | 0.92 | Solar Inverter |  | INDOOR
SRP10918 | PV POWERED | PVP3000 | 3000 | 1 |  |  | 0.935 | Solar Inverter |  | INDOOR
SRP10919 | CHANGZHOU TRINA SOLAR ENERGY CO | TSM-185D | 240 | 32 | 151 | 25 |  | Solar | FIXED | Roof
SRP10919 | PV POWERED | PVP3500 | 3500 | 2 |  |  | 0.955 | Solar Inverter |  | OUTDOOR
SRP10922 | SCHUCO USA |  | 220 | 294 | 189 | 7 |  | Solar | FIXED | Roof
SRP10922 | SMA AMERICA | SB4000US (208V) | 4000 | 3 |  |  | 0.955 | Solar Inverter |  | OUTDOOR
SRP10922 | SMA AMERICA | SB7000US (208V) | 7000 | 6 |  |  | 0.955 | Solar Inverter |  | OUTDOOR
SRP10924 | SUNTECH POWER | STP210S-18/UB-1 | 250 | 33 | 191 | 32 |  | Solar | FIXED | Roof
SRP10924 | SMA AMERICA | SB7000US (240V) | 7000 | 1 |  |  | 0.96 | Solar Inverter |  | INDOOR
SRP10927 | SUNPOWER | SPR-225-BLK-U | 225 | 60 | 145 | 18 |  | Solar | FIXED | Roof
SRP10927 | SUNPOWER CORP (ORIGINAL MFR - PV POWERED LLC) | SPR-5200 | 6000 | 2 |  |  | 0.95 | Solar Inverter |  | INDOOR
SRP10928 | SHANGHAI CHAORI SOLAR ENERGY SCIENCE & TECHNOLOGY | CRM230S156P-60(T) | 230 | 9996 | 180 | 20 |  | Solar | FIXED | Ground
SRP10928 | SOLECTRIA RENEWABLES | SGI 500-480 | 500000 | 4 |  |  | 0.979 | Solar Inverter |  | OUTDOOR
SRP10929 | CANADIAN SOLAR | CS6P-235PX | 235 | 27 | 251 | 24 |  | Solar | FIXED | Roof
SRP10929 | ENPHASE ENERGY | M215-60-2LL-S2X | 215 | 27 |  |  | 0.96 | Solar Inverter |  | OUTDOOR
SRP10930 | SUNPOWER | SPR-230-WHT-U | 240 | 36 | 224 | 26 |  | Solar | FIXED | Roof
SRP10930 | SUNPOWER CORP (ORIGINAL MFR - PV POWERED LLC) | SPR-3500 | 3800 | 1 |  |  | 0.95 | Solar Inverter |  | OUTDOOR
SRP10930 | SUNPOWER CORP (ORIGINAL MFR - PV POWERED LLC) | SPR-3500 | 3800 | 1 |  |  | 0.95 | Solar Inverter |  | OUTDOOR
SRP10931 | SUNPOWER | SPR-305-WHT-U | 308 | 39 | 180 | 30 |  | Solar | FIXED | Ground
SRP10931 | SUNPOWER CORP (ORIGINAL MFR - PV POWERED LLC) | SPR-4600 | 5000 | 1 |  |  | 0.97 | Solar Inverter |  | OUTDOOR
SRP10931 | SUNPOWER CORP (ORIGINAL MFR - PV POWERED LLC) | SPR-5200 | 6000 | 1 |  |  | 0.97 | Solar Inverter |  | OUTDOOR
SRP10932 | CHANGZHOU TRINA SOLAR ENERGY CO | TSM-185D | 240 | 12 | 235 | 29 |  | Solar | FIXED | Roof
SRP10932 | CHANGZHOU TRINA SOLAR ENERGY CO | TSM-185D | 240 | 8 | 145 | 34 |  | Solar | FIXED | Roof
SRP10932 | ENPHASE ENERGY | M200-32-208-S01 | 215 | 8 |  |  | 0.96 | Solar Inverter |  | Outside
SRP10932 | ENPHASE ENERGY | M200-32-208-S01 | 215 | 12 |  |  | 0.96 | Solar Inverter |  | Outside
SRP10933 | CHANGZHOU TRINA SOLAR ENERGY CO | TSM-185D | 240 | 20 | 182.2 | 35 |  | Solar | FIXED | Roof
SRP10933 | SMA AMERICA | SB5000US | 5000 | 1 |  |  | 0.96 | Solar Inverter |  | Outside
SRP10934 | CHANGZHOU TRINA SOLAR ENERGY CO | TSM-185D | 240 | 17 | 204 | 26 |  | Solar | FIXED | Roof
SRP10934 | ENPHASE ENERGY | M200-32-208-S01 | 215 | 17 |  |  | 0.96 | Solar Inverter |  | OUTDOOR
SRP10937 | KYOCERA SOLAR | KD210GX-LP | 220 | 22 | 258 | 25 |  | Solar | FIXED | Roof
SRP10937 | KYOCERA SOLAR | KD210GX-LP | 220 | 7 | 168 | 34 |  | Solar | FIXED | Roof
SRP10937 | POWER-ONE | PVI-6000-OUTD-US (240 V) | 6000 | 1 |  |  | 0.965 | Solar Inverter |  | OUTDOOR
SRP10938 | SUNPOWER | SPR-315E-WHT-U | 327 | 35 | 208 | 10 |  | Solar | FIXED | Roof
SRP10938 | SUNPOWER CORP (ORIGINAL MFR - PV POWERED LLC) | SPR-2500 | 11400 | 1 |  |  | 0.962 | Solar Inverter |  | Inside
SRP10939 | BAODING YINGLI NEW ENERGY RESOURCES CO | 50(17)P974X453 | 240 | 24 | 157 | 27 |  | Solar | FIXED | Roof
SRP10939 | SMA AMERICA | SB5000US (208V) | 5000 | 1 |  |  | 0.955 | Solar Inverter |  | INDOOR
SRP10940 | KYOCERA SOLAR | KD210GX-LP | 215 | 7 | 148 | 34 |  | Solar | FIXED | Roof
SRP10940 | KYOCERA SOLAR | KC125G | 215 | 20 | 238 | 34 |  | Solar | FIXED | Roof
SRP10940 | POWER-ONE | PVI-6000-OUTD-US (240 V) | 6000 | 1 |  |  | 0.965 | Solar Inverter |  | INDOOR
SRP10941 | BAODING YINGLI NEW ENERGY RESOURCES CO | 120(17)P1447X663 | 235 | 50 | 265 | 30 |  | Solar | FIXED | Roof
SRP10941 | POWER-ONE | PVI-5000-OUTD-US (208 V) | 5000 | 1 |  |  | 0.965 | Solar Inverter |  | OUTDOOR
SRP10941 | POWER-ONE | PVI-6000-OUTD-US (240 V) | 6000 | 1 |  |  | 0.965 | Solar Inverter |  | OUTDOOR
SRP10942 | BAODING YINGLI NEW ENERGY RESOURCES CO | 110(17)P1447X663 | 240 | 10 | 54 | 29 |  | Solar | FIXED | Roof
SRP10942 | BAODING YINGLI NEW ENERGY RESOURCES CO | 110(17)P1447X663 | 240 | 10 | 234 | 29 |  | Solar | FIXED | Roof
SRP10942 | BAODING YINGLI NEW ENERGY RESOURCES CO | 110(17)P1447X663 | 240 | 7 | 144 | 40 |  | Solar | FIXED | Roof
SRP10942 | POWER-ONE | PVI-3000-I-OUTD-US-F (240V) | 3000 | 1 |  |  | 0.96 | Solar Inverter |  | INDOOR
SRP10942 | POWER-ONE | PVI-3600-OUTD-US-F (240V) | 3600 | 1 |  |  | 0.96 | Solar Inverter |  | INDOOR
SRP10943 | BAODING YINGLI NEW ENERGY RESOURCES CO | 110(17)P1447X663 | 240 | 20 | 192 | 18 |  | Solar | FIXED | Roof
SRP10943 | SOLECTRIA RENEWABLES | PVI 5000 (208V) | 5000 | 1 |  |  | 0.975 | Solar Inverter |  | INDOOR
SRP10944 | BAODING YINGLI NEW ENERGY RESOURCES CO | 110(17)P1447X663 | 240 | 27 | 237 | 34 |  | Solar | FIXED | Roof
SRP10944 | POWER-ONE | PVI-6000-OUTD-US (240 V) | 6000 | 1 |  |  | 0.965 | Solar Inverter |  | INDOOR
SRP10945 | BAODING YINGLI NEW ENERGY RESOURCES CO | 110(17)P1447X663 | 240 | 30 | 138 | 30 |  | Solar | FIXED | Roof
SRP10945 | SMA AMERICA | SB7000US (240V) | 7000 | 1 |  |  | 0.96 | Solar Inverter |  | INDOOR
SRP10946 | KYOCERA SOLAR | KD210GX-LP | 220 | 20 | 267 | 23 |  | Solar | FIXED | Roof
SRP10946 | POWER-ONE | PVI-5000-OUTD-US (208 V) | 4200 | 1 |  |  | 0.96 | Solar Inverter |  | OUTDOOR
SRP10947 | KYOCERA SOLAR | KC120-1 | 215 | 9 | 126 | 18 |  | Solar | FIXED | Roof
SRP10947 | KYOCERA SOLAR | KC120-1 | 215 | 20 | 126 | 34 |  | Solar | FIXED | Roof
SRP10947 | POWER-ONE | PVI-6000-OUTD-US (240 V) | 6000 | 1 |  |  | 0.965 | Solar Inverter |  | INDOOR
SRP10948 | SUNPOWER | SPR-230-WHT-U | 245 | 47 | 180 | 34 |  | Solar | FIXED | Ground
SRP10948 | SUNPOWER CORP (ORIGINAL MFRSMA) | SPR-4000M (240V) | 4000 | 1 |  |  | 0.97 | Solar Inverter |  | OUTDOOR
SRP10948 | SUNPOWER CORP (ORIGINAL MFRSMA) | SPR-7000M (240V) | 6000 | 1 |  |  | 0.97 | Solar Inverter |  | OUTDOOR
SRP10949 | UNKNOWN | UNKNOWN | 250 | 12 | 96 | 20 |  | Solar | FIXED | Roof
SRP10949 | PV POWERED | PVP2500 | 2500 | 1 |  |  | 0.945 | Solar Inverter |  | Inside
SRP10950 | UNKNOWN | UNKNOWN | 250 | 35 | 210.2 | 30 |  | Solar | FIXED | Roof
SRP10950 | SMA AMERICA | SB4000US (208V) | 4000 | 1 |  |  | 0.96 | Solar Inverter |  | Outside
SRP10950 | PV POWERED | PVP4800 | 4800 | 1 |  |  | 0.96 | Solar Inverter |  | Outside
SRP10951 | UNKNOWN | UNKNOWN | 250 | 32 | 94.2 | 15 |  | Solar | FIXED | Roof
SRP10951 | PV POWERED | PVP3500 | 3500 | 2 |  |  | 0.955 | Solar Inverter |  | OUTDOOR
SRP10952 | SCHUCO USA |  | 260 | 26 | 180 | 16 |  | Solar | FIXED | Roof
SRP10952 | SMA AMERICA | SB6000U (208V) | 6000 | 1 |  |  | 0.96 | Solar Inverter |  | OUTDOOR
SRP10953 | SCHUCO USA |  | 260 | 24 | 192 | 21 |  | Solar | FIXED | Roof
SRP10953 | SMA AMERICA | SB6000U (240V) | 6000 | 1 |  |  | 0.96 | Solar Inverter |  | Outside
SRP10954 | REC SCANMODULE | SCM230 | 235 | 22 | 202 | 18 |  | Solar | FIXED | Roof
SRP10954 | SMA AMERICA | SB5000US | 5000 | 1 |  |  | 0.96 | Solar Inverter |  | OUTDOOR
SRP10955 | MATRIX SOLAR/PHOTOWATT | PW1650-175 | 245 | 27 | 210 | 26 |  | Solar | FIXED | Roof
SRP10955 | MATRIX SOLAR/PHOTOWATT | PW1650-175 | 245 | 10 | 210 | 32 |  | Solar | FIXED | Roof
SRP10955 | POWER-ONE | PVI-3000-I-OUTD-US | 3000 | 1 |  |  | 0.96 | Solar Inverter |  | Inside
SRP10955 | POWER-ONE | PVI-6000-OUTD-US (208 V) | 6000 | 1 |  |  | 0.96 | Solar Inverter |  | Inside
SRP10956 | ISOFOTON | I-100/12 | 245 | 11 | 246 | 20 |  | Solar | FIXED | Roof
SRP10956 | ISOFOTON | I-100/12 | 245 | 22 | 157 | 24 |  | Solar | FIXED | Roof
SRP10956 | SMA AMERICA | SB7000US (208V) | 7000 | 1 |  |  | 0.96 | Solar Inverter |  | Inside
SRP10957 | MATRIX SOLAR/PHOTOWATT | PW1650-175 | 245 | 23 | 205 | 34 |  | Solar | FIXED | Roof
SRP10957 | POWER-ONE | PVI-5000-OUTD-US (208 V) | 5000 | 1 |  |  | 0.96 | Solar Inverter |  | OUTDOOR
SRP10958 | SUNTECH POWER | STP210S-18/UB-1 | 245 | 4 | 90 | 22 |  | Solar | FIXED | Roof
SRP10958 | SUNTECH POWER | STP210S-18/UB-1 | 245 | 35 | 182 | 26 |  | Solar | FIXED | Roof
SRP10958 | ENPHASE ENERGY | M200-32-240-S02 | 215 | 13 |  |  | 0.963 | Solar Inverter |  | OUTDOOR
SRP10958 | ENPHASE ENERGY | M200-32-240-S02 | 215 | 13 |  |  | 0.963 | Solar Inverter |  | OUTDOOR
SRP10958 | ENPHASE ENERGY | M200-32-240-S02 | 215 | 13 |  |  | 0.963 | Solar Inverter |  | OUTDOOR
SRP10959 | CHANGZHOU TRINA SOLAR ENERGY CO | TSM-185D | 240 | 26 | 177 | 21 |  | Solar | FIXED | Roof
SRP10959 | POWER-ONE | PVI-5000-OUTD-US (208 V) | 5000 | 1 |  |  | 0.96 | Solar Inverter |  | OUTDOOR
SRP10960 | UNKNOWN | UNKNOWN | 245 | 8 | 105 | 11 |  | Solar | FIXED | Roof
SRP10960 | UNKNOWN | UNKNOWN | 245 | 2 | 195 | 30 |  | Solar | FIXED | Roof
SRP10960 | UNKNOWN | UNKNOWN | 245 | 6 | 195 | 30 |  | Solar | FIXED | Roof
SRP10960 | UNKNOWN | UNKNOWN | 245 | 11 | 105 | 32 |  | Solar | FIXED | Roof
SRP10960 | POWER-ONE | PVI-6000-OUTD-US (208 V) | 6000 | 1 |  |  | 0.96 | Solar Inverter |  | OUTDOOR
SRP10962 | ISOFOTON | I-100/12 | 245 | 36 | 165 | 32 |  | Solar | FIXED | Roof
SRP10962 | ISOFOTON | I-100/12 | 245 | 14 | 255 | 40 |  | Solar | FIXED | Roof
SRP10962 | POWER-ONE | PVI-3000-I-OUTD-US | 3000 | 1 |  |  | 0.96 | Solar Inverter |  | OUTDOOR
SRP10962 | SMA AMERICA | SB7000US (208V) | 7000 | 1 |  |  | 0.96 | Solar Inverter |  | OUTDOOR
SRP10963 | ISOFOTON | I-100/12 | 245 | 28 | 150 | 26 |  | Solar | FIXED | Roof
SRP10963 | POWER-ONE | PVI-6000-OUTD-US (208 V) | 6000 | 1 |  |  | 0.96 | Solar Inverter |  | OUTDOOR
SRP10964 | TRINA SOLAR | TSM-240DA05 | 240 | 2912 | 191 | 5 |  | Solar | FIXED | Roof
SRP10964 | ADVANCED ENERGY INDUSTRIES | AE 75TX-480 | 75000 | 1 |  |  | 0.966 | Solar Inverter |  | Outside
SRP10964 | ADVANCED ENERGY INDUSTRIES | SOLARON 500 HE (3159502-XXXX) | 500000 | 1 |  |  | 0.986 | Solar Inverter |  | Outside
SRP10965 | MATRIX SOLAR/PHOTOWATT | PW1650-175 | 255 | 30 | 175 | 18 |  | Solar | FIXED | Roof
SRP10965 | MATRIX SOLAR/PHOTOWATT | PW1650-175 | 255 | 23 | 175 | 26 |  | Solar | FIXED | Roof
SRP10965 | POWER-ONE | PVI-5000-OUTD-US (208 V) | 5000 | 1 |  |  | 0.96 | Solar Inverter |  | Inside
SRP10965 | POWER-ONE | PVI-6000-OUTD-US (208 V) | 6000 | 1 |  |  | 0.96 | Solar Inverter |  | Inside
SRP10966 | UNKNOWN | UNKNOWN | 255 | 8 | 98 | 30 |  | Solar | FIXED | Roof
SRP10966 | UNKNOWN | UNKNOWN | 255 | 4 | 188 | 44 |  | Solar | FIXED | Roof
SRP10966 | UNKNOWN | UNKNOWN | 255 | 7 | 188 | 44 |  | Solar | FIXED | Roof
SRP10966 | UNKNOWN | UNKNOWN | 255 | 7 | 188 | 46 |  | Solar | FIXED | Roof
SRP10966 | POWER-ONE | PVI-6000-OUTD-US (208 V) | 6000 | 1 |  |  | 0.96 | Solar Inverter |  | OUTDOOR
SRP10967 | LG ELECTRONICS SOLAR CELL DIVISION | LG245M1C-G2 | 245 | 18 | 186 | 20 |  | Solar | FIXED | Roof
SRP10967 | POWER-ONE | PVI-3600-OUTD-US-F (208V) | 3600 | 1 |  |  | 0.97 | Solar Inverter |  | OUTDOOR
SRP10968 | SUNPOWER | SPR-225-BLK-U | 225 | 20 | 273 | 15 |  | Solar | FIXED | Roof
SRP10968 | SUNPOWER | SPR-225-BLK-U | 225 | 18 | 273 | 30 |  | Solar | FIXED | Roof
SRP10968 | SUNPOWER | SPR-225-BLK-U | 225 | 30 | 273 | 30 |  | Solar | FIXED | Roof
SRP10968 | SUNPOWER CORP (ORIGINAL MFRSMA) | SPR-4000M (240V) | 4000 | 1 |  |  | 0.968 | Solar Inverter |  | INDOOR
SRP10968 | SUNPOWER CORP (ORIGINAL MFRSMA) | SPR-4000M (240V) | 4000 | 1 |  |  | 0.968 | Solar Inverter |  | INDOOR
SRP10968 | SUNPOWER CORP (ORIGINAL MFRSMA) | SPR-6000M (240V) | 6000 | 1 |  |  | 0.97 | Solar Inverter |  | INDOOR
SRP10969 | UNKNOWN | UNKNOWN | 245 | 16 | 133 | 31 |  | Solar | FIXED | Roof
SRP10969 | POWER-ONE | PVI-3600-OUTD-US-F (208V) | 3600 | 1 |  |  | 0.96 | Solar Inverter |  | OUTDOOR
SRP10970 | CANADIAN SOLAR | CS6P-230 | 255 | 14 | 158 | 22 |  | Solar | FIXED | Roof
SRP10970 | CANADIAN SOLAR | CS6P-230 | 255 | 14 | 158 | 45 |  | Solar | FIXED | Roof
SRP10970 | SMA AMERICA | SB4000US (208V) | 4000 | 1 |  |  | 0.97 | Solar Inverter |  | INDOOR
SRP10970 | SMA AMERICA | SB4000US (208V) | 4000 | 1 |  |  | 0.97 | Solar Inverter |  | INDOOR
SRP10971 | UNKNOWN | UNKNOWN | 255 | 36 | 186 | 27 |  | Solar | FIXED | Roof
SRP10971 | SMA AMERICA | SB4000US (208V) | 4000 | 1 |  |  | 0.95 | Solar Inverter |  | Inside
SRP10971 | SMA AMERICA | SB6000U (208V) | 6000 | 1 |  |  | 0.95 | Solar Inverter |  | Inside
SRP10972 | SCHOTT SOLAR | SAPC-165S | 245 | 2128 | 173 | 10 |  | Solar | FIXED | Roof
SRP10972 | ADVANCED ENERGY INDUSTRIES | 3159000-104 | 500000 | 1 |  |  | 0.987 | Solar Inverter |  | OUTDOOR
SRP10973 | ET SOLAR INDUSTRY | ET-P672280 | 285 | 42 | 183 | 38 |  | Solar | FIXED | Roof
SRP10973 | SMA AMERICA | SB5000US | 5000 | 1 |  |  | 0.968 | Solar Inverter |  | INDOOR
SRP10973 | SMA AMERICA | SB6000U (208V) | 6000 | 1 |  |  | 0.968 | Solar Inverter |  | INDOOR
SRP10974 | CHANGZHOU TRINA SOLAR ENERGY CO | TSM-185D | 240 | 30 | 152.7 | 19 |  | Solar | FIXED | Roof
SRP10974 | SMA AMERICA | SB7000US (208V) | 7000 | 1 |  |  | 0.969 | Solar Inverter |  | OUTDOOR
SRP10975 | SUNTECH POWER | STP210S-18/UB-1 | 280 | 2915 | 152 | 10 |  | Solar | FIXED | Roof
SRP10975 | PV POWERED | PVP100KW-208 | 100000 | 1 |  |  | 0.96 | Solar Inverter |  | OUTDOOR
SRP10975 | PV POWERED | PVP100KW-208 | 100000 | 1 |  |  | 0.96 | Solar Inverter |  | OUTDOOR
SRP10975 | ADVANCED ENERGY INDUSTRIES | 3159000-110 | 500000 | 1 |  |  | 0.98 | Solar Inverter |  | OUTDOOR
SRP10977 | CANADIAN SOLAR | CS6P-230 | 235 | 2 | 153 | 18 |  | Solar | FIXED | Roof
SRP10977 | CANADIAN SOLAR | CS6P-230 | 235 | 10 | 245 | 25 |  | Solar | FIXED | Roof
SRP10977 | CANADIAN SOLAR | CS6P-230 | 235 | 4 | 153 | 34 |  | Solar | FIXED | Roof
SRP10977 | ENPHASE ENERGY | M200-32-240-S02 | 215 | 16 |  |  | 0.96 | Solar Inverter |  | OUTDOOR
SRP10978 | CANADIAN SOLAR | CS6P-230 | 235 | 7 | 228 | 19 |  | Solar | FIXED | Roof
SRP10978 | CANADIAN SOLAR | CS6P-230 | 235 | 13 | 97 | 23 |  | Solar | FIXED | Roof
SRP10978 | CANADIAN SOLAR | CS6P-230 | 235 | 6 | 137 | 24 |  | Solar | FIXED | Roof
SRP10978 | ENPHASE ENERGY | M200-32-208-S01 | 215 | 26 |  |  | 0.96 | Solar Inverter |  | OUTDOOR
SRP10980 | UNKNOWN | UNKNOWN | 250 | 20 | 104.7 | 25 |  | Solar | FIXED | Roof
SRP10980 | UNKNOWN | UNKNOWN | 250 | 11 | 284.7 | 25 |  | Solar | FIXED | Roof
SRP10980 | PV POWERED | PVP2500 | 2500 | 1 |  |  | 0.945 | Solar Inverter |  | OUTDOOR
SRP10980 | PV POWERED | PVP2500 | 2500 | 2 |  |  | 0.945 | Solar Inverter |  | OUTDOOR
SRP10981 | UNKNOWN | UNKNOWN | 250 | 22 | 246.9 | 30 |  | Solar | FIXED | Roof
SRP10981 | UNKNOWN | UNKNOWN | 250 | 24 | 156.9 | 40 |  | Solar | FIXED | Roof
SRP10981 | PV POWERED | PVP4800 | 4800 | 1 |  |  | 0.96 | Solar Inverter |  | INDOOR
SRP10981 | SMA AMERICA | SB6000U (208V) | 6000 | 1 |  |  | 0.97 | Solar Inverter |  | INDOOR
SRP10982 | UNKNOWN | UNKNOWN | 250 | 9 | 171.9 | 16 |  | Solar | FIXED | Roof
SRP10982 | UNKNOWN | UNKNOWN | 250 | 19 | 261.9 | 17 |  | Solar | FIXED | Roof
SRP10982 | PV POWERED | PVP2000 | 2000 | 2 |  |  | 0.92 | Solar Inverter |  | INDOOR
SRP10982 | PV POWERED | PVP2500 | 2500 | 1 |  |  | 0.945 | Solar Inverter |  | INDOOR
SRP10983 | UNKNOWN | UNKNOWN | 250 | 38 | 124 | 30 |  | Solar | FIXED | Roof
SRP10983 | PV POWERED | PVP3500 | 3500 | 1 |  |  | 0.955 | Solar Inverter |  | Inside
SRP10983 | PV POWERED | PVP4800 | 4800 | 1 |  |  | 0.96 | Solar Inverter |  | Inside
SRP10984 | UNKNOWN | UNKNOWN | 250 | 9 | 170 | 25 |  | Solar | FIXED | Roof
SRP10984 | UNKNOWN | UNKNOWN | 250 | 18 | 260 | 25 |  | Solar | FIXED | Roof
SRP10984 | PV POWERED | PVP2000 | 2000 | 1 |  |  | 0.92 | Solar Inverter |  | Inside
SRP10984 | PV POWERED | PVP4800 | 4800 | 1 |  |  | 0.96 | Solar Inverter |  | Inside
SRP10985 | ISOFOTON | I-165 | 250 | 16 | 122.7 | 46 |  | Solar | FIXED | Roof
SRP10985 | ISOFOTON | I-165 | 250 | 18 | 212.7 | 46 |  | Solar | FIXED | Roof
SRP10985 | PV POWERED | PVP3500 | 3500 | 1 |  |  | 0.955 | Solar Inverter |  | INDOOR
SRP10985 | PV POWERED | PVP4800 | 4800 | 1 |  |  | 0.96 | Solar Inverter |  | INDOOR
SRP10986 | UNKNOWN | UNKNOWN | 250 | 56 | 127.5 | 28 |  | Solar | FIXED | Roof
SRP10986 | PV POWERED | PVP2500 | 2500 | 1 |  |  | 0.945 | Solar Inverter |  | INDOOR
SRP10986 | PV POWERED | PVP4800 | 4800 | 2 |  |  | 0.96 | Solar Inverter |  | INDOOR
SRP10987 | CHANGZHOU TRINA SOLAR ENERGY CO | TSM-185D | 245 | 25 | 116 | 26 |  | Solar | FIXED | Roof
SRP10987 | ENPHASE ENERGY | M200-32-208-S01 | 215 | 3 |  |  | 0.963 | Solar Inverter |  | OUTDOOR
SRP10987 | SMA AMERICA | SB5000US | 5000 | 1 |  |  | 0.973 | Solar Inverter |  | OUTDOOR
SRP10988 | CHANGZHOU TRINA SOLAR ENERGY CO | TSM-185D | 245 | 8 | 115 | 35 |  | Solar | FIXED | Roof
SRP10988 | CHANGZHOU TRINA SOLAR ENERGY CO | TSM-185D | 245 | 16 | 205 | 38 |  | Solar | FIXED | Roof
SRP10988 | SMA AMERICA | SWR2100U | 2000 | 1 |  |  | 0.973 | Solar Inverter |  | INDOOR
SRP10988 | SMA AMERICA | SWR2100U | 2000 | 1 |  |  | 0.973 | Solar Inverter |  | INDOOR
SRP10988 | SMA AMERICA | SWR2100U | 2000 | 1 |  |  | 0.973 | Solar Inverter |  | INDOOR
SRP10990 | LG ELECTRONICS SOLAR CELL DIVISION | LG245M1C-G2 | 245 | 11 | 140 | 15 |  | Solar | FIXED | Roof
SRP10990 | LG ELECTRONICS SOLAR CELL DIVISION | LG245M1C-G2 | 245 | 22 | 140 | 32 |  | Solar | FIXED | Roof
SRP10990 | SMA AMERICA | SB7000US (208V) | 7000 | 1 |  |  | 0.96 | Solar Inverter |  | OUTDOOR
SRP10991 | MATRIX SOLAR/PHOTOWATT | PW1650-175 | 245 | 36 | 165 | 26 |  | Solar | FIXED | Roof
SRP10991 | SMA AMERICA | SB7000US (208V) | 7000 | 1 |  |  | 0.96 | Solar Inverter |  | OUTDOOR
SRP10992 | UNKNOWN | UNKNOWN | 245 | 23 | 216 | 23 |  | Solar | FIXED | Roof
SRP10992 | POWER-ONE | PVI-5000-OUTD-US (208 V) | 5000 | 1 |  |  | 0.96 | Solar Inverter |  | OUTDOOR
SRP10993 | UNKNOWN | UNKNOWN | 250 | 21 | 185 | 20 |  | Solar | FIXED | Roof
SRP10993 | PV POWERED | PVP2500 | 2500 | 1 |  |  | 0.945 | Solar Inverter |  | INDOOR
SRP10993 | PV POWERED | PVP2500 | 2500 | 1 |  |  | 0.945 | Solar Inverter |  | INDOOR
SRP10994 | UNKNOWN | UNKNOWN | 250 | 35 | 151.1 | 16 |  | Solar | FIXED | Roof
SRP10994 | SMA AMERICA | SB4000US (208V) | 4000 | 1 |  |  | 0.96 | Solar Inverter |  | OUTDOOR
SRP10994 | PV POWERED | PVP4800 | 4800 | 1 |  |  | 0.96 | Solar Inverter |  | OUTDOOR
SRP10995 | SUNTECH POWER | STP180S-24/AB-1 | 185 | 43 | 187 | 30 |  | Solar | FIXED | Roof
SRP10995 | PV POWERED | PVP2500 | 2500 | 1 |  |  | 0.945 | Solar Inverter |  | INDOOR
SRP10995 | PV POWERED | PVP4800 | 4800 | 1 |  |  | 0.96 | Solar Inverter |  | INDOOR
SRP10996 | UNKNOWN | UNKNOWN | 250 | 31 | 143.2 | 36 |  | Solar | FIXED | Roof
SRP10996 | PV POWERED | PVP2500 | 2500 | 1 |  |  | 0.945 | Solar Inverter |  | INDOOR
SRP10996 | PV POWERED | PVP4800 | 4800 | 1 |  |  | 0.96 | Solar Inverter |  | INDOOR
SRP10997 | UNKNOWN | UNKNOWN | 250 | 26 | 130 | 32 |  | Solar | FIXED | Roof
SRP10997 | SMA AMERICA | SB6000U (208V) | 6000 | 1 |  |  | 0.97 | Solar Inverter |  | OUTDOOR
SRP10999 | UNKNOWN | UNKNOWN | 250 | 16 | 274 | 5 |  | Solar | FIXED | Roof
SRP10999 | UNKNOWN | UNKNOWN | 250 | 28 | 274 | 18 |  | Solar | FIXED | Roof
SRP10999 | PV POWERED | PVP3000 | 3000 | 2 |  |  | 0.935 | Solar Inverter |  | INDOOR
SRP10999 | PV POWERED | PVP3500 | 3500 | 1 |  |  | 0.955 | Solar Inverter |  | INDOOR
SRP11000 | UNKNOWN | UNKNOWN | 250 | 32 | 162.6 | 35 |  | Solar | FIXED | Roof
SRP11000 | UNKNOWN | UNKNOWN | 250 | 8 | 252.6 | 35 |  | Solar | FIXED | Roof
SRP11000 | PV POWERED | PVP2000 | 2000 | 1 |  |  | 0.92 | Solar Inverter |  | INDOOR
SRP11000 | PV POWERED | PVP3500 | 3500 | 2 |  |  | 0.955 | Solar Inverter |  | INDOOR
SRP11001 | MATRIX SOLAR/PHOTOWATT | PW1000-100 | 250 | 35 | 150.5 | 25 |  | Solar | FIXED | Roof
SRP11001 | PV POWERED | PVP2500 | 2500 | 1 |  |  | 0.945 | Solar Inverter |  | INDOOR
SRP11001 | SMA AMERICA | SB6000U (208V) | 6000 | 1 |  |  | 0.97 | Solar Inverter |  | INDOOR
SRP11002 | UNKNOWN | UNKNOWN | 250 | 32 | 193 | 34 |  | Solar | FIXED | Roof
SRP11002 | PV POWERED | PVP3500 | 3500 | 2 |  |  | 0.955 | Solar Inverter |  | INDOOR
SRP11003 | UNKNOWN | UNKNOWN | 250 | 38 | 209.6 | 35 |  | Solar | FIXED | Roof
SRP11003 | PV POWERED | PVP3500 | 3500 | 1 |  |  | 0.955 | Solar Inverter |  | OUTDOOR
SRP11003 | PV POWERED | PVP4800 | 4800 | 1 |  |  | 0.96 | Solar Inverter |  | OUTDOOR
SRP11004 | SHANGHAI SOLAR ENERGY S&T | S-180C | 230 | 2492 | 168 | 10 |  | Solar | FIXED | Roof
SRP11004 | ADVANCED ENERGY INDUSTRIES | 3159000-104 | 500000 | 1 |  |  | 0.97 | Solar Inverter |  | OUTDOOR
SRP11005 | KYOCERA SOLAR | KD210GX-LP | 215 | 24 | 127 | 25 |  | Solar | FIXED | Roof
SRP11005 | SMA AMERICA | SB5000US | 5000 | 1 |  |  | 0.968 | Solar Inverter |  | Outside
SRP11009 | MATRIX SOLAR/PHOTOWATT | PW1000-100 | 245 | 30 | 244 | 26 |  | Solar | FIXED | Roof
SRP11009 | POWER-ONE | PVI-6000-OUTD-US (208 V) | 6000 | 1 |  |  | 0.96 | Solar Inverter |  | OUTDOOR
SRP11010 | TRINA SOLAR | TSM-240PA05.10 | 240 | 9 | 209 | 33 |  | Solar | FIXED | Roof
SRP11010 | TRINA SOLAR | TSM-240PD05.10 | 240 | 19 | 209 | 34 |  | Solar | FIXED | Roof
SRP11010 | SMA AMERICA | SB3000US (240V) | 2000 | 1 |  |  | 0.96 | Solar Inverter |  | OUTDOOR
SRP11010 | SMA AMERICA | SB4000US (240V) | 4000 | 1 |  |  | 0.968 | Solar Inverter |  | OUTDOOR
SRP11011 | MATRIX SOLAR/PHOTOWATT | PW1650-175 | 255 | 36 | 147 | 32 |  | Solar | FIXED | Roof
SRP11011 | SMA AMERICA | SB7000US (277V) | 8000 | 1 |  |  | 0.96 | Solar Inverter |  | OUTDOOR
SRP11012 | ET SOLAR INDUSTRY | ET-P672280 | 190 | 48 | 250 | 28 |  | Solar | FIXED | Roof
SRP11012 | SMA AMERICA | SB3000US (240V) | 3000 | 1 |  |  | 0.95 | Solar Inverter |  | OUTDOOR
SRP11012 | SMA AMERICA | SB6000US (240V) | 6000 | 1 |  |  | 0.95 | Solar Inverter |  | OUTDOOR
SRP11013 | SUNPOWER | SPR-315E-WHT-U | 327 | 40 | 109 | 19 |  | Solar | FIXED | Roof
SRP11013 | SUNPOWER CORP (ORIGINAL MFR - PV POWERED LLC) | SPR-2500 | 11400 | 1 |  |  | 0.962 | Solar Inverter |  | Inside
SRP11014 | CANADIAN SOLAR | CS6P-230 | 240 | 22 | 166 | 20 |  | Solar | FIXED | Roof
SRP11014 | SMA AMERICA | SB5000US (240V) | 5000 | 1 |  |  | 0.96 | Solar Inverter |  | OUTDOOR
SRP11015 | UNKNOWN | UNKNOWN | 245 | 6 | 228 | 27 |  | Solar | FIXED | Roof
SRP11015 | ENPHASE ENERGY | M200-32-208-S01 | 215 | 6 |  |  | 0.96 | Solar Inverter |  | OUTDOOR
SRP11016 | SHARP | ND-224UC1 | 235 | 26 | 147 | 45 |  | Solar | FIXED | Roof
SRP11016 | SMA AMERICA | SB6000U (240V) | 6000 | 1 |  |  | 0.97 | Solar Inverter |  | Inside
SRP11017 | UNKNOWN | UNKNOWN | 250 | 24 | 205.5 | 20 |  | Solar | FIXED | Roof
SRP11017 | SMA AMERICA | SB6000U (240V) | 6000 | 1 |  |  | 0.97 | Solar Inverter |  | Outside
SRP11018 | SUNTECH POWER | STP210-18/UB-1 | 245 | 40 | 231 | 41 |  | Solar | FIXED | Roof
SRP11018 | SMA AMERICA | SB5000US (240V) | 5000 | 1 |  |  | 0.97 | Solar Inverter |  | Inside
SRP11018 | SMA AMERICA | SB5000US (240V) | 5000 | 1 |  |  | 0.97 | Solar Inverter |  | Inside
SRP11020 | SUNTECH POWER | STP210-18/UB-1 | 245 | 26 | 175 | 36 |  | Solar | FIXED | Roof
SRP11020 | SMA AMERICA | SB6000U (240V) | 6000 | 1 |  |  | 0.97 | Solar Inverter |  | Outside
SRP11021 | MITSUBISHI ELECTRIC | PV-UE135MF5N | 250 | 20 | 170 | 36 |  | Solar | FIXED | Roof
SRP11021 | SMA AMERICA | SB3000US (240V) | 3000 | 1 |  |  | 0.966 | Solar Inverter |  | INDOOR
SRP11021 | SMA AMERICA | SB3000US (240V) | 3000 | 1 |  |  | 0.966 | Solar Inverter |  | INDOOR
SRP11023 | LG ELECTRONICS SOLAR CELL DIVISION | LG255S1C-G2 | 255 | 33 | 203 | 25 |  | Solar | FIXED | Roof
SRP11023 | SMA AMERICA | SB7000US (208V) | 7000 | 1 |  |  | 0.96 | Solar Inverter |  | OUTDOOR
SRP11024 | LG ELECTRONICS SOLAR CELL DIVISION | LG255S1C-G2 | 255 | 20 | 226 | 36 |  | Solar | FIXED | Roof
SRP11024 | FRONIUS USA |  | 5000 | 1 |  |  | 0.962 | Solar Inverter |  | OUTDOOR
SRP11026 | CHANGZHOU TRINA SOLAR ENERGY CO | TSM-185D | 235 | 39 | 142 | 24 |  | Solar | FIXED | Roof
SRP11026 | SMA AMERICA | SB7000US (240V) | 8000 | 1 |  |  | 0.96 | Solar Inverter |  | Inside
SRP11028 | UNKNOWN | UNKNOWN | 255 | 32 | 209 | 27 |  | Solar | FIXED | Roof
SRP11028 | SMA AMERICA | SB3000US (240V) | 2500 | 1 |  |  | 0.965 | Solar Inverter |  | OUTDOOR
SRP11028 | SMA AMERICA | SB5000US (240V) | 5000 | 1 |  |  | 0.965 | Solar Inverter |  | OUTDOOR
SRP11029 | UNKNOWN | UNKNOWN | 250 | 16 | 197 | 39 |  | Solar | FIXED | Roof
SRP11029 | UNKNOWN | UNKNOWN | 250 | 19 | 107 | 40 |  | Solar | FIXED | Roof
SRP11029 | PV POWERED | PVP2500 | 2500 | 1 |  |  | 0.945 | Solar Inverter |  | INDOOR
SRP11029 | PV POWERED | PVP2500 | 2500 | 1 |  |  | 0.945 | Solar Inverter |  | INDOOR
SRP11029 | PV POWERED | PVP3500 | 3500 | 1 |  |  | 0.955 | Solar Inverter |  | INDOOR
SRP11030 | CANADIAN SOLAR | CS6P-235PX | 235 | 33 | 102 | 25 |  | Solar | FIXED | Roof
SRP11030 | SMA AMERICA | SB7000US (208V) | 7000 | 1 |  |  | 0.969 | Solar Inverter |  | Inside
SRP11031 | CONERGY AG | S 175MU | 240 | 22 | 194 | 35 |  | Solar | FIXED | Roof
SRP11031 | SMA AMERICA | SB5000US | 5000 | 1 |  |  | 0.968 | Solar Inverter |  | INDOOR
SRP11032 | CANADIAN SOLAR | CS5P-240 | 255 | 28 | 100 | 29 |  | Solar | FIXED | Roof
SRP11032 | SMA AMERICA | SB4000US (208V) | 3000 | 1 |  |  | 0.97 | Solar Inverter |  | OUTDOOR
SRP11032 | SMA AMERICA | SB4000US (208V) | 4000 | 1 |  |  | 0.97 | Solar Inverter |  | OUTDOOR
SRP11033 | LG ELECTRONICS SOLAR CELL DIVISION | LG255S1C-G2 | 255 | 7 | 123 | 18 |  | Solar | FIXED | Roof
SRP11033 | LG ELECTRONICS SOLAR CELL DIVISION | LG255S1C-G2 | 255 | 7 | 213 | 18 |  | Solar | FIXED | Roof
SRP11033 | POWER-ONE | PVI-3.0-OUTD-S-US (208 V) | 3000 | 1 |  |  | 0.96 | Solar Inverter |  | OUTDOOR
SRP11035 | LG ELECTRONICS SOLAR CELL DIVISION | LG255S1C-G2 | 255 | 24 | 201 | 18 |  | Solar | FIXED | Roof
SRP11035 | LG ELECTRONICS SOLAR CELL DIVISION | LG255S1C-G2 | 255 | 8 | 201 | 37 |  | Solar | FIXED | Roof
SRP11035 | KACO | BLUEPLANET 2502 WITH X OR XI (208V) | 2500 | 1 |  |  | 0.955 | Solar Inverter |  | OUTDOOR
SRP11035 | KACO | BLUEPLANET 5002 WITH X OR XI (208V) | 5000 | 1 |  |  | 0.955 | Solar Inverter |  | OUTDOOR
SRP11036 | UNKNOWN | UNKNOWN | 255 | 33 | 130 | 25 |  | Solar | FIXED | Roof
SRP11036 | SMA AMERICA | SB7000US (240V) | 7000 | 1 |  |  | 0.96 | Solar Inverter |  | OUTDOOR
SRP11037 | LG ELECTRONICS SOLAR CELL DIVISION | LG255S1C-G2 | 255 | 16 | 140 | 17 |  | Solar | FIXED | Roof
SRP11037 | LG ELECTRONICS SOLAR CELL DIVISION | LG255S1C-G2 | 255 | 11 | 225 | 17 |  | Solar | FIXED | Roof
SRP11037 | KACO | BLUEPLANET 2502 WITH X OR XI (240V) | 2500 | 1 |  |  | 0.955 | Solar Inverter |  | OUTDOOR
SRP11037 | KACO | BLUEPLANET 3502 WITH X OR XI (208V) | 3500 | 1 |  |  | 0.955 | Solar Inverter |  | OUTDOOR
SRP11038 | SOLARWORLD | SW185MONO | 240 | 42 | 226 | 39 |  | Solar | FIXED | Roof
SRP11038 | POWER-ONE | PVI-6000-OUTD-US-W (277 V) | 8000 | 1 |  |  | 0.971 | Solar Inverter |  | OUTDOOR
SRP11039 | SOLARWORLD | SW185MONO | 255 | 32 | 154 | 2 |  | Solar | FIXED | Roof
SRP11039 | SOLARWORLD | SW185MONO | 255 | 12 | 196 | 2 |  | Solar | FIXED | Roof
SRP11039 | SOLARWORLD | SW185MONO | 255 | 33 | 200 | 2 |  | Solar | FIXED | Roof
SRP11039 | SMA AMERICA | SB3000US (208V) | 2500 | 3 |  |  | 0.97 | Solar Inverter |  | Inside
SRP11039 | SMA AMERICA | SB5000US | 5000 | 1 |  |  | 0.97 | Solar Inverter |  | Inside
SRP11039 | SMA AMERICA | SB6000U (208V) | 6000 | 1 |  |  | 0.97 | Solar Inverter |  | Inside
SRP11040 | MATRIX SOLAR/PHOTOWATT | PW1650-175 | 255 | 38 | 171 | 30 |  | Solar | FIXED | Roof
SRP11040 | SMA AMERICA | SB4000US (208V) | 4000 | 1 |  |  | 0.95 | Solar Inverter |  | OUTDOOR
SRP11040 | SMA AMERICA | SB6000U (208V) | 6000 | 1 |  |  | 0.95 | Solar Inverter |  | OUTDOOR
SRP11041 | CANADIAN SOLAR | CS5P-240 | 255 | 24 | 172 | 30 |  | Solar | FIXED | Roof
SRP11041 | CANADIAN SOLAR | CS5P-240 | 255 | 16 | 262 | 30 |  | Solar | FIXED | Roof
SRP11041 | SMA AMERICA | SB4000US (240V) | 4000 | 1 |  |  | 0.97 | Solar Inverter |  | INDOOR
SRP11041 | SMA AMERICA | SB6000US (240V) | 6000 | 1 |  |  | 0.97 | Solar Inverter |  | INDOOR
SRP11043 | LG ELECTRONICS SOLAR CELL DIVISION | LG255S1C-G2 | 255 | 22 | 151 | 20 |  | Solar | FIXED | Roof
SRP11043 | SMA AMERICA | SB5000US | 5000 | 1 |  |  | 0.96 | Solar Inverter |  | INDOOR
SRP11045 | SOLARWORLD | SW185MONO | 235 | 88 | 180 | 25 |  | Solar | FIXED | Roof
SRP11045 | SMA AMERICA | SB5000US | 5000 | 4 |  |  | 0.968 | Solar Inverter |  | OUTDOOR
SRP11046 | SOLARWORLD | SW185MONO | 235 | 39 | 118 | 32 |  | Solar | FIXED | Roof
SRP11046 | ENPHASE ENERGY | M200-32-240-S02 | 215 | 39 |  |  | 0.963 | Solar Inverter |  | OUTDOOR
SRP11047 | SUNPOWER | SPR-230-WHT-U | 245 | 30 | 228 | 35 |  | Solar | FIXED | Roof
SRP11047 | SUNPOWER CORP (ORIGINAL MFRSMA) | SPR-7000M (208V) | 7000 | 1 |  |  | 0.97 | Solar Inverter |  | Outside
SRP11048 | SUNPOWER | SPR-230-WHT-U | 245 | 43 | 167 | 15 |  | Solar | FIXED | Roof
SRP11048 | SUNPOWER CORP (ORIGINAL MFR - PV POWERED LLC) | SPR-3500 | 4000 | 1 |  |  | 0.968 | Solar Inverter |  | Outside
SRP11048 | SUNPOWER CORP (ORIGINAL MFR - PV POWERED LLC) | SPR-5200 | 6000 | 1 |  |  | 0.97 | Solar Inverter |  | Outside
SRP11049 | SUNTECH POWER | STP180S-24/AB-1 | 185 | 12 | 94.1 | 30 |  | Solar | FIXED | Roof
SRP11049 | PV POWERED | PVP2000 | 2000 | 1 |  |  | 0.92 | Solar Inverter |  | INDOOR
SRP11050 | UNKNOWN | UNKNOWN | 250 | 34 | 125 | 20 |  | Solar | FIXED | Roof
SRP11050 | PV POWERED | PVP3000 | 3000 | 1 |  |  | 0.935 | Solar Inverter |  | Outside
SRP11050 | PV POWERED | PVP4800 | 4800 | 1 |  |  | 0.96 | Solar Inverter |  | Outside
SRP11051 | SCHOTT SOLAR | ASE-250DGF/17 | 245 | 1669 | 154 | 10.2 |  | Solar | FIXED | Roof
SRP11051 | SCHOTT SOLAR | SAPC-175 | 245 | 489 | 177 | 10.2 |  | Solar | FIXED | Roof
SRP11051 | SCHOTT SOLAR | SAPC-175 | 245 | 2132 | 177 | 10.2 |  | Solar | FIXED | Roof
SRP11051 | ADVANCED ENERGY INDUSTRIES | 3159000-104 | 500000 | 2 |  |  | 0.987 | Solar Inverter |  | Outside
SRP11052 | MATRIX SOLAR/PHOTOWATT | PW1650-175 | 250 | 64 | 180 | 20 |  | Solar | FIXED | Ground
SRP11052 | PV POWERED | PVP4800 | 4800 | 1 |  |  | 0.96 | Solar Inverter |  | OUTDOOR
SRP11052 | PV POWERED | PVP4800 | 4800 | 2 |  |  | 0.96 | Solar Inverter |  | OUTDOOR
SRP11053 | MATRIX SOLAR/PHOTOWATT | PW1000-100 | 250 | 207 | 180 | 20 |  | Solar | FIXED | Ground
SRP11053 | PV POWERED | PVP4800 | 4800 | 1 |  |  | 0.96 | Solar Inverter |  | OUTDOOR
SRP11053 | SMA AMERICA | SB5000US (240V) | 5000 | 1 |  |  | 0.96 | Solar Inverter |  | OUTDOOR
SRP11053 | SMA AMERICA | SB5000US (240V) | 7000 | 5 |  |  | 0.97 | Solar Inverter |  | OUTDOOR
SRP11054 | UNKNOWN | UNKNOWN | 250 | 24 | 185.5 | 26 |  | Solar | FIXED | Roof
SRP11054 | UNKNOWN | UNKNOWN | 250 | 34 | 185.5 | 34 |  | Solar | FIXED | Roof
SRP11054 | PV POWERED | PVP2500 | 2500 | 1 |  |  | 0.945 | Solar Inverter |  | INDOOR
SRP11054 | PV POWERED | PVP4800 | 4800 | 1 |  |  | 0.96 | Solar Inverter |  | INDOOR
SRP11054 | SMA AMERICA | SB6000US (240V) | 6000 | 1 |  |  | 0.97 | Solar Inverter |  | INDOOR
SRP11055 | UNKNOWN | UNKNOWN | 250 | 42 | 111.1 | 25 |  | Solar | FIXED | Roof
SRP11055 | UNKNOWN | UNKNOWN | 250 | 30 | 291.1 | 25 |  | Solar | FIXED | Roof
SRP11055 | PV POWERED | PVP3000 | 3000 | 1 |  |  | 0.935 | Solar Inverter |  | Outside
SRP11055 | PV POWERED | PVP3500 | 3500 | 1 |  |  | 0.955 | Solar Inverter |  | Outside
SRP11055 | PV POWERED | PVP4800 | 4800 | 1 |  |  | 0.96 | Solar Inverter |  | Outside
SRP11055 | PV POWERED | PVP4800 | 4800 | 1 |  |  | 0.96 | Solar Inverter |  | Outside
SRP11056 | UNKNOWN | UNKNOWN | 250 | 26 | 104 | 15 |  | Solar | FIXED | Roof
SRP11056 | UNKNOWN | UNKNOWN | 250 | 7 | 194 | 15 |  | Solar | FIXED | Roof
SRP11056 | PV POWERED | PVP2000 | 2000 | 1 |  |  | 0.92 | Solar Inverter |  | OUTDOOR
SRP11056 | PV POWERED | PVP2500 | 2500 | 1 |  |  | 0.945 | Solar Inverter |  | OUTDOOR
SRP11056 | PV POWERED | PVP3000 | 3000 | 1 |  |  | 0.935 | Solar Inverter |  | OUTDOOR
SRP11058 | UNKNOWN | UNKNOWN | 250 | 25 | 166.5 | 20 |  | Solar | FIXED | Roof
SRP11058 | UNKNOWN | UNKNOWN | 250 | 17 | 256.5 | 20 |  | Solar | FIXED | Roof
SRP11058 | PV POWERED | PVP2000 | 2000 | 1 |  |  | 0.92 | Solar Inverter |  | INDOOR
SRP11058 | PV POWERED | PVP2500 | 2500 | 2 |  |  | 0.945 | Solar Inverter |  | INDOOR
SRP11058 | PV POWERED | PVP3000 | 3000 | 1 |  |  | 0.935 | Solar Inverter |  | INDOOR
SRP11059 | CONERGY | CONERGY PM 240P | 240 | 27 | 203 | 10 |  | Solar | FIXED | Roof
SRP11059 | ENPHASE ENERGY | M215-60-2LL-S2X | 215 | 27 |  |  | 0.96 | Solar Inverter |  | OUTDOOR
SRP11060 | MATRIX SOLAR/PHOTOWATT | PW1000-100 | 250 | 44 | 162 | 18 |  | Solar | FIXED | Roof
SRP11060 | SMA AMERICA | SB5000US | 5000 | 1 |  |  | 0.968 | Solar Inverter |  | INDOOR
SRP11060 | SMA AMERICA | SB5000US | 5000 | 1 |  |  | 0.968 | Solar Inverter |  | INDOOR
SRP11061 | WESTINGHOUSE SOLAR | WLW-235-1-AC1-A-B | 235 | 24 | 115 | 32 |  | Solar | FIXED | Roof
SRP11061 | WESTINGHOUSE SOLAR | WLW-235-1-AC1-A-B | 235 | 6 | 115 | 38 |  | Solar | FIXED | Roof
SRP11061 | ENPHASE ENERGY | M190-72-240-SXX (-NA) | 190 | 11 |  |  | 0.95 | Solar Inverter |  | OUTDOOR
SRP11061 | ENPHASE ENERGY | M190-72-240-SXX (-NA) | 190 | 13 |  |  | 0.95 | Solar Inverter |  | OUTDOOR
SRP11061 | ENPHASE ENERGY | M200-32-208-S01 | 190 | 6 |  |  | 0.95 | Solar Inverter |  | OUTDOOR
SRP11062 | SOLARWORLD | SW245 POLY | 245 | 6 | 171 | 43 |  | Solar | FIXED | Roof
SRP11062 | SOLARWORLD | SW245 POLY | 245 | 15 | 171 | 44 |  | Solar | FIXED | Roof
SRP11062 | SOLARWORLD | SW245 POLY | 245 | 13 | 171 | 47 |  | Solar | FIXED | Roof
SRP11062 | ENPHASE ENERGY | M215-60-2LL-S2X | 215 | 34 |  |  | 0.963 | Solar Inverter |  | OUTDOOR
SRP11066 | SCHUCO USA | MPE 240 PS 08 | 240 | 24 | 93 | 23 |  | Solar | FIXED | Roof
SRP11066 | SMA AMERICA | SB6000U (240V) | 6000 | 1 |  |  | 0.97 | Solar Inverter |  | OUTDOOR
SRP11067 | SCHUCO USA |  | 240 | 12 | 103 | 23 |  | Solar | FIXED | Roof
SRP11067 | SCHUCO USA |  | 240 | 26 | 193 | 23 |  | Solar | FIXED | Roof
SRP11067 | SMA AMERICA | SB4000US (240V) | 4000 | 1 |  |  | 0.968 | Solar Inverter |  | OUTDOOR
SRP11067 | SMA AMERICA | SB6000U (240V) | 6000 | 1 |  |  | 0.97 | Solar Inverter |  | OUTDOOR
SRP11068 | SCHUCO USA |  | 260 | 12 | 219 | 28 |  | Solar | FIXED | Roof
SRP11068 | SMA AMERICA | SB4000US (240V) | 4000 | 1 |  |  | 0.968 | Solar Inverter |  | INDOOR
SRP11070 | SCHUCO USA |  | 260 | 13 | 116 | 11 |  | Solar | FIXED | Roof
SRP11070 | ENPHASE ENERGY | M175-24-208-S | 215 | 13 |  |  | 0.963 | Solar Inverter |  | OUTDOOR
SRP11072 | BAODING YINGLI NEW ENERGY RESOURCES CO | YL175(156) | 240 | 169 | 213 | 5 |  | Solar | FIXED | Roof
SRP11072 | FRONIUS USA | IG 3000 | 3000 | 1 |  |  | 0.96 | Solar Inverter |  | Inside
SRP11072 | FRONIUS USA |  | 10000 | 3 |  |  | 0.96 | Solar Inverter |  | Inside
SRP11073 | SCHUCO USA |  | 260 | 19 | 206 | 34 |  | Solar | FIXED | Roof
SRP11073 | ENPHASE ENERGY | M200-32-240-S02 | 215 | 19 |  |  | 0.963 | Solar Inverter |  | OUTDOOR
SRP11074 | SCHUCO USA |  | 240 | 26 | 130 | 23 |  | Solar | FIXED | Roof
SRP11074 | SMA AMERICA | SB6000U (240V) | 6000 | 1 |  |  | 0.97 | Solar Inverter |  | OUTDOOR
SRP11075 | CHANGZHOU TRINA SOLAR ENERGY CO | TSM-185D | 245 | 26 | 260 | 30 |  | Solar | FIXED | Roof
SRP11075 | SMA AMERICA | SB6000U (208V) | 6000 | 1 |  |  | 0.973 | Solar Inverter |  | INDOOR
SRP11076 | CANADIAN SOLAR | CS6P-230 | 235 | 33 | 141 | 40 |  | Solar | FIXED | Roof
SRP11076 | ENPHASE ENERGY | M200-32-240-S02 | 215 | 7 |  |  | 0.963 | Solar Inverter |  | OUTDOOR
SRP11076 | SMA AMERICA | SB6000US (208V) | 6000 | 1 |  |  | 0.968 | Solar Inverter |  | OUTDOOR
SRP11078 | CHANGZHOU TRINA SOLAR ENERGY CO | TSM-185D | 245 | 8 | 246 | 34 |  | Solar | FIXED | Roof
SRP11078 | CHANGZHOU TRINA SOLAR ENERGY CO | TSM-185D | 245 | 13 | 156 | 38 |  | Solar | FIXED | Roof
SRP11078 | SMA AMERICA | SB1100U-SBD | 2000 | 1 |  |  | 0.973 | Solar Inverter |  | OUTDOOR
SRP11078 | SMA AMERICA | SB3000US (208V) | 3000 | 1 |  |  | 0.973 | Solar Inverter |  | OUTDOOR
SRP11079 | SHARP | NU-U240F2 | 240 | 416 | 227 | 10 |  | Solar | FIXED | Roof
SRP11079 | ADVANCED ENERGY INDUSTRIES | AE 100TX-208 | 100000 | 1 |  |  | 0.955 | Solar Inverter |  | OUTDOOR
SRP11080 | SUNTECH POWER | STP210S-18/UB-1 | 250 | 36 | 141 | 26 |  | Solar | FIXED | Roof
SRP11080 | FRONIUS USA |  | 10000 | 1 |  |  | 0.96 | Solar Inverter |  | INDOOR
SRP11081 | CHANGZHOU TRINA SOLAR ENERGY CO | TSM-185D | 240 | 28 | 155 | 40 |  | Solar | FIXED | Roof
SRP11081 | SMA AMERICA | SB6000U (208V) | 6000 | 1 |  |  | 0.968 | Solar Inverter |  | INDOOR
SRP11082 | CHANGZHOU TRINA SOLAR ENERGY CO | TSM-185D | 235 | 20 | 123 | 26 |  | Solar | FIXED | Roof
SRP11082 | ENPHASE ENERGY | M175-24-208-S | 215 | 20 |  |  | 0.96 | Solar Inverter |  | OUTDOOR
SRP11083 | CHANGZHOU TRINA SOLAR ENERGY CO | TSM-185D | 240 | 18 | 140 | 37 |  | Solar | FIXED | Roof
SRP11083 | CHANGZHOU TRINA SOLAR ENERGY CO | TSM-185D | 240 | 22 | 140 | 37 |  | Solar | FIXED | Roof
SRP11083 | SMA AMERICA | SB3800U (208V) | 3800 | 1 |  |  | 0.968 | Solar Inverter |  | INDOOR
SRP11083 | SMA AMERICA | SB5000US | 5000 | 1 |  |  | 0.968 | Solar Inverter |  | INDOOR
SRP11084 | CHANGZHOU TRINA SOLAR ENERGY CO | TSM-160D | 235 | 42 | 113 | 27 |  | Solar | FIXED | Roof
SRP11084 | SMA AMERICA | SB3800U (208V) | 3800 | 1 |  |  | 0.968 | Solar Inverter |  | OUTDOOR
SRP11084 | SMA AMERICA | SB6000U (240V) | 6000 | 1 |  |  | 0.968 | Solar Inverter |  | OUTDOOR
SRP11085 | HYUNDAI HEAVY INDUSTRIES | HIS-S245MG | 245 | 26 | 151 | 10 |  | Solar | FIXED | Roof
SRP11085 | HYUNDAI HEAVY INDUSTRIES | HIS-S245MG | 245 | 52 | 151 | 26 |  | Solar | FIXED | Roof
SRP11085 | SMA AMERICA | SB6000U (208V) | 6000 | 3 |  |  | 0.97 | Solar Inverter |  | INDOOR
SRP11086 | CHANGZHOU TRINA SOLAR ENERGY CO | TSM-165D | 240 | 18 | 180 | 40 |  | Solar | FIXED | Roof
SRP11086 | SMA AMERICA | SB3800U (240V) | 3800 | 1 |  |  | 0.968 | Solar Inverter |  | INDOOR
SRP11087 | CHANGZHOU TRINA SOLAR ENERGY CO | TSM-185D | 240 | 24 | 185 | 20 |  | Solar | FIXED | Roof
SRP11087 | SMA AMERICA | SB5000US | 5000 | 1 |  |  | 0.968 | Solar Inverter |  | OUTDOOR
SRP11088 | CHANGZHOU TRINA SOLAR ENERGY CO | TSM-160D | 235 | 21 | 174 | 18 |  | Solar | FIXED | Roof
SRP11088 | CHANGZHOU TRINA SOLAR ENERGY CO | TSM-160D | 235 | 12 | 264 | 18 |  | Solar | FIXED | Roof
SRP11088 | ENPHASE ENERGY | M175-24-208-S | 215 | 33 |  |  | 0.96 | Solar Inverter |  | OUTDOOR
SRP11089 | SUNPOWER | SPR-230-WHT-U | 245 | 27 | 190 | 23 |  | Solar | FIXED | Roof
SRP11089 | SUNPOWER CORP (ORIGINAL MFR - PV POWERED LLC) | SPR-5200 | 6000 | 1 |  |  | 0.97 | Solar Inverter |  | INDOOR
SRP11090 | MATRIX SOLAR/PHOTOWATT | PW1650-175 | 250 | 29 | 266 | 32 |  | Solar | FIXED | Roof
SRP11090 | ENPHASE ENERGY | M175-24-208-S | 215 | 3 |  |  | 0.963 | Solar Inverter |  | Outside
SRP11090 | SMA AMERICA | SB6000U (240V) | 6000 | 1 |  |  | 0.97 | Solar Inverter |  | INDOOR
SRP11091 | CHANGZHOU TRINA SOLAR ENERGY CO | TSM-185D | 240 | 26 | 160 | 28 |  | Solar | FIXED | Roof
SRP11091 | SMA AMERICA | SB6000U (208V) | 6000 | 1 |  |  | 0.968 | Solar Inverter |  | INDOOR
SRP11092 | CHANGZHOU TRINA SOLAR ENERGY CO | TSM-185D | 240 | 49 | 146 | 22 |  | Solar | FIXED | Roof
SRP11092 | ENPHASE ENERGY | M200-32-208-S01 | 215 | 49 |  |  | 0.96 | Solar Inverter |  | OUTDOOR
SRP11094 | CHANGZHOU TRINA SOLAR ENERGY CO | TSM-185D | 240 | 22 | 141 | 48 |  | Solar | FIXED | Roof
SRP11094 | CHANGZHOU TRINA SOLAR ENERGY CO | TSM-185D | 240 | 5 | 231 | 48 |  | Solar | FIXED | Roof
SRP11094 | ENPHASE ENERGY | M200-32-208-S01 | 215 | 27 |  |  | 0.96 | Solar Inverter |  | INDOOR
SRP11095 | SUNTECH POWER | STP190-18/UB-1 | 190 | 30 | 180 | 20 |  | Solar | FIXED | Roof
SRP11095 | SMA AMERICA | SB5000US (240V) | 5000 | 1 |  |  | 0.97 | Solar Inverter |  | Outside
SRP11096 | CHANGZHOU TRINA SOLAR ENERGY CO | TSM-185D | 240 | 31 | 228 | 23 |  | Solar | FIXED | Roof
SRP11096 | SMA AMERICA | SB3000US (208V) | 3000 | 1 |  |  | 0.96 | Solar Inverter |  | OUTDOOR
SRP11096 | SMA AMERICA | SB3800U (208V) | 3800 | 1 |  |  | 0.968 | Solar Inverter |  | OUTDOOR
SRP11097 | SUNTECH POWER | STP190S-18/UB-1 | 205 | 22 | 127 | 28 |  | Solar | FIXED | Roof
SRP11097 | SMA AMERICA | SB3000US (240V) | 3000 | 2 |  |  | 0.97 | Solar Inverter |  | OUTDOOR
SRP11098 | TRINA SOLAR | TSM-240PD05 | 240 | 30 | 205 | 19.2 |  | Solar | FIXED | Roof
SRP11098 | ENPHASE ENERGY | M215-60-2LL-S2X | 215 | 30 |  |  | 0.96 | Solar Inverter |  | OUTDOOR
SRP11099 | CHANGZHOU TRINA SOLAR ENERGY CO | TSM-160D | 235 | 78 | 150 | 30 |  | Solar | FIXED | Ground
SRP11099 | FRONIUS USA |  | 6000 | 3 |  |  | 0.96 | Solar Inverter |  | OUTDOOR
SRP11100 | WEBEL SL ENERGY SYSTEMS | W1000-100 | 230 | 18 | 96.9 | 20 |  | Solar | FIXED | Roof
SRP11100 | WEBEL SL ENERGY SYSTEMS | W1000-100 | 230 | 14 | 176.9 | 25 |  | Solar | FIXED | Roof
SRP11100 | MOTECH INDUSTRIES | PVMATE 3900U (208V) | 3840 | 1 |  |  | 0.96 | Solar Inverter |  | Outside
SRP11100 | MOTECH INDUSTRIES | PVMATE 4900U-PG (240V) | 4900 | 1 |  |  | 0.96 | Solar Inverter |  | Outside
SRP11101 | BAODING YINGLI NEW ENERGY RESOURCES CO | 110(17)P1447X663 | 240 | 48 | 256 | 44 |  | Solar | FIXED | Roof
SRP11101 | SMA AMERICA | SB5000US (240V) | 5000 | 1 |  |  | 0.955 | Solar Inverter |  | Outside
SRP11101 | SMA AMERICA | SB5000US (240V) | 5000 | 1 |  |  | 0.955 | Solar Inverter |  | Outside
SRP11102 | BAODING YINGLI NEW ENERGY RESOURCES CO | 110(17)P1447X663 | 240 | 5 | 170 | 18 |  | Solar | FIXED | Roof
SRP11102 | BAODING YINGLI NEW ENERGY RESOURCES CO | 110(17)P1447X663 | 240 | 13 | 170 | 34 |  | Solar | FIXED | Roof
SRP11102 | POWER-ONE | PVI-5000-OUTD-US (208 V) | 4200 | 1 |  |  | 0.96 | Solar Inverter |  | INDOOR
SRP11103 | BAODING YINGLI NEW ENERGY RESOURCES CO | YL175(156) | 240 | 38 | 175 | 25 |  | Solar | FIXED | Roof
SRP11103 | POWER-ONE | PVI-3000-I-OUTD-US-F (240V) | 3000 | 1 |  |  | 0.96 | Solar Inverter |  | INDOOR
SRP11103 | POWER-ONE | PVI-5000-OUTD-US (240 V) | 5000 | 1 |  |  | 0.965 | Solar Inverter |  | INDOOR
SRP11104 | YINGLI ENERGY (CHINA) | YL240P-29B | 240 | 4 | 210 | 8 |  | Solar | FIXED | Roof
SRP11104 | YINGLI ENERGY (CHINA) | YL240P-29B | 240 | 6 | 210 | 9 |  | Solar | FIXED | Roof
SRP11104 | YINGLI ENERGY (CHINA) | YL240P-29B | 240 | 7 | 120 | 18 |  | Solar | FIXED | Roof
SRP11104 | YINGLI ENERGY (CHINA) | YL240P-29B | 240 | 8 | 300 | 18 |  | Solar | FIXED | Roof
SRP11104 | YINGLI ENERGY (CHINA) | YL240P-29B | 240 | 8 | 210 | 43 |  | Solar | FIXED | Roof
SRP11104 | POWER-ONE | PVI-3600-OUTD-US-F (240V) | 3600 | 1 |  |  | 0.96 | Solar Inverter |  | OUTDOOR
SRP11104 | POWER-ONE | PVI-5000-OUTD-US (240 V) | 5000 | 1 |  |  | 0.96 | Solar Inverter |  | OUTDOOR
SRP11105 | BAODING YINGLI NEW ENERGY RESOURCES CO | 110(17)P1447X663 | 240 | 13 | 132 | 16 |  | Solar | FIXED | Roof
SRP11105 | BAODING YINGLI NEW ENERGY RESOURCES CO | 110(17)P1447X663 | 240 | 15 | 132 | 18 |  | Solar | FIXED | Roof
SRP11105 | POWER-ONE | PVI-6000-OUTD-US (240 V) | 6000 | 1 |  |  | 0.965 | Solar Inverter |  | INDOOR
SRP11106 | CHANGZHOU TRINA SOLAR ENERGY CO | TSM-165D | 230 | 40 | 153 | 45 |  | Solar | FIXED | Roof
SRP11106 | FRONIUS USA |  | 10000 | 1 |  |  | 0.955 | Solar Inverter |  | Outside
SRP11107 | TRINA SOLAR | TSM-235PA05.10 | 235 | 31 | 173 | 26 |  | Solar | FIXED | Roof
SRP11107 | TRINA SOLAR | TSM-235PA05.10 | 235 | 13 | 263 | 26 |  | Solar | FIXED | Roof
SRP11107 | ENPHASE ENERGY | M215-60-2LL-S2X | 215 | 44 |  |  | 0.96 | Solar Inverter |  | OUTDOOR
SRP11108 | CHANGZHOU TRINA SOLAR ENERGY CO | TSM-165D | 235 | 14 | 109 | 20 |  | Solar | FIXED | Roof
SRP11108 | CHANGZHOU TRINA SOLAR ENERGY CO | TSM-165D | 235 | 33 | 199 | 36 |  | Solar | FIXED | Roof
SRP11108 | SMA AMERICA | SB3000US (240V) | 3000 | 1 |  |  | 0.96 | Solar Inverter |  | INDOOR
SRP11108 | SMA AMERICA | SB7000US (240V) | 7000 | 1 |  |  | 0.969 | Solar Inverter |  | INDOOR
SRP11109 | CHANGZHOU TRINA SOLAR ENERGY CO | TSM-165D | 240 | 41 | 240 | 24 |  | Solar | FIXED | Roof
SRP11109 | ENPHASE ENERGY | M175-24-208-S | 215 | 41 |  |  | 0.96 | Solar Inverter |  | INDOOR
SRP11110 | CHANGZHOU TRINA SOLAR ENERGY CO | TSM-160D | 240 | 45 | 249 | 20 |  | Solar | FIXED | Roof
SRP11110 | CHANGZHOU TRINA SOLAR ENERGY CO | TSM-160D | 240 | 10 | 190 | 28 |  | Solar | FIXED | Roof
SRP11110 | ENPHASE ENERGY | M175-24-208-S | 215 | 55 |  |  | 0.96 | Solar Inverter |  | INDOOR
SRP11111 | MATRIX SOLAR/PHOTOWATT | PW1650-175 | 250 | 26 | 183.3 | 18 |  | Solar | FIXED | Roof
SRP11111 | SMA AMERICA | SB6000U (240V) | 6000 | 1 |  |  | 0.97 | Solar Inverter |  | Inside
SRP11112 | SUNTECH POWER | STP180S-24/AB-1 | 185 | 33 | 153.6 | 22 |  | Solar | FIXED | Roof
SRP11112 | SMA AMERICA | SB6000U (240V) | 6000 | 1 |  |  | 0.97 | Solar Inverter |  | Outside
SRP11113 | SUNTECH POWER | STP180S-24/AB-1 | 185 | 32 | 155.2 | 15 |  | Solar | FIXED | Roof
SRP11113 | SUNTECH POWER | STP180S-24/AB-1 | 185 | 18 | 155.2 | 30 |  | Solar | FIXED | Roof
SRP11113 | PV POWERED | PVP3000 | 3000 | 1 |  |  | 0.935 | Solar Inverter |  | INDOOR
SRP11113 | PV POWERED | PVP3000 | 3000 | 1 |  |  | 0.935 | Solar Inverter |  | INDOOR
SRP11113 | PV POWERED | PVP3000 | 3000 | 1 |  |  | 0.935 | Solar Inverter |  | INDOOR
SRP11114 | UNKNOWN | UNKNOWN | 250 | 10 | 159.9 | 3 |  | Solar | FIXED | Roof
SRP11114 | PV POWERED | PVP2500 | 2500 | 1 |  |  | 0.945 | Solar Inverter |  | INDOOR
SRP11115 | CHANGZHOU TRINA SOLAR ENERGY CO | TSM-165D | 240 | 33 | 165 | 30 |  | Solar | FIXED | Roof
SRP11115 | SMA AMERICA | SB7000US (240V) | 7000 | 1 |  |  | 0.97 | Solar Inverter |  | INDOOR
SRP11116 | CHANGZHOU TRINA SOLAR ENERGY CO | TSM-160D | 240 | 36 | 183.7 | 15 |  | Solar | FIXED | Roof
SRP11116 | SMA AMERICA | SB7000US (277V) | 8000 | 1 |  |  | 0.965 | Solar Inverter |  | INDOOR
SRP11117 | CHANGZHOU TRINA SOLAR ENERGY CO | TSM-160D | 240 | 8 | 84 | 29 |  | Solar | FIXED | Roof
SRP11117 | CHANGZHOU TRINA SOLAR ENERGY CO | TSM-160D | 240 | 20 | 264 | 29 |  | Solar | FIXED | Roof
SRP11117 | PV POWERED | PVP2000 | 2000 | 1 |  |  | 0.92 | Solar Inverter |  | OUTDOOR
SRP11117 | PV POWERED | PVP4800 | 4800 | 1 |  |  | 0.96 | Solar Inverter |  | OUTDOOR
SRP11118 | CANADIAN SOLAR | CS6P-230 | 235 | 13 | 264 | 14 |  | Solar | FIXED | Roof
SRP11118 | ENPHASE ENERGY | M175-24-208-S01 | 215 | 13 |  |  | 0.96 | Solar Inverter |  | OUTDOOR
SRP11119 | CANADIAN SOLAR | CS6P-230 | 235 | 3 | 39 | 16 |  | Solar | FIXED | Roof
SRP11119 | CANADIAN SOLAR | CS6P-230 | 235 | 14 | 219 | 16 |  | Solar | FIXED | Roof
SRP11119 | ENPHASE ENERGY | M175-24-208-S | 215 | 17 |  |  | 0.96 | Solar Inverter |  | OUTDOOR
SRP11121 | SUNPOWER | SPR-315E-WHT-U | 327 | 32 | 165 | 25 |  | Solar | FIXED | Ground
SRP11121 | FRONIUS USA |  | 11400 | 1 |  |  | 0.962 | Solar Inverter |  | OUTDOOR
SRP11122 | LG ELECTRONICS SOLAR CELL DIVISION | LG250S1C-G2 | 250 | 44 | 104 | 15 |  | Solar | FIXED | Roof
SRP11122 | FRONIUS USA |  | 10000 | 1 |  |  | 0.962 | Solar Inverter |  | INDOOR
SRP11123 | SUNPOWER | SPR-90-WHT-U | 327 | 27 | 148 | 16 |  | Solar | FIXED | Roof
SRP11123 | SUNPOWER CORP (ORIGINAL MFRSMA) | SPR-3000M (240V) | 3000 | 1 |  |  | 0.95 | Solar Inverter |  | Outside
SRP11123 | SUNPOWER CORP (ORIGINAL MFRSMA) | SPR-6000M (240V) | 6000 | 1 |  |  | 0.95 | Solar Inverter |  | Outside
SRP11124 | SUNTECH POWER | STP190S-18/UB-1 | 190 | 27 | 175 | 26 |  | Solar | FIXED | Roof
SRP11124 | SMA AMERICA | SB5000US (240V) | 5000 | 1 |  |  | 0.96 | Solar Inverter |  | INDOOR
SRP11125 | SUNPOWER | PL-AP-130 | 327 | 24 | 124 | 28 |  | Solar | FIXED | Roof
SRP11125 | SUNPOWER CORP (ORIGINAL MFRSMA) | SPR-7000M (240V) | 7000 | 1 |  |  | 0.97 | Solar Inverter |  | INDOOR
SRP11126 | MATRIX SOLAR/PHOTOWATT | PW1650-175 | 250 | 6 | 137 | 17 |  | Solar | FIXED | Roof
SRP11126 | MATRIX SOLAR/PHOTOWATT | PW1650-175 | 250 | 7 | 228 | 17 |  | Solar | FIXED | Roof
SRP11126 | ENPHASE ENERGY | M175-24-208-S | 215 | 13 |  |  | 0.97 | Solar Inverter |  | OUTDOOR
SRP11127 | TRINA SOLAR | TSM-240PD05.10 | 240 | 13 | 171.1 | 22 |  | Solar | FIXED | Roof
SRP11127 | TRINA SOLAR | TSM-240PD05.10 | 240 | 13 | 257.4 | 22 |  | Solar | FIXED | Roof
SRP11127 | ENPHASE ENERGY | M215-60-2LL-S2X | 215 | 26 |  |  | 0.96 | Solar Inverter |  | OUTDOOR
SRP11128 | CHANGZHOU TRINA SOLAR ENERGY CO | TSM-165D | 240 | 33 | 152.3 | 27 |  | Solar | FIXED | Roof
SRP11128 | SMA AMERICA | SB7000US (240V) | 7000 | 1 |  |  | 0.969 | Solar Inverter |  | OUTDOOR
SRP11129 | CHANGZHOU TRINA SOLAR ENERGY CO | TSM-165D | 240 | 33 | 150.3 | 30 |  | Solar | FIXED | Roof
SRP11129 | SMA AMERICA | SB7000US (240V) | 7000 | 1 |  |  | 0.969 | Solar Inverter |  | OUTDOOR
SRP11130 | SUNTECH POWER | STP180S-24/AB-1 | 180 | 22 | 151 | 34 |  | Solar | FIXED | Roof
SRP11130 | SUNNY BOY | 3800 | 4000 | 1 |  |  | 0.968 | Solar Inverter |  | INDOOR
SRP11131 | TRINA SOLAR | TSM-240PA05.10 | 240 | 18 | 142 | 18 |  | Solar | FIXED | Roof
SRP11131 | TRINA SOLAR | TSM-240PD05.10 | 240 | 23 | 142 | 35 |  | Solar | FIXED | Roof
SRP11131 | TRINA SOLAR | TSM-240PA05.10 | 240 | 10 | 232 | 35 |  | Solar | FIXED | Roof
SRP11131 | ENPHASE ENERGY | M215-60-2LL-S2X | 215 | 51 |  |  | 0.96 | Solar Inverter |  | OUTDOOR
SRP11132 | ISOFOTON | I-94/24 | 245 | 624 | 219 | 5 |  | Solar | FIXED | Roof
SRP11132 | SATCON TECHNOLOGY | PVS-135 (240 V) | 135000 | 1 |  |  | 0.96 | Solar Inverter |  | OUTDOOR
SRP11133 | CHANGZHOU TRINA SOLAR ENERGY CO | TSM-165D | 240 | 39 | 155 | 19 |  | Solar | FIXED | Roof
SRP11133 | CHANGZHOU TRINA SOLAR ENERGY CO | TSM-185D | 240 | 11 | 244.8 | 19 |  | Solar | FIXED | Roof
SRP11133 | SMA AMERICA | SB3000US (208V) | 2500 | 1 |  |  | 0.96 | Solar Inverter |  | OUTDOOR
SRP11133 | SMA AMERICA | SB7000US (277V) | 8000 | 1 |  |  | 0.963 | Solar Inverter |  | OUTDOOR
SRP11134 | CHANGZHOU TRINA SOLAR ENERGY CO | TSM-160D | 240 | 22 | 168.7 | 24 |  | Solar | FIXED | Roof
SRP11134 | SMA AMERICA | SB5000US | 5000 | 1 |  |  | 0.968 | Solar Inverter |  | OUTDOOR
SRP11135 | CHANGZHOU TRINA SOLAR ENERGY CO | TSM-185D | 240 | 33 | 179 | 24 |  | Solar | FIXED | Roof
SRP11135 | SMA AMERICA | SB7000US (277V) | 7000 | 1 |  |  | 0.969 | Solar Inverter |  | OUTDOOR
SRP11136 | CHANGZHOU TRINA SOLAR ENERGY CO | TSM-185D | 245 | 3 | 218 | 30 |  | Solar | FIXED | Roof
SRP11136 | CHANGZHOU TRINA SOLAR ENERGY CO | TSM-185D | 245 | 4 | 128 | 40 |  | Solar | FIXED | Roof
SRP11136 | CHANGZHOU TRINA SOLAR ENERGY CO | TSM-185D | 245 | 12 | 128 | 43 |  | Solar | FIXED | Roof
SRP11136 | ENPHASE ENERGY | M200-32-208-S01 | 215 | 3 |  |  | 0.963 | Solar Inverter |  | Outside
SRP11136 | ENPHASE ENERGY | M200-32-208-S01 | 215 | 4 |  |  | 0.963 | Solar Inverter |  | Outside
SRP11136 | SMA AMERICA | SB3000US (240V) | 2500 | 1 |  |  | 0.973 | Solar Inverter |  | INDOOR
SRP11138 | CANADIAN SOLAR | CS6P-230 | 235 | 15 | 217 | 21 |  | Solar | FIXED | Roof
SRP11138 | ENPHASE ENERGY | M200-32-208-S01 | 215 | 15 |  |  | 0.96 | Solar Inverter |  | OUTDOOR
SRP11139 | SUNTECH POWER | STP190S-18/UB-1 | 190 | 18 | 130 | 22 |  | Solar | FIXED | Roof
SRP11139 | SUNTECH POWER | STP190S-18/UB-1 | 190 | 12 | 220 | 22 |  | Solar | FIXED | Roof
SRP11139 | POWER-ONE | PVI-5000-OUTD-US (240 V) | 5000 | 1 |  |  | 0.965 | Solar Inverter |  | Outside
SRP11140 | CANADIAN SOLAR | CS6P-230 | 235 | 8 | 126 | 23 |  | Solar | FIXED | Roof
SRP11140 | CANADIAN SOLAR | CS6P-230 | 235 | 12 | 126 | 23 |  | Solar | FIXED | Roof
SRP11140 | ENPHASE ENERGY | M200-32-208-S01 | 215 | 20 |  |  | 0.96 | Solar Inverter |  | OUTDOOR
SRP11141 | YES! SOLAR | ES190W | 245 | 44 | 153 | 30 |  | Solar | FIXED | Roof
SRP11141 | KACO | 3601XI | 5000 | 2 |  |  | 0.955 | Solar Inverter |  | OUTDOOR
SRP11142 | CANADIAN SOLAR | CS6P-230 | 235 | 5 | 84 | 22 |  | Solar | FIXED | Roof
SRP11142 | CANADIAN SOLAR | CS6P-230 | 235 | 3 | 84 | 37 |  | Solar | FIXED | Roof
SRP11142 | CANADIAN SOLAR | CS6P-230 | 235 | 3 | 264 | 37 |  | Solar | FIXED | Roof
SRP11142 | CANADIAN SOLAR | CS6P-230 | 235 | 10 | 174 | 39 |  | Solar | FIXED | Roof
SRP11142 | ENPHASE ENERGY | M200-32-208-S01 | 215 | 21 |  |  | 0.96 | Solar Inverter |  | OUTDOOR
SRP11143 | MATRIX SOLAR/PHOTOWATT | PW1000-100 | 235 | 6 | 155 | 30 |  | Solar | FIXED | Roof
SRP11143 | MATRIX SOLAR/PHOTOWATT | PW1650-175 | 235 | 18 | 245 | 40 |  | Solar | FIXED | Roof
SRP11143 | POWER-ONE | PVI-5000-OUTD-US (240 V) | 5000 | 1 |  |  | 0.965 | Solar Inverter |  | OUTDOOR
SRP11144 | ISOFOTON | I-94/24 | 245 | 7 | 184 | 32 |  | Solar | FIXED | Roof
SRP11144 | KACO | 1501XI | 1500 | 1 |  |  | 0.955 | Solar Inverter |  | OUTDOOR
SRP11145 | ISOFOTON | I-165 | 245 | 17 | 110 | 35 |  | Solar | FIXED | Roof
SRP11145 | POWER-ONE | PVI-3600-US (240V) | 3600 | 1 |  |  | 0.96 | Solar Inverter |  | OUTDOOR
SRP11146 | ISOFOTON | I-100/24 | 245 | 6 | 89 | 22 |  | Solar | FIXED | Roof
SRP11146 | ISOFOTON | I-100/12 | 245 | 26 | 269 | 22 |  | Solar | FIXED | Roof
SRP11146 | ISOFOTON | I-100/12 | 245 | 14 | 89 | 23 |  | Solar | FIXED | Roof
SRP11146 | POWER-ONE | PVI-5000-OUTD-US (208 V) | 4000 | 1 |  |  | 0.96 | Solar Inverter |  | Inside
SRP11146 | POWER-ONE | PVI-6000-OUTD-US (240 V) | 6000 | 1 |  |  | 0.965 | Solar Inverter |  | Inside
SRP11147 | SUNTECH POWER | STP190S-18/UB-1 | 190 | 53 | 196 | 33 |  | Solar | FIXED | Roof
SRP11147 | KACO | 3601XI | 3500 | 1 |  |  | 0.955 | Solar Inverter |  | INDOOR
SRP11147 | KACO | 1501XI | 5000 | 1 |  |  | 0.955 | Solar Inverter |  | INDOOR
SRP11148 | CANADIAN SOLAR | CS6P-230 | 235 | 6 | 178 | 20 |  | Solar | FIXED | Roof
SRP11148 | CANADIAN SOLAR | CS6P-230 | 235 | 24 | 178 | 20 |  | Solar | FIXED | Roof
SRP11148 | ENPHASE ENERGY | M200-32-208-S01 | 215 | 13 |  |  | 0.96 | Solar Inverter |  | OUTDOOR
SRP11148 | ENPHASE ENERGY | M200-32-208-S01 | 215 | 17 |  |  | 0.96 | Solar Inverter |  | OUTDOOR
SRP11149 | MITSUBISHI ELECTRIC | PV-MF110EC4 | 235 | 26 | 210 | 20 |  | Solar | FIXED | Roof
SRP11149 | SMA AMERICA | SB6000U (240V) | 6000 | 1 |  |  | 0.955 | Solar Inverter |  | OUTDOOR
SRP11150 | MOTECH AMERICAS | IM60B2-235-XXXXXX | 235 | 10 | 180 | 40 |  | Solar | FIXED | Roof
SRP11150 | MOTECH AMERICAS | IM60B2-235-XXXXXX | 235 | 18 | 270 | 40 |  | Solar | FIXED | Roof
SRP11150 | POWER-ONE | PVI-6000-OUTD-US (240 V) | 6000 | 1 |  |  | 0.96 | Solar Inverter |  | Outside
SRP11151 | CANADIAN SOLAR | CS6P-235PX | 235 | 17 | 267 | 19 |  | Solar | FIXED | Roof
SRP11151 | ENPHASE ENERGY | M215-60-2LL-S2X | 215 | 17 |  |  | 0.96 | Solar Inverter |  | OUTDOOR
SRP11152 | CANADIAN SOLAR | CS6P-230 | 235 | 3 | 152 | 16 |  | Solar | FIXED | Roof
SRP11152 | CANADIAN SOLAR | CS6P-230 | 235 | 14 | 242 | 16 |  | Solar | FIXED | Roof
SRP11152 | ENPHASE ENERGY | M200-32-208-S01 | 215 | 17 |  |  | 0.96 | Solar Inverter |  | OUTDOOR
SRP11153 | HYUNDAI HEAVY INDUSTRIES | HIS-M245MG | 245 | 18 | 243 | 21 |  | Solar | FIXED | Roof
SRP11153 | KACO | BLUEPLANET 5002 WITH X OR XI (208V) | 5000 | 1 |  |  | 0.955 | Solar Inverter |  | OUTDOOR
SRP11154 | CHANGZHOU TRINA SOLAR ENERGY CO | TSM-160D | 235 | 8 | 138 | 23 |  | Solar | FIXED | Roof
SRP11154 | CHANGZHOU TRINA SOLAR ENERGY CO | TSM-160D | 235 | 20 | 204 | 23 |  | Solar | FIXED | Roof
SRP11154 | POWER-ONE | PVI-6000-OUTD-US (240 V) | 6000 | 1 |  |  | 0.96 | Solar Inverter |  | OUTDOOR
SRP11159 | ALEO SOLAR |  | 245 | 18 | 150 | 17 |  | Solar | FIXED | Roof
SRP11159 | POWER-ONE | PVI-3600-OUTD-US-F (240V) | 3600 | 1 |  |  | 0.96 | Solar Inverter |  | OUTDOOR
SRP11160 | UNKNOWN | UNKNOWN | 250 | 31 | 190 | 20 |  | Solar | FIXED | Roof
SRP11160 | PV POWERED | PVP2500 | 2500 | 1 |  |  | 0.945 | Solar Inverter |  | OUTDOOR
SRP11160 | PV POWERED | PVP4800 | 4800 | 1 |  |  | 0.96 | Solar Inverter |  | OUTDOOR
SRP11161 | MATRIX SOLAR/PHOTOWATT | PW1650-175 | 245 | 41 | 160 | 18 |  | Solar | FIXED | Roof
SRP11161 | POWER-ONE | PVI-3600-US (240V) | 4200 | 2 |  |  | 0.96 | Solar Inverter |  | OUTDOOR
SRP11162 | TRINA SOLAR | TSM-240PA05 | 240 | 44 | 181 | 40 |  | Solar | FIXED | Roof
SRP11162 | POWER-ONE | PVI-3.6-OUTD-S-US (240 V) | 3600 | 1 |  |  | 0.96 | Solar Inverter |  | Inside
SRP11162 | POWER-ONE | PVI-5000-OUTD-US (240 V) | 5000 | 1 |  |  | 0.96 | Solar Inverter |  | Inside
SRP11163 | CHANGZHOU TRINA SOLAR ENERGY CO | TSM-185D | 235 | 18 | 110 | 25 |  | Solar | FIXED | Roof
SRP11163 | CHANGZHOU TRINA SOLAR ENERGY CO | TSM-185D | 235 | 10 | 257 | 28 |  | Solar | FIXED | Roof
SRP11163 | POWER-ONE | PVI-6000-OUTD-US (208 V) | 6000 | 1 |  |  | 0.96 | Solar Inverter |  | Inside
SRP11164 | CHANGZHOU TRINA SOLAR ENERGY CO | TSM-185D | 240 | 30 | 178 | 30 |  | Solar | FIXED | Roof
SRP11164 | SMA AMERICA | SB6000U (208V) | 6000 | 1 |  |  | 0.96 | Solar Inverter |  | Inside
SRP11165 | MATRIX SOLAR/PHOTOWATT | PW1650-175 | 255 | 20 | 170 | 28 |  | Solar | FIXED | Roof
SRP11165 | POWER-ONE | PVI-3600-US (240V) | 4200 | 1 |  |  | 0.96 | Solar Inverter |  | OUTDOOR
SRP11166 | CHANGZHOU TRINA SOLAR ENERGY CO | TSM-185D | 235 | 30 | 181 | 18 |  | Solar | FIXED | Roof
SRP11166 | SMA AMERICA | SB6000U (240V) | 6000 | 1 |  |  | 0.96 | Solar Inverter |  | Inside
SRP11167 | MATRIX SOLAR/PHOTOWATT | PW1650-175 | 245 | 18 | 182 | 18 |  | Solar | FIXED | Roof
SRP11167 | MATRIX SOLAR/PHOTOWATT | PW1650-175 | 245 | 28 | 182 | 18 |  | Solar | FIXED | Roof
SRP11167 | POWER-ONE | PVI-3000-I-OUTD-US-F (240V) | 3600 | 1 |  |  | 0.96 | Solar Inverter |  | OUTDOOR
SRP11167 | POWER-ONE | PVI-6000-OUTD-US (208 V) | 6000 | 1 |  |  | 0.96 | Solar Inverter |  | OUTDOOR
SRP11168 | MATRIX SOLAR/PHOTOWATT | PW1650-175 | 245 | 36 | 208 | 15 |  | Solar | FIXED | Roof
SRP11168 | SMA AMERICA | SB7000US (208V) | 7000 | 1 |  |  | 0.96 | Solar Inverter |  | OUTDOOR
SRP11170 | ET SOLAR INDUSTRY | ET-P672240 | 240 | 14 | 98 | 14 |  | Solar | FIXED | Roof
SRP11170 | ET SOLAR INDUSTRY | ET-P672240 | 240 | 26 | 192 | 24 |  | Solar | FIXED | Roof
SRP11170 | SMA AMERICA | SB4000US (208V) | 4000 | 1 |  |  | 0.96 | Solar Inverter |  | Outside
SRP11170 | SMA AMERICA | SB7000US (208V) | 7000 | 1 |  |  | 0.96 | Solar Inverter |  | Outside
SRP11171 | MATRIX SOLAR/PHOTOWATT | PW1000-100 | 240 | 36 | 185 | 40 |  | Solar | FIXED | Roof
SRP11171 | SMA AMERICA | SB7000US (277V) | 8000 | 1 |  |  | 0.96 | Solar Inverter |  | INDOOR
SRP11173 | MATRIX SOLAR/PHOTOWATT | PW1650-175 | 250 | 22 | 209.5 | 20 |  | Solar | FIXED | Roof
SRP11173 | PV POWERED | PVP4800 | 4800 | 1 |  |  | 0.96 | Solar Inverter |  | OUTDOOR
SRP11174 | UNKNOWN | UNKNOWN | 250 | 20 | 145 | 35 |  | Solar | FIXED | Roof
SRP11174 | PV POWERED | PVP4800 | 4800 | 1 |  |  | 0.96 | Solar Inverter |  | OUTDOOR
SRP11175 | LUMA RESOURCES | LRSS | 180 | 39 | 160 | 26.7 |  | Solar | FIXED | Roof
SRP11175 | POWER-ONE | PVI-6000-OUTD-US (240 V) | 6000 | 1 |  |  | 0.971 | Solar Inverter |  | INDOOR
SRP11176 | CHANGZHOU TRINA SOLAR ENERGY CO | TSM-185D | 240 | 20 | 185.9 | 36 |  | Solar | FIXED | Roof
SRP11176 | PV POWERED | PVP4800 | 4800 | 1 |  |  | 0.96 | Solar Inverter |  | INDOOR
SRP11177 | CHANGZHOU TRINA SOLAR ENERGY CO | TSM-165D | 235 | 22 | 186 | 24 |  | Solar | FIXED | Roof
SRP11177 | POWER-ONE | PVI-5000-OUTD-US (208 V) | 4200 | 1 |  |  | 0.96 | Solar Inverter |  | OUTDOOR
SRP11178 | SUNTECH POWER | STP180S-24/AB-1 | 185 | 18 | 225.3 | 20 |  | Solar | FIXED | Roof
SRP11178 | PV POWERED | PVP3000 | 3000 | 1 |  |  | 0.935 | Solar Inverter |  | Outside
SRP11179 | CHANGZHOU TRINA SOLAR ENERGY CO | TSM-185D | 240 | 20 | 158 | 20 |  | Solar | FIXED | Roof
SRP11179 | POWER-ONE | PVI-5000-OUTD-US (208 V) | 4200 | 1 |  |  | 0.96 | Solar Inverter |  | OUTDOOR
SRP11180 | CHANGZHOU TRINA SOLAR ENERGY CO | TSM-160D | 235 | 28 | 219 | 32 |  | Solar | FIXED | Roof
SRP11180 | POWER-ONE | PVI-6000-OUTD-US (240 V) | 6000 | 1 |  |  | 0.96 | Solar Inverter |  | OUTDOOR
SRP11181 | CHANGZHOU TRINA SOLAR ENERGY CO | TSM-185D | 240 | 26 | 121.9 | 18 |  | Solar | FIXED | Roof
SRP11181 | SMA AMERICA | SB6000US (277V) | 6000 | 1 |  |  | 0.968 | Solar Inverter |  | OUTDOOR
SRP11182 | CHANGZHOU TRINA SOLAR ENERGY CO | TSM-185D | 240 | 20 | 106 | 22 |  | Solar | FIXED | Roof
SRP11182 | CHANGZHOU TRINA SOLAR ENERGY CO | TSM-185D | 240 | 8 | 206 | 22 |  | Solar | FIXED | Roof
SRP11182 | POWER-ONE | PVI-6000-OUTD-US (240 V) | 6000 | 1 |  |  | 0.96 | Solar Inverter |  | OUTDOOR
SRP11183 | LG ELECTRONICS SOLAR CELL DIVISION | LG255S1C-G3 | 255 | 32 | 180 | 17 |  | Solar | FIXED | Roof
SRP11183 | POWER-ONE | PVI-3000-I-OUTD-US-F (240V) | 3000 | 1 |  |  | 0.97 | Solar Inverter |  | OUTDOOR
SRP11183 | POWER-ONE | PVI-3600-OUTD-US-F (240V) | 3600 | 1 |  |  | 0.97 | Solar Inverter |  | OUTDOOR
SRP11184 | SUNTECH POWER | STP210S-18/UB-1 | 280 | 86 | 180 | 30 |  | Solar | FIXED | Ground
SRP11184 | SMA AMERICA | SB5000US | 5000 | 1 |  |  | 0.96 | Solar Inverter |  | OUTDOOR
SRP11184 | SMA AMERICA | SB6000US (240V) | 6000 | 3 |  |  | 0.97 | Solar Inverter |  | OUTDOOR
SRP11185 | CHANGZHOU TRINA SOLAR ENERGY CO | TSM-160D | 235 | 18 | 187 | 18 |  | Solar | FIXED | Roof
SRP11185 | POWER-ONE | PVI-3600-US (240V) | 3600 | 1 |  |  | 0.96 | Solar Inverter |  | OUTDOOR
SRP11186 | SUNTECH POWER | STP180-24/AB-1 | 185 | 24 | 172.1 | 20 |  | Solar | FIXED | Roof
SRP11186 | PV POWERED | PVP4800 | 4800 | 1 |  |  | 0.96 | Solar Inverter |  | OUTDOOR
SRP11187 | CHANGZHOU TRINA SOLAR ENERGY CO | TSM-185D | 240 | 6 | 140 | 23 |  | Solar | FIXED | Roof
SRP11187 | CHANGZHOU TRINA SOLAR ENERGY CO | TSM-185D | 240 | 25 | 230 | 23 |  | Solar | FIXED | Roof
SRP11187 | ENPHASE ENERGY | M200-32-240-S02 | 215 | 31 |  |  | 0.963 | Solar Inverter |  | OUTDOOR
SRP11188 | MATRIX SOLAR/PHOTOWATT | PW1650-175 | 250 | 32 | 96 | 17 |  | Solar | FIXED | Roof
SRP11188 | PV POWERED | PVP3500 | 3500 | 2 |  |  | 0.955 | Solar Inverter |  | INDOOR
SRP11189 | CHANGZHOU TRINA SOLAR ENERGY CO | TSM-165D | 235 | 27 | 148 | 30 |  | Solar | FIXED | Roof
SRP11189 | POWER-ONE | PVI-6000-OUTD-US (240 V) | 6000 | 1 |  |  | 0.96 | Solar Inverter |  | OUTDOOR
SRP11190 | UNKNOWN | UNKNOWN | 250 | 22 | 203 | 38 |  | Solar | FIXED | Roof
SRP11190 | PV POWERED | PVP4800 | 4800 | 1 |  |  | 0.96 | Solar Inverter |  | INDOOR
SRP11191 | UNKNOWN | UNKNOWN | 250 | 23 | 210 | 35 |  | Solar | FIXED | Roof
SRP11191 | PV POWERED | PVP2500 | 2500 | 1 |  |  | 0.945 | Solar Inverter |  | INDOOR
SRP11191 | PV POWERED | PVP2500 | 2500 | 1 |  |  | 0.945 | Solar Inverter |  | INDOOR
SRP11192 | UNKNOWN | UNKNOWN | 250 | 34 | 173 | 33 |  | Solar | FIXED | Roof
SRP11192 | PV POWERED | PVP3500 | 3500 | 1 |  |  | 0.955 | Solar Inverter |  | Inside
SRP11192 | PV POWERED | PVP4800 | 4800 | 1 |  |  | 0.96 | Solar Inverter |  | INDOOR
SRP11193 | UNKNOWN | UNKNOWN | 250 | 32 | 171 | 20 |  | Solar | FIXED | Roof
SRP11193 | PV POWERED | PVP3500 | 3500 | 1 |  |  | 0.955 | Solar Inverter |  | Outside
SRP11193 | PV POWERED | PVP3500 | 3500 | 1 |  |  | 0.955 | Solar Inverter |  | Outside
SRP11194 | CANADIAN SOLAR | CS6P-230 | 235 | 18 | 180 | 19 |  | Solar | FIXED | Roof
SRP11194 | ENPHASE ENERGY | M175-24-208-S | 215 | 18 |  |  | 0.96 | Solar Inverter |  | OUTDOOR
SRP11195 | SUNPOWER | SPR-315E-WHT-U | 327 | 21 | 192 | 40 |  | Solar | FIXED | Roof
SRP11195 | SUNPOWER CORP (ORIGINAL MFRSMA) | SPR-6000M (240V) | 6000 | 1 |  |  | 0.97 | Solar Inverter |  | Inside
SRP11196 | CHANGZHOU TRINA SOLAR ENERGY CO | TSM-185D | 240 | 4 | 274 | 14 |  | Solar | FIXED | Roof
SRP11196 | CHANGZHOU TRINA SOLAR ENERGY CO | TSM-185D | 240 | 34 | 184 | 17 |  | Solar | FIXED | Roof
SRP11196 | ENPHASE ENERGY | M200-32-240-S02 | 215 | 38 |  |  | 0.963 | Solar Inverter |  | Outside
SRP11197 | ISOFOTON | I-100/12 | 240 | 1806 | 144 | 5 |  | Solar | FIXED | Roof
SRP11197 | SMA AMERICA | SB6000US (208V) | 500000 | 1 |  |  | 0.97 | Solar Inverter |  | OUTDOOR
SRP11198 | YINGLI ENERGY (CHINA) | YL260C-30B | 260 | 36 | 190 | 34 |  | Solar | FIXED | Roof
SRP11198 | SMA AMERICA | SB7000US (208V) | 7000 | 1 |  |  | 0.968 | Solar Inverter |  | INDOOR
SRP11199 | BAODING YINGLI NEW ENERGY RESOURCES CO | YL175(156) | 240 | 130 | 221 | 5 |  | Solar | FIXED | Roof
SRP11199 | FRONIUS USA |  | 7500 | 2 |  |  | 0.97 | Solar Inverter |  | OUTDOOR
SRP11199 | FRONIUS USA |  | 10000 | 1 |  |  | 0.97 | Solar Inverter |  | OUTDOOR
SRP11201 | CANADIAN SOLAR | CS6P-230 | 235 | 15 | 199 | 29 |  | Solar | FIXED | Roof
SRP11201 | ENPHASE ENERGY | M200-32-240-S02 | 215 | 15 |  |  | 0.96 | Solar Inverter |  | OUTDOOR
SRP11202 | SUNPOWER | SPR-315E-WHT-U | 327 | 24 | 195 | 10 |  | Solar | FIXED | Roof
SRP11202 | SUNPOWER CORP (ORIGINAL MFRSMA) | SPR-7000M (240V) | 7000 | 1 |  |  | 0.97 | Solar Inverter |  | OUTDOOR
SRP11204 | SUNPOWER | SPR-327NE-WHT-D | 327 | 48 | 130 | 22 |  | Solar | FIXED | Roof
SRP11204 | SUNPOWER CORP (ORIGINAL MFRSMA) | SPR-7000M (240V) | 7000 | 2 |  |  | 0.97 | Solar Inverter |  | Inside
SRP11205 | CANADIAN SOLAR | CS6P-230 | 235 | 17 | 249 | 15 |  | Solar | FIXED | Roof
SRP11205 | CANADIAN SOLAR | CS4C-100 | 235 | 10 | 249 | 20 |  | Solar | FIXED | Roof
SRP11205 | ENPHASE ENERGY | M200-32-240-S02 | 215 | 27 |  |  | 0.96 | Solar Inverter |  | OUTDOOR
SRP11206 | SUNPOWER | SPR-230-WHT-U | 230 | 32 | 175 | 14 |  | Solar | FIXED | Roof
SRP11206 | SUNPOWER | SPR-230-WHT-U | 230 | 16 | 175 | 32 |  | Solar | FIXED | Roof
SRP11206 | SUNPOWER CORP (ORIGINAL MFRSMA) | SPR-3000M (208V) | 9995 | 1 |  |  | 0.96 | Solar Inverter |  | INDOOR
SRP11207 | SUNTECH POWER | STP180-24/AB-1 | 185 | 21 | 181.6 | 36 |  | Solar | FIXED | Roof
SRP11207 | SUNTECH POWER | STP180-24/AB-1 | 185 | 13 | 271.6 | 36 |  | Solar | FIXED | Roof
SRP11207 | PV POWERED | PVP2000 | 2000 | 1 |  |  | 0.92 | Solar Inverter |  | INDOOR
SRP11207 | PV POWERED | PVP2000 | 2000 | 1 |  |  | 0.92 | Solar Inverter |  | INDOOR
SRP11207 | PV POWERED | PVP3500 | 3500 | 1 |  |  | 0.955 | Solar Inverter |  | INDOOR
SRP11208 | CHANGZHOU TRINA SOLAR ENERGY CO | TSM-185D | 240 | 16 | 174 | 23 |  | Solar | FIXED | Roof
SRP11208 | SMA AMERICA | SB3800U (240V) | 2000 | 2 |  |  | 0.96 | Solar Inverter |  | OUTDOOR
SRP11209 | CANADIAN SOLAR | CS6P-230 | 235 | 17 | 178 | 31 |  | Solar | FIXED | Roof
SRP11209 | CANADIAN SOLAR | CS6P-230 | 235 | 25 | 178 | 32 |  | Solar | FIXED | Roof
SRP11209 | ENPHASE ENERGY | M200-32-240-S02 | 215 | 17 |  |  | 0.96 | Solar Inverter |  | OUTDOOR
SRP11209 | ENPHASE ENERGY | M200-32-240-S02 | 215 | 25 |  |  | 0.96 | Solar Inverter |  | OUTDOOR
SRP11210 | CHANGZHOU TRINA SOLAR ENERGY CO | TSM-185D | 240 | 35 | 176 | 29 |  | Solar | FIXED | Roof
SRP11210 | ENPHASE ENERGY | M200-32-208-S01 | 215 | 10 |  |  | 0.96 | Solar Inverter |  | OUTDOOR
SRP11210 | ENPHASE ENERGY | M200-32-208-S01 | 215 | 11 |  |  | 0.96 | Solar Inverter |  | OUTDOOR
SRP11210 | ENPHASE ENERGY | M200-32-208-S01 | 215 | 14 |  |  | 0.96 | Solar Inverter |  | OUTDOOR
SRP11211 | CHANGZHOU TRINA SOLAR ENERGY CO | TSM-185D | 240 | 3 | 175 | 26 |  | Solar | FIXED | Roof
SRP11211 | CHANGZHOU TRINA SOLAR ENERGY CO | TSM-185D | 240 | 17 | 175 | 26 |  | Solar | FIXED | Roof
SRP11211 | ENPHASE ENERGY | M200-32-208-S01 | 215 | 3 |  |  | 0.96 | Solar Inverter |  | OUTDOOR
SRP11211 | ENPHASE ENERGY | M200-32-208-S01 | 215 | 17 |  |  | 0.96 | Solar Inverter |  | OUTDOOR
SRP11212 | CHANGZHOU TRINA SOLAR ENERGY CO | TSM-185D | 240 | 2 | 238 | 20 |  | Solar | FIXED | Roof
SRP11212 | CHANGZHOU TRINA SOLAR ENERGY CO | TSM-185D | 240 | 27 | 148 | 22 |  | Solar | FIXED | Roof
SRP11212 | ENPHASE ENERGY | M200-32-208-S01 | 215 | 2 |  |  | 0.96 | Solar Inverter |  | OUTDOOR
SRP11212 | ENPHASE ENERGY | M200-32-208-S01 | 215 | 27 |  |  | 0.96 | Solar Inverter |  | OUTDOOR
SRP11213 | SOLARWORLD | SW250 MONO | 250 | 5880 | 180 | 10 |  | Solar | FIXED | Ground
SRP11213 | ADVANCED ENERGY INDUSTRIES | 3159000-104 | 75000 | 1 |  |  | 0.955 | Solar Inverter |  | OUTDOOR
SRP11213 | ADVANCED ENERGY INDUSTRIES | 3159000-104 | 100000 | 1 |  |  | 0.96 | Solar Inverter |  | OUTDOOR
SRP11213 | ADVANCED ENERGY INDUSTRIES | 3159000-104 | 500000 | 2 |  |  | 0.97 | Solar Inverter |  | OUTDOOR
SRP11214 | SUNPOWER | SPR-230-WHT-U | 230 | 14 | 91 | 24 |  | Solar | FIXED | Roof
SRP11214 | SUNPOWER | SPR-230-WHT-U | 230 | 14 | 265 | 27 |  | Solar | FIXED | Roof
SRP11214 | SUNPOWER CORP (ORIGINAL MFRSMA) | SPR-6000M (240V) | 6500 | 1 |  |  | 0.962 | Solar Inverter |  | INDOOR
SRP11215 | CANADIAN SOLAR | CS6P-230 | 235 | 17 | 172 | 18 |  | Solar | FIXED | Roof
SRP11215 | ENPHASE ENERGY | M175-24-208-S | 215 | 17 |  |  | 0.96 | Solar Inverter |  | OUTDOOR
SRP11216 | MATRIX SOLAR/PHOTOWATT | PW1000-100 | 240 | 33 | 150 | 30 |  | Solar | FIXED | Roof
SRP11216 | MATRIX SOLAR/PHOTOWATT | PW1000-100 | 240 | 48 | 240 | 30 |  | Solar | FIXED | Roof
SRP11216 | SMA AMERICA | SB7000US (240V) | 5000 | 2 |  |  | 0.98 | Solar Inverter |  | INDOOR
SRP11216 | SMA AMERICA | SB7000US (240V) | 7000 | 1 |  |  | 0.98 | Solar Inverter |  | INDOOR
SRP11217 | CONERGY AG | S 175MU | 235 | 18 | 275 | 22.5 |  | Solar | FIXED | Roof
SRP11217 | SMA AMERICA | SB4000US (208V) | 4000 | 1 |  |  | 0.968 | Solar Inverter |  | OUTDOOR
SRP11221 | TRINA SOLAR | TSM-230PA05 | 230 | 30 | 150 | 24 |  | Solar | FIXED | Roof
SRP11221 | SMA AMERICA | SB7000US (240V) | 7000 | 1 |  |  | 0.969 | Solar Inverter |  | INDOOR
SRP11223 | UNKNOWN | UNKNOWN | 255 | 66 | 220 | 18 |  | Solar | FIXED | Roof
SRP11223 | SMA AMERICA | SB5000US (240V) | 5000 | 3 |  |  | 0.96 | Solar Inverter |  | INDOOR
SRP11224 | CANADIAN SOLAR | CS6P-240P | 240 | 10 | 186 | 15 |  | Solar | FIXED | Roof
SRP11224 | CANADIAN SOLAR | CS6P-240P | 240 | 37 | 96 | 20 |  | Solar | FIXED | Roof
SRP11224 | CANADIAN SOLAR | CS6P-240P | 240 | 12 | 186 | 20 |  | Solar | FIXED | Roof
SRP11224 | ENPHASE ENERGY | M215-60-2LL-S2X | 215 | 59 |  |  | 0.96 | Solar Inverter |  | OUTDOOR
SRP11225 | SANYO ELECTRIC | HIP-J54BA2 | 225 | 7 | 124 | 30 |  | Solar | FIXED | Roof
SRP11225 | PV POWERED | PVP2000 | 2000 | 1 |  |  | 0.92 | Solar Inverter |  | INDOOR
SRP11227 | SUNPOWER | SPR-315E-WHT-U | 327 | 8 | 175 | 13 |  | Solar | FIXED | Roof
SRP11227 | SUNPOWER | SPR-315E-WHT-U | 327 | 16 | 175 | 26 |  | Solar | FIXED | Roof
SRP11227 | SUNPOWER | SPR-315E-WHT-U | 327 | 21 | 265 | 26 |  | Solar | FIXED | Roof
SRP11227 | SUNPOWER CORP (ORIGINAL MFRSMA) | SPR-6000M (277V) | 6500 | 1 |  |  | 0.962 | Solar Inverter |  | Inside
SRP11227 | SUNPOWER CORP (ORIGINAL MFRSMA) | SPR-7000M (277V) | 7500 | 1 |  |  | 0.962 | Solar Inverter |  | Inside
SRP11228 | SOLARWORLD | SW185MONO | 245 | 46 | 255 | 40 |  | Solar | FIXED | Roof
SRP11228 | SMA AMERICA | SB5000US (240V) | 5000 | 2 |  |  | 0.97 | Solar Inverter |  | Inside
SRP11229 | BP SOLAR | SX6175N | 195 | 120 | 194 | 20 |  | Solar | FIXED | Roof
SRP11229 | FRONIUS USA |  | 7500 | 1 |  |  | 0.95 | Solar Inverter |  | INDOOR
SRP11229 | FRONIUS USA |  | 7500 | 2 |  |  | 0.95 | Solar Inverter |  | INDOOR
SRP11230 | BP SOLAR | SX3195B | 195 | 120 | 194 | 20 |  | Solar | FIXED | Roof
SRP11230 | FRONIUS USA |  | 7500 | 1 |  |  | 0.95 | Solar Inverter |  | INDOOR
SRP11230 | FRONIUS USA |  | 7500 | 2 |  |  | 0.95 | Solar Inverter |  | INDOOR
SRP11231 | CHANGZHOU TRINA SOLAR ENERGY CO | TSM-185D | 240 | 16 | 217 | 26 |  | Solar | FIXED | Roof
SRP11231 | ENPHASE ENERGY | M200-32-208-S01 | 215 | 16 |  |  | 0.96 | Solar Inverter |  | OUTDOOR
SRP11232 | BAODING YINGLI NEW ENERGY RESOURCES CO | YL175(156) | 260 | 14 | 77 | 18 |  | Solar | FIXED | Roof
SRP11232 | BAODING YINGLI NEW ENERGY RESOURCES CO | YL175(156) | 260 | 7 | 167 | 18 |  | Solar | FIXED | Roof
SRP11232 | BAODING YINGLI NEW ENERGY RESOURCES CO | YL175(156) | 260 | 8 | 167 | 18 |  | Solar | FIXED | Roof
SRP11232 | BAODING YINGLI NEW ENERGY RESOURCES CO | YL175(156) | 260 | 18 | 257 | 18 |  | Solar | FIXED | Roof
SRP11232 | ENPHASE ENERGY | M200-32-240-S02 | 215 | 47 |  |  | 0.96 | Solar Inverter |  | OUTDOOR
SRP11233 | SUNPOWER | SPR-315E-WHT-U | 327 | 18 | 220 | 20 |  | Solar | FIXED | Roof
SRP11233 | SUNPOWER CORP (ORIGINAL MFRSMA) | SPR-5000M (208V) | 5000 | 1 |  |  | 0.968 | Solar Inverter |  | INDOOR
SRP11234 | CHANGZHOU TRINA SOLAR ENERGY CO | TSM-185D | 235 | 16 | 140 | 20 |  | Solar | FIXED | Roof
SRP11234 | CHANGZHOU TRINA SOLAR ENERGY CO | TSM-185D | 235 | 20 | 230 | 20 |  | Solar | FIXED | Roof
SRP11234 | ENPHASE ENERGY | M200-32-240-S02 | 215 | 36 |  |  | 0.96 | Solar Inverter |  | OUTDOOR
SRP11235 | CANADIAN SOLAR | CS6P-230 | 235 | 26 | 187 | 35 |  | Solar | FIXED | Roof
SRP11235 | CANADIAN SOLAR | CS6P-230 | 235 | 10 | 97 | 44 |  | Solar | FIXED | Roof
SRP11235 | ENPHASE ENERGY | M200-32-240-S02 | 215 | 36 |  |  | 0.96 | Solar Inverter |  | OUTDOOR
SRP11236 | CONERGY AG | S 175MU | 240 | 28 | 184 | 26 |  | Solar | FIXED | Roof
SRP11236 | SMA AMERICA | SB6000U (208V) | 6000 | 1 |  |  | 0.95 | Solar Inverter |  | OUTDOOR
SRP11237 | ET SOLAR INDUSTRY | ET-P672280 | 245 | 152 | 181 | 10 |  | Solar | FIXED | Roof
SRP11237 | FRONIUS USA |  | 11400 | 3 |  |  | 0.96 | Solar Inverter |  | INDOOR
SRP11238 | ET SOLAR INDUSTRY | ET-P672245 | 245 | 24 | 181 | 10 |  | Solar | FIXED | Roof
SRP11238 | FRONIUS USA | IG 5100 | 5000 | 1 |  |  | 0.96 | Solar Inverter |  | Inside
SRP11239 | ET SOLAR INDUSTRY | ET-P672280 | 245 | 66 | 181 | 10 |  | Solar | FIXED | Roof
SRP11239 | FRONIUS USA |  | 7500 | 2 |  |  | 0.96 | Solar Inverter |  | INDOOR
SRP11240 | SUNTECH POWER | STP210-18/UB-1 | 210 | 33 | 228.2 | 26 |  | Solar | FIXED | Roof
SRP11240 | SMA AMERICA | SB7000US (208V) | 7000 | 1 |  |  | 0.97 | Solar Inverter |  | INDOOR
SRP11241 | SUNTECH POWER | STP180S-24/AB-1 | 185 | 37 | 159.4 | 34 |  | Solar | FIXED | Roof
SRP11241 | PV POWERED | PVP3000 | 3000 | 1 |  |  | 0.935 | Solar Inverter |  | INDOOR
SRP11241 | PV POWERED | PVP3500 | 3500 | 1 |  |  | 0.955 | Solar Inverter |  | INDOOR
SRP11242 | SUNTECH POWER | STP180S-24/AB-1 | 185 | 24 | 205.6 | 25 |  | Solar | FIXED | Roof
SRP11242 | PV POWERED | PVP4800 | 4800 | 1 |  |  | 0.96 | Solar Inverter |  | INDOOR
SRP11243 | TRINA SOLAR | TSM-235PA05 | 235 | 13 | 147 | 44 |  | Solar | FIXED | Roof
SRP11243 | TRINA SOLAR | TSM-235PA05 | 235 | 3 | 237 | 57 |  | Solar | FIXED | Roof
SRP11243 | ENPHASE ENERGY | M215-60-2LL-S2X | 215 | 16 |  |  | 0.963 | Solar Inverter |  | OUTDOOR
SRP11244 | SOLARWORLD | SW185MONO | 235 | 143 | 140 | 5 |  | Solar | FIXED | Roof
SRP11244 | SOLARWORLD | SW185MONO | 235 | 40 | 140 | 25 |  | Solar | FIXED | Roof
SRP11244 | PV POWERED | PVP4800 | 4800 | 2 |  |  | 0.96 | Solar Inverter |  | OUTDOOR
SRP11244 | PV POWERED | PVP30KW-480 | 35000 | 1 |  |  | 0.97 | Solar Inverter |  | OUTDOOR
SRP11245 | UNKNOWN | UNKNOWN | 250 | 34 | 171 | 34 |  | Solar | FIXED | Roof
SRP11245 | PV POWERED | PVP3500 | 3500 | 1 |  |  | 0.955 | Solar Inverter |  | Inside
SRP11245 | PV POWERED | PVP4800 | 4800 | 1 |  |  | 0.96 | Solar Inverter |  | Inside
SRP11246 | SUNTECH POWER | STP190-18/UB-1 | 185 | 7 | 72 | 30 |  | Solar | FIXED | Roof
SRP11246 | SUNTECH POWER | STP190-18/UB-1 | 185 | 28 | 162 | 30 |  | Solar | FIXED | Roof
SRP11246 | SUNTECH POWER | STP190-18/UB-1 | 185 | 8 | 252 | 30 |  | Solar | FIXED | Roof
SRP11246 | ENPHASE ENERGY | M200-32-208-S01 | 190 | 10 |  |  | 0.955 | Solar Inverter |  | INDOOR
SRP11246 | PV POWERED | PVP2000 | 2000 | 1 |  |  | 0.92 | Solar Inverter |  | INDOOR
SRP11246 | PV POWERED | PVP2000 | 2000 | 1 |  |  | 0.92 | Solar Inverter |  | INDOOR
SRP11246 | PV POWERED | PVP3000 | 3000 | 1 |  |  | 0.935 | Solar Inverter |  | INDOOR
SRP11247 | MX SOLAR USA | MX60-240 | 240 | 22 | 210 | 32 |  | Solar | FIXED | Roof
SRP11247 | SMA AMERICA | SB5000US (240V) | 5000 | 1 |  |  | 0.97 | Solar Inverter |  | OUTDOOR
SRP11248 | ISOFOTON | I-100/12 | 245 | 21 | 183 | 26 |  | Solar | FIXED | Roof
SRP11248 | POWER-ONE | PVI-5000-OUTD-US (240 V) | 5000 | 1 |  |  | 0.96 | Solar Inverter |  | OUTDOOR
SRP11249 | KYOCERA SOLAR | KD210GX-LP | 220 | 10 | 161 | 22 |  | Solar | FIXED | Roof
SRP11249 | KYOCERA SOLAR | KD210GX-LP | 220 | 36 | 251 | 22 |  | Solar | FIXED | Roof
SRP11249 | SMA AMERICA | SB3000US (240V) | 3000 | 1 |  |  | 0.955 | Solar Inverter |  | OUTDOOR
SRP11249 | SMA AMERICA | SB7000US (240V) | 7000 | 1 |  |  | 0.96 | Solar Inverter |  | OUTDOOR
SRP11250 | BAODING YINGLI NEW ENERGY RESOURCES CO | 110(17)P1447X663 | 240 | 32 | 185 | 33 |  | Solar | FIXED | Roof
SRP11250 | POWER-ONE | PVI-3000-I-OUTD-US (208V) | 3000 | 1 |  |  | 0.96 | Solar Inverter |  | Outside
SRP11250 | POWER-ONE | PVI-3600-US (208V) | 4200 | 1 |  |  | 0.96 | Solar Inverter |  | OUTDOOR
SRP11253 | CANADIAN SOLAR | CS6P-230 | 235 | 6 | 242 | 22 |  | Solar | FIXED | Roof
SRP11253 | CANADIAN SOLAR | CS6P-230 | 235 | 11 | 153 | 24 |  | Solar | FIXED | Roof
SRP11253 | ENPHASE ENERGY | M175-24-208-S | 215 | 17 |  |  | 0.96 | Solar Inverter |  | OUTDOOR
SRP11255 | CANADIAN SOLAR | CS6P-230 | 235 | 23 | 222 | 24 |  | Solar | FIXED | Roof
SRP11255 | ENPHASE ENERGY | M175-24-208-S | 215 | 23 |  |  | 0.96 | Solar Inverter |  | OUTDOOR
SRP11258 | CANADIAN SOLAR | CS6P-230 | 235 | 23 | 264 | 19 |  | Solar | FIXED | Roof
SRP11258 | ENPHASE ENERGY | M200-32-208-S01 | 215 | 23 |  |  | 0.96 | Solar Inverter |  | OUTDOOR
SRP11260 | BAODING YINGLI NEW ENERGY RESOURCES CO | YL175(156) | 240 | 351 | 201 | 5 |  | Solar | FIXED | Roof
SRP11260 | PV POWERED | PVP75KW-480 | 75000 | 1 |  |  | 0.95 | Solar Inverter |  | INDOOR
SRP11261 | MATRIX SOLAR/PHOTOWATT | PW1650-175 | 250 | 30 | 213 | 16 |  | Solar | FIXED | Roof
SRP11261 | PV POWERED | PVP3000 | 3000 | 1 |  |  | 0.935 | Solar Inverter |  | INDOOR
SRP11261 | PV POWERED | PVP3500 | 3500 | 1 |  |  | 0.955 | Solar Inverter |  | INDOOR
SRP11262 | UNITED SOLAR OVONIC | ASR-120 | 240 | 224 | 218 | 5 |  | Solar | FIXED | Roof
SRP11262 | PV POWERED | PVP5200 | 5200 | 2 |  |  | 0.97 | Solar Inverter |  | INDOOR
SRP11262 | PV POWERED | PVP30KW-480 | 35000 | 1 |  |  | 0.966 | Solar Inverter |  | INDOOR
SRP11263 | MATRIX SOLAR/PHOTOWATT | PW1000-100 | 250 | 30 | 248.8 | 25 |  | Solar | FIXED | Roof
SRP11263 | PV POWERED | PVP3000 | 3000 | 1 |  |  | 0.935 | Solar Inverter |  | INDOOR
SRP11263 | PV POWERED | PVP3500 | 3500 | 1 |  |  | 0.955 | Solar Inverter |  | INDOOR
SRP11264 | UNITED SOLAR OVONIC | ASR-120 | 240 | 1326 | 207 | 5 |  | Solar | FIXED | Roof
SRP11264 | PV POWERED | PVP2500 | 260000 | 1 |  |  | 0.977 | Solar Inverter |  | Inside
SRP11265 | UNKNOWN | UNKNOWN | 250 | 20 | 164 | 35 |  | Solar | FIXED | Roof
SRP11265 | UNKNOWN | UNKNOWN | 250 | 30 | 207.2 | 45 |  | Solar | FIXED | Roof
SRP11265 | UNKNOWN | UNKNOWN | 250 | 8 | 254 | 45 |  | Solar | FIXED | Roof
SRP11265 | PV POWERED | PVP2000 | 2000 | 1 |  |  | 0.92 | Solar Inverter |  | INDOOR
SRP11265 | PV POWERED | PVP3000 | 3000 | 1 |  |  | 0.935 | Solar Inverter |  | INDOOR
SRP11265 | PV POWERED | PVP3500 | 3500 | 1 |  |  | 0.955 | Solar Inverter |  | INDOOR
SRP11265 | PV POWERED | PVP4800 | 4800 | 1 |  |  | 0.96 | Solar Inverter |  | INDOOR
SRP11267 | PACIFIC SOLAR PTY LIMITED | PP-USA-213-B5 | 240 | 39 | 188 | 22.1 |  | Solar | FIXED | Roof
SRP11267 | ENPHASE ENERGY | M200-32-208-S01 | 190 | 39 |  |  | 0.955 | Solar Inverter |  | OUTDOOR
SRP11268 | CANADIAN SOLAR | CS6P-230 | 235 | 24 | 158 | 16 |  | Solar | FIXED | Roof
SRP11268 | ENPHASE ENERGY | M200-32-208-S01 | 215 | 24 |  |  | 0.96 | Solar Inverter |  | OUTDOOR
SRP11269 | CHANGZHOU TRINA SOLAR ENERGY CO | TSM-165D | 240 | 36 | 150 | 13 |  | Solar | FIXED | Roof
SRP11269 | CHANGZHOU TRINA SOLAR ENERGY CO | TSM-165D | 240 | 64 | 150 | 23 |  | Solar | FIXED | Roof
SRP11269 | SMA AMERICA | SB4000US (240V) | 4000 | 1 |  |  | 0.96 | Solar Inverter |  | Outside
SRP11269 | SMA AMERICA | SB6000U (240V) | 6000 | 2 |  |  | 0.97 | Solar Inverter |  | Outside
SRP11269 | SMA AMERICA | SB7000US (240V) | 7000 | 1 |  |  | 0.97 | Solar Inverter |  | Outside
SRP11270 | CANADIAN SOLAR | CS6P-230 | 235 | 31 | 158 | 22 |  | Solar | FIXED | Roof
SRP11270 | ENPHASE ENERGY | M200-32-208-S01 | 215 | 31 |  |  | 0.96 | Solar Inverter |  | OUTDOOR
SRP11271 | CANADIAN SOLAR | CS6P-230 | 235 | 40 | 158 | 20 |  | Solar | FIXED | Roof
SRP11271 | ENPHASE ENERGY | M200-32-208-S01 | 215 | 40 |  |  | 0.96 | Solar Inverter |  | OUTDOOR
SRP11272 | JINKO SOLAR | JKM235P-60 | 235 | 34 | 175 | 25 |  | Solar | FIXED | Ground
SRP11272 | ENPHASE ENERGY | M215-60-2LL-S2X | 215 | 6 |  |  | 0.963 | Solar Inverter |  | OUTDOOR
SRP11272 | SMA AMERICA | SB6000U (208V) | 6000 | 1 |  |  | 0.963 | Solar Inverter |  | OUTDOOR
SRP11273 | SUNTECH POWER | STP190S-18/UB-1 | 190 | 50 | 207 | 20 |  | Solar | FIXED | Roof
SRP11273 | SMA AMERICA | SB4000US (208V) | 4000 | 1 |  |  | 0.97 | Solar Inverter |  | INDOOR
SRP11273 | SMA AMERICA | SB5000US (208V) | 5000 | 1 |  |  | 0.97 | Solar Inverter |  | INDOOR
SRP11274 | SOLARWORLD | SW175 POLY/T | 255 | 36 | 196 | 19 |  | Solar | FIXED | Roof
SRP11274 | ENPHASE ENERGY | M175-24-208-S | 215 | 36 |  |  | 0.96 | Solar Inverter |  | OUTDOOR
SRP11276 | CHANGZHOU TRINA SOLAR ENERGY CO | TSM-165D | 240 | 16 | 203 | 30 |  | Solar | FIXED | Roof
SRP11276 | SMA AMERICA | SB3000US (208V) | 2000 | 2 |  |  | 0.96 | Solar Inverter |  | INDOOR
SRP11277 | SUNPOWER | SPR-315E-WHT-U | 327 | 24 | 202 | 34 |  | Solar | FIXED | Roof
SRP11277 | SMA AMERICA | SB7000US (277V) | 7000 | 1 |  |  | 0.97 | Solar Inverter |  | Outside
SRP11278 | CANADIAN SOLAR | CS6P-230 | 235 | 12 | 127 | 20 |  | Solar | FIXED | Roof
SRP11278 | CANADIAN SOLAR | CS6P-230 | 235 | 16 | 214 | 20 |  | Solar | FIXED | Roof
SRP11278 | ENPHASE ENERGY | M200-32-208-S01 | 215 | 28 |  |  | 0.96 | Solar Inverter |  | OUTDOOR
SRP11279 | SUNPOWER | SPR-315E-WHT-U | 327 | 27 | 182 | 21 |  | Solar | FIXED | Roof
SRP11279 | POWER-ONE | PVI-3600-OUTD-US-F (208V) | 3600 | 1 |  |  | 0.97 | Solar Inverter |  | Outside
SRP11279 | POWER-ONE | PVI-5000-OUTD-US (208 V) | 5000 | 1 |  |  | 0.97 | Solar Inverter |  | Outside
SRP11280 | SUNPOWER | SPR-245NE-WHT-D | 245 | 50 | 166 | 26 |  | Solar | FIXED | Roof
SRP11280 | SUNPOWER CORP (ORIGINAL MFRSMA) | SPR-4000M (240V) | 4000 | 1 |  |  | 0.97 | Solar Inverter |  | INDOOR
SRP11280 | SUNPOWER CORP (ORIGINAL MFRSMA) | SPR-6000M (240V) | 6000 | 1 |  |  | 0.97 | Solar Inverter |  | INDOOR
SRP11281 | CANADIAN SOLAR | CS6P-230 | 235 | 4 | 102 | 40 |  | Solar | FIXED | Roof
SRP11281 | CANADIAN SOLAR | CS6P-230 | 235 | 8 | 192 | 40 |  | Solar | FIXED | Roof
SRP11281 | ENPHASE ENERGY | M200-32-208-S01 | 215 | 12 |  |  | 0.96 | Solar Inverter |  | OUTDOOR
SRP11282 | BAODING YINGLI NEW ENERGY RESOURCES CO | 110(17)P1447X663 | 255 | 39 | 233 | 10 |  | Solar | FIXED | Roof
SRP11282 | FRONIUS USA |  | 11400 | 1 |  |  | 0.95 | Solar Inverter |  | INDOOR
SRP11284 | CHANGZHOU TRINA SOLAR ENERGY CO | TSM-165D | 240 | 8 | 202 | 13 |  | Solar | FIXED | Roof
SRP11284 | CHANGZHOU TRINA SOLAR ENERGY CO | TSM-165D | 240 | 10 | 202 | 28 |  | Solar | FIXED | Roof
SRP11284 | POWER-ONE | PVI-3600-OUTD-US-F (240V) | 3600 | 1 |  |  | 0.96 | Solar Inverter |  | OUTDOOR
SRP11285 | CANADIAN SOLAR | CS6P-230 | 235 | 22 | 109 | 20 |  | Solar | FIXED | Roof
SRP11285 | ENPHASE ENERGY | M200-32-208-S01 | 215 | 22 |  |  | 0.96 | Solar Inverter |  | OUTDOOR
SRP11287 | CHANGZHOU TRINA SOLAR ENERGY CO | TSM-165D | 240 | 45 | 193 | 18 |  | Solar | FIXED | Roof
SRP11287 | POWER-ONE | PVI-5000-OUTD-US (208 V) | 4200 | 1 |  |  | 0.96 | Solar Inverter |  | OUTDOOR
SRP11287 | POWER-ONE | PVI-5000-OUTD-US (240 V) | 5000 | 1 |  |  | 0.96 | Solar Inverter |  | OUTDOOR
SRP11288 | SUNPOWER | SPR-315E-WHT-U | 327 | 34 | 126 | 24 |  | Solar | FIXED | Roof
SRP11288 | SMA AMERICA | SB5000US (208V) | 5000 | 1 |  |  | 0.97 | Solar Inverter |  | Outside
SRP11288 | SMA AMERICA | SB5000US (208V) | 5000 | 1 |  |  | 0.97 | Solar Inverter |  | Outside
SRP11289 | UNKNOWN | UNKNOWN | 245 | 14 | 125 | 19 |  | Solar | FIXED | Roof
SRP11289 | UNKNOWN | UNKNOWN | 245 | 8 | 125 | 22 |  | Solar | FIXED | Roof
SRP11289 | POWER-ONE | PVI-3600-US (240V) | 4200 | 1 |  |  | 0.96 | Solar Inverter |  | OUTDOOR
SRP11290 | SANYO ELECTRIC | HIP-205BA5 | 215 | 69 | 127.5 | 18 |  | Solar | FIXED | Roof
SRP11290 | SANYO ELECTRIC | HIP-205BA5 | 215 | 3 | 217.5 | 18 |  | Solar | FIXED | Roof
SRP11290 | ENPHASE ENERGY | M200-32-208-S01 | 210 | 72 |  |  | 0.96 | Solar Inverter |  | OUTDOOR
SRP11291 | SUNPOWER | SPR-315E-WHT-U | 327 | 18 | 142 | 21 |  | Solar | FIXED | Roof
SRP11291 | SUNPOWER CORP (ORIGINAL MFRSMA) | SPR-5000M (240V) | 5000 | 1 |  |  | 0.97 | Solar Inverter |  | Outside
SRP11292 | CHANGZHOU TRINA SOLAR ENERGY CO | TSM-165D | 240 | 20 | 127 | 27 |  | Solar | FIXED | Roof
SRP11292 | POWER-ONE | PVI-5000-OUTD-US (208 V) | 4200 | 1 |  |  | 0.96 | Solar Inverter |  | OUTDOOR
SRP11293 | SUNPOWER | SPR-315E-WHT-U | 327 | 16 | 142 | 32 |  | Solar | FIXED | Roof
SRP11293 | SUNPOWER CORP (ORIGINAL MFR - PV POWERED LLC) | SPR-5200 | 5000 | 1 |  |  | 0.97 | Solar Inverter |  | INDOOR
SRP11294 | UNKNOWN | UNKNOWN | 245 | 21 | 126 | 28 |  | Solar | FIXED | Roof
SRP11294 | POWER-ONE | PVI-3600-US (240V) | 4200 | 1 |  |  | 0.96 | Solar Inverter |  | OUTDOOR
SRP11295 | CHANGZHOU TRINA SOLAR ENERGY CO | TSM-165D | 240 | 41 | 188 | 17 |  | Solar | FIXED | Roof
SRP11295 | POWER-ONE | PVI-3600-US (208V) | 4200 | 2 |  |  | 0.96 | Solar Inverter |  | OUTDOOR
SRP11296 | MATRIX SOLAR/PHOTOWATT | PW1650-175 | 245 | 9 | 222 | 26 |  | Solar | FIXED | Roof
SRP11296 | MATRIX SOLAR/PHOTOWATT | PW1650-175 | 245 | 20 | 222 | 26 |  | Solar | FIXED | Roof
SRP11296 | POWER-ONE | PVI-6000-OUTD-US (240 V) | 6000 | 1 |  |  | 0.96 | Solar Inverter |  | OUTDOOR
SRP11297 | CHANGZHOU TRINA SOLAR ENERGY CO | TSM-165D | 235 | 14 | 190 | 44 |  | Solar | FIXED | Roof
SRP11297 | POWER-ONE | PVI-3000-I-OUTD-US-F (240V) | 3000 | 1 |  |  | 0.96 | Solar Inverter |  | OUTDOOR
SRP11298 | CHANGZHOU TRINA SOLAR ENERGY CO | TSM-160D | 235 | 11 | 132 | 23 |  | Solar | FIXED | Roof
SRP11298 | CHANGZHOU TRINA SOLAR ENERGY CO | TSM-160D | 235 | 22 | 132 | 23 |  | Solar | FIXED | Roof
SRP11298 | SMA AMERICA | SB7000US (240V) | 7000 | 1 |  |  | 0.96 | Solar Inverter |  | Inside
SRP11299 | SUNPOWER | SPR-230-WHT-U | 230 | 33 | 173 | 25 |  | Solar | FIXED | Roof
SRP11299 | SUNPOWER | SPR-230-WHT-U | 230 | 4 | 263 | 25 |  | Solar | FIXED | Roof
SRP11299 | SUNPOWER | SPR-230-WHT-U | 230 | 5 | 263 | 25 |  | Solar | FIXED | Roof
SRP11299 | SMA AMERICA | SB4000US (208V) | 4000 | 1 |  |  | 0.97 | Solar Inverter |  | INDOOR
SRP11299 | SMA AMERICA | SB5000US (240V) | 5000 | 1 |  |  | 0.97 | Solar Inverter |  | INDOOR
SRP11301 | CHANGZHOU TRINA SOLAR ENERGY CO | TSM-185D | 235 | 7 | 222 | 17 |  | Solar | FIXED | Roof
SRP11301 | CHANGZHOU TRINA SOLAR ENERGY CO | TSM-185D | 235 | 12 | 222 | 26 |  | Solar | FIXED | Roof
SRP11301 | CHANGZHOU TRINA SOLAR ENERGY CO | TSM-185D | 235 | 28 | 132 | 32 |  | Solar | FIXED | Roof
SRP11301 | ENPHASE ENERGY | M200-32-240-S02 | 215 | 47 |  |  | 0.96 | Solar Inverter |  | OUTDOOR
SRP11302 | MATRIX SOLAR/PHOTOWATT | PW1650-175 | 250 | 17 | 145 | 7 |  | Solar | FIXED | Roof
SRP11302 | MATRIX SOLAR/PHOTOWATT | PW1650-175 | 250 | 12 | 235 | 22 |  | Solar | FIXED | Roof
SRP11302 | ENPHASE ENERGY | M200-32-208-S01 | 215 | 14 |  |  | 0.963 | Solar Inverter |  | Outside
SRP11302 | ENPHASE ENERGY | M200-32-208-S01 | 215 | 15 |  |  | 0.963 | Solar Inverter |  | Outside
SRP11303 | KYOCERA SOLAR | KD210GX-LP | 215 | 36 | 124 | 17 |  | Solar | FIXED | Roof
SRP11303 | SMA AMERICA | SB7000US (208V) | 7000 | 1 |  |  | 0.95 | Solar Inverter |  | OUTDOOR
SRP11305 | CANADIAN SOLAR | CS6P-240P | 240 | 37 | 184 | 25 |  | Solar | FIXED | Roof
SRP11305 | ENPHASE ENERGY | M215-60-2LL-S2X | 215 | 37 |  |  | 0.96 | Solar Inverter |  | OUTDOOR
SRP11306 | CONERGY AG | S 175MU | 240 | 24 | 196 | 32 |  | Solar | FIXED | Ground
SRP11306 | SMA AMERICA | SB5000US (208V) | 5000 | 1 |  |  | 0.95 | Solar Inverter |  | OUTDOOR
SRP11307 | CHANGZHOU TRINA SOLAR ENERGY CO | TSM-185D | 240 | 4 | 174 | 17 |  | Solar | FIXED | Roof
SRP11307 | CHANGZHOU TRINA SOLAR ENERGY CO | TSM-185D | 240 | 20 | 174 | 17 |  | Solar | FIXED | Roof
SRP11307 | CHANGZHOU TRINA SOLAR ENERGY CO | TSM-185D | 240 | 12 | 174 | 18 |  | Solar | FIXED | Roof
SRP11307 | SMA AMERICA | SB7000US (208V) | 7000 | 1 |  |  | 0.96 | Solar Inverter |  | OUTDOOR
SRP11308 | MATRIX SOLAR/PHOTOWATT | PW1000-100 | 245 | 11 | 170 | 12 |  | Solar | FIXED | Roof
SRP11308 | MATRIX SOLAR/PHOTOWATT | PW1000-100 | 245 | 16 | 256 | 12 |  | Solar | FIXED | Roof
SRP11308 | POWER-ONE | PVI-6000-OUTD-US (208 V) | 6000 | 1 |  |  | 0.96 | Solar Inverter |  | Inside
SRP11309 | SUNPOWER | SPR-315E-WHT-U | 327 | 10 | 158 | 37 |  | Solar | FIXED | Roof
SRP11309 | SUNPOWER | SPR-315E-WHT-U | 327 | 15 | 248 | 37 |  | Solar | FIXED | Roof
SRP11309 | SUNPOWER CORP (ORIGINAL MFRSMA) | SPR-7000M (277V) | 7500 | 1 |  |  | 0.962 | Solar Inverter |  | Inside
SRP11311 | SUNTECH POWER | STP180-24/AB-1 | 180 | 22 | 256 | 28 |  | Solar | FIXED | Roof
SRP11311 | SMA AMERICA | SB4000US (208V) | 4000 | 1 |  |  | 0.96 | Solar Inverter |  | INDOOR
SRP11312 | SOLARWORLD | SW185MONO | 240 | 42 | 190 | 19 |  | Solar | FIXED | Roof
SRP11312 | SHARP | ND-224UC1 | 215 | 42 |  |  | 0.96 | Solar Inverter |  | OUTDOOR
SRP11313 | MATRIX SOLAR/PHOTOWATT | PW1000-100 | 255 | 9 | 111 | 14 |  | Solar | FIXED | Roof
SRP11313 | MATRIX SOLAR/PHOTOWATT | PW1000-100 | 255 | 16 | 198 | 14 |  | Solar | FIXED | Roof
SRP11313 | POWER-ONE | PVI-5000-OUTD-US (208 V) | 5000 | 1 |  |  | 0.96 | Solar Inverter |  | Inside
SRP11314 | SUNPOWER | SPR-315E-WHT-U | 327 | 32 | 144 | 32 |  | Solar | FIXED | Roof
SRP11314 | SUNPOWER CORP (ORIGINAL MFRSMA) | SPR-3000M (240V) | 11400 | 1 |  |  | 0.962 | Solar Inverter |  | Inside
SRP11315 | SUNPOWER | SPR-305-WHT-U | 327 | 14 | 257 | 37 |  | Solar | FIXED | Roof
SRP11315 | SUNPOWER CORP (ORIGINAL MFR - PV POWERED LLC) | SPR-3500 | 4000 | 1 |  |  | 0.968 | Solar Inverter |  | INDOOR
SRP11316 | MATRIX SOLAR/PHOTOWATT | PW1000-100 | 245 | 12 | 170 | 32 |  | Solar | FIXED | Roof
SRP11316 | MATRIX SOLAR/PHOTOWATT | PW1000-100 | 245 | 18 | 170 | 32 |  | Solar | FIXED | Roof
SRP11316 | POWER-ONE | PVI-6000-OUTD-US (240 V) | 6000 | 1 |  |  | 0.96 | Solar Inverter |  | Inside
SRP11317 | MATRIX SOLAR/PHOTOWATT | PW1000-100 | 255 | 10 | 205 | 28 |  | Solar | FIXED | Roof
SRP11317 | MATRIX SOLAR/PHOTOWATT | PW1000-100 | 255 | 19 | 205 | 28 |  | Solar | FIXED | Roof
SRP11317 | POWER-ONE | PVI-6000-OUTD-US-W (208 V) | 6000 | 1 |  |  | 0.96 | Solar Inverter |  | OUTDOOR
SRP11318 | MATRIX SOLAR/PHOTOWATT | PW1650-175 | 255 | 27 | 182 | 35 |  | Solar | FIXED | Ground
SRP11318 | FRONIUS USA | IG 2000 | 2000 | 1 |  |  | 0.952 | Solar Inverter |  | OUTDOOR
SRP11318 | FRONIUS USA | IG 4000 | 4000 | 1 |  |  | 0.952 | Solar Inverter |  | OUTDOOR
SRP11319 | LG ELECTRONICS SOLAR CELL DIVISION | LG260S1C-G2 | 260 | 46 | 143 | 18 |  | Solar | FIXED | Roof
SRP11319 | ENPHASE ENERGY | M215-60-2LL-S2X | 215 | 46 |  |  | 0.963 | Solar Inverter |  | OUTDOOR
SRP11320 | UNKNOWN | UNKNOWN | 245 | 10 | 163 | 20 |  | Solar | FIXED | Roof
SRP11320 | UNKNOWN | UNKNOWN | 245 | 17 | 163 | 20 |  | Solar | FIXED | Roof
SRP11320 | POWER-ONE | PVI-6000-OUTD-US (240 V) | 6000 | 1 |  |  | 0.96 | Solar Inverter |  | OUTDOOR
SRP11322 | UNKNOWN | UNKNOWN | 250 | 32 | 161 | 30 |  | Solar | FIXED | Roof
SRP11322 | PV POWERED | PVP3500 | 3500 | 2 |  |  | 0.955 | Solar Inverter |  | OUTDOOR
SRP11324 | CHANGZHOU TRINA SOLAR ENERGY CO | TSM-165D | 240 | 33 | 161 | 34 |  | Solar | FIXED | Roof
SRP11324 | SMA AMERICA | SB7000US (240V) | 7000 | 1 |  |  | 0.96 | Solar Inverter |  | Inside
SRP11325 | MATRIX SOLAR/PHOTOWATT | PW1000-100 | 245 | 9 | 195 | 15 |  | Solar | FIXED | Roof
SRP11325 | MATRIX SOLAR/PHOTOWATT | PW1650-175 | 245 | 14 | 195 | 24 |  | Solar | FIXED | Roof
SRP11325 | POWER-ONE | PVI-5000-OUTD-US (240 V) | 5000 | 1 |  |  | 0.96 | Solar Inverter |  | OUTDOOR
SRP11326 | CHANGZHOU TRINA SOLAR ENERGY CO | TSM-165D | 240 | 30 | 190 | 28 |  | Solar | FIXED | Roof
SRP11326 | SMA AMERICA | SB6000U (240V) | 6000 | 1 |  |  | 0.96 | Solar Inverter |  | Inside
SRP11327 | CHANGZHOU TRINA SOLAR ENERGY CO | TSM-165D | 235 | 36 | 181 | 28 |  | Solar | FIXED | Roof
SRP11327 | SMA AMERICA | SB7000US (240V) | 7000 | 1 |  |  | 0.96 | Solar Inverter |  | OUTDOOR
SRP11328 | CHANGZHOU TRINA SOLAR ENERGY CO | TSM-185D | 240 | 24 | 132 | 30 |  | Solar | FIXED | Roof
SRP11328 | SMA AMERICA | SB5000US | 5000 | 1 |  |  | 0.968 | Solar Inverter |  | INDOOR
SRP11329 | CHANGZHOU TRINA SOLAR ENERGY CO | TSM-185D | 240 | 20 | 191 | 30 |  | Solar | FIXED | Roof
SRP11329 | SMA AMERICA | SB1100U-SBD | 2000 | 1 |  |  | 0.96 | Solar Inverter |  | OUTDOOR
SRP11329 | SMA AMERICA | SB1100U-SBD | 2000 | 1 |  |  | 0.96 | Solar Inverter |  | OUTDOOR
SRP11330 | CHANGZHOU TRINA SOLAR ENERGY CO | TSM-160D | 240 | 12 | 234 | 8 |  | Solar | FIXED | Roof
SRP11330 | CHANGZHOU TRINA SOLAR ENERGY CO | TSM-160D | 240 | 8 | 144 | 18 |  | Solar | FIXED | Roof
SRP11330 | CHANGZHOU TRINA SOLAR ENERGY CO | TSM-160D | 240 | 4 | 234 | 18 |  | Solar | FIXED | Roof
SRP11330 | POWER-ONE | PVI-3000-I-OUTD-US-F (240V) | 3000 | 1 |  |  | 0.96 | Solar Inverter |  | OUTDOOR
SRP11330 | POWER-ONE | PVI-3600-US (240V) | 3600 | 1 |  |  | 0.96 | Solar Inverter |  | OUTDOOR
SRP11331 | MATRIX SOLAR/PHOTOWATT | PW1650-175 | 245 | 26 | 202 | 20 |  | Solar | FIXED | Roof
SRP11331 | POWER-ONE | PVI-5000-OUTD-US (208 V) | 5000 | 1 |  |  | 0.96 | Solar Inverter |  | OUTDOOR
SRP11332 | SOLARWORLD | SW185MONO | 255 | 21 | 140 | 5 |  | Solar | FIXED | Roof
SRP11332 | ENPHASE ENERGY | M200-32-208-S01 | 215 | 21 |  |  | 0.96 | Solar Inverter |  | OUTDOOR
SRP11333 | MATRIX SOLAR/PHOTOWATT | PW1650-175 | 235 | 10 | 218 | 22 |  | Solar | FIXED | Roof
SRP11333 | MATRIX SOLAR/PHOTOWATT | PW1650-175 | 235 | 11 | 128 | 30 |  | Solar | FIXED | Roof
SRP11333 | KACO | 2901XI | 2500 | 2 |  |  | 0.955 | Solar Inverter |  | INDOOR
SRP11334 | ISOFOTON | I-100/12 | 245 | 15 | 187 | 22 |  | Solar | FIXED | Roof
SRP11334 | POWER-ONE | PVI-3000-I-OUTD-US | 3000 | 1 |  |  | 0.96 | Solar Inverter |  | INDOOR
SRP11335 | ISOFOTON | I-165 | 245 | 10 | 126 | 33 |  | Solar | FIXED | Roof
SRP11335 | KACO | 2901XI | 2500 | 1 |  |  | 0.955 | Solar Inverter |  | OUTDOOR
SRP11336 | SOLARWORLD | SW235 POLY | 235 | 378 | 227 | 10 |  | Solar | FIXED | Roof
SRP11336 | ADVANCED ENERGY INDUSTRIES | AE 75TX-208 | 75000 | 1 |  |  | 0.96 | Solar Inverter |  | Outside
SRP11338 | TRINA SOLAR | TSM-240PD05 | 240 | 28 | 119 | 35 |  | Solar | FIXED | Roof
SRP11338 | SMA AMERICA | SB6000U (208V) | 6000 | 1 |  |  | 0.968 | Solar Inverter |  | OUTDOOR
SRP11341 | SUNPOWER | SPR-220-WHT-U | 245 | 40 | 253 | 25 |  | Solar | FIXED | Roof
SRP11341 | SUNPOWER CORP (ORIGINAL MFR - PV POWERED LLC) | SPR-5200 | 5000 | 1 |  |  | 0.96 | Solar Inverter |  | INDOOR
SRP11341 | SUNPOWER CORP (ORIGINAL MFR - PV POWERED LLC) | SPR-5200 | 5000 | 1 |  |  | 0.96 | Solar Inverter |  | INDOOR
SRP11342 | SUNPOWER | SPR-308E-WHT-D | 308 | 18 | 175 | 18 |  | Solar | FIXED | Roof
SRP11342 | SUNPOWER CORP (ORIGINAL MFRSMA) | SPR-5000M (240V) | 5000 | 1 |  |  | 0.97 | Solar Inverter |  | OUTDOOR
SRP11343 | ET SOLAR INDUSTRY | ET-P672280 | 285 | 30 | 194 | 33 |  | Solar | FIXED | Roof
SRP11343 | SMA AMERICA | SB7000US (208V) | 7000 | 1 |  |  | 0.969 | Solar Inverter |  | Inside
SRP11344 | CANADIAN SOLAR | CS6P-240P | 240 | 18 | 162 | 18 |  | Solar | FIXED | Roof
SRP11344 | CANADIAN SOLAR | CS6P-240P | 240 | 33 | 162 | 20 |  | Solar | FIXED | Roof
SRP11344 | ENPHASE ENERGY | M215-60-2LL-S2X | 215 | 6 |  |  | 0.963 | Solar Inverter |  | OUTDOOR
SRP11344 | SMA AMERICA | SB3000US (208V) | 3000 | 1 |  |  | 0.968 | Solar Inverter |  | OUTDOOR
SRP11344 | SMA AMERICA | SB7000US (208V) | 7000 | 1 |  |  | 0.968 | Solar Inverter |  | OUTDOOR
SRP11345 | LG ELECTRONICS SOLAR CELL DIVISION | LG260S1C-G2 | 260 | 7 | 198 | 10 |  | Solar | FIXED | Roof
SRP11345 | LG ELECTRONICS SOLAR CELL DIVISION | LG260S1C-G2 | 260 | 5 | 108 | 27 |  | Solar | FIXED | Roof
SRP11345 | LG ELECTRONICS SOLAR CELL DIVISION | LG260S1C-G2 | 260 | 26 | 198 | 27 |  | Solar | FIXED | Roof
SRP11345 | ENPHASE ENERGY | M215-60-2LL-S2X | 215 | 38 |  |  | 0.963 | Solar Inverter |  | OUTDOOR
SRP11346 | YINGLI ENERGY (CHINA) | YL260C-30B | 260 | 9 | 172 | 40 |  | Solar | FIXED | Roof
SRP11346 | YINGLI ENERGY (CHINA) | YL260C-30B | 260 | 25 | 262 | 40 |  | Solar | FIXED | Roof
SRP11346 | ENPHASE ENERGY | M215-60-2LL-S2X | 215 | 34 |  |  | 0.963 | Solar Inverter |  | OUTDOOR
SRP11347 | SUNPOWER | SPR-305-WHT-U | 327 | 24 | 180 | 35 |  | Solar | FIXED | Ground
SRP11347 | SUNPOWER CORP (ORIGINAL MFRSMA) | SPR-7000M (277V) | 8000 | 1 |  |  | 0.965 | Solar Inverter |  | INDOOR
SRP11350 | CHANGZHOU TRINA SOLAR ENERGY CO | TSM-185D | 240 | 16 | 150 | 14 |  | Solar | FIXED | Roof
SRP11350 | CHANGZHOU TRINA SOLAR ENERGY CO | TSM-185D | 240 | 7 | 150 | 22.5 |  | Solar | FIXED | Roof
SRP11350 | CHANGZHOU TRINA SOLAR ENERGY CO | TSM-185D | 240 | 14 | 240 | 37 |  | Solar | FIXED | Roof
SRP11350 | ENPHASE ENERGY | M200-32-208-S01 | 215 | 7 |  |  | 0.96 | Solar Inverter |  | OUTDOOR
SRP11350 | ENPHASE ENERGY | M200-32-208-S01 | 215 | 14 |  |  | 0.96 | Solar Inverter |  | OUTDOOR
SRP11350 | ENPHASE ENERGY | M200-32-208-S01 | 215 | 16 |  |  | 0.96 | Solar Inverter |  | OUTDOOR
SRP11351 | CANADIAN SOLAR | CS6P-230 | 235 | 14 | 48 | 10 |  | Solar | FIXED | Roof
SRP11351 | CANADIAN SOLAR | CS6P-230 | 235 | 20 | 230 | 38 |  | Solar | FIXED | Roof
SRP11351 | ENPHASE ENERGY | M200-32-208-S01 | 215 | 34 |  |  | 0.96 | Solar Inverter |  | OUTDOOR
SRP11352 | CANADIAN SOLAR | CS6P-230 | 235 | 7 | 265 | 7 |  | Solar | FIXED | Roof
SRP11352 | CANADIAN SOLAR | CS6P-230 | 235 | 6 | 265 | 38 |  | Solar | FIXED | Roof
SRP11352 | ENPHASE ENERGY | M200-32-208-S01 | 215 | 13 |  |  | 0.96 | Solar Inverter |  | OUTDOOR
SRP11353 | CANADIAN SOLAR | CS6P-230 | 235 | 3 | 175 | 24 |  | Solar | FIXED | Roof
SRP11353 | CANADIAN SOLAR | CS6P-230 | 235 | 14 | 265 | 26 |  | Solar | FIXED | Roof
SRP11353 | ENPHASE ENERGY | M200-32-208-S01 | 215 | 17 |  |  | 0.96 | Solar Inverter |  | OUTDOOR
SRP11358 | MATRIX SOLAR/PHOTOWATT | PW1650-175 | 250 | 26 | 134.4 | 20 |  | Solar | FIXED | Roof
SRP11358 | SMA AMERICA | SB6000U (208V) | 6000 | 1 |  |  | 0.97 | Solar Inverter |  | INDOOR
SRP11359 | MATRIX SOLAR/PHOTOWATT | PW1000-100 | 250 | 60 | 180 | 30 |  | Solar | FIXED | Ground
SRP11359 | PV POWERED | PVP3500 | 3500 | 1 |  |  | 0.955 | Solar Inverter |  | OUTDOOR
SRP11359 | PV POWERED | PVP4800 | 4800 | 2 |  |  | 0.96 | Solar Inverter |  | OUTDOOR
SRP11360 | CHANGZHOU TRINA SOLAR ENERGY CO | TSM-185D | 240 | 48 | 193.3 | 20 |  | Solar | FIXED | Roof
SRP11360 | PV POWERED | PVP4800 | 4800 | 2 |  |  | 0.96 | Solar Inverter |  | INDOOR
SRP11364 | MATRIX SOLAR/PHOTOWATT | PW1000-100 | 250 | 52 | 260 | 20 |  | Solar | FIXED | Roof
SRP11364 | SMA AMERICA | SB6000U (208V) | 6000 | 2 |  |  | 0.97 | Solar Inverter |  | INDOOR
SRP11365 | MATRIX SOLAR/PHOTOWATT | PW1000-100 | 250 | 24 | 142.2 | 20 |  | Solar | FIXED | Roof
SRP11365 | SMA AMERICA | SB6000U (240V) | 6000 | 1 |  |  | 0.97 | Solar Inverter |  | Outside
SRP11366 | TRINA SOLAR | TSM-245PA05 | 245 | 10 | 90 | 18 |  | Solar | FIXED | Roof
SRP11366 | TRINA SOLAR | TSM-245PA05 | 245 | 21 | 180 | 18 |  | Solar | FIXED | Roof
SRP11366 | TRINA SOLAR | TSM-245PA05.05 | 245 | 10 | 270 | 18 |  | Solar | FIXED | Roof
SRP11366 | POWER-ONE | PVI-5000-OUTD-US (208 V) | 5000 | 1 |  |  | 0.96 | Solar Inverter |  | Inside
SRP11366 | POWER-ONE | PVI-5000-OUTD-US (208 V) | 5000 | 1 |  |  | 0.96 | Solar Inverter |  | Inside
SRP11367 | UNKNOWN | UNKNOWN | 250 | 14 | 180 | 18 |  | Solar | FIXED | Roof
SRP11367 | PV POWERED | PVP3000 | 3000 | 1 |  |  | 0.935 | Solar Inverter |  | INDOOR
SRP11368 | BAODING YINGLI NEW ENERGY RESOURCES CO | YL175(156) | 240 | 44 | 253 | 30 |  | Solar | FIXED | Roof
SRP11368 | FRONIUS USA |  | 10000 | 1 |  |  | 0.955 | Solar Inverter |  | INDOOR
SRP11369 | KYOCERA SOLAR | KC200GT | 220 | 29 | 200 | 32 |  | Solar | FIXED | Roof
SRP11369 | POWER-ONE | PVI-6000-OUTD-US (208 V) | 6000 | 1 |  |  | 0.965 | Solar Inverter |  | INDOOR
SRP11370 | SOLARWORLD | SW185MONO | 235 | 490 | 227 | 10 |  | Solar | FIXED | Roof
SRP11370 | PV POWERED | PVP100KW-208 | 100000 | 1 |  |  | 0.955 | Solar Inverter |  | Outside
SRP11372 | BAODING YINGLI NEW ENERGY RESOURCES CO | YL175(156) | 240 | 24 | 237 | 34 |  | Solar | FIXED | Roof
SRP11372 | SMA AMERICA | SB5000US | 5000 | 1 |  |  | 0.955 | Solar Inverter |  | INDOOR
SRP11374 | SUNTECH POWER | STP150S-24/AB-1 | 190 | 60 | 172 | 27 |  | Solar | FIXED | Roof
SRP11374 | SMA AMERICA | SB4000US (240V) | 4000 | 3 |  |  | 0.97 | Solar Inverter |  | OUTDOOR
SRP11376 | SMX CAPITAL | SMX230P | 230 | 532 | 180 | 0 |  | Solar | FIXED | Roof
SRP11376 | SMX CAPITAL | SMX230P | 230 | 210 | 137 | 22 |  | Solar | FIXED | Roof
SRP11376 | PV POWERED | PVP50KW-208 | 50000 | 1 |  |  | 0.97 | Solar Inverter |  | OUTDOOR
SRP11376 | PV POWERED | PVP100KW-208 | 100000 | 1 |  |  | 0.97 | Solar Inverter |  | OUTDOOR
SRP11377 | UNKNOWN | UNKNOWN | 250 | 32 | 194 | 15 |  | Solar | FIXED | Roof
SRP11377 | PV POWERED | PVP3500 | 3500 | 2 |  |  | 0.955 | Solar Inverter |  | INDOOR
SRP11378 | REC SCANMODULE | SCM230 | 245 | 30 | 170 | 28 |  | Solar | FIXED | Roof
SRP11378 | SMA AMERICA | SB6000U (208V) | 6000 | 1 |  |  | 0.955 | Solar Inverter |  | INDOOR
SRP11379 | CHANGZHOU TRINA SOLAR ENERGY CO | TSM-165D | 240 | 14 | 213.2 | 36 |  | Solar | FIXED | Roof
SRP11379 | PV POWERED | PVP3000 | 3000 | 1 |  |  | 0.935 | Solar Inverter |  | INDOOR
SRP11380 | SUNTECH POWER | STP210S-18/UB-1 | 245 | 6 | 130 | 36 |  | Solar | FIXED | Roof
SRP11380 | SUNTECH POWER | STP210S-18/UB-1 | 245 | 6 | 220 | 36 |  | Solar | FIXED | Roof
SRP11380 | ENPHASE ENERGY | M200-32-208-S01 | 215 | 12 |  |  | 0.963 | Solar Inverter |  | OUTDOOR
SRP11381 | MATRIX SOLAR/PHOTOWATT | PW1000-100 | 250 | 18 | 130.8 | 36 |  | Solar | FIXED | Roof
SRP11381 | PV POWERED | PVP4800 | 4800 | 1 |  |  | 0.96 | Solar Inverter |  | OUTDOOR
SRP11382 | CHANGZHOU TRINA SOLAR ENERGY CO | TSM-185D | 240 | 26 | 215 | 18 |  | Solar | FIXED | Roof
SRP11382 | SMA AMERICA | SB6000US (277V) | 6000 | 1 |  |  | 0.968 | Solar Inverter |  | OUTDOOR
SRP11383 | CHANGZHOU TRINA SOLAR ENERGY CO | TSM-185D | 240 | 21 | 152 | 18 |  | Solar | FIXED | Roof
SRP11383 | CHANGZHOU TRINA SOLAR ENERGY CO | TSM-185D | 240 | 7 | 246 | 18 |  | Solar | FIXED | Roof
SRP11383 | ENPHASE ENERGY | M200-32-208-S01 | 215 | 28 |  |  | 0.96 | Solar Inverter |  | OUTDOOR
SRP11384 | CHANGZHOU TRINA SOLAR ENERGY CO | TSM-185D | 240 | 41 | 114 | 19 |  | Solar | FIXED | Roof
SRP11384 | SMA AMERICA | SB3000US (208V) | 3000 | 1 |  |  | 0.96 | Solar Inverter |  | INDOOR
SRP11384 | SMA AMERICA | SB6000U (208V) | 6000 | 1 |  |  | 0.968 | Solar Inverter |  | INDOOR
SRP11385 | ET SOLAR INDUSTRY | ET-P672280 | 285 | 22 | 159 | 17 |  | Solar | FIXED | Roof
SRP11385 | ET SOLAR INDUSTRY | ET-P672280 | 285 | 22 | 252 | 34 |  | Solar | FIXED | Roof
SRP11385 | SMA AMERICA | SB6000U (208V) | 6000 | 1 |  |  | 0.968 | Solar Inverter |  | INDOOR
SRP11385 | SMA AMERICA | SB6000U (240V) | 6000 | 1 |  |  | 0.968 | Solar Inverter |  | INDOOR
SRP11386 | SUNPOWER | SPR-230-WHT-U | 245 | 24 | 214 | 28 |  | Solar | FIXED | Roof
SRP11386 | SUNPOWER CORP (ORIGINAL MFR - PV POWERED LLC) | SPR-5200 | 6000 | 1 |  |  | 0.97 | Solar Inverter |  | OUTDOOR
SRP11387 | SUNTECH POWER | STP190S-18/UB-1 | 190 | 11 | 169.5 | 26 |  | Solar | FIXED | Roof
SRP11387 | SMA AMERICA | SB4000US (240V) | 4000 | 1 |  |  | 0.96 | Solar Inverter |  | INDOOR
SRP11388 | SUNPOWER | SPR-230-WHT-U | 245 | 16 | 127 | 23 |  | Solar | FIXED | Roof
SRP11388 | SUNPOWER CORP (ORIGINAL MFR - PV POWERED LLC) | SPR-3500 | 3600 | 1 |  |  | 0.97 | Solar Inverter |  | INDOOR
SRP11389 | SUNTECH POWER | STP180S-24/AB-1 | 185 | 14 | 189.5 | 30 |  | Solar | FIXED | Roof
SRP11389 | SUNTECH POWER | STP190S-18/UB-1 | 190 | 24 | 189.5 | 30 |  | Solar | FIXED | Roof
SRP11389 | PV POWERED | PVP2500 | 2500 | 1 |  |  | 0.945 | Solar Inverter |  | INDOOR
SRP11389 | PV POWERED | PVP4800 | 4800 | 1 |  |  | 0.96 | Solar Inverter |  | INDOOR
SRP11390 | SUNTECH POWER | STP190-18/UB-1 | 190 | 39 | 178 | 17 |  | Solar | FIXED | Roof
SRP11390 | PV POWERED | PVP2500 | 2500 | 1 |  |  | 0.945 | Solar Inverter |  | Outside
SRP11390 | PV POWERED | PVP3500 | 3500 | 1 |  |  | 0.955 | Solar Inverter |  | Outside
SRP11391 | CHANGZHOU TRINA SOLAR ENERGY CO | TSM-185D | 240 | 40 | 140.1 | 30 |  | Solar | FIXED | Roof
SRP11391 | PV POWERED | PVP4800 | 4800 | 2 |  |  | 0.96 | Solar Inverter |  | INDOOR
SRP11392 | UNKNOWN | UNKNOWN | 250 | 16 | 137.9 | 16 |  | Solar | FIXED | Roof
SRP11392 | PV POWERED | PVP3500 | 3500 | 1 |  |  | 0.955 | Solar Inverter |  | INDOOR
SRP11394 | SILIKEN MANUFACTURING USA | SLK60P6L 212 WP | 250 | 22 | 134 | 31 |  | Solar | FIXED | Roof
SRP11394 | ENPHASE ENERGY | M200-32-208-S01 | 215 | 22 |  |  | 0.96 | Solar Inverter |  | OUTDOOR
SRP11395 | KYOCERA SOLAR | KD210GX-LP | 220 | 52 | 214 | 33 |  | Solar | FIXED | Roof
SRP11395 | SOLECTRIA RENEWABLES | PVI 5300-P (240V) | 6000 | 2 |  |  | 0.975 | Solar Inverter |  | OUTDOOR
SRP11396 | KYOCERA SOLAR | KD210GX-L | 220 | 13 | 96 | 18 |  | Solar | FIXED | Roof
SRP11396 | KYOCERA SOLAR | KD210GX-LP | 220 | 5 | 276 | 18 |  | Solar | FIXED | Roof
SRP11396 | KYOCERA SOLAR | KD210GX-LP | 220 | 13 | 186 | 22 |  | Solar | FIXED | Roof
SRP11396 | POWER-ONE | PVI-3000-I-OUTD-US | 3000 | 1 |  |  | 0.96 | Solar Inverter |  | OUTDOOR
SRP11396 | POWER-ONE | PVI-3600-US (208V) | 3600 | 1 |  |  | 0.96 | Solar Inverter |  | OUTDOOR
SRP11397 | YINGLI ENERGY (CHINA) | YL240P-29B | 240 | 9 | 209 | 25 |  | Solar | FIXED | Roof
SRP11397 | YINGLI ENERGY (CHINA) | YL240P-29B | 240 | 14 | 209 | 31 |  | Solar | FIXED | Roof
SRP11397 | POWER-ONE | PVI-5000-OUTD-US (208 V) | 5000 | 1 |  |  | 0.965 | Solar Inverter |  | INDOOR
SRP11398 | YINGLI ENERGY (CHINA) | YL240P-29B | 240 | 8 | 212 | 28 |  | Solar | FIXED | Roof
SRP11398 | YINGLI ENERGY (CHINA) | YL240P-29B | 240 | 6 | 122 | 30 |  | Solar | FIXED | Roof
SRP11398 | YINGLI ENERGY (CHINA) | YL240P-29B | 240 | 17 | 212 | 30 |  | Solar | FIXED | Roof
SRP11398 | POWER-ONE | PVI-3.6-OUTD-S-US (240 V) | 3600 | 1 |  |  | 0.96 | Solar Inverter |  | INDOOR
SRP11398 | POWER-ONE | PVI-3.6-OUTD-S-US (240 V) | 3600 | 1 |  |  | 0.96 | Solar Inverter |  | INDOOR
SRP11399 | KYOCERA SOLAR | KD210GX-LP | 220 | 20 | 210 | 18 |  | Solar | FIXED | Roof
SRP11399 | POWER-ONE | PVI-3600-OUTD-US-F (208V) | 3600 | 1 |  |  | 0.96 | Solar Inverter |  | INDOOR
SRP11400 | BAODING YINGLI NEW ENERGY RESOURCES CO | YL175(156) | 240 | 11 | 100 | 40 |  | Solar | FIXED | Roof
SRP11400 | BAODING YINGLI NEW ENERGY RESOURCES CO | YL175(156) | 240 | 22 | 190 | 40 |  | Solar | FIXED | Roof
SRP11400 | SMA AMERICA | SB7000US (208V) | 7000 | 1 |  |  | 0.96 | Solar Inverter |  | INDOOR
SRP11401 | SCHUCO USA |  | 260 | 14 | 217 | 11 |  | Solar | FIXED | Roof
SRP11401 | SCHUCO USA |  | 260 | 16 | 217 | 45 |  | Solar | FIXED | Roof
SRP11401 | SMA AMERICA | SB1100U-SBD | 2000 | 2 |  |  | 0.96 | Solar Inverter |  | Inside
SRP11401 | SMA AMERICA | SB1100U-SBD | 2000 | 2 |  |  | 0.96 | Solar Inverter |  | Inside
SRP11402 | CHANGZHOU TRINA SOLAR ENERGY CO | TSM-185D | 230 | 68 | 170 | 10 |  | Solar | FIXED | Roof
SRP11402 | ENPHASE ENERGY | M200-32-208-S01 | 190 | 68 |  |  | 0.95 | Solar Inverter |  | OUTDOOR
SRP11403 | EVERGREEN SOLAR |  | 205 | 20 | 223 | 26 |  | Solar | FIXED | Roof
SRP11403 | FRONIUS USA | IG 4000 NEG | 4000 | 1 |  |  | 0.962 | Solar Inverter |  | INDOOR
SRP11405 | CONERGY | CONERGY PH 240P | 235 | 56 | 180 | 34 |  | Solar | FIXED | Ground
SRP11405 | CONERGY | CONERGY PM 235P | 240 | 28 | 180 | 34 |  | Solar | FIXED | Ground
SRP11405 | SMA AMERICA | SB6000U (208V) | 6000 | 3 |  |  | 0.97 | Solar Inverter |  | OUTDOOR
SRP11406 | SUNPOWER | SPR-315E-WHT-U | 327 | 60 | 180 | 35 |  | Solar | FIXED | Ground
SRP11406 | SUNPOWER CORP (ORIGINAL MFR - PV POWERED LLC) | SPR-4600 | 5000 | 1 |  |  | 0.968 | Solar Inverter |  | INDOOR
SRP11406 | SUNPOWER CORP (ORIGINAL MFR - PV POWERED LLC) | SPR-5200 | 6000 | 1 |  |  | 0.97 | Solar Inverter |  | INDOOR
SRP11406 | SUNPOWER CORP (ORIGINAL MFR - PV POWERED LLC) | SPR-5200 | 6000 | 1 |  |  | 0.97 | Solar Inverter |  | INDOOR
SRP11407 | SUNPOWER | SPR-305-WHT-U | 308 | 42 | 144 | 23 |  | Solar | FIXED | Roof
SRP11407 | SUNPOWER CORP (ORIGINAL MFR - PV POWERED LLC) | SPR-4600 | 11400 | 1 |  |  | 0.962 | Solar Inverter |  | INDOOR
SRP11408 | CHANGZHOU TRINA SOLAR ENERGY CO | TSM-185D | 240 | 20 | 104 | 25 |  | Solar | FIXED | Roof
SRP11408 | CHANGZHOU TRINA SOLAR ENERGY CO | TSM-185D | 240 | 20 | 195 | 25 |  | Solar | FIXED | Roof
SRP11408 | ENPHASE ENERGY | M200-32-208-S01 | 215 | 40 |  |  | 0.96 | Solar Inverter |  | INDOOR
SRP11409 | CHANGZHOU TRINA SOLAR ENERGY CO | TSM-185D | 235 | 46 | 133 | 23 |  | Solar | FIXED | Roof
SRP11409 | SMA AMERICA | SB3000US (208V) | 3000 | 1 |  |  | 0.965 | Solar Inverter |  | OUTDOOR
SRP11409 | SMA AMERICA | SB7000US (208V) | 7000 | 1 |  |  | 0.969 | Solar Inverter |  | OUTDOOR
SRP11410 | SUNTECH POWER | STP210S-18/UB-1 | 240 | 1794 | 190 | 10 |  | Solar | FIXED | Roof
SRP11410 | SATCON TECHNOLOGY | PVS-375 (480 V) | 375000 | 1 |  |  | 0.96 | Solar Inverter |  | OUTDOOR
SRP11411 | CHANGZHOU TRINA SOLAR ENERGY CO | TSM-185D | 235 | 32 | 207 | 15 |  | Solar | FIXED | Roof
SRP11411 | ENPHASE ENERGY | M200-32-208-S01 | 215 | 32 |  |  | 0.96 | Solar Inverter |  | INDOOR
SRP11412 | CHANGZHOU TRINA SOLAR ENERGY CO | TSM-160D | 230 | 14 | 230 | 33 |  | Solar | FIXED | Roof
SRP11412 | SMA AMERICA | SB3000US (240V) | 3000 | 1 |  |  | 0.965 | Solar Inverter |  | OUTDOOR
SRP11413 | CHANGZHOU TRINA SOLAR ENERGY CO | TSM-160D | 240 | 6 | 218 | 14 |  | Solar | FIXED | Roof
SRP11413 | CHANGZHOU TRINA SOLAR ENERGY CO | TSM-160D | 240 | 9 | 218 | 45 |  | Solar | FIXED | Roof
SRP11413 | ENPHASE ENERGY | M175-24-208-S | 215 | 15 |  |  | 0.96 | Solar Inverter |  | OUTDOOR
SRP11414 | CHANGZHOU TRINA SOLAR ENERGY CO | TSM-165D | 235 | 24 | 97 | 29 |  | Solar | FIXED | Roof
SRP11414 | CHANGZHOU TRINA SOLAR ENERGY CO | TSM-165D | 235 | 26 | 187 | 29 |  | Solar | FIXED | Roof
SRP11414 | SMA AMERICA | SB5000US (240V) | 5000 | 1 |  |  | 0.968 | Solar Inverter |  | OUTDOOR
SRP11414 | SMA AMERICA | SB6000U (240V) | 6000 | 1 |  |  | 0.968 | Solar Inverter |  | OUTDOOR
SRP11415 | CHANGZHOU TRINA SOLAR ENERGY CO | TSM-185D | 235 | 14 | 159 | 13 |  | Solar | FIXED | Roof
SRP11415 | CHANGZHOU TRINA SOLAR ENERGY CO | TSM-185D | 235 | 33 | 159 | 42 |  | Solar | FIXED | Roof
SRP11415 | SMA AMERICA | SB3000US (208V) | 3000 | 1 |  |  | 0.96 | Solar Inverter |  | OUTDOOR
SRP11415 | SMA AMERICA | SB7000US (208V) | 7000 | 1 |  |  | 0.969 | Solar Inverter |  | OUTDOOR
SRP11416 | CHANGZHOU TRINA SOLAR ENERGY CO | TSM-185D | 240 | 33 | 166 | 22 |  | Solar | FIXED | Roof
SRP11416 | SMA AMERICA | SB7000US (208V) | 7000 | 1 |  |  | 0.969 | Solar Inverter |  | OUTDOOR
SRP11417 | CHANGZHOU TRINA SOLAR ENERGY CO | TSM-165D | 235 | 15 | 160 | 21 |  | Solar | FIXED | Roof
SRP11417 | CHANGZHOU TRINA SOLAR ENERGY CO | TSM-165D | 235 | 24 | 250 | 21 |  | Solar | FIXED | Roof
SRP11417 | ENPHASE ENERGY | M175-24-208-S | 215 | 39 |  |  | 0.96 | Solar Inverter |  | INDOOR
SRP11418 | CHANGZHOU TRINA SOLAR ENERGY CO | TSM-160D | 230 | 20 | 189 | 18 |  | Solar | FIXED | Roof
SRP11418 | ENPHASE ENERGY | M200-32-208-S01 | 215 | 20 |  |  | 0.96 | Solar Inverter |  | OUTDOOR
SRP11419 | TRINA SOLAR | TSM-240PA05.10 | 240 | 14 | 85 | 20 |  | Solar | FIXED | Roof
SRP11419 | TRINA SOLAR | TSM-240PA05.10 | 240 | 29 | 265 | 20 |  | Solar | FIXED | Roof
SRP11419 | ENPHASE ENERGY | M215-60-2LL-S2X | 215 | 43 |  |  | 0.96 | Solar Inverter |  | INDOOR
SRP11420 | CHANGZHOU TRINA SOLAR ENERGY CO | TSM-185D | 235 | 9 | 184 | 18 |  | Solar | FIXED | Roof
SRP11420 | CHANGZHOU TRINA SOLAR ENERGY CO | TSM-185D | 235 | 22 | 274 | 18 |  | Solar | FIXED | Roof
SRP11420 | SMA AMERICA | SB1100U-SBD | 2000 | 1 |  |  | 0.96 | Solar Inverter |  | OUTDOOR
SRP11420 | SMA AMERICA | SB5000US | 5000 | 1 |  |  | 0.968 | Solar Inverter |  | OUTDOOR
SRP11421 | KYOCERA SOLAR | KC125G | 215 | 38 | 180 | 14 |  | Solar | FIXED | Roof
SRP11421 | SMA AMERICA | SB3000US (208V) | 2500 | 1 |  |  | 0.941 | Solar Inverter |  | Outside
SRP11421 | SMA AMERICA | SB5000US | 5000 | 1 |  |  | 0.968 | Solar Inverter |  | Outside
SRP11422 | CANADIAN SOLAR | CS6P-230 | 250 | 24 | 165 | 15 |  | Solar | FIXED | Roof
SRP11422 | SMA AMERICA | SB6000U (208V) | 6000 | 1 |  |  | 0.97 | Solar Inverter |  | OUTDOOR
SRP11423 | LG ELECTRONICS SOLAR CELL DIVISION | LG255S1C-G2 | 255 | 30 | 168 | 30 |  | Solar | FIXED | Roof
SRP11423 | ENPHASE ENERGY | M215-60-2LL-S2X | 215 | 30 |  |  | 0.97 | Solar Inverter |  | OUTDOOR
SRP11424 | SUNPOWER | SPR-315E-WHT-U | 327 | 28 | 148 | 22 |  | Solar | FIXED | Roof
SRP11424 | SUNPOWER CORP (ORIGINAL MFR - PV POWERED LLC) | SPR-5200 | 8000 | 1 |  |  | 0.968 | Solar Inverter |  | OUTDOOR
SRP11425 | UNKNOWN | UNKNOWN | 250 | 25 | 124.6 | 28 |  | Solar | FIXED | Roof
SRP11425 | PV POWERED | PVP2500 | 2500 | 1 |  |  | 0.945 | Solar Inverter |  | OUTDOOR
SRP11425 | PV POWERED | PVP3000 | 3000 | 1 |  |  | 0.935 | Solar Inverter |  | OUTDOOR
SRP11426 | SOLARWORLD | SW185MONO | 240 | 126 | 218 | 10 |  | Solar | FIXED | Roof
SRP11426 | ENPHASE ENERGY | M200-32-208-S01 | 215 | 126 |  |  | 0.96 | Solar Inverter |  | OUTDOOR
SRP11427 | BAODING YINGLI NEW ENERGY RESOURCES CO | YL175(156) | 240 | 37 | 98 | 20 |  | Solar | FIXED | Roof
SRP11427 | POWER-ONE | PVI-3600-US (240V) | 3800 | 1 |  |  | 0.965 | Solar Inverter |  | INDOOR
SRP11427 | POWER-ONE | PVI-5000-OUTD-US (208 V) | 4200 | 1 |  |  | 0.96 | Solar Inverter |  | INDOOR
SRP11430 | TRINA SOLAR | TSM-240PA05.10 | 240 | 39 | 220 | 15 |  | Solar | FIXED | Roof
SRP11430 | TRINA SOLAR | TSM-240PA05 | 240 | 26 | 220 | 19 |  | Solar | FIXED | Roof
SRP11430 | TRINA SOLAR | TSM-240PA05.10 | 240 | 39 | 220 | 19 |  | Solar | FIXED | Roof
SRP11430 | SMA AMERICA | SB6000U (208V) | 6000 | 1 |  |  | 0.969 | Solar Inverter |  | OUTDOOR
SRP11430 | SMA AMERICA | SB8000TL-US (208V) | 8000 | 2 |  |  | 0.969 | Solar Inverter |  | OUTDOOR
SRP11431 | MATRIX SOLAR/PHOTOWATT | PW1650-175 | 255 | 18 | 177 | 18 |  | Solar | FIXED | Roof
SRP11431 | MATRIX SOLAR/PHOTOWATT | PW1650-175 | 255 | 6 | 177 | 27 |  | Solar | FIXED | Roof
SRP11431 | MATRIX SOLAR/PHOTOWATT | PW1650-175 | 255 | 8 | 177 | 30 |  | Solar | FIXED | Roof
SRP11431 | POWER-ONE | PVI-3000-I-OUTD-US | 3000 | 1 |  |  | 0.96 | Solar Inverter |  | OUTDOOR
SRP11431 | POWER-ONE | PVI-3600-OUTD-US-F (208V) | 3600 | 1 |  |  | 0.96 | Solar Inverter |  | OUTDOOR
SRP11432 | CHANGZHOU TRINA SOLAR ENERGY CO | TSM-165D | 245 | 28 | 244 | 26 |  | Solar | FIXED | Roof
SRP11432 | SMA AMERICA | SB1100U-SBD | 2000 | 1 |  |  | 0.973 | Solar Inverter |  | INDOOR
SRP11432 | SMA AMERICA | SB1100U-SBD | 2500 | 2 |  |  | 0.973 | Solar Inverter |  | INDOOR
SRP11433 | SUNPOWER | SPR-245NE-WHT-D | 245 | 7 | 260 | 18 |  | Solar | FIXED | Roof
SRP11433 | SUNPOWER | SPR-245NE-WHT-D | 245 | 42 | 260 | 26 |  | Solar | FIXED | Roof
SRP11433 | SUNPOWER CORP (ORIGINAL MFRSMA) | SPR-5000M (208V) | 5000 | 1 |  |  | 0.97 | Solar Inverter |  | INDOOR
SRP11433 | SUNPOWER CORP (ORIGINAL MFRSMA) | SPR-6000M (208V) | 6000 | 1 |  |  | 0.97 | Solar Inverter |  | INDOOR
SRP11434 | SOLYNDRA | SL-002-182U | 210 | 9516 | 175 | 0 |  | Solar | FIXED | Roof
SRP11434 | SMA AMERICA | SWR2500U-SBD (240V) | 500000 | 3 |  |  | 0.96 | Solar Inverter |  | Outside
SRP11437 | CANADIAN SOLAR | CS5P-240 | 250 | 28 | 127 | 9 |  | Solar | FIXED | Roof
SRP11437 | SMA AMERICA | SB6000U (240V) | 6000 | 1 |  |  | 0.97 | Solar Inverter |  | OUTDOOR
SRP11438 | SILIKEN MANUFACTURING USA | SLK60P6L 212 WP | 250 | 12 | 96 | 20 |  | Solar | FIXED | Roof
SRP11438 | SILIKEN MANUFACTURING USA | SLK60P6L 212 WP | 250 | 8 | 276 | 26 |  | Solar | FIXED | Roof
SRP11438 | SILIKEN MANUFACTURING USA | SLK60P6L 212 WP | 250 | 16 | 186 | 40 |  | Solar | FIXED | Roof
SRP11438 | SILIKEN MANUFACTURING USA | SLK60P6L 212 WP | 250 | 14 | 276 | 40 |  | Solar | FIXED | Roof
SRP11438 | ENPHASE ENERGY | M175-24-208-S | 215 | 25 |  |  | 0.96 | Solar Inverter |  | OUTDOOR
SRP11438 | ENPHASE ENERGY | M200-32-240-S02 | 215 | 25 |  |  | 0.96 | Solar Inverter |  | OUTDOOR
SRP11439 | SUNTECH POWER | STP180S-24/AB-1 | 185 | 32 | 180 | 29 |  | Solar | FIXED | Roof
SRP11439 | PV POWERED | PVP4800 | 4800 | 1 |  |  | 0.96 | Solar Inverter |  | INDOOR
SRP11440 | BAODING YINGLI NEW ENERGY RESOURCES CO | 30(17)P754X350 | 235 | 52 | 244 | 10 |  | Solar | FIXED | Roof
SRP11440 | FRONIUS USA |  | 11400 | 1 |  |  | 0.95 | Solar Inverter |  | INDOOR
SRP11441 | SUNPOWER | SPR-230-WHT-U | 230 | 22 | 147 | 27 |  | Solar | FIXED | Roof
SRP11441 | SUNPOWER | SPR-230-WHT-U | 230 | 22 | 147 | 40 |  | Solar | FIXED | Roof
SRP11441 | SUNPOWER CORP (ORIGINAL MFRSMA) | SPR-5000M (240V) | 5000 | 1 |  |  | 0.96 | Solar Inverter |  | Outside
SRP11441 | SUNPOWER CORP (ORIGINAL MFRSMA) | SPR-5000M (240V) | 5000 | 1 |  |  | 0.96 | Solar Inverter |  | Outside
SRP11442 | SUNPOWER | SPR-240E-WHT-D | 240 | 32 | 128 | 20 |  | Solar | FIXED | Roof
SRP11442 | SUNPOWER CORP (ORIGINAL MFRSMA) | SPR-7000M (240V) | 7000 | 1 |  |  | 0.97 | Solar Inverter |  | OUTDOOR
SRP11443 | CANADIAN SOLAR | CS6P-230 | 235 | 16 | 208 | 28 |  | Solar | FIXED | Roof
SRP11443 | CANADIAN SOLAR | CS6P-230 | 235 | 8 | 118 | 40 |  | Solar | FIXED | Roof
SRP11443 | CANADIAN SOLAR | CS6P-230 | 235 | 12 | 298 | 40 |  | Solar | FIXED | Roof
SRP11443 | ENPHASE ENERGY | M175-24-208-S01 | 215 | 36 |  |  | 0.955 | Solar Inverter |  | OUTDOOR
SRP11444 | TRINA SOLAR | TSM-250PA05.10 | 240 | 10 | 85 | 23 |  | Solar | FIXED | Roof
SRP11444 | TRINA SOLAR | TSM-245PA05.10 | 240 | 10 | 265 | 23 |  | Solar | FIXED | Roof
SRP11444 | TRINA SOLAR | TSM-245PA05.10 | 240 | 20 | 265 | 23 |  | Solar | FIXED | Roof
SRP11444 | POWER-ONE | PVI-4.2-OUTD-S-US (240 V) | 4200 | 1 |  |  | 0.96 | Solar Inverter |  | INDOOR
SRP11444 | POWER-ONE | PVI-6000-OUTD-US (240 V) | 5000 | 1 |  |  | 0.96 | Solar Inverter |  | INDOOR
SRP11445 | BAODING YINGLI NEW ENERGY RESOURCES CO | 40(17)P516X663 | 240 | 37 | 157 | 27 |  | Solar | FIXED | Roof
SRP11445 | SOLECTRIA RENEWABLES | PVI 3000-P (240V) | 3800 | 1 |  |  | 0.975 | Solar Inverter |  | INDOOR
SRP11445 | SOLECTRIA RENEWABLES | PVI 5000-P (240V) | 5000 | 1 |  |  | 0.975 | Solar Inverter |  | INDOOR
SRP11446 | BAODING YINGLI NEW ENERGY RESOURCES CO | 50(17)P974X453 | 240 | 26 | 98 | 37 |  | Solar | FIXED | Roof
SRP11446 | POWER-ONE | PVI-6000-OUTD-US (240 V) | 6000 | 1 |  |  | 0.965 | Solar Inverter |  | OUTDOOR
SRP11447 | BAODING YINGLI NEW ENERGY RESOURCES CO | 110(17)P1447X663 | 240 | 24 | 152 | 35 |  | Solar | FIXED | Roof
SRP11447 | BAODING YINGLI NEW ENERGY RESOURCES CO | 110(17)P1447X663 | 240 | 18 | 235 | 35 |  | Solar | FIXED | Roof
SRP11447 | POWER-ONE | PVI-3600-US (240V) | 3800 | 1 |  |  | 0.965 | Solar Inverter |  | INDOOR
SRP11447 | POWER-ONE | PVI-5000-OUTD-US (240 V) | 5000 | 1 |  |  | 0.965 | Solar Inverter |  | INDOOR
SRP11448 | SUNPOWER | SPR-315E-WHT-U | 327 | 30 | 228 | 20 |  | Solar | FIXED | Roof
SRP11448 | SUNPOWER CORP (ORIGINAL MFRSMA) | SPR-7000M (277V) | 9995 | 1 |  |  | 0.962 | Solar Inverter |  | INDOOR
SRP11449 | SUNTECH POWER | STP180S-24/AB-1 | 180 | 20 | 178 | 28 |  | Solar | FIXED | Roof
SRP11449 | SMA AMERICA | SB3000US (240V) | 3000 | 1 |  |  | 0.96 | Solar Inverter |  | INDOOR
SRP11450 | SOLARWORLD | SW185MONO | 245 | 39 | 206 | 39 |  | Solar | FIXED | Roof
SRP11450 | ENPHASE ENERGY | EMU | 215 | 39 |  |  | 0.96 | Solar Inverter |  | OUTDOOR
SRP11451 | CANADIAN SOLAR | CS6P-230 | 235 | 32 | 170 | 20 |  | Solar | FIXED | Roof
SRP11451 | ENPHASE ENERGY | M175-24-240-S | 215 | 32 |  |  | 0.96 | Solar Inverter |  | OUTDOOR
SRP11452 | CANADIAN SOLAR | CS6P-230 | 235 | 18 | 115 | 21 |  | Solar | FIXED | Roof
SRP11452 | ENPHASE ENERGY | M175-24-208-S | 215 | 18 |  |  | 0.96 | Solar Inverter |  | OUTDOOR
SRP11454 | CANADIAN SOLAR | CS6P-230 | 235 | 11 | 110 | 28 |  | Solar | FIXED | Roof
SRP11454 | CANADIAN SOLAR | CS6P-230 | 235 | 11 | 287 | 28 |  | Solar | FIXED | Roof
SRP11454 | ENPHASE ENERGY | M175-24-208-S | 215 | 22 |  |  | 0.96 | Solar Inverter |  | OUTDOOR
SRP11455 | CANADIAN SOLAR | CS6P-230 | 235 | 12 | 194 | 23 |  | Solar | FIXED | Roof
SRP11455 | ENPHASE ENERGY | M175-24-208-S | 215 | 12 |  |  | 0.96 | Solar Inverter |  | OUTDOOR
SRP11456 | REC SCANMODULE | SCM230 | 245 | 30 | 215 | 15 |  | Solar | FIXED | Roof
SRP11456 | FRONIUS USA |  | 7500 | 1 |  |  | 0.95 | Solar Inverter |  | Inside
SRP11457 | MATRIX SOLAR/PHOTOWATT | PW1650-175 | 250 | 22 | 192 | 20 |  | Solar | FIXED | Roof
SRP11457 | ENPHASE ENERGY | M175-24-240-S | 215 | 22 |  |  | 0.96 | Solar Inverter |  | OUTDOOR
SRP11458 | SUNPOWER | SPR-315E-WHT-U | 327 | 32 | 228 | 25 |  | Solar | FIXED | Roof
SRP11458 | SUNPOWER CORP (ORIGINAL MFRFRONIUS) | SPR 12000F (208V) | 11400 | 1 |  |  | 0.962 | Solar Inverter |  | INDOOR
SRP11459 | MATRIX SOLAR/PHOTOWATT | PW1000-100 | 260 | 2184 | 154.5 | 10 |  | Solar | FIXED | Roof
SRP11459 | ADVANCED ENERGY INDUSTRIES | 3159000-104 | 500000 | 1 |  |  | 0.987 | Solar Inverter |  | OUTDOOR
SRP11460 | YINGLI ENERGY (CHINA) | YL240P-29B | 240 | 96 | 132 | 10 |  | Solar | FIXED | Roof
SRP11460 | SMA AMERICA | SB4000US (240V) | 4000 | 3 |  |  | 0.965 | Solar Inverter |  | INDOOR
SRP11460 | SMA AMERICA | SB5000US (240V) | 5000 | 2 |  |  | 0.967 | Solar Inverter |  | INDOOR
SRP11461 | CHANGZHOU TRINA SOLAR ENERGY CO | TSM-180D | 240 | 22 | 215.5 | 37 |  | Solar | FIXED | Roof
SRP11461 | PV POWERED | PVP4800 | 4800 | 1 |  |  | 0.96 | Solar Inverter |  | INDOOR
SRP11462 | GLORIA SOLAR | GSM6-230D-UO1 | 230 | 20 | 298 | 16 |  | Solar | FIXED | Roof
SRP11462 | GLORIA SOLAR | GSM6-230D-UO1 | 230 | 16 | 203 | 27 |  | Solar | FIXED | Roof
SRP11462 | ENPHASE ENERGY | M200-32-208-S01 | 215 | 36 |  |  | 0.963 | Solar Inverter |  | OUTDOOR
SRP11463 | MATRIX SOLAR/PHOTOWATT | PW1650-175 | 250 | 12 | 247 | 30 |  | Solar | FIXED | Roof
SRP11463 | ENPHASE ENERGY | M200-32-208-S01 | 215 | 12 |  |  | 0.963 | Solar Inverter |  | Outside
SRP11465 | CHANGZHOU TRINA SOLAR ENERGY CO | TSM-185D | 235 | 28 | 127 | 20 |  | Solar | FIXED | Roof
SRP11465 | PV POWERED | PVP3000 | 3000 | 2 |  |  | 0.935 | Solar Inverter |  | INDOOR
SRP11466 | CHANGZHOU TRINA SOLAR ENERGY CO | TSM-185D | 235 | 33 | 175.7 | 31 |  | Solar | FIXED | Roof
SRP11466 | SMA AMERICA | SB7000US (208V) | 7000 | 1 |  |  | 0.97 | Solar Inverter |  | INDOOR
SRP11467 | SUNTECH POWER | STP21018 | 210 | 48 | 204 | 22 |  | Solar | FIXED | Roof
SRP11467 | PV POWERED | PVP4800 | 4800 | 2 |  |  | 0.96 | Solar Inverter |  | INDOOR
SRP11468 | UNKNOWN | UNKNOWN | 250 | 60 | 180 | 30 |  | Solar | FIXED | Ground
SRP11468 | PV POWERED | PVP3500 | 3500 | 1 |  |  | 0.955 | Solar Inverter |  | OUTDOOR
SRP11468 | PV POWERED | PVP4800 | 4800 | 2 |  |  | 0.96 | Solar Inverter |  | OUTDOOR
SRP11470 | HANWHA SOLARONE (QIDONG) | HSL60M6-HB-0-250TB | 250 | 32 | 225 | 20 |  | Solar | FIXED | Roof
SRP11470 | ENPHASE ENERGY | M215-60-SIE-S2X-ZC-NA | 215 | 32 |  |  | 0.963 | Solar Inverter |  | OUTDOOR
SRP11473 | REC SCANMODULE | SCM215 | 245 | 33 | 175 | 18 |  | Solar | FIXED | Roof
SRP11473 | SMA AMERICA | SB7000US (240V) | 7000 | 1 |  |  | 0.96 | Solar Inverter |  | INDOOR
SRP11474 | SUNPOWER | PL-AP-75 DOUBLE MODULE | 327 | 24 | 173 | 32 |  | Solar | FIXED | Roof
SRP11474 | SUNPOWER CORP (ORIGINAL MFRSMA) | SPR-7000M (277V) | 8000 | 1 |  |  | 0.965 | Solar Inverter |  | INDOOR
SRP11475 | CHANGZHOU TRINA SOLAR ENERGY CO | TSM-165D | 240 | 14 | 128.9 | 20 |  | Solar | FIXED | Roof
SRP11475 | PV POWERED | PVP3000 | 3000 | 1 |  |  | 0.935 | Solar Inverter |  | INDOOR
SRP11476 | SHARP | ND-123UJF | 235 | 14 | 157 | 22 |  | Solar | FIXED | Roof
SRP11476 | SHARP | ND-123UJF | 235 | 5 | 247 | 36 |  | Solar | FIXED | Roof
SRP11476 | ENPHASE ENERGY | M200-32-208-S01 | 215 | 5 |  |  | 0.96 | Solar Inverter |  | OUTDOOR
SRP11476 | ENPHASE ENERGY | M200-32-208-S01 | 215 | 14 |  |  | 0.96 | Solar Inverter |  | OUTDOOR
SRP11477 | SUNTECH POWER | STP190-18/UB-1 | 185 | 48 | 111.5 | 30 |  | Solar | FIXED | Roof
SRP11477 | SMA AMERICA | SB4000US (240V) | 4000 | 2 |  |  | 0.96 | Solar Inverter |  | Inside
SRP11478 | CONERGY AG | S 175MU | 240 | 22 | 258 | 32 |  | Solar | FIXED | Roof
SRP11478 | SMA AMERICA | SB5000US (240V) | 5000 | 1 |  |  | 0.968 | Solar Inverter |  | INDOOR
SRP11481 | SUNTECH POWER | STP210S-18/UB-1 | 210 | 36 | 128.1 | 14 |  | Solar | FIXED | Roof
SRP11481 | PV POWERED | PVP3000 | 3000 | 1 |  |  | 0.935 | Solar Inverter |  | OUTDOOR
SRP11481 | PV POWERED | PVP3500 | 3500 | 1 |  |  | 0.955 | Solar Inverter |  | OUTDOOR
SRP11483 | CHANGZHOU TRINA SOLAR ENERGY CO | TSM-185D | 235 | 44 | 230.1 | 16 |  | Solar | FIXED | Roof
SRP11483 | PV POWERED | PVP4800 | 4800 | 2 |  |  | 0.96 | Solar Inverter |  | Outside
SRP11484 | SUNTECH POWER | STP210-18/UB-1 | 210 | 12 | 93 | 31 |  | Solar | FIXED | Roof
SRP11484 | SUNTECH POWER | STP210-18/UB-1 | 210 | 18 | 183 | 34 |  | Solar | FIXED | Roof
SRP11484 | PV POWERED | PVP2500 | 2500 | 1 |  |  | 0.945 | Solar Inverter |  | INDOOR
SRP11484 | PV POWERED | PVP4800 | 4800 | 1 |  |  | 0.935 | Solar Inverter |  | INDOOR
SRP11485 | CANADIAN SOLAR | CS6X-290P | 290 | 209 | 217.3 | 10 |  | Solar | FIXED | Roof
SRP11485 | CANADIAN SOLAR | CS6X-295P | 295 | 286 | 172.2 | 10 |  | Solar | FIXED | Roof
SRP11485 | SOLECTRIA RENEWABLES | PVI60KW-480 | 60000 | 1 |  |  | 0.955 | Solar Inverter |  | OUTDOOR
SRP11485 | SOLECTRIA RENEWABLES | PVI82KW-480 | 82000 | 1 |  |  | 0.955 | Solar Inverter |  | Outside
SRP11486 | SUNTECH POWER | STP21018 | 210 | 30 | 211 | 15 |  | Solar | FIXED | Roof
SRP11486 | SMA AMERICA | SB6000U (208V) | 6000 | 1 |  |  | 0.97 | Solar Inverter |  | INDOOR
SRP11487 | CANADIAN SOLAR | CS6X-290M | 290 | 352 | 180 | 25 |  | Solar | FIXED | Ground
SRP11487 | CANADIAN SOLAR | CS6X-295M | 295 | 484 | 180 | 25 |  | Solar | FIXED | Ground
SRP11487 | SOLECTRIA RENEWABLES | PVI60KW-480 | 60000 | 1 |  |  | 0.965 | Solar Inverter |  | OUTDOOR
SRP11487 | SOLECTRIA RENEWABLES | PVI82KW-480 | 82000 | 1 |  |  | 0.969 | Solar Inverter |  | Outside
SRP11487 | SOLECTRIA RENEWABLES | PVI95KW-480 | 95000 | 1 |  |  | 0.969 | Solar Inverter |  | Outside
SRP11488 | SUNTECH POWER | STP180-24/AB-1 | 185 | 28 | 122.5 | 20 |  | Solar | FIXED | Roof
SRP11488 | PV POWERED | PVP4800 | 4800 | 1 |  |  | 0.96 | Solar Inverter |  | INDOOR
SRP11489 | CANADIAN SOLAR | CS6X-290M | 290 | 286 | 174.2 | 10 |  | Solar | FIXED | Roof
SRP11489 | SOLECTRIA RENEWABLES | PVI82KW-480 | 82000 | 1 |  |  | 0.955 | Solar Inverter |  | OUTDOOR
SRP11490 | CANADIAN SOLAR | CS6X-290M | 290 | 253 | 201 | 10 |  | Solar | FIXED | Roof
SRP11490 | SOLECTRIA RENEWABLES | PVI82KW-208 | 82000 | 1 |  |  | 0.96 | Solar Inverter |  | OUTDOOR
SRP11491 | CANADIAN SOLAR | CS6P-230 | 290 | 440 | 219 | 10 |  | Solar | FIXED | Roof
SRP11491 | SOLECTRIA RENEWABLES | PVI60KW-208 | 60000 | 1 |  |  | 0.955 | Solar Inverter |  | OUTDOOR
SRP11491 | SOLECTRIA RENEWABLES | PVI60KW-208 | 60000 | 1 |  |  | 0.955 | Solar Inverter |  | OUTDOOR
SRP11492 | CANADIAN SOLAR | CS6X-290P | 290 | 154 | 140.9 | 10 |  | Solar | FIXED | Roof
SRP11492 | ADVANCED ENERGY INDUSTRIES | AE 35TX-480 | 35000 | 1 |  |  | 0.955 | Solar Inverter |  | OUTDOOR
SRP11493 | CANADIAN SOLAR | CS6X-290P | 290 | 209 | 211.1 | 10 |  | Solar | FIXED | Roof
SRP11493 | CANADIAN SOLAR | CS6X-290P | 290 | 231 | 218.7 | 10 |  | Solar | FIXED | Roof
SRP11493 | ADVANCED ENERGY INDUSTRIES | AE 50TX-480 | 50000 | 1 |  |  | 0.96 | Solar Inverter |  | Outside
SRP11493 | ADVANCED ENERGY INDUSTRIES | AE 75TX-480 | 75000 | 1 |  |  | 0.955 | Solar Inverter |  | OUTDOOR
SRP11494 | CANADIAN SOLAR | CS6X-290P | 290 | 220 | 218 | 10 |  | Solar | FIXED | Roof
SRP11494 | PV POWERED | PVP50KW-480 | 50000 | 1 |  |  | 0.96 | Solar Inverter |  | OUTDOOR
SRP11496 | SUNPOWER | SPR-315E-WHT-U | 327 | 14 | 202 | 40 |  | Solar | FIXED | Roof
SRP11496 | SUNPOWER CORP (ORIGINAL MFRSMA) | SPR-4000M (208V) | 4000 | 1 |  |  | 0.97 | Solar Inverter |  | INDOOR
SRP11497 | CANADIAN SOLAR | CS6X-290M | 290 | 99 | 228 | 10 |  | Solar | FIXED | Roof
SRP11497 | SMA AMERICA | SB9000TL-US | 9000 | 3 |  |  | 0.987 | Solar Inverter |  | OUTDOOR
SRP11498 | CANADIAN SOLAR | CS6X-290M | 290 | 1045 | 183 | 10 |  | Solar | FIXED | Ground
SRP11498 | SOLECTRIA RENEWABLES | SGI 266-480 | 266000 | 1 |  |  | 0.96 | Solar Inverter |  | OUTDOOR
SRP11499 | CANADIAN SOLAR | CS6X-290P | 290 | 117 | 140 | 10 |  | Solar | FIXED | Roof
SRP11499 | SOLECTRIA RENEWABLES | PVI15KW-480 | 15000 | 2 |  |  | 0.96 | Solar Inverter |  | OUTDOOR
SRP11500 | CANADIAN SOLAR | CS6X-290M | 290 | 341 | 227.8 | 10 |  | Solar | FIXED | Roof
SRP11500 | CANADIAN SOLAR | CS6X-290M | 290 | 275 | 229.7 | 10 |  | Solar | FIXED | Roof
SRP11500 | CANADIAN SOLAR | CS6X-295M | 295 | 385 | 137 | 10 |  | Solar | FIXED | Roof
SRP11500 | SOLECTRIA RENEWABLES | PVI82KW-208 | 82000 | 1 |  |  | 0.955 | Solar Inverter |  | OUTDOOR
SRP11500 | SOLECTRIA RENEWABLES | PVI95KW-208 | 95000 | 2 |  |  | 0.955 | Solar Inverter |  | OUTDOOR
SRP11501 | CANADIAN SOLAR | CS6P-230 | 255 | 40 | 262 | 30 |  | Solar | FIXED | Roof
SRP11501 | SMA AMERICA | SB4000US (208V) | 4000 | 1 |  |  | 0.97 | Solar Inverter |  | Inside
SRP11501 | SMA AMERICA | SB6000U (208V) | 6000 | 1 |  |  | 0.97 | Solar Inverter |  | Inside
SRP11502 | UNKNOWN | UNKNOWN | 250 | 27 | 186 | 36 |  | Solar | FIXED | Roof
SRP11502 | PV POWERED | PVP2000 | 2000 | 1 |  |  | 0.92 | Solar Inverter |  | OUTDOOR
SRP11502 | PV POWERED | PVP4800 | 4800 | 1 |  |  | 0.96 | Solar Inverter |  | OUTDOOR
SRP11504 | UNKNOWN | UNKNOWN | 250 | 26 | 205 | 35 |  | Solar | FIXED | Roof
SRP11504 | SMA AMERICA | SB6000U (208V) | 6000 | 1 |  |  | 0.97 | Solar Inverter |  | Inside
SRP11506 | SANYO ELECTRIC | HIT-N225A01 | 225 | 4 | 125 | 28 |  | Solar | FIXED | Roof
SRP11506 | SANYO ELECTRIC | HIT-N225A01 | 225 | 14 | 215 | 28 |  | Solar | FIXED | Roof
SRP11506 | ENPHASE ENERGY | M210-84-240-SXX (-NA) | 210 | 18 |  |  | 0.96 | Solar Inverter |  | OUTDOOR
SRP11507 | MC SOLAR | TF-80B | 235 | 10 | 174 | 30 |  | Solar | FIXED | Roof
SRP11507 | KACO | 2901XI | 2500 | 1 |  |  | 0.955 | Solar Inverter |  | INDOOR
SRP11508 | CANADIAN SOLAR | CS6P-230 | 255 | 10 | 214 | 17 |  | Solar | FIXED | Roof
SRP11508 | CANADIAN SOLAR | CS6P-230 | 255 | 12 | 214 | 18 |  | Solar | FIXED | Roof
SRP11508 | CANADIAN SOLAR | CS6P-230 | 255 | 18 | 214 | 19 |  | Solar | FIXED | Roof
SRP11508 | SMA AMERICA | SB6000U (240V) | 4000 | 1 |  |  | 0.97 | Solar Inverter |  | OUTDOOR
SRP11508 | SMA AMERICA | SB4000US (240V) | 6000 | 1 |  |  | 0.97 | Solar Inverter |  | OUTDOOR
SRP11509 | SHARP | ND-224UC1 | 240 | 75 | 170 | 29.8 |  | Solar | FIXED | Ground
SRP11509 | ENPHASE ENERGY | M200-32-208-S01 | 215 | 75 |  |  | 0.963 | Solar Inverter |  | OUTDOOR
SRP11510 | CANADIAN SOLAR | CS6P-230 | 235 | 31 | 247 | 19 |  | Solar | FIXED | Roof
SRP11510 | ENPHASE ENERGY | M200-32-208-S01 | 215 | 31 |  |  | 0.96 | Solar Inverter |  | OUTDOOR
SRP11511 | SHARP | ND-250QCS | 250 | 24 | 189 | 26 |  | Solar | 1AXIS | Roof
SRP11511 | SHARP | ND-250QCS | 250 | 6 | 189 | 33 |  | Solar | FIXED | Roof
SRP11511 | ENPHASE ENERGY | M215-60-2LL-S2X | 215 | 30 |  |  | 0.96 | Solar Inverter |  | OUTDOOR
SRP11512 | CANADIAN SOLAR | CS6P-230 | 235 | 19 | 213 | 30 |  | Solar | FIXED | Roof
SRP11512 | ENPHASE ENERGY | M175-24-208-S | 215 | 19 |  |  | 0.96 | Solar Inverter |  | OUTDOOR
SRP11513 | SUNPOWER | SPR-230-WHT-U | 240 | 30 | 196 | 30 |  | Solar | FIXED | Roof
SRP11513 | SUNPOWER CORP (ORIGINAL MFRSMA) | SPR-6000M (240V) | 6000 | 1 |  |  | 0.97 | Solar Inverter |  | OUTDOOR
SRP11514 | CHANGZHOU TRINA SOLAR ENERGY CO | TSM-160D | 240 | 12 | 90 | 20 |  | Solar | FIXED | Roof
SRP11514 | CHANGZHOU TRINA SOLAR ENERGY CO | TSM-160D | 240 | 26 | 180 | 20 |  | Solar | FIXED | Roof
SRP11514 | PV POWERED | PVP2500 | 2500 | 1 |  |  | 0.945 | Solar Inverter |  | Outside
SRP11514 | SMA AMERICA | SB6000U (240V) | 6000 | 1 |  |  | 0.97 | Solar Inverter |  | Outside
SRP11516 | CHANGZHOU TRINA SOLAR ENERGY CO | TSM-170D | 240 | 51 | 139 | 25 |  | Solar | FIXED | Roof
SRP11516 | SMA AMERICA | SB4000US (208V) | 4000 | 1 |  |  | 0.96 | Solar Inverter |  | Inside
SRP11516 | SMA AMERICA | SB7000US (240V) | 8000 | 1 |  |  | 0.965 | Solar Inverter |  | INDOOR
SRP11518 | CHANGZHOU TRINA SOLAR ENERGY CO | TSM-160D | 240 | 8 | 115 | 15 |  | Solar | FIXED | Roof
SRP11518 | CHANGZHOU TRINA SOLAR ENERGY CO | TSM-160D | 240 | 20 | 205 | 15 |  | Solar | FIXED | Roof
SRP11518 | PV POWERED | PVP2000 | 2000 | 1 |  |  | 0.92 | Solar Inverter |  | Outside
SRP11518 | PV POWERED | PVP4800 | 4800 | 1 |  |  | 0.96 | Solar Inverter |  | Outside
SRP11520 | SUNPOWER | SPR-230-WHT-U | 230 | 20 | 218 | 39 |  | Solar | FIXED | Roof
SRP11520 | SUNPOWER | SPR-230-WHT-U | 230 | 32 | 218 | 39 |  | Solar | FIXED | Roof
SRP11520 | SUNPOWER CORP (ORIGINAL MFRSMA) | SPR-4000M (240V) | 4000 | 1 |  |  | 0.97 | Solar Inverter |  | INDOOR
SRP11520 | SUNPOWER CORP (ORIGINAL MFRSMA) | SPR-6000M (240V) | 6000 | 1 |  |  | 0.97 | Solar Inverter |  | INDOOR
SRP11521 | SUNTECH POWER | STP160-24/AB-1 | 240 | 30 | 140 | 32 |  | Solar | FIXED | Roof
SRP11521 | SUNTECH POWER | STP160-24/AB-1 | 240 | 33 | 230 | 32 |  | Solar | FIXED | Roof
SRP11521 | ENPHASE ENERGY | M175-24-208-S | 215 | 15 |  |  | 0.96 | Solar Inverter |  | OUTDOOR
SRP11521 | ENPHASE ENERGY | M175-24-208-S | 215 | 48 |  |  | 0.96 | Solar Inverter |  | OUTDOOR
SRP11522 | CANADIAN SOLAR | CS6P-230 | 235 | 6 | 218 | 15 |  | Solar | FIXED | Roof
SRP11522 | CANADIAN SOLAR | CS6P-230 | 235 | 8 | 129 | 26 |  | Solar | FIXED | Roof
SRP11522 | ENPHASE ENERGY | M175-24-208-S | 215 | 14 |  |  | 0.96 | Solar Inverter |  | OUTDOOR
SRP11524 | CANADIAN SOLAR | CS6X-290P | 290 | 286 | 185.6 | 10 |  | Solar | FIXED | Roof
SRP11524 | ADVANCED ENERGY INDUSTRIES | 3159000-104 | 75000 | 1 |  |  | 0.955 | Solar Inverter |  | OUTDOOR
SRP11525 | CANADIAN SOLAR | CS6X-290P | 290 | 242 | 143.9 | 10 |  | Solar | FIXED | Roof
SRP11525 | SOLECTRIA RENEWABLES | PVI60KW-480 | 60000 | 1 |  |  | 0.94 | Solar Inverter |  | OUTDOOR
SRP11526 | CANADIAN SOLAR | CS6X-290P | 290 | 847 | 130 | 10 |  | Solar | FIXED | Roof
SRP11526 | CANADIAN SOLAR | CS6X-295M | 295 | 957 | 175 | 10 |  | Solar | FIXED | Roof
SRP11526 | ADVANCED ENERGY | MM5 | 35000 | 1 |  |  | 0.96 | Solar Inverter |  | Outside
SRP11526 | SOLECTRIA RENEWABLES | SGI 225-480 | 225000 | 2 |  |  | 0.975 | Solar Inverter |  | OUTDOOR
SRP11527 | CANADIAN SOLAR | CS6X-290P | 290 | 1221 | 180 | 25 |  | Solar | FIXED | Ground
SRP11527 | SOLECTRIA RENEWABLES | SGI 300-480 | 300000 | 1 |  |  | 0.98 | Solar Inverter |  | OUTDOOR
SRP11528 | WEBEL SL ENERGY SYSTEMS | W900-90 | 235 | 14 | 130 | 23 |  | Solar | FIXED | Roof
SRP11528 | WEBEL SL ENERGY SYSTEMS | W900-90 | 235 | 8 | 220 | 35 |  | Solar | FIXED | Roof
SRP11528 | ENPHASE ENERGY | M200-32-208-S01 | 240 | 22 |  |  | 0.955 | Solar Inverter |  | OUTDOOR
SRP11530 | BAODING YINGLI NEW ENERGY RESOURCES CO | YL175(156) | 260 | 100 | 175 | 10 |  | Solar | FIXED | Roof
SRP11530 | FRONIUS USA |  | 11400 | 2 |  |  | 0.96 | Solar Inverter |  | OUTDOOR
SRP11531 | SUNTECH POWER | STP210-18/UB-1 | 210 | 18 | 178 | 20 |  | Solar | FIXED | Roof
SRP11531 | PV POWERED | PVP3500 | 3500 | 1 |  |  | 0.955 | Solar Inverter |  | INDOOR
SRP11532 | CHANGZHOU TRINA SOLAR ENERGY CO | TSM-185D | 235 | 21 | 172 | 15 |  | Solar | FIXED | Roof
SRP11532 | PV POWERED | PVP2500 | 2500 | 1 |  |  | 0.945 | Solar Inverter |  | Inside
SRP11532 | PV POWERED | PVP2500 | 2500 | 1 |  |  | 0.945 | Solar Inverter |  | Inside
SRP11534 | CHANGZHOU TRINA SOLAR ENERGY CO | TSM-185D | 240 | 25 | 183 | 35 |  | Solar | FIXED | Roof
SRP11534 | PV POWERED | PVP2500 | 2500 | 1 |  |  | 0.945 | Solar Inverter |  | INDOOR
SRP11534 | PV POWERED | PVP3000 | 3000 | 1 |  |  | 0.935 | Solar Inverter |  | INDOOR
SRP11536 | CHANGZHOU TRINA SOLAR ENERGY CO | TSM-185D | 240 | 27 | 199.5 | 51 |  | Solar | FIXED | Roof
SRP11536 | PV POWERED | PVP5200 | 5200 | 1 |  |  | 0.96 | Solar Inverter |  | INDOOR
SRP11537 | SUNTECH POWER | STP180S-24/AB-1 | 185 | 40 | 253 | 26 |  | Solar | FIXED | Roof
SRP11537 | SMA AMERICA | SB7000US (208V) | 7000 | 1 |  |  | 0.97 | Solar Inverter |  | INDOOR
SRP11538 | SUNTECH POWER | STP180-24/AB-1 | 185 | 38 | 259 | 17 |  | Solar | FIXED | Roof
SRP11538 | PV POWERED | PVP2500 | 2500 | 1 |  |  | 0.945 | Solar Inverter |  | INDOOR
SRP11538 | PV POWERED | PVP4800 | 4800 | 1 |  |  | 0.96 | Solar Inverter |  | INDOOR
SRP11539 | BAODING YINGLI NEW ENERGY RESOURCES CO | YL175(156) | 240 | 192 | 217 | 5 |  | Solar | FIXED | Roof
SRP11539 | FRONIUS USA |  | 10000 | 4 |  |  | 0.97 | Solar Inverter |  | INDOOR
SRP11540 | CHANGZHOU TRINA SOLAR ENERGY CO | TSM-185D | 235 | 108 | 155 | 8 |  | Solar | FIXED | Roof
SRP11540 | SMA AMERICA | SB7000US (208V) | 7000 | 3 |  |  | 0.97 | Solar Inverter |  | INDOOR
SRP11541 | MX SOLAR USA | MX60-230 | 230 | 910 | 189 | 7.5 |  | Solar | FIXED | Ground
SRP11541 | ADVANCED ENERGY INDUSTRIES | AE 75TX-208 | 75000 | 1 |  |  | 0.96 | Solar Inverter |  | OUTDOOR
SRP11541 | ADVANCED ENERGY INDUSTRIES | AE 100TX-208 | 100000 | 1 |  |  | 0.96 | Solar Inverter |  | Outside
SRP11542 | CANADIAN SOLAR | CS6X-290P | 290 | 176 | 173.5 | 10 |  | Solar | FIXED | Roof
SRP11542 | ADVANCED ENERGY INDUSTRIES | AE 50TX-208 | 50000 | 1 |  |  | 0.96 | Solar Inverter |  | OUTDOOR
SRP11543 | SUNPOWER | SPR-315E-WHT-U | 327 | 20 | 130 | 27 |  | Solar | FIXED | Roof
SRP11543 | SUNPOWER | SPR-315E-WHT-U | 327 | 30 | 220 | 27 |  | Solar | FIXED | Roof
SRP11543 | SUNPOWER CORP (ORIGINAL MFR - PV POWERED LLC) | SPR-5200 | 6500 | 1 |  |  | 0.962 | Solar Inverter |  | INDOOR
SRP11543 | SUNPOWER CORP (ORIGINAL MFR - PV POWERED LLC) | SPR-4600 | 9995 | 1 |  |  | 0.96 | Solar Inverter |  | INDOOR
SRP11544 | CHANGZHOU TRINA SOLAR ENERGY CO | TSM-185D | 240 | 28 | 180 | 33 |  | Solar | FIXED | Roof
SRP11544 | PV POWERED | PVP3000 | 3000 | 2 |  |  | 0.935 | Solar Inverter |  | INDOOR
SRP11545 | SUNTECH POWER | STP210-18/UB-1 | 210 | 30 | 241 | 22 |  | Solar | FIXED | Roof
SRP11545 | PV POWERED | PVP2500 | 2500 | 1 |  |  | 0.945 | Solar Inverter |  | Outside
SRP11545 | PV POWERED | PVP3000 | 3000 | 1 |  |  | 0.935 | Solar Inverter |  | Outside
SRP11546 | MATRIX SOLAR/PHOTOWATT | PW1650-175 | 250 | 28 | 147 | 20 |  | Solar | FIXED | Roof
SRP11546 | MATRIX SOLAR/PHOTOWATT | PW1650-175 | 250 | 14 | 147 | 40 |  | Solar | FIXED | Roof
SRP11546 | PV POWERED | PVP3000 | 3000 | 1 |  |  | 0.935 | Solar Inverter |  | INDOOR
SRP11546 | PV POWERED | PVP3000 | 3000 | 2 |  |  | 0.935 | Solar Inverter |  | INDOOR
SRP11547 | CHANGZHOU TRINA SOLAR ENERGY CO | TSM-185D | 235 | 16 | 198.4 | 25 |  | Solar | FIXED | Roof
SRP11547 | PV POWERED | PVP3500 | 3500 | 1 |  |  | 0.955 | Solar Inverter |  | INDOOR
SRP11548 | CHANGZHOU TRINA SOLAR ENERGY CO | TSM-185D | 235 | 9 | 145.5 | 20 |  | Solar | FIXED | Roof
SRP11548 | PV POWERED | PVP2000 | 2000 | 1 |  |  | 0.92 | Solar Inverter |  | INDOOR
SRP11549 | CHANGZHOU TRINA SOLAR ENERGY CO | TSM-185D | 240 | 18 | 172 | 30 |  | Solar | FIXED | Roof
SRP11549 | PV POWERED | PVP4800 | 4800 | 1 |  |  | 0.96 | Solar Inverter |  | OUTDOOR
SRP11550 | CHANGZHOU TRINA SOLAR ENERGY CO | TSM-180D | 240 | 16 | 225 | 40 |  | Solar | FIXED | Roof
SRP11550 | PV POWERED | PVP3500 | 3500 | 1 |  |  | 0.955 | Solar Inverter |  | INDOOR
SRP11551 | SUNTECH POWER | STP210-18/UB-1 | 210 | 14 | 95 | 15 |  | Solar | FIXED | Roof
SRP11551 | SUNTECH POWER | STP210-18/UB-1 | 210 | 14 | 185 | 15 |  | Solar | FIXED | Roof
SRP11551 | PV POWERED | PVP2500 | 2500 | 1 |  |  | 0.945 | Solar Inverter |  | Outside
SRP11551 | PV POWERED | PVP2500 | 2500 | 1 |  |  | 0.945 | Solar Inverter |  | Outside
SRP11552 | SUNTECH POWER | STP180S-24/AB-1 | 185 | 33 | 243 | 30 |  | Solar | FIXED | Roof
SRP11552 | SMA AMERICA | SB6000U (208V) | 6000 | 1 |  |  | 0.97 | Solar Inverter |  | INDOOR
SRP11553 | CHANGZHOU TRINA SOLAR ENERGY CO | TSM-185D | 235 | 10 | 212 | 14 |  | Solar | FIXED | Roof
SRP11553 | POWER-ONE | PVI-3600-OUTD-US-F (208V) | 3600 | 1 |  |  | 0.96 | Solar Inverter |  | Inside
SRP11554 | CHANGZHOU TRINA SOLAR ENERGY CO | TSM-185D | 235 | 19 | 212 | 14 |  | Solar | FIXED | Roof
SRP11554 | POWER-ONE | PVI-3600-OUTD-US-F (208V) | 3600 | 1 |  |  | 0.96 | Solar Inverter |  | Inside
SRP11555 | CHANGZHOU TRINA SOLAR ENERGY CO | TSM-185D | 235 | 37 | 167 | 28 |  | Solar | FIXED | Roof
SRP11555 | SMA AMERICA | SB3000US (208V) | 3000 | 1 |  |  | 0.96 | Solar Inverter |  | Outside
SRP11555 | SMA AMERICA | SB6000U (277V) | 6000 | 1 |  |  | 0.97 | Solar Inverter |  | Outside
SRP11556 | CHANGZHOU TRINA SOLAR ENERGY CO | TSM-185D | 235 | 9 | 212 | 10 |  | Solar | FIXED | Roof
SRP11556 | CHANGZHOU TRINA SOLAR ENERGY CO | TSM-185D | 235 | 8 | 122 | 21 |  | Solar | FIXED | Roof
SRP11556 | POWER-ONE | PVI-3600-OUTD-US-F (208V) | 3600 | 1 |  |  | 0.96 | Solar Inverter |  | Inside
SRP11557 | CHANGZHOU TRINA SOLAR ENERGY CO | TSM-185D | 235 | 14 | 122 | 21 |  | Solar | FIXED | Roof
SRP11557 | POWER-ONE | PVI-3000-I-OUTD-US | 3000 | 1 |  |  | 0.96 | Solar Inverter |  | Inside
SRP11558 | CHANGZHOU TRINA SOLAR ENERGY CO | TSM-185D | 235 | 23 | 117 | 22 |  | Solar | FIXED | Roof
SRP11558 | CHANGZHOU TRINA SOLAR ENERGY CO | TSM-185D | 235 | 11 | 207 | 22 |  | Solar | FIXED | Roof
SRP11558 | POWER-ONE | PVI-3600-OUTD-US-F (208V) | 3600 | 1 |  |  | 0.96 | Solar Inverter |  | Inside
SRP11558 | POWER-ONE | PVI-5000-OUTD-US (208 V) | 5000 | 1 |  |  | 0.96 | Solar Inverter |  | Inside
SRP11559 | SUNTECH POWER | STP190-18/UB-1 | 185 | 29 | 277.2 | 15 |  | Solar | FIXED | Roof
SRP11559 | SUNTECH POWER | STP190-18/UB-1 | 185 | 21 | 187.2 | 20 |  | Solar | FIXED | Roof
SRP11559 | SUNTECH POWER | STP190-18/UB-1 | 185 | 10 | 277 | 30 |  | Solar | FIXED | Roof
SRP11559 | PV POWERED | PVP2000 | 2000 | 1 |  |  | 0.92 | Solar Inverter |  | Inside
SRP11559 | PV POWERED | PVP2500 | 2500 | 2 |  |  | 0.945 | Solar Inverter |  | INDOOR
SRP11559 | PV POWERED | PVP3500 | 3500 | 1 |  |  | 0.955 | Solar Inverter |  | INDOOR
SRP11561 | MATRIX SOLAR/PHOTOWATT | PW1650-175 | 255 | 22 | 177 | 23 |  | Solar | FIXED | Roof
SRP11561 | POWER-ONE | PVI-5000-OUTD-US (240 V) | 5000 | 1 |  |  | 0.96 | Solar Inverter |  | OUTDOOR
SRP11562 | CANADIAN SOLAR | CS6P-230 | 290 | 1265 | 169.8 | 10 |  | Solar | FIXED | Roof
SRP11562 | ADVANCED ENERGY INDUSTRIES | 3159000-104 | 100000 | 1 |  |  | 0.966 | Solar Inverter |  | OUTDOOR
SRP11562 | ADVANCED ENERGY INDUSTRIES | 3159000-104 | 100000 | 2 |  |  | 0.966 | Solar Inverter |  | OUTDOOR
SRP11563 | CANADIAN SOLAR | CS6P-230 | 290 | 660 | 155.8 | 10 |  | Solar | FIXED | Roof
SRP11563 | ADVANCED ENERGY INDUSTRIES | 3159000-104 | 75000 | 1 |  |  | 0.955 | Solar Inverter |  | OUTDOOR
SRP11563 | ADVANCED ENERGY INDUSTRIES | 3159000-104 | 100000 | 1 |  |  | 0.955 | Solar Inverter |  | OUTDOOR
SRP11564 | CANADIAN SOLAR | CS6X-290M | 290 | 1848 | 176 | 10 |  | Solar | FIXED | Roof
SRP11564 | CANADIAN SOLAR | CS6P-230 | 290 | 1617 | 197 | 10 |  | Solar | FIXED | Ground
SRP11564 | ADVANCED ENERGY INDUSTRIES | AE 500TX-480 | 500000 | 2 |  |  | 0.97 | Solar Inverter |  | OUTDOOR
SRP11565 | CANADIAN SOLAR | CS6P-230 | 290 | 385 | 127.8 | 7.5 |  | Solar | FIXED | Roof
SRP11565 | CANADIAN SOLAR | CS6X-290P | 290 | 220 | 153.1 | 10 |  | Solar | FIXED | Roof
SRP11565 | ADVANCED ENERGY INDUSTRIES | 3159000-104 | 75000 | 1 |  |  | 0.955 | Solar Inverter |  | OUTDOOR
SRP11565 | ADVANCED ENERGY | MM5 | 100000 | 1 |  |  | 0.96 | Solar Inverter |  | Outside
SRP11567 | MX SOLAR USA | MX60-230 | 230 | 252 | 134 | 20 |  | Solar | FIXED | Roof
SRP11567 | MX SOLAR USA | MX60-230 | 230 | 238 | 252 | 20 |  | Solar | FIXED | Roof
SRP11567 | PV POWERED | PVP50KW-480 | 50000 | 2 |  |  | 0.96 | Solar Inverter |  | OUTDOOR
SRP11568 | MX SOLAR USA | MX60-230 | 230 | 1400 | 208.8 | 5 |  | Solar | FIXED | Ground
SRP11568 | ADVANCED ENERGY INDUSTRIES | 3159000-104 | 260000 | 1 |  |  | 0.97 | Solar Inverter |  | OUTDOOR
SRP11569 | LG ELECTRONICS SOLAR CELL DIVISION | LG255S1C-G2 | 255 | 18 | 146 | 21 |  | Solar | FIXED | Roof
SRP11569 | LG ELECTRONICS SOLAR CELL DIVISION | LG255S1C-G3 | 255 | 7 | 146 | 21 |  | Solar | FIXED | Roof
SRP11569 | POWER-ONE | PVI-5000-OUTD-US (208 V) | 5000 | 1 |  |  | 0.97 | Solar Inverter |  | OUTDOOR
SRP11570 | MATRIX SOLAR/PHOTOWATT | PW1650-175 | 255 | 13 | 225 | 18 |  | Solar | FIXED | Roof
SRP11570 | POWER-ONE | PVI-3000-I-OUTD-US | 3000 | 1 |  |  | 0.96 | Solar Inverter |  | OUTDOOR
SRP11571 | SHARP | NU-U240F1 | 240 | 52 | 151 | 34 |  | Solar | FIXED | Roof
SRP11571 | SMA AMERICA | SB6000U (240V) | 6000 | 2 |  |  | 0.97 | Solar Inverter |  | INDOOR
SRP11572 | CANADIAN SOLAR | CS6X-290M | 290 | 99 | 221 | 30 |  | Solar | FIXED | Roof
SRP11572 | CANADIAN SOLAR | CS6X-295M | 295 | 36 | 221 | 3 |  | Solar | FIXED | Roof
SRP11572 | SOLECTRIA RENEWABLES | PVI10KW-480 | 10000 | 1 |  |  | 0.96 | Solar Inverter |  | Outside
SRP11572 | SOLECTRIA RENEWABLES | PVI13KW-480 | 13000 | 2 |  |  | 0.96 | Solar Inverter |  | OUTDOOR
SRP11573 | MATRIX SOLAR/PHOTOWATT | PW1650-175 | 255 | 22 | 203 | 32 |  | Solar | FIXED | Roof
SRP11573 | POWER-ONE | PVI-5000-OUTD-US (208 V) | 5000 | 1 |  |  | 0.96 | Solar Inverter |  | OUTDOOR
SRP11574 | MATRIX SOLAR/PHOTOWATT | PW1650-175 | 255 | 8 | 176 | 25 |  | Solar | FIXED | Roof
SRP11574 | MATRIX SOLAR/PHOTOWATT | PW1650-175 | 255 | 16 | 176 | 25 |  | Solar | FIXED | Roof
SRP11574 | POWER-ONE | PVI-5000-OUTD-US (208 V) | 5000 | 1 |  |  | 0.96 | Solar Inverter |  | OUTDOOR
SRP11575 | MATRIX SOLAR/PHOTOWATT | PW1650-175 | 255 | 25 | 123 | 18 |  | Solar | FIXED | Roof
SRP11575 | POWER-ONE | PVI-5000-OUTD-US (208 V) | 5000 | 1 |  |  | 0.96 | Solar Inverter |  | OUTDOOR
SRP11577 | CANADIAN SOLAR | CS6P-230 | 235 | 17 | 170 | 45 |  | Solar | FIXED | Roof
SRP11577 | ENPHASE ENERGY | M200-32-208-S01 | 215 | 17 |  |  | 0.96 | Solar Inverter |  | OUTDOOR
SRP11578 | CANADIAN SOLAR | CS6P-230 | 235 | 7 | 170 | 15 |  | Solar | FIXED | Roof
SRP11578 | CANADIAN SOLAR | CS6P-230 | 235 | 14 | 170 | 31 |  | Solar | FIXED | Roof
SRP11578 | ENPHASE ENERGY | M175-24-208-S01 | 215 | 21 |  |  | 0.96 | Solar Inverter |  | OUTDOOR
SRP11580 | CANADIAN SOLAR | CS6P-230 | 235 | 11 | 218 | 20 |  | Solar | FIXED | Roof
SRP11580 | ENPHASE ENERGY | M175-24-208-S | 215 | 11 |  |  | 0.96 | Solar Inverter |  | OUTDOOR
SRP11581 | CANADIAN SOLAR | CS6P-230 | 235 | 14 | 237 | 26 |  | Solar | FIXED | Roof
SRP11581 | ENPHASE ENERGY | M200-32-208-S01 | 215 | 14 |  |  | 0.96 | Solar Inverter |  | OUTDOOR
SRP11582 | CANADIAN SOLAR | CS6P-230 | 235 | 10 | 218 | 20 |  | Solar | FIXED | Roof
SRP11582 | ENPHASE ENERGY | M175-24-208-S | 215 | 10 |  |  | 0.96 | Solar Inverter |  | OUTDOOR
SRP11584 | CANADIAN SOLAR | CS6P-230 | 235 | 9 | 123 | 44 |  | Solar | FIXED | Roof
SRP11584 | ENPHASE ENERGY | M200-32-208-S01 | 215 | 9 |  |  | 0.96 | Solar Inverter |  | OUTDOOR
SRP11586 | CANADIAN SOLAR | CS6P-230 | 235 | 34 | 100 | 35 |  | Solar | FIXED | Roof
SRP11586 | ENPHASE ENERGY | M200-32-208-S01 | 215 | 34 |  |  | 0.96 | Solar Inverter |  | OUTDOOR
SRP11587 | CANADIAN SOLAR | CS6P-230 | 235 | 14 | 91 | 38 |  | Solar | FIXED | Roof
SRP11587 | CANADIAN SOLAR | CS6P-230 | 235 | 8 | 271 | 38 |  | Solar | FIXED | Roof
SRP11587 | ENPHASE ENERGY | M200-32-208-S01 | 215 | 22 |  |  | 0.96 | Solar Inverter |  | OUTDOOR
SRP11588 | BAODING YINGLI NEW ENERGY RESOURCES CO | 110(17)P1447X663 | 260 | 60 | 141 | 5 |  | Solar | FIXED | Roof
SRP11588 | BAODING YINGLI NEW ENERGY RESOURCES CO | 110(17)P1447X663 | 260 | 65 | 171 | 5 |  | Solar | FIXED | Roof
SRP11588 | BAODING YINGLI NEW ENERGY RESOURCES CO | 110(17)P1447X663 | 260 | 72 | 201 | 5 |  | Solar | FIXED | Roof
SRP11588 | BAODING YINGLI NEW ENERGY RESOURCES CO | 110(17)P1447X663 | 260 | 26 | 231 | 5 |  | Solar | FIXED | Roof
SRP11588 | FRONIUS USA |  | 6000 | 1 |  |  | 0.95 | Solar Inverter |  | OUTDOOR
SRP11588 | FRONIUS USA |  | 7500 | 2 |  |  | 0.95 | Solar Inverter |  | OUTDOOR
SRP11588 | FRONIUS USA |  | 9995 | 4 |  |  | 0.95 | Solar Inverter |  | OUTDOOR
SRP11591 | MATRIX SOLAR/PHOTOWATT | PW1650-175 | 250 | 30 | 143 | 37 |  | Solar | FIXED | Roof
SRP11591 | ENPHASE ENERGY | M200-32-240-S02 | 215 | 12 |  |  | 0.963 | Solar Inverter |  | INDOOR
SRP11591 | PV POWERED | PVP4800 | 4800 | 1 |  |  | 0.96 | Solar Inverter |  | INDOOR
SRP11592 | CANADIAN SOLAR | CS6P-230 | 235 | 17 | 129 | 19 |  | Solar | FIXED | Roof
SRP11592 | CANADIAN SOLAR | CS6P-230 | 235 | 17 | 219 | 19 |  | Solar | FIXED | Roof
SRP11592 | ENPHASE ENERGY | M200-32-208-S01 | 215 | 34 |  |  | 0.96 | Solar Inverter |  | OUTDOOR
SRP11593 | CANADIAN SOLAR | CS6P-230 | 235 | 12 | 82 | 24 |  | Solar | FIXED | Roof
SRP11593 | CANADIAN SOLAR | CS6P-230 | 235 | 11 | 262 | 24 |  | Solar | FIXED | Roof
SRP11593 | ENPHASE ENERGY | M200-32-208-S01 | 215 | 11 |  |  | 0.96 | Solar Inverter |  | OUTDOOR
SRP11593 | ENPHASE ENERGY | M200-32-208-S01 | 215 | 12 |  |  | 0.96 | Solar Inverter |  | OUTDOOR
SRP11594 | CANADIAN SOLAR | CS6P-235PX | 235 | 6 | 24 | 17 |  | Solar | FIXED | Roof
SRP11594 | CANADIAN SOLAR | CS6P-235PX | 235 | 11 | 115 | 17 |  | Solar | FIXED | Roof
SRP11594 | ENPHASE ENERGY | M215-60-2LL-S2X | 215 | 17 |  |  | 0.96 | Solar Inverter |  | OUTDOOR
SRP11595 | CANADIAN SOLAR | CS6P-235PX | 235 | 5 | 110 | 20 |  | Solar | FIXED | Roof
SRP11595 | CANADIAN SOLAR | CS6P-235PX | 235 | 18 | 200 | 20 |  | Solar | FIXED | Roof
SRP11595 | CANADIAN SOLAR | CS6P-235PX | 235 | 5 | 290 | 20 |  | Solar | FIXED | Roof
SRP11595 | ENPHASE ENERGY | M215-60-2LL-S2X | 215 | 28 |  |  | 0.96 | Solar Inverter |  | OUTDOOR
SRP11598 | CANADIAN SOLAR | CS6P-230 | 235 | 18 | 203 | 44 |  | Solar | FIXED | Roof
SRP11598 | ENPHASE ENERGY | M200-32-208-S01 | 215 | 18 |  |  | 0.96 | Solar Inverter |  | OUTDOOR
SRP11600 | SUNTECH POWER | STP210-18/UB-1 | 210 | 36 | 197 | 20 |  | Solar | FIXED | Roof
SRP11600 | PV POWERED | PVP3000 | 3000 | 1 |  |  | 0.935 | Solar Inverter |  | Inside
SRP11600 | PV POWERED | PVP3500 | 3500 | 1 |  |  | 0.955 | Solar Inverter |  | INDOOR
SRP11601 | KYOCERA SOLAR | KD210GX-LP | 220 | 8 | 139 | 38 |  | Solar | FIXED | Roof
SRP11601 | KYOCERA SOLAR | KD210GX-LP | 220 | 24 | 229 | 38 |  | Solar | FIXED | Roof
SRP11601 | POWER-ONE | PVI-3600-OUTD-US-F (208V) | 3600 | 2 |  |  | 0.96 | Solar Inverter |  | OUTDOOR
SRP11603 | KYOCERA SOLAR | KD210GX-LP | 220 | 44 | 70 | 18 |  | Solar | FIXED | Roof
SRP11603 | KYOCERA SOLAR | KD210GX-LP | 220 | 36 | 250 | 18 |  | Solar | FIXED | Roof
SRP11603 | FRONIUS USA |  | 7500 | 1 |  |  | 0.95 | Solar Inverter |  | OUTDOOR
SRP11603 | FRONIUS USA |  | 10000 | 1 |  |  | 0.95 | Solar Inverter |  | OUTDOOR
SRP11604 | UNKNOWN | UNKNOWN | 250 | 20 | 193.4 | 35 |  | Solar | FIXED | Roof
SRP11604 | PV POWERED | PVP4800 | 4800 | 1 |  |  | 0.96 | Solar Inverter |  | OUTDOOR
SRP11605 | CHANGZHOU TRINA SOLAR ENERGY CO | TSM-185D | 240 | 30 | 185 | 17 |  | Solar | FIXED | Roof
SRP11605 | ENPHASE ENERGY | M200-32-208-S01 | 240 | 30 |  |  | 0.963 | Solar Inverter |  | OUTDOOR
SRP11607 | SOLARWORLD | SW185MONO | 255 | 44 | 162 | 26 |  | Solar | FIXED | Roof
SRP11607 | ENPHASE ENERGY | M200-32-208-S01 | 215 | 44 |  |  | 0.97 | Solar Inverter |  | OUTDOOR
SRP11608 | KYOCERA SOLAR | KC200GT | 220 | 25 | 177 | 23 |  | Solar | FIXED | Roof
SRP11608 | POWER-ONE | PVI-5000-OUTD-US (240 V) | 5000 | 1 |  |  | 0.965 | Solar Inverter |  | INDOOR
SRP11609 | BAODING YINGLI NEW ENERGY RESOURCES CO | 120(17)P1447X663 | 240 | 24 | 183 | 25 |  | Solar | FIXED | Roof
SRP11609 | SMA AMERICA | SB5000US (240V) | 5000 | 1 |  |  | 0.955 | Solar Inverter |  | OUTDOOR
SRP11610 | KYOCERA SOLAR | KC200GT | 220 | 21 | 73 | 32 |  | Solar | FIXED | Roof
SRP11610 | POWER-ONE | PVI-3600-OUTD-US-F (240V) | 3600 | 1 |  |  | 0.96 | Solar Inverter |  | INDOOR
SRP11611 | TRINA SOLAR | TSM-240PA05.10 | 240 | 22 | 228 | 22 |  | Solar | FIXED | Roof
SRP11611 | ENPHASE ENERGY | M215-60-2LL-S2X | 215 | 22 |  |  | 0.96 | Solar Inverter |  | OUTDOOR
SRP11612 | CHANGZHOU TRINA SOLAR ENERGY CO | TSM-160D | 240 | 26 | 215 | 22 |  | Solar | FIXED | Roof
SRP11612 | ENPHASE ENERGY | M175-24-208-S | 215 | 26 |  |  | 0.96 | Solar Inverter |  | OUTDOOR
SRP11613 | CHANGZHOU TRINA SOLAR ENERGY CO | TSM-160D | 240 | 48 | 190 | 35 |  | Solar | FIXED | Roof
SRP11613 | ENPHASE ENERGY | M200-32-240-S02 | 215 | 48 |  |  | 0.96 | Solar Inverter |  | INDOOR
SRP11614 | MATRIX SOLAR/PHOTOWATT | PW1650-175 | 255 | 17 | 190 | 40 |  | Solar | FIXED | Roof
SRP11614 | POWER-ONE | PVI-3600-OUTD-US-F (240V) | 3600 | 1 |  |  | 0.96 | Solar Inverter |  | Inside
SRP11615 | KYOCERA SOLAR | KD210GX-LP | 220 | 34 | 142 | 18 |  | Solar | FIXED | Roof
SRP11615 | POWER-ONE | PVI-3000-I-OUTD-US-F (240V) | 3000 | 1 |  |  | 0.96 | Solar Inverter |  | INDOOR
SRP11615 | POWER-ONE | PVI-3600-OUTD-US-F (240V) | 3600 | 1 |  |  | 0.96 | Solar Inverter |  | INDOOR
SRP11617 | KYOCERA SOLAR | KC125G | 220 | 27 | 161 | 30 |  | Solar | FIXED | Roof
SRP11617 | POWER-ONE | PVI-6000-OUTD-US (240 V) | 6000 | 1 |  |  | 0.965 | Solar Inverter |  | INDOOR
SRP11618 | CHANGZHOU TRINA SOLAR ENERGY CO | TSM-160D | 240 | 6 | 211 | 17 |  | Solar | FIXED | Roof
SRP11618 | CHANGZHOU TRINA SOLAR ENERGY CO | TSM-160D | 240 | 22 | 211 | 29 |  | Solar | FIXED | Roof
SRP11618 | CHANGZHOU TRINA SOLAR ENERGY CO | TSM-160D | 240 | 8 | 211 | 42 |  | Solar | FIXED | Roof
SRP11618 | ENPHASE ENERGY | M175-24-208-S | 215 | 36 |  |  | 0.96 | Solar Inverter |  | OUTDOOR
SRP11619 | CHANGZHOU TRINA SOLAR ENERGY CO | TSM-165D | 240 | 20 | 236 | 30 |  | Solar | FIXED | Roof
SRP11619 | SMA AMERICA | SB4000US (240V) | 4000 | 1 |  |  | 0.968 | Solar Inverter |  | INDOOR
SRP11620 | CHANGZHOU TRINA SOLAR ENERGY CO | TSM-165D | 240 | 29 | 217 | 40 |  | Solar | FIXED | Roof
SRP11620 | SMA AMERICA | SB3000US (208V) | 2500 | 1 |  |  | 0.96 | Solar Inverter |  | OUTDOOR
SRP11620 | SMA AMERICA | SB3800U (208V) | 3800 | 1 |  |  | 0.968 | Solar Inverter |  | Outside
SRP11621 | CHANGZHOU TRINA SOLAR ENERGY CO | TSM-165D | 240 | 25 | 194 | 19 |  | Solar | FIXED | Roof
SRP11621 | ENPHASE ENERGY | M175-24-208-S02 | 215 | 25 |  |  | 0.96 | Solar Inverter |  | Outside
SRP11622 | CHANGZHOU TRINA SOLAR ENERGY CO | TSM-165D | 240 | 24 | 134 | 19 |  | Solar | FIXED | Roof
SRP11622 | CHANGZHOU TRINA SOLAR ENERGY CO | TSM-185D | 240 | 2 | 224 | 19 |  | Solar | FIXED | Roof
SRP11622 | ENPHASE ENERGY | M175-24-208-S01 | 215 | 26 |  |  | 0.96 | Solar Inverter |  | INDOOR
SRP11627 | SUNTECH POWER | STP180S-24/AB-1 | 185 | 30 | 197.9 | 25 |  | Solar | FIXED | Roof
SRP11627 | SMA AMERICA | SB6000U (208V) | 6000 | 1 |  |  | 0.97 | Solar Inverter |  | OUTDOOR
SRP11628 | CONERGY | CONERGY PM 245P | 245 | 52 | 171 | 10 |  | Solar | FIXED | Roof
SRP11628 | CONERGY | CONERGY PM 245P | 245 | 26 | 171 | 20 |  | Solar | FIXED | Roof
SRP11628 | SMA AMERICA | SB6000U (208V) | 6000 | 3 |  |  | 0.97 | Solar Inverter |  | INDOOR
SRP11629 | CHANGZHOU TRINA SOLAR ENERGY CO | TSM-180D | 240 | 26 | 122 | 22 |  | Solar | FIXED | Roof
SRP11629 | SMA AMERICA | SB6000U (208V) | 6000 | 1 |  |  | 0.97 | Solar Inverter |  | INDOOR
SRP11631 | SUNTECH POWER | STP210-18/UB-1 | 210 | 52 | 160.1 | 18 |  | Solar | FIXED | Roof
SRP11631 | PV POWERED | PVP3000 | 3000 | 1 |  |  | 0.97 | Solar Inverter |  | Outside
SRP11631 | SMA AMERICA | SB7000US (240V) | 7000 | 1 |  |  | 0.97 | Solar Inverter |  | OUTDOOR
SRP11632 | CHANGZHOU TRINA SOLAR ENERGY CO | TSM-185D | 235 | 39 | 240.5 | 25 |  | Solar | FIXED | Roof
SRP11632 | SMA AMERICA | SB700U | 8000 | 1 |  |  | 0.965 | Solar Inverter |  | INDOOR
SRP11633 | SUNTECH POWER | STP180-24/AB-1 | 185 | 34 | 193 | 15 |  | Solar | FIXED | Roof
SRP11633 | SUNTECH POWER | STP180S-24/AB-1 | 185 | 5 | 283 | 16 |  | Solar | FIXED | Roof
SRP11633 | ENPHASE ENERGY | M175-24-208-S | 190 | 5 |  |  | 0.955 | Solar Inverter |  | Outside
SRP11633 | PV POWERED | PVP3000 | 3000 | 2 |  |  | 0.92 | Solar Inverter |  | Inside
SRP11634 | CHANGZHOU TRINA SOLAR ENERGY CO | TSM-180D | 235 | 14 | 200 | 12 |  | Solar | FIXED | Roof
SRP11634 | PV POWERED | PVP3000 | 3000 | 1 |  |  | 0.935 | Solar Inverter |  | OUTDOOR
SRP11635 | SUNTECH POWER | STP200UB | 205 | 30 | 137 | 30 |  | Solar | FIXED | Roof
SRP11635 | PV POWERED | PVP2500 | 2500 | 1 |  |  | 0.945 | Solar Inverter |  | INDOOR
SRP11635 | PV POWERED | PVP3000 | 3000 | 1 |  |  | 0.935 | Solar Inverter |  | Inside
SRP11637 | BAODING YINGLI NEW ENERGY RESOURCES CO | 110(17)P1447X663 | 240 | 38 | 143 | 22 |  | Solar | FIXED | Roof
SRP11637 | POWER-ONE | PVI-3600-US (240V) | 3800 | 1 |  |  | 0.965 | Solar Inverter |  | INDOOR
SRP11637 | POWER-ONE | PVI-5000-OUTD-US (208 V) | 5000 | 1 |  |  | 0.96 | Solar Inverter |  | INDOOR
SRP11638 | KYOCERA SOLAR | KD210GX-LP | 220 | 30 | 215 | 18 |  | Solar | FIXED | Roof
SRP11638 | KYOCERA SOLAR | KD210GX-LP | 220 | 12 | 215 | 40 |  | Solar | FIXED | Roof
SRP11638 | SMA AMERICA | SB3000US (240V) | 3000 | 1 |  |  | 0.955 | Solar Inverter |  | OUTDOOR
SRP11638 | SMA AMERICA | SB6000U (240V) | 6000 | 1 |  |  | 0.955 | Solar Inverter |  | OUTDOOR
SRP11640 | YINGLI ENERGY (CHINA) | YL240P-29B | 240 | 3 | 218 | 26 |  | Solar | FIXED | Roof
SRP11640 | YINGLI ENERGY (CHINA) | YL240P-29B | 240 | 7 | 128 | 27 |  | Solar | FIXED | Roof
SRP11640 | SOLAREDGE TECHNOLOGIES | SE3000 (240V) W/ -ER-US OR A-US | 3000 | 1 |  |  | 0.975 | Solar Inverter |  | Outside
SRP11641 | CANADIAN SOLAR | CS6P-230 | 235 | 27 | 270 | 24 |  | Solar | FIXED | Roof
SRP11641 | ENPHASE ENERGY | M200-32-208-S01 | 215 | 27 |  |  | 0.96 | Solar Inverter |  | OUTDOOR
SRP11642 | CANADIAN SOLAR | CS6P-230 | 235 | 9 | 176 | 37 |  | Solar | FIXED | Roof
SRP11642 | ENPHASE ENERGY | M200-32-208-S01 | 215 | 9 |  |  | 0.96 | Solar Inverter |  | OUTDOOR
SRP11643 | CHANGZHOU TRINA SOLAR ENERGY CO | TSM-185D | 235 | 16 | 183 | 25 |  | Solar | FIXED | Roof
SRP11643 | PV POWERED | PVP3500 | 3500 | 1 |  |  | 0.955 | Solar Inverter |  | INDOOR
SRP11644 | CHANGZHOU TRINA SOLAR ENERGY CO | TSM-180D | 240 | 20 | 93.8 | 32 |  | Solar | FIXED | Roof
SRP11644 | CHANGZHOU TRINA SOLAR ENERGY CO | TSM-180D | 240 | 12 | 273.8 | 32 |  | Solar | FIXED | Roof
SRP11644 | CHANGZHOU TRINA SOLAR ENERGY CO | TSM-180D | 240 | 12 | 183.8 | 35 |  | Solar | FIXED | Roof
SRP11644 | PV POWERED | PVP2500 | 2500 | 2 |  |  | 0.945 | Solar Inverter |  | OUTDOOR
SRP11644 | PV POWERED | PVP4800 | 4800 | 1 |  |  | 0.96 | Solar Inverter |  | OUTDOOR
SRP11645 | KYOCERA SOLAR | KD210GX-LP | 220 | 35 | 116 | 20 |  | Solar | FIXED | Roof
SRP11645 | KYOCERA SOLAR | KD210GX-LP | 220 | 8 | 206 | 20 |  | Solar | FIXED | Roof
SRP11645 | POWER-ONE | PVI-3000-I-OUTD-US-F (240V) | 3000 | 1 |  |  | 0.96 | Solar Inverter |  | OUTDOOR
SRP11645 | POWER-ONE | PVI-3000-I-OUTD-US-F (240V) | 3000 | 2 |  |  | 0.96 | Solar Inverter |  | OUTDOOR
SRP11646 | KYOCERA SOLAR | KD210GX-LP | 220 | 33 | 162 | 22 |  | Solar | FIXED | Roof
SRP11646 | FRONIUS USA |  | 7500 | 1 |  |  | 0.95 | Solar Inverter |  | Inside
SRP11647 | CHANGZHOU TRINA SOLAR ENERGY CO | TSM-165D | 240 | 26 | 120 | 18 |  | Solar | FIXED | Roof
SRP11647 | SMA AMERICA | SB5000US (240V) | 5000 | 1 |  |  | 0.968 | Solar Inverter |  | OUTDOOR
SRP11648 | MATRIX SOLAR/PHOTOWATT | PW1650-175 | 250 | 6 | 158 | 42 |  | Solar | FIXED | Roof
SRP11648 | MATRIX SOLAR/PHOTOWATT | PW1650-175 | 250 | 24 | 248 | 42 |  | Solar | FIXED | Roof
SRP11648 | ENPHASE ENERGY | M200-32-208-S01 | 215 | 30 |  |  | 0.96 | Solar Inverter |  | OUTDOOR
SRP11649 | SUNTECH POWER | STP240S-20/WDB | 240 | 30 | 135 | 35 |  | Solar | FIXED | Roof
SRP11649 | ENPHASE ENERGY | M200-32-208-S01 | 215 | 30 |  |  | 0.96 | Solar Inverter |  | OUTDOOR
SRP11650 | SOLARWORLD | SW185MONO | 250 | 40 | 142 | 22 |  | Solar | FIXED | Roof
SRP11650 | ENPHASE ENERGY | M200-32-208-S01 | 215 | 12 |  |  | 0.96 | Solar Inverter |  | OUTDOOR
SRP11650 | ENPHASE ENERGY | M200-32-208-S01 | 215 | 28 |  |  | 0.96 | Solar Inverter |  | OUTDOOR
SRP11651 | CHANGZHOU TRINA SOLAR ENERGY CO | TSM-165D | 240 | 18 | 210 | 26 |  | Solar | FIXED | Roof
SRP11651 | CHANGZHOU TRINA SOLAR ENERGY CO | TSM-165D | 240 | 18 | 120 | 30 |  | Solar | FIXED | Roof
SRP11651 | SMA AMERICA | SB3800U (240V) | 3800 | 1 |  |  | 0.968 | Solar Inverter |  | INDOOR
SRP11651 | SMA AMERICA | SB3800U (240V) | 3800 | 1 |  |  | 0.968 | Solar Inverter |  | INDOOR
SRP11652 | SUNPOWER | SPR-315E-WHT-U | 327 | 44 | 178 | 15 |  | Solar | FIXED | Roof
SRP11652 | SUNPOWER CORP (ORIGINAL MFRSMA) | SPR-5000M (240V) | 5000 | 1 |  |  | 0.968 | Solar Inverter |  | INDOOR
SRP11652 | SUNPOWER CORP (ORIGINAL MFRSMA) | SPR-7000M (240V) | 8000 | 1 |  |  | 0.965 | Solar Inverter |  | INDOOR
SRP11653 | CHANGZHOU TRINA SOLAR ENERGY CO | TSM-165D | 240 | 20 | 160 | 19 |  | Solar | FIXED | Roof
SRP11653 | CHANGZHOU TRINA SOLAR ENERGY CO | TSM-165D | 240 | 8 | 250 | 19 |  | Solar | FIXED | Roof
SRP11653 | ENPHASE ENERGY | M175-24-208-S | 215 | 28 |  |  | 0.96 | Solar Inverter |  | INDOOR
SRP11656 | CHANGZHOU TRINA SOLAR ENERGY CO | TSM-160D | 240 | 49 | 216 | 45 |  | Solar | FIXED | Roof
SRP11656 | SMA AMERICA | SB3000US (240V) | 3000 | 1 |  |  | 0.96 | Solar Inverter |  | OUTDOOR
SRP11656 | SMA AMERICA | SB7000US (240V) | 7000 | 1 |  |  | 0.969 | Solar Inverter |  | OUTDOOR
SRP11657 | LG ELECTRONICS SOLAR CELL DIVISION | LG245S1C-G3 | 245 | 43 | 198 | 1 |  | Solar | FIXED | Roof
SRP11657 | POWER-ONE | PVI-4.2-OUTD-S-US (240 V) | 4200 | 1 |  |  | 0.97 | Solar Inverter |  | OUTDOOR
SRP11657 | POWER-ONE | PVI-4.2-OUTD-S-US (240 V) | 4200 | 1 |  |  | 0.97 | Solar Inverter |  | OUTDOOR
SRP11658 | CHANGZHOU TRINA SOLAR ENERGY CO | TSM-185D | 240 | 24 | 135 | 22 |  | Solar | FIXED | Roof
SRP11658 | SMA AMERICA | SB5000US (240V) | 5000 | 1 |  |  | 0.97 | Solar Inverter |  | INDOOR
SRP11659 | SUNTECH POWER | STP180S-24/AB-1 | 185 | 6 | 268 | 31 |  | Solar | FIXED | Roof
SRP11659 | SUNTECH POWER | STP180-24/AB-1 | 185 | 20 | 178 | 43 |  | Solar | FIXED | Roof
SRP11659 | PV POWERED | PVP4600 | 2000 | 1 |  |  | 0.92 | Solar Inverter |  | INDOOR
SRP11659 | SMA AMERICA | SB4000US (240V) | 4000 | 1 |  |  | 0.96 | Solar Inverter |  | INDOOR
SRP11660 | CONERGY AG | S 175MU | 240 | 22 | 270 | 18 |  | Solar | FIXED | Roof
SRP11660 | CONERGY AG | S 175MU | 240 | 13 | 180 | 20 |  | Solar | FIXED | Roof
SRP11660 | CONERGY AG | S 175MU | 240 | 12 | 180 | 26 |  | Solar | FIXED | Roof
SRP11660 | CONERGY AG | S 175MU | 240 | 18 | 0 | 27 |  | Solar | FIXED | Roof
SRP11660 | ENPHASE ENERGY | M200-32-208-S01 | 215 | 65 |  |  | 0.96 | Solar Inverter |  | OUTDOOR
SRP11661 | SILIKEN MANUFACTURING USA | SLK60P6L 233 WP | 250 | 24 | 129 | 23 |  | Solar | FIXED | Roof
SRP11661 | SHARP | JH-3500U | 3500 | 2 |  |  | 0.92 | Solar Inverter |  | OUTDOOR
SRP11662 | CHANGZHOU TRINA SOLAR ENERGY CO | TSM-185D | 240 | 36 | 250.1 | 34 |  | Solar | FIXED | Roof
SRP11662 | PV POWERED | PVP3000 | 3000 | 1 |  |  | 0.935 | Solar Inverter |  | INDOOR
SRP11662 | PV POWERED | PVP4800 | 4800 | 1 |  |  | 0.96 | Solar Inverter |  | INDOOR
SRP11663 | UNKNOWN | UNKNOWN | 250 | 16 | 185 | 26 |  | Solar | FIXED | Roof
SRP11663 | PV POWERED | PVP3500 | 3500 | 1 |  |  | 0.955 | Solar Inverter |  | INDOOR
SRP11664 | CANADIAN SOLAR | CS6P-230 | 235 | 10 | 111 | 36 |  | Solar | FIXED | Roof
SRP11664 | CANADIAN SOLAR | CS6P-230 | 235 | 14 | 201 | 36 |  | Solar | FIXED | Roof
SRP11664 | ENPHASE ENERGY | M200-32-208-S01 | 215 | 24 |  |  | 0.96 | Solar Inverter |  | OUTDOOR
SRP11665 | UNKNOWN | UNKNOWN | 250 | 11 | 231 | 32 |  | Solar | FIXED | Roof
SRP11665 | UNKNOWN | UNKNOWN | 250 | 26 | 231 | 35 |  | Solar | FIXED | Roof
SRP11665 | PV POWERED | PVP2500 | 2500 | 1 |  |  | 0.945 | Solar Inverter |  | INDOOR
SRP11665 | SMA AMERICA | SB6000US (208V) | 6000 | 1 |  |  | 0.97 | Solar Inverter |  | INDOOR
SRP11666 | BAODING YINGLI NEW ENERGY RESOURCES CO | 110(17)P1447X663 | 240 | 20 | 154 | 36 |  | Solar | FIXED | Roof
SRP11666 | POWER-ONE | PVI-3600-US (240V) | 4200 | 1 |  |  | 0.96 | Solar Inverter |  | Inside
SRP11667 | MATRIX SOLAR/PHOTOWATT | PW1000-100 | 245 | 28 | 139 | 26 |  | Solar | FIXED | Roof
SRP11667 | SMA AMERICA | SB6000U (208V) | 6000 | 1 |  |  | 0.968 | Solar Inverter |  | OUTDOOR
SRP11669 | CHANGZHOU TRINA SOLAR ENERGY CO | TSM-185D | 240 | 27 | 212.5 | 35 |  | Solar | FIXED | Roof
SRP11669 | PV POWERED | PVP2500 | 2500 | 1 |  |  | 0.945 | Solar Inverter |  | INDOOR
SRP11669 | PV POWERED | PVP3500 | 3500 | 1 |  |  | 0.955 | Solar Inverter |  | INDOOR
SRP11670 | SOLARWORLD | SW185MONO | 230 | 24 | 230 | 25 |  | Solar | FIXED | Roof
SRP11670 | ENPHASE ENERGY | M200-32-240-S02 | 215 | 24 |  |  | 0.963 | Solar Inverter |  | OUTDOOR
SRP11671 | CANADIAN SOLAR | CS6P-230 | 235 | 8 | 172 | 24 |  | Solar | FIXED | Roof
SRP11671 | CANADIAN SOLAR | CS6P-230 | 235 | 18 | 172 | 24 |  | Solar | FIXED | Roof
SRP11671 | ENPHASE ENERGY | M200-32-208-S01 | 215 | 26 |  |  | 0.96 | Solar Inverter |  | OUTDOOR
SRP11672 | CANADIAN SOLAR | CS6P-230 | 235 | 19 | 190 | 15 |  | Solar | FIXED | Roof
SRP11672 | ENPHASE ENERGY | M200-32-208-S01 | 215 | 19 |  |  | 0.963 | Solar Inverter |  | OUTDOOR
SRP11673 | REC SCANMODULE | SCM230 | 245 | 30 | 122 | 34 |  | Solar | FIXED | Roof
SRP11673 | SMA AMERICA | SB6000US (208V) | 6000 | 1 |  |  | 0.955 | Solar Inverter |  | OUTDOOR
SRP11674 | CANADIAN SOLAR | CS6P-230 | 235 | 17 | 190 | 15 |  | Solar | FIXED | Roof
SRP11674 | ENPHASE ENERGY | M200-32-208-S01 | 215 | 17 |  |  | 0.963 | Solar Inverter |  | OUTDOOR
SRP11675 | SUNIVA | OPT260-60-4-100 | 260 | 6 | 40 | 18 |  | Solar | FIXED | Roof
SRP11675 | SUNIVA | OPT260-60-4-100 | 260 | 32 | 126 | 18 |  | Solar | FIXED | Roof
SRP11675 | SUNIVA | OPT260-60-4-100 | 260 | 5 | 220 | 18 |  | Solar | FIXED | Roof
SRP11675 | POWER-ONE | PVI-3.0-OUTD-S-US (240 V) | 3000 | 1 |  |  | 0.96 | Solar Inverter |  | INDOOR
SRP11675 | POWER-ONE | PVI-3.6-OUTD-S-US (240 V) | 3600 | 2 |  |  | 0.96 | Solar Inverter |  | INDOOR
SRP11676 | CHANGZHOU TRINA SOLAR ENERGY CO | TSM-185D | 240 | 18 | 200 | 30 |  | Solar | FIXED | Roof
SRP11676 | ENPHASE ENERGY | M200-32-208-S01 | 215 | 18 |  |  | 0.96 | Solar Inverter |  | OUTDOOR
SRP11678 | CHANGZHOU TRINA SOLAR ENERGY CO | TSM-185D | 240 | 6 | 209 | 38 |  | Solar | FIXED | Roof
SRP11678 | CHANGZHOU TRINA SOLAR ENERGY CO | TSM-185D | 240 | 29 | 209 | 38 |  | Solar | FIXED | Roof
SRP11678 | ENPHASE ENERGY | M200-32-208-S01 | 215 | 6 |  |  | 0.96 | Solar Inverter |  | OUTDOOR
SRP11678 | ENPHASE ENERGY | M200-32-208-S01 | 215 | 29 |  |  | 0.96 | Solar Inverter |  | OUTDOOR
SRP11679 | SUNTECH POWER | STP210S-18/UB-1 | 250 | 14 | 182.5 | 45 |  | Solar | FIXED | Roof
SRP11679 | PV POWERED | PVP3000 | 3000 | 1 |  |  | 0.935 | Solar Inverter |  | Outside
SRP11680 | CHANGZHOU TRINA SOLAR ENERGY CO | TSM-185D | 240 | 12 | 167 | 26 |  | Solar | FIXED | Roof
SRP11680 | CHANGZHOU TRINA SOLAR ENERGY CO | TSM-185D | 240 | 5 | 257 | 26 |  | Solar | FIXED | Roof
SRP11680 | ENPHASE ENERGY | M200-32-208-S01 | 215 | 5 |  |  | 0.96 | Solar Inverter |  | OUTDOOR
SRP11680 | ENPHASE ENERGY | M200-32-208-S01 | 215 | 12 |  |  | 0.96 | Solar Inverter |  | OUTDOOR
SRP11683 | CHANGZHOU TRINA SOLAR ENERGY CO | TSM-185D | 240 | 41 | 184 | 26 |  | Solar | FIXED | Roof
SRP11683 | ENPHASE ENERGY | M200-32-208-S01 | 215 | 41 |  |  | 0.96 | Solar Inverter |  | OUTDOOR
SRP11684 | CHANGZHOU TRINA SOLAR ENERGY CO | TSM-185D | 240 | 28 | 181 | 28 |  | Solar | FIXED | Roof
SRP11684 | SMA AMERICA | SB6000U (208V) | 6000 | 1 |  |  | 0.968 | Solar Inverter |  | OUTDOOR
SRP11685 | CHANGZHOU TRINA SOLAR ENERGY CO | TSM-185D | 240 | 22 | 125 | 34 |  | Solar | FIXED | Roof
SRP11685 | ENPHASE ENERGY | M200-32-208-S01 | 215 | 10 |  |  | 0.96 | Solar Inverter |  | OUTDOOR
SRP11685 | ENPHASE ENERGY | M200-32-208-S01 | 215 | 12 |  |  | 0.96 | Solar Inverter |  | OUTDOOR
SRP11686 | SOLARTECH ENERGY | ASC-6P-60-255 | 260 | 78 | 160 | 10 |  | Solar | FIXED | Roof
SRP11686 | SOLARTECH ENERGY | ASC-6P-60-255 | 260 | 78 | 250 | 30 |  | Solar | FIXED | Roof
SRP11686 | SMA AMERICA | SB6000TL-US-12 (240V) | 6000 | 6 |  |  | 0.96 | Solar Inverter |  | Outside
SRP11687 | CANADIAN SOLAR | CS6P-230 | 235 | 40 | 166 | 21 |  | Solar | FIXED | Roof
SRP11687 | ENPHASE ENERGY | M200-32-208-S01 | 215 | 12 |  |  | 0.96 | Solar Inverter |  | OUTDOOR
SRP11687 | ENPHASE ENERGY | M200-32-208-S01 | 215 | 28 |  |  | 0.96 | Solar Inverter |  | OUTDOOR
SRP11689 | CANADIAN SOLAR | CS6P-230 | 235 | 32 | 222 | 21 |  | Solar | FIXED | Roof
SRP11689 | ENPHASE ENERGY | M200-32-208-S01 | 215 | 32 |  |  | 0.96 | Solar Inverter |  | OUTDOOR
SRP11690 | CANADIAN SOLAR | CS6P-235PX | 235 | 17 | 175 | 20 |  | Solar | FIXED | Roof
SRP11690 | ENPHASE ENERGY | M215-60-2LL-S2X | 215 | 17 |  |  | 0.96 | Solar Inverter |  | OUTDOOR
SRP11691 | CANADIAN SOLAR | CS6P-230 | 235 | 17 | 106 | 35 |  | Solar | FIXED | Roof
SRP11691 | ENPHASE ENERGY | M200-32-208-S01 | 215 | 17 |  |  | 0.96 | Solar Inverter |  | OUTDOOR
SRP11693 | CANADIAN SOLAR | CS6P-230 | 255 | 21 | 115 | 30 |  | Solar | FIXED | Roof
SRP11693 | SMA AMERICA | SB5000US (208V) | 5000 | 1 |  |  | 0.97 | Solar Inverter |  | OUTDOOR
SRP11695 | SUNPOWER | SPR-230-WHT-U | 245 | 28 | 162 | 25 |  | Solar | FIXED | Roof
SRP11695 | SUNPOWER CORP (ORIGINAL MFRSMA) | SPR-7000M (277V) | 10000 | 1 |  |  | 0.97 | Solar Inverter |  | OUTDOOR
SRP11696 | SUNTECH POWER | STP180S-24/AB-1 | 185 | 30 | 178 | 34 |  | Solar | FIXED | Roof
SRP11696 | SUNTECH POWER | STP180S-24/AB-1 | 185 | 14 | 212 | 34 |  | Solar | FIXED | Roof
SRP11696 | SMA AMERICA | SB3000US (208V) | 3000 | 1 |  |  | 0.97 | Solar Inverter |  | INDOOR
SRP11696 | SMA AMERICA | SB5000US (208V) | 5000 | 1 |  |  | 0.97 | Solar Inverter |  | INDOOR
SRP11697 | MATRIX SOLAR/PHOTOWATT | PW1650-155 | 245 | 35 | 163 | 30 |  | Solar | FIXED | Roof
SRP11697 | ENPHASE ENERGY | M200-32-208-S01 | 215 | 35 |  |  | 0.96 | Solar Inverter |  | OUTDOOR
SRP11698 | MATRIX SOLAR/PHOTOWATT | PW1000-100 | 245 | 30 | 163 | 20 |  | Solar | FIXED | Roof
SRP11698 | MATRIX SOLAR/PHOTOWATT | PW1000-100 | 245 | 33 | 253 | 20 |  | Solar | FIXED | Roof
SRP11698 | MATRIX SOLAR/PHOTOWATT | PW1000-100 | 245 | 24 | 73 | 30 |  | Solar | FIXED | Roof
SRP11698 | ENPHASE ENERGY | M200-32-208-S01 | 215 | 87 |  |  | 0.96 | Solar Inverter |  | OUTDOOR
SRP11699 | UNKNOWN | UNKNOWN | 245 | 23 | 215 | 32 |  | Solar | FIXED | Roof
SRP11699 | POWER-ONE | PVI-5000-OUTD-US (240 V) | 5000 | 1 |  |  | 0.96 | Solar Inverter |  | OUTDOOR
SRP11701 | CHANGZHOU TRINA SOLAR ENERGY CO | TSM-185D | 240 | 24 | 205 | 16 |  | Solar | FIXED | Roof
SRP11701 | SMA AMERICA | SB5000US (240V) | 5000 | 1 |  |  | 0.968 | Solar Inverter |  | OUTDOOR
SRP11702 | ISOFOTON | I-100/12 | 245 | 28 | 120 | 29 |  | Solar | FIXED | Roof
SRP11702 | POWER-ONE | PVI-6000-OUTD-US (208 V) | 6000 | 1 |  |  | 0.965 | Solar Inverter |  | OUTDOOR
SRP11703 | CHANGZHOU TRINA SOLAR ENERGY CO | TSM-185D | 240 | 51 | 111 | 22 |  | Solar | FIXED | Roof
SRP11703 | CHANGZHOU TRINA SOLAR ENERGY CO | TSM-185D | 240 | 4 | 201 | 22 |  | Solar | FIXED | Roof
SRP11703 | ENPHASE ENERGY | M200-32-208-S01 | 215 | 6 |  |  | 0.96 | Solar Inverter |  | INDOOR
SRP11703 | ENPHASE ENERGY | M200-32-208-S01 | 215 | 10 |  |  | 0.96 | Solar Inverter |  | INDOOR
SRP11703 | ENPHASE ENERGY | M200-32-208-S01 | 215 | 12 |  |  | 0.96 | Solar Inverter |  | INDOOR
SRP11703 | ENPHASE ENERGY | M200-32-208-S01 | 215 | 27 |  |  | 0.96 | Solar Inverter |  | INDOOR
SRP11704 | CHANGZHOU TRINA SOLAR ENERGY CO | TSM-165D | 235 | 16 | 125 | 34 |  | Solar | FIXED | Roof
SRP11704 | SMA AMERICA | SB3000US (240V) | 3000 | 1 |  |  | 0.96 | Solar Inverter |  | OUTDOOR
SRP11705 | SCHUCO USA | MPE 185 MS 05 | 185 | 20 | 250 | 18 |  | Solar | FIXED | Roof
SRP11705 | KACO | BLUEPLANET 3502 WITH X OR XI (208V) | 3500 | 1 |  |  | 0.955 | Solar Inverter |  | OUTDOOR
SRP11706 | SUNPOWER | SPR-315E-WHT-U | 327 | 20 | 145 | 9 |  | Solar | FIXED | Roof
SRP11706 | SUNPOWER CORP (ORIGINAL MFRSMA) | SPR-6000M (240V) | 6500 | 1 |  |  | 0.962 | Solar Inverter |  | OUTDOOR
SRP11707 | SCHOTT SOLAR | ASE-250DGF/17 | 245 | 1008 | 196 | 10 |  | Solar | FIXED | Roof
SRP11707 | ADVANCED ENERGY INDUSTRIES | 3159000-104 | 250000 | 1 |  |  | 0.98 | Solar Inverter |  | OUTDOOR
SRP11708 | YINGLI ENERGY (CHINA) | YL260C-30B | 260 | 19 | 200 | 30 |  | Solar | FIXED | Roof
SRP11708 | ENPHASE ENERGY | M215-60-2LL-S2X | 215 | 19 |  |  | 0.963 | Solar Inverter |  | OUTDOOR
SRP11709 | YINGLI ENERGY (CHINA) | YL260C-30B | 260 | 8 | 74 | 40 |  | Solar | FIXED | Roof
SRP11709 | YINGLI ENERGY (CHINA) | YL260C-30B | 260 | 7 | 164 | 40 |  | Solar | FIXED | Roof
SRP11709 | YINGLI ENERGY (CHINA) | YL260C-30B | 260 | 14 | 254 | 40 |  | Solar | FIXED | Roof
SRP11709 | ENPHASE ENERGY | M215-60-2LL-S2X | 215 | 29 |  |  | 0.963 | Solar Inverter |  | Outside
SRP11710 | MATRIX SOLAR/PHOTOWATT | PW1650-175 | 255 | 7 | 10 | 22 |  | Solar | FIXED | Roof
SRP11710 | MATRIX SOLAR/PHOTOWATT | PW1650-175 | 255 | 17 | 190 | 22 |  | Solar | FIXED | Roof
SRP11710 | POWER-ONE | PVI-5000-OUTD-US (240 V) | 5000 | 1 |  |  | 0.96 | Solar Inverter |  | OUTDOOR
SRP11711 | SCHOTT SOLAR | SAPC-175 | 245 | 1708 | 196 | 10 |  | Solar | FIXED | Roof
SRP11711 | ADVANCED ENERGY INDUSTRIES | 3159000-104 | 333000 | 1 |  |  | 0.98 | Solar Inverter |  | OUTDOOR
SRP11712 | YINGLI ENERGY (CHINA) | YL260C-30B | 260 | 33 | 235 | 30 |  | Solar | FIXED | Roof
SRP11712 | SMA AMERICA | SB7000US (240V) | 7000 | 1 |  |  | 0.969 | Solar Inverter |  | Inside
SRP11713 | ISOFOTON | I-100/12 | 260 | 150 | 210 | 10 |  | Solar | FIXED | Roof
SRP11713 | FRONIUS USA |  | 9995 | 1 |  |  | 0.97 | Solar Inverter |  | INDOOR
SRP11713 | FRONIUS USA |  | 9995 | 1 |  |  | 0.97 | Solar Inverter |  | INDOOR
SRP11713 | FRONIUS USA |  | 9995 | 1 |  |  | 0.97 | Solar Inverter |  | INDOOR
SRP11713 | FRONIUS USA |  | 9995 | 1 |  |  | 0.97 | Solar Inverter |  | INDOOR
SRP11714 | SHARP | NT-188U1 | 235 | 14 | 138 | 33 |  | Solar | FIXED | Roof
SRP11714 | SHARP | NT-188U1 | 235 | 19 | 138 | 33 |  | Solar | FIXED | Roof
SRP11714 | FRONIUS USA |  | 7500 | 1 |  |  | 0.95 | Solar Inverter |  | INDOOR
SRP11715 | SUNTECH POWER | STP210-18/UB-1 | 250 | 36 | 182 | 28 |  | Solar | FIXED | Roof
SRP11715 | FRONIUS USA |  | 7500 | 1 |  |  | 0.96 | Solar Inverter |  | INDOOR
SRP11716 | YINGLI ENERGY (CHINA) | YL260C-30B | 260 | 34 | 210 | 20 |  | Solar | FIXED | Roof
SRP11716 | ENPHASE ENERGY | M215-60-2LL-S2X | 215 | 34 |  |  | 0.963 | Solar Inverter |  | OUTDOOR
SRP11717 | SUNTECH POWER | STP210-18/UB-1 | 280 | 836 | 278 | 2 |  | Solar | FIXED | Roof
SRP11717 | SUNTECH POWER | STP210S-18/UB-1 | 285 | 1320 | 98 | 2 |  | Solar | FIXED | Roof
SRP11717 | SUNTECH POWER | STP210-18/UB-1 | 285 | 440 | 278 | 2 |  | Solar | FIXED | Roof
SRP11717 | ADVANCED ENERGY INDUSTRIES | 3159000-104 | 333000 | 1 |  |  | 0.97 | Solar Inverter |  | OUTDOOR
SRP11717 | ADVANCED ENERGY INDUSTRIES | 3159000-104 | 333000 | 1 |  |  | 0.97 | Solar Inverter |  | OUTDOOR
SRP11718 | SUNPOWER | SPR-315E-WHT-U | 327 | 26 | 128 | 20 |  | Solar | FIXED | Roof
SRP11718 | SUNPOWER | SPR-315E-WHT-U | 327 | 13 | 212 | 20 |  | Solar | FIXED | Roof
SRP11718 | SUNPOWER CORP (ORIGINAL MFRSMA) | SPR-4000M (240V) | 4200 | 1 |  |  | 0.97 | Solar Inverter |  | Outside
SRP11718 | SUNPOWER CORP (ORIGINAL MFRSMA) | SPR-4000M (240V) | 4200 | 1 |  |  | 0.97 | Solar Inverter |  | Outside
SRP11718 | SUNPOWER CORP (ORIGINAL MFRSMA) | SPR-4000M (240V) | 4200 | 1 |  |  | 0.97 | Solar Inverter |  | Outside
SRP11719 | CHANGZHOU TRINA SOLAR ENERGY CO | TSM-185D | 235 | 48 | 180 | 30 |  | Solar | FIXED | Roof
SRP11719 | PV POWERED | PVP4800 | 4800 | 1 |  |  | 0.96 | Solar Inverter |  | OUTDOOR
SRP11719 | PV POWERED | PVP4800 | 4800 | 1 |  |  | 0.96 | Solar Inverter |  | OUTDOOR
SRP11720 | KYOCERA SOLAR | KC125G | 220 | 44 | 216 | 43 |  | Solar | FIXED | Roof
SRP11720 | POWER-ONE | PVI-3600-US (208V) | 4200 | 1 |  |  | 0.96 | Solar Inverter |  | INDOOR
SRP11720 | POWER-ONE | PVI-5000-OUTD-US (240 V) | 5000 | 1 |  |  | 0.965 | Solar Inverter |  | INDOOR
SRP11721 | SUNTECH POWER | STP180-24/AB-1 | 185 | 47 | 189.5 | 35 |  | Solar | FIXED | Roof
SRP11721 | PV POWERED | PVP2500 | 2500 | 1 |  |  | 0.945 | Solar Inverter |  | INDOOR
SRP11721 | PV POWERED | PVP4800 | 4800 | 1 |  |  | 0.96 | Solar Inverter |  | INDOOR
SRP11722 | BAODING YINGLI NEW ENERGY RESOURCES CO | 110(17)P1447X663 | 240 | 23 | 90 | 27 |  | Solar | FIXED | Roof
SRP11722 | BAODING YINGLI NEW ENERGY RESOURCES CO | 110(17)P1447X663 | 240 | 26 | 90 | 30 |  | Solar | FIXED | Roof
SRP11722 | POWER-ONE | PVI-5000-OUTD-US (240 V) | 4200 | 1 |  |  | 0.96 | Solar Inverter |  | INDOOR
SRP11722 | POWER-ONE | PVI-6000-OUTD-US (240 V) | 6000 | 1 |  |  | 0.965 | Solar Inverter |  | INDOOR
SRP11723 | KYOCERA SOLAR | KC125G | 220 | 22 | 190 | 17 |  | Solar | FIXED | Roof
SRP11723 | KYOCERA SOLAR | KC125G | 220 | 20 | 282 | 22 |  | Solar | FIXED | Roof
SRP11723 | POWER-ONE | PVI-3600-US (208V) | 4200 | 1 |  |  | 0.96 | Solar Inverter |  | OUTDOOR
SRP11723 | POWER-ONE | PVI-5000-OUTD-US (240 V) | 5000 | 1 |  |  | 0.965 | Solar Inverter |  | OUTDOOR
SRP11724 | YINGLI ENERGY (CHINA) | YL240P-29B | 240 | 18 | 135 | 24 |  | Solar | FIXED | Roof
SRP11724 | YINGLI ENERGY (CHINA) | YL240P-29B | 240 | 30 | 135 | 40 |  | Solar | FIXED | Roof
SRP11724 | FRONIUS USA |  | 3800 | 1 |  |  | 0.955 | Solar Inverter |  | Outside
SRP11724 | FRONIUS USA |  | 7500 | 1 |  |  | 0.96 | Solar Inverter |  | Outside
SRP11725 | CANADIAN SOLAR | CS6P-230 | 235 | 3 | 206 | 22 |  | Solar | FIXED | Roof
SRP11725 | CANADIAN SOLAR | CS6P-230 | 235 | 21 | 116 | 23 |  | Solar | FIXED | Roof
SRP11725 | ENPHASE ENERGY | M200-32-208-S02 | 215 | 24 |  |  | 0.96 | Solar Inverter |  | OUTDOOR
SRP11727 | CANADIAN SOLAR | CS6P-230 | 235 | 14 | 98 | 16 |  | Solar | FIXED | Roof
SRP11727 | CANADIAN SOLAR | CS6P-230 | 235 | 12 | 188 | 17 |  | Solar | FIXED | Roof
SRP11727 | ENPHASE ENERGY | M200-32-208-S01 | 215 | 26 |  |  | 0.96 | Solar Inverter |  | OUTDOOR
SRP11728 | CANADIAN SOLAR | CS6P-235PX | 235 | 13 | 207 | 5 |  | Solar | FIXED | Roof
SRP11728 | CANADIAN SOLAR | CS6P-235PX | 235 | 3 | 117 | 16 |  | Solar | FIXED | Roof
SRP11728 | CANADIAN SOLAR | CS6P-235PX | 235 | 14 | 117 | 24 |  | Solar | FIXED | Roof
SRP11728 | ENPHASE ENERGY | M215-60-2LL-S2X | 215 | 30 |  |  | 0.96 | Solar Inverter |  | OUTDOOR
SRP11729 | CANADIAN SOLAR | CS6P-230 | 235 | 2 | 214 | 12 |  | Solar | FIXED | Roof
SRP11729 | CANADIAN SOLAR | CS6P-230 | 235 | 12 | 214 | 29 |  | Solar | FIXED | Roof
SRP11729 | ENPHASE ENERGY | M200-32-208-S01 | 215 | 14 |  |  | 0.96 | Solar Inverter |  | OUTDOOR
SRP11730 | CANADIAN SOLAR | CS6P-230 | 235 | 23 | 262 | 31 |  | Solar | FIXED | Roof
SRP11730 | ENPHASE ENERGY | M200-32-208-S01 | 215 | 23 |  |  | 0.96 | Solar Inverter |  | OUTDOOR
SRP11731 | LIGHT WAY GREEN NEW ENERGY | LW240(29)P1650X990 | 240 | 658 | 192.3 | 10 |  | Solar | FIXED | Roof
SRP11731 | CHINT POWER SYSTEMS AMERICA |  | 20000 | 2 |  |  | 0.973 | Solar Inverter |  | INDOOR
SRP11731 | SUNGROW POWER SUPPLY | SG100KU | 100000 | 1 |  |  | 0.972 | Solar Inverter |  | INDOOR
SRP11732 | LIGHT WAY GREEN NEW ENERGY | LW240(29)P1650X990 | 240 | 462 | 156.6 | 10 |  | Solar | FIXED | Roof
SRP11732 | SUNGROW POWER SUPPLY | SG100KU | 100000 | 1 |  |  | 0.972 | Solar Inverter |  | Inside
SRP11733 | SCHUCO USA | MPE 260 MS 08 | 260 | 27 | 120 | 30 |  | Solar | FIXED | Roof
SRP11733 | ENPHASE ENERGY | M215-60-2LL-S2X | 215 | 13 |  |  | 0.96 | Solar Inverter |  | OUTDOOR
SRP11733 | ENPHASE ENERGY | M215-60-2LL-S2X | 215 | 14 |  |  | 0.96 | Solar Inverter |  | OUTDOOR
SRP11734 | SUNPOWER | SPR-305-WHT-U | 327 | 10 | 148 | 15 |  | Solar | FIXED | Roof
SRP11734 | SUNPOWER | SPR-305-WHT-U | 327 | 15 | 148 | 15 |  | Solar | FIXED | Roof
SRP11734 | SUNPOWER CORP (ORIGINAL MFR - PV POWERED LLC) | SPR-3500 | 3600 | 1 |  |  | 0.97 | Solar Inverter |  | INDOOR
SRP11734 | SUNPOWER CORP (ORIGINAL MFR - PV POWERED LLC) | SPR-5200 | 6000 | 1 |  |  | 0.971 | Solar Inverter |  | INDOOR
SRP11737 | SOLARWORLD | SW240 POLY | 240 | 3850 | 180 | 25 |  | Solar | FIXED | Ground
SRP11737 | ADVANCED ENERGY INDUSTRIES | AE 260TX-480 | 260000 | 1 |  |  | 0.97 | Solar Inverter |  | OUTDOOR
SRP11737 | ADVANCED ENERGY INDUSTRIES | AE 500TX-480 | 500000 | 1 |  |  | 0.97 | Solar Inverter |  | OUTDOOR
SRP11738 | TRINA SOLAR | TSM-290PD14 | 290 | 2904 | 180 | 10 |  | Solar | FIXED | Ground
SRP11738 | PV POWERED | PVP2500 | 260000 | 3 |  |  | 0.97 | Solar Inverter |  | OUTDOOR
SRP11739 | BP SOLAR | BP3170N | 220 | 42 | 135.9 | 5 |  | Solar | FIXED | Roof
SRP11739 | SMA AMERICA | SB7000US (240V) | 7000 | 1 |  |  | 0.971 | Solar Inverter |  | Inside
SRP11740 | CANADIAN SOLAR | CS6P-230 | 235 | 17 | 91 | 27 |  | Solar | FIXED | Roof
SRP11740 | CANADIAN SOLAR | CS6P-230 | 235 | 17 | 271 | 27 |  | Solar | FIXED | Roof
SRP11740 | ENPHASE ENERGY | M200-32-208-S01 | 215 | 34 |  |  | 0.96 | Solar Inverter |  | OUTDOOR
SRP11741 | CHANGZHOU TRINA SOLAR ENERGY CO | TSM-185D | 235 | 45 | 154 | 19 |  | Solar | FIXED | Roof
SRP11741 | ENPHASE ENERGY | M200-32-208-S01 | 215 | 45 |  |  | 0.96 | Solar Inverter |  | OUTDOOR
SRP11743 | CANADIAN SOLAR | CS6P-230 | 235 | 9 | 235 | 19 |  | Solar | FIXED | Roof
SRP11743 | CANADIAN SOLAR | CS6P-230 | 235 | 7 | 143 | 21 |  | Solar | FIXED | Roof
SRP11743 | CANADIAN SOLAR | CS6P-230 | 235 | 4 | 236 | 21 |  | Solar | FIXED | Roof
SRP11743 | ENPHASE ENERGY | M175-24-208-S | 215 | 20 |  |  | 0.96 | Solar Inverter |  | OUTDOOR
SRP11744 | CANADIAN SOLAR | CS6P-230 | 235 | 1 | 124 | 33 |  | Solar | FIXED | Roof
SRP11744 | CANADIAN SOLAR | CS6P-230 | 235 | 12 | 214 | 35 |  | Solar | FIXED | Roof
SRP11744 | ENPHASE ENERGY | M175-24-208-S | 215 | 13 |  |  | 0.96 | Solar Inverter |  | OUTDOOR
SRP11746 | SUNIVA | OPT255-60-4-100 | 255 | 520 | 213 | 10 |  | Solar | FIXED | Roof
SRP11746 | SATCON TECHNOLOGY | PVS-135 (480 V) | 135000 | 1 |  |  | 0.96 | Solar Inverter |  | INDOOR
SRP11747 | WATTON SOLAR | WTM240P | 270 | 384 | 180 | 30 |  | Solar | 1AXIS | PARKLT
SRP11747 | EXELTECH | AC2-1-*-6-5-XX | 216 | 384 |  |  | 0.95 | Solar Inverter |  | OUTDOOR
SRP11748 | CANADIAN SOLAR | CS6X-290P | 290 | 297 | 204 | 10 |  | Solar | FIXED | Roof
SRP11748 | SOLECTRIA RENEWABLES | PVI82KW-208 | 82000 | 1 |  |  | 0.96 | Solar Inverter |  | OUTDOOR
SRP11749 | CANADIAN SOLAR | CS6X-290M | 290 | 98 | 180 | 10 |  | Solar | FIXED | Ground
SRP11749 | CANADIAN SOLAR | CS6X-295M | 295 | 133 | 180 | 10 |  | Solar | FIXED | Roof
SRP11749 | SOLECTRIA RENEWABLES | PVI60KW-480 | 60000 | 1 |  |  | 0.96 | Solar Inverter |  | OUTDOOR
SRP11750 | MATRIX SOLAR/PHOTOWATT | PW1650-175 | 245 | 444 | 190 | 10 |  | Solar | FIXED | Roof
SRP11750 | KACO | 3601XI | 100000 | 1 |  |  | 0.96 | Solar Inverter |  | OUTDOOR
SRP11751 | CHANGZHOU TRINA SOLAR ENERGY CO | TSM-165D | 240 | 32 | 101 | 18 |  | Solar | FIXED | Roof
SRP11751 | ENPHASE ENERGY | M200-32-240-S02 | 215 | 32 |  |  | 0.96 | Solar Inverter |  | Inside
SRP11752 | CHANGZHOU TRINA SOLAR ENERGY CO | TSM-165D | 240 | 22 | 211 | 25 |  | Solar | FIXED | Roof
SRP11752 | ENPHASE ENERGY | M175-24-208-S | 215 | 22 |  |  | 0.96 | Solar Inverter |  | OUTDOOR
SRP11754 | TRINA SOLAR | TSM-240PD05.10 | 240 | 11 | 101 | 22 |  | Solar | FIXED | Roof
SRP11754 | TRINA SOLAR | TSM-240PA05.10 | 240 | 24 | 192 | 22 |  | Solar | FIXED | Roof
SRP11754 | SMA AMERICA | SB3000US (208V) | 2500 | 1 |  |  | 0.96 | Solar Inverter |  | OUTDOOR
SRP11754 | SMA AMERICA | SB5000US (240V) | 5000 | 1 |  |  | 0.968 | Solar Inverter |  | OUTDOOR
SRP11755 | CHANGZHOU TRINA SOLAR ENERGY CO | TSM-165D | 240 | 4 | 175 | 27 |  | Solar | FIXED | Roof
SRP11755 | CHANGZHOU TRINA SOLAR ENERGY CO | TSM-165D | 240 | 13 | 175 | 27 |  | Solar | FIXED | Roof
SRP11755 | ENPHASE ENERGY | M175-24-208-S | 215 | 17 |  |  | 0.96 | Solar Inverter |  | Outside
SRP11756 | MATRIX SOLAR/PHOTOWATT | PW1650-175 | 245 | 27 | 129 | 26 |  | Solar | FIXED | Roof
SRP11756 | ENPHASE ENERGY | M175-24-208-S | 215 | 4 |  |  | 0.963 | Solar Inverter |  | OUTDOOR
SRP11756 | SMA AMERICA | SB5000US (277V) | 2500 | 1 |  |  | 0.971 | Solar Inverter |  | OUTDOOR
SRP11756 | SMA AMERICA | SB5000US | 3000 | 1 |  |  | 0.971 | Solar Inverter |  | OUTDOOR
SRP11757 | TRINA SOLAR | TSM-245PA05.10 | 240 | 28 | 189 | 18 |  | Solar | FIXED | Roof
SRP11757 | ENPHASE ENERGY | M215-60-2LL-S2X | 215 | 28 |  |  | 0.96 | Solar Inverter |  | Outside
SRP11758 | CHANGZHOU TRINA SOLAR ENERGY CO | TSM-185D | 240 | 10 | 113 | 34 |  | Solar | FIXED | Roof
SRP11758 | CHANGZHOU TRINA SOLAR ENERGY CO | TSM-185D | 240 | 26 | 203 | 34 |  | Solar | FIXED | Roof
SRP11758 | SMA AMERICA | SB3000US (208V) | 2500 | 1 |  |  | 0.96 | Solar Inverter |  | INDOOR
SRP11758 | SMA AMERICA | SB5000US | 5000 | 1 |  |  | 0.968 | Solar Inverter |  | INDOOR
SRP11759 | CHANGZHOU TRINA SOLAR ENERGY CO | TSM-180D | 240 | 10 | 267 | 22 |  | Solar | FIXED | Roof
SRP11759 | CHANGZHOU TRINA SOLAR ENERGY CO | TSM-185D | 240 | 12 | 87 | 30 |  | Solar | FIXED | Roof
SRP11759 | CHANGZHOU TRINA SOLAR ENERGY CO | TSM-180D | 240 | 24 | 267 | 30 |  | Solar | FIXED | Roof
SRP11759 | SMA AMERICA | SB3000US (208V) | 2000 | 1 |  |  | 0.96 | Solar Inverter |  | INDOOR
SRP11759 | SMA AMERICA | SB3000US (208V) | 2500 | 1 |  |  | 0.96 | Solar Inverter |  | INDOOR
SRP11759 | SMA AMERICA | SB5000US | 5000 | 1 |  |  | 0.968 | Solar Inverter |  | INDOOR
SRP11760 | CHANGZHOU TRINA SOLAR ENERGY CO | TSM-185D | 240 | 24 | 103 | 30 |  | Solar | FIXED | Roof
SRP11760 | SMA AMERICA | SB5000US | 5000 | 1 |  |  | 0.968 | Solar Inverter |  | INDOOR
SRP11761 | CHANGZHOU TRINA SOLAR ENERGY CO | TSM-185D | 240 | 20 | 255 | 34 |  | Solar | FIXED | Roof
SRP11761 | SMA AMERICA | SB1100U-SBD | 2000 | 1 |  |  | 0.96 | Solar Inverter |  | INDOOR
SRP11761 | SMA AMERICA | SB1100U-SBD | 2000 | 1 |  |  | 0.96 | Solar Inverter |  | INDOOR
SRP11762 | TRINA SOLAR | TSM-240PA05.10 | 240 | 24 | 125 | 25 |  | Solar | FIXED | Roof
SRP11762 | TRINA SOLAR | TSM-245PA05.10 | 240 | 12 | 125 | 25 |  | Solar | FIXED | Roof
SRP11762 | SMA AMERICA | SB2500HFUS-30 (208V) | 2500 | 1 |  |  | 0.96 | Solar Inverter |  | Outside
SRP11762 | SMA AMERICA | SB5000US | 5000 | 1 |  |  | 0.968 | Solar Inverter |  | Outside
SRP11763 | MATRIX SOLAR/PHOTOWATT | PW1650-175 | 255 | 22 | 180 | 18 |  | Solar | FIXED | Roof
SRP11763 | MATRIX SOLAR/PHOTOWATT | PW1000-100 | 255 | 11 | 270 | 18 |  | Solar | FIXED | Roof
SRP11763 | SMA AMERICA | SB7000US (277V) | 7000 | 1 |  |  | 0.96 | Solar Inverter |  | Inside
SRP11764 | CANADIAN SOLAR | CS6P-230 | 250 | 24 | 144 | 34 |  | Solar | FIXED | Roof
SRP11764 | SMA AMERICA | SB6000U (208V) | 6000 | 1 |  |  | 0.97 | Solar Inverter |  | INDOOR
SRP11765 | CHANGZHOU TRINA SOLAR ENERGY CO | TSM-185D | 240 | 26 | 225 | 32 |  | Solar | 1AXIS | Roof
SRP11765 | SMA AMERICA | SB6000U (208V) | 6000 | 1 |  |  | 0.968 | Solar Inverter |  | Inside
SRP11766 | TRINA SOLAR | TSM-240PD05.10 | 240 | 22 | 96 | 30 |  | Solar | FIXED | Roof
SRP11766 | TRINA SOLAR | TSM-240PD05.10 | 240 | 13 | 186 | 30 |  | Solar | FIXED | Roof
SRP11766 | TRINA SOLAR | TSM-240PD05.10 | 240 | 9 | 186 | 41 |  | Solar | FIXED | Roof
SRP11766 | ENPHASE ENERGY | M215-60-2LL-S2X | 215 | 22 |  |  | 0.96 | Solar Inverter |  | INDOOR
SRP11766 | ENPHASE ENERGY | M215-60-2LL-S2X | 215 | 22 |  |  | 0.96 | Solar Inverter |  | INDOOR
SRP11767 | CHANGZHOU TRINA SOLAR ENERGY CO | TSM-185D | 240 | 15 | 117 | 19 |  | Solar | FIXED | Roof
SRP11767 | CHANGZHOU TRINA SOLAR ENERGY CO | TSM-185D | 240 | 18 | 207 | 19 |  | Solar | FIXED | Roof
SRP11767 | ENPHASE ENERGY | M200-32-208-S01 | 215 | 33 |  |  | 0.96 | Solar Inverter |  | Inside
SRP11768 | CHANGZHOU TRINA SOLAR ENERGY CO | TSM-185D | 240 | 24 | 250 | 30 |  | Solar | FIXED | Roof
SRP11768 | SMA AMERICA | SB5000US | 5000 | 1 |  |  | 0.968 | Solar Inverter |  | OUTDOOR
SRP11769 | CHANGZHOU TRINA SOLAR ENERGY CO | TSM-185D | 240 | 24 | 219 | 26 |  | Solar | FIXED | Roof
SRP11769 | SMA AMERICA | SB5000US | 5000 | 1 |  |  | 0.968 | Solar Inverter |  | INDOOR
SRP11770 | CHANGZHOU TRINA SOLAR ENERGY CO | TSM-185D | 230 | 13 | 220 | 25 |  | Solar | FIXED | Roof
SRP11770 | CHANGZHOU TRINA SOLAR ENERGY CO | TSM-185D | 230 | 13 | 130 | 31 |  | Solar | FIXED | Roof
SRP11770 | SMA AMERICA | SB1100U | 2500 | 1 |  |  | 0.96 | Solar Inverter |  | Inside
SRP11770 | SMA AMERICA | SB1100U-SBD | 2500 | 1 |  |  | 0.96 | Solar Inverter |  | Inside
SRP11771 | CHANGZHOU TRINA SOLAR ENERGY CO | TSM-185D | 240 | 22 | 145 | 36 |  | Solar | FIXED | Roof
SRP11771 | SMA AMERICA | SB5000US | 5000 | 1 |  |  | 0.968 | Solar Inverter |  | OUTDOOR
SRP11772 | CHANGZHOU TRINA SOLAR ENERGY CO | TSM-185D | 240 | 28 | 186 | 35 |  | Solar | FIXED | Roof
SRP11772 | SMA AMERICA | SB6000U (208V) | 6000 | 1 |  |  | 0.968 | Solar Inverter |  | INDOOR
SRP11773 | TRINA SOLAR | TSM-240DA05 | 240 | 10 | 97 | 16 |  | Solar | FIXED | Roof
SRP11773 | TRINA SOLAR | TSM-240DA05 | 240 | 22 | 187 | 16 |  | Solar | FIXED | Roof
SRP11773 | ENPHASE ENERGY | M215-60-2LL-S2X | 215 | 32 |  |  | 0.968 | Solar Inverter |  | Outside
SRP11774 | CHANGZHOU TRINA SOLAR ENERGY CO | TSM-185D | 240 | 33 | 260 | 32 |  | Solar | FIXED | Roof
SRP11774 | SMA AMERICA | SB7000US (208V) | 7000 | 1 |  |  | 0.969 | Solar Inverter |  | INDOOR
SRP11775 | CHANGZHOU TRINA SOLAR ENERGY CO | TSM-185D | 240 | 33 | 100 | 30 |  | Solar | FIXED | Roof
SRP11775 | SMA AMERICA | SB7000US (208V) | 7000 | 1 |  |  | 0.969 | Solar Inverter |  | INDOOR
SRP11776 | TRINA SOLAR | TSM-230PA05 | 230 | 6 | 97 | 15 |  | Solar | FIXED | Roof
SRP11776 | ENPHASE ENERGY | M190-72-208-SXX (-NA) | 190 | 6 |  |  | 0.955 | Solar Inverter |  | OUTDOOR
SRP11777 | CHANGZHOU TRINA SOLAR ENERGY CO | TSM-185D | 240 | 20 | 191 | 30 |  | Solar | FIXED | Roof
SRP11777 | SMA AMERICA | SB3800U (208V) | 3800 | 1 |  |  | 0.968 | Solar Inverter |  | OUTDOOR
SRP11778 | REC SCANMODULE | SCM230 | 245 | 14 | 239 | 10 |  | Solar | FIXED | Roof
SRP11778 | SMA AMERICA | SB3800U (240V) | 3800 | 1 |  |  | 0.955 | Solar Inverter |  | Inside
SRP11779 | CANADIAN SOLAR | CS6P-230 | 250 | 37 | 173 | 15 |  | Solar | FIXED | Roof
SRP11779 | SMA AMERICA | SB4000US (208V) | 4000 | 1 |  |  | 0.97 | Solar Inverter |  | INDOOR
SRP11779 | SMA AMERICA | SB5000US (208V) | 5000 | 1 |  |  | 0.97 | Solar Inverter |  | INDOOR
SRP11780 | UNKNOWN | UNKNOWN | 260 | 10 | 156 | 10 |  | Solar | FIXED | Roof
SRP11780 | UNKNOWN | UNKNOWN | 260 | 4 | 156 | 18 |  | Solar | FIXED | Roof
SRP11780 | UNKNOWN | UNKNOWN | 260 | 15 | 156 | 36 |  | Solar | FIXED | Roof
SRP11780 | SOLECTRIA RENEWABLES | PVI 5300-P (240V) | 6000 | 1 |  |  | 0.98 | Solar Inverter |  | Inside
SRP11782 | MATRIX SOLAR/PHOTOWATT | PW1650-175 | 255 | 13 | 147 | 32 |  | Solar | FIXED | Roof
SRP11782 | MATRIX SOLAR/PHOTOWATT | PW1650-175 | 255 | 17 | 240 | 32 |  | Solar | FIXED | Roof
SRP11782 | MATRIX SOLAR/PHOTOWATT | PW1650-175 | 255 | 11 | 147 | 38 |  | Solar | FIXED | Roof
SRP11782 | POWER-ONE | PVI-3600-OUTD-US-F (240V) | 3600 | 1 |  |  | 0.96 | Solar Inverter |  | OUTDOOR
SRP11782 | POWER-ONE | PVI-5000-OUTD-US (240 V) | 5000 | 1 |  |  | 0.96 | Solar Inverter |  | OUTDOOR
SRP11783 | CANADIAN SOLAR | CS6P-230 | 250 | 16 | 160 | 15 |  | Solar | FIXED | Roof
SRP11783 | CANADIAN SOLAR | CS6P-230 | 250 | 10 | 160 | 20 |  | Solar | FIXED | Roof
SRP11783 | ENPHASE ENERGY | M200-32-240-S02 | 215 | 10 |  |  | 0.963 | Solar Inverter |  | OUTDOOR
SRP11783 | ENPHASE ENERGY | M200-32-240-S02 | 215 | 16 |  |  | 0.963 | Solar Inverter |  | OUTDOOR
SRP11784 | MATRIX SOLAR/PHOTOWATT | PW1000-100 | 255 | 16 | 170 | 26 |  | Solar | FIXED | Roof
SRP11784 | POWER-ONE | PVI-3600-OUTD-US-F (240V) | 3600 | 1 |  |  | 0.96 | Solar Inverter |  | Inside
SRP11785 | SUNTECH POWER | STP210S-18/UB-1 | 285 | 4499 | 215 | 10 |  | Solar | FIXED | Roof
SRP11785 | ADVANCED ENERGY INDUSTRIES | 3159000-104 | 500000 | 2 |  |  | 0.98 | Solar Inverter |  | Outside
SRP11786 | CANADIAN SOLAR | CS6P-230 | 235 | 17 | 173 | 42 |  | Solar | FIXED | Roof
SRP11786 | ENPHASE ENERGY | M200-32-240-S02 | 215 | 17 |  |  | 0.96 | Solar Inverter |  | OUTDOOR
SRP11787 | LG ELECTRONICS SOLAR CELL DIVISION | LG255S1C-G2 | 255 | 12 | 2 | 22 |  | Solar | FIXED | Roof
SRP11787 | LG ELECTRONICS SOLAR CELL DIVISION | LG255S1C-G2 | 255 | 12 | 100 | 26 |  | Solar | FIXED | Roof
SRP11787 | LG ELECTRONICS SOLAR CELL DIVISION | LG255S1C-G2 | 255 | 20 | 100 | 26 |  | Solar | FIXED | Roof
SRP11787 | POWER-ONE | PVI-3000-I-OUTD-US-F (240V) | 3000 | 1 |  |  | 0.96 | Solar Inverter |  | OUTDOOR
SRP11787 | POWER-ONE | PVI-6000-OUTD-US (240 V) | 6000 | 1 |  |  | 0.96 | Solar Inverter |  | OUTDOOR
SRP11788 | SOLARWORLD | SW185MONO | 250 | 14 | 142 | 18 |  | Solar | FIXED | Roof
SRP11788 | SOLARWORLD | SW185MONO | 250 | 34 | 232 | 18 |  | Solar | FIXED | Roof
SRP11788 | ENPHASE ENERGY | M200-32-208-S01 | 215 | 48 |  |  | 0.966 | Solar Inverter |  | OUTDOOR
SRP11789 | CANADIAN SOLAR | CS6P-230 | 235 | 15 | 168 | 33 |  | Solar | FIXED | Roof
SRP11789 | CANADIAN SOLAR | CS6P-230 | 235 | 5 | 268 | 36 |  | Solar | FIXED | Roof
SRP11789 | ENPHASE ENERGY | M200-32-240-S02 | 215 | 20 |  |  | 0.96 | Solar Inverter |  | OUTDOOR
SRP11791 | LG ELECTRONICS SOLAR CELL DIVISION | LG255S1C-G2 | 255 | 11 | 146 | 15 |  | Solar | FIXED | Roof
SRP11791 | LG ELECTRONICS SOLAR CELL DIVISION | LG255S1C-G2 | 255 | 25 | 146 | 15 |  | Solar | FIXED | Roof
SRP11791 | SMA AMERICA | SB8000TL-US (240V) | 8000 | 1 |  |  | 0.96 | Solar Inverter |  | OUTDOOR
SRP11794 | LG ELECTRONICS SOLAR CELL DIVISION | LG255S1C-G2 | 255 | 11 | 196 | 22 |  | Solar | FIXED | Roof
SRP11794 | LG ELECTRONICS SOLAR CELL DIVISION | LG255S1C-G2 | 255 | 22 | 196 | 22 |  | Solar | FIXED | Roof
SRP11794 | SMA AMERICA | SB7000US (240V) | 7000 | 1 |  |  | 0.96 | Solar Inverter |  | OUTDOOR
SRP11796 | CANADIAN SOLAR | CS6P-230 | 235 | 5 | 340 | 16 |  | Solar | FIXED | Roof
SRP11796 | CANADIAN SOLAR | CS6P-230 | 235 | 12 | 158 | 40 |  | Solar | FIXED | Roof
SRP11796 | CANADIAN SOLAR | CS6P-230 | 235 | 10 | 158 | 41 |  | Solar | FIXED | Roof
SRP11796 | ENPHASE ENERGY | M200-32-240-S02 | 215 | 27 |  |  | 0.96 | Solar Inverter |  | OUTDOOR
SRP11797 | CANADIAN SOLAR | CS6P-230 | 255 | 24 | 225 | 18 |  | Solar | FIXED | Roof
SRP11797 | SMA AMERICA | SB6000U (240V) | 6000 | 1 |  |  | 0.97 | Solar Inverter |  | OUTDOOR
SRP11798 | PACIFIC SOLAR PTY LIMITED | PP-USA-213-S5 | 250 | 36 | 180 | 30 |  | Solar | FIXED | Ground
SRP11798 | SMA AMERICA | SB7000US (277V) | 8000 | 1 |  |  | 0.965 | Solar Inverter |  | INDOOR
SRP11799 | MATRIX SOLAR/PHOTOWATT | PW1650-175 | 235 | 165 | 230 | 9 |  | Solar | FIXED | Roof
SRP11799 | FRONIUS USA |  | 11400 | 3 |  |  | 0.96 | Solar Inverter |  | Outside
SRP11800 | SUNPOWER | SPR-315E-WHT-U | 320 | 48 | 140 | 28 |  | Solar | FIXED | Roof
SRP11800 | SUNPOWER CORP (ORIGINAL MFRSMA) | SPR-3000M (240V) | 3800 | 1 |  |  | 0.955 | Solar Inverter |  | INDOOR
SRP11800 | SUNPOWER CORP (ORIGINAL MFRSMA) | SPR-7000M (277V) | 11400 | 1 |  |  | 0.962 | Solar Inverter |  | INDOOR
SRP11801 | REC SCANMODULE | SCM230 | 245 | 22 | 172 | 38 |  | Solar | FIXED | Roof
SRP11801 | REC SCANMODULE | SCM230 | 245 | 11 | 262 | 45 |  | Solar | FIXED | Roof
SRP11801 | SMA AMERICA | SB7000US (208V) | 7000 | 1 |  |  | 0.96 | Solar Inverter |  | INDOOR
SRP11802 | SUNPOWER | SPR-315E-WHT-U | 327 | 28 | 195 | 20 |  | Solar | FIXED | Roof
SRP11802 | SUNPOWER CORP (ORIGINAL MFR - PV POWERED LLC) | SPR-5200 | 8000 | 1 |  |  | 0.97 | Solar Inverter |  | Outside
SRP11803 | MATRIX SOLAR/PHOTOWATT | PW1000-100 | 235 | 132 | 163 | 7 |  | Solar | FIXED | Roof
SRP11803 | MATRIX SOLAR/PHOTOWATT | PW1000-100 | 235 | 32 | 147 | 15 |  | Solar | FIXED | Roof
SRP11803 | MATRIX SOLAR/PHOTOWATT | PW1000-100 | 235 | 32 | 327 | 15 |  | Solar | FIXED | Roof
SRP11803 | MATRIX SOLAR/PHOTOWATT | PW1000-100 | 235 | 168 | 163 | 21 |  | Solar | FIXED | Roof
SRP11803 | SOLECTRIA RENEWABLES | PVI82KW-208 | 82000 | 1 |  |  | 0.96 | Solar Inverter |  | INDOOR
SRP11804 | CHANGZHOU TRINA SOLAR ENERGY CO | TSM-185D | 240 | 31 | 237 | 30 |  | Solar | FIXED | Roof
SRP11804 | ENPHASE ENERGY | M200-32-208-S01 | 215 | 31 |  |  | 0.963 | Solar Inverter |  | OUTDOOR
SRP11806 | SUNPOWER | SPR-315E-WHT-U | 327 | 5 | 208 | 15 |  | Solar | FIXED | Roof
SRP11806 | SUNPOWER | SPR-315E-WHT-U | 327 | 12 | 208 | 35 |  | Solar | FIXED | Roof
SRP11806 | SUNPOWER CORP (ORIGINAL MFRSMA) | SPR-6000M (240V) | 6000 | 1 |  |  | 0.97 | Solar Inverter |  | Outside
SRP11807 | SUNPOWER | SPR-230-WHT-U | 245 | 36 | 160 | 22 |  | Solar | FIXED | Roof
SRP11807 | SUNPOWER CORP (ORIGINAL MFR - PV POWERED LLC) | SPR-4600 | 4200 | 2 |  |  | 0.97 | Solar Inverter |  | INDOOR
SRP11808 | CHANGZHOU TRINA SOLAR ENERGY CO | TSM-185D | 250 | 20 | 102 | 26 |  | Solar | FIXED | Roof
SRP11808 | SMA AMERICA | SB1100U | 2500 | 2 |  |  | 0.973 | Solar Inverter |  | INDOOR
SRP11809 | CHANGZHOU TRINA SOLAR ENERGY CO | TSM-185D | 235 | 21 | 100.3 | 30 |  | Solar | FIXED | Roof
SRP11809 | CHANGZHOU TRINA SOLAR ENERGY CO | TSM-185D | 235 | 27 | 190.3 | 30 |  | Solar | FIXED | Roof
SRP11809 | PV POWERED | PVP2500 | 2500 | 1 |  |  | 0.945 | Solar Inverter |  | OUTDOOR
SRP11809 | PV POWERED | PVP2500 | 2500 | 2 |  |  | 0.945 | Solar Inverter |  | OUTDOOR
SRP11809 | PV POWERED | PVP3500 | 3500 | 1 |  |  | 0.955 | Solar Inverter |  | OUTDOOR
SRP11812 | UNKNOWN | UNKNOWN | 250 | 21 | 83 | 18 |  | Solar | FIXED | Roof
SRP11812 | UNKNOWN | UNKNOWN | 250 | 26 | 263 | 18 |  | Solar | FIXED | Roof
SRP11812 | PV POWERED | PVP2500 | 2500 | 1 |  |  | 0.945 | Solar Inverter |  | OUTDOOR
SRP11812 | PV POWERED | PVP2500 | 2500 | 1 |  |  | 0.945 | Solar Inverter |  | OUTDOOR
SRP11812 | SMA AMERICA | SB6000U (240V) | 6000 | 1 |  |  | 0.97 | Solar Inverter |  | OUTDOOR
SRP11813 | TRINA SOLAR | TSM-230PA05 | 230 | 30 | 97 | 15 |  | Solar | FIXED | Roof
SRP11813 | ENPHASE ENERGY | M190-72-208-SXX (-NA) | 190 | 30 |  |  | 0.955 | Solar Inverter |  | OUTDOOR
SRP11814 | CHANGZHOU TRINA SOLAR ENERGY CO | TSM-185D | 240 | 28 | 245 | 25 |  | Solar | FIXED | Roof
SRP11814 | SMA AMERICA | SB6000U (240V) | 6000 | 1 |  |  | 0.968 | Solar Inverter |  | Inside
SRP11815 | TRINA SOLAR | TSM-230PA05 | 230 | 3 | 97 | 15 |  | Solar | FIXED | Roof
SRP11815 | ENPHASE ENERGY | M190-72-208-SXX (-NA) | 190 | 3 |  |  | 0.955 | Solar Inverter |  | OUTDOOR
SRP11816 | SUNPOWER | SPR-230-WHT-U | 327 | 27 | 232 | 34 |  | Solar | FIXED | Roof
SRP11816 | SUNPOWER | SPR-315E-WHT-U | 327 | 8 | 142 | 45 |  | Solar | FIXED | Roof
SRP11816 | POWER-ONE | PVI-6000-OUTD-US (208 V) | 6000 | 1 |  |  | 0.971 | Solar Inverter |  | OUTDOOR
SRP11816 | POWER-ONE | PVI-6000-OUTD-US (240 V) | 6000 | 1 |  |  | 0.971 | Solar Inverter |  | OUTDOOR
SRP11817 | SUNPOWER | SPR-230-WHT-U | 230 | 40 | 270 | 23 |  | Solar | FIXED | Roof
SRP11817 | SMA AMERICA | SB3000US (240V) | 3000 | 1 |  |  | 0.97 | Solar Inverter |  | INDOOR
SRP11817 | SMA AMERICA | SB5000US (240V) | 5000 | 1 |  |  | 0.97 | Solar Inverter |  | INDOOR
SRP11818 | YINGLI ENERGY (CHINA) | YL240P-29B | 240 | 20 | 115 | 23 |  | Solar | FIXED | Roof
SRP11818 | ENPHASE ENERGY | M215-60-2LL-S2X | 215 | 20 |  |  | 0.965 | Solar Inverter |  | Inside
SRP11820 | CHANGZHOU TRINA SOLAR ENERGY CO | TSM-185D | 240 | 28 | 166 | 36 |  | Solar | FIXED | Roof
SRP11820 | ENPHASE ENERGY | M200-32-240-S02 | 215 | 28 |  |  | 0.96 | Solar Inverter |  | Inside
SRP11821 | CHANGZHOU TRINA SOLAR ENERGY CO | TSM-185D | 240 | 24 | 152 | 26 |  | Solar | FIXED | Roof
SRP11821 | SMA AMERICA | SB5000US (240V) | 5000 | 1 |  |  | 0.968 | Solar Inverter |  | INDOOR
SRP11822 | TRINA SOLAR | TSM-240PD05 | 240 | 27 | 95 | 26 |  | Solar | FIXED | Roof
SRP11822 | ENPHASE ENERGY | M215-60-2LL-S2X | 215 | 27 |  |  | 0.96 | Solar Inverter |  | OUTDOOR
SRP11823 | UNKNOWN | UNKNOWN | 250 | 30 | 146.3 | 21 |  | Solar | FIXED | Roof
SRP11823 | UNKNOWN | UNKNOWN | 250 | 8 | 236.3 | 21 |  | Solar | FIXED | Roof
SRP11823 | PV POWERED | PVP2000 | 2000 | 1 |  |  | 0.92 | Solar Inverter |  | OUTDOOR
SRP11823 | PV POWERED | PVP2500 | 2500 | 1 |  |  | 0.945 | Solar Inverter |  | OUTDOOR
SRP11823 | PV POWERED | PVP4800 | 4800 | 1 |  |  | 0.96 | Solar Inverter |  | OUTDOOR
SRP11824 | TRINA SOLAR | TSM-245PA05.10 | 245 | 42 | 188 | 17 |  | Solar | FIXED | Roof
SRP11824 | TRINA SOLAR | TSM-245PA05.10 | 245 | 57 | 97 | 28 |  | Solar | FIXED | Roof
SRP11824 | ENPHASE ENERGY | M215-60-2LL-S2X | 215 | 99 |  |  | 0.968 | Solar Inverter |  | INDOOR
SRP11825 | CHANGZHOU TRINA SOLAR ENERGY CO | TSM-185D | 235 | 36 | 211 | 32 |  | Solar | FIXED | Roof
SRP11825 | SMA AMERICA | SB7000US (208V) | 7000 | 1 |  |  | 0.97 | Solar Inverter |  | Outside
SRP11826 | CHANGZHOU TRINA SOLAR ENERGY CO | TSM-185D | 240 | 26 | 204 | 25 |  | Solar | FIXED | Roof
SRP11826 | ENPHASE ENERGY | M200-32-240-S02 | 215 | 26 |  |  | 0.96 | Solar Inverter |  | OUTDOOR
SRP11827 | MATRIX SOLAR/PHOTOWATT | PW1650-175 | 255 | 10 | 148 | 17 |  | Solar | FIXED | Roof
SRP11827 | MATRIX SOLAR/PHOTOWATT | PW1650-175 | 255 | 9 | 148 | 18 |  | Solar | FIXED | Roof
SRP11827 | POWER-ONE | PVI-3600-US (240V) | 4200 | 1 |  |  | 0.96 | Solar Inverter |  | OUTDOOR
SRP11828 | YINGLI ENERGY (CHINA) | YL260C-30B | 260 | 26 | 100 | 30 |  | Solar | FIXED | Roof
SRP11828 | SMA AMERICA | SB6000U (240V) | 6000 | 1 |  |  | 0.968 | Solar Inverter |  | INDOOR
SRP11829 | MATRIX SOLAR/PHOTOWATT | PW1000-100 | 250 | 18 | 195 | 37 |  | Solar | FIXED | Roof
SRP11829 | ENPHASE ENERGY | M200-32-240-S02 | 215 | 18 |  |  | 0.963 | Solar Inverter |  | OUTDOOR
SRP11830 | MATRIX SOLAR/PHOTOWATT | PW1650-175 | 255 | 14 | 185 | 20 |  | Solar | FIXED | Roof
SRP11830 | POWER-ONE | PVI-3000-I-OUTD-US | 3000 | 1 |  |  | 0.96 | Solar Inverter |  | OUTDOOR
SRP11831 | HYUNDAI HEAVY INDUSTRIES | HIS-S245MG(BK) | 245 | 13 | 174 | 27 |  | Solar | FIXED | Roof
SRP11831 | POWER-ONE | PVI-3.0-OUTD-S-US (240 V) | 3000 | 1 |  |  | 0.96 | Solar Inverter |  | OUTDOOR
SRP11832 | LG ELECTRONICS SOLAR CELL DIVISION | LG255S1C-G2 | 255 | 24 | 191 | 30 |  | Solar | FIXED | Roof
SRP11832 | LG ELECTRONICS SOLAR CELL DIVISION | LG255S1C-G2 | 255 | 12 | 191 | 42 |  | Solar | FIXED | Roof
SRP11832 | SMA AMERICA | SB8000US-11 (240V) | 8000 | 1 |  |  | 0.96 | Solar Inverter |  | OUTDOOR
SRP11833 | SILIKEN MANUFACTURING USA | SLK60P6L 233 WP | 245 | 100 | 295 | 22.5 |  | Solar | FIXED | Roof
SRP11833 | SILIKEN MANUFACTURING USA | SLK60P6L 233 WP | 250 | 22 | 115 | 22 |  | Solar | FIXED | Roof
SRP11833 | SILIKEN MANUFACTURING USA | SLK60P6L 233 WP | 250 | 12 | 205 | 22.5 |  | Solar | FIXED | Roof
SRP11833 | SILIKEN MANUFACTURING USA | SLK60P6L 233 WP | 255 | 33 | 205 | 14 |  | Solar | FIXED | Roof
SRP11833 | SILIKEN MANUFACTURING USA | SLK60P6L 233 WP | 255 | 24 | 115 | 22.5 |  | Solar | FIXED | Roof
SRP11833 | SILIKEN MANUFACTURING USA | SLK60P6L 233 WP | 255 | 16 | 205 | 22.5 |  | Solar | FIXED | Roof
SRP11833 | FRONIUS USA | IG 4000 | 4000 | 1 |  |  | 0.952 | Solar Inverter |  | INDOOR
SRP11833 | FRONIUS USA |  | 5000 | 1 |  |  | 0.962 | Solar Inverter |  | INDOOR
SRP11833 | FRONIUS USA |  | 7500 | 1 |  |  | 0.962 | Solar Inverter |  | INDOOR
SRP11833 | FRONIUS USA |  | 9995 | 1 |  |  | 0.962 | Solar Inverter |  | INDOOR
SRP11833 | FRONIUS USA |  | 11400 | 2 |  |  | 0.962 | Solar Inverter |  | INDOOR
SRP11835 | REC SCANMODULE | SCM230 | 245 | 23 | 172 | 30 |  | Solar | FIXED | Roof
SRP11835 | ENPHASE ENERGY | M200-32-240-S02 | 215 | 23 |  |  | 0.96 | Solar Inverter |  | OUTDOOR
SRP11836 | SANYO ELECTRIC | HIT-N220A01 | 220 | 480 | 220 | 20 |  | Solar | FIXED | Roof
SRP11836 | SATCON TECHNOLOGY | PVS-100 (480 V) | 100000 | 1 |  |  | 0.966 | Solar Inverter |  | OUTDOOR
SRP11837 | SILIKEN MANUFACTURING USA | SLK60P6L 233 WP | 245 | 22 | 143 | 13 |  | Solar | FIXED | Roof
SRP11837 | SILIKEN MANUFACTURING USA | SLK60P6L 233 WP | 245 | 27 | 143 | 23 |  | Solar | FIXED | Roof
SRP11837 | ENPHASE ENERGY | M200-32-240-S02 | 215 | 49 |  |  | 0.96 | Solar Inverter |  | OUTDOOR
SRP11838 | YINGLI ENERGY (CHINA) | YL240P-29B | 240 | 9 | 198 | 22 |  | Solar | FIXED | Roof
SRP11838 | YINGLI ENERGY (CHINA) | YL240P-29B | 240 | 9 | 198 | 37 |  | Solar | FIXED | Roof
SRP11838 | YINGLI ENERGY (CHINA) | YL240P-29B | 240 | 9 | 198 | 37 |  | Solar | FIXED | Roof
SRP11838 | POWER-ONE | PVI-6000-OUTD-US (208 V) | 6000 | 1 |  |  | 0.965 | Solar Inverter |  | Inside
SRP11839 | KYOCERA SOLAR | KD210GX-LP | 220 | 9 | 56 | 21 |  | Solar | FIXED | Roof
SRP11839 | KYOCERA SOLAR | KD210GX-LP | 220 | 9 | 236 | 21 |  | Solar | FIXED | Roof
SRP11839 | KYOCERA SOLAR | KD210GX-LP | 220 | 10 | 146 | 38 |  | Solar | FIXED | Roof
SRP11839 | POWER-ONE | PVI-6000-OUTD-US (208 V) | 6000 | 1 |  |  | 0.965 | Solar Inverter |  | OUTDOOR
SRP11840 | TRINA SOLAR | TSM-240PA05.10 | 240 | 16 | 257.7 | 18 |  | Solar | FIXED | Roof
SRP11840 | TRINA SOLAR | TSM-240PA05.10 | 240 | 19 | 257.7 | 24 |  | Solar | FIXED | Roof
SRP11840 | ENPHASE ENERGY | M215-60-2LL-S2X | 215 | 16 |  |  | 0.96 | Solar Inverter |  | INDOOR
SRP11840 | ENPHASE ENERGY | M215-60-2LL-S2X | 215 | 19 |  |  | 0.96 | Solar Inverter |  | INDOOR
SRP11841 | KYOCERA SOLAR | KD210GX-LP | 220 | 14 | 158 | 14 |  | Solar | FIXED | Roof
SRP11841 | KYOCERA SOLAR | KD210GX-LP | 220 | 21 | 222 | 34 |  | Solar | FIXED | Roof
SRP11841 | KYOCERA SOLAR | KD210GX-LP | 220 | 21 | 248 | 34 |  | Solar | FIXED | Roof
SRP11841 | POWER-ONE | PVI-6000-OUTD-US (208 V) | 6000 | 1 |  |  | 0.965 | Solar Inverter |  | INDOOR
SRP11841 | POWER-ONE | PVI-6000-OUTD-US-W (240 V) | 6000 | 1 |  |  | 0.965 | Solar Inverter |  | INDOOR
SRP11842 | BAODING YINGLI NEW ENERGY RESOURCES CO | YL175(156) | 240 | 20 | 172 | 18 |  | Solar | FIXED | Roof
SRP11842 | BAODING YINGLI NEW ENERGY RESOURCES CO | YL175(156) | 240 | 20 | 262 | 18 |  | Solar | FIXED | Roof
SRP11842 | FRONIUS USA |  | 10000 | 1 |  |  | 0.95 | Solar Inverter |  | INDOOR
SRP11843 | CHANGZHOU TRINA SOLAR ENERGY CO | TSM-185D | 240 | 22 | 211 | 24 |  | Solar | FIXED | Roof
SRP11843 | SMA AMERICA | SB5000US (208V) | 5000 | 1 |  |  | 0.968 | Solar Inverter |  | OUTDOOR
SRP11845 | CHANGZHOU TRINA SOLAR ENERGY CO | TSM-185D | 240 | 26 | 215.8 | 24 |  | Solar | FIXED | Roof
SRP11845 | SMA AMERICA | SB6000U (240V) | 6000 | 1 |  |  | 0.968 | Solar Inverter |  | OUTDOOR
SRP11846 | CHANGZHOU TRINA SOLAR ENERGY CO | TSM-185D | 240 | 26 | 209.7 | 26 |  | Solar | FIXED | Roof
SRP11846 | SMA AMERICA | SB6000U (208V) | 6000 | 1 |  |  | 0.968 | Solar Inverter |  | OUTDOOR
SRP11847 | LIGHT WAY GREEN NEW ENERGY | LW240(29)P1650X990 | 240 | 559 | 218 | 5 |  | Solar | FIXED | Roof
SRP11847 | ADVANCED ENERGY INDUSTRIES | AE 100TX-480 | 100000 | 1 |  |  | 0.955 | Solar Inverter |  | OUTDOOR
SRP11848 | CHANGZHOU TRINA SOLAR ENERGY CO | TSM-185D | 245 | 11 | 180 | 30 |  | Solar | FIXED | Roof
SRP11848 | CHANGZHOU TRINA SOLAR ENERGY CO | TSM-185D | 245 | 8 | 270 | 33 |  | Solar | FIXED | Roof
SRP11848 | SMA AMERICA | SB1100U | 2000 | 1 |  |  | 0.973 | Solar Inverter |  | INDOOR
SRP11848 | SMA AMERICA | SB3000US (208V) | 2500 | 1 |  |  | 0.969 | Solar Inverter |  | INDOOR
SRP11850 | CHANGZHOU TRINA SOLAR ENERGY CO | TSM-185D | 245 | 28 | 187 | 33 |  | Solar | FIXED | Roof
SRP11850 | CHANGZHOU TRINA SOLAR ENERGY CO | TSM-185D | 245 | 4 | 97 | 40 |  | Solar | FIXED | Roof
SRP11850 | ENPHASE ENERGY | M200-32-240-S02 | 215 | 6 |  |  | 0.965 | Solar Inverter |  | OUTDOOR
SRP11850 | SMA AMERICA | SB6000U (208V) | 6000 | 1 |  |  | 0.973 | Solar Inverter |  | OUTDOOR
SRP11851 | BAODING YINGLI NEW ENERGY RESOURCES CO | YL175(156) | 260 | 24 | 103 | 23 |  | Solar | FIXED | Roof
SRP11851 | SMA AMERICA | SB6000US (208V) | 6000 | 1 |  |  | 0.97 | Solar Inverter |  | OUTDOOR
SRP11852 | SUNTECH POWER | STP180S-24/AB-1 | 185 | 12 | 231 | 25 |  | Solar | FIXED | Roof
SRP11852 | PV POWERED | PVP2000 | 2000 | 1 |  |  | 0.92 | Solar Inverter |  | INDOOR
SRP11853 | OPEN ENERGY | CNE-35L-BLK-U | 245 | 111 | 204.5 | 10 |  | Solar | FIXED | Roof
SRP11853 | OPEN ENERGY | CNE-35L-BLK-U | 245 | 96 | 114 | 14 |  | Solar | FIXED | Roof
SRP11853 | FRONIUS USA |  | 10000 | 5 |  |  | 0.96 | Solar Inverter |  | INDOOR
SRP11854 | MATRIX SOLAR/PHOTOWATT | PW1000-100 | 255 | 18 | 173 | 30 |  | Solar | FIXED | Roof
SRP11854 | POWER-ONE | PVI-3600-US (240V) | 3600 | 1 |  |  | 0.96 | Solar Inverter |  | OUTDOOR
SRP11855 | SUNPOWER | SPR-315E-WHT-U | 327 | 22 | 176 | 31 |  | Solar | FIXED | Roof
SRP11855 | SUNPOWER CORP (ORIGINAL MFRSMA) | SPR-3000M (208V) | 3000 | 1 |  |  | 0.969 | Solar Inverter |  | OUTDOOR
SRP11855 | SUNPOWER CORP (ORIGINAL MFRSMA) | SPR4000 | 3600 | 1 |  |  | 0.969 | Solar Inverter |  | OUTDOOR
SRP11856 | UNKNOWN | UNKNOWN | 255 | 42 | 113 | 26 |  | Solar | FIXED | Roof
SRP11856 | POWER-ONE | PVI-3600-US (240V) | 4200 | 2 |  |  | 0.96 | Solar Inverter |  | OUTDOOR
SRP11857 | MATRIX SOLAR/PHOTOWATT | PW1650-175 | 255 | 48 | 175 | 20 |  | Solar | FIXED | Roof
SRP11857 | POWER-ONE | PVI-3600-US (240V) | 4200 | 1 |  |  | 0.96 | Solar Inverter |  | OUTDOOR
SRP11857 | POWER-ONE | PVI-6000-OUTD-US (208 V) | 6000 | 1 |  |  | 0.96 | Solar Inverter |  | OUTDOOR
SRP11858 | LG ELECTRONICS SOLAR CELL DIVISION | LG255S1C-G2 | 255 | 31 | 200 | 34 |  | Solar | FIXED | Roof
SRP11858 | LG ELECTRONICS SOLAR CELL DIVISION | LG255S1C-G2 | 255 | 20 | 125 | 36 |  | Solar | FIXED | Roof
SRP11858 | POWER-ONE | PVI-3000-I-OUTD-US (208V) | 3000 | 1 |  |  | 0.97 | Solar Inverter |  | Inside
SRP11858 | POWER-ONE | PVI-3600-US (240V) | 4200 | 1 |  |  | 0.97 | Solar Inverter |  | Inside
SRP11858 | POWER-ONE | PVI-3600-US (240V) | 4200 | 1 |  |  | 0.97 | Solar Inverter |  | Inside
SRP11859 | UNKNOWN | UNKNOWN | 255 | 27 | 180 | 18 |  | Solar | FIXED | Roof
SRP11859 | POWER-ONE | PVI-6000-OUTD-US (208 V) | 6000 | 1 |  |  | 0.96 | Solar Inverter |  | OUTDOOR
SRP11860 | UNKNOWN | UNKNOWN | 255 | 17 | 220 | 28 |  | Solar | FIXED | Roof
SRP11860 | POWER-ONE | PVI-3600-OUTD-US-F (208V) | 3600 | 1 |  |  | 0.96 | Solar Inverter |  | OUTDOOR
SRP11861 | MATRIX SOLAR/PHOTOWATT | PW1000-100 | 245 | 22 | 172 | 28 |  | Solar | FIXED | Roof
SRP11861 | MATRIX SOLAR/PHOTOWATT | PW1000-100 | 245 | 11 | 262 | 32 |  | Solar | FIXED | Roof
SRP11861 | SMA AMERICA | SB7000US (208V) | 7000 | 1 |  |  | 0.96 | Solar Inverter |  | OUTDOOR
SRP11862 | MATRIX SOLAR/PHOTOWATT | PW1650-175 | 255 | 30 | 145 | 32 |  | Solar | FIXED | Roof
SRP11862 | MATRIX SOLAR/PHOTOWATT | PW1650-175 | 255 | 8 | 242 | 35 |  | Solar | FIXED | Roof
SRP11862 | POWER-ONE | PVI-3000-I-OUTD-US | 3000 | 1 |  |  | 0.96 | Solar Inverter |  | OUTDOOR
SRP11862 | POWER-ONE | PVI-6000-OUTD-US (208 V) | 6000 | 1 |  |  | 0.96 | Solar Inverter |  | OUTDOOR
SRP11863 | MATRIX SOLAR/PHOTOWATT | PW1650-175 | 255 | 8 | 105 | 44 |  | Solar | FIXED | Roof
SRP11863 | MATRIX SOLAR/PHOTOWATT | PW1650-175 | 255 | 13 | 194 | 44 |  | Solar | FIXED | Roof
SRP11863 | POWER-ONE | PVI-3600-US (240V) | 4200 | 1 |  |  | 0.96 | Solar Inverter |  | OUTDOOR
SRP11864 | MATRIX SOLAR/PHOTOWATT | PW1000-100 | 255 | 22 | 198 | 23 |  | Solar | FIXED | Roof
SRP11864 | POWER-ONE | PVI-5000-OUTD-US (208 V) | 5000 | 1 |  |  | 0.96 | Solar Inverter |  | OUTDOOR
SRP11865 | BAODING YINGLI NEW ENERGY RESOURCES CO | YL175(156) | 240 | 20 | 121 | 37 |  | Solar | FIXED | Roof
SRP11865 | POWER-ONE | PVI-3600-US (240V) | 4200 | 1 |  |  | 0.96 | Solar Inverter |  | OUTDOOR
SRP11867 | CANADIAN SOLAR | CS6P-230 | 235 | 22 | 145 | 19 |  | Solar | FIXED | Roof
SRP11867 | CANADIAN SOLAR | CS6P-230 | 235 | 2 | 55 | 21 |  | Solar | FIXED | Roof
SRP11867 | CANADIAN SOLAR | CS6P-230 | 235 | 2 | 145 | 22 |  | Solar | FIXED | Roof
SRP11867 | ENPHASE ENERGY | M200-32-240-S02 | 215 | 26 |  |  | 0.96 | Solar Inverter |  | OUTDOOR
SRP11868 | CHANGZHOU TRINA SOLAR ENERGY CO | TSM-185D | 235 | 48 | 177 | 20 |  | Solar | FIXED | Roof
SRP11868 | PV POWERED | PVP4800 | 4800 | 2 |  |  | 0.96 | Solar Inverter |  | Inside
SRP11869 | MATRIX SOLAR/PHOTOWATT | PW1000-100 | 250 | 29 | 90.2 | 28 |  | Solar | FIXED | Roof
SRP11869 | MATRIX SOLAR/PHOTOWATT | PW1000-100 | 250 | 22 | 180.2 | 28 |  | Solar | FIXED | Roof
SRP11869 | MATRIX SOLAR/PHOTOWATT | PW1000-100 | 250 | 18 | 270.2 | 28 |  | Solar | FIXED | Roof
SRP11869 | PV POWERED | PVP2500 | 2500 | 1 |  |  | 0.945 | Solar Inverter |  | OUTDOOR
SRP11869 | PV POWERED | PVP4800 | 4800 | 1 |  |  | 0.96 | Solar Inverter |  | OUTDOOR
SRP11869 | PV POWERED | PVP4800 | 4800 | 2 |  |  | 0.96 | Solar Inverter |  | OUTDOOR
SRP11870 | MATRIX SOLAR/PHOTOWATT | PW1650-175 | 255 | 16 | 126 | 12 |  | Solar | FIXED | Roof
SRP11870 | MATRIX SOLAR/PHOTOWATT | PW1650-175 | 255 | 13 | 306 | 12 |  | Solar | FIXED | Roof
SRP11870 | MATRIX SOLAR/PHOTOWATT | PW1650-175 | 255 | 11 | 211 | 13 |  | Solar | FIXED | Roof
SRP11870 | POWER-ONE | PVI-3000-I-OUTD-US | 3000 | 1 |  |  | 0.96 | Solar Inverter |  | OUTDOOR
SRP11870 | POWER-ONE | PVI-6000-OUTD-US (208 V) | 6000 | 1 |  |  | 0.96 | Solar Inverter |  | OUTDOOR
SRP11871 | MATRIX SOLAR/PHOTOWATT | PW1000-100 | 255 | 3 | 120 | 18 |  | Solar | FIXED | Roof
SRP11871 | MATRIX SOLAR/PHOTOWATT | PW1000-100 | 255 | 3 | 120 | 22 |  | Solar | FIXED | Roof
SRP11871 | MATRIX SOLAR/PHOTOWATT | PW1000-100 | 255 | 5 | 180 | 22 |  | Solar | FIXED | Roof
SRP11871 | MATRIX SOLAR/PHOTOWATT | PW1000-100 | 255 | 10 | 203 | 24 |  | Solar | FIXED | Roof
SRP11871 | POWER-ONE | PVI-3600-US (208V) | 4200 | 1 |  |  | 0.96 | Solar Inverter |  | OUTDOOR
SRP11872 | CHANGZHOU TRINA SOLAR ENERGY CO | TSM-185D | 240 | 14 | 203 | 5 |  | Solar | FIXED | Roof
SRP11872 | CHANGZHOU TRINA SOLAR ENERGY CO | TSM-185D | 240 | 10 | 203 | 25 |  | Solar | FIXED | Roof
SRP11872 | POWER-ONE | PVI-5000-OUTD-US (208 V) | 5000 | 1 |  |  | 0.96 | Solar Inverter |  | OUTDOOR
SRP11873 | MATRIX SOLAR/PHOTOWATT | PW1000-100 | 255 | 11 | 116 | 26 |  | Solar | FIXED | Roof
SRP11873 | MATRIX SOLAR/PHOTOWATT | PW1650-175 | 255 | 22 | 116 | 26 |  | Solar | FIXED | Roof
SRP11873 | SMA AMERICA | SB7000US (208V) | 7000 | 1 |  |  | 0.96 | Solar Inverter |  | Inside
SRP11875 | REC SCANMODULE | SCM230 | 245 | 13 | 133 | 30 |  | Solar | FIXED | Roof
SRP11875 | REC SCANMODULE | SCM230 | 245 | 13 | 223 | 30 |  | Solar | FIXED | Roof
SRP11875 | SMA AMERICA | SB5000US | 5000 | 1 |  |  | 0.955 | Solar Inverter |  | Outside
SRP11876 | SUNPOWER | SPR-315E-WHT-U | 327 | 7 | 109 | 30 |  | Solar | FIXED | Roof
SRP11876 | SUNPOWER | SPR-315E-WHT-U | 327 | 7 | 109 | 32 |  | Solar | FIXED | Roof
SRP11876 | SUNPOWER | SPR-315E-WHT-U | 327 | 12 | 109 | 34 |  | Solar | FIXED | Roof
SRP11876 | SUNPOWER | SPR-315E-WHT-U | 327 | 7 | 199 | 40 |  | Solar | FIXED | Roof
SRP11876 | SUNPOWER CORP (ORIGINAL MFRSMA) | SPR-4000M (208V) | 4000 | 1 |  |  | 0.965 | Solar Inverter |  | OUTDOOR
SRP11876 | SUNPOWER CORP (ORIGINAL MFRSMA) | SPR-6000M (208V) | 6000 | 1 |  |  | 0.968 | Solar Inverter |  | OUTDOOR
SRP11877 | REC SCANMODULE | SCM230 | 240 | 12 | 176 | 21 |  | Solar | FIXED | Roof
SRP11877 | ENPHASE ENERGY | M200-32-208-S01 | 215 | 12 |  |  | 0.96 | Solar Inverter |  | OUTDOOR
SRP11878 | SUNPOWER | SPR-305-WHT-U | 327 | 16 | 190 | 24 |  | Solar | FIXED | Roof
SRP11878 | SUNPOWER CORP (ORIGINAL MFR - PV POWERED LLC) | SPR-5200 | 5000 | 1 |  |  | 0.968 | Solar Inverter |  | Inside
SRP11879 | MATRIX SOLAR/PHOTOWATT | PW1000-100 | 255 | 20 | 189 | 15 |  | Solar | FIXED | Roof
SRP11879 | MATRIX SOLAR/PHOTOWATT | PW1000-100 | 255 | 10 | 189 | 34 |  | Solar | FIXED | Roof
SRP11879 | POWER-ONE | PVI-6000-OUTD-US (208 V) | 6000 | 1 |  |  | 0.96 | Solar Inverter |  | OUTDOOR
SRP11880 | LG ELECTRONICS SOLAR CELL DIVISION | LG255S1C-G3 | 255 | 20 | 190 | 34 |  | Solar | FIXED | Roof
SRP11880 | POWER-ONE | PVI-4.2-OUTD-S-US (240 V) | 4200 | 1 |  |  | 0.97 | Solar Inverter |  | OUTDOOR
SRP11881 | TRINA SOLAR | TSM-250PA05 | 250 | 19 | 172 | 32 |  | Solar | FIXED | Roof
SRP11881 | POWER-ONE | PVI-4.2-OUTD-S-US (240 V) | 4200 | 1 |  |  | 0.96 | Solar Inverter |  | OUTDOOR
SRP11882 | UNKNOWN | UNKNOWN | 245 | 8 | 145 | 5 |  | Solar | FIXED | Roof
SRP11882 | UNKNOWN | UNKNOWN | 245 | 24 | 145 | 21 |  | Solar | FIXED | Roof
SRP11882 | POWER-ONE | PVI-3000-I-OUTD-US | 3000 | 1 |  |  | 0.96 | Solar Inverter |  | OUTDOOR
SRP11882 | POWER-ONE | PVI-5000-OUTD-US (240 V) | 5000 | 1 |  |  | 0.96 | Solar Inverter |  | OUTDOOR
SRP11883 | ALEO SOLAR |  | 255 | 18 | 163.7 | 20 |  | Solar | FIXED | Roof
SRP11883 | ALEO SOLAR |  | 255 | 12 | 139.7 | 22 |  | Solar | FIXED | Roof
SRP11883 | ADVANCED ENERGY INDUSTRIES | 3159000-104 | 225 | 12 |  |  | 0.955 | Solar Inverter |  | OUTDOOR
SRP11883 | ADVANCED ENERGY INDUSTRIES | 3159000-104 | 225 | 18 |  |  | 0.955 | Solar Inverter |  | OUTDOOR
SRP11884 | SUNPOWER | SPR-315E-WHT-U | 327 | 15 | 101 | 27 |  | Solar | FIXED | Roof
SRP11884 | SUNPOWER CORP (ORIGINAL MFRFRONIUS) | SPR-4000F-277 | 5000 | 1 |  |  | 0.969 | Solar Inverter |  | Inside
SRP11886 | SUNPOWER | SPR-315E-WHT-U | 327 | 12 | 205 | 26 |  | Solar | FIXED | Roof
SRP11886 | SUNPOWER | SPR-315E-WHT-U | 327 | 10 | 115 | 34 |  | Solar | FIXED | Roof
SRP11886 | SUNPOWER CORP (ORIGINAL MFR - PV POWERED LLC) | SPR-3500 | 3000 | 1 |  |  | 0.97 | Solar Inverter |  | INDOOR
SRP11886 | SUNPOWER CORP (ORIGINAL MFR - PV POWERED LLC) | SPR-3500 | 3600 | 1 |  |  | 0.97 | Solar Inverter |  | INDOOR
SRP11887 | TRINA SOLAR | TSM-230PA05.05 | 230 | 24 | 183 | 25 |  | Solar | FIXED | Roof
SRP11887 | SMA AMERICA | SB5000US (277V) | 5000 | 1 |  |  | 0.968 | Solar Inverter |  | OUTDOOR
SRP11888 | MATRIX SOLAR/PHOTOWATT | PW1000-100 | 235 | 22 | 168 | 39 |  | Solar | FIXED | Roof
SRP11888 | SMA AMERICA | SB5000US (240V) | 5000 | 1 |  |  | 0.96 | Solar Inverter |  | OUTDOOR
SRP11889 | LG ELECTRONICS SOLAR CELL DIVISION | LG255S1C-G2 | 255 | 17 | 118 | 38 |  | Solar | FIXED | Roof
SRP11889 | POWER-ONE | PVI-3600-OUTD-US-F (208V) | 3600 | 1 |  |  | 0.96 | Solar Inverter |  | Inside
SRP11890 | LG ELECTRONICS SOLAR CELL DIVISION | LG255S1C-G2 | 255 | 18 | 155 | 30 |  | Solar | FIXED | Roof
SRP11890 | POWER-ONE | PVI-3.6-OUTD-S-US (240 V) | 3600 | 1 |  |  | 0.97 | Solar Inverter |  | OUTDOOR
SRP11891 | SUNTECH POWER | STP210S-18/UB-1 | 250 | 36 | 136 | 32 |  | Solar | FIXED | Roof
SRP11891 | FRONIUS USA |  | 7500 | 1 |  |  | 0.962 | Solar Inverter |  | INDOOR
SRP11892 | CHANGZHOU TRINA SOLAR ENERGY CO | TSM-185D | 240 | 39 | 211 | 34 |  | Solar | FIXED | Roof
SRP11892 | CHANGZHOU TRINA SOLAR ENERGY CO | TSM-185D | 240 | 18 | 121 | 45 |  | Solar | FIXED | Roof
SRP11892 | SMA AMERICA | SB3000US (208V) | 3000 | 1 |  |  | 0.965 | Solar Inverter |  | OUTDOOR
SRP11892 | SMA AMERICA | SB7000US (277V) | 10000 | 1 |  |  | 0.963 | Solar Inverter |  | OUTDOOR
SRP11893 | MATRIX SOLAR/PHOTOWATT | PW1000-100 | 235 | 14 | 240 | 9 |  | Solar | FIXED | Roof
SRP11893 | MATRIX SOLAR/PHOTOWATT | PW1000-100 | 235 | 30 | 150 | 18 |  | Solar | FIXED | Roof
SRP11893 | FRONIUS USA |  | 3800 | 1 |  |  | 0.96 | Solar Inverter |  | INDOOR
SRP11893 | FRONIUS USA |  | 7500 | 1 |  |  | 0.96 | Solar Inverter |  | INDOOR
SRP11894 | CHANGZHOU TRINA SOLAR ENERGY CO | TSM-185D | 245 | 21 | 134 | 35 |  | Solar | FIXED | Roof
SRP11894 | CHANGZHOU TRINA SOLAR ENERGY CO | TSM-185D | 245 | 8 | 224 | 35 |  | Solar | FIXED | Roof
SRP11894 | SMA AMERICA | SB1100U | 2000 | 1 |  |  | 0.973 | Solar Inverter |  | INDOOR
SRP11894 | SMA AMERICA | SB1100U | 2000 | 1 |  |  | 0.973 | Solar Inverter |  | INDOOR
SRP11894 | SMA AMERICA | SB3000US (208V) | 3000 | 1 |  |  | 0.973 | Solar Inverter |  | INDOOR
SRP11896 | LG ELECTRONICS SOLAR CELL DIVISION | LG260S1C-G2 | 260 | 31 | 166 | 14 |  | Solar | FIXED | Roof
SRP11896 | LG ELECTRONICS SOLAR CELL DIVISION | LG260S1C-G2 | 260 | 9 | 256 | 30 |  | Solar | FIXED | Roof
SRP11896 | ENPHASE ENERGY | M215-60-2LL-S2X | 215 | 40 |  |  | 0.963 | Solar Inverter |  | Outside
SRP11897 | SUNWIZE TECHNOLOGIES |  | 260 | 9 | 170 | 45 |  | Solar | FIXED | Roof
SRP11897 | SUNWIZE TECHNOLOGIES |  | 260 | 13 | 170 | 45 |  | Solar | FIXED | Roof
SRP11897 | SMA AMERICA | SB5000US (240V) | 5000 | 1 |  |  | 0.955 | Solar Inverter |  | INDOOR
SRP11898 | LIGHT WAY GREEN NEW ENERGY | LW235(29)P1650X990 | 235 | 728 | 211 | 10 |  | Solar | FIXED | Roof
SRP11898 | PV POWERED | PVP75KW-208 | 75000 | 2 |  |  | 0.97 | Solar Inverter |  | OUTDOOR
SRP11901 | CHANGZHOU TRINA SOLAR ENERGY CO | TSM-185D | 240 | 20 | 152 | 31 |  | Solar | FIXED | Roof
SRP11901 | SMA AMERICA | SB3000US (240V) | 2000 | 1 |  |  | 0.96 | Solar Inverter |  | Inside
SRP11901 | SMA AMERICA | SB3000US (240V) | 2000 | 1 |  |  | 0.96 | Solar Inverter |  | Roof
SRP11902 | TRINA SOLAR | TSM-240PA05.10 | 240 | 36 | 101 | 18 |  | Solar | FIXED | Roof
SRP11902 | ENPHASE ENERGY | M215-60-2LL-S2X | 215 | 36 |  |  | 0.96 | Solar Inverter |  | Inside
SRP11903 | KYOCERA SOLAR | KD210GX-LP | 220 | 46 | 142 | 18 |  | Solar | FIXED | Roof
SRP11903 | SMA AMERICA | SB3000US (240V) | 3000 | 1 |  |  | 0.955 | Solar Inverter |  | INDOOR
SRP11903 | SMA AMERICA | SB7000US (240V) | 7000 | 1 |  |  | 0.96 | Solar Inverter |  | INDOOR
SRP11904 | BAODING YINGLI NEW ENERGY RESOURCES CO | 40(17)P516X663 | 240 | 22 | 216 | 28 |  | Solar | FIXED | Roof
SRP11904 | BAODING YINGLI NEW ENERGY RESOURCES CO | 120(17)P1447X663 | 240 | 22 | 110 | 40 |  | Solar | FIXED | Roof
SRP11904 | FRONIUS USA |  | 10000 | 1 |  |  | 0.95 | Solar Inverter |  | INDOOR
SRP11905 | SUNIVA | OPT260-60-4-100 | 260 | 10 | 202 | 25 |  | Solar | FIXED | Roof
SRP11905 | POWER-ONE | PVI-3000-I-OUTD-US-F (240V) | 3000 | 1 |  |  | 0.96 | Solar Inverter |  | OUTDOOR
SRP11906 | SUNWIZE TECHNOLOGIES |  | 260 | 15 | 202 | 25 |  | Solar | FIXED | Roof
SRP11906 | POWER-ONE | PVI-3600-OUTD-US-F (240V) | 3600 | 1 |  |  | 0.96 | Solar Inverter |  | OUTDOOR
SRP11907 | LIGHT WAY GREEN NEW ENERGY | LW235(29)P1650X990 | 235 | 208 | 174 | 10 |  | Solar | FIXED | Ground
SRP11907 | PV POWERED | PVP50KW-480 | 50000 | 1 |  |  | 0.97 | Solar Inverter |  | OUTDOOR
SRP11908 | LIGHT WAY GREEN NEW ENERGY | LW235(29)P1650X990 | 235 | 1040 | 169 | 10 |  | Solar | FIXED | Roof
SRP11908 | PV POWERED | PVP260KW | 260000 | 1 |  |  | 0.97 | Solar Inverter |  | OUTDOOR
SRP11911 | LIGHT WAY GREEN NEW ENERGY | LW230(29)P1650X990 | 235 | 350 | 211 | 10 |  | Solar | FIXED | Roof
SRP11911 | PV POWERED | PVP75KW-208 | 75000 | 1 |  |  | 0.97 | Solar Inverter |  | OUTDOOR
SRP11912 | TRINA SOLAR | TSM-240PD05 | 240 | 20 | 155 | 27 |  | Solar | FIXED | Roof
SRP11912 | ENPHASE ENERGY | M215-60-2LL-S2X | 215 | 10 |  |  | 0.96 | Solar Inverter |  | Inside
SRP11912 | ENPHASE ENERGY | M215-60-2LL-S2X | 215 | 10 |  |  | 0.96 | Solar Inverter |  | Inside
SRP11913 | CHANGZHOU TRINA SOLAR ENERGY CO | TSM-185D | 240 | 24 | 139 | 30 |  | Solar | FIXED | Roof
SRP11913 | CHANGZHOU TRINA SOLAR ENERGY CO | TSM-185D | 240 | 2 | 229 | 30 |  | Solar | FIXED | Roof
SRP11913 | ENPHASE ENERGY | M200-32-208-S01 | 215 | 26 |  |  | 0.96 | Solar Inverter |  | Inside
SRP11914 | CHANGZHOU TRINA SOLAR ENERGY CO | TSM-185D | 240 | 22 | 112 | 35 |  | Solar | FIXED | Roof
SRP11914 | CHANGZHOU TRINA SOLAR ENERGY CO | TSM-185D | 240 | 10 | 202 | 39 |  | Solar | FIXED | Roof
SRP11914 | ENPHASE ENERGY | M200-32-240-S02 | 215 | 10 |  |  | 0.96 | Solar Inverter |  | Inside
SRP11914 | ENPHASE ENERGY | M200-32-240-S02 | 215 | 22 |  |  | 0.96 | Solar Inverter |  | Inside
SRP11915 | LIGHT WAY GREEN NEW ENERGY | LW235(29)P1650X990 | 235 | 210 | 211 | 10 |  | Solar | FIXED | Roof
SRP11915 | ADVANCED ENERGY INDUSTRIES | AE 75TX-480 | 75000 | 1 |  |  | 0.97 | Solar Inverter |  | OUTDOOR
SRP11917 | CHANGZHOU TRINA SOLAR ENERGY CO | TSM-185D | 240 | 14 | 117 | 29 |  | Solar | FIXED | Roof
SRP11917 | ENPHASE ENERGY | M200-32-240-S02 | 215 | 14 |  |  | 0.96 | Solar Inverter |  | Inside
SRP11918 | LIGHT WAY GREEN NEW ENERGY | LW235(29)P1650X990 | 235 | 273 | 211 | 10 |  | Solar | FIXED | Roof
SRP11918 | PV POWERED | PVP50KW-208 | 50000 | 1 |  |  | 0.97 | Solar Inverter |  | OUTDOOR
SRP11919 | TRINA SOLAR | TSM-240PA05.10 | 240 | 30 | 127 | 38 |  | Solar | FIXED | Roof
SRP11919 | ENPHASE ENERGY | M215-60-2LL-S2X | 215 | 30 |  |  | 0.96 | Solar Inverter |  | Inside
SRP11920 | REC SCANMODULE | SCM230 | 245 | 50 | 180 | 30 |  | Solar | FIXED | Ground
SRP11920 | SMA AMERICA | SB3800U (240V) | 3800 | 1 |  |  | 0.955 | Solar Inverter |  | INDOOR
SRP11920 | SMA AMERICA | SB6000U (240V) | 6000 | 1 |  |  | 0.955 | Solar Inverter |  | INDOOR
SRP11921 | CHANGZHOU TRINA SOLAR ENERGY CO | TSM-185D | 230 | 33 | 192 | 34 |  | Solar | FIXED | Roof
SRP11921 | SMA AMERICA | SB7000US (208V) | 7000 | 1 |  |  | 0.969 | Solar Inverter |  | OUTDOOR
SRP11922 | REC SCANMODULE | SCM230 | 240 | 20 | 210 | 25 |  | Solar | FIXED | Roof
SRP11922 | REC SCANMODULE | SCM230 | 240 | 15 | 120 | 26 |  | Solar | FIXED | Roof
SRP11922 | REC SCANMODULE | SCM230 | 240 | 14 | 210 | 28 |  | Solar | FIXED | Roof
SRP11922 | ENPHASE ENERGY | M200-32-208-S01 | 215 | 49 |  |  | 0.96 | Solar Inverter |  | OUTDOOR
SRP11923 | SUNTECH POWER | STP21018 | 240 | 24 | 143 | 22 |  | Solar | FIXED | Roof
SRP11923 | SMA AMERICA | SB5000US (208V) | 5000 | 1 |  |  | 0.97 | Solar Inverter |  | INDOOR
SRP11924 | SUNTECH POWER | STP21018 | 245 | 32 | 118 | 24 |  | Solar | FIXED | Roof
SRP11924 | SMA AMERICA | SB3000US (240V) | 3000 | 1 |  |  | 0.966 | Solar Inverter |  | INDOOR
SRP11924 | SMA AMERICA | SB5000US (240V) | 5000 | 1 |  |  | 0.968 | Solar Inverter |  | INDOOR
SRP11925 | SUNPOWER | SPR-230-WHT-U | 230 | 36 | 128 | 38 |  | Solar | FIXED | Roof
SRP11925 | SUNPOWER CORP (ORIGINAL MFRSMA) | SPR-7000M (208V) | 7000 | 1 |  |  | 0.971 | Solar Inverter |  | INDOOR
SRP11926 | CHANGZHOU TRINA SOLAR ENERGY CO | TSM-185D | 240 | 22 | 162 | 16 |  | Solar | FIXED | Roof
SRP11926 | CHANGZHOU TRINA SOLAR ENERGY CO | TSM-185D | 240 | 33 | 162 | 16 |  | Solar | FIXED | Roof
SRP11926 | SMA AMERICA | SB5000US (240V) | 5000 | 1 |  |  | 0.968 | Solar Inverter |  | OUTDOOR
SRP11926 | SMA AMERICA | SB7000US (240V) | 7000 | 1 |  |  | 0.969 | Solar Inverter |  | OUTDOOR
SRP11927 | CANADIAN SOLAR | CS6P-230 | 235 | 6 | 99 | 28 |  | Solar | FIXED | Roof
SRP11927 | CANADIAN SOLAR | CS6P-230 | 235 | 11 | 189 | 28 |  | Solar | FIXED | Roof
SRP11927 | ENPHASE ENERGY | M200-32-208-S01 | 215 | 17 |  |  | 0.96 | Solar Inverter |  | OUTDOOR
SRP11930 | UNKNOWN | UNKNOWN | 250 | 28 | 220.1 | 15 |  | Solar | FIXED | Roof
SRP11930 | PV POWERED | PVP3000 | 3000 | 2 |  |  | 0.935 | Solar Inverter |  | INDOOR
SRP11931 | SUNPOWER | SPR-327NE-WHT-D | 327 | 14 | 227 | 18 |  | Solar | FIXED | Roof
SRP11931 | SUNPOWER CORP (ORIGINAL MFRSMA) | SPR-4000M (208V) | 4000 | 1 |  |  | 0.968 | Solar Inverter |  | INDOOR
SRP11933 | CANADIAN SOLAR | CS6P-230 | 250 | 200 | 160 | 15 |  | Solar | FIXED | Roof
SRP11933 | ENPHASE ENERGY | M175-24-208-S | 215 | 200 |  |  | 0.963 | Solar Inverter |  | OUTDOOR
SRP11934 | SUNTECH POWER | STP210-18/UB-1 | 280 | 104 | 180 | 30 |  | Solar | FIXED | Ground
SRP11934 | SMA AMERICA | SB6000U (240V) | 6000 | 2 |  |  | 0.97 | Solar Inverter |  | OUTDOOR
SRP11934 | SMA AMERICA | SB7000US (240V) | 7000 | 2 |  |  | 0.97 | Solar Inverter |  | OUTDOOR
SRP11935 | SUNPOWER | SPR-230-WHT-U | 230 | 32 | 180 | 32 |  | Solar | FIXED | Roof
SRP11935 | SUNPOWER CORP (ORIGINAL MFRSMA) | SPR-7000M (277V) | 7500 | 1 |  |  | 0.962 | Solar Inverter |  | INDOOR
SRP11936 | MX SOLAR USA | MX60-240 | 240 | 42 | 197 | 12.5 |  | Solar | FIXED | Roof
SRP11936 | MX SOLAR USA | MX60-240 | 240 | 84 | 214 | 12.5 |  | Solar | FIXED | Roof
SRP11936 | SMA AMERICA | SB9000TL-US | 9000 | 3 |  |  | 0.98 | Solar Inverter |  | OUTDOOR
SRP11937 | SOLARWORLD | SW185MONO | 250 | 45 | 173 | 34 |  | Solar | FIXED | Roof
SRP11937 | ENPHASE ENERGY | M200-32-240-S02 | 215 | 45 |  |  | 0.96 | Solar Inverter |  | OUTDOOR
SRP11938 | CANADIAN SOLAR | CS6X-300M | 300 | 159 | 209 | 15 |  | Solar | FIXED | Roof
SRP11938 | CANADIAN SOLAR | CS6X-300M | 300 | 507 | 209 | 15 |  | Solar | FIXED | Roof
SRP11938 | FRONIUS USA |  | 10000 | 21 |  |  | 0.96 | Solar Inverter |  | OUTDOOR
SRP11939 | MX SOLAR USA | MX60-240 | 240 | 168 | 145 | 12.5 |  | Solar | FIXED | Roof
SRP11939 | SMA AMERICA | SB9000TL-US | 9000 | 4 |  |  | 0.98 | Solar Inverter |  | OUTDOOR
SRP11940 | SUNTECH POWER | STP210-18/UB-1 | 280 | 244 | 180 | 30 |  | Solar | FIXED | Ground
SRP11940 | SMA AMERICA | SB5000US (240V) | 5000 | 1 |  |  | 0.96 | Solar Inverter |  | OUTDOOR
SRP11940 | SMA AMERICA | SB6000U (240V) | 6000 | 2 |  |  | 0.97 | Solar Inverter |  | OUTDOOR
SRP11940 | SMA AMERICA | SB7000US (240V) | 7000 | 6 |  |  | 0.97 | Solar Inverter |  | OUTDOOR
SRP11941 | SOLARWORLD | SW250 MONO | 250 | 34 | 160 | 34 |  | Solar | FIXED | Roof
SRP11941 | SOLARWORLD | SW250 MONO | 250 | 3 | 250 | 40 |  | Solar | FIXED | Roof
SRP11941 | ENPHASE ENERGY | M215-60-2LL-S2X | 215 | 11 |  |  | 0.96 | Solar Inverter |  | OUTDOOR
SRP11941 | ENPHASE ENERGY | M215-60-2LL-S2X | 215 | 26 |  |  | 0.96 | Solar Inverter |  | OUTDOOR
SRP11942 | CHANGZHOU TRINA SOLAR ENERGY CO | TSM-160D | 235 | 21 | 242 | 31 |  | Solar | FIXED | Roof
SRP11942 | ENPHASE ENERGY | M175-24-208-S | 215 | 21 |  |  | 0.96 | Solar Inverter |  | INDOOR
SRP11943 | BAODING YINGLI NEW ENERGY RESOURCES CO | YL175(156) | 240 | 240 | 204 | 5 |  | Solar | FIXED | Roof
SRP11943 | PV POWERED | PVP75KW-480 | 50000 | 1 |  |  | 0.95 | Solar Inverter |  | OUTDOOR
SRP11946 | REC SCANMODULE | SCM230 | 245 | 33 | 110 | 33 |  | Solar | FIXED | Roof
SRP11946 | SMA AMERICA | SB7000US (240V) | 7000 | 1 |  |  | 0.96 | Solar Inverter |  | INDOOR
SRP11947 | SOLON | SOLON BLACK 280/09 280 | 280 | 2178 | 197 | 5 |  | Solar | FIXED | Roof
SRP11947 | PV POWERED | PVP260KW | 260000 | 2 |  |  | 0.97 | Solar Inverter |  | OUTDOOR
SRP11949 | CANADIAN SOLAR | CS6P-230P | 230 | 9 | 128 | 14 |  | Solar | FIXED | Roof
SRP11949 | CANADIAN SOLAR | CS6P-230P | 230 | 21 | 218 | 14 |  | Solar | FIXED | Roof
SRP11949 | ENPHASE ENERGY | M190-72-208-SXX (-NA) | 190 | 30 |  |  | 0.95 | Solar Inverter |  | OUTDOOR
SRP11950 | ISOFOTON | I-100/12 | 255 | 14 | 100 | 22 |  | Solar | FIXED | Roof
SRP11950 | ISOFOTON | I-100/12 | 255 | 16 | 100 | 22 |  | Solar | FIXED | Roof
SRP11950 | ISOFOTON | I-100/12 | 255 | 6 | 280 | 22 |  | Solar | FIXED | Roof
SRP11950 | ISOFOTON | I-100/12 | 255 | 6 | 280 | 22 |  | Solar | FIXED | Roof
SRP11950 | POWER-ONE | PVI-3000-I-OUTD-US-F (240V) | 4200 | 1 |  |  | 0.96 | Solar Inverter |  | OUTDOOR
SRP11950 | POWER-ONE | PVI-5000-OUTD-US (240 V) | 5000 | 1 |  |  | 0.96 | Solar Inverter |  | OUTDOOR
SRP11951 | CHANGZHOU TRINA SOLAR ENERGY CO | TSM-185D | 250 | 27 | 179 | 25 |  | Solar | FIXED | Roof
SRP11951 | POWER-ONE | PVI-6000-OUTD-US (240 V) | 6000 | 1 |  |  | 0.96 | Solar Inverter |  | OUTDOOR
SRP11952 | MATRIX SOLAR/PHOTOWATT | PW1000-100 | 245 | 16 | 140 | 8 |  | Solar | FIXED | Roof
SRP11952 | MATRIX SOLAR/PHOTOWATT | PW1000-100 | 245 | 9 | 225 | 18 |  | Solar | FIXED | Roof
SRP11952 | POWER-ONE | PVI-5000-OUTD-US (240 V) | 5000 | 1 |  |  | 0.96 | Solar Inverter |  | OUTDOOR
SRP11954 | SUNPOWER | SPR-305-WHT-U | 327 | 16 | 226 | 26 |  | Solar | FIXED | Roof
SRP11954 | SUNPOWER CORP (ORIGINAL MFRSMA) | SPR-5000M (240V) | 5000 | 1 |  |  | 0.96 | Solar Inverter |  | OUTDOOR
SRP11955 | LG ELECTRONICS SOLAR CELL DIVISION | LG255S1C-G2 | 255 | 33 | 228 | 18 |  | Solar | FIXED | Roof
SRP11955 | SMA AMERICA | SB7000US (240V) | 7000 | 1 |  |  | 0.97 | Solar Inverter |  | OUTDOOR
SRP11956 | CANADIAN SOLAR | CS6P-230 | 235 | 3 | 215 | 27 |  | Solar | FIXED | Roof
SRP11956 | CANADIAN SOLAR | CS6P-230 | 235 | 12 | 215 | 44 |  | Solar | FIXED | Roof
SRP11956 | ENPHASE ENERGY | M200-32-208-S01 | 215 | 15 |  |  | 0.96 | Solar Inverter |  | OUTDOOR
SRP11957 | MATRIX SOLAR/PHOTOWATT | PW1650-175 | 255 | 21 | 218 | 34 |  | Solar | FIXED | Roof
SRP11957 | POWER-ONE | PVI-5000-OUTD-US (240 V) | 4200 | 1 |  |  | 0.96 | Solar Inverter |  | OUTDOOR
SRP11958 | CHANGZHOU TRINA SOLAR ENERGY CO | TSM-165D | 250 | 14 | 125 | 16 |  | Solar | FIXED | Roof
SRP11958 | CHANGZHOU TRINA SOLAR ENERGY CO | TSM-165D | 250 | 7 | 215 | 18 |  | Solar | FIXED | Roof
SRP11958 | POWER-ONE | PVI-3600-US (240V) | 4200 | 1 |  |  | 0.96 | Solar Inverter |  | INDOOR
SRP11959 | SUNPOWER | SPR-315E-WHT-U | 327 | 18 | 120 | 20 |  | Solar | FIXED | Roof
SRP11959 | SUNPOWER | SPR-315E-WHT-U | 327 | 8 | 299 | 20 |  | Solar | FIXED | Roof
SRP11959 | SUNPOWER | SPR-315E-WHT-U | 327 | 18 | 29 | 24 |  | Solar | FIXED | Roof
SRP11959 | SUNPOWER | SPR-315E-WHT-U | 327 | 10 | 208 | 24 |  | Solar | FIXED | Roof
SRP11959 | SUNPOWER CORP (ORIGINAL MFRSMA) | SPR-3000M (240V) | 3000 | 1 |  |  | 0.97 | Solar Inverter |  | Outside
SRP11959 | SUNPOWER CORP (ORIGINAL MFRSMA) | SPR-4000M (240V) | 4000 | 1 |  |  | 0.968 | Solar Inverter |  | Outside
SRP11959 | SUNPOWER CORP (ORIGINAL MFRSMA) | SPR-6000M (240V) | 6000 | 2 |  |  | 0.97 | Solar Inverter |  | Outside
SRP11960 | MATRIX SOLAR/PHOTOWATT | PW1650-175 | 255 | 17 | 228 | 11 |  | Solar | FIXED | Roof
SRP11960 | MATRIX SOLAR/PHOTOWATT | PW1650-175 | 255 | 14 | 228 | 12 |  | Solar | FIXED | Roof
SRP11960 | POWER-ONE | PVI-3000-I-OUTD-US-F (240V) | 3000 | 1 |  |  | 0.96 | Solar Inverter |  | OUTDOOR
SRP11960 | POWER-ONE | PVI-3600-US (240V) | 3600 | 1 |  |  | 0.96 | Solar Inverter |  | OUTDOOR
SRP11962 | CANADIAN SOLAR | CS6P-235PX | 235 | 7 | 148 | 35 |  | Solar | FIXED | Roof
SRP11962 | CANADIAN SOLAR | CS6P-235PX | 235 | 4 | 238 | 35 |  | Solar | FIXED | Roof
SRP11962 | ENPHASE ENERGY | M215-60-2LL-S2X | 215 | 11 |  |  | 0.96 | Solar Inverter |  | OUTDOOR
SRP11964 | ISOFOTON | I-100/12 | 245 | 481 | 190 | 10 |  | Solar | FIXED | Ground
SRP11964 | PV POWERED | PVP75KW-208 | 100000 | 1 |  |  | 0.96 | Solar Inverter |  | OUTDOOR
SRP11965 | SILIKEN MANUFACTURING USA | SLK60P6L 233 WP | 250 | 24 | 255 | 25 |  | Solar | FIXED | Roof
SRP11965 | SMA AMERICA | SB6000U (240V) | 6000 | 1 |  |  | 0.97 | Solar Inverter |  | OUTDOOR
SRP11966 | MATRIX SOLAR/PHOTOWATT | PW1650-175 | 255 | 26 | 185 | 30 |  | Solar | FIXED | Roof
SRP11966 | POWER-ONE | PVI-6000-OUTD-US (240 V) | 6000 | 1 |  |  | 0.96 | Solar Inverter |  | OUTDOOR
SRP11967 | CHANGZHOU TRINA SOLAR ENERGY CO | TSM-185D | 240 | 12 | 227 | 11 |  | Solar | FIXED | Roof
SRP11967 | CHANGZHOU TRINA SOLAR ENERGY CO | TSM-185D | 240 | 48 | 227 | 18 |  | Solar | FIXED | Roof
SRP11967 | ENPHASE ENERGY | M200-32-240-S02 | 215 | 60 |  |  | 0.96 | Solar Inverter |  | Outside
SRP11969 | CANADIAN SOLAR | CS6P-230 | 235 | 16 | 219 | 33 |  | Solar | FIXED | Roof
SRP11969 | ENPHASE ENERGY | M200-32-208-S01 | 215 | 16 |  |  | 0.96 | Solar Inverter |  | OUTDOOR
SRP11970 | SUNTECH POWER | STP210S-18/UB-1 | 245 | 14 | 120 | 35 |  | Solar | FIXED | Roof
SRP11970 | SUNTECH POWER | STP210S-18/UB-1 | 245 | 28 | 210 | 40 |  | Solar | FIXED | Roof
SRP11970 | SMA AMERICA | SB4000US (240V) | 4000 | 1 |  |  | 0.96 | Solar Inverter |  | OUTDOOR
SRP11970 | SMA AMERICA | SB6000U (240V) | 6000 | 1 |  |  | 0.96 | Solar Inverter |  | OUTDOOR
SRP11972 | SUNPOWER | SPR-327NE-WHT-D | 327 | 48 | 180 | 35 |  | Solar | FIXED | Ground
SRP11972 | SUNPOWER CORP (ORIGINAL MFRSMA) | SPR-7000M (240V) | 7000 | 2 |  |  | 0.97 | Solar Inverter |  | INDOOR
SRP11973 | CHANGZHOU TRINA SOLAR ENERGY CO | TSM-185D | 240 | 14 | 169 | 34 |  | Solar | FIXED | Roof
SRP11973 | CHANGZHOU TRINA SOLAR ENERGY CO | TSM-185D | 240 | 22 | 259 | 34 |  | Solar | FIXED | Roof
SRP11973 | SMA AMERICA | SB3000US (208V) | 3000 | 1 |  |  | 0.96 | Solar Inverter |  | Inside
SRP11973 | SMA AMERICA | SB5000US (208V) | 5000 | 1 |  |  | 0.968 | Solar Inverter |  | Inside
SRP11974 | BAODING YINGLI NEW ENERGY RESOURCES CO | 110(17)P1447X663 | 240 | 32 | 136 | 23 |  | Solar | FIXED | Roof
SRP11974 | POWER-ONE | PVI-3000-I-OUTD-US | 3000 | 1 |  |  | 0.96 | Solar Inverter |  | INDOOR
SRP11974 | POWER-ONE | PVI-3600-US (240V) | 4200 | 1 |  |  | 0.96 | Solar Inverter |  | INDOOR
SRP11975 | CANADIAN SOLAR | CS6P-235PX | 235 | 4 | 322 | 14 |  | Solar | FIXED | Roof
SRP11975 | CANADIAN SOLAR | CS6P-235PX | 235 | 9 | 142 | 15 |  | Solar | FIXED | Roof
SRP11975 | CANADIAN SOLAR | CS6P-235PX | 235 | 28 | 142 | 22 |  | Solar | FIXED | Roof
SRP11975 | ENPHASE ENERGY | M200-32-208-S01 | 215 | 13 |  |  | 0.96 | Solar Inverter |  | OUTDOOR
SRP11975 | ENPHASE ENERGY | M200-32-208-S01 | 215 | 28 |  |  | 0.96 | Solar Inverter |  | OUTDOOR
SRP11976 | KYOCERA SOLAR | KD220GX-LFBS | 220 | 16 | 218 | 30 |  | Solar | FIXED | Roof
SRP11976 | POWER-ONE | PVI-3.0-OUTD-S-US (208 V) | 3000 | 1 |  |  | 0.96 | Solar Inverter |  | INDOOR
SRP11977 | CHANGZHOU TRINA SOLAR ENERGY CO | TSM-185D | 240 | 36 | 202 | 33 |  | Solar | FIXED | Roof
SRP11977 | SMA AMERICA | SB7000US (208V) | 7000 | 1 |  |  | 0.969 | Solar Inverter |  | INDOOR
SRP11978 | CANADIAN SOLAR | CS6P-230 | 235 | 2 | 176 | 19 |  | Solar | FIXED | Roof
SRP11978 | CANADIAN SOLAR | CS6P-230 | 235 | 20 | 176 | 20 |  | Solar | FIXED | Roof
SRP11978 | ENPHASE ENERGY | M200-32-208-S01 | 215 | 22 |  |  | 0.96 | Solar Inverter |  | OUTDOOR
SRP11979 | CANADIAN SOLAR | CS6P-235PX | 235 | 15 | 170 | 31 |  | Solar | FIXED | Roof
SRP11979 | ENPHASE ENERGY | M200-32-208-S01 | 215 | 15 |  |  | 0.96 | Solar Inverter |  | OUTDOOR
SRP11980 | CHANGZHOU TRINA SOLAR ENERGY CO | TSM-185D | 240 | 10 | 154 | 11 |  | Solar | FIXED | Roof
SRP11980 | CHANGZHOU TRINA SOLAR ENERGY CO | TSM-185D | 240 | 18 | 154 | 23 |  | Solar | FIXED | Roof
SRP11980 | ENPHASE ENERGY | M200-32-240-S02 | 215 | 28 |  |  | 0.96 | Solar Inverter |  | OUTDOOR
SRP11981 | CHANGZHOU TRINA SOLAR ENERGY CO | TSM-185D | 240 | 14 | 163 | 28 |  | Solar | FIXED | Roof
SRP11981 | CHANGZHOU TRINA SOLAR ENERGY CO | TSM-185D | 240 | 28 | 252 | 30 |  | Solar | FIXED | Roof
SRP11981 | SMA AMERICA | SB3000US (208V) | 3000 | 1 |  |  | 0.96 | Solar Inverter |  | OUTDOOR
SRP11981 | SMA AMERICA | SB6000U (208V) | 6000 | 1 |  |  | 0.968 | Solar Inverter |  | OUTDOOR
SRP11983 | BAODING YINGLI NEW ENERGY RESOURCES CO | YL175(156) | 240 | 18 | 108 | 27 |  | Solar | FIXED | Roof
SRP11983 | SOLECTRIA RENEWABLES | PVI 5000 (208V) | 5000 | 1 |  |  | 0.975 | Solar Inverter |  | INDOOR
SRP11984 | BAODING YINGLI NEW ENERGY RESOURCES CO | YL175(156) | 240 | 30 | 148 | 40 |  | Solar | FIXED | Roof
SRP11984 | BAODING YINGLI NEW ENERGY RESOURCES CO | YL175(156) | 240 | 20 | 238 | 40 |  | Solar | FIXED | Roof
SRP11984 | FRONIUS USA |  | 10000 | 1 |  |  | 0.955 | Solar Inverter |  | INDOOR
SRP11985 | KYOCERA SOLAR | KD210GX-LP | 210 | 38 | 90 | 25 |  | Solar | FIXED | Roof
SRP11985 | FRONIUS USA | IG 2000 | 2000 | 1 |  |  | 0.935 | Solar Inverter |  | INDOOR
SRP11985 | FRONIUS USA | IG 5100 | 5100 | 1 |  |  | 0.945 | Solar Inverter |  | INDOOR
SRP11986 | CANADIAN SOLAR | CS6P-230 | 235 | 11 | 161 | 23 |  | Solar | FIXED | Roof
SRP11986 | CANADIAN SOLAR | CS6P-230 | 235 | 12 | 161 | 23 |  | Solar | FIXED | Roof
SRP11986 | ENPHASE ENERGY | M200-32-208-S01 | 215 | 23 |  |  | 0.96 | Solar Inverter |  | OUTDOOR
SRP11987 | BAODING YINGLI NEW ENERGY RESOURCES CO | 75(17)P1172X541 | 235 | 518 | 236 | 10 |  | Solar | FIXED | Roof
SRP11987 | PV POWERED | PVP100KW-208 | 100000 | 1 |  |  | 0.96 | Solar Inverter |  | OUTDOOR
SRP11988 | CHANGZHOU TRINA SOLAR ENERGY CO | TSM-185D | 240 | 22 | 214 | 29 |  | Solar | FIXED | Roof
SRP11988 | ENPHASE ENERGY | M200-32-240-S02 | 215 | 22 |  |  | 0.96 | Solar Inverter |  | Inside
SRP11989 | SOLARWORLD | SW255 POLY | 255 | 18 | 155 | 40.5 |  | Solar | FIXED | Roof
SRP11989 | SIEMENS INDUSTRY | SMIINV215R60XX (240V) | 215 | 18 |  |  | 0.95 | Solar Inverter |  | OUTDOOR
SRP11990 | TRINA SOLAR | TSM-240PA05.10 | 240 | 23 | 117 | 47 |  | Solar | FIXED | Roof
SRP11990 | ENPHASE ENERGY | M215-60-2LL-S2X | 215 | 23 |  |  | 0.96 | Solar Inverter |  | OUTDOOR
SRP11991 | LG ELECTRONICS SOLAR CELL DIVISION | LG230P1C-G2 | 230 | 192 | 171 | 5 |  | Solar | FIXED | Roof
SRP11991 | PV POWERED | PVP35KW-208 | 35000 | 1 |  |  | 0.966 | Solar Inverter |  | Outside
SRP11992 | SUNPOWER | SPR-315E-WHT-U | 327 | 18 | 140 | 30 |  | Solar | FIXED | Roof
SRP11992 | SUNPOWER CORP (ORIGINAL MFRSMA) | SPR-6000M (208V) | 6000 | 1 |  |  | 0.968 | Solar Inverter |  | INDOOR
SRP11993 | CHANGZHOU TRINA SOLAR ENERGY CO | TSM-185D | 240 | 39 | 201 | 33 |  | Solar | FIXED | Roof
SRP11993 | SMA AMERICA | SB7000US (240V) | 8000 | 1 |  |  | 0.963 | Solar Inverter |  | Inside
SRP11995 | CANADIAN SOLAR | CS6P-230 | 235 | 13 | 225 | 27 |  | Solar | FIXED | Roof
SRP11995 | ENPHASE ENERGY | M200-32-240-S01 | 215 | 13 |  |  | 0.96 | Solar Inverter |  | OUTDOOR
SRP11996 | SUNPOWER | SPR-240E-WHT-U-ACPV | 240 | 15 | 129 | 36 |  | Solar | FIXED | Roof
SRP11996 | SUNPOWER | SPR-240E-WHT-U-ACPV | 240 | 16 | 219 | 36 |  | Solar | FIXED | Roof
SRP11996 | SOLARBRIDGE TECHNOLOGIES | P235HV-240 | 235 | 31 |  |  | 0.955 | Solar Inverter |  | OUTDOOR
SRP11997 | SUNTECH POWER | STP210S-18/UB-1 | 275 | 682 | 208 | 5 |  | Solar | FIXED | Roof
SRP11997 | POWER-ONE | PVI-3000-I-OUTD-US | 100000 | 2 |  |  | 0.97 | Solar Inverter |  | INDOOR
SRP11998 | SUNTECH POWER | STP180-24/AB-1 | 250 | 22 | 254 | 28 |  | Solar | FIXED | Roof
SRP11998 | SMA AMERICA | SB5000US (240V) | 5000 | 1 |  |  | 0.968 | Solar Inverter |  | INDOOR
SRP11999 | BAODING YINGLI NEW ENERGY RESOURCES CO | YL175(156) | 235 | 377 | 187 | 10 |  | Solar | FIXED | Roof
SRP11999 | PV POWERED | PVP75KW-208 | 75000 | 1 |  |  | 0.96 | Solar Inverter |  | Outside
SRP12001 | CANADIAN SOLAR | CS6P-230 | 235 | 6 | 125 | 10 |  | Solar | FIXED | Roof
SRP12001 | CANADIAN SOLAR | CS6P-230 | 235 | 12 | 125 | 15 |  | Solar | FIXED | Roof
SRP12001 | ENPHASE ENERGY | M200-32-208-S01 | 215 | 18 |  |  | 0.96 | Solar Inverter |  | OUTDOOR
SRP12003 | CHANGZHOU TRINA SOLAR ENERGY CO | TSM-185D | 240 | 20 | 247 | 31 |  | Solar | FIXED | Roof
SRP12003 | SMA AMERICA | SB3000US (240V) | 2000 | 1 |  |  | 0.96 | Solar Inverter |  | INDOOR
SRP12003 | SMA AMERICA | SB3000US (240V) | 2000 | 1 |  |  | 0.96 | Solar Inverter |  | INDOOR
SRP12004 | CANADIAN SOLAR | CS6P-230 | 235 | 7 | 6 | 11 |  | Solar | FIXED | Roof
SRP12004 | CANADIAN SOLAR | CS6P-230 | 235 | 3 | 186 | 33 |  | Solar | FIXED | Roof
SRP12004 | ENPHASE ENERGY | M200-32-208-S01 | 215 | 10 |  |  | 0.96 | Solar Inverter |  | OUTDOOR
SRP12005 | TRINA SOLAR | TSM-240DA05 | 240 | 28 | 223 | 19 |  | Solar | FIXED | Roof
SRP12005 | SMA AMERICA | SB2500HFUS-30 (208V) | 2500 | 1 |  |  | 0.96 | Solar Inverter |  | OUTDOOR
SRP12005 | SMA AMERICA | SB3800US (240V) | 3800 | 1 |  |  | 0.968 | Solar Inverter |  | Outside
SRP12006 | BAODING YINGLI NEW ENERGY RESOURCES CO | YL175(156) | 240 | 30 | 114 | 26 |  | Solar | FIXED | Roof
SRP12006 | FRONIUS USA | IG 2000 | 2000 | 1 |  |  | 0.96 | Solar Inverter |  | Outside
SRP12006 | FRONIUS USA | IG 5100 | 5100 | 1 |  |  | 0.96 | Solar Inverter |  | Outside
SRP12007 | CANADIAN SOLAR | CS6P-230 | 235 | 20 | 118 | 17 |  | Solar | FIXED | Roof
SRP12007 | ENPHASE ENERGY | M200-32-208-S02 | 215 | 20 |  |  | 0.96 | Solar Inverter |  | OUTDOOR
SRP12009 | CANADIAN SOLAR | CS6P-230 | 235 | 24 | 116 | 32 |  | Solar | FIXED | Roof
SRP12009 | ENPHASE ENERGY | M200-32-208-S01 | 215 | 24 |  |  | 0.96 | Solar Inverter |  | OUTDOOR
SRP12010 | SOLARWORLD | SW185MONO | 255 | 22 | 146 | 38 |  | Solar | FIXED | Roof
SRP12010 | ENPHASE ENERGY | M200-32-240-S02 | 215 | 22 |  |  | 0.97 | Solar Inverter |  | OUTDOOR
SRP12011 | SUNPOWER | SPR-230-WHT-U | 255 | 110 | 193 | 5 |  | Solar | FIXED | Roof
SRP12011 | SMA AMERICA | SB5000US (240V) | 5000 | 6 |  |  | 0.97 | Solar Inverter |  | OUTDOOR
SRP12012 | CANADIAN SOLAR | CS6P-235PX | 235 | 14 | 147 | 30 |  | Solar | FIXED | Roof
SRP12012 | ENPHASE ENERGY | M200-32-240-S02 | 215 | 14 |  |  | 0.96 | Solar Inverter |  | OUTDOOR
SRP12013 | RENESOLA JIANGSU | JC250M-24/BB | 250 | 112 | 180 | 39.9 |  | Solar | 2AXIS | Roof
SRP12013 | SMA AMERICA | SB7000US-12 (240V) | 7000 | 4 |  |  | 0.97 | Solar Inverter |  | OUTDOOR
SRP12014 | SUNWIZE TECHNOLOGIES |  | 260 | 231 | 194 | 5 |  | Solar | FIXED | Roof
SRP12014 | SMA AMERICA | SB6000U (208V) | 6000 | 6 |  |  | 0.97 | Solar Inverter |  | OUTDOOR
SRP12014 | SMA AMERICA | SB7000US (208V) | 7000 | 3 |  |  | 0.97 | Solar Inverter |  | OUTDOOR
SRP12015 | MATRIX SOLAR/PHOTOWATT | PW1650-175 | 245 | 25 | 143 | 18 |  | Solar | FIXED | Roof
SRP12015 | POWER-ONE | PVI-5000-OUTD-US (240 V) | 5000 | 1 |  |  | 0.96 | Solar Inverter |  | OUTDOOR
SRP12016 | SUNTECH POWER | STP175S-24/AB-1 | 175 | 6 | 242.7 | 25 |  | Solar | FIXED | Roof
SRP12016 | ENPHASE ENERGY | M175-24-240-S02 | 190 | 6 |  |  | 0.96 | Solar Inverter |  | OUTDOOR
SRP12017 | CHANGZHOU TRINA SOLAR ENERGY CO | TSM-185D | 235 | 33 | 145 | 32 |  | Solar | FIXED | Roof
SRP12017 | SMA AMERICA | SB7000US (240V) | 7000 | 1 |  |  | 0.96 | Solar Inverter |  | Inside
SRP12018 | SOLYNDRA | SL-200-200 | 200 | 576 | 200 | 0 |  | Solar | FIXED | Roof
SRP12018 | SMA AMERICA | SB3000US (208V) | 3000 | 1 |  |  | 0.963 | Solar Inverter |  | Outside
SRP12018 | SMA AMERICA | SB6000US-12 (240V) | 6000 | 1 |  |  | 0.97 | Solar Inverter |  | Outside
SRP12018 | SMA AMERICA | SB8000US-12 (240V) | 8000 | 11 |  |  | 0.97 | Solar Inverter |  | OUTDOOR
SRP12019 | ISOFOTON | I-165 | 255 | 7 | 172 | 25 |  | Solar | FIXED | Roof
SRP12019 | ISOFOTON | I-165 | 255 | 23 | 172 | 25 |  | Solar | FIXED | Roof
SRP12019 | POWER-ONE | PVI-6000-OUTD-US (240 V) | 6000 | 1 |  |  | 0.96 | Solar Inverter |  | OUTDOOR
SRP12020 | MATRIX SOLAR/PHOTOWATT | PW1650-175 | 255 | 5 | 218 | 22 |  | Solar | FIXED | Roof
SRP12020 | MATRIX SOLAR/PHOTOWATT | PW1650-175 | 255 | 7 | 218 | 22 |  | Solar | FIXED | Roof
SRP12020 | MATRIX SOLAR/PHOTOWATT | PW1650-175 | 255 | 21 | 218 | 22 |  | Solar | FIXED | Roof
SRP12020 | SMA AMERICA | SB7000US (240V) | 7000 | 1 |  |  | 0.96 | Solar Inverter |  | Inside
SRP12021 | CHANGZHOU TRINA SOLAR ENERGY CO | TSM-185D | 240 | 12 | 200 | 45 |  | Solar | FIXED | Roof
SRP12021 | ENPHASE ENERGY | M200-32-208-S02 | 215 | 12 |  |  | 0.963 | Solar Inverter |  | OUTDOOR
SRP12023 | SUNPOWER | SPR-315E-WHT-U | 327 | 28 | 220 | 25 |  | Solar | FIXED | Roof
SRP12023 | SUNPOWER CORP (ORIGINAL MFRSMA) | SPR-4000M (208V) | 4000 | 2 |  |  | 0.968 | Solar Inverter |  | INDOOR
SRP12025 | SUNPOWER | SPR-230-WHT-U | 230 | 40 | 193 | 30 |  | Solar | FIXED | Roof
SRP12025 | SUNPOWER CORP (ORIGINAL MFRSMA) | SPR-7000M (240V) | 8000 | 1 |  |  | 0.965 | Solar Inverter |  | Inside
SRP12026 | SUNPOWER | SPR-315E-WHT-U | 327 | 36 | 200 | 35 |  | Solar | FIXED | Roof
SRP12026 | SUNPOWER CORP (ORIGINAL MFRFRONIUS) | SPR 12000F (208V) | 11400 | 1 |  |  | 0.962 | Solar Inverter |  | Outside
SRP12027 | SUNTECH POWER | STP210-18/UB-1 | 250 | 33 | 193 | 30 |  | Solar | FIXED | Roof
SRP12027 | SMA AMERICA | SB7000US (240V) | 7000 | 1 |  |  | 0.971 | Solar Inverter |  | INDOOR
SRP12028 | CHANGZHOU TRINA SOLAR ENERGY CO | TSM-185D | 240 | 36 | 135 | 32 |  | Solar | FIXED | Roof
SRP12028 | SMA AMERICA | SB7000US (240V) | 8000 | 1 |  |  | 0.965 | Solar Inverter |  | INDOOR
SRP12030 | ET SOLAR INDUSTRY | ET-A-M660245B | 245 | 8 | 163 | 32 |  | Solar | FIXED | Roof
SRP12030 | ET SOLAR INDUSTRY | ET-A-M660245 | 245 | 25 | 253 | 32 |  | Solar | FIXED | Roof
SRP12030 | ENPHASE ENERGY | M215-60-2LL-S2X | 215 | 33 |  |  | 0.963 | Solar Inverter |  | OUTDOOR
SRP12031 | CHANGZHOU TRINA SOLAR ENERGY CO | TSM-185D | 240 | 27 | 97 | 31 |  | Solar | FIXED | Roof
SRP12031 | CHANGZHOU TRINA SOLAR ENERGY CO | TSM-185D | 240 | 12 | 187 | 31 |  | Solar | FIXED | Roof
SRP12031 | ENPHASE ENERGY | M200-32-240-S02 | 215 | 39 |  |  | 0.96 | Solar Inverter |  | OUTDOOR
SRP12034 | CANADIAN SOLAR | CS6P-235PX | 235 | 8 | 131 | 20 |  | Solar | FIXED | Roof
SRP12034 | CANADIAN SOLAR | CS6P-235PX | 235 | 6 | 221 | 20 |  | Solar | FIXED | Roof
SRP12034 | ENPHASE ENERGY | M215-60-2LL-S2X | 215 | 14 |  |  | 0.96 | Solar Inverter |  | Outside
SRP12035 | CANADIAN SOLAR | CS6P-235PX | 235 | 6 | 108 | 35 |  | Solar | FIXED | Roof
SRP12035 | CANADIAN SOLAR | CS6P-235PX | 235 | 10 | 108 | 36 |  | Solar | FIXED | Roof
SRP12035 | ENPHASE ENERGY | M215-60-2LL-S2X | 215 | 16 |  |  | 0.96 | Solar Inverter |  | Outside
SRP12036 | CANADIAN SOLAR | CS6P-230 | 235 | 4 | 128 | 10 |  | Solar | FIXED | Roof
SRP12036 | CANADIAN SOLAR | CS6P-230 | 235 | 11 | 128 | 34 |  | Solar | FIXED | Roof
SRP12036 | ENPHASE ENERGY | M200-32-208-S02 | 215 | 15 |  |  | 0.96 | Solar Inverter |  | Outside
SRP12037 | CANADIAN SOLAR | CS6P-230 | 235 | 3 | 20 | 14 |  | Solar | FIXED | Roof
SRP12037 | CANADIAN SOLAR | CS6P-230 | 235 | 14 | 200 | 14 |  | Solar | FIXED | Roof
SRP12037 | ENPHASE ENERGY | M200-32-208-S02 | 215 | 17 |  |  | 0.96 | Solar Inverter |  | OUTDOOR
SRP12038 | CANADIAN SOLAR | CS6P-230 | 235 | 9 | 14 | 16 |  | Solar | FIXED | Roof
SRP12038 | CANADIAN SOLAR | CS6P-230 | 235 | 6 | 194 | 16 |  | Solar | FIXED | Roof
SRP12038 | CANADIAN SOLAR | CS6P-230 | 235 | 3 | 104 | 17 |  | Solar | FIXED | Roof
SRP12038 | ENPHASE ENERGY | M200-32-208-S02 | 215 | 18 |  |  | 0.96 | Solar Inverter |  | OUTDOOR
SRP12039 | CANADIAN SOLAR | CS6P-230 | 235 | 21 | 237 | 20 |  | Solar | FIXED | Roof
SRP12039 | ENPHASE ENERGY | M200-32-208-S01 | 215 | 21 |  |  | 0.96 | Solar Inverter |  | Outside
SRP12040 | CANADIAN SOLAR | CS6P-235PX | 235 | 26 | 224 | 16 |  | Solar | FIXED | Roof
SRP12040 | ENPHASE ENERGY | M200-32-208-S02 | 215 | 26 |  |  | 0.96 | Solar Inverter |  | OUTDOOR
SRP12042 | MOTECH AMERICAS | MTPVP-235-MSC | 235 | 741 | 148 | 2 |  | Solar | FIXED | Roof
SRP12042 | SOLECTRIA RENEWABLES | PVI82KW-208 | 82000 | 2 |  |  | 0.95 | Solar Inverter |  | INDOOR
SRP12043 | TRINA SOLAR | TSM-240PA05 | 240 | 9 | 220 | 15 |  | Solar | FIXED | Roof
SRP12043 | TRINA SOLAR | TSM-240PD05 | 240 | 22 | 220 | 32 |  | Solar | FIXED | Roof
SRP12043 | ENPHASE ENERGY | M215-60-2LL-S2X | 215 | 31 |  |  | 0.968 | Solar Inverter |  | OUTDOOR
SRP12044 | SUNWIZE TECHNOLOGIES |  | 255 | 198 | 194 | 5 |  | Solar | FIXED | Roof
SRP12044 | SMA AMERICA | SB7000US (240V) | 7000 | 6 |  |  | 0.97 | Solar Inverter |  | OUTDOOR
SRP12046 | CANADIAN SOLAR | CS6P-230 | 235 | 16 | 86 | 27 |  | Solar | FIXED | Roof
SRP12046 | CANADIAN SOLAR | CS6P-230 | 235 | 18 | 262 | 27 |  | Solar | FIXED | Roof
SRP12046 | ENPHASE ENERGY | M175-24-208-S | 215 | 34 |  |  | 0.96 | Solar Inverter |  | OUTDOOR
SRP12048 | CANADIAN SOLAR | CS6P-235PX | 235 | 19 | 116 | 18 |  | Solar | FIXED | Roof
SRP12048 | ENPHASE ENERGY | M215-60-2LL-S2X | 215 | 19 |  |  | 0.96 | Solar Inverter |  | OUTDOOR
SRP12050 | CANADIAN SOLAR | CS6P-230 | 235 | 14 | 60 | 16 |  | Solar | FIXED | Roof
SRP12050 | CANADIAN SOLAR | CS6P-230 | 235 | 10 | 150 | 16 |  | Solar | FIXED | Roof
SRP12050 | CANADIAN SOLAR | CS6P-230 | 235 | 8 | 240 | 16 |  | Solar | FIXED | Roof
SRP12050 | CANADIAN SOLAR | CS6P-230 | 235 | 6 | 240 | 18 |  | Solar | FIXED | Roof
SRP12050 | ENPHASE ENERGY | M175-24-208-S | 215 | 8 |  |  | 0.96 | Solar Inverter |  | OUTDOOR
SRP12050 | ENPHASE ENERGY | M175-24-208-S | 215 | 30 |  |  | 0.96 | Solar Inverter |  | OUTDOOR
SRP12051 | CANADIAN SOLAR | CS6P-230 | 235 | 4 | 264 | 10 |  | Solar | FIXED | Roof
SRP12051 | CANADIAN SOLAR | CS6P-230 | 235 | 9 | 264 | 10 |  | Solar | FIXED | Roof
SRP12051 | ENPHASE ENERGY | M175-24-208-S02 | 215 | 13 |  |  | 0.96 | Solar Inverter |  | OUTDOOR
SRP12054 | CHANGZHOU TRINA SOLAR ENERGY CO | TSM-160D | 240 | 20 | 96 | 22 |  | Solar | FIXED | Roof
SRP12054 | CHANGZHOU TRINA SOLAR ENERGY CO | TSM-160D | 240 | 24 | 186 | 22 |  | Solar | FIXED | Roof
SRP12054 | SMA AMERICA | SB1100U-SBD | 2000 | 1 |  |  | 0.96 | Solar Inverter |  | OUTDOOR
SRP12054 | SMA AMERICA | SB1100U-SBD | 2000 | 1 |  |  | 0.96 | Solar Inverter |  | OUTDOOR
SRP12054 | SMA AMERICA | SB5000US (240V) | 5000 | 1 |  |  | 0.968 | Solar Inverter |  | OUTDOOR
SRP12056 | YINGLI ENERGY (CHINA) | YL260C-30B | 260 | 42 | 110 | 33 |  | Solar | FIXED | Roof
SRP12056 | SMA AMERICA | SB3000US (208V) | 3000 | 1 |  |  | 0.965 | Solar Inverter |  | INDOOR
SRP12056 | SMA AMERICA | SB7000US (208V) | 7000 | 1 |  |  | 0.969 | Solar Inverter |  | INDOOR
SRP12057 | SUNPOWER | SPR-235NE-WHT-D | 230 | 36 | 169 | 34 |  | Solar | FIXED | Roof
SRP12057 | SUNPOWER CORP (ORIGINAL MFRFRONIUS) | SPR-6500F-277 | 7500 | 1 |  |  | 0.962 | Solar Inverter |  | Inside
SRP12058 | ISOFOTON | I-100/12 | 245 | 18 | 188 | 23 |  | Solar | FIXED | Roof
SRP12058 | KACO | 3601XI | 5000 | 1 |  |  | 0.955 | Solar Inverter |  | OUTDOOR
SRP12059 | CHANGZHOU TRINA SOLAR ENERGY CO | TSM-185D | 245 | 20 | 212 | 27 |  | Solar | FIXED | Roof
SRP12059 | CHANGZHOU TRINA SOLAR ENERGY CO | TSM-185D | 245 | 10 | 212 | 29 |  | Solar | FIXED | Roof
SRP12059 | POWER-ONE | PVI-6000-OUTD-US (277 V) | 6000 | 1 |  |  | 0.971 | Solar Inverter |  | INDOOR
SRP12060 | CANADIAN SOLAR | CS6P-230 | 240 | 11 | 265 | 25 |  | Solar | FIXED | Roof
SRP12060 | CANADIAN SOLAR | CS6P-230 | 240 | 22 | 265 | 25 |  | Solar | FIXED | Roof
SRP12060 | ENPHASE ENERGY | M200-32-208-S01 | 215 | 33 |  |  | 0.96 | Solar Inverter |  | OUTDOOR
SRP12061 | HYUNDAI HEAVY INDUSTRIES | HIS-M245MG | 245 | 8 | 219 | 12 |  | Solar | FIXED | Roof
SRP12061 | HYUNDAI HEAVY INDUSTRIES | HIS-M245MG | 245 | 10 | 219 | 37 |  | Solar | FIXED | Roof
SRP12061 | POWER-ONE | PVI-3.6-OUTD-S-US (208 V) | 3600 | 1 |  |  | 0.96 | Solar Inverter |  | OUTDOOR
SRP12062 | ISOFOTON | I-100/12 | 245 | 10 | 271 | 18 |  | Solar | FIXED | Roof
SRP12062 | ISOFOTON | I-100/12 | 245 | 20 | 271 | 18 |  | Solar | FIXED | Roof
SRP12062 | KACO | 2901XI | 2500 | 1 |  |  | 0.955 | Solar Inverter |  | OUTDOOR
SRP12062 | KACO | 3601XI | 5000 | 1 |  |  | 0.955 | Solar Inverter |  | OUTDOOR
SRP12063 | SCHUCO USA |  | 185 | 7 | 222 | 26 |  | Solar | FIXED | Roof
SRP12063 | SCHUCO USA |  | 185 | 12 | 222 | 40 |  | Solar | FIXED | Roof
SRP12063 | POWER-ONE | PVI-3600-OUTD-US-F (240V) | 3600 | 1 |  |  | 0.96 | Solar Inverter |  | OUTDOOR
SRP12064 | SUNPOWER | SPR-305-WHT-U | 308 | 20 | 230 | 34 |  | Solar | FIXED | Roof
SRP12064 | SUNPOWER CORP (ORIGINAL MFRSMA) | SPR-3000M (240V) | 3000 | 2 |  |  | 0.965 | Solar Inverter |  | Inside
SRP12066 | ISOFOTON | I-100/12 | 245 | 32 | 120 | 22 |  | Solar | FIXED | Roof
SRP12066 | ISOFOTON | I-100/12 | 245 | 11 | 210 | 25 |  | Solar | FIXED | Roof
SRP12066 | SMA AMERICA | SB3000US (240V) | 3000 | 1 |  |  | 0.96 | Solar Inverter |  | OUTDOOR
SRP12066 | SMA AMERICA | SB3000US (240V) | 3000 | 1 |  |  | 0.96 | Solar Inverter |  | OUTDOOR
SRP12066 | SMA AMERICA | SB5000US (240V) | 5000 | 1 |  |  | 0.96 | Solar Inverter |  | OUTDOOR
SRP12067 | CHANGZHOU TRINA SOLAR ENERGY CO | TSM-170D | 240 | 36 | 189 | 31 |  | Solar | FIXED | Roof
SRP12067 | SMA AMERICA | SB7000US (240V) | 7000 | 1 |  |  | 0.96 | Solar Inverter |  | Inside
SRP12070 | CHANGZHOU TRINA SOLAR ENERGY CO | TSM-160D | 235 | 25 | 168 | 10 |  | Solar | FIXED | Roof
SRP12070 | POWER-ONE | PVI-5000-OUTD-US (240 V) | 5000 | 1 |  |  | 0.96 | Solar Inverter |  | OUTDOOR
SRP12071 | YINGLI ENERGY (CHINA) | YL240P-32B | 240 | 33 | 184 | 20 |  | Solar | FIXED | Roof
SRP12071 | SMA AMERICA | SB7000US (240V) | 7000 | 1 |  |  | 0.96 | Solar Inverter |  | OUTDOOR
SRP12074 | LG ELECTRONICS SOLAR CELL DIVISION | LG255S1C-G2 | 255 | 16 | 153 | 21 |  | Solar | FIXED | Roof
SRP12074 | POWER-ONE | PVI-3.8-1-OUTD-X-US-Y (208 V) | 3800 | 1 |  |  | 0.965 | Solar Inverter |  | OUTDOOR
SRP12075 | LG ELECTRONICS SOLAR CELL DIVISION | LG245S1C-G2 | 245 | 3 | 125 | 21 |  | Solar | FIXED | Roof
SRP12075 | LG ELECTRONICS SOLAR CELL DIVISION | LG245S1C-G2 | 245 | 16 | 127 | 28 |  | Solar | FIXED | Roof
SRP12075 | POWER-ONE | PVI-4.2-OUTD-S-US (208 V) | 4200 | 1 |  |  | 0.96 | Solar Inverter |  | Outside
SRP12076 | CHANGZHOU TRINA SOLAR ENERGY CO | TSM-185D | 235 | 16 | 161 | 18 |  | Solar | FIXED | Roof
SRP12076 | POWER-ONE | PVI-3600-US (240V) | 3600 | 1 |  |  | 0.96 | Solar Inverter |  | OUTDOOR
SRP12077 | LG ELECTRONICS SOLAR CELL DIVISION | LG255S1C-G2 | 255 | 28 | 134 | 40 |  | Solar | FIXED | Roof
SRP12077 | LG ELECTRONICS SOLAR CELL DIVISION | LG255S1C-G2 | 255 | 12 | 224 | 45 |  | Solar | FIXED | Roof
SRP12077 | POWER-ONE | PVI-4.2-OUTD-S-US (240 V) | 4200 | 1 |  |  | 0.96 | Solar Inverter |  | OUTDOOR
SRP12077 | POWER-ONE | PVI-4.2-OUTD-S-US (240 V) | 4200 | 1 |  |  | 0.96 | Solar Inverter |  | OUTDOOR
SRP12078 | LG ELECTRONICS SOLAR CELL DIVISION | LG255S1C-G2 | 255 | 36 | 203 | 19 |  | Solar | FIXED | Roof
SRP12078 | POWER-ONE | PVI-3.6-OUTD-S-US (208 V) | 3600 | 2 |  |  | 0.96 | Solar Inverter |  | OUTDOOR
SRP12079 | CHANGZHOU TRINA SOLAR ENERGY CO | TSM-160D | 235 | 33 | 172 | 30 |  | Solar | FIXED | Roof
SRP12079 | SMA AMERICA | SB7000US (240V) | 7000 | 1 |  |  | 0.96 | Solar Inverter |  | OUTDOOR
SRP12080 | YINGLI ENERGY (CHINA) | YL235P-29B | 235 | 33 | 168 | 40 |  | Solar | FIXED | Roof
SRP12080 | SMA AMERICA | SB7000US (240V) | 7000 | 1 |  |  | 0.96 | Solar Inverter |  | OUTDOOR
SRP12083 | CANADIAN SOLAR | CS5P-240 | 250 | 32 | 250 | 27 |  | Solar | FIXED | Roof
SRP12083 | CANADIAN SOLAR | CS5P-240 | 250 | 7 | 160 | 34 |  | Solar | FIXED | Roof
SRP12083 | SMA AMERICA | SB3000US (240V) | 3000 | 1 |  |  | 0.97 | Solar Inverter |  | OUTDOOR
SRP12083 | SMA AMERICA | SB4000US (240V) | 4000 | 1 |  |  | 0.97 | Solar Inverter |  | OUTDOOR
SRP12083 | SMA AMERICA | SB4000US (240V) | 4000 | 1 |  |  | 0.97 | Solar Inverter |  | OUTDOOR
SRP12084 | LIGHT WAY GREEN NEW ENERGY | LW235(29)P1650X990 | 235 | 169 | 169 | 10 |  | Solar | FIXED | Roof
SRP12084 | PV POWERED | PVP35KW-208 | 35000 | 1 |  |  | 0.97 | Solar Inverter |  | OUTDOOR
SRP12085 | CANADIAN SOLAR | CS6P-230 | 285 | 216 | 199 | 10 |  | Solar | FIXED | Roof
SRP12085 | CANADIAN SOLAR | CS6P-230 | 285 | 10 | 109 | 15 |  | Solar | FIXED | Roof
SRP12085 | CANADIAN SOLAR | CS6P-230 | 285 | 10 | 199 | 15 |  | Solar | FIXED | Roof
SRP12085 | FRONIUS USA |  | 10000 | 6 |  |  | 0.96 | Solar Inverter |  | OUTDOOR
SRP12086 | REC SCANMODULE | SCM230 | 240 | 22 | 195 | 21 |  | Solar | FIXED | Roof
SRP12086 | ENPHASE ENERGY | M175-24-208-S01 | 215 | 22 |  |  | 0.96 | Solar Inverter |  | OUTDOOR
SRP12087 | YINGLI ENERGY (CHINA) | YL235P-29B | 235 | 18 | 210 | 40 |  | Solar | FIXED | Roof
SRP12087 | KACO | BLUEPLANET 3502 WITH X OR XI (208V) | 3500 | 1 |  |  | 0.955 | Solar Inverter |  | OUTDOOR
SRP12088 | REC SCANMODULE | SCM225 | 240 | 26 | 221 | 16 |  | Solar | FIXED | Roof
SRP12088 | ENPHASE ENERGY | M175-24-208-S | 215 | 26 |  |  | 0.96 | Solar Inverter |  | OUTDOOR
SRP12089 | YINGLI ENERGY (CHINA) | YL235P-29B | 235 | 18 | 208 | 25 |  | Solar | FIXED | Roof
SRP12089 | POWER-ONE | PVI-3.8-1-OUTD-X-US-Y (208 V) | 3800 | 1 |  |  | 0.965 | Solar Inverter |  | OUTDOOR
SRP12090 | LG ELECTRONICS SOLAR CELL DIVISION | LG255S1C-G2 | 255 | 16 | 146 | 40 |  | Solar | FIXED | Roof
SRP12090 | KACO | BLUEPLANET 3502 WITH X OR XI (208V) | 3500 | 1 |  |  | 0.955 | Solar Inverter |  | OUTDOOR
SRP12091 | SUNPOWER | SPR-315E-WHT-U | 327 | 16 | 155 | 23 |  | Solar | FIXED | Roof
SRP12091 | SMA AMERICA | SB5000US (240V) | 5000 | 1 |  |  | 0.96 | Solar Inverter |  | OUTDOOR
SRP12092 | LG ELECTRONICS SOLAR CELL DIVISION | LG255S1C-G2 | 255 | 28 | 190 | 32 |  | Solar | FIXED | Roof
SRP12092 | POWER-ONE | PVI-6000-OUTD-US (240 V) | 6000 | 1 |  |  | 0.965 | Solar Inverter |  | OUTDOOR
SRP12093 | SOLARWORLD | SW185MONO | 245 | 24 | 140 | 30 |  | Solar | FIXED | Roof
SRP12093 | SOLARWORLD | SW185MONO | 245 | 10 | 230 | 40 |  | Solar | FIXED | Roof
SRP12093 | ENPHASE ENERGY | M175-24-208-S | 215 | 34 |  |  | 0.96 | Solar Inverter |  | OUTDOOR
SRP12095 | CANADIAN SOLAR | CS6P-230 | 235 | 23 | 178 | 19 |  | Solar | FIXED | Roof
SRP12095 | ENPHASE ENERGY | M175-24-208-S | 215 | 23 |  |  | 0.96 | Solar Inverter |  | OUTDOOR
SRP12098 | LG ELECTRONICS SOLAR CELL DIVISION | LG255S1C-G2 | 255 | 20 | 167 | 20 |  | Solar | FIXED | Roof
SRP12098 | POWER-ONE | PVI-4.2-OUTD-S-US (208 V) | 4200 | 1 |  |  | 0.96 | Solar Inverter |  | OUTDOOR
SRP12099 | LIGHT WAY GREEN NEW ENERGY | LW235(29)P1650X990 | 235 | 140 | 212 | 10 |  | Solar | FIXED | Roof
SRP12099 | PV POWERED | PVP35KW-480 | 35000 | 1 |  |  | 0.97 | Solar Inverter |  | OUTDOOR
SRP12100 | LIGHT WAY GREEN NEW ENERGY | LW235(29)P1650X990 | 235 | 663 | 212 | 10 |  | Solar | FIXED | Roof
SRP12100 | PV POWERED | PVP50KW-208 | 50000 | 1 |  |  | 0.97 | Solar Inverter |  | OUTDOOR
SRP12100 | PV POWERED | PVP75KW-208 | 75000 | 1 |  |  | 0.97 | Solar Inverter |  | OUTDOOR
SRP12101 | LIGHT WAY GREEN NEW ENERGY | LW235(29)P1650X990 | 235 | 252 | 210 | 10 |  | Solar | FIXED | Roof
SRP12101 | PV POWERED | PVP75KW-208 | 50000 | 1 |  |  | 0.97 | Solar Inverter |  | OUTDOOR
SRP12104 | LIGHT WAY GREEN NEW ENERGY | LW235(29)P1650X990 | 235 | 403 | 219 | 10 |  | Solar | FIXED | Roof
SRP12104 | PV POWERED | PVP75KW-208 | 75000 | 1 |  |  | 0.97 | Solar Inverter |  | OUTDOOR
SRP12105 | LG ELECTRONICS SOLAR CELL DIVISION | LG255S1C-G2 | 255 | 12 | 178 | 28 |  | Solar | FIXED | Roof
SRP12105 | LG ELECTRONICS SOLAR CELL DIVISION | LG255S1C-G2 | 255 | 14 | 178 | 35 |  | Solar | FIXED | Roof
SRP12105 | POWER-ONE | PVI-3.0-OUTD-S-US (208 V) | 3000 | 2 |  |  | 0.96 | Solar Inverter |  | OUTDOOR
SRP12106 | LIGHT WAY GREEN NEW ENERGY | LW240(29)P1650X990 | 240 | 728 | 199 | 5 |  | Solar | FIXED | Roof
SRP12106 | PV POWERED | PVP5200 | 50000 | 1 |  |  | 0.96 | Solar Inverter |  | Inside
SRP12106 | PV POWERED | PVP100KW-208 | 100000 | 1 |  |  | 0.96 | Solar Inverter |  | Inside
SRP12107 | LIGHT WAY GREEN NEW ENERGY | LW235(29)P1650X990 | 235 | 312 | 210 | 10 |  | Solar | FIXED | Roof
SRP12107 | PV POWERED | PVP75KW-208 | 75000 | 1 |  |  | 0.97 | Solar Inverter |  | OUTDOOR
SRP12108 | ISOFOTON | I-100/12 | 245 | 12 | 128 | 47 |  | Solar | FIXED | Roof
SRP12108 | ISOFOTON | I-100/12 | 245 | 11 | 218 | 47 |  | Solar | FIXED | Roof
SRP12108 | POWER-ONE | PVI-5000-OUTD-US (240 V) | 5000 | 1 |  |  | 0.965 | Solar Inverter |  | OUTDOOR
SRP12109 | ISOFOTON | I-75 | 245 | 14 | 85 | 25 |  | Solar | FIXED | Roof
SRP12109 | ISOFOTON | I-75 | 245 | 16 | 265 | 25 |  | Solar | FIXED | Roof
SRP12109 | POWER-ONE | PVI-3000-I-OUTD-US | 3000 | 1 |  |  | 0.96 | Solar Inverter |  | OUTDOOR
SRP12109 | POWER-ONE | PVI-3600-US (208V) | 3600 | 1 |  |  | 0.96 | Solar Inverter |  | OUTDOOR
SRP12111 | ISOFOTON | I-100/12 | 245 | 9 | 132 | 22 |  | Solar | FIXED | Roof
SRP12111 | ISOFOTON | I-100/12 | 245 | 30 | 222 | 23 |  | Solar | FIXED | Roof
SRP12111 | POWER-ONE | PVI-5000-OUTD-US (240 V) | 4200 | 2 |  |  | 0.96 | Solar Inverter |  | Outside
SRP12112 | TRINA SOLAR | TSM-245PA05.10 | 245 | 28 | 240 | 25 |  | Solar | FIXED | Roof
SRP12112 | ENPHASE ENERGY | M215-60-2LL-S2X-IG | 215 | 28 |  |  | 0.96 | Solar Inverter |  | Inside
SRP12113 | LG ELECTRONICS SOLAR CELL DIVISION | LG260S1C-G2 | 260 | 39 | 208 | 40 |  | Solar | FIXED | Roof
SRP12113 | ENPHASE ENERGY | M215-60-2LL-S2X | 215 | 39 |  |  | 0.963 | Solar Inverter |  | OUTDOOR
SRP12114 | SOLARWORLD | SW245 MONO | 245 | 1896 | 180 | 20 |  | Solar | FIXED | Roof
SRP12114 | SATCON TECHNOLOGY | PVS-75 (208 V) | 75000 | 1 |  |  | 0.96 | Solar Inverter |  | OUTDOOR
SRP12114 | SATCON TECHNOLOGY | PVS-100 (208 V) | 100000 | 1 |  |  | 0.96 | Solar Inverter |  | OUTDOOR
SRP12114 | SATCON TECHNOLOGY | PVS-250 (208 V) | 250000 | 1 |  |  | 0.96 | Solar Inverter |  | OUTDOOR
SRP12116 | TRINA SOLAR | TSM-240PA05 | 240 | 18 | 255 | 27 |  | Solar | FIXED | Roof
SRP12116 | TRINA SOLAR | TSM-240PA05 | 240 | 15 | 165 | 43 |  | Solar | FIXED | Roof
SRP12116 | TRINA SOLAR | TSM-240PA05 | 240 | 16 | 165 | 43 |  | Solar | FIXED | Roof
SRP12116 | ENPHASE ENERGY | M215-60-2LL-S2X | 215 | 49 |  |  | 0.96 | Solar Inverter |  | OUTDOOR
SRP12117 | CHANGZHOU TRINA SOLAR ENERGY CO | TSM-180D | 240 | 22 | 244 | 30 |  | Solar | 1AXIS | Roof
SRP12117 | SMA AMERICA | SB4000US (240V) | 4000 | 1 |  |  | 0.968 | Solar Inverter |  | INDOOR
SRP12118 | TRINA SOLAR | TSM-240PA05.10 | 240 | 2 | 87 | 29 |  | Solar | FIXED | Roof
SRP12118 | TRINA SOLAR | TSM-240PA05.10 | 240 | 15 | 267 | 29 |  | Solar | FIXED | Roof
SRP12118 | ENPHASE ENERGY | M215-60-2LL-S2X | 215 | 17 |  |  | 0.96 | Solar Inverter |  | OUTDOOR
SRP12119 | CHANGZHOU TRINA SOLAR ENERGY CO | TSM-185D | 240 | 28 | 121 | 26 |  | Solar | FIXED | Roof
SRP12119 | SMA AMERICA | SB6000U (208V) | 6000 | 1 |  |  | 0.968 | Solar Inverter |  | Inside
SRP12120 | SUNIVA | OPT250-60-4-100 | 260 | 48 | 180 | 30 |  | Solar | FIXED | Ground
SRP12120 | SMA AMERICA | SB6000U (240V) | 6000 | 2 |  |  | 0.968 | Solar Inverter |  | Outside
SRP12121 | MATRIX SOLAR/PHOTOWATT | PW1650-175 | 255 | 20 | 204 | 28 |  | Solar | FIXED | Roof
SRP12121 | MATRIX SOLAR/PHOTOWATT | PW1650-175 | 255 | 9 | 113 | 29 |  | Solar | FIXED | Roof
SRP12121 | POWER-ONE | PVI-6000-OUTD-US (240 V) | 6000 | 1 |  |  | 0.96 | Solar Inverter |  | OUTDOOR
SRP12122 | CHANGZHOU TRINA SOLAR ENERGY CO | TSM-185D | 240 | 28 | 120 | 12 |  | Solar | FIXED | Roof
SRP12122 | CHANGZHOU TRINA SOLAR ENERGY CO | TSM-185D | 240 | 33 | 120 | 15 |  | Solar | FIXED | Roof
SRP12122 | CHANGZHOU TRINA SOLAR ENERGY CO | TSM-185D | 240 | 10 | 120 | 37 |  | Solar | FIXED | Roof
SRP12122 | ENPHASE ENERGY | M175-24-208-S | 215 | 71 |  |  | 0.96 | Solar Inverter |  | Inside
SRP12123 | TRINA SOLAR | TSM-240PD05.10 | 240 | 33 | 123 | 22 |  | Solar | FIXED | Roof
SRP12123 | ENPHASE ENERGY | M215-60-2LL-S2X | 215 | 33 |  |  | 0.96 | Solar Inverter |  | Inside
SRP12124 | REC SCANMODULE | SCM230 | 240 | 22 | 175 | 40 |  | Solar | FIXED | Roof
SRP12124 | ENPHASE ENERGY | M200-32-208-S01 | 215 | 22 |  |  | 0.96 | Solar Inverter |  | OUTDOOR
SRP12125 | CHANGZHOU TRINA SOLAR ENERGY CO | TSM-185D | 240 | 27 | 240 | 29 |  | Solar | FIXED | Roof
SRP12125 | SMA AMERICA | SB1100U-SBD | 2500 | 1 |  |  | 0.96 | Solar Inverter |  | Inside
SRP12125 | SMA AMERICA | SB3000US (208V) | 3000 | 1 |  |  | 0.96 | Solar Inverter |  | Inside
SRP12126 | CHANGZHOU TRINA SOLAR ENERGY CO | TSM-160D | 230 | 13 | 129 | 18 |  | Solar | FIXED | Roof
SRP12126 | CHANGZHOU TRINA SOLAR ENERGY CO | TSM-160D | 230 | 33 | 219 | 27 |  | Solar | FIXED | Roof
SRP12126 | SMA AMERICA | SWR2500U (240V) | 2500 | 1 |  |  | 0.96 | Solar Inverter |  | OUTDOOR
SRP12126 | SMA AMERICA | SB7000US (240V) | 7000 | 1 |  |  | 0.969 | Solar Inverter |  | OUTDOOR
SRP12129 | CHANGZHOU TRINA SOLAR ENERGY CO | TSM-185D | 240 | 6 | 237 | 25 |  | Solar | FIXED | Roof
SRP12129 | CHANGZHOU TRINA SOLAR ENERGY CO | TSM-185D | 240 | 30 | 237 | 27 |  | Solar | FIXED | Roof
SRP12129 | ENPHASE ENERGY | M200-32-240-S02 | 215 | 36 |  |  | 0.96 | Solar Inverter |  | Inside
SRP12130 | MATRIX SOLAR/PHOTOWATT | PW1650-175 | 235 | 351 | 200 | 5 |  | Solar | FIXED | Roof
SRP12130 | SOLECTRIA RENEWABLES | PVI82KW-208 | 82000 | 1 |  |  | 0.97 | Solar Inverter |  | INDOOR
SRP12132 | YINGLI ENERGY (CHINA) | YL235P-29B | 235 | 432 | 184 | 20 |  | Solar | FIXED | Ground
SRP12132 | SUNNY BOY | 6000 | 8000 | 12 |  |  | 0.97 | Solar Inverter |  | INDOOR
SRP12133 | BAODING YINGLI NEW ENERGY RESOURCES CO | YL175(156) | 260 | 19 | 143 | 17 |  | Solar | FIXED | Roof
SRP12133 | POWER-ONE | PVI-5000-OUTD-US (240 V) | 5000 | 1 |  |  | 0.965 | Solar Inverter |  | Inside
SRP12134 | SUNIVA | OPT260-60-4-100 | 260 | 48 | 198 | 22 |  | Solar | FIXED | Roof
SRP12134 | SMA AMERICA | SB6000U (208V) | 6000 | 2 |  |  | 0.97 | Solar Inverter |  | INDOOR
SRP12135 | LIGHT WAY GREEN NEW ENERGY | LW235(29)P1650X990 | 235 | 195 | 212 | 10 |  | Solar | FIXED | Roof
SRP12135 | PV POWERED | PVP35KW-480 | 35000 | 1 |  |  | 0.97 | Solar Inverter |  | OUTDOOR
SRP12136 | LIGHT WAY GREEN NEW ENERGY | LW235(29)P1650X990 | 235 | 364 | 118 | 22 |  | Solar | FIXED | Roof
SRP12136 | PV POWERED | PVP75KW-208 | 75000 | 1 |  |  | 0.97 | Solar Inverter |  | OUTDOOR
SRP12137 | CANADIAN SOLAR | CS6P-230 | 235 | 6 | 200 | 38 |  | Solar | FIXED | Roof
SRP12137 | CANADIAN SOLAR | CS6P-230 | 235 | 5 | 110 | 43 |  | Solar | FIXED | Roof
SRP12137 | ENPHASE ENERGY | M175-24-208-S | 215 | 11 |  |  | 0.96 | Solar Inverter |  | OUTDOOR
SRP12138 | CHANGZHOU TRINA SOLAR ENERGY CO | TSM-185D | 240 | 30 | 201 | 37 |  | Solar | FIXED | Roof
SRP12138 | SMA AMERICA | SB6000U (208V) | 6000 | 1 |  |  | 0.968 | Solar Inverter |  | Inside
SRP12139 | CHANGZHOU TRINA SOLAR ENERGY CO | TSM-185D | 240 | 44 | 123 | 18 |  | Solar | FIXED | Roof
SRP12139 | CHANGZHOU TRINA SOLAR ENERGY CO | TSM-185D | 240 | 47 | 213 | 18 |  | Solar | FIXED | Roof
SRP12139 | ENPHASE ENERGY | M200-32-240-S02 | 215 | 91 |  |  | 0.96 | Solar Inverter |  | Inside
SRP12140 | CHANGZHOU TRINA SOLAR ENERGY CO | TSM-185D | 240 | 14 | 102 | 27 |  | Solar | FIXED | Roof
SRP12140 | CHANGZHOU TRINA SOLAR ENERGY CO | TSM-185D | 240 | 24 | 192 | 27 |  | Solar | FIXED | Roof
SRP12140 | SMA AMERICA | SB3000US (208V) | 3000 | 1 |  |  | 0.96 | Solar Inverter |  | Inside
SRP12140 | SMA AMERICA | SB5000US (277V) | 5000 | 1 |  |  | 0.968 | Solar Inverter |  | Inside
SRP12141 | MATRIX SOLAR/PHOTOWATT | PW1650-155 | 235 | 390 | 100 | 5 |  | Solar | FIXED | Roof
SRP12141 | SOLECTRIA RENEWABLES | PVI82KW-208 | 82000 | 1 |  |  | 0.97 | Solar Inverter |  | INDOOR
SRP12142 | CANADIAN SOLAR | CS6P-230 | 235 | 16 | 105 | 21 |  | Solar | FIXED | Roof
SRP12142 | CANADIAN SOLAR | CS6P-230 | 235 | 15 | 195 | 21 |  | Solar | FIXED | Roof
SRP12142 | ENPHASE ENERGY | M200-32-208-S02 | 215 | 31 |  |  | 0.96 | Solar Inverter |  | OUTDOOR
SRP12143 | CANADIAN SOLAR | CS6P-230 | 235 | 24 | 176 | 20 |  | Solar | FIXED | Roof
SRP12143 | ENPHASE ENERGY | M200-32-208-S02 | 215 | 24 |  |  | 0.96 | Solar Inverter |  | Outside
SRP12144 | LIGHT WAY GREEN NEW ENERGY | LW235(29)P1650X990 | 235 | 260 | 182 | 10 |  | Solar | FIXED | Roof
SRP12144 | PV POWERED | PVP50KW-208 | 50000 | 1 |  |  | 0.97 | Solar Inverter |  | OUTDOOR
SRP12145 | SUNWIZE TECHNOLOGIES |  | 250 | 16 | 208 | 22 |  | Solar | FIXED | Roof
SRP12145 | SUNWIZE TECHNOLOGIES |  | 250 | 8 | 184 | 36 |  | Solar | FIXED | Roof
SRP12145 | ENPHASE ENERGY | M200-32-208-S01 | 215 | 24 |  |  | 0.97 | Solar Inverter |  | OUTDOOR
SRP12147 | SUNTECH POWER | STP250S-20/WDB | 250 | 33 | 193 | 30 |  | Solar | FIXED | Roof
SRP12147 | SMA AMERICA | SB7000US (277V) | 7000 | 1 |  |  | 0.971 | Solar Inverter |  | INDOOR
SRP12148 | LIGHT WAY GREEN NEW ENERGY | LW235(29)P1650X990 | 235 | 221 | 187 | 10 |  | Solar | FIXED | Roof
SRP12148 | PV POWERED | PVP50KW-480 | 50000 | 1 |  |  | 0.97 | Solar Inverter |  | OUTDOOR
SRP12149 | SUNTECH POWER | STP210S-18/UB-1 | 250 | 42 | 159 | 18 |  | Solar | FIXED | Roof
SRP12149 | FRONIUS USA |  | 9995 | 1 |  |  | 0.962 | Solar Inverter |  | Outside
SRP12150 | SUNTECH POWER | STP210-18/UB-1 | 250 | 33 | 113 | 28 |  | Solar | FIXED | Roof
SRP12150 | SMA AMERICA | SB7000US (208V) | 7000 | 1 |  |  | 0.971 | Solar Inverter |  | INDOOR
SRP12154 | MATRIX SOLAR/PHOTOWATT | PW1000-100 | 255 | 33 | 127 | 27 |  | Solar | FIXED | Roof
SRP12154 | SMA AMERICA | SB7000US (240V) | 7000 | 1 |  |  | 0.96 | Solar Inverter |  | OUTDOOR
SRP12155 | LIGHT WAY GREEN NEW ENERGY | LW235(29)P1650X990 | 235 | 112 | 169 | 10 |  | Solar | FIXED | Roof
SRP12155 | PV POWERED | PVP35KW-208 | 35000 | 1 |  |  | 0.97 | Solar Inverter |  | OUTDOOR
SRP12156 | LIGHT WAY GREEN NEW ENERGY | LW235(29)P1650X990 | 235 | 840 | 209 | 10 |  | Solar | FIXED | Roof
SRP12156 | PV POWERED | PVP75KW-480 | 75000 | 1 |  |  | 0.97 | Solar Inverter |  | Outside
SRP12156 | PV POWERED | PVP100KW-208 | 100000 | 1 |  |  | 0.97 | Solar Inverter |  | OUTDOOR
SRP12159 | YINGLI ENERGY (CHINA) | YL240P-29B | 240 | 20 | 180 | 25 |  | Solar | FIXED | Ground
SRP12159 | ENPHASE ENERGY | M215-60-2LL-S2X | 215 | 20 |  |  | 0.963 | Solar Inverter |  | OUTDOOR
SRP12160 | LIGHT WAY GREEN NEW ENERGY | LW235(29)P1650X990 | 235 | 154 | 205 | 10 |  | Solar | FIXED | Roof
SRP12160 | PV POWERED | PVP30KW-208 | 30000 | 1 |  |  | 0.97 | Solar Inverter |  | Outside
SRP12161 | KYOCERA SOLAR | KD210GX-LP | 220 | 18 | 229 | 14 |  | Solar | FIXED | Roof
SRP12161 | KYOCERA SOLAR | KD210GX-LP | 220 | 20 | 229 | 14 |  | Solar | FIXED | Roof
SRP12161 | POWER-ONE | PVI-3600-OUTD-US-F (240V) | 3600 | 1 |  |  | 0.96 | Solar Inverter |  | Inside
SRP12161 | POWER-ONE | PVI-3600-US (240V) | 4200 | 1 |  |  | 0.96 | Solar Inverter |  | Inside
SRP12163 | SUNIVA | OPT260-60-4-100 | 260 | 12 | 210 | 36 |  | Solar | FIXED | Roof
SRP12163 | FRONIUS USA | IG PLUS V 3.0-240 | 3000 | 1 |  |  | 0.95 | Solar Inverter |  | OUTDOOR
SRP12164 | YINGLI ENERGY (CHINA) | YL260C-30B | 260 | 20 | 272 | 35 |  | Solar | FIXED | Roof
SRP12164 | YINGLI ENERGY (CHINA) | YL260C-30B | 260 | 12 | 92 | 40 |  | Solar | FIXED | Roof
SRP12164 | YINGLI ENERGY (CHINA) | YL260C-30B | 260 | 12 | 272 | 40 |  | Solar | FIXED | Roof
SRP12164 | ENPHASE ENERGY | M215-60-2LL-S2X | 215 | 44 |  |  | 0.96 | Solar Inverter |  | OUTDOOR
SRP12165 | LIGHT WAY GREEN NEW ENERGY | LW235(29)P1650X990 | 235 | 260 | 209 | 10 |  | Solar | FIXED | Roof
SRP12165 | PV POWERED | PVP50KW-208 | 50000 | 1 |  |  | 0.97 | Solar Inverter |  | OUTDOOR
SRP12166 | KYOCERA SOLAR | KD210GX-LP | 220 | 23 | 233 | 22 |  | Solar | FIXED | Roof
SRP12166 | KYOCERA SOLAR | KD210GX-LP | 220 | 17 | 143 | 42 |  | Solar | FIXED | Roof
SRP12166 | KYOCERA SOLAR | KD210GX-LP | 220 | 29 | 233 | 42 |  | Solar | FIXED | Roof
SRP12166 | POWER-ONE | PVI-6000-OUTD-US-W (240 V) | 6000 | 1 |  |  | 0.965 | Solar Inverter |  | OUTDOOR
SRP12166 | POWER-ONE | PVI-6000-OUTD-US-W (277 V) | 6000 | 1 |  |  | 0.965 | Solar Inverter |  | OUTDOOR
SRP12168 | BAODING YINGLI NEW ENERGY RESOURCES CO | YL175(156) | 240 | 33 | 162 | 18 |  | Solar | FIXED | Roof
SRP12168 | SMA AMERICA | SB7000US (208V) | 7000 | 1 |  |  | 0.96 | Solar Inverter |  | Inside
SRP12170 | SUNPOWER | SPR-327NE-WHT-D | 327 | 14 | 180 | 0 |  | Solar | FIXED | Roof
SRP12170 | SUNPOWER | SPR-327NE-WHT-D | 327 | 18 | 14 | 6 |  | Solar | FIXED | Roof
SRP12170 | SUNPOWER | SPR-4000M (240V) | 4000 | 1 |  |  | 0.97 | Solar Inverter |  | Outside
SRP12170 | SUNPOWER | SPR-5000M (240V) | 5000 | 1 |  |  | 0.97 | Solar Inverter |  | Outside
SRP12175 | KYOCERA SOLAR | KD220GX-LFBS | 220 | 8 | 165 | 12 |  | Solar | FIXED | Roof
SRP12175 | KYOCERA SOLAR | KD220GX-LFBS | 220 | 28 | 165 | 34 |  | Solar | FIXED | Roof
SRP12175 | POWER-ONE | PVI-3.6-OUTD-S-US (240 V) | 3600 | 1 |  |  | 0.96 | Solar Inverter |  | INDOOR
SRP12175 | POWER-ONE | PVI-3.6-OUTD-S-US (240 V) | 3600 | 1 |  |  | 0.96 | Solar Inverter |  | INDOOR
SRP12177 | CHANGZHOU TRINA SOLAR ENERGY CO | TSM-170D | 240 | 36 | 226 | 26 |  | Solar | FIXED | Roof
SRP12177 | ENPHASE ENERGY | M200-32-240-S02 | 215 | 36 |  |  | 0.96 | Solar Inverter |  | OUTDOOR
SRP12179 | SUNTECH POWER | STP190S-18/UB-1 | 180 | 18 | 195 | 32 |  | Solar | FIXED | Roof
SRP12179 | SMA AMERICA | SB3000US (208V) | 3000 | 1 |  |  | 0.965 | Solar Inverter |  | INDOOR
SRP12180 | YINGLI ENERGY (CHINA) | YL240P-29B | 240 | 20 | 105 | 30 |  | Solar | FIXED | Roof
SRP12180 | YINGLI ENERGY (CHINA) | YL240P-29B | 240 | 47 | 195 | 30 |  | Solar | FIXED | Roof
SRP12180 | SMA AMERICA | SB5000US-12 (240V) | 5000 | 1 |  |  | 0.965 | Solar Inverter |  | Inside
SRP12180 | FRONIUS USA | IG 5100 NEG | 5100 | 1 |  |  | 0.955 | Solar Inverter |  | Inside
SRP12180 | FRONIUS USA |  | 10000 | 1 |  |  | 0.955 | Solar Inverter |  | Inside
SRP12182 | TRINA SOLAR | TSM-240PA05.10 | 240 | 42 | 122 | 27 |  | Solar | FIXED | Roof
SRP12182 | ENPHASE ENERGY | M215-60-2LL-S2X | 215 | 42 |  |  | 0.96 | Solar Inverter |  | Inside
SRP12183 | CHANGZHOU TRINA SOLAR ENERGY CO | TSM-185D | 240 | 26 | 256 | 23 |  | Solar | FIXED | Roof
SRP12183 | ENPHASE ENERGY | M200-32-208-S01 | 215 | 26 |  |  | 0.963 | Solar Inverter |  | OUTDOOR
SRP12184 | SUNTECH POWER | STP210S-18/UB-1 | 250 | 24 | 141 | 24 |  | Solar | FIXED | Roof
SRP12184 | SMA AMERICA | SB5000US (277V) | 5000 | 1 |  |  | 0.97 | Solar Inverter |  | INDOOR
SRP12185 | BAODING YINGLI NEW ENERGY RESOURCES CO | YL175(156) | 260 | 20 | 68 | 34 |  | Solar | FIXED | Roof
SRP12185 | BAODING YINGLI NEW ENERGY RESOURCES CO | YL175(156) | 260 | 15 | 158 | 34 |  | Solar | FIXED | Roof
SRP12185 | POWER-ONE | PVI-5000-OUTD-US (240 V) | 4200 | 1 |  |  | 0.96 | Solar Inverter |  | OUTDOOR
SRP12185 | POWER-ONE | PVI-5000-OUTD-US (240 V) | 4200 | 1 |  |  | 0.96 | Solar Inverter |  | OUTDOOR
SRP12186 | TRINA SOLAR | TSM-250PA05 | 250 | 12 | 124 | 23 |  | Solar | FIXED | Roof
SRP12186 | POWER-ONE | PVI-3.0-OUTD-S-US (240 V) | 3000 | 1 |  |  | 0.96 | Solar Inverter |  | OUTDOOR
SRP12189 | CHANGZHOU TRINA SOLAR ENERGY CO | TSM-185D | 240 | 36 | 136 | 23 |  | Solar | FIXED | Roof
SRP12189 | SMA AMERICA | SB1100U | 2000 | 1 |  |  | 0.96 | Solar Inverter |  | Inside
SRP12189 | SMA AMERICA | SB6000U (208V) | 6000 | 1 |  |  | 0.968 | Solar Inverter |  | Inside
SRP12190 | CHANGZHOU TRINA SOLAR ENERGY CO | TSM-185D | 240 | 16 | 160 | 19 |  | Solar | FIXED | Roof
SRP12190 | ENPHASE ENERGY | M200-32-240-S02 | 215 | 16 |  |  | 0.96 | Solar Inverter |  | Inside
SRP12191 | LG ELECTRONICS SOLAR CELL DIVISION | LG255S1C-G3 | 255 | 6 | 200 | 18 |  | Solar | FIXED | Roof
SRP12191 | LG ELECTRONICS SOLAR CELL DIVISION | LG255S1C-G2 | 255 | 18 | 200 | 20 |  | Solar | FIXED | Roof
SRP12191 | POWER-ONE | PVI-5000-OUTD-US (240 V) | 5000 | 1 |  |  | 0.97 | Solar Inverter |  | OUTDOOR
SRP12192 | CHANGZHOU TRINA SOLAR ENERGY CO | TSM-185D | 250 | 23 | 165 | 29 |  | Solar | FIXED | Roof
SRP12192 | POWER-ONE | PVI-5000-OUTD-US (240 V) | 5000 | 1 |  |  | 0.96 | Solar Inverter |  | OUTDOOR
SRP12193 | CHANGZHOU TRINA SOLAR ENERGY CO | TSM-185D | 230 | 30 | 182.9 | 30 |  | Solar | FIXED | Roof
SRP12193 | SMA AMERICA | SB6000U (208V) | 6000 | 1 |  |  | 0.968 | Solar Inverter |  | OUTDOOR
SRP12194 | CANADIAN SOLAR | CS4C-100 | 240 | 10 | 109 | 26 |  | Solar | FIXED | Roof
SRP12194 | CANADIAN SOLAR | CS4C-100 | 240 | 40 | 199 | 26 |  | Solar | FIXED | Roof
SRP12194 | FRONIUS USA |  | 11400 | 1 |  |  | 0.955 | Solar Inverter |  | INDOOR
SRP12195 | CANADIAN SOLAR | CS6P-230 | 235 | 14 | 138 | 24 |  | Solar | FIXED | Roof
SRP12195 | ENPHASE ENERGY | M215-60-2LL-S2X | 215 | 14 |  |  | 0.96 | Solar Inverter |  | OUTDOOR
SRP12196 | CANADIAN SOLAR | CS6P-230 | 235 | 20 | 240 | 25 |  | Solar | FIXED | Roof
SRP12196 | ENPHASE ENERGY | M200-32-208-S01 | 215 | 20 |  |  | 0.96 | Solar Inverter |  | OUTDOOR
SRP12197 | CANADIAN SOLAR | CS6P-230 | 235 | 36 | 285 | 16 |  | Solar | FIXED | Roof
SRP12197 | ENPHASE ENERGY | M200-32-240-S02 | 215 | 36 |  |  | 0.96 | Solar Inverter |  | OUTDOOR
SRP12198 | CANADIAN SOLAR | CS6P-230 | 235 | 15 | 246 | 8 |  | Solar | FIXED | Roof
SRP12198 | CANADIAN SOLAR | CS6P-230 | 235 | 6 | 246 | 24 |  | Solar | FIXED | Roof
SRP12198 | ENPHASE ENERGY | M200-32-240-S02 | 215 | 21 |  |  | 0.96 | Solar Inverter |  | OUTDOOR
SRP12201 | LG ELECTRONICS SOLAR CELL DIVISION | LG255S1C-G2 | 255 | 35 | 154 | 25 |  | Solar | FIXED | Roof
SRP12201 | ENPHASE ENERGY | M175-24-208-S | 215 | 9 |  |  | 0.97 | Solar Inverter |  | OUTDOOR
SRP12201 | ENPHASE ENERGY | M175-24-208-S | 215 | 11 |  |  | 0.97 | Solar Inverter |  | OUTDOOR
SRP12201 | ENPHASE ENERGY | M175-24-208-S | 215 | 15 |  |  | 0.97 | Solar Inverter |  | OUTDOOR
SRP12202 | SUNIVA | ART255-60-3-100 | 255 | 4422 | 160 | 10 |  | Solar | FIXED | Roof
SRP12202 | XANTREX TECHNOLOGY | GT500-480 | 500000 | 2 |  |  | 0.96 | Solar Inverter |  | OUTDOOR
SRP12203 | SUNIVA | ART255-60-3-100 | 255 | 4420 | 202 | 15 |  | Solar | FIXED | Roof
SRP12203 | SCHNEIDER | CONEXT TX 5000 NA (208V) | 500000 | 2 |  |  | 0.96 | Solar Inverter |  | OUTDOOR
SRP12204 | BAODING YINGLI NEW ENERGY RESOURCES CO | 110(17)P1447X663 | 240 | 20 | 190 | 38 |  | Solar | FIXED | Roof
SRP12204 | POWER-ONE | PVI-3600-US (240V) | 3800 | 1 |  |  | 0.965 | Solar Inverter |  | Inside
SRP12205 | BAODING YINGLI NEW ENERGY RESOURCES CO | 30(17)P754X350 | 240 | 38 | 259 | 30 |  | Solar | FIXED | Roof
SRP12205 | POWER-ONE | PVI-3600-US (240V) | 3600 | 1 |  |  | 0.96 | Solar Inverter |  | Inside
SRP12205 | POWER-ONE | PVI-5000-OUTD-US (208 V) | 4200 | 1 |  |  | 0.96 | Solar Inverter |  | Inside
SRP12206 | SUNTECH POWER | STP210S-18/UB-1 | 250 | 33 | 196 | 30 |  | Solar | FIXED | Roof
SRP12206 | SMA AMERICA | SB7000US (240V) | 7000 | 1 |  |  | 0.971 | Solar Inverter |  | Outside
SRP12208 | SUNTECH POWER | STP150S-24/AB-1 | 250 | 28 | 137 | 30 |  | Solar | FIXED | Roof
SRP12208 | SMA AMERICA | SB6000U (240V) | 6000 | 1 |  |  | 0.97 | Solar Inverter |  | INDOOR
SRP12209 | TRINA SOLAR | TSM-235PA05.18 | 235 | 9 | 130 | 20 |  | Solar | FIXED | Roof
SRP12209 | TRINA SOLAR | TSM-235PA05.18 | 235 | 12 | 220 | 21 |  | Solar | FIXED | Roof
SRP12209 | ENPHASE ENERGY | M215-60-2LL-S2X | 215 | 21 |  |  | 0.96 | Solar Inverter |  | OUTDOOR
SRP12210 | LIGHT WAY GREEN NEW ENERGY | LW235(29)P1650X990 | 235 | 780 | 202 | 10 |  | Solar | FIXED | Roof
SRP12210 | PV POWERED | PVP100KW-208 | 100000 | 2 |  |  | 0.97 | Solar Inverter |  | Inside
SRP12211 | LIGHT WAY GREEN NEW ENERGY | LW235(29)P1650X990 | 235 | 182 | 210 | 10 |  | Solar | FIXED | Roof
SRP12211 | PV POWERED | PVP35KW-208 | 35000 | 1 |  |  | 0.97 | Solar Inverter |  | OUTDOOR
SRP12212 | SUNTECH POWER | STP180S-24/AB-1 | 250 | 33 | 164 | 28 |  | Solar | FIXED | Roof
SRP12212 | SMA AMERICA | SB7000US (277V) | 7000 | 1 |  |  | 0.983 | Solar Inverter |  | INDOOR
SRP12213 | SUNTECH POWER | STP210S-18/UB-1 | 250 | 26 | 163 | 25 |  | Solar | FIXED | Roof
SRP12213 | SMA AMERICA | SB6000US (240V) | 6000 | 1 |  |  | 0.97 | Solar Inverter |  | INDOOR
SRP12214 | SUNTECH POWER | STP275-24/VE | 275 | 1584 | 217 | 7 |  | Solar | FIXED | Ground
SRP12214 | SATCON TECHNOLOGY | PVS-375 (480 V) | 375000 | 1 |  |  | 0.963 | Solar Inverter |  | OUTDOOR
SRP12216 | SUNTECH POWER | STP210S-18/UB-1 | 250 | 24 | 169 | 34 |  | Solar | FIXED | Roof
SRP12216 | SUNTECH POWER | STP210S-18/UB-1 | 250 | 11 | 259 | 42 |  | Solar | FIXED | Roof
SRP12216 | SMA AMERICA | SB3000US (240V) | 3000 | 1 |  |  | 0.965 | Solar Inverter |  | INDOOR
SRP12216 | SMA AMERICA | SB5000US (240V) | 5000 | 1 |  |  | 0.968 | Solar Inverter |  | INDOOR
SRP12217 | SUNTECH POWER | STP190S-18/UB-1 | 250 | 22 | 190 | 32 |  | Solar | FIXED | Roof
SRP12217 | SMA AMERICA | SB5000US (240V) | 5000 | 1 |  |  | 0.968 | Solar Inverter |  | INDOOR
SRP12218 | LG ELECTRONICS SOLAR CELL DIVISION | LG255S1C-G2 | 255 | 30 | 171 | 26 |  | Solar | FIXED | Roof
SRP12218 | POWER-ONE | PVI-6000-OUTD-US-W (240 V) | 6000 | 1 |  |  | 0.97 | Solar Inverter |  | OUTDOOR
SRP12221 | YINGLI ENERGY (CHINA) | YL240P-29B | 240 | 22 | 233 | 40 |  | Solar | FIXED | Roof
SRP12221 | POWER-ONE | PVI-5000-OUTD-US (240 V) | 5000 | 1 |  |  | 0.965 | Solar Inverter |  | OUTDOOR
SRP12222 | SUNTECH POWER | STP210S-18/UB-1 | 280 | 3663 | 180 | 10 |  | Solar | FIXED | Roof
SRP12222 | PV POWERED | PVP2500 | 260000 | 3 |  |  | 0.97 | Solar Inverter |  | OUTDOOR
SRP12224 | SUNTECH POWER | STP21018 | 275 | 3014 | 214 | 10 |  | Solar | FIXED | Roof
SRP12224 | PV POWERED | PVP30KW-LV-480 | 35000 | 1 |  |  | 0.97 | Solar Inverter |  | OUTDOOR
SRP12224 | PV POWERED | PVP100KW-480 | 100000 | 1 |  |  | 0.97 | Solar Inverter |  | OUTDOOR
SRP12224 | PV POWERED | PVP1100 | 260000 | 2 |  |  | 0.97 | Solar Inverter |  | OUTDOOR
SRP12226 | SOLAR INTEGRATED TECHNOLOGIES | SI-G1 288 | 225 | 1664 | 210 | 10 |  | Solar | FIXED | Roof
SRP12226 | ADVANCED ENERGY INDUSTRIES | 3159000-104 | 333000 | 1 |  |  | 0.975 | Solar Inverter |  | OUTDOOR
SRP12227 | LIGHT WAY GREEN NEW ENERGY | LW235(29)P1650X990 | 235 | 715 | 198 | 10 |  | Solar | FIXED | Roof
SRP12227 | PV POWERED | PVP50KW-480 | 50000 | 1 |  |  | 0.97 | Solar Inverter |  | OUTDOOR
SRP12227 | PV POWERED | PVP100KW-208 | 100000 | 1 |  |  | 0.97 | Solar Inverter |  | OUTDOOR
SRP12228 | KYOCERA SOLAR | KD210GX-LP | 220 | 26 | 85 | 18 |  | Solar | FIXED | Roof
SRP12228 | KYOCERA SOLAR | KD210GX-LP | 220 | 26 | 175 | 18 |  | Solar | FIXED | Roof
SRP12228 | SMA AMERICA | SB5000US (240V) | 5000 | 1 |  |  | 0.955 | Solar Inverter |  | OUTDOOR
SRP12228 | SMA AMERICA | SB5000US (240V) | 5000 | 1 |  |  | 0.955 | Solar Inverter |  | OUTDOOR
SRP12229 | BAODING YINGLI NEW ENERGY RESOURCES CO | 120(17)P1447X663 | 240 | 18 | 224 | 21 |  | Solar | FIXED | Roof
SRP12229 | BAODING YINGLI NEW ENERGY RESOURCES CO | 120(17)P1447X663 | 240 | 9 | 224 | 22 |  | Solar | FIXED | Roof
SRP12229 | POWER-ONE | PVI-6000-OUTD-US (240 V) | 6000 | 1 |  |  | 0.965 | Solar Inverter |  | OUTDOOR
SRP12230 | SUNWIZE TECHNOLOGIES |  | 260 | 13 | 115 | 23 |  | Solar | FIXED | Roof
SRP12230 | SUNWIZE TECHNOLOGIES |  | 260 | 14 | 295 | 23 |  | Solar | FIXED | Roof
SRP12230 | SOLECTRIA RENEWABLES | PVI 5300-P (240V) | 6000 | 1 |  |  | 0.975 | Solar Inverter |  | OUTDOOR
SRP12232 | BAODING YINGLI NEW ENERGY RESOURCES CO | 120(17)P1447X663 | 240 | 9 | 127 | 43 |  | Solar | FIXED | Roof
SRP12232 | FRONIUS USA | IG 2000 NEG | 2000 | 1 |  |  | 0.935 | Solar Inverter |  | OUTDOOR
SRP12233 | YINGLI ENERGY (CHINA) | YL240P-29B | 240 | 48 | 148 | 18 |  | Solar | FIXED | Roof
SRP12233 | FRONIUS USA | IG PLUS V 10.0-240 | 10000 | 1 |  |  | 0.955 | Solar Inverter |  | OUTDOOR
SRP12234 | BAODING YINGLI NEW ENERGY RESOURCES CO | YL175(156) | 240 | 7 | 270 | 33 |  | Solar | FIXED | Roof
SRP12234 | BAODING YINGLI NEW ENERGY RESOURCES CO | YL175(156) | 240 | 13 | 90 | 34 |  | Solar | FIXED | Roof
SRP12234 | POWER-ONE | PVI-5000-OUTD-US (208 V) | 4200 | 1 |  |  | 0.96 | Solar Inverter |  | OUTDOOR
SRP12235 | KYOCERA SOLAR | KD220GX-LFBS | 220 | 24 | 200 | 41 |  | Solar | FIXED | Roof
SRP12235 | SMA AMERICA | SB5000US-12 (240V) | 5000 | 1 |  |  | 0.955 | Solar Inverter |  | OUTDOOR
SRP12236 | SUNIVA | OPT260-60-4-100 | 260 | 9 | 159 | 28 |  | Solar | FIXED | Roof
SRP12236 | SUNIVA | OPT260-60-4-100 | 260 | 32 | 159 | 36 |  | Solar | FIXED | Roof
SRP12236 | SUNIVA | OPT260-60-4-100 | 260 | 6 | 69 | 41 |  | Solar | FIXED | Roof
SRP12236 | POWER-ONE | PVI-3.0-OUTD-S-US (208 V) | 3000 | 1 |  |  | 0.965 | Solar Inverter |  | Inside
SRP12236 | POWER-ONE | PVI-3.0-OUTD-S-US (277 V) | 3000 | 1 |  |  | 0.965 | Solar Inverter |  | Inside
SRP12236 | POWER-ONE | PVI-6000-OUTD-US (240 V) | 6000 | 1 |  |  | 0.965 | Solar Inverter |  | Inside
SRP12237 | YINGLI ENERGY (CHINA) | YL240P-29B | 240 | 15 | 100 | 35 |  | Solar | FIXED | Roof
SRP12237 | YINGLI ENERGY (CHINA) | YL240P-29B | 240 | 6 | 190 | 38 |  | Solar | FIXED | Roof
SRP12237 | POWER-ONE | PVI-5000-OUTD-US (240 V) | 5000 | 1 |  |  | 0.965 | Solar Inverter |  | OUTDOOR
SRP12238 | CANADIAN SOLAR | CS6P-230 | 235 | 19 | 176 | 24 |  | Solar | FIXED | Roof
SRP12238 | ENPHASE ENERGY | M200-32-240-S02 | 215 | 19 |  |  | 0.96 | Solar Inverter |  | OUTDOOR
SRP12239 | LG ELECTRONICS SOLAR CELL DIVISION | LG255S1C-G2 | 255 | 13 | 102 | 23 |  | Solar | FIXED | Roof
SRP12239 | LG ELECTRONICS SOLAR CELL DIVISION | LG255S1C-G2 | 255 | 7 | 102 | 32 |  | Solar | FIXED | Roof
SRP12239 | LG ELECTRONICS SOLAR CELL DIVISION | LG255S1C-G2 | 255 | 15 | 176 | 32 |  | Solar | FIXED | Roof
SRP12239 | POWER-ONE | PVI-3.0-OUTD-S-US (208 V) | 3000 | 1 |  |  | 0.96 | Solar Inverter |  | OUTDOOR
SRP12239 | POWER-ONE | PVI-4.2-OUTD-S-US (208 V) | 4200 | 1 |  |  | 0.96 | Solar Inverter |  | OUTDOOR
SRP12240 | MATRIX SOLAR/PHOTOWATT | PW1000-100 | 255 | 33 | 265 | 18 |  | Solar | FIXED | Roof
SRP12240 | SMA AMERICA | SB7000US (240V) | 7000 | 1 |  |  | 0.96 | Solar Inverter |  | OUTDOOR
SRP12241 | CHANGZHOU TRINA SOLAR ENERGY CO | TSM-160D | 240 | 23 | 228 | 28 |  | Solar | FIXED | Roof
SRP12241 | PV POWERED | PVP2500 | 2500 | 1 |  |  | 0.945 | Solar Inverter |  | INDOOR
SRP12241 | PV POWERED | PVP2500 | 2500 | 1 |  |  | 0.945 | Solar Inverter |  | INDOOR
SRP12243 | MATRIX SOLAR/PHOTOWATT | PW1650-175 | 255 | 10 | 90 | 20 |  | Solar | FIXED | Roof
SRP12243 | MATRIX SOLAR/PHOTOWATT | PW1650-175 | 255 | 11 | 270 | 20 |  | Solar | FIXED | Roof
SRP12243 | MATRIX SOLAR/PHOTOWATT | PW1650-175 | 255 | 21 | 180 | 24 |  | Solar | FIXED | Roof
SRP12243 | POWER-ONE | PVI-5000-OUTD-US (240 V) | 4200 | 1 |  |  | 0.96 | Solar Inverter |  | Inside
SRP12243 | POWER-ONE | PVI-5000-OUTD-US (240 V) | 4200 | 1 |  |  | 0.96 | Solar Inverter |  | Inside
SRP12244 | MATRIX SOLAR/PHOTOWATT | PW1650-175 | 255 | 30 | 173 | 42 |  | Solar | FIXED | Roof
SRP12244 | POWER-ONE | PVI-6000-OUTD-US (240 V) | 6000 | 1 |  |  | 0.96 | Solar Inverter |  | OUTDOOR
SRP12245 | CHANGZHOU TRINA SOLAR ENERGY CO | TSM-185D | 250 | 18 | 130 | 10 |  | Solar | FIXED | Roof
SRP12245 | POWER-ONE | PVI-3600-OUTD-US-F (240V) | 3600 | 1 |  |  | 0.96 | Solar Inverter |  | OUTDOOR
SRP12247 | CANADIAN SOLAR | CS6P-235PX | 235 | 21 | 214 | 30 |  | Solar | FIXED | Roof
SRP12247 | ENPHASE ENERGY | M215-60-2LL-S2X | 215 | 21 |  |  | 0.96 | Solar Inverter |  | OUTDOOR
SRP12248 | CHANGZHOU TRINA SOLAR ENERGY CO | TSM-185D | 250 | 12 | 214 | 18 |  | Solar | FIXED | Roof
SRP12248 | CHANGZHOU TRINA SOLAR ENERGY CO | TSM-185D | 250 | 18 | 214 | 18 |  | Solar | FIXED | Roof
SRP12248 | POWER-ONE | PVI-6000-OUTD-US (240 V) | 6000 | 1 |  |  | 0.97 | Solar Inverter |  | OUTDOOR
SRP12249 | CANADIAN SOLAR | CS6P-230 | 235 | 6 | 276 | 10 |  | Solar | FIXED | Roof
SRP12249 | CANADIAN SOLAR | CS6P-230 | 235 | 7 | 186 | 16 |  | Solar | FIXED | Roof
SRP12249 | CANADIAN SOLAR | CS6P-230 | 235 | 4 | 276 | 16 |  | Solar | FIXED | Roof
SRP12249 | ENPHASE ENERGY | M200-32-240-S02 | 215 | 17 |  |  | 0.96 | Solar Inverter |  | OUTDOOR
SRP12250 | MATRIX SOLAR/PHOTOWATT | PW1650-175 | 255 | 18 | 112 | 2 |  | Solar | FIXED | Roof
SRP12250 | MATRIX SOLAR/PHOTOWATT | PW1650-175 | 255 | 12 | 112 | 30 |  | Solar | FIXED | Roof
SRP12250 | POWER-ONE | PVI-6000-OUTD-US (277 V) | 6000 | 1 |  |  | 0.96 | Solar Inverter |  | Inside
SRP12251 | CANADIAN SOLAR | CS6P-230 | 235 | 16 | 188 | 15 |  | Solar | FIXED | Roof
SRP12251 | ENPHASE ENERGY | M200-32-240-S02 | 215 | 16 |  |  | 0.96 | Solar Inverter |  | OUTDOOR
SRP12254 | CHANGZHOU TRINA SOLAR ENERGY CO | TSM-185D | 235 | 24 | 230.1 | 20 |  | Solar | FIXED | Roof
SRP12254 | PV POWERED | PVP4800 | 4800 | 1 |  |  | 0.96 | Solar Inverter |  | OUTDOOR
SRP12255 | CHANGZHOU TRINA SOLAR ENERGY CO | TSM-185D | 235 | 35 | 184.4 | 30 |  | Solar | FIXED | Roof
SRP12255 | PV POWERED | PVP2500 | 2500 | 1 |  |  | 0.945 | Solar Inverter |  | INDOOR
SRP12255 | PV POWERED | PVP4800 | 4800 | 1 |  |  | 0.96 | Solar Inverter |  | INDOOR
SRP12256 | UNKNOWN | UNKNOWN | 250 | 22 | 117 | 11 |  | Solar | FIXED | Roof
SRP12256 | PV POWERED | PVP4800 | 4800 | 1 |  |  | 0.96 | Solar Inverter |  | OUTDOOR
SRP12258 | CHANGZHOU TRINA SOLAR ENERGY CO | TSM-185D | 235 | 18 | 218 | 30 |  | Solar | FIXED | Roof
SRP12258 | CHANGZHOU TRINA SOLAR ENERGY CO | TSM-185D | 235 | 14 | 218 | 34 |  | Solar | FIXED | Roof
SRP12258 | PV POWERED | PVP3000 | 3000 | 1 |  |  | 0.935 | Solar Inverter |  | INDOOR
SRP12258 | PV POWERED | PVP4800 | 4800 | 1 |  |  | 0.96 | Solar Inverter |  | INDOOR
SRP12259 | CANADIAN SOLAR | CS6P-235PX | 235 | 27 | 130 | 32 |  | Solar | FIXED | Roof
SRP12259 | ENPHASE ENERGY | M215-60-2LL-S2X | 215 | 27 |  |  | 0.96 | Solar Inverter |  | OUTDOOR
SRP12260 | UNKNOWN | UNKNOWN | 250 | 29 | 146 | 25 |  | Solar | FIXED | Roof
SRP12260 | UNKNOWN | UNKNOWN | 250 | 19 | 236 | 25 |  | Solar | FIXED | Roof
SRP12260 | PV POWERED | PVP2500 | 2500 | 1 |  |  | 0.945 | Solar Inverter |  | INDOOR
SRP12260 | PV POWERED | PVP2500 | 2500 | 1 |  |  | 0.945 | Solar Inverter |  | INDOOR
SRP12260 | PV POWERED | PVP2500 | 2500 | 1 |  |  | 0.945 | Solar Inverter |  | INDOOR
SRP12260 | PV POWERED | PVP4800 | 4800 | 1 |  |  | 0.96 | Solar Inverter |  | INDOOR
SRP12261 | CANADIAN SOLAR | CS6P-235PX | 235 | 17 | 135 | 33 |  | Solar | FIXED | Roof
SRP12261 | ENPHASE ENERGY | M215-60-2LL-S2X | 215 | 17 |  |  | 0.96 | Solar Inverter |  | OUTDOOR
SRP12262 | CANADIAN SOLAR | CS6P-235PX | 235 | 18 | 180 | 18 |  | Solar | FIXED | Roof
SRP12262 | CANADIAN SOLAR | CS6P-235PX | 235 | 8 | 359 | 18 |  | Solar | FIXED | Roof
SRP12262 | ENPHASE ENERGY | M215-60-2LL-S2X | 215 | 26 |  |  | 0.96 | Solar Inverter |  | OUTDOOR
SRP12263 | CHANGZHOU TRINA SOLAR ENERGY CO | TSM-185D | 235 | 44 | 240.5 | 25 |  | Solar | FIXED | Roof
SRP12263 | PV POWERED | PVP4800 | 4800 | 2 |  |  | 0.96 | Solar Inverter |  | INDOOR
SRP12264 | CHANGZHOU TRINA SOLAR ENERGY CO | TSM-185D | 235 | 30 | 275 | 20 |  | Solar | FIXED | Roof
SRP12264 | SMA AMERICA | SB7000US (240V) | 7000 | 1 |  |  | 0.97 | Solar Inverter |  | INDOOR
SRP12265 | CHANGZHOU TRINA SOLAR ENERGY CO | TSM-185D | 235 | 30 | 91.3 | 25 |  | Solar | FIXED | Roof
SRP12265 | SMA AMERICA | SB7000US (240V) | 7000 | 1 |  |  | 0.97 | Solar Inverter |  | Inside
SRP12266 | CHANGZHOU TRINA SOLAR ENERGY CO | TSM-160D | 235 | 24 | 270 | 18 |  | Solar | FIXED | Roof
SRP12266 | CHANGZHOU TRINA SOLAR ENERGY CO | TSM-160D | 235 | 35 | 180 | 40 |  | Solar | FIXED | Roof
SRP12266 | PV POWERED | PVP2500 | 2500 | 1 |  |  | 0.945 | Solar Inverter |  | INDOOR
SRP12266 | PV POWERED | PVP4800 | 4800 | 2 |  |  | 0.96 | Solar Inverter |  | INDOOR
SRP12267 | SUNPOWER | SPR-315E-WHT-U | 327 | 14 | 130 | 26 |  | Solar | FIXED | Roof
SRP12267 | SUNPOWER CORP (ORIGINAL MFRSMA) | SPR-4000M (240V) | 4200 | 1 |  |  | 0.97 | Solar Inverter |  | INDOOR
SRP12268 | SUNPOWER | SPR-245NE-WHT-D | 245 | 36 | 98 | 40 |  | Solar | FIXED | Roof
SRP12268 | SUNPOWER | SPR-245NE-WHT-D | 245 | 16 | 278 | 40 |  | Solar | FIXED | Roof
SRP12268 | SUNPOWER | SPR-245NE-WHT-D | 245 | 16 | 188 | 45 |  | Solar | FIXED | Roof
SRP12268 | SUNPOWER CORP (ORIGINAL MFR - PV POWERED LLC) | SPR-3500 | 3600 | 1 |  |  | 0.97 | Solar Inverter |  | INDOOR
SRP12268 | SUNPOWER CORP (ORIGINAL MFRSMA) | SPR-5000M (240V) | 5000 | 2 |  |  | 0.97 | Solar Inverter |  | INDOOR
SRP12270 | CANADIAN SOLAR | CS6P-230 | 235 | 12 | 174 | 16 |  | Solar | FIXED | Roof
SRP12270 | ENPHASE ENERGY | M200-32-240-S02 | 215 | 12 |  |  | 0.96 | Solar Inverter |  | OUTDOOR
SRP12271 | CANADIAN SOLAR | CS6P-230 | 235 | 14 | 184 | 16 |  | Solar | FIXED | Roof
SRP12271 | ENPHASE ENERGY | M200-32-240-S02 | 215 | 14 |  |  | 0.96 | Solar Inverter |  | OUTDOOR
SRP12272 | CANADIAN SOLAR | CS6P-230 | 235 | 5 | 104 | 16 |  | Solar | FIXED | Roof
SRP12272 | CANADIAN SOLAR | CS6P-230 | 235 | 8 | 194 | 16 |  | Solar | FIXED | Roof
SRP12272 | CANADIAN SOLAR | CS6P-230 | 235 | 27 | 194 | 17 |  | Solar | FIXED | Roof
SRP12272 | ENPHASE ENERGY | M200-32-208-S01 | 215 | 40 |  |  | 0.96 | Solar Inverter |  | OUTDOOR
SRP12273 | CANADIAN SOLAR | CS6P-230 | 235 | 13 | 130 | 29 |  | Solar | FIXED | Roof
SRP12273 | CANADIAN SOLAR | CS6P-230 | 235 | 15 | 130 | 33 |  | Solar | FIXED | Roof
SRP12273 | ENPHASE ENERGY | M200-32-208-S01 | 215 | 28 |  |  | 0.96 | Solar Inverter |  | OUTDOOR
SRP12274 | CHANGZHOU TRINA SOLAR ENERGY CO | TSM-185D | 235 | 25 | 105 | 30 |  | Solar | FIXED | Roof
SRP12274 | CHANGZHOU TRINA SOLAR ENERGY CO | TSM-185D | 235 | 15 | 195 | 34 |  | Solar | FIXED | Roof
SRP12274 | PV POWERED | PVP2000 | 2000 | 2 |  |  | 0.92 | Solar Inverter |  | INDOOR
SRP12274 | PV POWERED | PVP2500 | 2500 | 1 |  |  | 0.945 | Solar Inverter |  | INDOOR
SRP12274 | PV POWERED | PVP3000 | 3000 | 1 |  |  | 0.935 | Solar Inverter |  | INDOOR
SRP12275 | SHARP | NT-188U1 | 235 | 20 | 182.6 | 30 |  | Solar | FIXED | Roof
SRP12275 | PV POWERED | PVP4800 | 4800 | 1 |  |  | 0.96 | Solar Inverter |  | OUTDOOR
SRP12276 | SHARP | NT-188U1 | 235 | 30 | 176.2 | 15 |  | Solar | FIXED | Roof
SRP12276 | SMA AMERICA | SB7000US (208V) | 7000 | 1 |  |  | 0.97 | Solar Inverter |  | OUTDOOR
SRP12277 | CHANGZHOU TRINA SOLAR ENERGY CO | TSM-185D | 240 | 29 | 155.2 | 21 |  | Solar | FIXED | Roof
SRP12277 | PV POWERED | PVP2500 | 2500 | 1 |  |  | 0.945 | Solar Inverter |  | OUTDOOR
SRP12277 | PV POWERED | PVP4800 | 4800 | 1 |  |  | 0.96 | Solar Inverter |  | OUTDOOR
SRP12278 | TRINA SOLAR | TSM-240PA05 | 240 | 16 | 172 | 30 |  | Solar | FIXED | Roof
SRP12278 | PV POWERED | PVP3500 | 3500 | 1 |  |  | 0.955 | Solar Inverter |  | INDOOR
SRP12279 | LG ELECTRONICS SOLAR CELL DIVISION | LG255S1C-G2 | 255 | 32 | 151 | 26 |  | Solar | FIXED | Roof
SRP12279 | POWER-ONE | PVI-3.8-1-OUTD-X-US-Y (208 V) | 3800 | 2 |  |  | 0.965 | Solar Inverter |  | Outside
SRP12281 | CANADIAN SOLAR | CS6P-235PX | 235 | 6 | 117 | 27 |  | Solar | FIXED | Roof
SRP12281 | CANADIAN SOLAR | CS6P-235PX | 235 | 16 | 207 | 27 |  | Solar | FIXED | Roof
SRP12281 | ENPHASE ENERGY | M215-60-2LL-S2X | 215 | 22 |  |  | 0.96 | Solar Inverter |  | OUTDOOR
SRP12282 | SUNTECH POWER | STP150-24/AB-1 | 240 | 35 | 193 | 23 |  | Solar | FIXED | Roof
SRP12282 | SUNTECH POWER | STP240-20/WDB | 240 | 4 | 193 | 23 |  | Solar | FIXED | Roof
SRP12282 | SUNTECH POWER | STP150-24/AB-1 | 240 | 3 | 103 | 34 |  | Solar | FIXED | Roof
SRP12282 | SUNTECH POWER | STP150-24/AB-1 | 240 | 3 | 283 | 34 |  | Solar | FIXED | Roof
SRP12282 | ENPHASE ENERGY | M215-60-2LL-S2X | 215 | 45 |  |  | 0.96 | Solar Inverter |  | OUTDOOR
SRP12283 | SUNTECH POWER | STP240S-20/WDB | 240 | 76 | 162 | 37 |  | Solar | FIXED | Roof
SRP12283 | ENPHASE ENERGY | M215-60-2LL-S2X | 215 | 16 |  |  | 0.96 | Solar Inverter |  | OUTDOOR
SRP12283 | ENPHASE ENERGY | M215-60-2LL-S2X | 215 | 60 |  |  | 0.96 | Solar Inverter |  | OUTDOOR
SRP12287 | SOLARWORLD | SW185 MONO/T | 240 | 3 | 264 | 14 |  | Solar | FIXED | Roof
SRP12287 | SOLARWORLD | SW185 MONO/T | 240 | 35 | 174 | 18 |  | Solar | FIXED | Roof
SRP12287 | ENPHASE ENERGY | M175-24-208-S | 215 | 10 |  |  | 0.95 | Solar Inverter |  | OUTDOOR
SRP12287 | ENPHASE ENERGY | M175-24-208-S | 215 | 28 |  |  | 0.95 | Solar Inverter |  | OUTDOOR
SRP12290 | SHARP | NT-188U1 | 235 | 34 | 184.9 | 34 |  | Solar | FIXED | Roof
SRP12290 | PV POWERED | PVP3500 | 3500 | 1 |  |  | 0.955 | Solar Inverter |  | OUTDOOR
SRP12290 | PV POWERED | PVP4800 | 4800 | 1 |  |  | 0.96 | Solar Inverter |  | OUTDOOR
SRP12292 | CANADIAN SOLAR | CS6P-230 | 235 | 23 | 248 | 38 |  | Solar | FIXED | Roof
SRP12292 | ENPHASE ENERGY | M200-32-208-S01 | 215 | 23 |  |  | 0.96 | Solar Inverter |  | OUTDOOR
SRP12293 | CANADIAN SOLAR | CS6P-230 | 235 | 6 | 236 | 20 |  | Solar | FIXED | Roof
SRP12293 | CANADIAN SOLAR | CS6P-230 | 235 | 21 | 236 | 20 |  | Solar | FIXED | Roof
SRP12293 | ENPHASE ENERGY | M200-32-240-S01 | 215 | 27 |  |  | 0.96 | Solar Inverter |  | OUTDOOR
SRP12294 | SHARP | NU-U240F1 | 240 | 66 | 148 | 12.5 |  | Solar | FIXED | Roof
SRP12294 | SOLECTRIA RENEWABLES | PVI 7500 (240V) | 7500 | 2 |  |  | 0.96 | Solar Inverter |  | OUTDOOR
SRP12297 | SUNTECH POWER | STP150S-24/AB-1 | 205 | 34 | 140 | 30 |  | Solar | FIXED | Roof
SRP12297 | PV POWERED | PVP2500 | 2500 | 1 |  |  | 0.945 | Solar Inverter |  | INDOOR
SRP12297 | PV POWERED | PVP3500 | 3500 | 1 |  |  | 0.955 | Solar Inverter |  | INDOOR
SRP12298 | TRINA SOLAR | TSM-235PA05 | 235 | 6 | 124 | 23 |  | Solar | FIXED | Roof
SRP12298 | ENPHASE ENERGY | M215-60-2LL-S2X | 215 | 6 |  |  | 0.96 | Solar Inverter |  | OUTDOOR
SRP12299 | REC SCANMODULE | SCM230 | 245 | 240 | 190 | 30 |  | Solar | FIXED | Ground
SRP12299 | SMA AMERICA | SB7000US (208V) | 7000 | 8 |  |  | 0.96 | Solar Inverter |  | OUTDOOR
SRP12300 | CHANGZHOU TRINA SOLAR ENERGY CO | TSM-185D | 240 | 18 | 192 | 23 |  | Solar | FIXED | Roof
SRP12300 | ENPHASE ENERGY | M200-32-208-S01 | 215 | 18 |  |  | 0.963 | Solar Inverter |  | OUTDOOR
SRP12301 | KYOCERA SOLAR | KD210GX-LP | 220 | 25 | 150 | 36 |  | Solar | FIXED | Roof
SRP12301 | KYOCERA SOLAR | KD210GX-LP | 220 | 21 | 240 | 36 |  | Solar | FIXED | Roof
SRP12301 | POWER-ONE | PVI-3600-US (240V) | 4200 | 1 |  |  | 0.96 | Solar Inverter |  | OUTDOOR
SRP12301 | POWER-ONE | PVI-5000-OUTD-US (208 V) | 5000 | 1 |  |  | 0.965 | Solar Inverter |  | OUTDOOR
SRP12302 | CHANGZHOU TRINA SOLAR ENERGY CO | TSM-160D | 235 | 8 | 83.5 | 30 |  | Solar | FIXED | Roof
SRP12302 | CHANGZHOU TRINA SOLAR ENERGY CO | TSM-160D | 235 | 8 | 263.5 | 30 |  | Solar | FIXED | Roof
SRP12302 | PV POWERED | PVP2000 | 2000 | 2 |  |  | 0.92 | Solar Inverter |  | OUTDOOR
SRP12303 | SUNPOWER | SPR-315E-WHT-U | 327 | 28 | 261 | 31 |  | Solar | FIXED | Roof
SRP12303 | SMA AMERICA | SB7000US (277V) | 8000 | 1 |  |  | 0.965 | Solar Inverter |  | Outside
SRP12304 | SUNPOWER | SPR-315E-WHT-U | 327 | 36 | 171 | 37 |  | Solar | FIXED | Roof
SRP12304 | SMA AMERICA | SB5000US (208V) | 5000 | 1 |  |  | 0.97 | Solar Inverter |  | INDOOR
SRP12304 | SMA AMERICA | SB5000US (240V) | 5000 | 1 |  |  | 0.97 | Solar Inverter |  | INDOOR
SRP12305 | BAODING YINGLI NEW ENERGY RESOURCES CO | YL175(156) | 240 | 16 | 211 | 29 |  | Solar | FIXED | Roof
SRP12305 | FRONIUS USA | IG 2000 | 2000 | 2 |  |  | 0.935 | Solar Inverter |  | Inside
SRP12306 | SUNPOWER | SPR-315E-WHT-U | 327 | 31 | 168 | 22 |  | Solar | FIXED | Roof
SRP12306 | SMA AMERICA | SB3000US (208V) | 3000 | 1 |  |  | 0.97 | Solar Inverter |  | OUTDOOR
SRP12306 | SMA AMERICA | SB7000US (277V) | 7000 | 1 |  |  | 0.96 | Solar Inverter |  | OUTDOOR
SRP12308 | SUNPOWER | SPR-315E-WHT-U | 327 | 12 | 251 | 33 |  | Solar | FIXED | Roof
SRP12308 | SUNPOWER | SPR-315E-WHT-U | 327 | 6 | 251 | 42 |  | Solar | FIXED | Roof
SRP12308 | SUNPOWER CORP (ORIGINAL MFRSMA) | SPR-6000M (277V) | 6500 | 1 |  |  | 0.962 | Solar Inverter |  | Inside
SRP12309 | CANADIAN SOLAR | CS6P-235M | 235 | 24 | 245 | 18 |  | Solar | FIXED | Roof
SRP12309 | ENPHASE ENERGY | M215-60-2LL-S2X | 215 | 24 |  |  | 0.96 | Solar Inverter |  | OUTDOOR
SRP12310 | CANADIAN SOLAR | CS6P-230 | 235 | 23 | 169 | 17 |  | Solar | FIXED | Roof
SRP12310 | ENPHASE ENERGY | M175-24-208-S | 215 | 23 |  |  | 0.96 | Solar Inverter |  | OUTDOOR
SRP12311 | CANADIAN SOLAR | CS6P-230 | 235 | 24 | 250 | 24 |  | Solar | FIXED | Roof
SRP12311 | ENPHASE ENERGY | M175-24-208-S | 215 | 24 |  |  | 0.96 | Solar Inverter |  | OUTDOOR
SRP12312 | BAODING YINGLI NEW ENERGY RESOURCES CO | YL175(156) | 240 | 24 | 163 | 29 |  | Solar | FIXED | Roof
SRP12312 | SMA AMERICA | SB5000US (208V) | 5000 | 1 |  |  | 0.955 | Solar Inverter |  | OUTDOOR
SRP12313 | SHARP | ND-224UC1 | 240 | 10010 | 219 | 10 |  | Solar | FIXED | Roof
SRP12313 | ADVANCED ENERGY INDUSTRIES | 3159000-104 | 500000 | 4 |  |  | 0.98 | Solar Inverter |  | INDOOR
SRP12314 | CANADIAN SOLAR | CS6P-230 | 235 | 20 | 123 | 17 |  | Solar | FIXED | Roof
SRP12314 | ENPHASE ENERGY | M200-32-208-S01 | 215 | 20 |  |  | 0.96 | Solar Inverter |  | OUTDOOR
SRP12316 | CHANGZHOU TRINA SOLAR ENERGY CO | TSM-185D | 240 | 30 | 180 | 26 |  | Solar | FIXED | Roof
SRP12316 | SMA AMERICA | SB7000US (240V) | 7000 | 1 |  |  | 0.969 | Solar Inverter |  | OUTDOOR
SRP12317 | CHANGZHOU TRINA SOLAR ENERGY CO | TSM-185D | 240 | 36 | 114.7 | 24 |  | Solar | FIXED | Roof
SRP12317 | SMA AMERICA | SB7000US (240V) | 8000 | 1 |  |  | 0.963 | Solar Inverter |  | OUTDOOR
SRP12318 | UNKNOWN | UNKNOWN | 250 | 36 | 165 | 18 |  | Solar | FIXED | Roof
SRP12318 | PV POWERED | PVP3000 | 3000 | 1 |  |  | 0.935 | Solar Inverter |  | Outside
SRP12318 | PV POWERED | PVP4800 | 4800 | 1 |  |  | 0.96 | Solar Inverter |  | Outside
SRP12319 | MATRIX SOLAR/PHOTOWATT | PW1000-100 | 230 | 21 | 180 | 21 |  | Solar | FIXED | Roof
SRP12319 | MATRIX SOLAR/PHOTOWATT | PW1250-115 | 230 | 31 | 270 | 31 |  | Solar | FIXED | Roof
SRP12319 | ENPHASE ENERGY | M200-32-240-S02 | 215 | 52 |  |  | 0.96 | Solar Inverter |  | OUTDOOR
SRP12320 | CHANGZHOU TRINA SOLAR ENERGY CO | TSM-185D | 235 | 10 | 93 | 30 |  | Solar | FIXED | Roof
SRP12320 | CHANGZHOU TRINA SOLAR ENERGY CO | TSM-185D | 235 | 28 | 273 | 30 |  | Solar | FIXED | Roof
SRP12320 | PV POWERED | PVP2500 | 2500 | 1 |  |  | 0.945 | Solar Inverter |  | INDOOR
SRP12320 | PV POWERED | PVP3000 | 3000 | 2 |  |  | 0.935 | Solar Inverter |  | INDOOR
SRP12321 | SUNTECH POWER | STP200-18/UB-1 | 205 | 27 | 212.4 | 28 |  | Solar | FIXED | Roof
SRP12321 | PV POWERED | PVP2500 | 2500 | 1 |  |  | 0.945 | Solar Inverter |  | INDOOR
SRP12321 | PV POWERED | PVP3000 | 3000 | 1 |  |  | 0.935 | Solar Inverter |  | INDOOR
SRP12322 | WEBEL SL ENERGY SYSTEMS | W1600-165 | 235 | 12 | 201 | 15 |  | Solar | FIXED | Roof
SRP12322 | WEBEL SL ENERGY SYSTEMS | W1600-165 | 235 | 9 | 201 | 18 |  | Solar | FIXED | Roof
SRP12322 | WEBEL SL ENERGY SYSTEMS | W1600-165 | 235 | 6 | 201 | 32 |  | Solar | FIXED | Roof
SRP12322 | WEBEL SL ENERGY SYSTEMS | W1000-100 | 235 | 11 | 201 | 40 |  | Solar | FIXED | Roof
SRP12322 | ENPHASE ENERGY | M200-32-208-S01 | 215 | 38 |  |  | 0.963 | Solar Inverter |  | OUTDOOR
SRP12323 | CHANGZHOU TRINA SOLAR ENERGY CO | TSM-185D | 235 | 20 | 200 | 32 |  | Solar | FIXED | Roof
SRP12323 | PV POWERED | PVP4800 | 4800 | 1 |  |  | 0.96 | Solar Inverter |  | INDOOR
SRP12324 | SUNTECH POWER | STP180S-24/AB-1 | 185 | 18 | 162 | 10 |  | Solar | FIXED | Roof
SRP12324 | SUNTECH POWER | STP180-24/AB-1 | 185 | 24 | 252 | 10 |  | Solar | FIXED | Roof
SRP12324 | PV POWERED | PVP3000 | 3000 | 1 |  |  | 0.935 | Solar Inverter |  | INDOOR
SRP12324 | PV POWERED | PVP4800 | 4800 | 1 |  |  | 0.96 | Solar Inverter |  | INDOOR
SRP12326 | CHANGZHOU TRINA SOLAR ENERGY CO | TSM-185D | 235 | 32 | 155.5 | 15 |  | Solar | FIXED | Roof
SRP12326 | PV POWERED | PVP3500 | 3500 | 2 |  |  | 0.955 | Solar Inverter |  | INDOOR
SRP12327 | CHANGZHOU TRINA SOLAR ENERGY CO | TSM-185D | 235 | 10 | 101.6 | 28 |  | Solar | FIXED | Roof
SRP12327 | CHANGZHOU TRINA SOLAR ENERGY CO | TSM-185D | 235 | 14 | 191.6 | 43 |  | Solar | FIXED | Roof
SRP12327 | PV POWERED | PVP2500 | 2500 | 1 |  |  | 0.945 | Solar Inverter |  | Outside
SRP12327 | PV POWERED | PVP3500 | 3000 | 1 |  |  | 0.935 | Solar Inverter |  | Outside
SRP12328 | LG ELECTRONICS SOLAR CELL DIVISION | LG260S1C-G2 | 260 | 15 | 132 | 18 |  | Solar | FIXED | Roof
SRP12328 | LG ELECTRONICS SOLAR CELL DIVISION | LG260S1C-G2 | 260 | 20 | 132 | 37 |  | Solar | FIXED | Roof
SRP12328 | ENPHASE ENERGY | M215-60-2LL-S2X | 215 | 35 |  |  | 0.963 | Solar Inverter |  | OUTDOOR
SRP12329 | CANADIAN SOLAR | CS6P-235PX | 235 | 20 | 176 | 20 |  | Solar | FIXED | Roof
SRP12329 | ENPHASE ENERGY | M215-60-2LL-S2X-NA | 215 | 20 |  |  | 0.96 | Solar Inverter |  | OUTDOOR
SRP12330 | CANADIAN SOLAR | CS6P-230 | 240 | 14 | 186 | 28 |  | Solar | FIXED | Roof
SRP12330 | CANADIAN SOLAR | CS6P-230 | 240 | 28 | 180 | 32 |  | Solar | FIXED | Roof
SRP12330 | SMA AMERICA | SB3800U (208V) | 4000 | 1 |  |  | 0.96 | Solar Inverter |  | OUTDOOR
SRP12330 | SMA AMERICA | SB6000US (208V) | 6000 | 1 |  |  | 0.96 | Solar Inverter |  | OUTDOOR
SRP12331 | CANADIAN SOLAR | CS6P-235PX | 235 | 26 | 215 | 37 |  | Solar | FIXED | Roof
SRP12331 | ENPHASE ENERGY | M215-60-2LL-S2X | 215 | 26 |  |  | 0.96 | Solar Inverter |  | OUTDOOR
SRP12332 | CANADIAN SOLAR | CS6P-230 | 235 | 4 | 90 | 20 |  | Solar | FIXED | Roof
SRP12332 | CANADIAN SOLAR | CS6P-230 | 235 | 12 | 270 | 20 |  | Solar | FIXED | Roof
SRP12332 | ENPHASE ENERGY | M200-32-240-S02 | 215 | 16 |  |  | 0.96 | Solar Inverter |  | OUTDOOR
SRP12333 | MATRIX SOLAR/PHOTOWATT | PW750-80 | 240 | 27 | 154 | 42 |  | Solar | FIXED | Roof
SRP12333 | ENPHASE ENERGY | M200-32-208-S02 | 215 | 27 |  |  | 0.96 | Solar Inverter |  | OUTDOOR
SRP12334 | SUNTECH POWER | STP240-20/WD | 240 | 38 | 160 | 40 |  | Solar | FIXED | Roof
SRP12334 | ENPHASE ENERGY | M215-60-2LL-S2X | 215 | 14 |  |  | 0.96 | Solar Inverter |  | Outside
SRP12334 | ENPHASE ENERGY | M215-60-2LL-S2X | 215 | 24 |  |  | 0.96 | Solar Inverter |  | Outside
SRP12335 | CANADIAN SOLAR | CS6P-230 | 235 | 13 | 198 | 39 |  | Solar | FIXED | Roof
SRP12335 | ENPHASE ENERGY | M200-32-240-S02 | 215 | 13 |  |  | 0.96 | Solar Inverter |  | OUTDOOR
SRP12337 | CANADIAN SOLAR | CS6P-230 | 235 | 5 | 103 | 17 |  | Solar | FIXED | Roof
SRP12337 | CANADIAN SOLAR | CS6P-230 | 235 | 9 | 193 | 29 |  | Solar | FIXED | Roof
SRP12337 | ENPHASE ENERGY | M200-32-240-S02 | 215 | 14 |  |  | 0.96 | Solar Inverter |  | OUTDOOR
SRP12338 | YINGLI ENERGY (CHINA) | YL240P-29B | 240 | 11 | 172 | 10 |  | Solar | FIXED | Roof
SRP12338 | YINGLI ENERGY (CHINA) | YL240P-29B | 240 | 22 | 172 | 22 |  | Solar | FIXED | Roof
SRP12338 | SMA AMERICA | SB7000US (208V) | 7000 | 1 |  |  | 0.96 | Solar Inverter |  | OUTDOOR
SRP12339 | BAODING YINGLI NEW ENERGY RESOURCES CO | 85(17)P1172X541 | 240 | 6 | 130 | 18 |  | Solar | FIXED | Roof
SRP12339 | BAODING YINGLI NEW ENERGY RESOURCES CO | YL175(156) | 240 | 11 | 130 | 18 |  | Solar | FIXED | Roof
SRP12339 | POWER-ONE | PVI-3600-OUTD-US-F (240V) | 3600 | 1 |  |  | 0.96 | Solar Inverter |  | OUTDOOR
SRP12341 | KYOCERA SOLAR | KD210GX-LP | 220 | 8 | 84 | 33 |  | Solar | FIXED | Roof
SRP12341 | KYOCERA SOLAR | KD210GX-LP | 220 | 13 | 174 | 33 |  | Solar | FIXED | Roof
SRP12341 | POWER-ONE | PVI-5000-OUTD-US (208 V) | 4200 | 1 |  |  | 0.96 | Solar Inverter |  | OUTDOOR
SRP12342 | YINGLI ENERGY (CHINA) | YL240P-29B | 240 | 15 | 276 | 4 |  | Solar | FIXED | Roof
SRP12342 | SOLAREDGE TECHNOLOGIES | SE3800 (240V) W/ -ER-US OR A-US | 3800 | 1 |  |  | 0.975 | Solar Inverter |  | INDOOR
SRP12344 | CHANGZHOU TRINA SOLAR ENERGY CO | TSM-185D | 240 | 17 | 85 | 20 |  | Solar | FIXED | Roof
SRP12344 | CHANGZHOU TRINA SOLAR ENERGY CO | TSM-185D | 240 | 21 | 265 | 20 |  | Solar | FIXED | Roof
SRP12344 | ENPHASE ENERGY | M200-32-208-S02 | 240 | 38 |  |  | 0.963 | Solar Inverter |  | OUTDOOR
SRP12345 | KYOCERA SOLAR | KC120-1 | 220 | 27 | 265 | 7 |  | Solar | FIXED | Roof
SRP12345 | SMA AMERICA | SB6000U (240V) | 6000 | 1 |  |  | 0.965 | Solar Inverter |  | OUTDOOR
SRP12346 | CHANGZHOU TRINA SOLAR ENERGY CO | TSM-185D | 235 | 26 | 152.7 | 21 |  | Solar | FIXED | Roof
SRP12346 | PV POWERED | PVP2500 | 2500 | 1 |  |  | 0.945 | Solar Inverter |  | INDOOR
SRP12346 | PV POWERED | PVP3000 | 3000 | 1 |  |  | 0.935 | Solar Inverter |  | INDOOR
SRP12347 | YINGLI ENERGY (CHINA) | YL240P-29B | 240 | 15 | 202 | 43 |  | Solar | FIXED | Roof
SRP12347 | POWER-ONE | PVI-3.6-OUTD-S-US (240 V) | 3600 | 1 |  |  | 0.96 | Solar Inverter |  | Inside
SRP12348 | LG ELECTRONICS SOLAR CELL DIVISION | LG255S1C-G2 | 255 | 26 | 165 | 26 |  | Solar | FIXED | Roof
SRP12348 | SMA AMERICA | SB6000U (208V) | 6000 | 1 |  |  | 0.96 | Solar Inverter |  | INDOOR
SRP12349 | SUNWIZE TECHNOLOGIES |  | 260 | 29 | 201 | 40 |  | Solar | FIXED | Roof
SRP12349 | POWER-ONE | PVI-3600-OUTD-US-F (208V) | 3600 | 2 |  |  | 0.96 | Solar Inverter |  | OUTDOOR
SRP12350 | KYOCERA SOLAR | KD210GX-L | 220 | 43 | 186 | 33 |  | Solar | FIXED | Roof
SRP12350 | POWER-ONE | PVI-3600-US (208V) | 4200 | 1 |  |  | 0.96 | Solar Inverter |  | Inside
SRP12350 | POWER-ONE | PVI-3600-US (240V) | 4200 | 1 |  |  | 0.96 | Solar Inverter |  | Inside
SRP12351 | CANADIAN SOLAR | CS6P-245M | 245 | 6 | 170 | 17 |  | Solar | FIXED | Roof
SRP12351 | CANADIAN SOLAR | CS6P-245M | 245 | 14 | 170 | 17 |  | Solar | FIXED | Roof
SRP12351 | CANADIAN SOLAR | CS6P-245M | 245 | 10 | 170 | 62 |  | Solar | FIXED | Roof
SRP12351 | ENPHASE ENERGY | M215-60-2LL-S2X | 215 | 30 |  |  | 0.96 | Solar Inverter |  | OUTDOOR
SRP12352 | YINGLI ENERGY (CHINA) | YL240P-29B | 240 | 15 | 200 | 29 |  | Solar | FIXED | Roof
SRP12352 | POWER-ONE | PVI-3.6-OUTD-S-US (208 V) | 3600 | 1 |  |  | 0.96 | Solar Inverter |  | Inside
SRP12353 | YINGLI ENERGY (CHINA) | YL240P-29B | 240 | 2 | 132 | 22 |  | Solar | FIXED | Roof
SRP12353 | YINGLI ENERGY (CHINA) | YL240P-29B | 240 | 2 | 222 | 22 |  | Solar | FIXED | Roof
SRP12353 | YINGLI ENERGY (CHINA) | YL240P-29B | 240 | 4 | 222 | 34 |  | Solar | FIXED | Roof
SRP12353 | SOLAREDGE TECHNOLOGIES | SE3000 (208V) W/ -ER-US OR A-US | 3000 | 1 |  |  | 0.975 | Solar Inverter |  | Inside
SRP12354 | REC SCANMODULE | SCM230 | 245 | 26 | 242 | 24 |  | Solar | FIXED | Roof
SRP12354 | SMA AMERICA | SB5000US | 5000 | 1 |  |  | 0.955 | Solar Inverter |  | INDOOR
SRP12356 | CANADIAN SOLAR | CS6P-235PX | 235 | 3 | 201 | 12 |  | Solar | FIXED | Roof
SRP12356 | CANADIAN SOLAR | CS6P-235PX | 235 | 16 | 201 | 20 |  | Solar | FIXED | Roof
SRP12356 | ENPHASE ENERGY | M215-60-2LL-S2X | 215 | 19 |  |  | 0.96 | Solar Inverter |  | OUTDOOR
SRP12357 | CANADIAN SOLAR | CS6P-230 | 245 | 24 | 201 | 28 |  | Solar | FIXED | Roof
SRP12357 | ENPHASE ENERGY | M200-32-208-S01 | 215 | 24 |  |  | 0.96 | Solar Inverter |  | OUTDOOR
SRP12358 | CANADIAN SOLAR | CS6P-245MX | 245 | 22 | 130 | 30 |  | Solar | FIXED | Roof
SRP12358 | CANADIAN SOLAR | CS6P-245MX | 245 | 10 | 220 | 30 |  | Solar | FIXED | Roof
SRP12358 | ENPHASE ENERGY | M215-60-2LL-S2X | 215 | 32 |  |  | 0.96 | Solar Inverter |  | OUTDOOR
SRP12359 | CANADIAN SOLAR | CS6P-230 | 235 | 6 | 171 | 20 |  | Solar | FIXED | Roof
SRP12359 | CANADIAN SOLAR | CS6P-230 | 235 | 14 | 81 | 21 |  | Solar | FIXED | Roof
SRP12359 | CANADIAN SOLAR | CS6P-230 | 235 | 8 | 261 | 21 |  | Solar | FIXED | Roof
SRP12359 | ENPHASE ENERGY | M175-24-240-S02 | 215 | 28 |  |  | 0.96 | Solar Inverter |  | OUTDOOR
SRP12360 | CANADIAN SOLAR | CS6P-230 | 235 | 8 | 150 | 16 |  | Solar | FIXED | Roof
SRP12360 | CANADIAN SOLAR | CS6P-230 | 235 | 17 | 150 | 18 |  | Solar | FIXED | Roof
SRP12360 | ENPHASE ENERGY | M200-32-208-S01 | 215 | 25 |  |  | 0.96 | Solar Inverter |  | OUTDOOR
SRP12361 | CHANGZHOU TRINA SOLAR ENERGY CO | TSM-185D | 245 | 20 | 193 | 35 |  | Solar | FIXED | Roof
SRP12361 | SMA AMERICA | SB5000US (208V) | 5000 | 1 |  |  | 0.968 | Solar Inverter |  | INDOOR
SRP12362 | CHANGZHOU TRINA SOLAR ENERGY CO | TSM-185D | 245 | 26 | 220 | 20 |  | Solar | FIXED | Roof
SRP12362 | POWER-ONE | PVI-6000-OUTD-US (208 V) | 6000 | 1 |  |  | 0.971 | Solar Inverter |  | Outside
SRP12363 | CANADIAN SOLAR | CS6P-230 | 235 | 19 | 114 | 40 |  | Solar | FIXED | Roof
SRP12363 | ENPHASE ENERGY | M200-32-208-S01 | 215 | 19 |  |  | 0.96 | Solar Inverter |  | OUTDOOR
SRP12364 | CANADIAN SOLAR | CS6P-230 | 235 | 12 | 188 | 6 |  | Solar | FIXED | Roof
SRP12364 | CANADIAN SOLAR | CS6P-230 | 235 | 8 | 188 | 35 |  | Solar | FIXED | Roof
SRP12364 | ENPHASE ENERGY | M200-32-208-S01 | 215 | 20 |  |  | 0.96 | Solar Inverter |  | OUTDOOR
SRP12365 | CANADIAN SOLAR | CS6P-230 | 235 | 30 | 156 | 16 |  | Solar | FIXED | Roof
SRP12365 | ENPHASE ENERGY | M200-32-208-S01 | 215 | 30 |  |  | 0.96 | Solar Inverter |  | OUTDOOR
SRP12366 | CANADIAN SOLAR | CS6P-230 | 235 | 9 | 150 | 15 |  | Solar | FIXED | Roof
SRP12366 | CANADIAN SOLAR | CS6P-230 | 235 | 10 | 240 | 15 |  | Solar | FIXED | Roof
SRP12366 | CANADIAN SOLAR | CS6P-230 | 235 | 20 | 240 | 15 |  | Solar | FIXED | Roof
SRP12366 | ENPHASE ENERGY | M200-32-208-S01 | 215 | 9 |  |  | 0.96 | Solar Inverter |  | OUTDOOR
SRP12366 | ENPHASE ENERGY | M200-32-208-S01 | 215 | 30 |  |  | 0.96 | Solar Inverter |  | OUTDOOR
SRP12367 | SHARP | NT-188U1 | 235 | 26 | 213.8 | 24 |  | Solar | FIXED | Roof
SRP12367 | SMA AMERICA | SB6000U (240V) | 6000 | 1 |  |  | 0.97 | Solar Inverter |  | Outside
SRP12368 | CHANGZHOU TRINA SOLAR ENERGY CO | TSM-165D | 235 | 40 | 153.7 | 18 |  | Solar | FIXED | Roof
SRP12368 | PV POWERED | PVP4800 | 4800 | 2 |  |  | 0.96 | Solar Inverter |  | INDOOR
SRP12369 | SCHUCO USA |  | 245 | 52 | 120 | 15 |  | Solar | FIXED | Roof
SRP12369 | SMA AMERICA | SB6000US (240V) | 6000 | 2 |  |  | 0.97 | Solar Inverter |  | OUTDOOR
SRP12370 | CANADIAN SOLAR | CS6P-230 | 235 | 6 | 261 | 16 |  | Solar | FIXED | Roof
SRP12370 | CANADIAN SOLAR | CS6P-230 | 235 | 16 | 81 | 17 |  | Solar | FIXED | Roof
SRP12370 | CANADIAN SOLAR | CS6P-230 | 235 | 20 | 261 | 17 |  | Solar | FIXED | Roof
SRP12370 | ENPHASE ENERGY | M200-32-240-S02 | 215 | 16 |  |  | 0.96 | Solar Inverter |  | OUTDOOR
SRP12370 | ENPHASE ENERGY | M200-32-240-S02 | 215 | 26 |  |  | 0.96 | Solar Inverter |  | OUTDOOR
SRP12371 | CANADIAN SOLAR | CS6P-230 | 235 | 31 | 234 | 23 |  | Solar | FIXED | Roof
SRP12371 | ENPHASE ENERGY | M200-32-240-S02 | 215 | 31 |  |  | 0.96 | Solar Inverter |  | OUTDOOR
SRP12373 | CANADIAN SOLAR | CS6P-235PX | 235 | 10 | 176 | 20 |  | Solar | FIXED | Roof
SRP12373 | CANADIAN SOLAR | CS6P-235PX | 235 | 13 | 266 | 20 |  | Solar | FIXED | Roof
SRP12373 | ENPHASE ENERGY | M215-60-2LL-S2X | 215 | 23 |  |  | 0.96 | Solar Inverter |  | OUTDOOR
SRP12374 | CANADIAN SOLAR | CS6P-230 | 235 | 14 | 218 | 45 |  | Solar | FIXED | Roof
SRP12374 | ENPHASE ENERGY | M200-32-240-S02 | 215 | 14 |  |  | 0.96 | Solar Inverter |  | OUTDOOR
SRP12375 | CANADIAN SOLAR | CS6P-230 | 235 | 6 | 168 | 16 |  | Solar | FIXED | Roof
SRP12375 | CANADIAN SOLAR | CS6P-230 | 235 | 14 | 258 | 19 |  | Solar | FIXED | Roof
SRP12375 | CANADIAN SOLAR | CS6P-230 | 235 | 20 | 258 | 19 |  | Solar | FIXED | Roof
SRP12375 | ENPHASE ENERGY | M200-32-240-S02 | 215 | 15 |  |  | 0.96 | Solar Inverter |  | OUTDOOR
SRP12375 | ENPHASE ENERGY | M200-32-240-S02 | 215 | 25 |  |  | 0.96 | Solar Inverter |  | OUTDOOR
SRP12376 | CANADIAN SOLAR | CS6P-230 | 235 | 16 | 220 | 17 |  | Solar | FIXED | Roof
SRP12376 | ENPHASE ENERGY | M200-32-240-S02 | 215 | 16 |  |  | 0.96 | Solar Inverter |  | OUTDOOR
SRP12377 | CANADIAN SOLAR | CS6P-230 | 235 | 18 | 217 | 41 |  | Solar | FIXED | Roof
SRP12377 | ENPHASE ENERGY | M200-32-240-S02 | 215 | 18 |  |  | 0.96 | Solar Inverter |  | OUTDOOR
SRP12378 | CANADIAN SOLAR | CS6P-235PX | 235 | 20 | 226 | 19 |  | Solar | FIXED | Roof
SRP12378 | ENPHASE ENERGY | M215-60-2LL-S2X | 215 | 20 |  |  | 0.96 | Solar Inverter |  | OUTDOOR
SRP12381 | SUNTECH POWER | STP200-18/UB-1 | 205 | 5 | 200.8 | 12 |  | Solar | FIXED | Roof
SRP12381 | SUNTECH POWER | STP200S-18/UB-1 | 205 | 29 | 200.8 | 15 |  | Solar | FIXED | Roof
SRP12381 | PV POWERED | PVP2500 | 2500 | 1 |  |  | 0.945 | Solar Inverter |  | INDOOR
SRP12381 | PV POWERED | PVP3500 | 3500 | 1 |  |  | 0.955 | Solar Inverter |  | INDOOR
SRP12382 | SHARP | NT-188U1 | 235 | 30 | 95.9 | 15 |  | Solar | FIXED | Roof
SRP12382 | SMA AMERICA | SB7000US (208V) | 7000 | 1 |  |  | 0.97 | Solar Inverter |  | INDOOR
SRP12383 | CHANGZHOU TRINA SOLAR ENERGY CO | TSM-185D | 235 | 16 | 182 | 30 |  | Solar | FIXED | Roof
SRP12383 | PV POWERED | PVP3500 | 3500 | 1 |  |  | 0.955 | Solar Inverter |  | Outside
SRP12384 | SUNTECH POWER | STP200S-18/UB-1 | 205 | 14 | 218 | 10 |  | Solar | FIXED | Roof
SRP12384 | SUNTECH POWER | STP200-18/UB-1 | 205 | 24 | 128 | 18 |  | Solar | FIXED | Roof
SRP12384 | PV POWERED | PVP2000 | 2000 | 1 |  |  | 0.92 | Solar Inverter |  | Outside
SRP12384 | PV POWERED | PVP2500 | 2500 | 2 |  |  | 0.945 | Solar Inverter |  | Outside
SRP12385 | TRINA SOLAR | TSM-245PA05.10 | 245 | 5 | 92.2 | 25 |  | Solar | FIXED | Roof
SRP12385 | TRINA SOLAR | TSM-245PA05.10 | 245 | 19 | 180 | 25 |  | Solar | FIXED | Roof
SRP12385 | ENPHASE ENERGY | M215-60-2LL-S2X | 215 | 24 |  |  | 0.96 | Solar Inverter |  | Outside
SRP12386 | CHANGZHOU TRINA SOLAR ENERGY CO | TSM-185D | 240 | 18 | 131.2 | 31 |  | Solar | FIXED | Roof
SRP12386 | ENPHASE ENERGY | M200-32-240-S02 | 215 | 18 |  |  | 0.96 | Solar Inverter |  | OUTDOOR
SRP12387 | CHANGZHOU TRINA SOLAR ENERGY CO | TSM-185D | 240 | 33 | 219 | 24 |  | Solar | FIXED | Roof
SRP12387 | SMA AMERICA | SB7000US (208V) | 7000 | 1 |  |  | 0.969 | Solar Inverter |  | INDOOR
SRP12388 | CHANGZHOU TRINA SOLAR ENERGY CO | TSM-185D | 240 | 26 | 224 | 24 |  | Solar | FIXED | Roof
SRP12388 | SMA AMERICA | SB6000US (208V) | 6000 | 1 |  |  | 0.968 | Solar Inverter |  | INDOOR
SRP12390 | SUNPOWER | SPR-305-WHT-U | 327 | 12 | 83 | 16 |  | Solar | FIXED | Roof
SRP12390 | SUNPOWER | SPR-305-WHT-U | 327 | 12 | 263 | 16 |  | Solar | FIXED | Roof
SRP12390 | SMA AMERICA | SB4000US (208V) | 4000 | 2 |  |  | 0.938 | Solar Inverter |  | Outside
SRP12391 | SCHUCO USA |  | 245 | 21 | 270 | 17.3 |  | Solar | FIXED | Roof
SRP12391 | SCHUCO USA |  | 245 | 33 | 180 | 40 |  | Solar | FIXED | Roof
SRP12391 | SCHUCO USA |  | 245 | 3 | 270 | 40 |  | Solar | FIXED | Roof
SRP12391 | SMA AMERICA | SB5000US (277V) | 5000 | 1 |  |  | 0.968 | Solar Inverter |  | OUTDOOR
SRP12391 | SMA AMERICA | SB7000US (208V) | 7000 | 1 |  |  | 0.971 | Solar Inverter |  | OUTDOOR
SRP12392 | SCHUCO USA |  | 245 | 12 | 210 | 10 |  | Solar | FIXED | Roof
SRP12392 | SCHUCO USA |  | 245 | 16 | 210 | 31 |  | Solar | FIXED | Roof
SRP12392 | SMA AMERICA | SB6000U (208V) | 6000 | 1 |  |  | 0.97 | Solar Inverter |  | OUTDOOR
SRP12393 | SUNPOWER | SPR-315E-WHT-U | 327 | 16 | 125 | 27 |  | Solar | FIXED | Roof
SRP12393 | SUNPOWER CORP (ORIGINAL MFRFRONIUS) | SPR-4000F-277 | 5000 | 1 |  |  | 0.95 | Solar Inverter |  | Outside
SRP12394 | BAODING YINGLI NEW ENERGY RESOURCES CO | YL175(156) | 240 | 3 | 224 | 23 |  | Solar | FIXED | Roof
SRP12394 | BAODING YINGLI NEW ENERGY RESOURCES CO | YL175(156) | 240 | 22 | 224 | 23 |  | Solar | FIXED | Roof
SRP12394 | POWER-ONE | PVI-6000-OUTD-US (240 V) | 6000 | 1 |  |  | 0.965 | Solar Inverter |  | Inside
SRP12395 | UNITED SOLAR OVONIC | PVL-116(DM) | 144 | 56 | 180 | 0 |  | Solar | FIXED | Roof
SRP12395 | SOLECTRIA RENEWABLES | PVI 4000-P (208V) | 10000 | 1 |  |  | 0.956 | Solar Inverter |  | OUTDOOR
SRP12396 | SCHUCO USA | MPE 245 PS 08 | 245 | 78 | 210 | 30 |  | Solar | FIXED | Roof
SRP12396 | SMA AMERICA | SB6000U (208V) | 6000 | 3 |  |  | 0.97 | Solar Inverter |  | OUTDOOR
SRP12397 | KYOCERA SOLAR | KD210GX-LP | 220 | 44 | 125 | 30 |  | Solar | FIXED | Roof
SRP12397 | FRONIUS USA |  | 10000 | 1 |  |  | 0.95 | Solar Inverter |  | INDOOR
SRP12398 | BAODING YINGLI NEW ENERGY RESOURCES CO | YL175(156) | 260 | 11 | 56 | 27 |  | Solar | FIXED | Roof
SRP12398 | BAODING YINGLI NEW ENERGY RESOURCES CO | YL175(156) | 260 | 30 | 256 | 27 |  | Solar | FIXED | Roof
SRP12398 | POWER-ONE | PVI-3000-I-OUTD-US | 3000 | 1 |  |  | 0.975 | Solar Inverter |  | OUTDOOR
SRP12398 | POWER-ONE | PVI-6000-OUTD-US (208 V) | 6000 | 1 |  |  | 0.975 | Solar Inverter |  | OUTDOOR
SRP12399 | BAODING YINGLI NEW ENERGY RESOURCES CO | YL175(156) | 240 | 9 | 186 | 17 |  | Solar | FIXED | Roof
SRP12399 | BAODING YINGLI NEW ENERGY RESOURCES CO | YL175(156) | 240 | 10 | 186 | 17 |  | Solar | FIXED | Roof
SRP12399 | BAODING YINGLI NEW ENERGY RESOURCES CO | YL175(156) | 240 | 12 | 186 | 17 |  | Solar | FIXED | Roof
SRP12399 | POWER-ONE | PVI-3000-I-OUTD-US-F (208V) | 3000 | 1 |  |  | 0.965 | Solar Inverter |  | INDOOR
SRP12399 | POWER-ONE | PVI-5000-OUTD-US (208 V) | 5000 | 1 |  |  | 0.965 | Solar Inverter |  | INDOOR
SRP12400 | SCHUCO INTERNATIONAL | MPE 235 PS03 | 245 | 72 | 120 | 15 |  | Solar | FIXED | Roof
SRP12400 | SMA AMERICA | SB5000US (277V) | 5000 | 3 |  |  | 0.968 | Solar Inverter |  | OUTDOOR
SRP12401 | YINGLI ENERGY (CHINA) | YL240P-29B | 240 | 12 | 75 | 21 |  | Solar | FIXED | Roof
SRP12401 | YINGLI ENERGY (CHINA) | YL240P-29B | 240 | 24 | 255 | 21 |  | Solar | FIXED | Roof
SRP12401 | SMA AMERICA | SB8000TL-US (208V) | 8000 | 1 |  |  | 0.96 | Solar Inverter |  | Inside
SRP12402 | BAODING YINGLI NEW ENERGY RESOURCES CO | YL175(156) | 240 | 19 | 258 | 32 |  | Solar | FIXED | Roof
SRP12402 | POWER-ONE | PVI-5000-OUTD-US (208 V) | 4200 | 1 |  |  | 0.96 | Solar Inverter |  | Inside
SRP12403 | SCHUCO USA | MPE 245 MS 08 | 245 | 26 | 120 | 15 |  | Solar | FIXED | Roof
SRP12403 | SMA AMERICA | SB6000U (208V) | 6000 | 1 |  |  | 0.97 | Solar Inverter |  | OUTDOOR
SRP12404 | SCHUCO USA | MPE 245 PS 08 | 245 | 20 | 120 | 15 |  | Solar | FIXED | Roof
SRP12404 | SMA AMERICA | SB4000US (240V) | 4000 | 1 |  |  | 0.968 | Solar Inverter |  | OUTDOOR
SRP12405 | CHANGZHOU TRINA SOLAR ENERGY CO | TSM-185D | 240 | 18 | 144 | 25 |  | Solar | FIXED | Roof
SRP12405 | SMA AMERICA | SB1100U | 2000 | 1 |  |  | 0.96 | Solar Inverter |  | Inside
SRP12405 | SMA AMERICA | SB1100U-SBD | 2000 | 1 |  |  | 0.96 | Solar Inverter |  | Inside
SRP12406 | CHANGZHOU TRINA SOLAR ENERGY CO | TSM-185D | 240 | 12 | 176 | 26 |  | Solar | FIXED | Roof
SRP12406 | CHANGZHOU TRINA SOLAR ENERGY CO | TSM-185D | 240 | 28 | 176 | 33 |  | Solar | FIXED | Roof
SRP12406 | ENPHASE ENERGY | M200-32-240-S01 | 215 | 12 |  |  | 0.963 | Solar Inverter |  | OUTDOOR
SRP12406 | ENPHASE ENERGY | M200-32-240-S02 | 215 | 28 |  |  | 0.963 | Solar Inverter |  | OUTDOOR
SRP12407 | SCHUCO INTERNATIONAL | MPE 235 PS03 | 245 | 24 | 120 | 15 |  | Solar | FIXED | Roof
SRP12407 | SCHUCO INTERNATIONAL | MPE 235 PS03 | 245 | 13 | 210 | 30 |  | Solar | FIXED | Roof
SRP12407 | SMA AMERICA | SB3000US (240V) | 3000 | 1 |  |  | 0.966 | Solar Inverter |  | OUTDOOR
SRP12407 | SMA AMERICA | SB5000US (277V) | 5000 | 1 |  |  | 0.968 | Solar Inverter |  | OUTDOOR
SRP12408 | CHANGZHOU TRINA SOLAR ENERGY CO | TSM-185D | 235 | 33 | 153.7 | 16 |  | Solar | FIXED | Roof
SRP12408 | SMA AMERICA | SB7000US (208V) | 7000 | 1 |  |  | 0.97 | Solar Inverter |  | INDOOR
SRP12409 | CHANGZHOU TRINA SOLAR ENERGY CO | TSM-185D | 235 | 13 | 197.7 | 32 |  | Solar | FIXED | Roof
SRP12409 | SMA AMERICA | SB4000US (208V) | 4000 | 1 |  |  | 0.96 | Solar Inverter |  | INDOOR
SRP12410 | CHANGZHOU TRINA SOLAR ENERGY CO | TSM-185D | 235 | 40 | 158 | 25 |  | Solar | FIXED | Roof
SRP12410 | PV POWERED | PVP4800 | 4800 | 2 |  |  | 0.96 | Solar Inverter |  | INDOOR
SRP12412 | CHANGZHOU TRINA SOLAR ENERGY CO | TSM-185D | 235 | 30 | 213.5 | 33 |  | Solar | FIXED | Roof
SRP12412 | CHANGZHOU TRINA SOLAR ENERGY CO | TSM-185D | 235 | 6 | 123.5 | 39 |  | Solar | FIXED | Roof
SRP12412 | PV POWERED | PVP2000 | 2000 | 1 |  |  | 0.92 | Solar Inverter |  | Inside
SRP12412 | PV POWERED | PVP3000 | 3000 | 1 |  |  | 0.935 | Solar Inverter |  | Inside
SRP12412 | PV POWERED | PVP3500 | 3500 | 1 |  |  | 0.955 | Solar Inverter |  | Inside
SRP12413 | BAODING YINGLI NEW ENERGY RESOURCES CO | YL175(156) | 240 | 26 | 156 | 30 |  | Solar | FIXED | Roof
SRP12413 | SMA | SB60000 | 6000 | 1 |  |  | 0.955 | Solar Inverter |  | Inside
SRP12414 | CHANGZHOU TRINA SOLAR ENERGY CO | TSM-185D | 235 | 22 | 164.3 | 10 |  | Solar | FIXED | Roof
SRP12414 | CHANGZHOU TRINA SOLAR ENERGY CO | TSM-185D | 235 | 10 | 164.3 | 30 |  | Solar | FIXED | Roof
SRP12414 | PV POWERED | PVP2500 | 2500 | 1 |  |  | 0.945 | Solar Inverter |  | OUTDOOR
SRP12414 | PV POWERED | PVP4800 | 4800 | 1 |  |  | 0.96 | Solar Inverter |  | OUTDOOR
SRP12415 | SHARP | NU-U235F3 | 235 | 28 | 279 | 25 |  | Solar | FIXED | Roof
SRP12415 | PV POWERED | PVP3000 | 3000 | 2 |  |  | 0.935 | Solar Inverter |  | INDOOR
SRP12416 | SUNPOWER | SPR-230-WHT-U | 260 | 12 | 160 | 6 |  | Solar | FIXED | Roof
SRP12416 | SUNPOWER | SPR-230-WHT-U | 260 | 30 | 160 | 35 |  | Solar | FIXED | Roof
SRP12416 | SMA AMERICA | SB3000US (208V) | 3000 | 1 |  |  | 0.96 | Solar Inverter |  | Inside
SRP12416 | SMA AMERICA | SB7000US (240V) | 7000 | 1 |  |  | 0.96 | Solar Inverter |  | Inside
SRP12417 | SUNTECH POWER | STP200UB | 235 | 28 | 145.5 | 25 |  | Solar | FIXED | Roof
SRP12417 | PV POWERED | PVP3000 | 3000 | 2 |  |  | 0.935 | Solar Inverter |  | INDOOR
SRP12418 | YINGLI ENERGY (CHINA) | YL240P-29B | 240 | 24 | 288 | 5 |  | Solar | FIXED | Roof
SRP12418 | SOLECTRIA RENEWABLES | PVI 5000 (240V) | 5000 | 1 |  |  | 0.975 | Solar Inverter |  | Inside
SRP12419 | CHANGZHOU TRINA SOLAR ENERGY CO | TSM-185D | 235 | 31 | 136.5 | 21 |  | Solar | FIXED | Roof
SRP12419 | PV POWERED | PVP2500 | 2500 | 1 |  |  | 0.945 | Solar Inverter |  | INDOOR
SRP12419 | PV POWERED | PVP4800 | 4800 | 1 |  |  | 0.96 | Solar Inverter |  | INDOOR
SRP12420 | CHANGZHOU TRINA SOLAR ENERGY CO | TSM-185D | 235 | 29 | 104.6 | 32 |  | Solar | FIXED | Roof
SRP12420 | PV POWERED | PVP2500 | 2500 | 1 |  |  | 0.945 | Solar Inverter |  | INDOOR
SRP12420 | PV POWERED | PVP4800 | 4800 | 1 |  |  | 0.96 | Solar Inverter |  | INDOOR
SRP12421 | SUNTECH POWER | STP200S-18/UB-1 | 205 | 20 | 178 | 15 |  | Solar | FIXED | Roof
SRP12421 | PV POWERED | PVP3500 | 3500 | 1 |  |  | 0.955 | Solar Inverter |  | Outside
SRP12422 | CHANGZHOU TRINA SOLAR ENERGY CO | TSM-185D | 235 | 16 | 190 | 22 |  | Solar | FIXED | Roof
SRP12422 | PV POWERED | PVP3500 | 3500 | 1 |  |  | 0.955 | Solar Inverter |  | OUTDOOR
SRP12423 | CONERGY AG | S 175MU | 240 | 56 | 201 | 20 |  | Solar | FIXED | Roof
SRP12423 | SMA AMERICA | SB6000U (208V) | 6000 | 2 |  |  | 0.96 | Solar Inverter |  | OUTDOOR
SRP12426 | MATRIX SOLAR/PHOTOWATT | PW1000-100 | 235 | 11 | 164 | 33 |  | Solar | FIXED | Roof
SRP12426 | MATRIX SOLAR/PHOTOWATT | PW1000-100 | 235 | 22 | 164 | 33 |  | Solar | FIXED | Roof
SRP12426 | KACO | 1501XI | 2500 | 1 |  |  | 0.955 | Solar Inverter |  | INDOOR
SRP12426 | KACO | 1501XI | 5000 | 1 |  |  | 0.955 | Solar Inverter |  | INDOOR
SRP12428 | SUNTECH POWER | STP210S-18/UB-1 | 205 | 22 | 124 | 25 |  | Solar | FIXED | Roof
SRP12428 | PV POWERED | PVP4800 | 4800 | 1 |  |  | 0.96 | Solar Inverter |  | INDOOR
SRP12430 | CHANGZHOU TRINA SOLAR ENERGY CO | TSM-185D | 235 | 22 | 179.2 | 25 |  | Solar | FIXED | Roof
SRP12430 | PV POWERED | PVP4800 | 4800 | 1 |  |  | 0.96 | Solar Inverter |  | INDOOR
SRP12431 | CHANGZHOU TRINA SOLAR ENERGY CO | TSM-185D | 240 | 48 | 234 | 16 |  | Solar | FIXED | Roof
SRP12431 | CHANGZHOU TRINA SOLAR ENERGY CO | TSM-185D | 240 | 30 | 144 | 20 |  | Solar | FIXED | Roof
SRP12431 | PV POWERED | PVP3000 | 3000 | 1 |  |  | 0.935 | Solar Inverter |  | Outside
SRP12431 | PV POWERED | PVP3500 | 3500 | 1 |  |  | 0.955 | Solar Inverter |  | Outside
SRP12431 | PV POWERED | PVP4800 | 4800 | 2 |  |  | 0.96 | Solar Inverter |  | Outside
SRP12433 | CANADIAN SOLAR | CS6P-240M | 240 | 32 | 177 | 44 |  | Solar | FIXED | Roof
SRP12433 | ENPHASE ENERGY | M215-60-2LL-S2X | 215 | 32 |  |  | 0.96 | Solar Inverter |  | OUTDOOR
SRP12434 | SHARP | NU-U240F2 | 240 | 2 | 180 | 0 |  | Solar | FIXED | Roof
SRP12434 | SHARP | NU-U240F2 | 240 | 9 | 115 | 30 |  | Solar | FIXED | Roof
SRP12434 | SHARP | NU-U240F2 | 240 | 8 | 208 | 30 |  | Solar | FIXED | Roof
SRP12434 | ENPHASE ENERGY | M215-60-2LL-S2X | 215 | 19 |  |  | 0.96 | Solar Inverter |  | OUTDOOR
SRP12435 | SUNPOWER | SPR-225-BLK-U | 225 | 30 | 80 | 27 |  | Solar | FIXED | Roof
SRP12435 | SUNPOWER | SPR-225-BLK-U | 225 | 80 | 260 | 27 |  | Solar | FIXED | Roof
SRP12435 | SUNPOWER CORP (ORIGINAL MFRSMA) | SPR-6000M (208V) | 6000 | 1 |  |  | 0.97 | Solar Inverter |  | INDOOR
SRP12435 | SUNPOWER CORP (ORIGINAL MFRFRONIUS) | SPR-8000F-208 | 8000 | 2 |  |  | 0.965 | Solar Inverter |  | INDOOR
SRP12436 | SUNPOWER | SPR-230-WHT-U | 245 | 27 | 170 | 22 |  | Solar | FIXED | Roof
SRP12436 | SUNPOWER CORP (ORIGINAL MFR - PV POWERED LLC) | SPR-5200 | 6000 | 1 |  |  | 0.97 | Solar Inverter |  | OUTDOOR
SRP12437 | CHANGZHOU TRINA SOLAR ENERGY CO | TSM-185D | 235 | 16 | 143 | 37 |  | Solar | FIXED | Roof
SRP12437 | CHANGZHOU TRINA SOLAR ENERGY CO | TSM-185D | 235 | 14 | 242 | 37 |  | Solar | FIXED | Roof
SRP12437 | ENPHASE ENERGY | M200-32-208-S01 | 190 | 30 |  |  | 0.95 | Solar Inverter |  | OUTDOOR
SRP12438 | TRINA SOLAR | TSM-240PA05.10 | 240 | 27 | 137 | 36 |  | Solar | FIXED | Roof
SRP12438 | ENPHASE ENERGY | M215-60-2LL-S2X | 215 | 27 |  |  | 0.96 | Solar Inverter |  | INDOOR
SRP12439 | TRINA SOLAR | TSM-240PA05.10 | 240 | 8 | 128 | 19 |  | Solar | FIXED | Roof
SRP12439 | TRINA SOLAR | TSM-240PA05.10 | 240 | 10 | 128 | 19 |  | Solar | FIXED | Roof
SRP12439 | TRINA SOLAR | TSM-240PA05.10 | 240 | 16 | 218 | 20 |  | Solar | FIXED | Roof
SRP12439 | ENPHASE ENERGY | M215-60-2LL-S2X | 215 | 34 |  |  | 0.96 | Solar Inverter |  | OUTDOOR
SRP12440 | CHANGZHOU TRINA SOLAR ENERGY CO | TSM-185D | 240 | 56 | 111 | 33 |  | Solar | FIXED | Roof
SRP12440 | ENPHASE ENERGY | M200-32-240-S02 | 215 | 56 |  |  | 0.96 | Solar Inverter |  | INDOOR
SRP12441 | CHANGZHOU TRINA SOLAR ENERGY CO | TSM-185D | 240 | 33 | 188 | 25 |  | Solar | FIXED | Roof
SRP12441 | SMA AMERICA | SB7000US (208V) | 7000 | 1 |  |  | 0.969 | Solar Inverter |  | Inside
SRP12444 | MATRIX SOLAR/PHOTOWATT | PW1000-100 | 250 | 9 | 151 | 16 |  | Solar | FIXED | Roof
SRP12444 | MATRIX SOLAR/PHOTOWATT | PW1000-100 | 250 | 39 | 151 | 23 |  | Solar | FIXED | Roof
SRP12444 | MATRIX SOLAR/PHOTOWATT | PW1000-100 | 250 | 28 | 151 | 26 |  | Solar | FIXED | Roof
SRP12444 | PV POWERED | PVP2500 | 2500 | 1 |  |  | 0.945 | Solar Inverter |  | INDOOR
SRP12444 | PV POWERED | PVP3000 | 3000 | 2 |  |  | 0.935 | Solar Inverter |  | INDOOR
SRP12444 | SMA AMERICA | SB3000US (208V) | 3000 | 2 |  |  | 0.935 | Solar Inverter |  | INDOOR
SRP12444 | SMA AMERICA | SB4000US (208V) | 4000 | 1 |  |  | 0.96 | Solar Inverter |  | INDOOR
SRP12446 | SUNTECH POWER | STP200UB | 205 | 24 | 140.1 | 25 |  | Solar | FIXED | Roof
SRP12446 | PV POWERED | PVP4800 | 4800 | 1 |  |  | 0.96 | Solar Inverter |  | Outside
SRP12447 | CHANGZHOU TRINA SOLAR ENERGY CO | TSM-185D | 235 | 21 | 260.9 | 34 |  | Solar | FIXED | Roof
SRP12447 | PV POWERED | PVP2500 | 2500 | 1 |  |  | 0.945 | Solar Inverter |  | INDOOR
SRP12447 | PV POWERED | PVP2500 | 2500 | 1 |  |  | 0.945 | Solar Inverter |  | INDOOR
SRP12448 | CANADIAN SOLAR | CS6P-230 | 235 | 24 | 130 | 21 |  | Solar | FIXED | Roof
SRP12448 | ENPHASE ENERGY | M200-32-208-S01 | 215 | 24 |  |  | 0.96 | Solar Inverter |  | OUTDOOR
SRP12450 | CHANGZHOU TRINA SOLAR ENERGY CO | TSM-185D | 240 | 24 | 224 | 25 |  | Solar | FIXED | Roof
SRP12450 | SMA AMERICA | SB5000US (208V) | 5000 | 1 |  |  | 0.968 | Solar Inverter |  | OUTDOOR
SRP12452 | SUNPOWER | SPR-315E-WHT-U | 327 | 20 | 153 | 34 |  | Solar | FIXED | Roof
SRP12452 | SUNPOWER CORP (ORIGINAL MFRSMA) | SPR-6000M (240V) | 6500 | 1 |  |  | 0.962 | Solar Inverter |  | OUTDOOR
SRP12454 | SUNTECH POWER | STP200S-18/UB-1 | 250 | 10 | 125 | 32 |  | Solar | FIXED | Roof
SRP12454 | SUNTECH POWER | STP200UB | 250 | 30 | 215 | 32 |  | Solar | FIXED | Roof
SRP12454 | PV POWERED | PVP2500 | 2500 | 1 |  |  | 0.945 | Solar Inverter |  | Inside
SRP12454 | PV POWERED | PVP3000 | 3000 | 1 |  |  | 0.935 | Solar Inverter |  | INDOOR
SRP12454 | PV POWERED | PVP3500 | 3500 | 1 |  |  | 0.955 | Solar Inverter |  | INDOOR
SRP12455 | CHANGZHOU TRINA SOLAR ENERGY CO | TSM-185D | 235 | 16 | 212 | 32 |  | Solar | FIXED | Roof
SRP12455 | PV POWERED | PVP3000 | 3000 | 1 |  |  | 0.935 | Solar Inverter |  | Outside
SRP12456 | TRINA SOLAR | TSM-235PD05 | 235 | 39 | 188 | 36 |  | Solar | FIXED | Roof
SRP12456 | PV POWERED | PVP2000 | 2000 | 1 |  |  | 0.92 | Solar Inverter |  | INDOOR
SRP12456 | PV POWERED | PVP2500 | 2500 | 1 |  |  | 0.945 | Solar Inverter |  | INDOOR
SRP12456 | PV POWERED | PVP4800 | 4800 | 1 |  |  | 0.96 | Solar Inverter |  | INDOOR
SRP12457 | CANADIAN SOLAR | CS6P-230 | 235 | 13 | 172 | 11 |  | Solar | FIXED | Roof
SRP12457 | ENPHASE ENERGY | M200-32-240-S02 | 215 | 13 |  |  | 0.96 | Solar Inverter |  | OUTDOOR
SRP12459 | CANADIAN SOLAR | CS6P-230 | 235 | 15 | 175 | 18 |  | Solar | FIXED | Roof
SRP12459 | ENPHASE ENERGY | M200-32-240-S02 | 215 | 15 |  |  | 0.96 | Solar Inverter |  | OUTDOOR
SRP12460 | CANADIAN SOLAR | CS6P-230 | 235 | 4 | 198 | 18 |  | Solar | FIXED | Roof
SRP12460 | CANADIAN SOLAR | CS6P-230 | 235 | 10 | 198 | 44 |  | Solar | FIXED | Roof
SRP12460 | ENPHASE ENERGY | M200-32-240-S02 | 215 | 14 |  |  | 0.96 | Solar Inverter |  | OUTDOOR
SRP12462 | CANADIAN SOLAR | CS6P-235PX | 235 | 14 | 193 | 36 |  | Solar | FIXED | Roof
SRP12462 | ENPHASE ENERGY | M215-60-2LL-S2X | 215 | 14 |  |  | 0.96 | Solar Inverter |  | OUTDOOR
SRP12463 | CANADIAN SOLAR | CS6P-235PX | 235 | 42 | 264 | 18 |  | Solar | FIXED | Roof
SRP12463 | ENPHASE ENERGY | M215-60-2LL-S2X | 215 | 42 |  |  | 0.96 | Solar Inverter |  | OUTDOOR
SRP12466 | CANADIAN SOLAR | CS6P-230 | 235 | 17 | 222 | 17 |  | Solar | FIXED | Roof
SRP12466 | ENPHASE ENERGY | M175-24-240-S02 | 215 | 17 |  |  | 0.96 | Solar Inverter |  | OUTDOOR
SRP12467 | CHANGZHOU TRINA SOLAR ENERGY CO | TSM-185D | 240 | 33 | 152 | 32 |  | Solar | FIXED | Roof
SRP12467 | SMA AMERICA | SB7000US (208V) | 7000 | 1 |  |  | 0.969 | Solar Inverter |  | INDOOR
SRP12469 | CANADIAN SOLAR | CS6P-230 | 235 | 5 | 244 | 15 |  | Solar | FIXED | Roof
SRP12469 | CANADIAN SOLAR | CS6P-230 | 235 | 12 | 244 | 15 |  | Solar | FIXED | Roof
SRP12469 | CANADIAN SOLAR | CS6P-230 | 235 | 7 | 154 | 16 |  | Solar | FIXED | Roof
SRP12469 | CANADIAN SOLAR | CS6P-230 | 235 | 4 | 244 | 16 |  | Solar | FIXED | Roof
SRP12469 | ENPHASE ENERGY | M200-32-240-S02 | 215 | 28 |  |  | 0.96 | Solar Inverter |  | OUTDOOR
SRP12470 | KYOCERA SOLAR | KD210GX-LP | 220 | 20 | 85 | 28 |  | Solar | FIXED | Roof
SRP12470 | KYOCERA SOLAR | KD210GX-LP | 220 | 20 | 85 | 28 |  | Solar | FIXED | Roof
SRP12470 | POWER-ONE | PVI-3000-I-OUTD-US | 4200 | 1 |  |  | 0.96 | Solar Inverter |  | Inside
SRP12470 | POWER-ONE | PVI-3000-I-OUTD-US | 4200 | 1 |  |  | 0.96 | Solar Inverter |  | Inside
SRP12472 | YINGLI ENERGY (CHINA) | YL240P-29B | 240 | 12 | 206 | 31 |  | Solar | FIXED | Roof
SRP12472 | YINGLI ENERGY (CHINA) | YL240P-29B | 240 | 12 | 206 | 31 |  | Solar | FIXED | Roof
SRP12472 | YINGLI ENERGY (CHINA) | YL240P-32B | 240 | 12 | 206 | 31 |  | Solar | FIXED | Roof
SRP12472 | FRONIUS USA | IG PLUS V 7.5-208 | 7500 | 1 |  |  | 0.965 | Solar Inverter |  | Inside
SRP12473 | YINGLI ENERGY (CHINA) | YL240P-29B | 240 | 27 | 132 | 22 |  | Solar | FIXED | Roof
SRP12473 | POWER-ONE | PVI-6000-OUTD-US-W (240 V) | 6000 | 1 |  |  | 0.965 | Solar Inverter |  | Inside
SRP12474 | YINGLI ENERGY (CHINA) | YL240P-29B | 240 | 8 | 143 | 18 |  | Solar | FIXED | Roof
SRP12474 | YINGLI ENERGY (CHINA) | YL240P-29B | 240 | 21 | 143 | 18 |  | Solar | FIXED | Roof
SRP12474 | SOLAREDGE TECHNOLOGIES | SE6000 (240V) W/ -ER-US OR A-US | 6000 | 1 |  |  | 0.975 | Solar Inverter |  | OUTDOOR
SRP12475 | BAODING YINGLI NEW ENERGY RESOURCES CO | YL175(156) | 240 | 21 | 115 | 26 |  | Solar | FIXED | Roof
SRP12475 | POWER-ONE | PVI-5000-OUTD-US (208 V) | 4200 | 1 |  |  | 0.96 | Solar Inverter |  | Inside
SRP12476 | SUNIVA | OPT260-60-4-100 | 260 | 16 | 157 | 24 |  | Solar | FIXED | Roof
SRP12476 | SOLAREDGE TECHNOLOGIES | SE3800 (240V) W/ -ER-US OR A-US | 3800 | 1 |  |  | 0.975 | Solar Inverter |  | OUTDOOR
SRP12477 | YINGLI ENERGY (CHINA) | YL240P-29B | 240 | 22 | 140 | 18 |  | Solar | FIXED | Roof
SRP12477 | POWER-ONE | PVI-5000-OUTD-US (240 V) | 5000 | 1 |  |  | 0.965 | Solar Inverter |  | Inside
SRP12478 | YINGLI ENERGY (CHINA) | YL240P-29B | 240 | 13 | 185 | 32 |  | Solar | FIXED | Roof
SRP12478 | SOLAREDGE TECHNOLOGIES | SE3000 (240V) W/ -ER-US OR A-US | 3000 | 1 |  |  | 0.975 | Solar Inverter |  | Inside
SRP12479 | YINGLI ENERGY (CHINA) | YL240P-29B | 240 | 24 | 228 | 20 |  | Solar | FIXED | Roof
SRP12479 | POWER-ONE | PVI-5000-OUTD-US (240 V) | 5000 | 1 |  |  | 0.955 | Solar Inverter |  | Inside
SRP12480 | CHANGZHOU TRINA SOLAR ENERGY CO | TSM-185D | 240 | 29 | 188 | 31 |  | Solar | FIXED | Roof
SRP12480 | ENPHASE ENERGY | M200-32-240-S02 | 215 | 29 |  |  | 0.96 | Solar Inverter |  | INDOOR
SRP12481 | CHANGZHOU TRINA SOLAR ENERGY CO | TSM-185D | 240 | 26 | 135 | 18 |  | Solar | FIXED | Roof
SRP12481 | ENPHASE ENERGY | M200-32-240-S02 | 215 | 26 |  |  | 0.96 | Solar Inverter |  | INDOOR
SRP12482 | CHANGZHOU TRINA SOLAR ENERGY CO | TSM-185D | 240 | 18 | 178 | 26 |  | Solar | FIXED | Roof
SRP12482 | SMA AMERICA | SB3000US (208V) | 3800 | 1 |  |  | 0.968 | Solar Inverter |  | OUTDOOR
SRP12483 | CHANGZHOU TRINA SOLAR ENERGY CO | TSM-185D | 240 | 22 | 136 | 16 |  | Solar | FIXED | Roof
SRP12483 | SMA AMERICA | SB5000US (208V) | 5000 | 1 |  |  | 0.968 | Solar Inverter |  | OUTDOOR
SRP12484 | CHANGZHOU TRINA SOLAR ENERGY CO | TSM-185D | 240 | 18 | 104 | 32 |  | Solar | FIXED | Roof
SRP12484 | SMA AMERICA | SB3800U (208V) | 3800 | 1 |  |  | 0.968 | Solar Inverter |  | INDOOR
SRP12485 | CHANGZHOU TRINA SOLAR ENERGY CO | TSM-185D | 240 | 15 | 201 | 18 |  | Solar | FIXED | Roof
SRP12485 | CHANGZHOU TRINA SOLAR ENERGY CO | TSM-185D | 240 | 18 | 201 | 25 |  | Solar | FIXED | Roof
SRP12485 | SMA AMERICA | SB7000US (208V) | 7000 | 1 |  |  | 0.969 | Solar Inverter |  | OUTDOOR
SRP12486 | BAODING YINGLI NEW ENERGY RESOURCES CO | YL175(156) | 240 | 25 | 175 | 33 |  | Solar | FIXED | Roof
SRP12486 | SMA AMERICA | SB5000US (208V) | 5000 | 1 |  |  | 0.965 | Solar Inverter |  | Inside
SRP12487 | YINGLI ENERGY (CHINA) | YL240P-29B | 240 | 18 | 193 | 26 |  | Solar | FIXED | Roof
SRP12487 | POWER-ONE | PVI-4.2-OUTD-S-US (240 V) | 4200 | 1 |  |  | 0.96 | Solar Inverter |  | OUTDOOR
SRP12488 | CONERGY AG | S 175MU | 240 | 442 | 217 | 10 |  | Solar | FIXED | Roof
SRP12488 | SOLECTRIA RENEWABLES | PVI95KW-208 | 95000 | 1 |  |  | 0.965 | Solar Inverter |  | INDOOR
SRP12489 | SUNPOWER | SPR-230-WHT-U | 230 | 34 | 219 | 28 |  | Solar | FIXED | Roof
SRP12489 | SUNPOWER CORP (ORIGINAL MFR - PV POWERED LLC) | SPR-2500 | 3000 | 1 |  |  | 0.966 | Solar Inverter |  | INDOOR
SRP12489 | SUNPOWER CORP (ORIGINAL MFR - PV POWERED LLC) | SPR-3500 | 4000 | 1 |  |  | 0.968 | Solar Inverter |  | INDOOR
SRP12490 | SUNPOWER | SPR-327NE-WHT-D | 327 | 10 | 219 | 10 |  | Solar | FIXED | Roof
SRP12490 | SUNPOWER | SPR-327NE-WHT-D | 327 | 10 | 130 | 31 |  | Solar | FIXED | Roof
SRP12490 | SUNPOWER CORP (ORIGINAL MFRSMA) | SPR-3000M (240V) | 3000 | 2 |  |  | 0.966 | Solar Inverter |  | Outside
SRP12491 | CHANGZHOU TRINA SOLAR ENERGY CO | TSM-185D | 240 | 18 | 210 | 37 |  | Solar | FIXED | Roof
SRP12491 | ENPHASE ENERGY | M200-32-240-S01 | 215 | 18 |  |  | 0.963 | Solar Inverter |  | OUTDOOR
SRP12492 | CHANGZHOU TRINA SOLAR ENERGY CO | TSM-185D | 235 | 28 | 129.8 | 30 |  | Solar | FIXED | Roof
SRP12492 | PV POWERED | PVP3000 | 3000 | 2 |  |  | 0.935 | Solar Inverter |  | INDOOR
SRP12494 | CHANGZHOU TRINA SOLAR ENERGY CO | TSM-185D | 235 | 30 | 189 | 40 |  | Solar | FIXED | Roof
SRP12494 | SMA AMERICA | SB7000US (240V) | 7000 | 1 |  |  | 0.97 | Solar Inverter |  | INDOOR
SRP12495 | CHANGZHOU TRINA SOLAR ENERGY CO | TSM-185D | 240 | 34 | 240 | 27 |  | Solar | FIXED | Roof
SRP12495 | SMA AMERICA | SWR2500U-SBD (208V) | 2500 | 1 |  |  | 0.96 | Solar Inverter |  | OUTDOOR
SRP12495 | SMA AMERICA | SB5000US (208V) | 5000 | 1 |  |  | 0.968 | Solar Inverter |  | OUTDOOR
SRP12496 | SOLARWORLD | SW185MONO | 250 | 6 | 169 | 15 |  | Solar | FIXED | Roof
SRP12496 | ENPHASE ENERGY | M200-32-208-S01 | 215 | 6 |  |  | 0.96 | Solar Inverter |  | OUTDOOR
SRP12498 | MATRIX SOLAR/PHOTOWATT | PW1000-100 | 235 | 33 | 180 | 23 |  | Solar | FIXED | Roof
SRP12498 | SMA AMERICA | SB7000US (208V) | 7000 | 1 |  |  | 0.99 | Solar Inverter |  | OUTDOOR
SRP12499 | TRINA SOLAR | TSM-240PA05.10 | 240 | 9 | 254 | 11 |  | Solar | FIXED | Roof
SRP12499 | TRINA SOLAR | TSM-240PA05.10 | 240 | 6 | 254 | 33 |  | Solar | FIXED | Roof
SRP12499 | TRINA SOLAR | TSM-240PA05.10 | 240 | 2 | 164 | 37 |  | Solar | FIXED | Roof
SRP12499 | ENPHASE ENERGY | M215-60-2LL-S2X | 215 | 7 |  |  | 0.96 | Solar Inverter |  | Inside
SRP12499 | ENPHASE ENERGY | M215-60-2LL-S2X | 215 | 10 |  |  | 0.96 | Solar Inverter |  | Inside
SRP12500 | MATRIX SOLAR/PHOTOWATT | PW1000-100 | 235 | 33 | 230 | 18 |  | Solar | FIXED | Roof
SRP12500 | SMA AMERICA | SB7000US (208V) | 7000 | 1 |  |  | 0.99 | Solar Inverter |  | INDOOR
SRP12501 | CANADIAN SOLAR | CS6X-290P | 290 | 539 | 173 | 10 |  | Solar | FIXED | PARKLT
SRP12501 | CANADIAN SOLAR | CS6X-290P | 290 | 231 | 174 | 10 |  | Solar | FIXED | PARKLT
SRP12501 | CANADIAN SOLAR | CS6X-290P | 290 | 2112 | 186 | 10 |  | Solar | FIXED | PARKLT
SRP12501 | ADVANCED ENERGY INDUSTRIES | 3159000-104 | 75000 | 1 |  |  | 0.96 | Solar Inverter |  | OUTDOOR
SRP12501 | ADVANCED ENERGY INDUSTRIES | 3159000-104 | 75000 | 1 |  |  | 0.966 | Solar Inverter |  | OUTDOOR
SRP12501 | ADVANCED ENERGY INDUSTRIES | 3159000-104 | 75000 | 1 |  |  | 0.966 | Solar Inverter |  | OUTDOOR
SRP12501 | ADVANCED ENERGY INDUSTRIES | 3159000-104 | 500000 | 1 |  |  | 0.978 | Solar Inverter |  | OUTDOOR
SRP12502 | MATRIX SOLAR/PHOTOWATT | PW1000-100 | 250 | 27 | 113 | 40 |  | Solar | FIXED | Roof
SRP12502 | MATRIX SOLAR/PHOTOWATT | PW1650-175 | 250 | 20 | 203 | 40 |  | Solar | FIXED | Roof
SRP12502 | ENPHASE ENERGY | M200-32-208-S01 | 215 | 47 |  |  | 0.96 | Solar Inverter |  | OUTDOOR
SRP12503 | CANADIAN SOLAR | CS6X-290P | 290 | 1254 | 220 | 10 |  | Solar | FIXED | Ground
SRP12503 | SOLECTRIA RENEWABLES | SGI 300-480 | 300000 | 1 |  |  | 0.979 | Solar Inverter |  | OUTDOOR
SRP12504 | MX SOLAR USA | MX60-230 | 230 | 182 | 166 | 17.5 |  | Solar | FIXED | Roof
SRP12504 | ADVANCED ENERGY INDUSTRIES | AE 35TX-208 | 35000 | 1 |  |  | 0.955 | Solar Inverter |  | OUTDOOR
SRP12505 | CANADIAN SOLAR | CS6X-290M | 290 | 264 | 152 | 10 |  | Solar | FIXED | Roof
SRP12505 | CANADIAN SOLAR | CS6X-290M | 290 | 264 | 164 | 10 |  | Solar | FIXED | Roof
SRP12505 | CANADIAN SOLAR | CS6X-290P | 290 | 407 | 166 | 10 |  | Solar | FIXED | Roof
SRP12505 | CANADIAN SOLAR | CS6X-290M | 290 | 594 | 176 | 10 |  | Solar | FIXED | Roof
SRP12505 | CANADIAN SOLAR | CS6X-290M | 290 | 473 | 194 | 10 |  | Solar | FIXED | Roof
SRP12505 | CANADIAN SOLAR | CS6X-290M | 290 | 473 | 195 | 10 |  | Solar | FIXED | Roof
SRP12505 | CANADIAN SOLAR | CS6X-290M | 290 | 473 | 207 | 10 |  | Solar | FIXED | Roof
SRP12505 | CANADIAN SOLAR | CS6X-290M | 290 | 473 | 208 | 10 |  | Solar | FIXED | Roof
SRP12505 | CANADIAN SOLAR | CS6X-290P | 290 | 473 | 216 | 10 |  | Solar | FIXED | Roof
SRP12505 | CANADIAN SOLAR | CS6X-290P | 290 | 473 | 217 | 10 |  | Solar | FIXED | Roof
SRP12505 | CANADIAN SOLAR | CS6X-290M | 290 | 473 | 229 | 10 |  | Solar | FIXED | Roof
SRP12505 | CANADIAN SOLAR | CS6X-290M | 290 | 473 | 231 | 10 |  | Solar | FIXED | Roof
SRP12505 | CANADIAN SOLAR | CS6X-295M | 295 | 99 | 152 | 10 |  | Solar | FIXED | Roof
SRP12505 | CANADIAN SOLAR | CS6X-295M | 295 | 220 | 153 | 10 |  | Solar | FIXED | Roof
SRP12505 | CANADIAN SOLAR | CS6X-295M | 295 | 220 | 155 | 10 |  | Solar | FIXED | Roof
SRP12505 | CANADIAN SOLAR | CS6X-295M | 295 | 451 | 156 | 10 |  | Solar | FIXED | PARKLT
SRP12505 | CANADIAN SOLAR | CS6X-295M | 295 | 220 | 159 | 10 |  | Solar | FIXED | Roof
SRP12505 | CANADIAN SOLAR | CS6X-295M | 295 | 429 | 161 | 10 |  | Solar | FIXED | PARKLT
SRP12505 | CANADIAN SOLAR | CS6X-295M | 295 | 99 | 162 | 10 |  | Solar | FIXED | Roof
SRP12505 | CANADIAN SOLAR | CS6X-295M | 295 | 242 | 163 | 10 |  | Solar | FIXED | Roof
SRP12505 | CANADIAN SOLAR | CS6X-295M | 295 | 363 | 163 | 10 |  | Solar | FIXED | Roof
SRP12505 | CANADIAN SOLAR | CS6X-295M | 295 | 374 | 164 | 10 |  | Solar | FIXED | Roof
SRP12505 | CANADIAN SOLAR | CS6X-295M | 295 | 473 | 172 | 10 |  | Solar | FIXED | Roof
SRP12505 | CANADIAN SOLAR | CS6X-295M | 295 | 473 | 173 | 10 |  | Solar | FIXED | Roof
SRP12505 | CANADIAN SOLAR | CS6X-295M | 295 | 319 | 176 | 10 |  | Solar | FIXED | Roof
SRP12505 | CANADIAN SOLAR | CS6X-295M | 295 | 473 | 178 | 10 |  | Solar | FIXED | Roof
SRP12505 | CANADIAN SOLAR | CS6X-295M | 295 | 473 | 184 | 10 |  | Solar | FIXED | Roof
SRP12505 | CANADIAN SOLAR | CS6X-295M | 295 | 473 | 186 | 10 |  | Solar | FIXED | Roof
SRP12505 | CANADIAN SOLAR | CS6X-295M | 295 | 319 | 188 | 10 |  | Solar | FIXED | Roof
SRP12505 | CANADIAN SOLAR | CS6X-295M | 295 | 242 | 194 | 10 |  | Solar | FIXED | Roof
SRP12505 | CANADIAN SOLAR | CS6X-290M | 295 | 231 | 224 | 10 |  | Solar | FIXED | Roof
SRP12505 | CANADIAN SOLAR | CS6X-295M | 295 | 231 | 224 | 10 |  | Solar | FIXED | Roof
SRP12505 | SOLECTRIA RENEWABLES | PVI60KW-208 | 60000 | 7 |  |  | 0.96 | Solar Inverter |  | OUTDOOR
SRP12505 | SOLECTRIA RENEWABLES | PVI82KW-208 | 82000 | 1 |  |  | 0.96 | Solar Inverter |  | OUTDOOR
SRP12505 | SOLECTRIA RENEWABLES | PVI95KW-208 | 95000 | 3 |  |  | 0.97 | Solar Inverter |  | OUTDOOR
SRP12505 | SOLECTRIA RENEWABLES | SGI 225-480 | 225000 | 8 |  |  | 0.97 | Solar Inverter |  | OUTDOOR
SRP12505 | SOLECTRIA RENEWABLES | SGI 266-480 | 266000 | 1 |  |  | 0.98 | Solar Inverter |  | OUTDOOR
SRP12506 | MX SOLAR USA | MX60-230 | 230 | 504 | 187.4 | 10 |  | Solar | FIXED | Roof
SRP12506 | MX SOLAR USA | MX60-230 | 230 | 153 | 191 | 10 |  | Solar | FIXED | Roof
SRP12506 | MX SOLAR USA | MX60-230 | 230 | 90 | 215.2 | 10 |  | Solar | FIXED | Roof
SRP12506 | SOLECTRIA RENEWABLES | PVI10KW-480 | 10000 | 2 |  |  | 0.96 | Solar Inverter |  | Outside
SRP12506 | SOLECTRIA RENEWABLES | PVI15KW-480 | 15000 | 2 |  |  | 0.96 | Solar Inverter |  | Outside
SRP12506 | ADVANCED ENERGY INDUSTRIES | AE 50TX-480 | 50000 | 2 |  |  | 0.96 | Solar Inverter |  | OUTDOOR
SRP12507 | CANADIAN SOLAR | CS6X-290P | 290 | 1045 | 180 | 25 |  | Solar | FIXED | Ground
SRP12507 | SOLECTRIA RENEWABLES | SGI 300-480 | 266000 | 1 |  |  | 0.979 | Solar Inverter |  | OUTDOOR
SRP12508 | CANADIAN SOLAR | CS6X-290M | 290 | 374 | 180 | 25 |  | Solar | FIXED | Ground
SRP12508 | CANADIAN SOLAR | CS6X-295M | 295 | 418 | 220 | 10 |  | Solar | FIXED | Ground
SRP12508 | SOLECTRIA RENEWABLES | PVI60KW-208 | 60000 | 2 |  |  | 0.965 | Solar Inverter |  | OUTDOOR
SRP12508 | SOLECTRIA RENEWABLES | PVI95KW-208 | 95000 | 1 |  |  | 0.96 | Solar Inverter |  | OUTDOOR
SRP12509 | CANADIAN SOLAR | CS6X-290M | 290 | 352 | 246 | 10 |  | Solar | FIXED | Ground
SRP12509 | CANADIAN SOLAR | CS6X-295M | 295 | 341 | 246 | 10 |  | Solar | FIXED | Ground
SRP12509 | SOLECTRIA RENEWABLES | PVI82KW-208 | 82000 | 2 |  |  | 0.965 | Solar Inverter |  | OUTDOOR
SRP12510 | SUNPOWER | SPR-315E-WHT-U | 327 | 24 | 210 | 32 |  | Solar | FIXED | Roof
SRP12510 | SUNPOWER CORP (ORIGINAL MFRFRONIUS) | SPR-6500F-277 | 7000 | 1 |  |  | 0.971 | Solar Inverter |  | Outside
SRP12511 | SUNTECH POWER | STP190S-18/UB-1 | 190 | 36 | 174.1 | 15 |  | Solar | FIXED | Roof
SRP12511 | SMA AMERICA | SB6000U (208V) | 6000 | 1 |  |  | 0.97 | Solar Inverter |  | INDOOR
SRP12512 | SUNTECH POWER | STP210S-18/UB-1 | 205 | 25 | 256 | 28 |  | Solar | FIXED | Roof
SRP12512 | SUNTECH POWER | STP210S-18/UB-1 | 205 | 15 | 166 | 37 |  | Solar | FIXED | Roof
SRP12512 | PV POWERED | PVP2000 | 2000 | 1 |  |  | 0.92 | Solar Inverter |  | INDOOR
SRP12512 | PV POWERED | PVP2000 | 2000 | 1 |  |  | 0.92 | Solar Inverter |  | INDOOR
SRP12512 | PV POWERED | PVP2500 | 2500 | 1 |  |  | 0.945 | Solar Inverter |  | INDOOR
SRP12512 | PV POWERED | PVP2500 | 2500 | 1 |  |  | 0.945 | Solar Inverter |  | INDOOR
SRP12513 | CHANGZHOU TRINA SOLAR ENERGY CO | TSM-185D | 235 | 26 | 181.3 | 25 |  | Solar | FIXED | Roof
SRP12513 | SMA AMERICA | SB6000US (208V) | 6000 | 1 |  |  | 0.97 | Solar Inverter |  | Outside
SRP12514 | SHARP | ND-224UC1 | 235 | 35 | 180 | 34 |  | Solar | FIXED | Roof
SRP12514 | PV POWERED | PVP2500 | 2500 | 1 |  |  | 0.945 | Solar Inverter |  | INDOOR
SRP12514 | PV POWERED | PVP4800 | 4800 | 1 |  |  | 0.96 | Solar Inverter |  | INDOOR
SRP12515 | CHANGZHOU TRINA SOLAR ENERGY CO | TSM-185D | 240 | 32 | 220 | 26 |  | Solar | FIXED | Roof
SRP12515 | ENPHASE ENERGY | M200-32-208-S01 | 215 | 15 |  |  | 0.96 | Solar Inverter |  | OUTDOOR
SRP12515 | ENPHASE ENERGY | M200-32-208-S01 | 215 | 17 |  |  | 0.96 | Solar Inverter |  | OUTDOOR
SRP12516 | CHANGZHOU TRINA SOLAR ENERGY CO | TSM-185D | 240 | 30 | 207 | 17 |  | Solar | FIXED | Roof
SRP12516 | ENPHASE ENERGY | M200-32-208-S02 | 215 | 30 |  |  | 0.96 | Solar Inverter |  | OUTDOOR
SRP12517 | CHANGZHOU TRINA SOLAR ENERGY CO | TSM-185D | 240 | 29 | 155 | 28 |  | Solar | FIXED | Roof
SRP12517 | ENPHASE ENERGY | M200-32-208-S01 | 215 | 13 |  |  | 0.96 | Solar Inverter |  | OUTDOOR
SRP12517 | ENPHASE ENERGY | M200-32-208-S01 | 215 | 16 |  |  | 0.96 | Solar Inverter |  | OUTDOOR
SRP12518 | SUNPOWER | SPR-315E-WHT-U | 327 | 24 | 153 | 12 |  | Solar | FIXED | Roof
SRP12518 | SMA AMERICA | SB7000US (208V) | 7000 | 1 |  |  | 0.97 | Solar Inverter |  | OUTDOOR
SRP12519 | SUNPOWER | PL-AP-120L | 245 | 26 | 123 | 21 |  | Solar | FIXED | Roof
SRP12519 | SUNPOWER CORP (ORIGINAL MFR - PV POWERED LLC) | SPR-2500 | 3000 | 1 |  |  | 0.969 | Solar Inverter |  | OUTDOOR
SRP12519 | SUNPOWER CORP (ORIGINAL MFR - PV POWERED LLC) | SPR-3500 | 3600 | 1 |  |  | 0.969 | Solar Inverter |  | OUTDOOR
SRP12521 | CANADIAN SOLAR | CS6X-290P | 290 | 297 | 194.4 | 10 |  | Solar | FIXED | Roof
SRP12521 | SOLECTRIA RENEWABLES | PVI82KW-208 | 82000 | 1 |  |  | 0.945 | Solar Inverter |  | OUTDOOR
SRP12522 | CANADIAN SOLAR | CS6X-290P | 290 | 253 | 196.5 | 10 |  | Solar | FIXED | Roof
SRP12522 | SOLECTRIA RENEWABLES | PVI82KW-208 | 82000 | 1 |  |  | 0.945 | Solar Inverter |  | OUTDOOR
SRP12523 | SUNTECH POWER | STP180-24/AB-1 | 185 | 54 | 165 | 20 |  | Solar | FIXED | Roof
SRP12523 | PV POWERED | PVP4800 | 4800 | 2 |  |  | 0.96 | Solar Inverter |  | Outside
SRP12524 | CANADIAN SOLAR | CS6X-290P | 290 | 198 | 180 | 25 |  | Solar | FIXED | Ground
SRP12524 | CANADIAN SOLAR | CS6X-295P | 295 | 231 | 180 | 25 |  | Solar | FIXED | Ground
SRP12524 | SOLECTRIA RENEWABLES | PVI60KW-208 | 60000 | 1 |  |  | 0.955 | Solar Inverter |  | OUTDOOR
SRP12524 | SOLECTRIA RENEWABLES | PVI60KW-480 | 60000 | 1 |  |  | 0.955 | Solar Inverter |  | OUTDOOR
SRP12525 | SHARP | NT-S5E1U | 235 | 22 | 181.5 | 38 |  | Solar | FIXED | Roof
SRP12525 | PV POWERED | PVP4800 | 4800 | 1 |  |  | 0.96 | Solar Inverter |  | INDOOR
SRP12526 | CHANGZHOU TRINA SOLAR ENERGY CO | TSM-185D | 235 | 18 | 129 | 25 |  | Solar | FIXED | Roof
SRP12526 | PV POWERED | PVP3500 | 3500 | 1 |  |  | 0.955 | Solar Inverter |  | INDOOR
SRP12527 | CANADIAN SOLAR | CS6X-290P | 290 | 968 | 220 | 10 |  | Solar | FIXED | PARKLT
SRP12527 | CANADIAN SOLAR | CS6X-295P | 295 | 1045 | 220 | 10 |  | Solar | FIXED | PARKLT
SRP12527 | SOLECTRIA RENEWABLES | PVI82KW-480 | 82000 | 1 |  |  | 0.96 | Solar Inverter |  | OUTDOOR
SRP12527 | SOLECTRIA RENEWABLES | PVI82KW-480 | 82000 | 2 |  |  | 0.96 | Solar Inverter |  | OUTDOOR
SRP12527 | SOLECTRIA RENEWABLES | SGI 266-480 | 266000 | 1 |  |  | 0.96 | Solar Inverter |  | OUTDOOR
SRP12528 | CHANGZHOU TRINA SOLAR ENERGY CO | TSM-185D | 235 | 32 | 140 | 25 |  | Solar | FIXED | Roof
SRP12528 | CHANGZHOU TRINA SOLAR ENERGY CO | TSM-185D | 235 | 8 | 230 | 35 |  | Solar | FIXED | Roof
SRP12528 | PV POWERED | PVP2000 | 2000 | 1 |  |  | 0.92 | Solar Inverter |  | INDOOR
SRP12528 | PV POWERED | PVP3500 | 3500 | 2 |  |  | 0.955 | Solar Inverter |  | INDOOR
SRP12529 | CANADIAN SOLAR | CS6X-290M | 290 | 561 | 103.4 | 5 |  | Solar | FIXED | PARKLT
SRP12529 | CANADIAN SOLAR | CS6X-290M | 290 | 561 | 148.4 | 10 |  | Solar | FIXED | PARKLT
SRP12529 | ADVANCED ENERGY INDUSTRIES | AE 35TX-480 | 35000 | 2 |  |  | 0.96 | Solar Inverter |  | OUTDOOR
SRP12529 | ADVANCED ENERGY INDUSTRIES | AE 100TX-480 | 100000 | 2 |  |  | 0.96 | Solar Inverter |  | OUTDOOR
SRP12530 | SUNTECH POWER | STP190-18/UB-1 | 190 | 16 | 163 | 35 |  | Solar | FIXED | Roof
SRP12530 | SUNTECH POWER | STP190-18/UB-1 | 190 | 18 | 250 | 35 |  | Solar | FIXED | Roof
SRP12530 | SMA AMERICA | SB3000US (240V) | 3000 | 2 |  |  | 0.968 | Solar Inverter |  | OUTDOOR
SRP12531 | SCHOTT SOLAR | ASE-100-ATF/17-34 | 240 | 34398 | 180 | 30 |  | Solar | FIXED | Ground
SRP12531 | SOLECTRIA RENEWABLES | PVI 5000 (208V) | 500000 | 15 |  |  | 0.97 | Solar Inverter |  | OUTDOOR
SRP12532 | TRINA SOLAR | TSM-240PA05.08 | 240 | 14 | 262 | 18 |  | Solar | FIXED | Roof
SRP12532 | TRINA SOLAR | TSM-240PA05.08 | 240 | 6 | 172 | 32 |  | Solar | FIXED | Roof
SRP12532 | POWER-ONE | PVI-5000-OUTD-US (240 V) | 5000 | 1 |  |  | 0.965 | Solar Inverter |  | OUTDOOR
SRP12533 | YINGLI ENERGY (CHINA) | YL240P-29B | 240 | 24 | 175 | 30 |  | Solar | FIXED | Roof
SRP12533 | YINGLI ENERGY (CHINA) | YL240P-29B | 240 | 18 | 265 | 30 |  | Solar | FIXED | Roof
SRP12533 | POWER-ONE | PVI-3.6-OUTD-S-US (208 V) | 3600 | 1 |  |  | 0.96 | Solar Inverter |  | Inside
SRP12533 | POWER-ONE | PVI-5000-OUTD-US (208 V) | 5000 | 1 |  |  | 0.955 | Solar Inverter |  | Inside
SRP12534 | SUNTECH POWER | STP190-18/UB-1 | 190 | 6 | 125 | 30 |  | Solar | FIXED | Roof
SRP12534 | SUNTECH POWER | STP190-18/UB-1 | 190 | 12 | 222 | 30 |  | Solar | FIXED | Roof
SRP12534 | SUNTECH POWER | STP190-18/UB-1 | 190 | 12 | 125 | 35 |  | Solar | FIXED | Roof
SRP12534 | SUNTECH POWER | STP190-18/UB-1 | 190 | 13 | 230 | 35 |  | Solar | FIXED | Roof
SRP12534 | ENPHASE ENERGY | M200-32-208-S01 | 215 | 43 |  |  | 0.963 | Solar Inverter |  | OUTDOOR
SRP12535 | SUNTECH POWER | STP190-18/UB-1 | 190 | 44 | 118 | 35 |  | Solar | FIXED | Roof
SRP12535 | SMA AMERICA | SB4000US (240V) | 4000 | 1 |  |  | 0.968 | Solar Inverter |  | OUTDOOR
SRP12535 | SMA AMERICA | SB4000US (240V) | 4000 | 1 |  |  | 0.968 | Solar Inverter |  | OUTDOOR
SRP12536 | MATRIX SOLAR/PHOTOWATT | PW1000-100 | 255 | 9 | 268 | 10 |  | Solar | FIXED | Roof
SRP12536 | MATRIX SOLAR/PHOTOWATT | PW1000-100 | 255 | 24 | 268 | 18 |  | Solar | FIXED | Roof
SRP12536 | SMA AMERICA | SB3000US (240V) | 3000 | 1 |  |  | 0.96 | Solar Inverter |  | INDOOR
SRP12536 | SMA AMERICA | SB6000US (277V) | 6000 | 1 |  |  | 0.96 | Solar Inverter |  | INDOOR
SRP12537 | BAODING YINGLI NEW ENERGY RESOURCES CO | YL175(156) | 240 | 44 | 201 | 20 |  | Solar | FIXED | Roof
SRP12537 | FRONIUS USA |  | 10000 | 1 |  |  | 0.97 | Solar Inverter |  | INDOOR
SRP12538 | SUNPOWER | SPR-315E-WHT-U | 327 | 28 | 200 | 24 |  | Solar | FIXED | Roof
SRP12538 | SUNPOWER CORP (ORIGINAL MFRSMA) | SPR-7000M (240V) | 8000 | 1 |  |  | 0.965 | Solar Inverter |  | INDOOR
SRP12539 | CHANGZHOU TRINA SOLAR ENERGY CO | TSM-185D | 235 | 34 | 90.9 | 32 |  | Solar | FIXED | Roof
SRP12539 | PV POWERED | PVP3500 | 3500 | 1 |  |  | 0.955 | Solar Inverter |  | INDOOR
SRP12539 | PV POWERED | PVP3500 | 3500 | 1 |  |  | 0.955 | Solar Inverter |  | INDOOR
SRP12540 | SUNTECH POWER | STP200-18/UB-1 | 205 | 34 | 136 | 25 |  | Solar | FIXED | Roof
SRP12540 | PV POWERED | PVP2500 | 2500 | 1 |  |  | 0.945 | Solar Inverter |  | Inside
SRP12540 | PV POWERED | PVP3500 | 3500 | 1 |  |  | 0.955 | Solar Inverter |  | Inside
SRP12541 | CHANGZHOU TRINA SOLAR ENERGY CO | TSM-185D | 235 | 20 | 218 | 33 |  | Solar | FIXED | Roof
SRP12541 | PV POWERED | PVP4800 | 4800 | 1 |  |  | 0.96 | Solar Inverter |  | INDOOR
SRP12542 | SOLARWORLD | SW185 MONO/T | 235 | 120 | 220 | 5 |  | Solar | FIXED | Roof
SRP12542 | SMA AMERICA | SB4000US (240V) | 4000 | 6 |  |  | 0.96 | Solar Inverter |  | OUTDOOR
SRP12543 | ISOFOTON | I-100/12 | 245 | 6 | 174 | 25 |  | Solar | FIXED | Roof
SRP12543 | ISOFOTON | I-100/12 | 245 | 12 | 174 | 45 |  | Solar | FIXED | Roof
SRP12543 | POWER-ONE | PVI-3600-OUTD-US-F (208V) | 3600 | 1 |  |  | 0.96 | Solar Inverter |  | INDOOR
SRP12544 | SHARP | ND-240QCJ | 240 | 168 | 154 | 8 |  | Solar | FIXED | Roof
SRP12544 | SUNTECH POWER | STP240-20/WD | 240 | 574 | 154 | 8 |  | Solar | FIXED | Roof
SRP12544 | PRINCETON POWER SYSTEMS | GTIB-480-100-XXXX(480VDC MAX) | 100000 | 2 |  |  | 0.96 | Solar Inverter |  | OUTDOOR
SRP12545 | SUNTECH POWER | STP240-20/WD | 240 | 350 | 156 | 12 |  | Solar | FIXED | Roof
SRP12545 | SOLECTRIA RENEWABLES | PVI82KW-480 | 82000 | 1 |  |  | 0.95 | Solar Inverter |  | OUTDOOR
SRP12546 | SUNTECH POWER | STP240-20/WD | 240 | 770 | 203 | 12 |  | Solar | FIXED | Roof
SRP12546 | PRINCETON POWER SYSTEMS | GTIB-480-100-XXXX(480VDC MAX) | 250000 | 1 |  |  | 0.965 | Solar Inverter |  | OUTDOOR
SRP12547 | TRINA SOLAR | TSM-240PA05 | 240 | 36 | 45 | 31 |  | Solar | FIXED | Roof
SRP12547 | TRINA SOLAR | TSM-240PA05 | 240 | 18 | 225 | 31 |  | Solar | FIXED | Roof
SRP12547 | POWER-ONE | PVI-6000-OUTD-US (208 V) | 6000 | 2 |  |  | 0.965 | Solar Inverter |  | OUTDOOR
SRP12548 | BAODING YINGLI NEW ENERGY RESOURCES CO | YL175(156) | 240 | 33 | 212 | 32 |  | Solar | FIXED | Roof
SRP12548 | SMA AMERICA | SB7000US (208V) | 7000 | 1 |  |  | 0.96 | Solar Inverter |  | Inside
SRP12549 | BAODING YINGLI NEW ENERGY RESOURCES CO | YL175(156) | 240 | 27 | 231 | 26 |  | Solar | FIXED | Roof
SRP12549 | POWER-ONE | PVI-6000-OUTD-US (208 V) | 6000 | 1 |  |  | 0.965 | Solar Inverter |  | Inside
SRP12550 | TRINA SOLAR | TSM-240PA05 | 240 | 29 | 236 | 17 |  | Solar | FIXED | Roof
SRP12550 | SOLAREDGE TECHNOLOGIES | SE6000 (240V) W/ -ER-US OR A-US | 6000 | 1 |  |  | 0.975 | Solar Inverter |  | OUTDOOR
SRP12551 | CANADIAN SOLAR | CS6P-230 | 290 | 1243 | 199.4 | 10 |  | Solar | FIXED | PARKLT
SRP12551 | ADVANCED ENERGY INDUSTRIES | 3159000-104 | 100000 | 1 |  |  | 0.96 | Solar Inverter |  | OUTDOOR
SRP12551 | ADVANCED ENERGY INDUSTRIES | 3159000-104 | 260000 | 1 |  |  | 0.97 | Solar Inverter |  | OUTDOOR
SRP12554 | MATRIX SOLAR/PHOTOWATT | PW1650-175 | 250 | 32 | 250.5 | 25 |  | Solar | FIXED | Roof
SRP12554 | MATRIX SOLAR/PHOTOWATT | PW1650-175 | 250 | 8 | 250.5 | 42 |  | Solar | FIXED | Roof
SRP12554 | PV POWERED | PVP2000 | 2000 | 1 |  |  | 0.92 | Solar Inverter |  | INDOOR
SRP12554 | PV POWERED | PVP3500 | 3500 | 2 |  |  | 0.955 | Solar Inverter |  | INDOOR
SRP12555 | SUNPOWER | SPR-315E-WHT-U | 327 | 28 | 126 | 22 |  | Solar | FIXED | Roof
SRP12555 | SMA AMERICA | SB7000US (277V) | 8000 | 1 |  |  | 0.97 | Solar Inverter |  | Outside
SRP12556 | SUNPOWER | SPR-230-WHT-U | 230 | 30 | 127 | 26 |  | Solar | FIXED | Roof
SRP12556 | SUNPOWER | SPR-230-WHT-U | 230 | 18 | 127 | 40 |  | Solar | FIXED | Roof
SRP12556 | SUNPOWER CORP (ORIGINAL MFRSMA) | SPR-4000M (208V) | 4000 | 1 |  |  | 0.97 | Solar Inverter |  | INDOOR
SRP12556 | SUNPOWER CORP (ORIGINAL MFRSMA) | SPR-6000M (240V) | 6000 | 1 |  |  | 0.968 | Solar Inverter |  | Inside
SRP12558 | CHANGZHOU TRINA SOLAR ENERGY CO | TSM-185D | 240 | 39 | 161.3 | 24 |  | Solar | FIXED | Roof
SRP12558 | ENPHASE ENERGY | M200-32-240-S02 | 215 | 1 |  |  | 0.96 | Solar Inverter |  | OUTDOOR
SRP12558 | ENPHASE ENERGY | M200-32-240-S02 | 215 | 38 |  |  | 0.96 | Solar Inverter |  | OUTDOOR
SRP12559 | TRINA SOLAR | TSM-240PA05.10 | 240 | 22 | 131.2 | 21 |  | Solar | FIXED | Roof
SRP12559 | ENPHASE ENERGY | M215-60-2LL-S2X | 215 | 22 |  |  | 0.96 | Solar Inverter |  | OUTDOOR
SRP12560 | CHANGZHOU TRINA SOLAR ENERGY CO | TSM-185D | 240 | 30 | 193 | 26 |  | Solar | FIXED | Roof
SRP12560 | SMA AMERICA | SB7000US (240V) | 7000 | 1 |  |  | 0.969 | Solar Inverter |  | OUTDOOR
SRP12561 | MATRIX SOLAR/PHOTOWATT | PW1000-100 | 270 | 77 | 154 | 10 |  | Solar | FIXED | Roof
SRP12561 | MATRIX SOLAR/PHOTOWATT | PW1000-100 | 275 | 717 | 154 | 10 |  | Solar | FIXED | Roof
SRP12561 | MATRIX SOLAR/PHOTOWATT | PW1000-100 | 280 | 460 | 154 | 10 |  | Solar | FIXED | Roof
SRP12561 | MATRIX SOLAR/PHOTOWATT | PW1000-100 | 285 | 620 | 154 | 10 |  | Solar | FIXED | Roof
SRP12561 | MATRIX SOLAR/PHOTOWATT | PW1000-100 | 290 | 40 | 154 | 10 |  | Solar | FIXED | Roof
SRP12561 | ADVANCED ENERGY INDUSTRIES | 3159000-104 | 500000 | 1 |  |  | 0.99 | Solar Inverter |  | OUTDOOR
SRP12563 | CHANGZHOU TRINA SOLAR ENERGY CO | TSM-185D | 240 | 33 | 157 | 20 |  | Solar | FIXED | Roof
SRP12563 | ENPHASE ENERGY | M200-32-208-S01 | 240 | 33 |  |  | 0.963 | Solar Inverter |  | OUTDOOR
SRP12564 | REC SOLAR | REC245PE-US (BLK) | 245 | 52 | 97 | 34 |  | Solar | FIXED | Roof
SRP12564 | REC SOLAR | REC245PE-US (BLK) | 245 | 20 | 277 | 34 |  | Solar | FIXED | Roof
SRP12564 | SMA AMERICA | SB4000US-12 (240V) | 4000 | 1 |  |  | 0.96 | Solar Inverter |  | Outside
SRP12564 | SMA AMERICA | SB5000US-11 (240V) | 5000 | 1 |  |  | 0.955 | Solar Inverter |  | Outside
SRP12564 | SMA AMERICA | SB6000TL-US-12 (240V) | 6000 | 1 |  |  | 0.955 | Solar Inverter |  | Outside
SRP12566 | SOLARTECH POWER | SPM120P | 285 | 407 | 172 | 10 |  | Solar | FIXED | Roof
SRP12566 | SOLARTECH POWER | SPM120P | 290 | 1199 | 172 | 10 |  | Solar | FIXED | Roof
SRP12566 | ADVANCED ENERGY INDUSTRIES | 3159000-104 | 500000 | 1 |  |  | 0.99 | Solar Inverter |  | OUTDOOR
SRP12568 | CHANGZHOU TRINA SOLAR ENERGY CO | TSM-185D | 235 | 12 | 84 | 15 |  | Solar | FIXED | Roof
SRP12568 | CHANGZHOU TRINA SOLAR ENERGY CO | TSM-185D | 235 | 24 | 174 | 24 |  | Solar | FIXED | Roof
SRP12568 | PV POWERED | PVP2500 | 2500 | 1 |  |  | 0.945 | Solar Inverter |  | OUTDOOR
SRP12568 | PV POWERED | PVP4800 | 4800 | 1 |  |  | 0.96 | Solar Inverter |  | OUTDOOR
SRP12569 | CHANGZHOU TRINA SOLAR ENERGY CO | TSM-185D | 235 | 27 | 264.4 | 30 |  | Solar | FIXED | Roof
SRP12569 | PV POWERED | PVP2500 | 2500 | 1 |  |  | 0.945 | Solar Inverter |  | Outside
SRP12569 | PV POWERED | PVP3500 | 3500 | 1 |  |  | 0.955 | Solar Inverter |  | Outside
SRP12570 | CANADIAN SOLAR | CS6P-230 | 235 | 20 | 171 | 20 |  | Solar | FIXED | Roof
SRP12570 | CANADIAN SOLAR | CS6P-230 | 235 | 8 | 261 | 20 |  | Solar | FIXED | Roof
SRP12570 | ENPHASE ENERGY | M200-32-208-S01 | 215 | 28 |  |  | 0.96 | Solar Inverter |  | OUTDOOR
SRP12571 | CHANGZHOU TRINA SOLAR ENERGY CO | TSM-185D | 240 | 105 | 205 | 25 |  | Solar | FIXED | Roof
SRP12571 | ENPHASE ENERGY | M200-32-240-S02 | 215 | 105 |  |  | 0.96 | Solar Inverter |  | INDOOR
SRP12573 | CANADIAN SOLAR | CS6P-230 | 235 | 18 | 151 | 20 |  | Solar | FIXED | Roof
SRP12573 | CANADIAN SOLAR | CS6P-230 | 235 | 3 | 241 | 20 |  | Solar | FIXED | Roof
SRP12573 | ENPHASE ENERGY | M200-32-208-S01 | 215 | 21 |  |  | 0.96 | Solar Inverter |  | OUTDOOR
SRP12574 | CANADIAN SOLAR | CS6P-230 | 235 | 22 | 198 | 32 |  | Solar | FIXED | Roof
SRP12574 | ENPHASE ENERGY | M200-32-208-S01 | 215 | 22 |  |  | 0.96 | Solar Inverter |  | OUTDOOR
SRP12575 | CHANGZHOU TRINA SOLAR ENERGY CO | TSM-185D | 240 | 46 | 142 | 25 |  | Solar | FIXED | Roof
SRP12575 | SATCON TECHNOLOGY | AE-100-60-PV-A | 215 | 14 |  |  | 0.96 | Solar Inverter |  | INDOOR
SRP12575 | SATCON TECHNOLOGY | AE-100-60-PV-A | 215 | 32 |  |  | 0.96 | Solar Inverter |  | INDOOR
SRP12576 | SUNPOWER | SPR-315E-WHT-U | 327 | 32 | 175 | 22 |  | Solar | FIXED | Roof
SRP12576 | SUNPOWER | SPR-315E-WHT-U | 327 | 10 | 265 | 30 |  | Solar | FIXED | Roof
SRP12576 | SMA AMERICA | SB3000US (240V) | 3000 | 1 |  |  | 0.965 | Solar Inverter |  | Inside
SRP12576 | SMA AMERICA | SB4000US (208V) | 4000 | 1 |  |  | 0.968 | Solar Inverter |  | Inside
SRP12576 | SMA AMERICA | SB5000US (240V) | 5000 | 1 |  |  | 0.968 | Solar Inverter |  | Inside
SRP12577 | UNKNOWN | UNKNOWN | 250 | 30 | 202.1 | 31 |  | Solar | FIXED | Roof
SRP12577 | PV POWERED | PVP3000 | 3000 | 1 |  |  | 0.935 | Solar Inverter |  | INDOOR
SRP12577 | PV POWERED | PVP3500 | 3500 | 1 |  |  | 0.955 | Solar Inverter |  | INDOOR
SRP12578 | TRINA SOLAR | TSM-240PD05.10 | 240 | 22 | 190 | 33 |  | Solar | FIXED | Roof
SRP12578 | ENPHASE ENERGY | M215-60-2LL-S2X | 215 | 9 |  |  | 0.96 | Solar Inverter |  | Outside
SRP12578 | ENPHASE ENERGY | M215-60-2LL-S2X | 215 | 13 |  |  | 0.96 | Solar Inverter |  | Outside
SRP12579 | CANADIAN SOLAR | CS6P-235PX | 235 | 12 | 248 | 20 |  | Solar | FIXED | Roof
SRP12579 | CANADIAN SOLAR | CS6P-235PX | 235 | 16 | 248 | 20 |  | Solar | FIXED | Roof
SRP12579 | ENPHASE ENERGY | M215-60-2LL-S2X | 215 | 28 |  |  | 0.96 | Solar Inverter |  | OUTDOOR
SRP12580 | CANADIAN SOLAR | CS6P-230 | 235 | 14 | 114 | 21 |  | Solar | FIXED | Roof
SRP12580 | ENPHASE ENERGY | M200-32-208-S01 | 215 | 14 |  |  | 0.96 | Solar Inverter |  | OUTDOOR
SRP12581 | SHARP | NT-188U1 | 235 | 26 | 189 | 35 |  | Solar | FIXED | Roof
SRP12581 | PV POWERED | PVP2500 | 2500 | 1 |  |  | 0.945 | Solar Inverter |  | INDOOR
SRP12581 | PV POWERED | PVP3000 | 3000 | 1 |  |  | 0.935 | Solar Inverter |  | INDOOR
SRP12582 | CHANGZHOU TRINA SOLAR ENERGY CO | TSM-185D | 235 | 50 | 225 | 21 |  | Solar | FIXED | Roof
SRP12582 | CHANGZHOU TRINA SOLAR ENERGY CO | TSM-185D | 235 | 6 | 315 | 25 |  | Solar | FIXED | Roof
SRP12582 | PV POWERED | PVP2000 | 2000 | 1 |  |  | 0.92 | Solar Inverter |  | INDOOR
SRP12582 | SMA AMERICA | SB5000US (208V) | 5000 | 1 |  |  | 0.96 | Solar Inverter |  | INDOOR
SRP12582 | SMA AMERICA | SB6000U (208V) | 6000 | 1 |  |  | 0.97 | Solar Inverter |  | INDOOR
SRP12583 | SUNPOWER | T5-SPR-327 | 327 | 30 | 221 | 26 |  | Solar | FIXED | Roof
SRP12583 | SUNPOWER CORP (ORIGINAL MFRSMA) | SPR-7000M (277V) | 10000 | 1 |  |  | 0.962 | Solar Inverter |  | INDOOR
SRP12585 | SUNPOWER | SPR-315E-WHT-U | 327 | 16 | 164 | 38 |  | Solar | FIXED | Roof
SRP12585 | SUNPOWER | SPR-315E-WHT-U | 327 | 16 | 164 | 38 |  | Solar | FIXED | Roof
SRP12585 | SUNPOWER CORP (ORIGINAL MFRSMA) | SPR-5000M (208V) | 5000 | 1 |  |  | 0.95 | Solar Inverter |  | OUTDOOR
SRP12585 | SMA AMERICA | SB6000US (240V) | 6000 | 1 |  |  | 0.95 | Solar Inverter |  | OUTDOOR
SRP12586 | CHANGZHOU TRINA SOLAR ENERGY CO | TSM-185D | 245 | 8 | 135 | 25 |  | Solar | FIXED | Roof
SRP12586 | CHANGZHOU TRINA SOLAR ENERGY CO | TSM-185D | 245 | 34 | 225 | 25 |  | Solar | FIXED | Roof
SRP12586 | SATCON TECHNOLOGY | AE-100-60-PV-A | 215 | 8 |  |  | 0.96 | Solar Inverter |  | Outside
SRP12586 | SATCON TECHNOLOGY | AE-100-60-PV-A | 215 | 34 |  |  | 0.96 | Solar Inverter |  | Outside
SRP12587 | SUNTECH POWER | STP210S-18/UB-1 | 275 | 407 | 210 | 10 |  | Solar | FIXED | Roof
SRP12587 | FRONIUS USA |  | 12000 | 7 |  |  | 0.97 | Solar Inverter |  | OUTDOOR
SRP12588 | BAODING YINGLI NEW ENERGY RESOURCES CO | YL175(156) | 235 | 17 | 244 | 33 |  | Solar | FIXED | Roof
SRP12588 | BAODING YINGLI NEW ENERGY RESOURCES CO | YL175(156) | 235 | 8 | 154 | 40 |  | Solar | FIXED | Roof
SRP12588 | POWER-ONE | PVI-6000-OUTD-US (240 V) | 6000 | 1 |  |  | 0.965 | Solar Inverter |  | OUTDOOR
SRP12589 | BAODING YINGLI NEW ENERGY RESOURCES CO | YL175(156) | 240 | 33 | 158 | 33 |  | Solar | FIXED | Roof
SRP12589 | SMA AMERICA | SB7000US (240V) | 7000 | 1 |  |  | 0.96 | Solar Inverter |  | Inside
SRP12590 | BAODING YINGLI NEW ENERGY RESOURCES CO | YL170(156) | 240 | 21 | 154 | 21 |  | Solar | FIXED | Roof
SRP12590 | POWER-ONE | PVI-5000-OUTD-US (208 V) | 5000 | 1 |  |  | 0.965 | Solar Inverter |  | Inside
SRP12591 | SUNTECH POWER | STP210S-18/UB-1 | 275 | 1122 | 210 | 10 |  | Solar | FIXED | Ground
SRP12591 | PV POWERED | PVP100KW-208 | 260000 | 1 |  |  | 0.97 | Solar Inverter |  | OUTDOOR
SRP12592 | YINGLI ENERGY (CHINA) | YL240P-29B | 240 | 29 | 231 | 22 |  | Solar | FIXED | Roof
SRP12592 | POWER-ONE | PVI-6000-OUTD-US (240 V) | 6000 | 1 |  |  | 0.965 | Solar Inverter |  | Inside
SRP12593 | SOLARWORLD | SW185MONO | 250 | 18 | 260 | 25 |  | Solar | FIXED | Roof
SRP12593 | SOLARWORLD | SW185MONO | 250 | 18 | 260 | 30 |  | Solar | FIXED | Roof
SRP12593 | PV POWERED | PVP4800 | 4800 | 1 |  |  | 0.96 | Solar Inverter |  | INDOOR
SRP12593 | PV POWERED | PVP4800 | 4800 | 1 |  |  | 0.96 | Solar Inverter |  | INDOOR
SRP12594 | BAODING YINGLI NEW ENERGY RESOURCES CO | YL175(156) | 240 | 26 | 248 | 24 |  | Solar | FIXED | Roof
SRP12594 | BAODING YINGLI NEW ENERGY RESOURCES CO | YL175(156) | 240 | 9 | 158 | 42 |  | Solar | FIXED | Roof
SRP12594 | POWER-ONE | PVI-3000-I-OUTD-US-F (240V) | 3000 | 1 |  |  | 0.96 | Solar Inverter |  | INDOOR
SRP12594 | POWER-ONE | PVI-6000-OUTD-US (240 V) | 6000 | 1 |  |  | 0.965 | Solar Inverter |  | INDOOR
SRP12596 | TRINA SOLAR | TSM-240PA05 | 240 | 13 | 136 | 17 |  | Solar | FIXED | Roof
SRP12596 | TRINA SOLAR | TSM-240PA05 | 240 | 6 | 94 | 26 |  | Solar | FIXED | Roof
SRP12596 | TRINA SOLAR | TSM-240PA05 | 240 | 6 | 274 | 26 |  | Solar | FIXED | Roof
SRP12596 | SOLECTRIA RENEWABLES | PVI 3000 (240V) | 3000 | 1 |  |  | 0.975 | Solar Inverter |  | Inside
SRP12596 | SOLECTRIA RENEWABLES | PVI 3000 (240V) | 3000 | 1 |  |  | 0.975 | Solar Inverter |  | Inside
SRP12597 | CHANGZHOU TRINA SOLAR ENERGY CO | TSM-185D | 240 | 18 | 124 | 15 |  | Solar | FIXED | Roof
SRP12597 | ENPHASE ENERGY | M200-32-208-S01 | 215 | 18 |  |  | 0.96 | Solar Inverter |  | OUTDOOR
SRP12599 | CANADIAN SOLAR | CS6P-235PX | 235 | 5 | 300 | 10 |  | Solar | FIXED | Roof
SRP12599 | CANADIAN SOLAR | CS6P-235PX | 235 | 8 | 210 | 32 |  | Solar | FIXED | Roof
SRP12599 | CANADIAN SOLAR | CS6P-235PX | 235 | 4 | 120 | 40 |  | Solar | FIXED | Roof
SRP12599 | ENPHASE ENERGY | M215-60-2LL-S2X | 215 | 17 |  |  | 0.96 | Solar Inverter |  | OUTDOOR
SRP12600 | CHANGZHOU TRINA SOLAR ENERGY CO | TSM-185D | 240 | 18 | 170 | 18 |  | Solar | FIXED | Roof
SRP12600 | CHANGZHOU TRINA SOLAR ENERGY CO | TSM-185D | 240 | 24 | 170 | 21 |  | Solar | FIXED | Roof
SRP12600 | ENPHASE ENERGY | M200-32-208-S01 | 215 | 18 |  |  | 0.96 | Solar Inverter |  | OUTDOOR
SRP12600 | ENPHASE ENERGY | M200-32-208-S01 | 215 | 24 |  |  | 0.96 | Solar Inverter |  | OUTDOOR
SRP12601 | TRINA SOLAR | TSM-240PD05 | 240 | 28 | 203 | 19 |  | Solar | FIXED | Roof
SRP12601 | SMA AMERICA | SB6000U (240V) | 6000 | 1 |  |  | 0.968 | Solar Inverter |  | OUTDOOR
SRP12602 | CHANGZHOU TRINA SOLAR ENERGY CO | TSM-185D | 240 | 10 | 216 | 20 |  | Solar | FIXED | Roof
SRP12602 | ENPHASE ENERGY | M200-32-208-S01 | 190 | 10 |  |  | 0.955 | Solar Inverter |  | OUTDOOR
SRP12603 | CHANGZHOU TRINA SOLAR ENERGY CO | TSM-185D | 240 | 10 | 216 | 20 |  | Solar | FIXED | Roof
SRP12603 | ENPHASE ENERGY | M200-32-240-S02 | 190 | 10 |  |  | 0.955 | Solar Inverter |  | OUTDOOR
SRP12604 | CHANGZHOU TRINA SOLAR ENERGY CO | TSM-185D | 240 | 10 | 216 | 20 |  | Solar | FIXED | Roof
SRP12604 | ENPHASE ENERGY | M175-24-240-S02 | 190 | 10 |  |  | 0.955 | Solar Inverter |  | OUTDOOR
SRP12605 | CHANGZHOU TRINA SOLAR ENERGY CO | TSM-185D | 240 | 10 | 216 | 20 |  | Solar | FIXED | Roof
SRP12605 | ENPHASE ENERGY | M200-32-208-S01 | 190 | 10 |  |  | 0.955 | Solar Inverter |  | OUTDOOR
SRP12606 | CHANGZHOU TRINA SOLAR ENERGY CO | TSM-185D | 240 | 10 | 216 | 20 |  | Solar | FIXED | Roof
SRP12606 | ENPHASE ENERGY | M175-24-240-S02 | 190 | 10 |  |  | 0.955 | Solar Inverter |  | OUTDOOR
SRP12607 | CHANGZHOU TRINA SOLAR ENERGY CO | TSM-185D | 240 | 10 | 216 | 20 |  | Solar | FIXED | Roof
SRP12607 | ENPHASE ENERGY | M200-32-208-S01 | 190 | 10 |  |  | 0.955 | Solar Inverter |  | OUTDOOR
SRP12608 | CHANGZHOU TRINA SOLAR ENERGY CO | TSM-185D | 240 | 10 | 216 | 20 |  | Solar | FIXED | Roof
SRP12608 | ENPHASE ENERGY | M200-32-208-S01 | 190 | 10 |  |  | 0.955 | Solar Inverter |  | OUTDOOR
SRP12609 | CHANGZHOU TRINA SOLAR ENERGY CO | TSM-185D | 240 | 10 | 216 | 20 |  | Solar | FIXED | Roof
SRP12609 | ENPHASE ENERGY | M200-32-240-S02 | 190 | 10 |  |  | 0.955 | Solar Inverter |  | OUTDOOR
SRP12610 | CHANGZHOU TRINA SOLAR ENERGY CO | TSM-185D | 240 | 10 | 216 | 20 |  | Solar | FIXED | Roof
SRP12610 | ENPHASE ENERGY | M200-32-208-S01 | 190 | 10 |  |  | 0.955 | Solar Inverter |  | OUTDOOR
SRP12611 | CHANGZHOU TRINA SOLAR ENERGY CO | TSM-185D | 240 | 10 | 216 | 20 |  | Solar | FIXED | Roof
SRP12611 | ENPHASE ENERGY | M200-32-208-S01 | 190 | 10 |  |  | 0.955 | Solar Inverter |  | OUTDOOR
SRP12612 | CHANGZHOU TRINA SOLAR ENERGY CO | TSM-180D | 240 | 10 | 216 | 20 |  | Solar | FIXED | Roof
SRP12612 | ENPHASE ENERGY | M200-32-240-S02 | 190 | 10 |  |  | 0.955 | Solar Inverter |  | OUTDOOR
SRP12613 | CHANGZHOU TRINA SOLAR ENERGY CO | TSM-185D | 240 | 10 | 216 | 20 |  | Solar | FIXED | Roof
SRP12613 | ENPHASE ENERGY | M200-32-208-S01 | 190 | 10 |  |  | 0.955 | Solar Inverter |  | Outside
SRP12614 | CHANGZHOU TRINA SOLAR ENERGY CO | TSM-185D | 240 | 10 | 126 | 20 |  | Solar | FIXED | Roof
SRP12614 | ENPHASE ENERGY | M200-32-208-S01 | 190 | 10 |  |  | 0.955 | Solar Inverter |  | OUTDOOR
SRP12615 | CHANGZHOU TRINA SOLAR ENERGY CO | TSM-185D | 240 | 10 | 126 | 20 |  | Solar | FIXED | Roof
SRP12615 | ENPHASE ENERGY | M200-32-240-S02 | 190 | 10 |  |  | 0.955 | Solar Inverter |  | OUTDOOR
SRP12616 | CHANGZHOU TRINA SOLAR ENERGY CO | TSM-185D | 240 | 2 | 126 | 20 |  | Solar | FIXED | Roof
SRP12616 | CHANGZHOU TRINA SOLAR ENERGY CO | TSM-185D | 240 | 8 | 216 | 20 |  | Solar | FIXED | Roof
SRP12616 | ENPHASE ENERGY | M200-32-240-S02 | 190 | 10 |  |  | 0.955 | Solar Inverter |  | OUTDOOR
SRP12617 | CHANGZHOU TRINA SOLAR ENERGY CO | TSM-185D | 235 | 10 | 216 | 20 |  | Solar | FIXED | Roof
SRP12617 | ENPHASE ENERGY | M200-32-240-S02 | 190 | 10 |  |  | 0.955 | Solar Inverter |  | OUTDOOR
SRP12618 | SUNPOWER | SPR-230-WHT-U | 245 | 32 | 181 | 2 |  | Solar | FIXED | Roof
SRP12618 | SUNPOWER CORP (ORIGINAL MFRSMA) | SPR-7000M (240V) | 7000 | 1 |  |  | 0.968 | Solar Inverter |  | Inside
SRP12619 | SUNPOWER | SPR-327NE-WHT-D | 327 | 18 | 252 | 23 |  | Solar | FIXED | Roof
SRP12619 | SUNPOWER CORP (ORIGINAL MFRSMA) | SPR-5000M (208V) | 5000 | 1 |  |  | 0.968 | Solar Inverter |  | OUTDOOR
SRP12620 | BAODING YINGLI NEW ENERGY RESOURCES CO | 110(17)P1447X663 | 240 | 14 | 109 | 33 |  | Solar | FIXED | Roof
SRP12620 | BAODING YINGLI NEW ENERGY RESOURCES CO | 110(17)P1447X663 | 240 | 14 | 199 | 38 |  | Solar | FIXED | Roof
SRP12620 | POWER-ONE | PVI-6000-OUTD-US (240 V) | 6000 | 1 |  |  | 0.965 | Solar Inverter |  | Inside
SRP12622 | BAODING YINGLI NEW ENERGY RESOURCES CO | 110(17)P1447X663 | 240 | 8 | 76 | 22 |  | Solar | FIXED | Roof
SRP12622 | BAODING YINGLI NEW ENERGY RESOURCES CO | 110(17)P1447X663 | 240 | 35 | 266 | 22 |  | Solar | FIXED | Roof
SRP12622 | BAODING YINGLI NEW ENERGY RESOURCES CO | 110(17)P1447X663 | 240 | 10 | 166 | 29 |  | Solar | FIXED | Roof
SRP12622 | POWER-ONE | PVI-5000-OUTD-US (208 V) | 5000 | 1 |  |  | 0.965 | Solar Inverter |  | Inside
SRP12622 | POWER-ONE | PVI-6000-OUTD-US (240 V) | 6000 | 1 |  |  | 0.965 | Solar Inverter |  | Inside
SRP12623 | CANADIAN SOLAR | CS6P-230 | 235 | 11 | 214 | 19 |  | Solar | FIXED | Roof
SRP12623 | CANADIAN SOLAR | CS6P-230 | 235 | 13 | 214 | 19 |  | Solar | FIXED | Roof
SRP12623 | ENPHASE ENERGY | M200-32-208-S01 | 215 | 11 |  |  | 0.96 | Solar Inverter |  | OUTDOOR
SRP12623 | ENPHASE ENERGY | M200-32-208-S01 | 215 | 13 |  |  | 0.96 | Solar Inverter |  | OUTDOOR
SRP12627 | SUNPOWER | SPR-245NE-WHT-D | 245 | 32 | 201 | 31 |  | Solar | FIXED | Roof
SRP12627 | SUNPOWER CORP (ORIGINAL MFRSMA) | SPR-7000M (240V) | 7000 | 1 |  |  | 0.97 | Solar Inverter |  | OUTDOOR
SRP12629 | MATRIX SOLAR/PHOTOWATT | PW1650-175 | 240 | 486 | 182 | 10 |  | Solar | FIXED | Roof
SRP12629 | SMA AMERICA | SB7000US (208V) | 8000 | 6 |  |  | 0.97 | Solar Inverter |  | OUTDOOR
SRP12629 | SMA AMERICA | SB7000US (277V) | 8000 | 6 |  |  | 0.97 | Solar Inverter |  | OUTDOOR
SRP12631 | YINGLI ENERGY (CHINA) | YL240P-29B | 240 | 13 | 184 | 11 |  | Solar | FIXED | Roof
SRP12631 | YINGLI ENERGY (CHINA) | YL240P-29B | 240 | 18 | 94 | 24 |  | Solar | FIXED | Roof
SRP12631 | YINGLI ENERGY (CHINA) | YL240P-29B | 240 | 26 | 274 | 24 |  | Solar | FIXED | Roof
SRP12631 | FRONIUS USA | IG 4000 | 4000 | 1 |  |  | 0.94 | Solar Inverter |  | OUTDOOR
SRP12631 | FRONIUS USA |  | 10000 | 1 |  |  | 0.95 | Solar Inverter |  | OUTDOOR
SRP12632 | KYOCERA SOLAR | KD210GX-LP | 220 | 36 | 156 | 33 |  | Solar | FIXED | Roof
SRP12632 | SOLECTRIA RENEWABLES | PVI 3000 (240V) | 3800 | 1 |  |  | 0.975 | Solar Inverter |  | INDOOR
SRP12632 | SOLECTRIA RENEWABLES | PVI 3000-P (208V) | 3800 | 1 |  |  | 0.975 | Solar Inverter |  | INDOOR
SRP12633 | CANADIAN SOLAR | CS6P-230 | 235 | 8 | 154 | 16 |  | Solar | FIXED | Roof
SRP12633 | CANADIAN SOLAR | CS6P-230 | 235 | 12 | 154 | 16 |  | Solar | FIXED | Roof
SRP12633 | CANADIAN SOLAR | CS6P-230 | 235 | 15 | 154 | 16 |  | Solar | FIXED | Roof
SRP12633 | ENPHASE ENERGY | M200-32-208-S01 | 215 | 12 |  |  | 0.96 | Solar Inverter |  | OUTDOOR
SRP12633 | ENPHASE ENERGY | M200-32-208-S01 | 215 | 23 |  |  | 0.96 | Solar Inverter |  | OUTDOOR
SRP12634 | CANADIAN SOLAR | CS6P-230 | 235 | 11 | 132 | 40 |  | Solar | FIXED | Roof
SRP12634 | ENPHASE ENERGY | M200-32-208-S01 | 215 | 11 |  |  | 0.96 | Solar Inverter |  | OUTDOOR
SRP12635 | CANADIAN SOLAR | CS6P-230 | 235 | 23 | 201 | 46 |  | Solar | FIXED | Roof
SRP12635 | ENPHASE ENERGY | M200-32-208-S01 | 215 | 23 |  |  | 0.96 | Solar Inverter |  | OUTDOOR
SRP12636 | CHANGZHOU TRINA SOLAR ENERGY CO | TSM-185D | 235 | 28 | 157 | 30 |  | Solar | FIXED | Roof
SRP12636 | PV POWERED | PVP3000 | 3000 | 2 |  |  | 0.935 | Solar Inverter |  | Inside
SRP12638 | CANADIAN SOLAR | CS6P-230 | 235 | 10 | 220 | 20 |  | Solar | FIXED | Roof
SRP12638 | CANADIAN SOLAR | CS6P-230 | 235 | 14 | 220 | 22 |  | Solar | FIXED | Roof
SRP12638 | ENPHASE ENERGY | M200-32-208-S01 | 215 | 24 |  |  | 0.96 | Solar Inverter |  | OUTDOOR
SRP12639 | CHANGZHOU TRINA SOLAR ENERGY CO | TSM-185D | 235 | 36 | 135.6 | 28 |  | Solar | FIXED | Roof
SRP12639 | SMA AMERICA | SB7000US (208V) | 7000 | 1 |  |  | 0.97 | Solar Inverter |  | INDOOR
SRP12641 | YINGLI ENERGY (CHINA) | YL240P-29B | 240 | 15 | 206 | 7 |  | Solar | FIXED | Roof
SRP12641 | YINGLI ENERGY (CHINA) | YL240P-29B | 240 | 12 | 116 | 18 |  | Solar | FIXED | Roof
SRP12641 | YINGLI ENERGY (CHINA) | YL240P-29B | 240 | 5 | 206 | 18 |  | Solar | FIXED | Roof
SRP12641 | YINGLI ENERGY (CHINA) | YL240P-29B | 240 | 11 | 116 | 45 |  | Solar | FIXED | Roof
SRP12641 | POWER-ONE | PVI-4.2-OUTD-S-US (240 V) | 4200 | 1 |  |  | 0.96 | Solar Inverter |  | Outside
SRP12641 | POWER-ONE | PVI-5000-OUTD-US (277 V) | 5000 | 1 |  |  | 0.965 | Solar Inverter |  | OUTDOOR
SRP12643 | YINGLI ENERGY (CHINA) | YL240P-29B | 240 | 25 | 160 | 15 |  | Solar | FIXED | Roof
SRP12643 | POWER-ONE | PVI-5000-OUTD-US (208 V) | 5000 | 1 |  |  | 0.965 | Solar Inverter |  | OUTDOOR
SRP12644 | KYOCERA SOLAR | KD220GX-LFBS | 220 | 6 | 77 | 18 |  | Solar | FIXED | Roof
SRP12644 | KYOCERA SOLAR | KD220GX-LFBS | 220 | 14 | 167 | 18 |  | Solar | FIXED | Roof
SRP12644 | KYOCERA SOLAR | KD220GX-LFBS | 220 | 10 | 257 | 18 |  | Solar | FIXED | Roof
SRP12644 | POWER-ONE | PVI-3.0-OUTD-S-US (240 V) | 3000 | 1 |  |  | 0.96 | Solar Inverter |  | Inside
SRP12644 | POWER-ONE | PVI-3.0-OUTD-S-US (240 V) | 3000 | 1 |  |  | 0.96 | Solar Inverter |  | Inside
SRP12646 | SUNIVA | OPT260-60-4-100 | 260 | 28 | 131 | 33 |  | Solar | FIXED | Roof
SRP12646 | SUNIVA | OPT240-60-4-100 | 260 | 8 | 221 | 44 |  | Solar | FIXED | Roof
SRP12646 | POWER-ONE | PVI-4.2-OUTD-S-US (208 V) | 4200 | 2 |  |  | 0.96 | Solar Inverter |  | Inside
SRP12647 | ET SOLAR INDUSTRY | ET-P660250BB | 250 | 7 | 187 | 17 |  | Solar | FIXED | Roof
SRP12647 | ET SOLAR INDUSTRY | ET-P660250BB | 250 | 7 | 97 | 22 |  | Solar | FIXED | Roof
SRP12647 | HANWHA SOLARONE (QIDONG) | SF260-36-P280L | 280 | 22 | 97 | 22 |  | Solar | FIXED | Roof
SRP12647 | ENPHASE ENERGY | M215-60-2LL-S2X | 215 | 14 |  |  | 0.96 | Solar Inverter |  | OUTDOOR
SRP12647 | OUTBACK POWER SYSTEMS | GVFX 3648 | 3600 | 1 |  |  | 0.93 | Solar Inverter |  | Inside
SRP12647 | OUTBACK POWER SYSTEMS | GVFX 3648 | 3600 | 1 |  |  | 0.93 | Solar Inverter |  | Inside
SRP12650 | CHANGZHOU TRINA SOLAR ENERGY CO | TSM-185D | 235 | 44 | 218 | 33 |  | Solar | FIXED | Roof
SRP12650 | PV POWERED | PVP4800 | 4800 | 2 |  |  | 0.96 | Solar Inverter |  | Inside
SRP12654 | SUNTECH POWER | STP200-18/UB-1 | 205 | 10 | 168 | 15 |  | Solar | FIXED | Roof
SRP12654 | SUNTECH POWER | STP200UB | 205 | 20 | 258 | 15 |  | Solar | FIXED | Roof
SRP12654 | PV POWERED | PVP2000 | 2000 | 1 |  |  | 0.92 | Solar Inverter |  | OUTDOOR
SRP12654 | PV POWERED | PVP3500 | 3500 | 1 |  |  | 0.955 | Solar Inverter |  | OUTDOOR
SRP12655 | MATRIX SOLAR/PHOTOWATT | PW1650-175 | 250 | 44 | 132 | 18 |  | Solar | FIXED | Roof
SRP12655 | MATRIX SOLAR/PHOTOWATT | PW1650-175 | 250 | 6 | 222 | 22 |  | Solar | FIXED | Roof
SRP12655 | PV POWERED | PVP2000 | 2000 | 1 |  |  | 0.92 | Solar Inverter |  | INDOOR
SRP12655 | PV POWERED | PVP4800 | 4800 | 2 |  |  | 0.96 | Solar Inverter |  | INDOOR
SRP12658 | CANADIAN SOLAR | CS6P-230 | 235 | 12 | 125 | 25 |  | Solar | FIXED | Roof
SRP12658 | CANADIAN SOLAR | CS6P-230 | 235 | 16 | 215 | 25 |  | Solar | FIXED | Roof
SRP12658 | ENPHASE ENERGY | M200-32-208-S01 | 215 | 28 |  |  | 0.96 | Solar Inverter |  | OUTDOOR
SRP12659 | CANADIAN SOLAR | CS6P-230 | 235 | 17 | 174 | 19 |  | Solar | FIXED | Roof
SRP12659 | ENPHASE ENERGY | M200-32-208-S01 | 215 | 17 |  |  | 0.96 | Solar Inverter |  | OUTDOOR
SRP12660 | CANADIAN SOLAR | CS6P-230 | 235 | 15 | 215 | 4 |  | Solar | FIXED | Roof
SRP12660 | ENPHASE ENERGY | M200-32-240-S02 | 215 | 15 |  |  | 0.96 | Solar Inverter |  | OUTDOOR
SRP12662 | CANADIAN SOLAR | CS6P-230 | 235 | 10 | 250 | 7 |  | Solar | FIXED | Roof
SRP12662 | ENPHASE ENERGY | M200-32-208-S01 | 215 | 10 |  |  | 0.96 | Solar Inverter |  | OUTDOOR
SRP12663 | CANADIAN SOLAR | CS6P-235PX | 235 | 6 | 204 | 31 |  | Solar | FIXED | Roof
SRP12663 | ENPHASE ENERGY | M215-60-2LL-S2X | 215 | 6 |  |  | 0.96 | Solar Inverter |  | OUTDOOR
SRP12664 | CANADIAN SOLAR | CS6P-230 | 235 | 24 | 232 | 16 |  | Solar | FIXED | Roof
SRP12664 | ENPHASE ENERGY | M200-32-240-S02 | 215 | 24 |  |  | 0.96 | Solar Inverter |  | OUTDOOR
SRP12665 | BAODING YINGLI NEW ENERGY RESOURCES CO | 110(17)P1447X663 | 240 | 20 | 215 | 26 |  | Solar | FIXED | Roof
SRP12665 | POWER-ONE | PVI-3600-US (208V) | 4200 | 1 |  |  | 0.96 | Solar Inverter |  | Inside
SRP12666 | CANADIAN SOLAR | CS6P-235PX | 235 | 24 | 220 | 18 |  | Solar | FIXED | Roof
SRP12666 | ENPHASE ENERGY | M200-32-240-S02 | 215 | 24 |  |  | 0.96 | Solar Inverter |  | OUTDOOR
SRP12667 | SUNPOWER | SPR-315E-WHT-U | 327 | 6 | 170 | 5 |  | Solar | FIXED | Roof
SRP12667 | SUNPOWER | SPR-315E-WHT-U | 327 | 12 | 170 | 34 |  | Solar | FIXED | Roof
SRP12667 | SUNPOWER CORP (ORIGINAL MFR - PV POWERED LLC) | SPR-5200 | 6000 | 1 |  |  | 0.97 | Solar Inverter |  | Outside
SRP12668 | SUNPOWER | SPR-315E-WHT-U | 327 | 16 | 281 | 8 |  | Solar | FIXED | Roof
SRP12668 | SUNPOWER | SPR-315E-WHT-U | 327 | 16 | 152 | 19 |  | Solar | FIXED | Roof
SRP12668 | SUNPOWER CORP (ORIGINAL MFR - PV POWERED LLC) | SPR-5200 | 9995 | 1 |  |  | 0.962 | Solar Inverter |  | INDOOR
SRP12669 | BAODING YINGLI NEW ENERGY RESOURCES CO | YL175(156) | 240 | 16 | 265 | 18 |  | Solar | FIXED | Roof
SRP12669 | BAODING YINGLI NEW ENERGY RESOURCES CO | YL175(156) | 240 | 20 | 265 | 18 |  | Solar | FIXED | Roof
SRP12669 | POWER-ONE | PVI-3600-OUTD-US-F (208V) | 3600 | 1 |  |  | 0.96 | Solar Inverter |  | Inside
SRP12669 | POWER-ONE | PVI-3600-US (240V) | 4200 | 1 |  |  | 0.96 | Solar Inverter |  | Inside
SRP12670 | SUNPOWER | SPR-315E-WHT-U | 327 | 10 | 176 | 27 |  | Solar | FIXED | Roof
SRP12670 | SUNPOWER | SPR-315E-WHT-U | 327 | 15 | 176 | 32 |  | Solar | FIXED | Roof
SRP12670 | SUNPOWER CORP (ORIGINAL MFR - PV POWERED LLC) | SPR-5200 | 7500 | 1 |  |  | 0.962 | Solar Inverter |  | INDOOR
SRP12671 | CANADIAN SOLAR | CS6P-235PX | 235 | 12 | 214 | 7 |  | Solar | FIXED | Roof
SRP12671 | CANADIAN SOLAR | CS6P-230 | 235 | 6 | 124 | 21 |  | Solar | FIXED | Roof
SRP12671 | CANADIAN SOLAR | CS6P-235PX | 235 | 16 | 214 | 21 |  | Solar | FIXED | Roof
SRP12671 | ENPHASE ENERGY | M200-32-208-S01 | 215 | 34 |  |  | 0.96 | Solar Inverter |  | OUTDOOR
SRP12673 | SUNPOWER | SPR-315E-WHT-U | 327 | 25 | 150 | 32 |  | Solar | FIXED | Roof
SRP12673 | SUNPOWER CORP (ORIGINAL MFR - PV POWERED LLC) | SPR-2500 | 7500 | 1 |  |  | 0.962 | Solar Inverter |  | INDOOR
SRP12674 | SUNPOWER | SPR-315E-WHT-U | 230 | 60 | 218 | 27 |  | Solar | FIXED | Roof
SRP12674 | SUNPOWER CORP (ORIGINAL MFR - PV POWERED LLC) | SPR-5200 | 6500 | 2 |  |  | 0.962 | Solar Inverter |  | INDOOR
SRP12675 | SUNPOWER | SPR-230-WHT-U | 230 | 60 | 218 | 27 |  | Solar | FIXED | Roof
SRP12675 | SUNPOWER CORP (ORIGINAL MFR - PV POWERED LLC) | SPR-5200 | 6500 | 2 |  |  | 0.962 | Solar Inverter |  | INDOOR
SRP12676 | TRINA SOLAR | TSM-250PA05 | 250 | 18 | 114 | 22 |  | Solar | FIXED | Roof
SRP12676 | SMA AMERICA | SB3000US (240V) | 3000 | 1 |  |  | 0.97 | Solar Inverter |  | Inside
SRP12676 | SMA AMERICA | SB3000US-12 (240V) | 3000 | 1 |  |  | 0.97 | Solar Inverter |  | Inside
SRP12677 | CANADIAN SOLAR | CS6X-290M | 290 | 319 | 213 | 10 |  | Solar | FIXED | Roof
SRP12677 | SOLECTRIA RENEWABLES | PVI82KW-480 | 82000 | 1 |  |  | 0.96 | Solar Inverter |  | OUTDOOR
SRP12680 | CHANGZHOU TRINA SOLAR ENERGY CO | TSM-185D | 240 | 33 | 215.2 | 28 |  | Solar | FIXED | Roof
SRP12680 | ENPHASE ENERGY | M200-32-240-S02 | 215 | 33 |  |  | 0.96 | Solar Inverter |  | Inside
SRP12681 | CHANGZHOU TRINA SOLAR ENERGY CO | TSM-185D | 240 | 20 | 147 | 30 |  | Solar | FIXED | Roof
SRP12681 | ENPHASE ENERGY | M200-32-208-S01 | 215 | 20 |  |  | 0.963 | Solar Inverter |  | OUTDOOR
SRP12682 | TRINA SOLAR | TSM-240PA05 | 240 | 33 | 100.6 | 25 |  | Solar | FIXED | Roof
SRP12682 | ENPHASE ENERGY | M215-60-2LL-S2X | 215 | 33 |  |  | 0.96 | Solar Inverter |  | OUTDOOR
SRP12683 | SUNTECH POWER | STP200UB | 205 | 18 | 126.5 | 35 |  | Solar | FIXED | Roof
SRP12683 | SUNTECH POWER | STP200UB | 205 | 11 | 216.5 | 35 |  | Solar | FIXED | Roof
SRP12683 | PV POWERED | PVP2500 | 2500 | 1 |  |  | 0.945 | Solar Inverter |  | INDOOR
SRP12683 | PV POWERED | PVP3500 | 3500 | 1 |  |  | 0.955 | Solar Inverter |  | INDOOR
SRP12684 | CHANGZHOU TRINA SOLAR ENERGY CO | TSM-185D | 235 | 12 | 158 | 5 |  | Solar | FIXED | Roof
SRP12684 | CHANGZHOU TRINA SOLAR ENERGY CO | TSM-185D | 235 | 20 | 68 | 10 |  | Solar | FIXED | Roof
SRP12684 | CHANGZHOU TRINA SOLAR ENERGY CO | TSM-185D | 235 | 8 | 68 | 20 |  | Solar | FIXED | Roof
SRP12684 | CHANGZHOU TRINA SOLAR ENERGY CO | TSM-185D | 235 | 7 | 158 | 20 |  | Solar | FIXED | Roof
SRP12684 | PV POWERED | PVP2000 | 2000 | 1 |  |  | 0.92 | Solar Inverter |  | OUTDOOR
SRP12684 | PV POWERED | PVP2000 | 2000 | 1 |  |  | 0.92 | Solar Inverter |  | OUTDOOR
SRP12684 | PV POWERED | PVP2500 | 2500 | 1 |  |  | 0.945 | Solar Inverter |  | OUTDOOR
SRP12684 | PV POWERED | PVP4800 | 4800 | 1 |  |  | 0.96 | Solar Inverter |  | OUTDOOR
SRP12685 | CHANGZHOU TRINA SOLAR ENERGY CO | TSM-185D | 235 | 7 | 85.7 | 20 |  | Solar | FIXED | Roof
SRP12685 | CHANGZHOU TRINA SOLAR ENERGY CO | TSM-185D | 235 | 7 | 265.7 | 20 |  | Solar | FIXED | Roof
SRP12685 | PV POWERED | PVP2000 | 2000 | 2 |  |  | 0.92 | Solar Inverter |  | Outside
SRP12686 | TRINA SOLAR | TSM-240PD05.10 | 240 | 16 | 200 | 33 |  | Solar | FIXED | Roof
SRP12686 | ENPHASE ENERGY | M215-60-2LL-S2X | 215 | 16 |  |  | 0.96 | Solar Inverter |  | OUTDOOR
SRP12687 | TRINA SOLAR | TSM-240PA05.10 | 240 | 39 | 120 | 23 |  | Solar | FIXED | Roof
SRP12687 | ENPHASE ENERGY | M215-60-2LL-S2X | 215 | 39 |  |  | 0.96 | Solar Inverter |  | OUTDOOR
SRP12688 | TRINA SOLAR | TSM-240PA05.10 | 240 | 20 | 171 | 13 |  | Solar | FIXED | Roof
SRP12688 | TRINA SOLAR | TSM-240PD05.10 | 240 | 45 | 171 | 19 |  | Solar | FIXED | Roof
SRP12688 | SMA AMERICA | SB6000TL-US (240V) | 6000 | 1 |  |  | 0.968 | Solar Inverter |  | Outside
SRP12688 | SMA AMERICA | SB8000US-12 (240V) | 8000 | 1 |  |  | 0.983 | Solar Inverter |  | OUTDOOR
SRP12689 | CHANGZHOU TRINA SOLAR ENERGY CO | TSM-185D | 240 | 18 | 256 | 18 |  | Solar | FIXED | Roof
SRP12689 | ENPHASE ENERGY | M200-32-208-S01 | 215 | 18 |  |  | 0.96 | Solar Inverter |  | OUTDOOR
SRP12690 | CHANGZHOU TRINA SOLAR ENERGY CO | TSM-185D | 240 | 28 | 143.3 | 17 |  | Solar | FIXED | Roof
SRP12690 | ENPHASE ENERGY | M200-32-208-S01 | 215 | 28 |  |  | 0.96 | Solar Inverter |  | INDOOR
SRP12691 | CANADIAN SOLAR | CS6P-245M | 245 | 16 | 160 | 15 |  | Solar | FIXED | Roof
SRP12691 | CANADIAN SOLAR | CS6P-245M | 245 | 8 | 250 | 15 |  | Solar | FIXED | Roof
SRP12691 | CANADIAN SOLAR | CS6P-245M | 245 | 28 | 160 | 17 |  | Solar | FIXED | Roof
SRP12691 | CANADIAN SOLAR | CS6P-245M | 245 | 8 | 304 | 19 |  | Solar | FIXED | Roof
SRP12691 | ENPHASE ENERGY | M215-60-2LL-S2X | 215 | 60 |  |  | 0.96 | Solar Inverter |  | OUTDOOR
SRP12693 | CANADIAN SOLAR | CS6P-230 | 250 | 7 | 158 | 25 |  | Solar | FIXED | Roof
SRP12693 | CANADIAN SOLAR | CS6P-230 | 250 | 32 | 260 | 35 |  | Solar | FIXED | Roof
SRP12693 | SMA AMERICA | SB3000US (240V) | 3000 | 1 |  |  | 0.97 | Solar Inverter |  | INDOOR
SRP12693 | SMA AMERICA | SB4000US (240V) | 4000 | 2 |  |  | 0.97 | Solar Inverter |  | INDOOR
SRP12694 | SILIKEN MANUFACTURING USA | SLK60P6L 233 WP | 250 | 41 | 204 | 30 |  | Solar | FIXED | Roof
SRP12694 | ENPHASE ENERGY | M200-32-208-S01 | 215 | 41 |  |  | 0.96 | Solar Inverter |  | OUTDOOR
SRP12695 | CHANGZHOU TRINA SOLAR ENERGY CO | TSM-185D | 235 | 36 | 117.2 | 25 |  | Solar | FIXED | Roof
SRP12695 | SMA AMERICA | SB7000US (208V) | 7000 | 1 |  |  | 0.97 | Solar Inverter |  | INDOOR
SRP12696 | CHANGZHOU TRINA SOLAR ENERGY CO | TSM-185D | 235 | 9 | 98.7 | 25 |  | Solar | FIXED | Roof
SRP12696 | CHANGZHOU TRINA SOLAR ENERGY CO | TSM-185D | 235 | 23 | 188.7 | 30 |  | Solar | FIXED | Roof
SRP12696 | PV POWERED | PVP2000 | 2000 | 1 |  |  | 0.92 | Solar Inverter |  | INDOOR
SRP12696 | PV POWERED | PVP2500 | 2500 | 1 |  |  | 0.945 | Solar Inverter |  | INDOOR
SRP12696 | PV POWERED | PVP2500 | 2500 | 1 |  |  | 0.945 | Solar Inverter |  | INDOOR
SRP12700 | LG ELECTRONICS SOLAR CELL DIVISION | LG260S1C-G2 | 260 | 20 | 130 | 20 |  | Solar | FIXED | Roof
SRP12700 | LG ELECTRONICS SOLAR CELL DIVISION | LG260S1C-G3 | 260 | 5 | 220 | 30 |  | Solar | FIXED | Roof
SRP12700 | ENPHASE ENERGY | M215-60-2LL-S2X | 215 | 25 |  |  | 0.963 | Solar Inverter |  | Outside
SRP12723 | SOLARWORLD | SW185MONO | 250 | 26 | 195 | 34 |  | Solar | FIXED | Roof
SRP12723 | SMA AMERICA | SB7000US (208V) | 7000 | 1 |  |  | 0.98 | Solar Inverter |  | OUTDOOR
SRP12733 | SUNPOWER | SPR-315E-WHT-U | 327 | 16 | 180 | 41 |  | Solar | FIXED | Roof
SRP12733 | SUNPOWER CORP (ORIGINAL MFRSMA) | SPR-5000M (277V) | 5000 | 1 |  |  | 0.96 | Solar Inverter |  | Outside
SRP12735 | ET SOLAR INDUSTRY | ET-P654195 | 190 | 30 | 119 | 35 |  | Solar | FIXED | Roof
SRP12735 | ET SOLAR INDUSTRY | ET-P654195 | 190 | 40 | 209 | 35 |  | Solar | FIXED | Roof
SRP12735 | SMA AMERICA | SB5000US (208V) | 5000 | 1 |  |  | 0.955 | Solar Inverter |  | OUTDOOR
SRP12735 | SMA AMERICA | SB7000US (208V) | 7000 | 1 |  |  | 0.96 | Solar Inverter |  | OUTDOOR
SRP12736 | REC SCANMODULE | SCM230 | 245 | 13 | 127 | 40 |  | Solar | FIXED | Roof
SRP12736 | REC SCANMODULE | SCM230 | 245 | 13 | 217 | 40 |  | Solar | FIXED | Roof
SRP12736 | SMA AMERICA | SB5000US (240V) | 5000 | 1 |  |  | 0.955 | Solar Inverter |  | Outside
SRP12766 | ET SOLAR INDUSTRY | ET-P672280 | 190 | 30 | 148 | 28 |  | Solar | FIXED | Roof
SRP12766 | ET SOLAR INDUSTRY | ET-P672280 | 190 | 9 | 328 | 28 |  | Solar | FIXED | Roof
SRP12766 | SMA AMERICA | SB3000US (208V) | 3000 | 1 |  |  | 0.955 | Solar Inverter |  | OUTDOOR
SRP12766 | SMA AMERICA | SB5000US (208V) | 5000 | 1 |  |  | 0.955 | Solar Inverter |  | OUTDOOR
SRP12771 | LG ELECTRONICS SOLAR CELL DIVISION | LG255S1C-G2 | 255 | 16 | 239 | 37 |  | Solar | FIXED | Roof
SRP12771 | LG ELECTRONICS SOLAR CELL DIVISION | LG255S1C-G2 | 255 | 12 | 149 | 45 |  | Solar | FIXED | Roof
SRP12771 | POWER-ONE | PVI-6000-OUTD-US (240 V) | 6000 | 1 |  |  | 0.965 | Solar Inverter |  | OUTDOOR
SRP12773 | SHARP | NT-188U1 | 240 | 12 | 182 | 18.5 |  | Solar | FIXED | Roof
SRP12773 | FRONIUS USA | IG 3000 | 3000 | 1 |  |  | 0.962 | Solar Inverter |  | Inside
SRP12784 | SHARP | NT-188U1 | 240 | 12 | 182 | 18.5 |  | Solar | FIXED | Roof
SRP12784 | FRONIUS USA | IG 3000 | 3000 | 1 |  |  | 0.962 | Solar Inverter |  | Inside
SRP12789 | SUNPOWER | SPR-315E-WHT-U | 327 | 28 | 161 | 36 |  | Solar | FIXED | Roof
SRP12789 | SMA AMERICA | SB7000US (277V) | 8000 | 1 |  |  | 0.97 | Solar Inverter |  | Outside
SRP12791 | SHARP | NT-S5E1U | 240 | 12 | 182 | 18.5 |  | Solar | FIXED | Roof
SRP12791 | FRONIUS USA |  | 3000 | 1 |  |  | 0.962 | Solar Inverter |  | Inside
SRP12797 | SHARP | NT-188U1 | 240 | 12 | 182 | 18.5 |  | Solar | FIXED | Roof
SRP12797 | FRONIUS USA | IG 3000 | 3000 | 1 |  |  | 0.962 | Solar Inverter |  | Inside
SRP12798 | SHARP | JH-3500U | 240 | 12 | 182 | 18.5 |  | Solar | FIXED | Roof
SRP12798 | FRONIUS USA |  | 3000 | 1 |  |  | 0.962 | Solar Inverter |  | Inside
SRP12801 | SUNPOWER | SPR-315E-WHT-U | 327 | 20 | 172 | 18 |  | Solar | FIXED | Roof
SRP12801 | FRONIUS USA |  | 6500 | 1 |  |  | 0.96 | Solar Inverter |  | Outside
SRP12816 | SUNPOWER | SPR-315E-WHT-U | 327 | 35 | 175 | 45 |  | Solar | FIXED | Roof
SRP12816 | FRONIUS USA |  | 10000 | 1 |  |  | 0.96 | Solar Inverter |  | INDOOR
SRP12818 | SUNPOWER | SPR-230-WHT-U | 240 | 50 | 111 | 30 |  | Solar | FIXED | Roof
SRP12818 | SUNPOWER CORP (ORIGINAL MFRFRONIUS) | SPR-11400F-3-277 | 11400 | 1 |  |  | 0.962 | Solar Inverter |  | OUTDOOR
SRP12824 | SUNPOWER | SPR-225-BLK-U | 245 | 45 | 150 | 26 |  | Solar | FIXED | Ground
SRP12824 | SUNPOWER CORP (ORIGINAL MFRSMA) | SPR-7000M (277V) | 10000 | 1 |  |  | 0.975 | Solar Inverter |  | OUTDOOR
SRP12847 | MATRIX SOLAR/PHOTOWATT | PW1650-175 | 250 | 46 | 170 | 33 |  | Solar | FIXED | Roof
SRP12847 | ENPHASE ENERGY | M200-32-208-S01 | 215 | 46 |  |  | 0.96 | Solar Inverter |  | Outside
SRP12855 | MATRIX SOLAR/PHOTOWATT | PW1650-175 | 250 | 9 | 92 | 20 |  | Solar | FIXED | Roof
SRP12855 | MATRIX SOLAR/PHOTOWATT | PW1000-100 | 250 | 32 | 182 | 25 |  | Solar | FIXED | Roof
SRP12855 | ENPHASE ENERGY | M200-32-208-S01 | 215 | 9 |  |  | 0.96 | Solar Inverter |  | Outside
SRP12855 | ENPHASE ENERGY | M200-32-208-S01 | 215 | 32 |  |  | 0.96 | Solar Inverter |  | Outside
SRP12863 | UNKNOWN | UNKNOWN | 255 | 18 | 200 | 19 |  | Solar | FIXED | Roof
SRP12863 | POWER-ONE | PVI-3600-OUTD-US-F (208V) | 3600 | 1 |  |  | 0.96 | Solar Inverter |  | OUTDOOR
SRP12870 | BAODING YINGLI NEW ENERGY RESOURCES CO | 30(17)P754X350 | 235 | 23 | 183 | 20 |  | Solar | FIXED | Roof
SRP12870 | POWER-ONE | PVI-5000-OUTD-US (240 V) | 5000 | 1 |  |  | 0.965 | Solar Inverter |  | OUTDOOR
SRP12906 | SUNPOWER | SPR-308E-WHT-D | 308 | 25 | 250 | 26 |  | Solar | FIXED | Roof
SRP12906 | SUNPOWER CORP (ORIGINAL MFRFRONIUS) | SPR-6500F-277 | 7500 | 1 |  |  | 0.97 | Solar Inverter |  | INDOOR
SRP12911 | SUNTECH POWER | STP21018 | 205 | 36 | 240.2 | 25 |  | Solar | FIXED | Roof
SRP12911 | SMA AMERICA | SB7000US (240V) | 7000 | 1 |  |  | 0.97 | Solar Inverter |  | INDOOR
SRP12912 | MOTECH AMERICAS | IM60B3-250-XXXXXX | 250 | 16 | 121 | 27 |  | Solar | FIXED | Roof
SRP12912 | MOTECH AMERICAS | IM60D3-250-XXXXXX | 250 | 26 | 211 | 27 |  | Solar | FIXED | Roof
SRP12912 | ENPHASE ENERGY | M175-24-208-S01 | 215 | 42 |  |  | 0.96 | Solar Inverter |  | OUTDOOR
SRP12913 | SUNPOWER | SPR-315E-WHT-U | 327 | 10 | 214 | 30 |  | Solar | FIXED | Roof
SRP12913 | SUNPOWER | SPR-315E-WHT-U | 327 | 14 | 165 | 40 |  | Solar | FIXED | Roof
SRP12913 | SUNPOWER CORP (ORIGINAL MFRSMA) | SPR-3000M (208V) | 3000 | 1 |  |  | 0.965 | Solar Inverter |  | INDOOR
SRP12913 | SUNPOWER CORP (ORIGINAL MFRSMA) | SPR-4000M (208V) | 4000 | 1 |  |  | 0.968 | Solar Inverter |  | Inside
SRP12914 | TRINA SOLAR | TSM-240PA05.05 | 240 | 36 | 169 | 28 |  | Solar | FIXED | Ground
SRP12914 | ENPHASE ENERGY | M215-60-2LL-S2X | 215 | 36 |  |  | 0.96 | Solar Inverter |  | OUTDOOR
SRP12916 | TRINA SOLAR | TSM-250PA05A | 250 | 8 | 137 | 9 |  | Solar | FIXED | Roof
SRP12916 | TRINA SOLAR | TSM-250PD05 | 250 | 9 | 137 | 20 |  | Solar | FIXED | Roof
SRP12916 | POWER-ONE | PVI-3600-US (240V) | 3600 | 1 |  |  | 0.965 | Solar Inverter |  | OUTDOOR
SRP12917 | CHANGZHOU TRINA SOLAR ENERGY CO | TSM-185D | 240 | 33 | 153 | 34 |  | Solar | FIXED | Roof
SRP12917 | SMA AMERICA | SB7000US (208V) | 7000 | 1 |  |  | 0.969 | Solar Inverter |  | Outside
SRP12918 | CHANGZHOU TRINA SOLAR ENERGY CO | TSM-185D | 240 | 22 | 111 | 37 |  | Solar | FIXED | Roof
SRP12918 | SMA AMERICA | SB1100U | 2000 | 1 |  |  | 0.96 | Solar Inverter |  | INDOOR
SRP12918 | SMA AMERICA | SB1100U-SBD | 2500 | 1 |  |  | 0.96 | Solar Inverter |  | INDOOR
SRP12919 | CHANGZHOU TRINA SOLAR ENERGY CO | TSM-185D | 240 | 22 | 132 | 33 |  | Solar | FIXED | Roof
SRP12919 | ENPHASE ENERGY | M200-32-208-S01 | 215 | 22 |  |  | 0.96 | Solar Inverter |  | INDOOR
SRP12920 | CHANGZHOU TRINA SOLAR ENERGY CO | TSM-185D | 245 | 21 | 177 | 33 |  | Solar | FIXED | Roof
SRP12920 | CHANGZHOU TRINA SOLAR ENERGY CO | TSM-185D | 245 | 12 | 177 | 34 |  | Solar | FIXED | Roof
SRP12920 | ALPHA TECHNOLOGIES | SOLARIS 3500 XP | 3000 | 1 |  |  | 0.969 | Solar Inverter |  | INDOOR
SRP12920 | ALPHA TECHNOLOGIES | SOLARIS 3500 XP | 4200 | 1 |  |  | 0.97 | Solar Inverter |  | INDOOR
SRP12922 | MATRIX SOLAR/PHOTOWATT | PW1650-175 | 250 | 16 | 354 | 15 |  | Solar | FIXED | Roof
SRP12922 | MATRIX SOLAR/PHOTOWATT | PW1650-175 | 250 | 10 | 174 | 37 |  | Solar | FIXED | Roof
SRP12922 | MATRIX SOLAR/PHOTOWATT | PW1650-175 | 250 | 9 | 174 | 40 |  | Solar | FIXED | Roof
SRP12922 | MATRIX SOLAR/PHOTOWATT | PW1650-175 | 250 | 15 | 174 | 40 |  | Solar | FIXED | Roof
SRP12922 | ENPHASE ENERGY | M200-32-208-S01 | 215 | 50 |  |  | 0.96 | Solar Inverter |  | OUTDOOR
SRP12923 | TRINA SOLAR | TSM-240PD05 | 240 | 37 | 260 | 23 |  | Solar | FIXED | Roof
SRP12923 | ENPHASE ENERGY | M215-60-2LL-S2X | 215 | 37 |  |  | 0.96 | Solar Inverter |  | INDOOR
SRP12924 | CHANGZHOU TRINA SOLAR ENERGY CO | TSM-185D | 240 | 23 | 142 | 22 |  | Solar | FIXED | Roof
SRP12924 | CHANGZHOU TRINA SOLAR ENERGY CO | TSM-185D | 240 | 13 | 232 | 22 |  | Solar | FIXED | Roof
SRP12924 | ENPHASE ENERGY | M200-32-208-S01 | 215 | 13 |  |  | 0.96 | Solar Inverter |  | INDOOR
SRP12924 | ENPHASE ENERGY | M200-32-208-S01 | 215 | 23 |  |  | 0.96 | Solar Inverter |  | INDOOR
SRP12925 | SUNIVA | OPT260-60-4-100 | 260 | 32 | 146 | 26 |  | Solar | FIXED | Roof
SRP12925 | SUNIVA | OPT260-60-4-100 | 260 | 18 | 236 | 40 |  | Solar | FIXED | Roof
SRP12925 | POWER-ONE | PVI-6000-OUTD-US (240 V) | 6000 | 1 |  |  | 0.965 | Solar Inverter |  | Inside
SRP12925 | POWER-ONE | PVI-6000-OUTD-US (240 V) | 6000 | 1 |  |  | 0.965 | Solar Inverter |  | Inside
SRP12926 | CHANGZHOU TRINA SOLAR ENERGY CO | TSM-165D | 240 | 33 | 227 | 25 |  | Solar | FIXED | Roof
SRP12926 | SMA AMERICA | SB7000US (240V) | 7000 | 1 |  |  | 0.969 | Solar Inverter |  | INDOOR
SRP12927 | CHANGZHOU TRINA SOLAR ENERGY CO | TSM-160D | 240 | 24 | 228 | 29 |  | Solar | FIXED | Roof
SRP12927 | SMA AMERICA | SB5000US (240V) | 5000 | 1 |  |  | 0.968 | Solar Inverter |  | INDOOR
SRP12928 | TRINA SOLAR | TSM-240DA05 | 240 | 45 | 225 | 3 |  | Solar | FIXED | Roof
SRP12928 | ENPHASE ENERGY | M215-60-2LL-S2X | 215 | 45 |  |  | 0.96 | Solar Inverter |  | Inside
SRP12930 | CHANGZHOU TRINA SOLAR ENERGY CO | TSM-160D | 240 | 32 | 114 | 30 |  | Solar | FIXED | Roof
SRP12930 | ENPHASE ENERGY | M175-24-208-S | 215 | 32 |  |  | 0.96 | Solar Inverter |  | Inside
SRP12931 | CHANGZHOU TRINA SOLAR ENERGY CO | TSM-160D | 240 | 16 | 100 | 20 |  | Solar | FIXED | Roof
SRP12931 | CHANGZHOU TRINA SOLAR ENERGY CO | TSM-160D | 240 | 22 | 190 | 20 |  | Solar | FIXED | Roof
SRP12931 | ENPHASE ENERGY | M175-24-208-S01 | 215 | 38 |  |  | 0.96 | Solar Inverter |  | INDOOR
SRP12933 | TRINA SOLAR | TSM-240DA05 | 240 | 32 | 204 | 22 |  | Solar | FIXED | Roof
SRP12933 | SMA AMERICA | SB3000US (240V) | 3000 | 1 |  |  | 0.96 | Solar Inverter |  | Inside
SRP12933 | SMA AMERICA | SB6000TL-US-12 (208V) | 6000 | 1 |  |  | 0.96 | Solar Inverter |  | Inside
SRP12934 | BAODING YINGLI NEW ENERGY RESOURCES CO | 110(17)P1447X663 | 240 | 6 | 193 | 16 |  | Solar | FIXED | Roof
SRP12934 | BAODING YINGLI NEW ENERGY RESOURCES CO | 110(17)P1447X663 | 240 | 25 | 194 | 26 |  | Solar | FIXED | Roof
SRP12934 | POWER-ONE | PVI-3000-I-OUTD-US-F (240V) | 3000 | 1 |  |  | 0.96 | Solar Inverter |  | Inside
SRP12934 | POWER-ONE | PVI-5000-OUTD-US (208 V) | 4200 | 1 |  |  | 0.96 | Solar Inverter |  | Inside
SRP12935 | SUNPOWER | SPR-230-WHT-U | 245 | 20 | 150 | 37 |  | Solar | FIXED | Roof
SRP12935 | SUNPOWER | SPR-230-WHT-U | 245 | 12 | 240 | 42 |  | Solar | FIXED | Roof
SRP12935 | SUNPOWER CORP (ORIGINAL MFR - PV POWERED LLC) | SPR-2500 | 3000 | 1 |  |  | 0.966 | Solar Inverter |  | INDOOR
SRP12935 | SUNPOWER CORP (ORIGINAL MFR - PV POWERED LLC) | SPR-3500 | 4000 | 1 |  |  | 0.968 | Solar Inverter |  | INDOOR
SRP12936 | SUNPOWER | SPR-315E-WHT-U | 327 | 7 | 200 | 27 |  | Solar | FIXED | Roof
SRP12936 | SUNPOWER | SPR-315E-WHT-U | 327 | 14 | 200 | 37 |  | Solar | FIXED | Roof
SRP12936 | SUNPOWER CORP (ORIGINAL MFR - PV POWERED LLC) | SPR-5200 | 7000 | 1 |  |  | 0.971 | Solar Inverter |  | INDOOR
SRP12937 | YINGLI ENERGY (CHINA) | YL275P-35B | 275 | 39 | 182 | 33 |  | Solar | FIXED | Roof
SRP12937 | SOLAREDGE TECHNOLOGIES | SE6000 (240V) W/ -ER-US OR A-US | 6000 | 1 |  |  | 0.983 | Solar Inverter |  | Inside
SRP12937 | SOLAREDGE TECHNOLOGIES | SE6000 (240V) W/ -ER-US OR A-US | 6000 | 1 |  |  | 0.983 | Solar Inverter |  | Inside
SRP12938 | BAODING YINGLI NEW ENERGY RESOURCES CO | YL175(156) | 240 | 20 | 112 | 26 |  | Solar | FIXED | Roof
SRP12938 | BAODING YINGLI NEW ENERGY RESOURCES CO | YL175(156) | 240 | 20 | 202 | 32 |  | Solar | FIXED | Roof
SRP12938 | FRONIUS USA |  | 10000 | 1 |  |  | 0.955 | Solar Inverter |  | Inside
SRP12939 | SOLARWORLD | SW185MONO | 245 | 31 | 105 | 20 |  | Solar | FIXED | Roof
SRP12939 | ENPHASE ENERGY | M175-24-208-S | 215 | 31 |  |  | 0.96 | Solar Inverter |  | OUTDOOR
SRP12943 | CANADIAN SOLAR | CS6P-230 | 230 | 30 | 93 | 33 |  | Solar | FIXED | Roof
SRP12943 | ENPHASE ENERGY | M175-24-208-S | 215 | 30 |  |  | 0.96 | Solar Inverter |  | OUTDOOR
SRP12944 | SILIKEN MODULES | SLK60P6L BLK/BLK 250WP | 250 | 27 | 198 | 20 |  | Solar | FIXED | Roof
SRP12944 | SILIKEN MODULES | SLK60P6L BLK/BLK 250WP | 250 | 8 | 198 | 33 |  | Solar | FIXED | Roof
SRP12944 | ENPHASE ENERGY | M215-60-2LL-S2X | 215 | 35 |  |  | 0.96 | Solar Inverter |  | OUTDOOR
SRP12945 | MOTECH AMERICAS | IM60C2-245-XXXXXX | 245 | 29 | 211 | 26 |  | Solar | FIXED | Roof
SRP12945 | ENPHASE ENERGY | M215-60-2LL-S2X | 215 | 29 |  |  | 0.96 | Solar Inverter |  | OUTDOOR
SRP12946 | SUNPOWER | SPR-230-WHT-U | 230 | 36 | 225 | 34 |  | Solar | FIXED | Roof
SRP12946 | SUNPOWER CORP (ORIGINAL MFR - PV POWERED LLC) | SPR-5200 | 8000 | 1 |  |  | 0.965 | Solar Inverter |  | INDOOR
SRP12947 | SUNPOWER | SPR-327NE-WHT-D | 327 | 24 | 221 | 10 |  | Solar | FIXED | Roof
SRP12947 | SUNPOWER | SPR-327NE-WHT-D | 327 | 8 | 221 | 23 |  | Solar | FIXED | Roof
SRP12947 | SUNPOWER CORP (ORIGINAL MFRFRONIUS) | SPR 12000F (208V) | 10000 | 1 |  |  | 0.962 | Solar Inverter |  | Outside
SRP12948 | SUNPOWER | SPR-327NE-WHT-D | 327 | 35 | 221 | 23 |  | Solar | FIXED | Roof
SRP12948 | SUNPOWER CORP (ORIGINAL MFRSMA) | SPR-7000M (240V) | 9995 | 1 |  |  | 0.962 | Solar Inverter |  | Outside
SRP12949 | CHANGZHOU TRINA SOLAR ENERGY CO | TSM-185D | 240 | 30 | 117 | 30 |  | Solar | FIXED | Roof
SRP12949 | ENPHASE ENERGY | M200-32-208-S01 | 215 | 30 |  |  | 0.963 | Solar Inverter |  | OUTDOOR
SRP12951 | CHANGZHOU TRINA SOLAR ENERGY CO | TSM-185D | 240 | 22 | 95 | 27 |  | Solar | FIXED | Roof
SRP12951 | CHANGZHOU TRINA SOLAR ENERGY CO | TSM-185D | 240 | 20 | 185 | 32 |  | Solar | FIXED | Roof
SRP12951 | ENPHASE ENERGY | M200-32-208-S01 | 215 | 42 |  |  | 0.963 | Solar Inverter |  | OUTDOOR
SRP12953 | SUNPOWER | SPR-315E-WHT-U | 327 | 21 | 184 | 27 |  | Solar | FIXED | Roof
SRP12953 | SUNPOWER CORP (ORIGINAL MFR - PV POWERED LLC) | SPR-5200 | 6000 | 1 |  |  | 0.97 | Solar Inverter |  | Outside
SRP12955 | SUNPOWER | SPR-327NE-WHT-D | 327 | 54 | 130 | 80 |  | Solar | FIXED | Roof
SRP12955 | SUNPOWER CORP (ORIGINAL MFRSMA) | SPR-6000M (240V) | 6000 | 3 |  |  | 0.968 | Solar Inverter |  | INDOOR
SRP12956 | SUNIVA | OPT245-60-4-100 | 245 | 22 | 232 | 32 |  | Solar | FIXED | Roof
SRP12956 | SMA AMERICA | SB5000US (240V) | 5000 | 1 |  |  | 0.97 | Solar Inverter |  | INDOOR
SRP12957 | SUNPOWER | SPR-327NE-WHT-D | 327 | 10 | 93 | 45 |  | Solar | FIXED | Roof
SRP12957 | SUNPOWER | SPR-327NE-WHT-D | 327 | 30 | 183 | 45 |  | Solar | FIXED | Roof
SRP12957 | SUNPOWER CORP (ORIGINAL MFRFRONIUS) | SPR 11401F-277 | 11400 | 1 |  |  | 0.962 | Solar Inverter |  | INDOOR
SRP12958 | CANADIAN SOLAR | CS6P-230 | 240 | 22 | 173 | 26 |  | Solar | FIXED | Roof
SRP12958 | SMA AMERICA | SB5000US (240V) | 5000 | 1 |  |  | 0.968 | Solar Inverter |  | INDOOR
SRP12962 | SOLARWORLD | SW185MONO | 250 | 44 | 255 | 3 |  | Solar | FIXED | Roof
SRP12962 | SOLARWORLD | SW185 MONO/T | 250 | 10 | 165 | 25 |  | Solar | FIXED | Roof
SRP12962 | ENPHASE ENERGY | M200-32-208-S01 | 215 | 54 |  |  | 0.97 | Solar Inverter |  | OUTDOOR
SRP12963 | CHANGZHOU TRINA SOLAR ENERGY CO | TSM-185D | 250 | 22 | 186 | 20 |  | Solar | FIXED | Roof
SRP12963 | POWER-ONE | PVI-5000-OUTD-US (208 V) | 5000 | 1 |  |  | 0.96 | Solar Inverter |  | OUTDOOR
SRP12964 | SOLARWORLD | SW185MONO | 255 | 36 | 208 | 27 |  | Solar | FIXED | Roof
SRP12964 | SMA AMERICA | SB3000US (208V) | 3000 | 1 |  |  | 0.965 | Solar Inverter |  | OUTDOOR
SRP12964 | SMA AMERICA | SB6000U (208V) | 6000 | 1 |  |  | 0.97 | Solar Inverter |  | OUTDOOR
SRP12965 | CANADIAN SOLAR | CS6P-240M | 240 | 15 | 211 | 47 |  | Solar | FIXED | Roof
SRP12965 | ENPHASE ENERGY | M215-60-2LL-S2X | 215 | 15 |  |  | 0.96 | Solar Inverter |  | OUTDOOR
SRP12966 | CANADIAN SOLAR | CS4C-110 | 240 | 26 | 141 | 18 |  | Solar | FIXED | Roof
SRP12966 | SMA AMERICA | SB6000U (240V) | 6000 | 1 |  |  | 0.95 | Solar Inverter |  | OUTDOOR
SRP12967 | SUNTECH POWER | STP210S-18/UB-1 | 255 | 18 | 173.6 | 35 |  | Solar | FIXED | Roof
SRP12967 | ENPHASE ENERGY | M175-24-208-S | 215 | 18 |  |  | 0.963 | Solar Inverter |  | OUTDOOR
SRP12968 | CHANGZHOU TRINA SOLAR ENERGY CO | TSM-185D | 245 | 9 | 151 | 35 |  | Solar | FIXED | Roof
SRP12968 | CHANGZHOU TRINA SOLAR ENERGY CO | TSM-185D | 245 | 7 | 241 | 38 |  | Solar | FIXED | Roof
SRP12968 | ADVANCED ENERGY INDUSTRIES | 3159000-104 | 3600 | 1 |  |  | 0.968 | Solar Inverter |  | INDOOR
SRP12969 | SUNPOWER | SPR-245NE-WHT-D | 245 | 16 | 191.3 | 10 |  | Solar | FIXED | Roof
SRP12969 | SUNPOWER | SPR-4000F-208 | 4000 | 1 |  |  | 0.968 | Solar Inverter |  | INDOOR
SRP12971 | CHANGZHOU TRINA SOLAR ENERGY CO | TSM-185D | 250 | 4 | 224 | 24 |  | Solar | FIXED | Roof
SRP12971 | CHANGZHOU TRINA SOLAR ENERGY CO | TSM-185D | 250 | 12 | 134 | 34 |  | Solar | FIXED | Roof
SRP12971 | CHANGZHOU TRINA SOLAR ENERGY CO | TSM-185D | 250 | 6 | 224 | 34 |  | Solar | FIXED | Roof
SRP12971 | ENPHASE ENERGY | M175-24-208-S | 215 | 22 |  |  | 0.96 | Solar Inverter |  | OUTDOOR
SRP12972 | SUNPOWER | SPR-315E-WHT-U | 327 | 46 | 186 | 10 |  | Solar | FIXED | Roof
SRP12972 | SUNPOWER CORP (ORIGINAL MFRSMA) | SPR-3000M (240V) | 3000 | 1 |  |  | 0.965 | Solar Inverter |  | Inside
SRP12972 | SUNPOWER CORP (ORIGINAL MFRXANTREX) | SPR-5000X (240V) | 5000 | 2 |  |  | 0.968 | Solar Inverter |  | INDOOR
SRP12973 | CANADIAN SOLAR | CS6P-245M | 245 | 7 | 123 | 30 |  | Solar | FIXED | Roof
SRP12973 | CANADIAN SOLAR | CS6P-245M | 245 | 15 | 213 | 30 |  | Solar | FIXED | Roof
SRP12973 | ENPHASE ENERGY | M200-32-208-S01 | 215 | 15 |  |  | 0.96 | Solar Inverter |  | OUTDOOR
SRP12973 | ENPHASE ENERGY | M200-32-208-S02 | 215 | 7 |  |  | 0.96 | Solar Inverter |  | OUTDOOR
SRP12974 | SUNTECH POWER | STP210-18/UB-1 | 205 | 46 | 99.4 | 20 |  | Solar | FIXED | Roof
SRP12974 | PV POWERED | PVP4800 | 4800 | 1 |  |  | 0.96 | Solar Inverter |  | INDOOR
SRP12974 | PV POWERED | PVP4800 | 4800 | 1 |  |  | 0.96 | Solar Inverter |  | INDOOR
SRP12975 | CANADIAN SOLAR | CS6P-230 | 235 | 14 | 247 | 28 |  | Solar | FIXED | Roof
SRP12975 | CANADIAN SOLAR | CS6P-230 | 235 | 28 | 247 | 28 |  | Solar | FIXED | Roof
SRP12975 | ENPHASE ENERGY | M200-32-208-S01 | 215 | 11 |  |  | 0.96 | Solar Inverter |  | OUTDOOR
SRP12975 | ENPHASE ENERGY | M200-32-208-S01 | 215 | 14 |  |  | 0.96 | Solar Inverter |  | OUTDOOR
SRP12975 | ENPHASE ENERGY | M200-32-208-S01 | 215 | 17 |  |  | 0.96 | Solar Inverter |  | OUTDOOR
SRP12976 | SUNTECH POWER | STP200-18/UB-1 | 205 | 46 | 183 | 25 |  | Solar | FIXED | Roof
SRP12976 | PV POWERED | PVP4800 | 4800 | 1 |  |  | 0.96 | Solar Inverter |  | INDOOR
SRP12976 | PV POWERED | PVP4800 | 4800 | 1 |  |  | 0.96 | Solar Inverter |  | INDOOR
SRP12978 | SUNTECH POWER | STP210S-18/UB-1 | 250 | 44 | 188 | 23 |  | Solar | FIXED | Roof
SRP12978 | ENPHASE ENERGY | M175-24-208-S01 | 215 | 44 |  |  | 0.96 | Solar Inverter |  | OUTDOOR
SRP12980 | CANADIAN SOLAR | CS6P-230 | 235 | 12 | 85 | 12 |  | Solar | FIXED | Roof
SRP12980 | CANADIAN SOLAR | CS6P-230 | 235 | 6 | 265 | 12 |  | Solar | FIXED | Roof
SRP12980 | ENPHASE ENERGY | M200-32-208-S01 | 215 | 18 |  |  | 0.96 | Solar Inverter |  | OUTDOOR
SRP12981 | MATRIX SOLAR/PHOTOWATT | PW1000-100 | 250 | 27 | 275 | 22 |  | Solar | FIXED | Roof
SRP12981 | ENPHASE ENERGY | M175-24-208-S | 215 | 27 |  |  | 0.96 | Solar Inverter |  | OUTDOOR
SRP12982 | MATRIX SOLAR/PHOTOWATT | PW1650-175 | 250 | 25 | 275 | 22.5 |  | Solar | FIXED | Roof
SRP12982 | ENPHASE ENERGY | M175-24-208-S | 215 | 25 |  |  | 0.96 | Solar Inverter |  | OUTDOOR
SRP12985 | SOLARWORLD | SW185 MONO/T | 250 | 19 | 128 | 37 |  | Solar | FIXED | Roof
SRP12985 | SOLARWORLD | SW185 MONO/T | 250 | 17 | 128 | 40 |  | Solar | FIXED | Roof
SRP12985 | SOLARWORLD | SW185 MONO/T | 250 | 24 | 218 | 40 |  | Solar | FIXED | Roof
SRP12985 | ENPHASE ENERGY | M175-24-208-S | 215 | 60 |  |  | 0.96 | Solar Inverter |  | OUTDOOR
SRP12986 | SUNPOWER | SPR-240E-WHT-D | 240 | 42 | 180 | 18 |  | Solar | FIXED | Roof
SRP12986 | SUNPOWER CORP (ORIGINAL MFRSMA) | SPR-3000M (208V) | 3000 | 1 |  |  | 0.97 | Solar Inverter |  | Inside
SRP12986 | SUNPOWER CORP (ORIGINAL MFRSMA) | SPR-6000M (208V) | 6000 | 1 |  |  | 0.97 | Solar Inverter |  | Inside
SRP12987 | SUNTECH POWER | STP150S-24/AB-1 | 240 | 50 | 158 | 27 |  | Solar | FIXED | Roof
SRP12987 | ENPHASE ENERGY | M175-24-208-S | 215 | 16 |  |  | 0.96 | Solar Inverter |  | OUTDOOR
SRP12987 | ENPHASE ENERGY | M175-24-208-S | 215 | 34 |  |  | 0.96 | Solar Inverter |  | OUTDOOR
SRP12988 | CHANGZHOU TRINA SOLAR ENERGY CO | TSM-160D | 240 | 39 | 207 | 22 |  | Solar | FIXED | Roof
SRP12988 | ENPHASE ENERGY | M175-24-208-S | 215 | 39 |  |  | 0.963 | Solar Inverter |  | OUTDOOR
SRP12989 | CHANGZHOU TRINA SOLAR ENERGY CO | TSM-160D | 240 | 37 | 130 | 34 |  | Solar | FIXED | Roof
SRP12989 | ENPHASE ENERGY | M175-24-208-S | 215 | 37 |  |  | 0.963 | Solar Inverter |  | OUTDOOR
SRP12990 | CANADIAN SOLAR | CS6P-230 | 235 | 19 | 236 | 14 |  | Solar | FIXED | Roof
SRP12990 | CANADIAN SOLAR | CS6P-230 | 235 | 8 | 236 | 17 |  | Solar | FIXED | Roof
SRP12990 | ENPHASE ENERGY | M175-24-208-S | 215 | 12 |  |  | 0.96 | Solar Inverter |  | OUTDOOR
SRP12990 | ENPHASE ENERGY | M175-24-208-S | 215 | 15 |  |  | 0.96 | Solar Inverter |  | OUTDOOR
SRP12993 | CANADIAN SOLAR | CS6P-235PX | 235 | 6 | 79 | 15 |  | Solar | FIXED | Roof
SRP12993 | CANADIAN SOLAR | CS6P-235PX | 235 | 13 | 259 | 30 |  | Solar | FIXED | Roof
SRP12993 | ENPHASE ENERGY | M215-60-2LL-S2X | 215 | 6 |  |  | 0.96 | Solar Inverter |  | OUTDOOR
SRP12993 | ENPHASE ENERGY | M215-60-2LL-S2X | 215 | 13 |  |  | 0.96 | Solar Inverter |  | OUTDOOR
SRP12994 | CANADIAN SOLAR | CS6P-235MX | 235 | 12 | 180 | 16 |  | Solar | FIXED | Roof
SRP12994 | CANADIAN SOLAR | CS6P-235PX | 235 | 4 | 180 | 30 |  | Solar | FIXED | Roof
SRP12994 | ENPHASE ENERGY | M215-60-2LL-S2X | 215 | 16 |  |  | 0.96 | Solar Inverter |  | OUTDOOR
SRP12995 | CANADIAN SOLAR | CS6P-230 | 235 | 15 | 145 | 31 |  | Solar | FIXED | Roof
SRP12995 | CANADIAN SOLAR | CS6P-230 | 235 | 25 | 145 | 31 |  | Solar | FIXED | Roof
SRP12995 | ENPHASE ENERGY | M175-24-208-S | 215 | 12 |  |  | 0.96 | Solar Inverter |  | OUTDOOR
SRP12995 | ENPHASE ENERGY | M175-24-208-S | 215 | 28 |  |  | 0.96 | Solar Inverter |  | OUTDOOR
SRP12997 | TRINA SOLAR | TSM-240PA05.10 | 240 | 26 | 110.6 | 29 |  | Solar | FIXED | Roof
SRP12997 | ENPHASE ENERGY | M215-60-2LL-S2X | 215 | 26 |  |  | 0.96 | Solar Inverter |  | OUTDOOR
SRP12999 | EVERGREEN SOLAR | ES-A-210-FA3 | 210 | 23 | 127 | 26 |  | Solar | FIXED | Roof
SRP12999 | SMA AMERICA | SB4000US (240V) | 4000 | 1 |  |  | 0.96 | Solar Inverter |  | Outside
SRP13000 | SUNPOWER | SPR-230-WHT-U | 240 | 27 | 184 | 5 |  | Solar | FIXED | Roof
SRP13000 | SUNPOWER | SPR-230-WHT-U | 240 | 42 | 136 | 30 |  | Solar | FIXED | Roof
SRP13000 | FRONIUS USA |  | 6500 | 1 |  |  | 0.955 | Solar Inverter |  | Inside
SRP13000 | FRONIUS USA |  | 9995 | 1 |  |  | 0.955 | Solar Inverter |  | Inside
SRP13001 | YINGLI ENERGY (CHINA) | YL240P-29B | 240 | 7 | 20 | 29 |  | Solar | FIXED | Roof
SRP13001 | YINGLI ENERGY (CHINA) | YL240P-29B | 240 | 9 | 200 | 29 |  | Solar | FIXED | Roof
SRP13001 | SOLAREDGE TECHNOLOGIES | SE3800 (208V) W/ -ER-US OR A-US | 3800 | 1 |  |  | 0.975 | Solar Inverter |  | INDOOR
SRP13002 | CHANGZHOU TRINA SOLAR ENERGY CO | TSM-160D | 235 | 16 | 111 | 40 |  | Solar | FIXED | Roof
SRP13002 | CHANGZHOU TRINA SOLAR ENERGY CO | TSM-160D | 235 | 26 | 201 | 40 |  | Solar | FIXED | Roof
SRP13002 | PV POWERED | PVP3500 | 3500 | 1 |  |  | 0.955 | Solar Inverter |  | INDOOR
SRP13002 | SMA AMERICA | SB6000US (240V) | 6000 | 1 |  |  | 0.97 | Solar Inverter |  | INDOOR
SRP13003 | SUNPOWER | SPR-230-WHT-U | 230 | 30 | 131 | 21 |  | Solar | FIXED | Roof
SRP13003 | SUNPOWER CORP (ORIGINAL MFR - PV POWERED LLC) | SPR-5200 | 6000 | 1 |  |  | 0.97 | Solar Inverter |  | INDOOR
SRP13006 | CANADIAN SOLAR | CS6P-195 | 195 | 44 | 222 | 24 |  | Solar | FIXED | Roof
SRP13006 | FRONIUS USA |  | 7500 | 1 |  |  | 0.96 | Solar Inverter |  | INDOOR
SRP13007 | SOLARWORLD | SW185MONO | 255 | 37 | 170 | 33 |  | Solar | FIXED | Roof
SRP13007 | SMA AMERICA | SB3000US (208V) | 3000 | 1 |  |  | 0.965 | Solar Inverter |  | OUTDOOR
SRP13007 | SMA AMERICA | SB6000U (208V) | 6000 | 1 |  |  | 0.97 | Solar Inverter |  | OUTDOOR
SRP13010 | SOLARWORLD | SW185MONO | 250 | 3 | 110 | 18 |  | Solar | FIXED | Roof
SRP13010 | SOLARWORLD | SW250 MONO | 250 | 3 | 290 | 18 |  | Solar | FIXED | Roof
SRP13010 | SOLARWORLD | SW250 MONO | 250 | 38 | 200 | 34 |  | Solar | FIXED | Roof
SRP13010 | ENPHASE ENERGY | M200-32-208-S01 | 215 | 44 |  |  | 0.96 | Solar Inverter |  | OUTDOOR
SRP13011 | SUNPOWER | SPR-315E-WHT-U | 327 | 12 | 220 | 10 |  | Solar | FIXED | Roof
SRP13011 | SUNPOWER | SPR-315E-WHT-U | 327 | 14 | 220 | 15 |  | Solar | FIXED | Roof
SRP13011 | SUNPOWER | SPR-315E-WHT-U | 327 | 16 | 130 | 25 |  | Solar | FIXED | Roof
SRP13011 | SMA AMERICA | SB4000US (208V) | 4000 | 1 |  |  | 0.968 | Solar Inverter |  | INDOOR
SRP13011 | SMA AMERICA | SB4000US (208V) | 4000 | 1 |  |  | 0.968 | Solar Inverter |  | INDOOR
SRP13011 | SMA AMERICA | SB5000US | 5000 | 1 |  |  | 0.965 | Solar Inverter |  | INDOOR
SRP13013 | CANADIAN SOLAR | CS6X-290P | 290 | 308 | 202.9 | 10 |  | Solar | FIXED | Roof
SRP13013 | SOLECTRIA RENEWABLES | PVI82KW-480 | 82000 | 1 |  |  | 0.955 | Solar Inverter |  | OUTDOOR
SRP13014 | CANADIAN SOLAR | CS6P-230 | 245 | 17 | 95 | 30 |  | Solar | FIXED | Roof
SRP13014 | CANADIAN SOLAR | CS6P-230 | 245 | 11 | 179 | 30 |  | Solar | FIXED | Roof
SRP13014 | CANADIAN SOLAR | CS6P-230 | 245 | 21 | 179 | 35 |  | Solar | FIXED | Roof
SRP13014 | ENPHASE ENERGY | M200-32-208-S01 | 215 | 49 |  |  | 0.96 | Solar Inverter |  | OUTDOOR
SRP13015 | CHANGZHOU TRINA SOLAR ENERGY CO | TSM-185D | 240 | 8 | 101 | 35 |  | Solar | FIXED | Roof
SRP13015 | CHANGZHOU TRINA SOLAR ENERGY CO | TSM-185D | 240 | 12 | 189.9 | 35 |  | Solar | FIXED | Roof
SRP13015 | ENPHASE ENERGY | M200-32-240-S01 | 215 | 20 |  |  | 0.968 | Solar Inverter |  | OUTDOOR
SRP13016 | CANADIAN SOLAR | CS6P-230 | 235 | 6 | 126 | 24 |  | Solar | FIXED | Roof
SRP13016 | CANADIAN SOLAR | CS6P-230 | 235 | 3 | 216 | 24 |  | Solar | FIXED | Roof
SRP13016 | ENPHASE ENERGY | M200-32-208-S01 | 215 | 9 |  |  | 0.96 | Solar Inverter |  | OUTDOOR
SRP13017 | CANADIAN SOLAR | CS6P-230 | 245 | 3 | 355 | 0 |  | Solar | FIXED | Roof
SRP13017 | CANADIAN SOLAR | CS6P-230 | 245 | 7 | 254 | 15 |  | Solar | FIXED | Roof
SRP13017 | CANADIAN SOLAR | CS6P-230 | 245 | 17 | 174 | 18 |  | Solar | FIXED | Roof
SRP13017 | ENPHASE ENERGY | M200-32-208-S01 | 215 | 3 |  |  | 0.96 | Solar Inverter |  | OUTDOOR
SRP13017 | ENPHASE ENERGY | M200-32-208-S01 | 215 | 7 |  |  | 0.96 | Solar Inverter |  | OUTDOOR
SRP13017 | ENPHASE ENERGY | M200-32-208-S01 | 215 | 17 |  |  | 0.96 | Solar Inverter |  | OUTDOOR
SRP13018 | CANADIAN SOLAR | CS6P-230PX | 235 | 18 | 199 | 35 |  | Solar | FIXED | Roof
SRP13018 | ENPHASE ENERGY | M175-24-208-S | 215 | 18 |  |  | 0.96 | Solar Inverter |  | OUTDOOR
SRP13020 | TRINA SOLAR | TSM-250PA05 | 250 | 19 | 213 | 32 |  | Solar | FIXED | Roof
SRP13020 | SMA AMERICA | SB3000US (240V) | 3000 | 2 |  |  | 0.97 | Solar Inverter |  | OUTDOOR
SRP13021 | CHANGZHOU TRINA SOLAR ENERGY CO | TSM-185D | 240 | 38 | 130 | 28 |  | Solar | FIXED | Roof
SRP13021 | SATCON TECHNOLOGY | AE-225-60-PV-D | 215 | 14 |  |  | 0.96 | Solar Inverter |  | INDOOR
SRP13021 | SATCON TECHNOLOGY | AE-225-60-PV-D | 215 | 24 |  |  | 0.96 | Solar Inverter |  | INDOOR
SRP13022 | SUNPOWER | SPR-327NE-WHT-D | 327 | 29 | 198 | 25 |  | Solar | FIXED | Roof
SRP13022 | SUNPOWER CORP (ORIGINAL MFRSMA) | SPR-5000M (208V) | 5000 | 1 |  |  | 0.965 | Solar Inverter |  | INDOOR
SRP13022 | SUNPOWER CORP (ORIGINAL MFRSMA) | SPR-6000M (240V) | 6000 | 1 |  |  | 0.965 | Solar Inverter |  | INDOOR
SRP13023 | CANADIAN SOLAR | CS6P-235PX | 235 | 20 | 174 | 21 |  | Solar | FIXED | Roof
SRP13023 | ENPHASE ENERGY | M215-60-2LL-S2X | 215 | 10 |  |  | 0.96 | Solar Inverter |  | OUTDOOR
SRP13023 | ENPHASE ENERGY | M215-60-2LL-S2X | 215 | 10 |  |  | 0.96 | Solar Inverter |  | OUTDOOR
SRP13024 | CHANGZHOU TRINA SOLAR ENERGY CO | TSM-185D | 235 | 32 | 204 | 35 |  | Solar | FIXED | Roof
SRP13024 | PV POWERED | PVP3500 | 3500 | 2 |  |  | 0.955 | Solar Inverter |  | OUTDOOR
SRP13025 | CANADIAN SOLAR | CS6P-235PX | 235 | 17 | 256 | 21 |  | Solar | FIXED | Roof
SRP13025 | ENPHASE ENERGY | M215-60-2LL-S2X | 215 | 17 |  |  | 0.96 | Solar Inverter |  | OUTDOOR
SRP13026 | CHANGZHOU TRINA SOLAR ENERGY CO | TSM-185D | 235 | 9 | 226.7 | 32 |  | Solar | FIXED | Roof
SRP13026 | CHANGZHOU TRINA SOLAR ENERGY CO | TSM-185D | 235 | 12 | 136.7 | 40 |  | Solar | FIXED | Roof
SRP13026 | CHANGZHOU TRINA SOLAR ENERGY CO | TSM-185D | 235 | 26 | 226.7 | 40 |  | Solar | FIXED | Roof
SRP13026 | CHANGZHOU TRINA SOLAR ENERGY CO | TSM-185D | 235 | 9 | 316.7 | 40 |  | Solar | FIXED | Roof
SRP13026 | PV POWERED | PVP2000 | 2000 | 2 |  |  | 0.92 | Solar Inverter |  | INDOOR
SRP13026 | PV POWERED | PVP2500 | 2500 | 1 |  |  | 0.945 | Solar Inverter |  | INDOOR
SRP13026 | SMA AMERICA | SB6000U (208V) | 6000 | 1 |  |  | 0.97 | Solar Inverter |  | INDOOR
SRP13027 | CHANGZHOU TRINA SOLAR ENERGY CO | TSM-185D | 235 | 39 | 296.9 | 21 |  | Solar | FIXED | Roof
SRP13027 | CHANGZHOU TRINA SOLAR ENERGY CO | TSM-185D | 235 | 7 | 116.9 | 42 |  | Solar | FIXED | Roof
SRP13027 | PV POWERED | PVP2000 | 2000 | 1 |  |  | 0.92 | Solar Inverter |  | INDOOR
SRP13027 | SMA AMERICA | SB7000US (277V) | 8000 | 1 |  |  | 0.965 | Solar Inverter |  | INDOOR
SRP13028 | MATRIX SOLAR/PHOTOWATT | PW1000-100 | 250 | 14 | 83 | 22 |  | Solar | FIXED | Roof
SRP13028 | MATRIX SOLAR/PHOTOWATT | PW1000-105 | 250 | 26 | 173 | 22 |  | Solar | FIXED | Roof
SRP13028 | PV POWERED | PVP3000 | 3000 | 1 |  |  | 0.935 | Solar Inverter |  | INDOOR
SRP13028 | SMA AMERICA | SB6000U (208V) | 6000 | 1 |  |  | 0.97 | Solar Inverter |  | INDOOR
SRP13029 | CANADIAN SOLAR | CS6P-235PX | 235 | 6 | 110 | 23 |  | Solar | FIXED | Roof
SRP13029 | CANADIAN SOLAR | CS6P-235PX | 235 | 15 | 200 | 29 |  | Solar | FIXED | Roof
SRP13029 | ENPHASE ENERGY | M215-60-2LL-S2X | 215 | 21 |  |  | 0.96 | Solar Inverter |  | OUTDOOR
SRP13030 | SOLARWORLD | SW185MONO | 240 | 34 | 121 | 22.6 |  | Solar | FIXED | Roof
SRP13030 | SOLARWORLD | SW185MONO | 240 | 12 | 211 | 22.6 |  | Solar | FIXED | Roof
SRP13030 | ENPHASE ENERGY | M200-32-208-S01 | 215 | 46 |  |  | 0.96 | Solar Inverter |  | OUTDOOR
SRP13031 | SUNTECH POWER | STP210S-18/UB-1 | 250 | 33 | 183.4 | 25 |  | Solar | FIXED | Roof
SRP13031 | SMA AMERICA | SB7000US (208V) | 7000 | 1 |  |  | 0.97 | Solar Inverter |  | INDOOR
SRP13033 | SUNTECH POWER | STP210S-18/UB-1 | 250 | 26 | 143.7 | 20 |  | Solar | FIXED | Roof
SRP13033 | SUNTECH POWER | STP210S-18/UB-1 | 250 | 26 | 143.7 | 30 |  | Solar | FIXED | Roof
SRP13033 | SMA AMERICA | SB6000U (208V) | 6000 | 2 |  |  | 0.97 | Solar Inverter |  | INDOOR
SRP13034 | SUNTECH POWER | STP190S-18/UB-1 | 190 | 32 | 225.5 | 34 |  | Solar | FIXED | Roof
SRP13034 | SMA AMERICA | SB6000U (208V) | 6000 | 1 |  |  | 0.97 | Solar Inverter |  | INDOOR
SRP13035 | SUNTECH POWER | STP200UB | 205 | 22 | 190 | 35 |  | Solar | FIXED | Roof
SRP13035 | PV POWERED | PVP4800 | 4800 | 1 |  |  | 0.96 | Solar Inverter |  | INDOOR
SRP13036 | CHANGZHOU TRINA SOLAR ENERGY CO | TSM-185D | 235 | 18 | 137 | 27 |  | Solar | FIXED | Roof
SRP13036 | CHANGZHOU TRINA SOLAR ENERGY CO | TSM-185D | 235 | 14 | 227 | 40 |  | Solar | FIXED | Roof
SRP13036 | PV POWERED | PVP3000 | 3000 | 1 |  |  | 0.935 | Solar Inverter |  | INDOOR
SRP13036 | PV POWERED | PVP4800 | 4800 | 1 |  |  | 0.96 | Solar Inverter |  | INDOOR
SRP13038 | SUNTECH POWER | STP210-18/UB-1 | 250 | 16 | 200.3 | 25 |  | Solar | FIXED | Roof
SRP13038 | PV POWERED | PVP3500 | 3500 | 1 |  |  | 0.955 | Solar Inverter |  | INDOOR
SRP13039 | CHANGZHOU TRINA SOLAR ENERGY CO | TSM-185D | 235 | 24 | 124 | 25 |  | Solar | FIXED | Roof
SRP13039 | CHANGZHOU TRINA SOLAR ENERGY CO | TSM-185D | 235 | 20 | 304 | 25 |  | Solar | FIXED | Roof
SRP13039 | PV POWERED | PVP4800 | 4800 | 1 |  |  | 0.96 | Solar Inverter |  | INDOOR
SRP13039 | PV POWERED | PVP4800 | 4800 | 1 |  |  | 0.96 | Solar Inverter |  | INDOOR
SRP13040 | SUNTECH POWER | STP210S-18/UB-1 | 250 | 40 | 253 | 32 |  | Solar | FIXED | Roof
SRP13040 | PV POWERED | PVP4800 | 4800 | 2 |  |  | 0.96 | Solar Inverter |  | OUTDOOR
SRP13041 | MATRIX SOLAR/PHOTOWATT | PW1650-175 | 255 | 66 | 128 | 21 |  | Solar | FIXED | Roof
SRP13041 | ENPHASE ENERGY | M200-32-208-S01 | 215 | 66 |  |  | 0.97 | Solar Inverter |  | OUTDOOR
SRP13042 | MATRIX SOLAR/PHOTOWATT | PW1650-175 | 250 | 43 | 195 | 31 |  | Solar | FIXED | Roof
SRP13042 | ENPHASE ENERGY | M200-32-208-S01 | 215 | 43 |  |  | 0.96 | Solar Inverter |  | OUTDOOR
SRP13043 | CHANGZHOU TRINA SOLAR ENERGY CO | TSM-165D | 235 | 42 | 179 | 20 |  | Solar | FIXED | Roof
SRP13043 | PV POWERED | PVP4800 | 4800 | 1 |  |  | 0.96 | Solar Inverter |  | OUTDOOR
SRP13043 | PV POWERED | PVP4800 | 4800 | 1 |  |  | 0.96 | Solar Inverter |  | OUTDOOR
SRP13045 | SCHUCO USA |  | 260 | 11 | 214 | 21 |  | Solar | FIXED | Roof
SRP13045 | ENPHASE ENERGY | M200-32-208-S01 | 215 | 11 |  |  | 0.96 | Solar Inverter |  | OUTDOOR
SRP13046 | SCHUCO USA |  | 260 | 33 | 275 | 33 |  | Solar | FIXED | Roof
SRP13046 | SCHUCO USA |  | 260 | 7 | 184 | 46 |  | Solar | FIXED | Roof
SRP13046 | ENPHASE ENERGY | M200-32-208-S01 | 215 | 40 |  |  | 0.97 | Solar Inverter |  | OUTDOOR
SRP13047 | CHANGZHOU TRINA SOLAR ENERGY CO | TSM-160D | 235 | 20 | 180.8 | 35 |  | Solar | FIXED | Roof
SRP13047 | PV POWERED | PVP4800 | 4800 | 1 |  |  | 0.96 | Solar Inverter |  | INDOOR
SRP13048 | SUNTECH POWER | STP210S-18/UB-1 | 250 | 6 | 151.5 | 25 |  | Solar | FIXED | Roof
SRP13048 | SUNTECH POWER | STP210S-18/UB-1 | 250 | 22 | 151.5 | 25 |  | Solar | FIXED | Roof
SRP13048 | PV POWERED | PVP2000 | 2000 | 1 |  |  | 0.92 | Solar Inverter |  | INDOOR
SRP13048 | PV POWERED | PVP4800 | 4800 | 1 |  |  | 0.96 | Solar Inverter |  | INDOOR
SRP13049 | SUNTECH POWER | STP210S-18/UB-1 | 250 | 28 | 160.1 | 20 |  | Solar | FIXED | Roof
SRP13049 | PV POWERED | PVP3000 | 3000 | 2 |  |  | 0.935 | Solar Inverter |  | OUTDOOR
SRP13050 | SOLARWORLD | SW185MONO | 245 | 78 | 180 | 20 |  | Solar | FIXED | Ground
SRP13050 | POWER-ONE | PVI-6000-OUTD-US (240 V) | 6000 | 3 |  |  | 0.971 | Solar Inverter |  | Outside
SRP13051 | CANADIAN SOLAR | CS6P-230 | 240 | 36 | 196 | 42 |  | Solar | FIXED | Roof
SRP13051 | SMA AMERICA | SB7000US (240V) | 7000 | 1 |  |  | 0.97 | Solar Inverter |  | INDOOR
SRP13052 | TRINA SOLAR | TSM-235PA05 | 235 | 1131 | 191 | 11 |  | Solar | FIXED | Roof
SRP13052 | SATCON TECHNOLOGY | PVS-250 (MVT) | 250000 | 1 |  |  | 0.9652 | Solar Inverter |  | Outside
SRP13053 | SUNTECH POWER | STP210S-18/UB-1 | 250 | 24 | 133.2 | 20 |  | Solar | FIXED | Roof
SRP13053 | PV POWERED | PVP4800 | 4800 | 1 |  |  | 0.96 | Solar Inverter |  | Outside
SRP13055 | SCHOTT SOLAR | POLY 235 | 235 | 17 | 179 | 21 |  | Solar | FIXED | Roof
SRP13055 | ENPHASE ENERGY | M215-60-2LL-S2X | 215 | 17 |  |  | 0.96 | Solar Inverter |  | OUTDOOR
SRP13056 | TRINA SOLAR | TSM-245PA05.05 | 245 | 68 | 175 | 33 |  | Solar | FIXED | Ground
SRP13056 | SIEMENS INDUSTRY | SMIINV215R60XX (208V) | 215 | 16 |  |  | 0.965 | Solar Inverter |  | OUTDOOR
SRP13056 | SIEMENS INDUSTRY | SMIINV215R60XX (208V) | 215 | 52 |  |  | 0.965 | Solar Inverter |  | OUTDOOR
SRP13057 | CHANGZHOU TRINA SOLAR ENERGY CO | TSM-160D | 240 | 34 | 133 | 26 |  | Solar | FIXED | Roof
SRP13057 | CHANGZHOU TRINA SOLAR ENERGY CO | TSM-185D | 240 | 4 | 223 | 26 |  | Solar | FIXED | Roof
SRP13057 | ENPHASE ENERGY | M175-24-208-S | 215 | 38 |  |  | 0.96 | Solar Inverter |  | Inside
SRP13058 | MATRIX SOLAR/PHOTOWATT | PW1650-175 | 255 | 36 | 212 | 12 |  | Solar | FIXED | Roof
SRP13058 | SMA AMERICA | SB4000US (208V) | 4000 | 1 |  |  | 0.96 | Solar Inverter |  | OUTDOOR
SRP13058 | SMA AMERICA | SB6000U (208V) | 6000 | 1 |  |  | 0.96 | Solar Inverter |  | OUTDOOR
SRP13061 | SUNPOWER | SPR-315E-WHT-U | 327 | 6 | 198 | 20 |  | Solar | FIXED | Roof
SRP13061 | SUNPOWER | SPR-315E-WHT-U | 327 | 10 | 198 | 30 |  | Solar | FIXED | Roof
SRP13061 | SUNPOWER CORP (ORIGINAL MFRSMA) | SPR-6000M (240V) | 6000 | 1 |  |  | 0.971 | Solar Inverter |  | INDOOR
SRP13062 | SUNPOWER | SPR-327NE-WHT-D | 327 | 4 | 205 | 16 |  | Solar | FIXED | Roof
SRP13062 | SUNPOWER | SPR-315E-WHT-U | 327 | 20 | 205 | 20 |  | Solar | FIXED | Roof
SRP13062 | SUNPOWER CORP (ORIGINAL MFRSMA) | SPR-3000M (208V) | 3600 | 1 |  |  | 0.969 | Solar Inverter |  | INDOOR
SRP13062 | SUNPOWER CORP (ORIGINAL MFRSMA) | SPR-5000M (240V) | 5000 | 1 |  |  | 0.971 | Solar Inverter |  | INDOOR
SRP13063 | CEEG (SHANGHAI) SOLAR SCIENCE AND TECHNOLOGY CO | SST 185-72M | 240 | 10 | 221 | 21 |  | Solar | FIXED | Roof
SRP13063 | CEEG (SHANGHAI) SOLAR SCIENCE AND TECHNOLOGY CO | SST 185-72M | 240 | 33 | 133 | 22 |  | Solar | FIXED | Roof
SRP13063 | SMA AMERICA | SB3000US (240V) | 2500 | 1 |  |  | 0.97 | Solar Inverter |  | OUTDOOR
SRP13063 | SMA AMERICA | SB7000US (240V) | 7000 | 1 |  |  | 0.97 | Solar Inverter |  | OUTDOOR
SRP13064 | CANADIAN SOLAR | CS6P-230 | 235 | 7 | 144 | 11 |  | Solar | FIXED | Roof
SRP13064 | CANADIAN SOLAR | CS6P-230 | 235 | 8 | 144 | 18 |  | Solar | FIXED | Roof
SRP13064 | CANADIAN SOLAR | CS6P-230 | 235 | 20 | 234 | 19 |  | Solar | FIXED | Roof
SRP13064 | ENPHASE ENERGY | M175-24-208-S | 215 | 8 |  |  | 0.96 | Solar Inverter |  | OUTDOOR
SRP13064 | ENPHASE ENERGY | M175-24-208-S | 215 | 27 |  |  | 0.96 | Solar Inverter |  | OUTDOOR
SRP13065 | CANADIAN SOLAR | CS6P-230 | 245 | 40 | 180 | 35 |  | Solar | FIXED | Ground
SRP13065 | ENPHASE ENERGY | M200-32-208-S01 | 215 | 40 |  |  | 0.96 | Solar Inverter |  | OUTDOOR
SRP13066 | CANADIAN SOLAR | CS6P-235PX | 235 | 17 | 192 | 29 |  | Solar | FIXED | Roof
SRP13066 | ENPHASE ENERGY | M215-60-2LL-S2X | 215 | 17 |  |  | 0.96 | Solar Inverter |  | OUTDOOR
SRP13068 | CANADIAN SOLAR | CS6P-230 | 235 | 8 | 249 | 21 |  | Solar | FIXED | Roof
SRP13068 | ENPHASE ENERGY | M200-32-208-S01 | 215 | 8 |  |  | 0.96 | Solar Inverter |  | OUTDOOR
SRP13069 | CANADIAN SOLAR | CS6P-230 | 235 | 18 | 187 | 12 |  | Solar | FIXED | Roof
SRP13069 | ENPHASE ENERGY | M200-32-208-S01 | 215 | 7 |  |  | 0.96 | Solar Inverter |  | OUTDOOR
SRP13069 | ENPHASE ENERGY | M200-32-208-S01 | 215 | 11 |  |  | 0.96 | Solar Inverter |  | OUTDOOR
SRP13071 | CANADIAN SOLAR | CS6P-235PX | 235 | 6 | 107 | 20 |  | Solar | FIXED | Roof
SRP13071 | CANADIAN SOLAR | CS6P-235PX | 235 | 11 | 107 | 20 |  | Solar | FIXED | Roof
SRP13071 | ENPHASE ENERGY | M215-60-2LL-S2X | 215 | 17 |  |  | 0.96 | Solar Inverter |  | OUTDOOR
SRP13072 | SHARP | ND-208U2 | 235 | 30 | 177 | 30 |  | Solar | FIXED | Roof
SRP13072 | SMA AMERICA | SB7000US (240V) | 7000 | 1 |  |  | 0.97 | Solar Inverter |  | INDOOR
SRP13073 | SILIKEN MANUFACTURING USA | SLK60P6L 233 WP | 250 | 38 | 240 | 34 |  | Solar | FIXED | Roof
SRP13073 | ENPHASE ENERGY | M175-24-208-S | 215 | 38 |  |  | 0.96 | Solar Inverter |  | OUTDOOR
SRP13075 | SILIKEN MANUFACTURING USA | SLK60P6L 233 WP | 250 | 28 | 141 | 18 |  | Solar | FIXED | Roof
SRP13075 | ENPHASE ENERGY | M175-24-208-S01 | 215 | 28 |  |  | 0.96 | Solar Inverter |  | OUTDOOR
SRP13076 | SUNPOWER | SPR-315E-WHT-U | 327 | 40 | 167 | 34 |  | Solar | FIXED | Roof
SRP13076 | SUNPOWER | SPR-315E-WHT-U | 327 | 8 | 167 | 40 |  | Solar | FIXED | Roof
SRP13076 | SUNPOWER CORP (ORIGINAL MFRSMA) | SPR-7000M (240V) | 7500 | 2 |  |  | 0.962 | Solar Inverter |  | Outside
SRP13077 | CANADIAN SOLAR | CS6P-235MX | 235 | 21 | 106 | 35 |  | Solar | FIXED | Roof
SRP13077 | ENPHASE ENERGY | M175-24-208-S | 215 | 8 |  |  | 0.96 | Solar Inverter |  | OUTDOOR
SRP13077 | ENPHASE ENERGY | M175-24-208-S | 215 | 13 |  |  | 0.96 | Solar Inverter |  | OUTDOOR
SRP13078 | CHANGZHOU TRINA SOLAR ENERGY CO | TSM-160D | 240 | 6 | 200 | 22 |  | Solar | FIXED | Roof
SRP13078 | CHANGZHOU TRINA SOLAR ENERGY CO | TSM-160D | 240 | 15 | 200 | 22 |  | Solar | FIXED | Roof
SRP13078 | ENPHASE ENERGY | M175-24-208-S | 215 | 21 |  |  | 0.96 | Solar Inverter |  | OUTDOOR
SRP13079 | CHANGZHOU TRINA SOLAR ENERGY CO | TSM-160D | 240 | 20 | 182 | 25 |  | Solar | FIXED | Roof
SRP13079 | ENPHASE ENERGY | M175-24-208-S | 215 | 20 |  |  | 0.96 | Solar Inverter |  | OUTDOOR
SRP13081 | CHANGZHOU TRINA SOLAR ENERGY CO | TSM-160D | 235 | 24 | 246.1 | 20 |  | Solar | FIXED | Roof
SRP13081 | PV POWERED | PVP4800 | 4800 | 1 |  |  | 0.96 | Solar Inverter |  | INDOOR
SRP13083 | CANADIAN SOLAR | CS6P-230 | 235 | 34 | 179 | 27 |  | Solar | FIXED | Roof
SRP13083 | ENPHASE ENERGY | M175-24-208-S | 215 | 34 |  |  | 0.96 | Solar Inverter |  | OUTDOOR
SRP13084 | CANADIAN SOLAR | CS6P-230 | 235 | 24 | 176 | 37 |  | Solar | FIXED | Roof
SRP13084 | ENPHASE ENERGY | M175-24-208-S | 215 | 24 |  |  | 0.96 | Solar Inverter |  | OUTDOOR
SRP13086 | SUNTECH POWER | STP200S-18/UB-1 | 205 | 38 | 125.5 | 24 |  | Solar | FIXED | Roof
SRP13086 | PV POWERED | PVP3500 | 3500 | 1 |  |  | 0.955 | Solar Inverter |  | INDOOR
SRP13086 | PV POWERED | PVP3500 | 3500 | 1 |  |  | 0.955 | Solar Inverter |  | INDOOR
SRP13087 | TRINA SOLAR | TSM-235PD05 | 235 | 18 | 147 | 30 |  | Solar | FIXED | Roof
SRP13087 | PV POWERED | PVP3500 | 3500 | 1 |  |  | 0.955 | Solar Inverter |  | INDOOR
SRP13088 | TRINA SOLAR | TSM-240PA05 | 240 | 44 | 166 | 25 |  | Solar | FIXED | Ground
SRP13088 | ENPHASE ENERGY | M215-60-2LL-S2X | 215 | 44 |  |  | 0.96 | Solar Inverter |  | OUTDOOR
SRP13089 | TRINA SOLAR | TSM-240PA05 | 240 | 11 | 208 | 28 |  | Solar | FIXED | Roof
SRP13089 | TRINA SOLAR | TSM-240DA05 | 240 | 11 | 208 | 55 |  | Solar | FIXED | Roof
SRP13089 | ENPHASE ENERGY | M215-60-2LL-S2X | 215 | 22 |  |  | 0.96 | Solar Inverter |  | OUTDOOR
SRP13090 | SCHUCO USA |  | 240 | 20 | 202 | 20 |  | Solar | FIXED | Roof
SRP13090 | ENPHASE ENERGY | M175-24-208-S | 215 | 20 |  |  | 0.96 | Solar Inverter |  | OUTDOOR
SRP13092 | SUNPOWER | SPR-315E-WHT-U | 327 | 16 | 252 | 20 |  | Solar | FIXED | Roof
SRP13092 | SUNPOWER CORP (ORIGINAL MFR - PV POWERED LLC) | SPR-5200 | 6000 | 1 |  |  | 0.968 | Solar Inverter |  | OUTDOOR
SRP13093 | SUNTECH POWER | STP210S-18/UB-1 | 205 | 14 | 175.5 | 5 |  | Solar | FIXED | Roof
SRP13093 | PV POWERED | PVP2500 | 2500 | 1 |  |  | 0.945 | Solar Inverter |  | INDOOR
SRP13095 | SUNTECH POWER | STP210S-18/UB-1 | 250 | 14 | 270.4 | 30 |  | Solar | FIXED | Roof
SRP13095 | PV POWERED | PVP3000 | 3000 | 1 |  |  | 0.935 | Solar Inverter |  | Inside
SRP13097 | SUNTECH POWER | STP160-24/AB-1 | 210 | 26 | 230.5 | 24 |  | Solar | FIXED | Roof
SRP13097 | SMA AMERICA | SB5000US (240V) | 5000 | 1 |  |  | 0.96 | Solar Inverter |  | INDOOR
SRP13098 | TRINA SOLAR | TSM-250PA05 | 250 | 14 | 174 | 17 |  | Solar | FIXED | Roof
SRP13098 | TRINA SOLAR | TSM-250PA05 | 250 | 20 | 264 | 17 |  | Solar | FIXED | Roof
SRP13098 | SMA AMERICA | SB4000US (CL) (240V) | 4000 | 1 |  |  | 0.97 | Solar Inverter |  | OUTDOOR
SRP13098 | SMA AMERICA | SB4000US (CL) (240V) | 4000 | 1 |  |  | 0.97 | Solar Inverter |  | OUTDOOR
SRP13099 | SUNPOWER | SPR-315E-WHT-U | 327 | 24 | 261 | 31 |  | Solar | FIXED | Roof
SRP13099 | SUNPOWER CORP (ORIGINAL MFR - PV POWERED LLC) | SPR-5200 | 7500 | 1 |  |  | 0.962 | Solar Inverter |  | OUTDOOR
SRP13100 | MATRIX SOLAR/PHOTOWATT | PW1000-100 | 250 | 30 | 180 | 34 |  | Solar | FIXED | Roof
SRP13100 | PV POWERED | PVP3000 | 3000 | 1 |  |  | 0.935 | Solar Inverter |  | INDOOR
SRP13100 | PV POWERED | PVP3500 | 3500 | 1 |  |  | 0.955 | Solar Inverter |  | INDOOR
SRP13101 | YINGLI ENERGY (CHINA) | YL240P-29B | 240 | 31 | 162 | 17 |  | Solar | FIXED | Roof
SRP13101 | SOLAREDGE TECHNOLOGIES | SE3800 (240V) W/ -ER-US OR A-US | 3800 | 2 |  |  | 0.975 | Solar Inverter |  | Inside
SRP13102 | SUNTECH POWER | STP210S-18/UB-1 | 250 | 24 | 166.1 | 18 |  | Solar | FIXED | Roof
SRP13102 | SUNTECH POWER | STP210S-18/UB-1 | 250 | 8 | 166.1 | 19 |  | Solar | FIXED | Roof
SRP13102 | PV POWERED | PVP3500 | 3500 | 2 |  |  | 0.955 | Solar Inverter |  | Outside
SRP13103 | SUNIVA | OPT260-60-4-100 | 260 | 18 | 137 | 23 |  | Solar | FIXED | Roof
SRP13103 | SUNIVA | OPT260-60-4-100 | 260 | 14 | 227 | 45 |  | Solar | FIXED | Roof
SRP13103 | FRONIUS USA |  | 3000 | 1 |  |  | 0.94 | Solar Inverter |  | OUTDOOR
SRP13103 | FRONIUS USA |  | 4000 | 1 |  |  | 0.94 | Solar Inverter |  | OUTDOOR
SRP13105 | CANADIAN SOLAR | CS6P-230 | 245 | 32 | 180 | 30 |  | Solar | FIXED | Roof
SRP13105 | ENPHASE ENERGY | M175-24-208-S | 215 | 32 |  |  | 0.96 | Solar Inverter |  | OUTDOOR
SRP13106 | CANADIAN SOLAR | CS6P-245MX | 245 | 33 | 148 | 33 |  | Solar | FIXED | Roof
SRP13106 | ENPHASE ENERGY | M215-60-2LL-S2X | 215 | 33 |  |  | 0.96 | Solar Inverter |  | OUTDOOR
SRP13107 | ISOFOTON | I-100/12 | 245 | 13 | 213 | 38 |  | Solar | FIXED | Roof
SRP13107 | ISOFOTON | I-100/12 | 245 | 13 | 213 | 38 |  | Solar | FIXED | Roof
SRP13107 | SMA AMERICA | SB6000U (240V) | 6000 | 1 |  |  | 0.97 | Solar Inverter |  | OUTDOOR
SRP13109 | SUNPOWER | T5-SPR-327 | 327 | 24 | 140 | 30 |  | Solar | FIXED | Roof
SRP13109 | SUNPOWER CORP (ORIGINAL MFRSMA) | SPR-7000M (240V) | 7000 | 1 |  |  | 0.968 | Solar Inverter |  | OUTDOOR
SRP13110 | SUNPOWER | SPR-315E-WHT-U | 327 | 12 | 180 | 20 |  | Solar | FIXED | Roof
SRP13110 | SUNPOWER | SPR-315E-WHT-U | 327 | 28 | 180 | 20 |  | Solar | FIXED | Roof
SRP13110 | SUNPOWER CORP (ORIGINAL MFRSMA) | SPR-4000M (240V) | 4000 | 1 |  |  | 0.968 | Solar Inverter |  | INDOOR
SRP13110 | SUNPOWER CORP (ORIGINAL MFRSMA) | SPR-7000M (277V) | 8000 | 1 |  |  | 0.965 | Solar Inverter |  | INDOOR
SRP13111 | SUNIVA | OPT260-60-4-100 | 260 | 10 | 101 | 28 |  | Solar | FIXED | Roof
SRP13111 | SUNIVA | OPT265-60-4-100 | 260 | 12 | 101 | 36 |  | Solar | FIXED | Roof
SRP13111 | POWER-ONE | PVI-5000-OUTD-US (240 V) | 5000 | 1 |  |  | 0.965 | Solar Inverter |  | OUTDOOR
SRP13112 | CHANGZHOU TRINA SOLAR ENERGY CO | TSM-160D | 235 | 24 | 184 | 30 |  | Solar | FIXED | Roof
SRP13112 | CHANGZHOU TRINA SOLAR ENERGY CO | TSM-160D | 235 | 6 | 184 | 36 |  | Solar | FIXED | Roof
SRP13112 | PV POWERED | PVP2000 | 2000 | 1 |  |  | 0.92 | Solar Inverter |  | INDOOR
SRP13112 | PV POWERED | PVP4800 | 4800 | 1 |  |  | 0.96 | Solar Inverter |  | INDOOR
SRP13113 | CANADIAN SOLAR | CS6P-235P | 235 | 33 | 233 | 20 |  | Solar | FIXED | Roof
SRP13113 | SMA AMERICA | SB8000TL-US (208V) | 8000 | 1 |  |  | 0.97 | Solar Inverter |  | OUTDOOR
SRP13114 | SUNTECH POWER | STP200UB | 205 | 6 | 237.7 | 8 |  | Solar | FIXED | Roof
SRP13114 | SUNTECH POWER | STP200UB | 205 | 34 | 237.7 | 28 |  | Solar | FIXED | Roof
SRP13114 | PV POWERED | PVP2000 | 2000 | 1 |  |  | 0.92 | Solar Inverter |  | Outside
SRP13114 | PV POWERED | PVP2500 | 2500 | 1 |  |  | 0.945 | Solar Inverter |  | Outside
SRP13114 | PV POWERED | PVP3500 | 3500 | 1 |  |  | 0.955 | Solar Inverter |  | Outside
SRP13115 | SHARP | ND-200U1 | 240 | 88 | 240 | 18 |  | Solar | FIXED | Roof
SRP13115 | FRONIUS USA |  | 9995 | 1 |  |  | 0.962 | Solar Inverter |  | INDOOR
SRP13115 | FRONIUS USA |  | 9995 | 1 |  |  | 0.962 | Solar Inverter |  | INDOOR
SRP13116 | SUNPOWER | PL-AP-120L | 327 | 18 | 250 | 10 |  | Solar | FIXED | Roof
SRP13116 | SUNPOWER | PL-AP-120L | 327 | 14 | 165 | 35 |  | Solar | FIXED | Roof
SRP13116 | SUNPOWER CORP (ORIGINAL MFRSMA) | SPR-4000M (240V) | 4000 | 1 |  |  | 0.968 | Solar Inverter |  | INDOOR
SRP13116 | SUNPOWER CORP (ORIGINAL MFRSMA) | SPR-5000M (240V) | 5000 | 1 |  |  | 0.968 | Solar Inverter |  | INDOOR
SRP13117 | CONERGY AG | S 175MU | 240 | 33 | 178 | 20 |  | Solar | FIXED | Roof
SRP13117 | SMA AMERICA | SB7000US (240V) | 7000 | 1 |  |  | 0.96 | Solar Inverter |  | Outside
SRP13118 | CHANGZHOU TRINA SOLAR ENERGY CO | TSM-185D | 240 | 20 | 135 | 19 |  | Solar | FIXED | Roof
SRP13118 | CHANGZHOU TRINA SOLAR ENERGY CO | TSM-185D | 240 | 10 | 135 | 48 |  | Solar | FIXED | Roof
SRP13118 | ENPHASE ENERGY | M175-24-208-S | 215 | 10 |  |  | 0.963 | Solar Inverter |  | OUTDOOR
SRP13118 | ENPHASE ENERGY | M175-24-208-S | 215 | 20 |  |  | 0.963 | Solar Inverter |  | OUTDOOR
SRP13119 | SUNIVA | OPT260-60-4-100 | 260 | 13 | 103 | 26 |  | Solar | FIXED | Roof
SRP13119 | SUNIVA | OPT260-60-4-100 | 260 | 6 | 193 | 26 |  | Solar | FIXED | Roof
SRP13119 | SOLAREDGE TECHNOLOGIES | SE5000 (208V) W/ -ER-US OR A-US | 5000 | 1 |  |  | 0.975 | Solar Inverter |  | OUTDOOR
SRP13120 | YINGLI ENERGY (CHINA) | YL240P-29B | 240 | 10 | 56 | 23 |  | Solar | FIXED | Roof
SRP13120 | YINGLI ENERGY (CHINA) | YL240P-29B | 240 | 12 | 236 | 23 |  | Solar | FIXED | Roof
SRP13120 | YINGLI ENERGY (CHINA) | YL240P-29B | 240 | 6 | 146 | 27 |  | Solar | FIXED | Roof
SRP13120 | SOLAREDGE TECHNOLOGIES | SE6000 (240V) W/ -ER-US OR A-US | 6000 | 1 |  |  | 0.975 | Solar Inverter |  | OUTDOOR
SRP13121 | MATRIX SOLAR/PHOTOWATT | PW1000-100 | 250 | 30 | 213 | 37 |  | Solar | FIXED | Roof
SRP13121 | ENPHASE ENERGY | M175-24-208-S | 215 | 30 |  |  | 0.96 | Solar Inverter |  | OUTDOOR
SRP13122 | YINGLI ENERGY (CHINA) | YL240P-29B | 240 | 33 | 102 | 30 |  | Solar | FIXED | Roof
SRP13122 | YINGLI ENERGY (CHINA) | YL240P-29B | 240 | 31 | 282 | 30 |  | Solar | FIXED | Roof
SRP13122 | SOLAREDGE TECHNOLOGIES | SE6000 (240V) W/ -ER-US OR A-US | 6000 | 1 |  |  | 0.975 | Solar Inverter |  | Inside
SRP13122 | SOLAREDGE TECHNOLOGIES | SE6000 (240V) W/ -ER-US OR A-US | 6000 | 1 |  |  | 0.975 | Solar Inverter |  | Inside
SRP13123 | YINGLI ENERGY (CHINA) | YL240P-29B | 240 | 14 | 50 | 25 |  | Solar | FIXED | Roof
SRP13123 | YINGLI ENERGY (CHINA) | YL240P-29B | 240 | 14 | 230 | 25 |  | Solar | FIXED | Roof
SRP13123 | SOLAREDGE TECHNOLOGIES | SE6000 (240V) W/ -ER-US OR A-US | 6000 | 1 |  |  | 0.975 | Solar Inverter |  | OUTDOOR
SRP13124 | BAODING YINGLI NEW ENERGY RESOURCES CO | YL175(156) | 240 | 12 | 193 | 39 |  | Solar | FIXED | Roof
SRP13124 | BAODING YINGLI NEW ENERGY RESOURCES CO | YL175(156) | 240 | 9 | 103 | 45 |  | Solar | FIXED | Roof
SRP13124 | POWER-ONE | PVI-5000-OUTD-US (208 V) | 5000 | 1 |  |  | 0.965 | Solar Inverter |  | OUTDOOR
SRP13125 | YINGLI ENERGY (CHINA) | YL240P-29B | 240 | 25 | 108 | 22 |  | Solar | FIXED | Roof
SRP13125 | POWER-ONE | PVI-5000-OUTD-US (277 V) | 5000 | 1 |  |  | 0.965 | Solar Inverter |  | Inside
SRP13126 | ISOFOTON | I-100/24 | 245 | 21 | 138 | 36 |  | Solar | FIXED | Roof
SRP13126 | POWER-ONE | PVI-5000-OUTD-US (240 V) | 5000 | 1 |  |  | 0.965 | Solar Inverter |  | OUTDOOR
SRP13127 | SUNIVA | OPT260-60-4-1B0 | 260 | 4 | 156 | 34 |  | Solar | FIXED | Roof
SRP13127 | SUNIVA | OPT260-60-4-1B0 | 260 | 32 | 246 | 34 |  | Solar | FIXED | Roof
SRP13127 | SOLAREDGE TECHNOLOGIES | SE3800 (240V) W/ -ER-US OR A-US | 3800 | 1 |  |  | 0.975 | Solar Inverter |  | Inside
SRP13127 | SOLAREDGE TECHNOLOGIES | SE5000 (208V) W/ -ER-US OR A-US | 5000 | 1 |  |  | 0.975 | Solar Inverter |  | Inside
SRP13128 | BAODING YINGLI NEW ENERGY RESOURCES CO | YL175(156) | 240 | 33 | 192 | 27 |  | Solar | FIXED | Roof
SRP13128 | POWER-ONE | PVI-3000-I-OUTD-US | 3000 | 1 |  |  | 0.96 | Solar Inverter |  | Inside
SRP13128 | POWER-ONE | PVI-3600-OUTD-US-F (240V) | 3600 | 1 |  |  | 0.96 | Solar Inverter |  | Inside
SRP13130 | CANADIAN SOLAR | CS6P-230 | 235 | 19 | 230 | 20 |  | Solar | FIXED | Roof
SRP13130 | CANADIAN SOLAR | CS6P-230 | 235 | 2 | 140 | 24 |  | Solar | FIXED | Roof
SRP13130 | ENPHASE ENERGY | M175-24-208-S | 215 | 10 |  |  | 0.96 | Solar Inverter |  | OUTDOOR
SRP13130 | ENPHASE ENERGY | M175-24-208-S | 215 | 11 |  |  | 0.96 | Solar Inverter |  | OUTDOOR
SRP13131 | YINGLI ENERGY (CHINA) | YL240P-29B | 240 | 25 | 265 | 14 |  | Solar | FIXED | Roof
SRP13131 | YINGLI ENERGY (CHINA) | YL240P-29B | 240 | 7 | 265 | 35 |  | Solar | FIXED | Roof
SRP13131 | POWER-ONE | PVI-6000-OUTD-US (240 V) | 6000 | 1 |  |  | 0.965 | Solar Inverter |  | OUTDOOR
SRP13132 | CANADIAN SOLAR | CS6P-230 | 235 | 16 | 195 | 10 |  | Solar | FIXED | Roof
SRP13132 | ENPHASE ENERGY | M175-24-208-S | 215 | 16 |  |  | 0.96 | Solar Inverter |  | OUTDOOR
SRP13133 | YINGLI ENERGY (CHINA) | YL240P-29B | 240 | 46 | 110 | 17 |  | Solar | FIXED | Roof
SRP13133 | YINGLI ENERGY (CHINA) | YL240P-29B | 240 | 110 | 110 | 17 |  | Solar | FIXED | Roof
SRP13133 | YINGLI ENERGY (CHINA) | YL240P-29B | 240 | 52 | 193 | 17 |  | Solar | FIXED | Roof
SRP13133 | FRONIUS USA |  | 11400 | 4 |  |  | 0.97 | Solar Inverter |  | Outside
SRP13134 | SUNPOWER | SPR-245NE-WHT-D | 245 | 24 | 180 | 34 |  | Solar | FIXED | Ground
SRP13134 | SUNPOWER CORP (ORIGINAL MFRSMA) | SPR-5000M (240V) | 5000 | 1 |  |  | 0.97 | Solar Inverter |  | OUTDOOR
SRP13135 | SUNTECH POWER | STP210S-18/UB-1 | 250 | 22 | 133.1 | 36 |  | Solar | FIXED | Roof
SRP13135 | PV POWERED | PVP4800 | 4800 | 1 |  |  | 0.96 | Solar Inverter |  | OUTDOOR
SRP13136 | CHANGZHOU TRINA SOLAR ENERGY CO | TSM-185D | 240 | 12 | 212.1 | 35 |  | Solar | FIXED | Roof
SRP13136 | SMA AMERICA | SB4000US (208V) | 4000 | 1 |  |  | 0.96 | Solar Inverter |  | OUTDOOR
SRP13137 | CHANGZHOU TRINA SOLAR ENERGY CO | TSM-185D | 235 | 14 | 200.8 | 5 |  | Solar | FIXED | Roof
SRP13137 | PV POWERED | PVP3000 | 3000 | 1 |  |  | 0.935 | Solar Inverter |  | OUTDOOR
SRP13138 | SUNTECH POWER | STP200UB | 205 | 28 | 101 | 20 |  | Solar | FIXED | Roof
SRP13138 | SUNTECH POWER | STP200UB | 205 | 8 | 101 | 45 |  | Solar | FIXED | Roof
SRP13138 | PV POWERED | PVP2000 | 2000 | 1 |  |  | 0.92 | Solar Inverter |  | INDOOR
SRP13138 | SMA AMERICA | SB6000US (208V) | 6000 | 1 |  |  | 0.97 | Solar Inverter |  | INDOOR
SRP13139 | SOLARWORLD | SW185MONO | 245 | 54 | 205 | 18 |  | Solar | FIXED | Roof
SRP13139 | ENPHASE ENERGY | M175-24-208-S | 215 | 12 |  |  | 0.96 | Solar Inverter |  | OUTDOOR
SRP13139 | ENPHASE ENERGY | M175-24-208-S | 215 | 42 |  |  | 0.96 | Solar Inverter |  | OUTDOOR
SRP13141 | SCHUCO USA | MPE 190 MS 05 | 190 | 66 | 155 | 18 |  | Solar | FIXED | Roof
SRP13141 | SCHUCO USA |  | 190 | 33 | 155 | 18 |  | Solar | FIXED | Roof
SRP13141 | SMA AMERICA | SUNNY BOY CONTROL | 6000 | 2 |  |  | 0.97 | Solar Inverter |  | OUTDOOR
SRP13142 | SUNPOWER | SPR-245NE-WHT-D | 245 | 57 | 180 | 34 |  | Solar | FIXED | Ground
SRP13142 | SUNPOWER CORP (ORIGINAL MFRSMA) | SPR-7000M (240V) | 7000 | 1 |  |  | 0.97 | Solar Inverter |  | OUTDOOR
SRP13142 | SUNPOWER CORP (ORIGINAL MFRSMA) | SPR-7000M (240V) | 7000 | 1 |  |  | 0.97 | Solar Inverter |  | OUTDOOR
SRP13143 | SOLARWORLD | SW185MONO | 255 | 40 | 114 | 21 |  | Solar | FIXED | Roof
SRP13143 | ENPHASE ENERGY | M175-24-208-S | 215 | 40 |  |  | 0.97 | Solar Inverter |  | OUTDOOR
SRP13144 | CANADIAN SOLAR | CS4C-100 | 235 | 9 | 180 | 10 |  | Solar | FIXED | Roof
SRP13144 | CANADIAN SOLAR | CS4C-100 | 235 | 20 | 180 | 25 |  | Solar | FIXED | Roof
SRP13144 | ENPHASE ENERGY | M175-24-208-S | 215 | 29 |  |  | 0.963 | Solar Inverter |  | OUTDOOR
SRP13145 | CANADIAN SOLAR | CS6P-235PX | 235 | 8 | 117 | 31 |  | Solar | FIXED | Roof
SRP13145 | CANADIAN SOLAR | CS6P-235PX | 235 | 9 | 207 | 37 |  | Solar | FIXED | Roof
SRP13145 | ENPHASE ENERGY | M215-60-2LL-S2X-NA | 215 | 17 |  |  | 0.96 | Solar Inverter |  | OUTDOOR
SRP13147 | CANADIAN SOLAR | CS6P-230 | 235 | 21 | 244 | 25 |  | Solar | FIXED | Roof
SRP13147 | ENPHASE ENERGY | M175-24-208-S | 215 | 21 |  |  | 0.96 | Solar Inverter |  | OUTDOOR
SRP13150 | SUNPOWER | SPR-305-WHT-U | 245 | 36 | 197 | 20 |  | Solar | FIXED | Roof
SRP13150 | SUNPOWER CORP (ORIGINAL MFRSMA) | SPR-7000M (277V) | 8000 | 1 |  |  | 0.965 | Solar Inverter |  | INDOOR
SRP13153 | CANADIAN SOLAR | CS6P-235PX | 235 | 6 | 200 | 21 |  | Solar | FIXED | Roof
SRP13153 | CANADIAN SOLAR | CS6P-235PX | 235 | 17 | 200 | 40 |  | Solar | FIXED | Roof
SRP13153 | ENPHASE ENERGY | M215-60-2LL-S2X | 215 | 6 |  |  | 0.96 | Solar Inverter |  | Outside
SRP13153 | ENPHASE ENERGY | M215-60-2LL-S2X | 215 | 17 |  |  | 0.96 | Solar Inverter |  | Outside
SRP13154 | CANADIAN SOLAR | CS6P-230 | 235 | 28 | 234 | 24 |  | Solar | FIXED | Roof
SRP13154 | ENPHASE ENERGY | M175-24-208-S | 215 | 28 |  |  | 0.96 | Solar Inverter |  | OUTDOOR
SRP13155 | CANADIAN SOLAR | CS6P-230 | 235 | 20 | 222 | 32 |  | Solar | FIXED | Roof
SRP13155 | ENPHASE ENERGY | M175-24-208-S | 215 | 20 |  |  | 0.96 | Solar Inverter |  | OUTDOOR
SRP13157 | CANADIAN SOLAR | CS6P-230 | 235 | 10 | 270 | 21 |  | Solar | FIXED | Roof
SRP13157 | CANADIAN SOLAR | CS6P-230 | 235 | 15 | 270 | 21 |  | Solar | FIXED | Roof
SRP13157 | ENPHASE ENERGY | M175-24-208-S | 215 | 25 |  |  | 0.96 | Solar Inverter |  | OUTDOOR
SRP13158 | CANADIAN SOLAR | CS6P-230 | 235 | 6 | 243 | 13 |  | Solar | FIXED | Roof
SRP13158 | CANADIAN SOLAR | CS6P-230 | 235 | 4 | 243 | 16 |  | Solar | FIXED | Roof
SRP13158 | CANADIAN SOLAR | CS6P-230 | 235 | 9 | 153 | 18 |  | Solar | FIXED | Roof
SRP13158 | CANADIAN SOLAR | CS6P-230 | 235 | 6 | 243 | 18 |  | Solar | FIXED | Roof
SRP13158 | ENPHASE ENERGY | M175-24-208-S | 215 | 25 |  |  | 0.96 | Solar Inverter |  | OUTDOOR
SRP13159 | CANADIAN SOLAR | CS6P-230 | 235 | 9 | 153 | 8 |  | Solar | FIXED | Roof
SRP13159 | CANADIAN SOLAR | CS6P-230 | 235 | 9 | 153 | 21 |  | Solar | FIXED | Roof
SRP13159 | ENPHASE ENERGY | M175-24-208-S | 215 | 18 |  |  | 0.96 | Solar Inverter |  | OUTDOOR
SRP13161 | CANADIAN SOLAR | CS6P-235PX | 235 | 18 | 88 | 18 |  | Solar | FIXED | Roof
SRP13161 | CANADIAN SOLAR | CS6P-235PX | 235 | 20 | 268 | 18 |  | Solar | FIXED | Roof
SRP13161 | ENPHASE ENERGY | M215-60-2LL-S2X | 215 | 10 |  |  | 0.96 | Solar Inverter |  | OUTDOOR
SRP13161 | ENPHASE ENERGY | M215-60-2LL-S2X | 215 | 28 |  |  | 0.96 | Solar Inverter |  | OUTDOOR
SRP13162 | CANADIAN SOLAR | CS6P-230 | 235 | 25 | 175 | 28 |  | Solar | FIXED | Roof
SRP13162 | ENPHASE ENERGY | M175-24-208-S | 215 | 25 |  |  | 0.96 | Solar Inverter |  | OUTDOOR
SRP13163 | CANADIAN SOLAR | CS6P-235PX | 235 | 20 | 168 | 38 |  | Solar | FIXED | Roof
SRP13163 | ENPHASE ENERGY | M215-60-2LL-S2X | 215 | 20 |  |  | 0.96 | Solar Inverter |  | OUTDOOR
SRP13164 | CANADIAN SOLAR | CS6P-235PX | 235 | 30 | 174 | 20 |  | Solar | FIXED | Roof
SRP13164 | ENPHASE ENERGY | M215-60-2LL-S2X | 215 | 30 |  |  | 0.96 | Solar Inverter |  | OUTDOOR
SRP13166 | CANADIAN SOLAR | CS6P-235PX | 235 | 12 | 220 | 27 |  | Solar | FIXED | Roof
SRP13166 | ENPHASE ENERGY | M215-60-2LL-S2X | 215 | 12 |  |  | 0.96 | Solar Inverter |  | OUTDOOR
SRP13167 | EVERGREEN SOLAR | ES-E-210-FC3 | 210 | 240 | 122 | 26 |  | Solar | FIXED | Roof
SRP13167 | SMA AMERICA | SB8000US (240V) | 8000 | 6 |  |  | 0.97 | Solar Inverter |  | INDOOR
SRP13168 | SUNPOWER | PL-AP-120L | 327 | 10 | 149 | 32 |  | Solar | FIXED | Roof
SRP13168 | SUNPOWER | PL-AP-120L | 327 | 12 | 170 | 32 |  | Solar | FIXED | Roof
SRP13168 | SUNPOWER CORP (ORIGINAL MFRSMA) | SPR-3000M (208V) | 3000 | 1 |  |  | 0.969 | Solar Inverter |  | Inside
SRP13168 | SUNPOWER CORP (ORIGINAL MFRSMA) | SPR-3000M (208V) | 3600 | 1 |  |  | 0.969 | Solar Inverter |  | Inside
SRP13170 | TRINA SOLAR | TSM-240PD05.10 | 240 | 36 | 147 | 25 |  | Solar | FIXED | Roof
SRP13170 | ENPHASE ENERGY | M215-60-2LL-S2X | 215 | 1 |  |  | 0.96 | Solar Inverter |  | OUTDOOR
SRP13170 | ENPHASE ENERGY | M215-60-2LL-S2X | 215 | 35 |  |  | 0.96 | Solar Inverter |  | OUTDOOR
SRP13171 | TRINA SOLAR | TSM-250PA05 | 250 | 12 | 125 | 34 |  | Solar | FIXED | Roof
SRP13171 | SMA AMERICA | SB4000US (240V) | 4000 | 1 |  |  | 0.96 | Solar Inverter |  | OUTDOOR
SRP13172 | CHANGZHOU TRINA SOLAR ENERGY CO | TSM-160D | 240 | 28 | 214 | 18 |  | Solar | FIXED | Roof
SRP13172 | SMA AMERICA | SB6000US (240V) | 6000 | 1 |  |  | 0.968 | Solar Inverter |  | INDOOR
SRP13173 | CHANGZHOU TRINA SOLAR ENERGY CO | TSM-185D | 240 | 6 | 151 | 22 |  | Solar | FIXED | Roof
SRP13173 | CHANGZHOU TRINA SOLAR ENERGY CO | TSM-185D | 240 | 18 | 151 | 23 |  | Solar | FIXED | Roof
SRP13173 | ENPHASE ENERGY | M175-24-208-S | 215 | 24 |  |  | 0.96 | Solar Inverter |  | Inside
SRP13174 | TRINA SOLAR | TSM-240PA05 | 240 | 17 | 153 | 13 |  | Solar | FIXED | Roof
SRP13174 | TRINA SOLAR | TSM-240PA05.10 | 240 | 16 | 243 | 22 |  | Solar | FIXED | Roof
SRP13174 | ENPHASE ENERGY | M215-60-2LL-S2X | 215 | 33 |  |  | 0.96 | Solar Inverter |  | Inside
SRP13175 | CHANGZHOU TRINA SOLAR ENERGY CO | TSM-160D | 240 | 42 | 111 | 18 |  | Solar | FIXED | Roof
SRP13175 | ENPHASE ENERGY | M200-32-240-S02 | 215 | 42 |  |  | 0.96 | Solar Inverter |  | Inside
SRP13176 | CHANGZHOU TRINA SOLAR ENERGY CO | TSM-185D | 240 | 33 | 142 | 25 |  | Solar | FIXED | Roof
SRP13176 | SMA AMERICA | SB7000US (208V) | 7000 | 1 |  |  | 0.969 | Solar Inverter |  | Inside
SRP13177 | CHANGZHOU TRINA SOLAR ENERGY CO | TSM-160D | 240 | 33 | 165 | 25 |  | Solar | FIXED | Roof
SRP13177 | SMA AMERICA | SB7000US (240V) | 7000 | 1 |  |  | 0.969 | Solar Inverter |  | INDOOR
SRP13178 | CHANGZHOU TRINA SOLAR ENERGY CO | TSM-185D | 240 | 14 | 229 | 30 |  | Solar | FIXED | Roof
SRP13178 | SMA AMERICA | SB3000US (208V) | 3000 | 1 |  |  | 0.96 | Solar Inverter |  | OUTDOOR
SRP13179 | CHANGZHOU TRINA SOLAR ENERGY CO | TSM-160D | 240 | 35 | 190 | 37 |  | Solar | FIXED | Roof
SRP13179 | ENPHASE ENERGY | M200-32-240-S02 | 215 | 35 |  |  | 0.96 | Solar Inverter |  | Inside
SRP13180 | TRINA SOLAR | TSM-240PD05.10 | 240 | 41 | 175 | 17 |  | Solar | FIXED | Roof
SRP13180 | ENPHASE ENERGY | M215-60-2LL-S2X | 215 | 41 |  |  | 0.963 | Solar Inverter |  | OUTDOOR
SRP13181 | CHANGZHOU TRINA SOLAR ENERGY CO | TSM-185D | 240 | 26 | 210 | 25 |  | Solar | FIXED | Roof
SRP13181 | SMA AMERICA | SB3000US (208V) | 2500 | 1 |  |  | 0.96 | Solar Inverter |  | INDOOR
SRP13181 | SMA AMERICA | SB3000US (208V) | 3000 | 1 |  |  | 0.96 | Solar Inverter |  | INDOOR
SRP13182 | CHANGZHOU TRINA SOLAR ENERGY CO | TSM-185D | 240 | 38 | 175 | 23 |  | Solar | FIXED | Roof
SRP13182 | ENPHASE ENERGY | M175-24-208-S | 215 | 38 |  |  | 0.96 | Solar Inverter |  | Inside
SRP13183 | SHARP | ND-235QCJ | 235 | 8 | 131 | 12 |  | Solar | FIXED | Roof
SRP13183 | SHARP | ND-235QCJ | 235 | 7 | 131 | 35 |  | Solar | FIXED | Roof
SRP13183 | SHARP | ND-235QCJ | 235 | 8 | 131 | 35 |  | Solar | FIXED | Roof
SRP13183 | ENPHASE ENERGY | M215-60-2LL-S2X | 215 | 23 |  |  | 0.96 | Solar Inverter |  | OUTDOOR
SRP13184 | REC SOLAR | REC245PE (BLK) | 245 | 28 | 193 | 14 |  | Solar | FIXED | Roof
SRP13184 | SMA AMERICA | SB6000U (208V) | 6000 | 1 |  |  | 0.955 | Solar Inverter |  | INDOOR
SRP13185 | REC SCANMODULE | SCM230 | 245 | 39 | 251 | 35 |  | Solar | FIXED | Roof
SRP13185 | SMA AMERICA | SB7000US (240V) | 8000 | 1 |  |  | 0.96 | Solar Inverter |  | INDOOR
SRP13189 | CHANGZHOU TRINA SOLAR ENERGY CO | TSM-160D | 240 | 40 | 120 | 29 |  | Solar | FIXED | Roof
SRP13189 | ENPHASE ENERGY | M200-32-240-S02 | 215 | 40 |  |  | 0.96 | Solar Inverter |  | Inside
SRP13192 | TRINA SOLAR | TSM-240PA05.10 | 240 | 26 | 188 | 26 |  | Solar | FIXED | Roof
SRP13192 | TRINA SOLAR | TSM-240PA05.10 | 240 | 7 | 98 | 32 |  | Solar | FIXED | Roof
SRP13192 | ENPHASE ENERGY | M215-60-2LL-S2X | 215 | 33 |  |  | 0.96 | Solar Inverter |  | Inside
SRP13193 | CHANGZHOU TRINA SOLAR ENERGY CO | TSM-160D | 240 | 11 | 122 | 17 |  | Solar | FIXED | Roof
SRP13193 | CHANGZHOU TRINA SOLAR ENERGY CO | TSM-160D | 240 | 20 | 212 | 34 |  | Solar | FIXED | Roof
SRP13193 | SMA AMERICA | SB1100U-SBD | 2500 | 1 |  |  | 0.96 | Solar Inverter |  | Inside
SRP13193 | SMA AMERICA | SB4000US (240V) | 4000 | 1 |  |  | 0.968 | Solar Inverter |  | Inside
SRP13195 | CHANGZHOU TRINA SOLAR ENERGY CO | TSM-160D | 240 | 8 | 209 | 26 |  | Solar | FIXED | Roof
SRP13195 | CHANGZHOU TRINA SOLAR ENERGY CO | TSM-160D | 240 | 13 | 209 | 26 |  | Solar | FIXED | Roof
SRP13195 | CHANGZHOU TRINA SOLAR ENERGY CO | TSM-160D | 240 | 39 | 209 | 26 |  | Solar | FIXED | Roof
SRP13195 | SMA AMERICA | SB1100U-SBD | 215 | 60 |  |  | 0.963 | Solar Inverter |  | OUTDOOR
SRP13197 | REC SCANMODULE | SCM205 | 245 | 22 | 168 | 20 |  | Solar | FIXED | Roof
SRP13197 | SMA AMERICA | SB5000US (240V) | 5000 | 1 |  |  | 0.955 | Solar Inverter |  | Outside
SRP13198 | REC SCANMODULE | SCM230 | 245 | 11 | 134 | 18 |  | Solar | FIXED | Roof
SRP13198 | REC SCANMODULE | SCM230 | 245 | 39 | 133 | 20 |  | Solar | FIXED | Roof
SRP13198 | SMA AMERICA | SB3000US (208V) | 3000 | 1 |  |  | 0.955 | Solar Inverter |  | Inside
SRP13198 | SMA AMERICA | SB7000US (277V) | 8000 | 1 |  |  | 0.96 | Solar Inverter |  | INDOOR
SRP13210 | SUNTECH POWER | STP185S-24/AB-1 | 185 | 6 | 237.8 | 50 |  | Solar | FIXED | Roof
SRP13210 | ENPHASE ENERGY | M190-72-240-SXX (-NA) | 190 | 6 |  |  | 0.96 | Solar Inverter |  | OUTDOOR
SRP13220 | LG ELECTRONICS SOLAR CELL DIVISION | LG255S1C-G2 | 255 | 20 | 149 | 28 |  | Solar | FIXED | Roof
SRP13220 | POWER-ONE | PVI-4.2-OUTD-S-US (240 V) | 4200 | 1 |  |  | 0.96 | Solar Inverter |  | OUTDOOR
SRP13221 | CANADIAN SOLAR | CS6P-230 | 235 | 22 | 265 | 19 |  | Solar | FIXED | Roof
SRP13221 | ENPHASE ENERGY | M175-24-208-S | 215 | 22 |  |  | 0.96 | Solar Inverter |  | OUTDOOR
SRP13222 | REC SCANMODULE | SCM205 | 245 | 13 | 176 | 18 |  | Solar | FIXED | Roof
SRP13222 | REC SCANMODULE | SCM205 | 245 | 26 | 86 | 24 |  | Solar | FIXED | Roof
SRP13222 | REC SCANMODULE | SCM205 | 245 | 26 | 266 | 24 |  | Solar | FIXED | Roof
SRP13222 | SMA AMERICA | SB6000U (240V) | 6000 | 1 |  |  | 0.955 | Solar Inverter |  | INDOOR
SRP13222 | SMA AMERICA | SB7000US (277V) | 8000 | 1 |  |  | 0.96 | Solar Inverter |  | INDOOR
SRP13226 | WATTON SOLAR | WTM230P | 230 | 16 | 207 | 32 |  | Solar | FIXED | Roof
SRP13226 | MOTECH INDUSTRIES | PVMATE 3900U (208V) | 3840 | 1 |  |  | 0.96 | Solar Inverter |  | Outside
SRP13227 | REC SCANMODULE | SCM205 | 245 | 10 | 276 | 10 |  | Solar | FIXED | Roof
SRP13227 | REC SCANMODULE | SCM205 | 245 | 10 | 276 | 30 |  | Solar | FIXED | Roof
SRP13227 | SMA AMERICA | SB3800U (240V) | 3800 | 1 |  |  | 0.955 | Solar Inverter |  | INDOOR
SRP13228 | WEBEL SL ENERGY SYSTEMS | W1000-100 | 230 | 16 | 198 | 35 |  | Solar | FIXED | Roof
SRP13228 | MOTECH INDUSTRIES | PVMATE 2900U (208V) | 3840 | 1 |  |  | 0.96 | Solar Inverter |  | Outside
SRP13230 | REC SCANMODULE | SCM230 | 245 | 28 | 219 | 4 |  | Solar | FIXED | Roof
SRP13230 | SMA AMERICA | SB6000U (240V) | 6000 | 1 |  |  | 0.955 | Solar Inverter |  | OUTDOOR
SRP13239 | SANYO ELECTRIC | HIP-205BA5 | 215 | 46 | 156 | 42 |  | Solar | FIXED | Roof
SRP13239 | ENPHASE ENERGY | M175-24-208-S | 210 | 46 |  |  | 0.96 | Solar Inverter |  | OUTDOOR
SRP13254 | TRINA SOLAR | TSM-240PA05 | 240 | 25 | 148 | 20 |  | Solar | FIXED | Roof
SRP13254 | POWER-ONE | PVI-6000-OUTD-US (208 V) | 6000 | 1 |  |  | 0.965 | Solar Inverter |  | Outside
SRP13256 | BAODING YINGLI NEW ENERGY RESOURCES CO | YL175(156) | 240 | 5 | 97 | 26 |  | Solar | FIXED | Roof
SRP13256 | BAODING YINGLI NEW ENERGY RESOURCES CO | YL175(156) | 240 | 28 | 187 | 26 |  | Solar | FIXED | Roof
SRP13256 | POWER-ONE | PVI-3000-I-OUTD-US | 3000 | 1 |  |  | 0.96 | Solar Inverter |  | Inside
SRP13256 | POWER-ONE | PVI-3000-I-OUTD-US | 4200 | 1 |  |  | 0.96 | Solar Inverter |  | Inside
SRP13258 | TRINA SOLAR | TSM-240PD05 | 240 | 30 | 137 | 19 |  | Solar | FIXED | Roof
SRP13258 | ENPHASE ENERGY | M215-60-2LL-S2X | 215 | 30 |  |  | 0.9 | Solar Inverter |  | OUTDOOR
SRP13260 | CHANGZHOU TRINA SOLAR ENERGY CO | TSM-185D | 240 | 16 | 203 | 23 |  | Solar | FIXED | Roof
SRP13260 | ENPHASE ENERGY | M175-24-208-S | 215 | 16 |  |  | 0.96 | Solar Inverter |  | OUTDOOR
SRP13261 | CHANGZHOU TRINA SOLAR ENERGY CO | TSM-185D | 235 | 22 | 183.9 | 32 |  | Solar | FIXED | Roof
SRP13261 | PV POWERED | PVP4800 | 4800 | 1 |  |  | 0.96 | Solar Inverter |  | INDOOR
SRP13262 | CHANGZHOU TRINA SOLAR ENERGY CO | TSM-185D | 240 | 22 | 107 | 15 |  | Solar | FIXED | Roof
SRP13262 | SMA AMERICA | SB5000US (277V) | 5000 | 1 |  |  | 0.96 | Solar Inverter |  | INDOOR
SRP13263 | SUNTECH POWER | STP210S-18/UB-1 | 250 | 44 | 173.5 | 18 |  | Solar | FIXED | Roof
SRP13263 | PV POWERED | PVP4800 | 4800 | 2 |  |  | 0.96 | Solar Inverter |  | OUTDOOR
SRP13265 | SUNTECH POWER | STP210S-18/UB-1 | 250 | 18 | 154.2 | 30 |  | Solar | FIXED | Roof
SRP13265 | SUNTECH POWER | STP210S-18/UB-1 | 250 | 21 | 244.2 | 35 |  | Solar | FIXED | Roof
SRP13265 | PV POWERED | PVP2500 | 2500 | 2 |  |  | 0.945 | Solar Inverter |  | Outside
SRP13265 | PV POWERED | PVP4800 | 4800 | 1 |  |  | 0.96 | Solar Inverter |  | Outside
SRP13266 | CANADIAN SOLAR | CS6P-235PX | 235 | 17 | 94 | 20 |  | Solar | FIXED | Roof
SRP13266 | ENPHASE ENERGY | M215-60-2LL-S2X | 215 | 17 |  |  | 0.96 | Solar Inverter |  | OUTDOOR
SRP13267 | CANADIAN SOLAR | CS6P-230 | 235 | 6 | 170 | 7 |  | Solar | FIXED | Roof
SRP13267 | CANADIAN SOLAR | CS6P-230 | 235 | 6 | 170 | 37 |  | Solar | FIXED | Roof
SRP13267 | ENPHASE ENERGY | M175-24-208-S | 215 | 12 |  |  | 0.96 | Solar Inverter |  | OUTDOOR
SRP13269 | CANADIAN SOLAR | CS6P-230 | 235 | 32 | 154 | 20 |  | Solar | FIXED | Roof
SRP13269 | ENPHASE ENERGY | M175-24-208-S | 215 | 16 |  |  | 0.96 | Solar Inverter |  | OUTDOOR
SRP13269 | ENPHASE ENERGY | M175-24-208-S | 215 | 16 |  |  | 0.96 | Solar Inverter |  | OUTDOOR
SRP13271 | CANADIAN SOLAR | CS6P-230 | 235 | 15 | 241 | 20 |  | Solar | FIXED | Roof
SRP13271 | CANADIAN SOLAR | CS6P-230 | 235 | 14 | 238 | 25 |  | Solar | FIXED | Roof
SRP13271 | ENPHASE ENERGY | M175-24-208-S | 215 | 14 |  |  | 0.96 | Solar Inverter |  | OUTDOOR
SRP13271 | ENPHASE ENERGY | M175-24-208-S | 215 | 15 |  |  | 0.96 | Solar Inverter |  | OUTDOOR
SRP13273 | CANADIAN SOLAR | CS6P-230 | 235 | 8 | 138 | 18 |  | Solar | FIXED | Roof
SRP13273 | CANADIAN SOLAR | CS6P-230 | 235 | 10 | 230 | 18 |  | Solar | FIXED | Roof
SRP13273 | ENPHASE ENERGY | M175-24-208-S | 215 | 8 |  |  | 0.96 | Solar Inverter |  | OUTDOOR
SRP13273 | ENPHASE ENERGY | M175-24-208-S | 215 | 10 |  |  | 0.96 | Solar Inverter |  | OUTDOOR
SRP13275 | CANADIAN SOLAR | CS6P-235PX | 235 | 17 | 167 | 42 |  | Solar | FIXED | Roof
SRP13275 | ENPHASE ENERGY | M215-60-2LL-S2X | 215 | 17 |  |  | 0.96 | Solar Inverter |  | OUTDOOR
SRP13276 | CANADIAN SOLAR | CS6P-230 | 235 | 13 | 144 | 15 |  | Solar | FIXED | Roof
SRP13276 | CANADIAN SOLAR | CS6P-230 | 235 | 19 | 144 | 15 |  | Solar | FIXED | Roof
SRP13276 | ENPHASE ENERGY | M175-24-208-S | 215 | 15 |  |  | 0.96 | Solar Inverter |  | OUTDOOR
SRP13276 | ENPHASE ENERGY | M175-24-208-S | 215 | 17 |  |  | 0.96 | Solar Inverter |  | OUTDOOR
SRP13277 | CHANGZHOU TRINA SOLAR ENERGY CO | TSM-185D | 245 | 7488 | 180 | 20 |  | Solar | FIXED | Ground
SRP13277 | ADVANCED ENERGY INDUSTRIES | 3159000-104 | 500000 | 3 |  |  | 0.97 | Solar Inverter |  | OUTDOOR
SRP13279 | CHANGZHOU TRINA SOLAR ENERGY CO | TSM-185D | 235 | 5 | 87 | 27 |  | Solar | FIXED | Roof
SRP13279 | CHANGZHOU TRINA SOLAR ENERGY CO | TSM-185D | 235 | 16 | 177 | 27 |  | Solar | FIXED | Roof
SRP13279 | CHANGZHOU TRINA SOLAR ENERGY CO | TSM-185D | 235 | 24 | 267 | 27 |  | Solar | FIXED | Roof
SRP13279 | PV POWERED | PVP2000 | 2000 | 1 |  |  | 0.92 | Solar Inverter |  | INDOOR
SRP13279 | PV POWERED | PVP3500 | 3500 | 1 |  |  | 0.955 | Solar Inverter |  | INDOOR
SRP13279 | PV POWERED | PVP4800 | 4800 | 1 |  |  | 0.96 | Solar Inverter |  | INDOOR
SRP13280 | SUNTECH POWER | STP210S-18/UB-1 | 205 | 14 | 58.5 | 30 |  | Solar | FIXED | Roof
SRP13280 | SUNTECH POWER | STP210S-18/UB-1 | 205 | 14 | 238.5 | 30 |  | Solar | FIXED | Roof
SRP13280 | PV POWERED | PVP2500 | 2500 | 2 |  |  | 0.945 | Solar Inverter |  | INDOOR
SRP13281 | SUNTECH POWER | STP210S-18/UB-1 | 250 | 17 | 97 | 10 |  | Solar | FIXED | Roof
SRP13281 | SUNTECH POWER | STP210S-18/UB-1 | 250 | 20 | 277 | 10 |  | Solar | FIXED | Roof
SRP13281 | PV POWERED | PVP2000 | 2000 | 1 |  |  | 0.92 | Solar Inverter |  | OUTDOOR
SRP13281 | PV POWERED | PVP2500 | 2500 | 1 |  |  | 0.945 | Solar Inverter |  | OUTDOOR
SRP13281 | PV POWERED | PVP4800 | 4800 | 1 |  |  | 0.96 | Solar Inverter |  | OUTDOOR
SRP13282 | CANADIAN SOLAR | CS6P-230 | 235 | 11 | 239 | 18 |  | Solar | FIXED | Roof
SRP13282 | CANADIAN SOLAR | CS6P-230 | 235 | 8 | 149 | 22 |  | Solar | FIXED | Roof
SRP13282 | CANADIAN SOLAR | CS6P-230 | 235 | 8 | 149 | 22 |  | Solar | FIXED | Roof
SRP13282 | ENPHASE ENERGY | M175-24-208-S | 215 | 27 |  |  | 0.96 | Solar Inverter |  | OUTDOOR
SRP13283 | CANADIAN SOLAR | CS6P-235PX | 235 | 30 | 152 | 24 |  | Solar | FIXED | Roof
SRP13283 | ENPHASE ENERGY | M215-60-2LL-S2X | 215 | 30 |  |  | 0.96 | Solar Inverter |  | OUTDOOR
SRP13284 | CANADIAN SOLAR | CS6P-230 | 235 | 7 | 233 | 14 |  | Solar | FIXED | Roof
SRP13284 | CANADIAN SOLAR | CS6P-230 | 235 | 3 | 143 | 24 |  | Solar | FIXED | Roof
SRP13284 | CANADIAN SOLAR | CS6P-230 | 235 | 15 | 143 | 41 |  | Solar | FIXED | Roof
SRP13284 | ENPHASE ENERGY | M175-24-208-S | 215 | 10 |  |  | 0.96 | Solar Inverter |  | OUTDOOR
SRP13284 | ENPHASE ENERGY | M175-24-208-S | 215 | 15 |  |  | 0.96 | Solar Inverter |  | OUTDOOR
SRP13287 | CANADIAN SOLAR | CS6P-235PT | 235 | 29 | 151 | 20 |  | Solar | FIXED | Roof
SRP13287 | ENPHASE ENERGY | M215-60-2LL-S2X | 215 | 29 |  |  | 0.96 | Solar Inverter |  | OUTDOOR
SRP13290 | SOLARWORLD | SW185MONO | 240 | 507 | 159 | 10 |  | Solar | FIXED | Roof
SRP13290 | PV POWERED | PVP100KW-208 | 100000 | 1 |  |  | 0.96 | Solar Inverter |  | OUTDOOR
SRP13291 | CANADIAN SOLAR | CS6P-240P | 240 | 18 | 158 | 34 |  | Solar | FIXED | Roof
SRP13291 | ENPHASE ENERGY | M215-60-2LL-S2X | 215 | 18 |  |  | 0.963 | Solar Inverter |  | OUTDOOR
SRP13292 | BAODING YINGLI NEW ENERGY RESOURCES CO | YL175(156) | 245 | 37 | 160 | 34 |  | Solar | FIXED | Roof
SRP13292 | ENPHASE ENERGY | M175-24-208-S | 215 | 37 |  |  | 0.963 | Solar Inverter |  | OUTDOOR
SRP13293 | CHANGZHOU TRINA SOLAR ENERGY CO | TSM-185D | 240 | 12 | 145 | 27 |  | Solar | FIXED | Roof
SRP13293 | CHANGZHOU TRINA SOLAR ENERGY CO | TSM-185D | 240 | 24 | 145 | 27 |  | Solar | FIXED | Roof
SRP13293 | CHANGZHOU TRINA SOLAR ENERGY CO | TSM-185D | 240 | 42 | 234 | 27 |  | Solar | FIXED | Roof
SRP13293 | ENPHASE ENERGY | M200-32-240-S02 | 215 | 78 |  |  | 0.96 | Solar Inverter |  | Inside
SRP13294 | MATRIX SOLAR/PHOTOWATT | PW1650-175 | 250 | 28 | 140 | 20 |  | Solar | FIXED | Roof
SRP13294 | PV POWERED | PVP3000 | 3000 | 2 |  |  | 0.935 | Solar Inverter |  | Inside
SRP13296 | SUNPOWER |  | 327 | 28 | 246 | 23 |  | Solar | FIXED | Roof
SRP13296 | SUNPOWER CORP (ORIGINAL MFR - PV POWERED LLC) | SPR-5200 | 8000 | 1 |  |  | 0.965 | Solar Inverter |  | INDOOR
SRP13298 | SUNPOWER | PL-AP-120L | 327 | 39 | 145 | 33 |  | Solar | FIXED | Roof
SRP13298 | SUNPOWER CORP (ORIGINAL MFR - PV POWERED LLC) | SPR-5200 | 5000 | 1 |  |  | 0.97 | Solar Inverter |  | Inside
SRP13298 | SUNPOWER CORP (ORIGINAL MFR - PV POWERED LLC) | SPR-5200 | 6000 | 1 |  |  | 0.97 | Solar Inverter |  | Inside
SRP13299 | NINGBO SOLAR ELECTRIC POWER | TDB125X125-72-P 175W | 230 | 42 | 70 | 30 |  | Solar | FIXED | Roof
SRP13299 | FRONIUS USA |  | 9995 | 1 |  |  | 0.97 | Solar Inverter |  | OUTDOOR
SRP13300 | SUNPOWER | SPR-305-WHT-U | 327 | 12 | 138 | 20 |  | Solar | FIXED | Roof
SRP13300 | SUNPOWER | SPR-305-WHT-U | 327 | 18 | 138 | 35 |  | Solar | FIXED | Roof
SRP13300 | SUNPOWER CORP (ORIGINAL MFR - PV POWERED LLC) | SPR-2500 | 10000 | 1 |  |  | 0.962 | Solar Inverter |  | Inside
SRP13301 | CHANGZHOU TRINA SOLAR ENERGY CO | TSM-185D | 245 | 20 | 122 | 23 |  | Solar | FIXED | Roof
SRP13301 | POWER-ONE | PVI-3600-US (240V) | 3800 | 1 |  |  | 0.969 | Solar Inverter |  | INDOOR
SRP13302 | CHANGZHOU TRINA SOLAR ENERGY CO | TSM-185D | 245 | 11 | 149 | 5 |  | Solar | FIXED | Roof
SRP13302 | CHANGZHOU TRINA SOLAR ENERGY CO | TSM-185D | 245 | 13 | 149 | 9 |  | Solar | FIXED | Roof
SRP13302 | POWER-ONE | PVI-6000-OUTD-US (240 V) | 6000 | 1 |  |  | 0.971 | Solar Inverter |  | Inside
SRP13305 | YINGLI ENERGY (CHINA) | YL240P-29B | 240 | 26 | 100 | 0 |  | Solar | FIXED | Roof
SRP13305 | SMA AMERICA | SB5000US (208V) | 5000 | 1 |  |  | 0.955 | Solar Inverter |  | OUTDOOR
SRP13307 | TRINA SOLAR | TSM-240PA05 | 240 | 47 | 240 | 35 |  | Solar | FIXED | Roof
SRP13307 | POWER-ONE | PVI-3.6-OUTD-S-US (240 V) | 3600 | 3 |  |  | 0.96 | Solar Inverter |  | Inside
SRP13309 | YINGLI ENERGY (CHINA) | YL240P-29B | 240 | 26 | 243 | 29 |  | Solar | FIXED | Roof
SRP13309 | SMA AMERICA | SB6000US (240V) | 6000 | 1 |  |  | 0.955 | Solar Inverter |  | Inside
SRP13310 | YINGLI ENERGY (CHINA) | YL240P-29B | 240 | 26 | 221 | 32 |  | Solar | FIXED | Roof
SRP13310 | SMA AMERICA | SB6000TL-US-12 (240V) | 6000 | 1 |  |  | 0.955 | Solar Inverter |  | Inside
SRP13311 | SUNIVA | OPT260-60-4-100 | 260 | 5 | 231 | 18 |  | Solar | FIXED | Roof
SRP13311 | SUNIVA | OPT260-60-4-100 | 260 | 15 | 231 | 39 |  | Solar | FIXED | Roof
SRP13311 | SOLAREDGE TECHNOLOGIES | SE5000 (208V) W/ -ER-US OR A-US | 5000 | 1 |  |  | 0.975 | Solar Inverter |  | Inside
SRP13313 | YINGLI ENERGY (CHINA) | YL240P-29B | 240 | 4 | 106 | 28 |  | Solar | FIXED | Roof
SRP13313 | YINGLI ENERGY (CHINA) | YL240P-29B | 240 | 17 | 196 | 28 |  | Solar | FIXED | Roof
SRP13313 | SOLAREDGE TECHNOLOGIES | SE5000 (240V) W/ -ER-US OR A-US | 5000 | 1 |  |  | 0.975 | Solar Inverter |  | Inside
SRP13314 | YINGLI ENERGY (CHINA) | YL240P-29B | 240 | 9 | 155 | 7 |  | Solar | FIXED | Roof
SRP13314 | YINGLI ENERGY (CHINA) | YL240P-29B | 240 | 5 | 157 | 26 |  | Solar | FIXED | Roof
SRP13314 | POWER-ONE | PVI-6000-OUTD-US (240 V) | 6000 | 1 |  |  | 0.965 | Solar Inverter |  | Inside
SRP13315 | YINGLI ENERGY (CHINA) | YL240P-29B | 240 | 5 | 70 | 25 |  | Solar | FIXED | Roof
SRP13315 | YINGLI ENERGY (CHINA) | YL240P-29B | 240 | 7 | 250 | 25 |  | Solar | FIXED | Roof
SRP13315 | YINGLI ENERGY (CHINA) | YL240P-29B | 240 | 5 | 160 | 27 |  | Solar | FIXED | Roof
SRP13315 | SOLAREDGE TECHNOLOGIES | SE3800 (240V) W/ -ER-US OR A-US | 3800 | 1 |  |  | 0.975 | Solar Inverter |  | OUTDOOR
SRP13316 | CANADIAN SOLAR | CS6P-235PX | 235 | 27 | 179 | 40 |  | Solar | FIXED | Roof
SRP13316 | CANADIAN SOLAR | CS6P-235PX | 235 | 20 | 88 | 45 |  | Solar | FIXED | Roof
SRP13316 | ENPHASE ENERGY | M215-60-2LL-S2X | 215 | 47 |  |  | 0.96 | Solar Inverter |  | OUTDOOR
SRP13317 | CANADIAN SOLAR | CS6P-245M | 245 | 7 | 43 | 33 |  | Solar | FIXED | Roof
SRP13317 | CANADIAN SOLAR | CS6P-245M | 245 | 7 | 223 | 33 |  | Solar | FIXED | Roof
SRP13317 | CANADIAN SOLAR | CS6P-245M | 245 | 23 | 223 | 33 |  | Solar | FIXED | Roof
SRP13317 | ENPHASE ENERGY | M215-60-2LL-S2X | 215 | 37 |  |  | 0.96 | Solar Inverter |  | OUTDOOR
SRP13318 | LG ELECTRONICS SOLAR CELL DIVISION | LG255S1C-G2 | 255 | 8 | 229 | 17 |  | Solar | FIXED | Roof
SRP13318 | LG ELECTRONICS SOLAR CELL DIVISION | LG255S1C-G2 | 255 | 26 | 139 | 18 |  | Solar | FIXED | Roof
SRP13318 | POWER-ONE | PVI-3000-I-OUTD-US | 3000 | 1 |  |  | 0.97 | Solar Inverter |  | Outside
SRP13318 | POWER-ONE | PVI-6000-OUTD-US (240 V) | 6000 | 1 |  |  | 0.97 | Solar Inverter |  | OUTDOOR
SRP13320 | TRINA SOLAR | TSM-250PA05A | 250 | 18 | 200 | 30 |  | Solar | FIXED | Roof
SRP13320 | POWER-ONE | PVI-3600-OUTD-US-F (208V) | 3600 | 1 |  |  | 0.97 | Solar Inverter |  | OUTDOOR
SRP13321 | TRINA SOLAR | TSM-245PA05 | 245 | 36 | 235 | 22 |  | Solar | FIXED | Roof
SRP13321 | ENPHASE ENERGY | M215-60-2LL-S2X | 215 | 36 |  |  | 0.97 | Solar Inverter |  | OUTDOOR
SRP13322 | SUNPOWER | SPR-315E-WHT-U | 327 | 14 | 180 | 0 |  | Solar | FIXED | Roof
SRP13322 | SUNPOWER | SPR-315E-WHT-U | 327 | 7 | 90 | 23 |  | Solar | FIXED | Roof
SRP13322 | SUNPOWER | SPR-315E-WHT-U | 327 | 24 | 180 | 23 |  | Solar | FIXED | Roof
SRP13322 | SUNPOWER | SPR-315E-WHT-U | 327 | 7 | 270 | 23 |  | Solar | FIXED | Roof
SRP13322 | SUNPOWER CORP (ORIGINAL MFR - PV POWERED LLC) | SPR-5200 | 7000 | 1 |  |  | 0.971 | Solar Inverter |  | INDOOR
SRP13322 | SUNPOWER CORP (ORIGINAL MFR - PV POWERED LLC) | SPR-5200 | 8000 | 1 |  |  | 0.965 | Solar Inverter |  | INDOOR
SRP13323 | SUNPOWER | SPR-315E-WHT-U | 327 | 7 | 131 | 37 |  | Solar | FIXED | Roof
SRP13323 | SUNPOWER | SPR-315E-WHT-U | 327 | 28 | 221 | 37 |  | Solar | FIXED | Roof
SRP13323 | SUNPOWER CORP (ORIGINAL MFR - PV POWERED LLC) | SPR-2500 | 10000 | 1 |  |  | 0.962 | Solar Inverter |  | INDOOR
SRP13325 | CANADIAN SOLAR | CS6P-245M | 245 | 21 | 232 | 22 |  | Solar | FIXED | Roof
SRP13325 | ENPHASE ENERGY | M215-60-2LL-S2X | 215 | 21 |  |  | 0.96 | Solar Inverter |  | OUTDOOR
SRP13326 | CHANGZHOU TRINA SOLAR ENERGY CO | TSM-185D | 240 | 4 | 134 | 28 |  | Solar | FIXED | Roof
SRP13326 | CHANGZHOU TRINA SOLAR ENERGY CO | TSM-185D | 240 | 6 | 132 | 34 |  | Solar | FIXED | Roof
SRP13326 | CHANGZHOU TRINA SOLAR ENERGY CO | TSM-185D | 240 | 14 | 222 | 34 |  | Solar | FIXED | Roof
SRP13326 | CHANGZHOU TRINA SOLAR ENERGY CO | TSM-185D | 240 | 6 | 132 | 40 |  | Solar | FIXED | Roof
SRP13326 | ENPHASE ENERGY | M175-24-208-S | 215 | 6 |  |  | 0.96 | Solar Inverter |  | INDOOR
SRP13326 | ENPHASE ENERGY | M175-24-208-S | 215 | 24 |  |  | 0.96 | Solar Inverter |  | INDOOR
SRP13327 | SOLARWORLD | SW185MONO | 255 | 7 | 116 | 27 |  | Solar | FIXED | Roof
SRP13327 | SOLARWORLD | SW185MONO | 255 | 12 | 221 | 27 |  | Solar | FIXED | Roof
SRP13327 | POWER-ONE | PVI-5000-OUTD-US (208 V) | 4200 | 1 |  |  | 0.97 | Solar Inverter |  | OUTDOOR
SRP13328 | SUNTECH POWER | STP190-18/UB-1 | 185 | 18 | 202.7 | 25 |  | Solar | FIXED | Roof
SRP13328 | SUNTECH POWER | STP190-18/UB-1 | 185 | 15 | 112.7 | 34 |  | Solar | FIXED | Roof
SRP13328 | PV POWERED | PVP2500 | 2500 | 1 |  |  | 0.945 | Solar Inverter |  | INDOOR
SRP13328 | PV POWERED | PVP3000 | 3000 | 1 |  |  | 0.935 | Solar Inverter |  | INDOOR
SRP13329 | KYOCERA SOLAR | KD210GX-LP | 250 | 20 | 208.3 | 15 |  | Solar | FIXED | Roof
SRP13329 | PV POWERED | PVP4800 | 4800 | 1 |  |  | 0.96 | Solar Inverter |  | INDOOR
SRP13330 | TRINA SOLAR | TSM-240PA05 | 240 | 10 | 170 | 12 |  | Solar | FIXED | Roof
SRP13330 | TRINA SOLAR | TSM-240PA05 | 240 | 8 | 260 | 26 |  | Solar | FIXED | Roof
SRP13330 | POWER-ONE | PVI-3.8-1-OUTD-X-US-Y (208 V) | 3800 | 1 |  |  | 0.965 | Solar Inverter |  | OUTDOOR
SRP13331 | CHANGZHOU TRINA SOLAR ENERGY CO | TSM-160D | 240 | 22 | 239 | 18 |  | Solar | FIXED | Roof
SRP13331 | PV POWERED | PVP4800 | 4800 | 1 |  |  | 0.96 | Solar Inverter |  | OUTDOOR
SRP13333 | MATRIX SOLAR/PHOTOWATT | PW1650-175 | 235 | 22 | 125 | 34 |  | Solar | FIXED | Roof
SRP13333 | POWER-ONE | PVI-5000-OUTD-US (240 V) | 5000 | 1 |  |  | 0.965 | Solar Inverter |  | OUTDOOR
SRP13334 | TRINA SOLAR | TSM-250PA05A | 250 | 9 | 193 | 12 |  | Solar | FIXED | Roof
SRP13334 | TRINA SOLAR | TSM-250PA05A | 250 | 5 | 193 | 39 |  | Solar | FIXED | Roof
SRP13334 | TRINA SOLAR | TSM-250PA05A.08 | 250 | 4 | 193 | 39 |  | Solar | FIXED | Roof
SRP13334 | SMA AMERICA | SB3000US (240V) | 3000 | 1 |  |  | 0.97 | Solar Inverter |  | OUTDOOR
SRP13334 | SMA AMERICA | SB3000US (240V) | 3000 | 1 |  |  | 0.97 | Solar Inverter |  | OUTDOOR
SRP13335 | SUNIVA | OPT260-60-4-100 | 260 | 27 | 222 | 40 |  | Solar | FIXED | Roof
SRP13335 | POWER-ONE | PVI-6000-OUTD-US (240 V) | 6000 | 1 |  |  | 0.965 | Solar Inverter |  | Inside
SRP13336 | SUNIVA | OPT260-60-4-100 | 260 | 22 | 168 | 19 |  | Solar | FIXED | Roof
SRP13336 | SMA AMERICA | SB5000US-11 (240V) | 5000 | 1 |  |  | 0.965 | Solar Inverter |  | Inside
SRP13337 | SUNTECH POWER | STP210S-18/UB-1 | 270 | 16 | 190 | 27 |  | Solar | FIXED | Roof
SRP13337 | SMA AMERICA | SB5000US | 5000 | 1 |  |  | 0.96 | Solar Inverter |  | OUTDOOR
SRP13338 | SHARP | ND-V230A1 | 240 | 11 | 125 | 15 |  | Solar | FIXED | Roof
SRP13338 | SHARP | ND-U230C1 | 240 | 4 | 213 | 20 |  | Solar | FIXED | Roof
SRP13338 | SHARP | ND-U230C1 | 240 | 2 | 213 | 35 |  | Solar | FIXED | Roof
SRP13338 | SHARP | ND-V230A1 | 240 | 8 | 305 | 35 |  | Solar | FIXED | Roof
SRP13338 | ENPHASE ENERGY | M175-24-208-S | 215 | 4 |  |  | 0.96 | Solar Inverter |  | OUTDOOR
SRP13338 | ENPHASE ENERGY | M175-24-208-S | 215 | 10 |  |  | 0.96 | Solar Inverter |  | OUTDOOR
SRP13338 | ENPHASE ENERGY | M175-24-208-S | 215 | 11 |  |  | 0.96 | Solar Inverter |  | OUTDOOR
SRP13339 | CHANGZHOU TRINA SOLAR ENERGY CO | TSM-160D | 235 | 39 | 165.5 | 26 |  | Solar | FIXED | Roof
SRP13339 | SMA AMERICA | SB7000US (277V) | 8000 | 1 |  |  | 0.965 | Solar Inverter |  | Inside
SRP13340 | SUNTECH POWER | STP150-24/AB-1 | 250 | 4 | 113.5 | 12 |  | Solar | FIXED | Roof
SRP13340 | SUNTECH POWER | STP150-24/AB-1 | 250 | 29 | 113.5 | 15 |  | Solar | FIXED | Roof
SRP13340 | SMA AMERICA | SB7000US (240V) | 7000 | 1 |  |  | 0.97 | Solar Inverter |  | INDOOR
SRP13341 | SUNIVA | OPT260-60-4-100 | 260 | 18 | 201 | 45 |  | Solar | FIXED | Roof
SRP13341 | POWER-ONE | PVI-4.2-OUTD-S-US (208 V) | 4200 | 1 |  |  | 0.96 | Solar Inverter |  | INDOOR
SRP13342 | MATRIX SOLAR/PHOTOWATT | PW1650-175 | 255 | 30 | 207.7 | 30 |  | Solar | FIXED | Roof
SRP13342 | SMA AMERICA | SB7000US (240V) | 7000 | 1 |  |  | 0.97 | Solar Inverter |  | OUTDOOR
SRP13343 | YINGLI ENERGY (CHINA) | YL240P-29B | 240 | 24 | 207 | 22 |  | Solar | FIXED | Roof
SRP13343 | SOLAREDGE TECHNOLOGIES | SE6000 (240V) W/ -ER-US OR A-US | 6000 | 1 |  |  | 0.975 | Solar Inverter |  | Inside
SRP13345 | CHANGZHOU TRINA SOLAR ENERGY CO | TSM-185D | 240 | 12 | 158 | 32 |  | Solar | FIXED | Roof
SRP13345 | CHANGZHOU TRINA SOLAR ENERGY CO | TSM-185D | 240 | 38 | 158 | 32 |  | Solar | FIXED | Roof
SRP13345 | ENPHASE ENERGY | M175-24-208-S | 215 | 12 |  |  | 0.96 | Solar Inverter |  | OUTDOOR
SRP13345 | ENPHASE ENERGY | M175-24-208-S | 215 | 38 |  |  | 0.96 | Solar Inverter |  | OUTDOOR
SRP13346 | CHANGZHOU TRINA SOLAR ENERGY CO | TSM-185D | 245 | 12 | 150 | 18 |  | Solar | FIXED | Roof
SRP13346 | CHANGZHOU TRINA SOLAR ENERGY CO | TSM-185D | 245 | 4 | 240 | 18 |  | Solar | FIXED | Roof
SRP13346 | CHANGZHOU TRINA SOLAR ENERGY CO | TSM-185D | 245 | 4 | 240 | 19 |  | Solar | FIXED | Roof
SRP13346 | POWER-ONE | PVI-3600-US (240V) | 4200 | 1 |  |  | 0.968 | Solar Inverter |  | INDOOR
SRP13348 | TRINA SOLAR | TSM-240PA05 | 240 | 16 | 92 | 30 |  | Solar | FIXED | Roof
SRP13348 | SOLAREDGE TECHNOLOGIES | SE3800 (240V) W/ -ER-US OR A-US | 3800 | 1 |  |  | 0.975 | Solar Inverter |  | OUTDOOR
SRP13349 | YINGLI ENERGY (CHINA) | YL240P-29B | 240 | 14 | 123 | 40 |  | Solar | FIXED | Roof
SRP13349 | YINGLI ENERGY (CHINA) | YL240P-29B | 240 | 14 | 303 | 40 |  | Solar | FIXED | Roof
SRP13349 | SMA AMERICA | SB5000US (240V) | 5000 | 1 |  |  | 0.955 | Solar Inverter |  | Inside
SRP13350 | SUNIVA | OPT260-60-4-100 | 260 | 12 | 126 | 18 |  | Solar | FIXED | Roof
SRP13350 | SMA AMERICA | SB3800U (240V) | 3800 | 1 |  |  | 0.96 | Solar Inverter |  | OUTDOOR
SRP13351 | SUNPOWER | PL-AP-120L | 327 | 12 | 214 | 38 |  | Solar | FIXED | Roof
SRP13351 | SUNPOWER | PL-AP-120L | 327 | 12 | 124 | 45 |  | Solar | FIXED | Roof
SRP13351 | SUNPOWER CORP (ORIGINAL MFR - PV POWERED LLC) | SPR-5200 | 7000 | 1 |  |  | 0.968 | Solar Inverter |  | OUTDOOR
SRP13352 | TRINA SOLAR | TSM-240PA05.08 | 240 | 6 | 88 | 21 |  | Solar | FIXED | Roof
SRP13352 | TRINA SOLAR | TSM-240PD05.10 | 240 | 10 | 88 | 26 |  | Solar | FIXED | Roof
SRP13352 | TRINA SOLAR | TSM-240DA05 | 240 | 20 | 178 | 30 |  | Solar | FIXED | Roof
SRP13352 | POWER-ONE | PVI-3.6-OUTD-S-US (240 V) | 3600 | 1 |  |  | 0.96 | Solar Inverter |  | OUTDOOR
SRP13352 | POWER-ONE | PVI-4.2-OUTD-S-US (240 V) | 4200 | 1 |  |  | 0.96 | Solar Inverter |  | OUTDOOR
SRP13353 | YINGLI ENERGY (CHINA) | YL240P-29B | 240 | 11 | 163 | 24 |  | Solar | FIXED | Roof
SRP13353 | YINGLI ENERGY (CHINA) | YL240P-29B | 240 | 22 | 252 | 24 |  | Solar | FIXED | Roof
SRP13353 | SMA AMERICA | SB7000US (240V) | 7000 | 1 |  |  | 0.96 | Solar Inverter |  | Inside
SRP13354 | YINGLI ENERGY (CHINA) | YL240P-29B | 240 | 11 | 245 | 16 |  | Solar | FIXED | Roof
SRP13354 | YINGLI ENERGY (CHINA) | YL240P-29B | 240 | 8 | 55 | 22 |  | Solar | FIXED | Roof
SRP13354 | YINGLI ENERGY (CHINA) | YL240P-29B | 240 | 6 | 245 | 30 |  | Solar | FIXED | Roof
SRP13354 | SOLAREDGE TECHNOLOGIES | SE6000 (208V) W/ -ER-US OR A-US | 6000 | 1 |  |  | 0.975 | Solar Inverter |  | Inside
SRP13355 | CHANGZHOU TRINA SOLAR ENERGY CO | TSM-160D | 235 | 8 | 194.6 | 20 |  | Solar | FIXED | Roof
SRP13355 | CHANGZHOU TRINA SOLAR ENERGY CO | TSM-160D | 235 | 6 | 104.6 | 30 |  | Solar | FIXED | Roof
SRP13355 | CHANGZHOU TRINA SOLAR ENERGY CO | TSM-160D | 235 | 18 | 194.6 | 32 |  | Solar | FIXED | Roof
SRP13355 | PV POWERED | PVP2000 | 2000 | 1 |  |  | 0.92 | Solar Inverter |  | INDOOR
SRP13355 | PV POWERED | PVP2000 | 2000 | 1 |  |  | 0.92 | Solar Inverter |  | INDOOR
SRP13355 | PV POWERED | PVP3500 | 3500 | 1 |  |  | 0.955 | Solar Inverter |  | INDOOR
SRP13356 | SUNTECH POWER | STP150-24/AB-1 | 250 | 20 | 191 | 20 |  | Solar | FIXED | Roof
SRP13356 | PV POWERED | PVP4800 | 4800 | 1 |  |  | 0.96 | Solar Inverter |  | OUTDOOR
SRP13357 | YINGLI ENERGY (CHINA) | YL240P-29B | 240 | 33 | 197 | 32 |  | Solar | FIXED | Roof
SRP13357 | SMA AMERICA | SB7000US-12 (240V) | 7000 | 1 |  |  | 0.96 | Solar Inverter |  | Inside
SRP13358 | SUNTECH POWER | STP160-24/AB-1 | 250 | 17 | 172.1 | 20 |  | Solar | FIXED | Roof
SRP13358 | PV POWERED | PVP2000 | 2000 | 1 |  |  | 0.92 | Solar Inverter |  | OUTDOOR
SRP13358 | PV POWERED | PVP2500 | 2500 | 1 |  |  | 0.945 | Solar Inverter |  | OUTDOOR
SRP13359 | YINGLI ENERGY (CHINA) | YL240P-29B | 240 | 18 | 152 | 32 |  | Solar | FIXED | Roof
SRP13359 | SOLAREDGE TECHNOLOGIES | SE3800 (240V) W/ -ER-US OR A-US | 3800 | 1 |  |  | 0.975 | Solar Inverter |  | OUTDOOR
SRP13360 | TRINA SOLAR | TSM-240PA05 | 240 | 11 | 137 | 22 |  | Solar | FIXED | Roof
SRP13360 | FRONIUS USA | IG 2000 NEG | 2000 | 1 |  |  | 0.935 | Solar Inverter |  | Inside
SRP13361 | SUNTECH POWER | STP190S-18/UB-1 | 180 | 25 | 198 | 35 |  | Solar | FIXED | Roof
SRP13361 | SUNTECH POWER | STP210S-18/UB-1 | 285 | 30 | 198 | 0 |  | Solar | FIXED | Roof
SRP13361 | SMA AMERICA | SB3000US (240V) | 3000 | 1 |  |  | 0.968 | Solar Inverter |  | OUTDOOR
SRP13361 | SMA AMERICA | SB4000US (240V) | 4000 | 1 |  |  | 0.968 | Solar Inverter |  | OUTDOOR
SRP13361 | SMA AMERICA | SB6000US (240V) | 6000 | 1 |  |  | 0.97 | Solar Inverter |  | OUTDOOR
SRP13362 | SUNTECH POWER | STP150-24/AB-1 | 250 | 34 | 210 | 32 |  | Solar | FIXED | Roof
SRP13362 | PV POWERED | PVP3000 | 3000 | 1 |  |  | 0.935 | Solar Inverter |  | OUTDOOR
SRP13362 | PV POWERED | PVP4800 | 4800 | 1 |  |  | 0.96 | Solar Inverter |  | OUTDOOR
SRP13363 | SUNTECH POWER | STP150S-24/AB-1 | 250 | 48 | 199.5 | 35 |  | Solar | FIXED | Roof
SRP13363 | PV POWERED | PVP4800 | 4800 | 2 |  |  | 0.96 | Solar Inverter |  | OUTDOOR
SRP13364 | SUNTECH POWER | STP150-24/AB-1 | 250 | 20 | 132.9 | 35 |  | Solar | FIXED | Roof
SRP13364 | PV POWERED | PVP4800 | 4800 | 1 |  |  | 0.96 | Solar Inverter |  | INDOOR
SRP13365 | TRINA SOLAR | TSM-250PA05 | 250 | 18 | 191 | 26 |  | Solar | FIXED | Roof
SRP13365 | SMA AMERICA | SB3000US-12 (240V) | 3000 | 2 |  |  | 0.97 | Solar Inverter |  | OUTDOOR
SRP13366 | ET SOLAR INDUSTRY | ET-P654180 | 240 | 24 | 166 | 40 |  | Solar | FIXED | Roof
SRP13366 | ET SOLAR INDUSTRY | ET-P654180 | 240 | 20 | 76 | 45 |  | Solar | FIXED | Roof
SRP13366 | ET SOLAR INDUSTRY | ET-P654180 | 240 | 10 | 256 | 45 |  | Solar | FIXED | Roof
SRP13366 | ENPHASE ENERGY | M175-24-208-S | 215 | 54 |  |  | 0.96 | Solar Inverter |  | OUTDOOR
SRP13369 | BAODING YINGLI NEW ENERGY RESOURCES CO | 110(17)P1447X663 | 240 | 144 | 202 | 5 |  | Solar | FIXED | Roof
SRP13369 | FRONIUS USA |  | 10000 | 2 |  |  | 0.97 | Solar Inverter |  | INDOOR
SRP13369 | FRONIUS USA |  | 11400 | 1 |  |  | 0.97 | Solar Inverter |  | INDOOR
SRP13370 | SUNTECH POWER | STP150-24/AB-1 | 250 | 49 | 137 | 35 |  | Solar | FIXED | Roof
SRP13370 | PV POWERED | PVP2500 | 2500 | 1 |  |  | 0.945 | Solar Inverter |  | INDOOR
SRP13370 | PV POWERED | PVP3000 | 3000 | 1 |  |  | 0.935 | Solar Inverter |  | INDOOR
SRP13370 | PV POWERED | PVP4800 | 4800 | 1 |  |  | 0.96 | Solar Inverter |  | INDOOR
SRP13371 | SUNTECH POWER | STP150-24/AB-1 | 250 | 9 | 157.8 | 35 |  | Solar | FIXED | Roof
SRP13371 | SUNTECH POWER | STP150-24/AB-1 | 250 | 10 | 247.8 | 35 |  | Solar | FIXED | Roof
SRP13371 | SMA AMERICA | SB3000US (208V) | 3000 | 1 |  |  | 0.96 | Solar Inverter |  | INDOOR
SRP13371 | SMA AMERICA | SB3000US (208V) | 3000 | 1 |  |  | 0.96 | Solar Inverter |  | INDOOR
SRP13372 | TRINA SOLAR | TSM-245PA05 | 245 | 46 | 229 | 30 |  | Solar | FIXED | Roof
SRP13372 | SMA AMERICA | SB5000US (240V) | 5000 | 1 |  |  | 0.96 | Solar Inverter |  | INDOOR
SRP13372 | SMA AMERICA | SB6000TL-US (240V) | 6000 | 1 |  |  | 0.97 | Solar Inverter |  | INDOOR
SRP13374 | SUNTECH POWER | STP150-24/AB-1 | 250 | 29 | 181.7 | 25 |  | Solar | FIXED | Roof
SRP13374 | PV POWERED | PVP2500 | 2500 | 1 |  |  | 0.945 | Solar Inverter |  | INDOOR
SRP13374 | PV POWERED | PVP4800 | 4800 | 1 |  |  | 0.96 | Solar Inverter |  | INDOOR
SRP13375 | SUNTECH POWER | STP150-24/AB-1 | 250 | 22 | 131.5 | 25 |  | Solar | FIXED | Roof
SRP13375 | SUNTECH POWER | STP150-24/AB-1 | 250 | 14 | 221.5 | 33 |  | Solar | FIXED | Roof
SRP13375 | PV POWERED | PVP3000 | 3000 | 1 |  |  | 0.935 | Solar Inverter |  | INDOOR
SRP13375 | PV POWERED | PVP4800 | 4800 | 1 |  |  | 0.96 | Solar Inverter |  | INDOOR
SRP13376 | SUNPOWER | SPR-230-WHT-U | 245 | 26 | 234 | 31 |  | Solar | FIXED | Roof
SRP13376 | SUNPOWER | SPR-245NE-WHT-D | 245 | 14 | 144 | 40 |  | Solar | FIXED | Roof
SRP13376 | SUNPOWER | SPR-245NE-WHT-D | 245 | 4 | 234 | 40 |  | Solar | FIXED | Roof
SRP13376 | SUNPOWER CORP (ORIGINAL MFRSMA) | SPR-3000M (240V) | 3000 | 1 |  |  | 0.97 | Solar Inverter |  | OUTDOOR
SRP13376 | SUNPOWER CORP (ORIGINAL MFRSMA) | SPR-7000M (240V) | 7000 | 1 |  |  | 0.97 | Solar Inverter |  | OUTDOOR
SRP13377 | CANADIAN SOLAR | CS6P-230 | 235 | 8 | 156 | 24 |  | Solar | FIXED | Roof
SRP13377 | CANADIAN SOLAR | CS6P-230 | 235 | 8 | 246 | 24 |  | Solar | FIXED | Roof
SRP13377 | ENPHASE ENERGY | M175-24-208-S | 215 | 16 |  |  | 0.96 | Solar Inverter |  | OUTDOOR
SRP13378 | CHANGZHOU TRINA SOLAR ENERGY CO | TSM-160D | 235 | 24 | 189.1 | 30 |  | Solar | FIXED | Roof
SRP13378 | PV POWERED | PVP4800 | 4800 | 1 |  |  | 0.96 | Solar Inverter |  | INDOOR
SRP13383 | LG ELECTRONICS SOLAR CELL DIVISION | LG260S1C-G2 | 260 | 33 | 100 | 27 |  | Solar | FIXED | Roof
SRP13383 | LG ELECTRONICS SOLAR CELL DIVISION | LG260S1C-G2 | 260 | 10 | 280 | 27 |  | Solar | FIXED | Roof
SRP13383 | ENPHASE ENERGY | M215-60-2LL-S2X | 215 | 43 |  |  | 0.968 | Solar Inverter |  | OUTDOOR
SRP13384 | CONERGY AG | S 175MU | 240 | 24 | 132 | 28 |  | Solar | FIXED | Roof
SRP13384 | SMA AMERICA | SB5000US (240V) | 5000 | 1 |  |  | 0.96 | Solar Inverter |  | INDOOR
SRP13385 | SOLARWORLD | SW250 MONO | 250 | 8 | 207 | 20 |  | Solar | FIXED | Roof
SRP13385 | SMA AMERICA | SB3000US (240V) | 3000 | 1 |  |  | 0.96 | Solar Inverter |  | Outside
SRP13386 | MATRIX SOLAR/PHOTOWATT | PW1000-100 | 250 | 20 | 171 | 25 |  | Solar | FIXED | Roof
SRP13386 | MATRIX SOLAR/PHOTOWATT | PW1000-100 | 250 | 8 | 261 | 25 |  | Solar | FIXED | Roof
SRP13386 | ENPHASE ENERGY | M175-24-208-S | 215 | 28 |  |  | 0.96 | Solar Inverter |  | OUTDOOR
SRP13387 | CANADIAN SOLAR | CS6P-230 | 245 | 41 | 151 | 30 |  | Solar | FIXED | Roof
SRP13387 | ENPHASE ENERGY | M175-24-208-S | 215 | 41 |  |  | 0.96 | Solar Inverter |  | OUTDOOR
SRP13388 | CHANGZHOU TRINA SOLAR ENERGY CO | TSM-160D | 245 | 19 | 100 | 33 |  | Solar | FIXED | Roof
SRP13388 | CHANGZHOU TRINA SOLAR ENERGY CO | TSM-160D | 245 | 5 | 190 | 39 |  | Solar | FIXED | Roof
SRP13388 | CHANGZHOU TRINA SOLAR ENERGY CO | TSM-160D | 245 | 8 | 190 | 42 |  | Solar | FIXED | Roof
SRP13388 | POWER-ONE | PVI-3000-I-OUTD-US | 3000 | 1 |  |  | 0.968 | Solar Inverter |  | INDOOR
SRP13388 | POWER-ONE | PVI-3600-OUTD-US-F (240V) | 3600 | 1 |  |  | 0.968 | Solar Inverter |  | INDOOR
SRP13389 | SILIKEN MANUFACTURING USA | SLK60P6L 212 WP | 250 | 12 | 111 | 30 |  | Solar | FIXED | Roof
SRP13389 | SILIKEN MANUFACTURING USA | SLK60P6L 212 WP | 250 | 8 | 201 | 30 |  | Solar | FIXED | Roof
SRP13389 | SILIKEN MANUFACTURING USA | SLK60P6L 212 WP | 250 | 9 | 201 | 30 |  | Solar | FIXED | Roof
SRP13389 | SILIKEN MANUFACTURING USA | SLK60P6L 212 WP | 250 | 26 | 201 | 30 |  | Solar | FIXED | Roof
SRP13389 | ENPHASE ENERGY | M175-24-208-S | 215 | 8 |  |  | 0.96 | Solar Inverter |  | OUTDOOR
SRP13389 | ENPHASE ENERGY | M175-24-208-S | 215 | 9 |  |  | 0.96 | Solar Inverter |  | OUTDOOR
SRP13389 | ENPHASE ENERGY | M175-24-208-S | 215 | 12 |  |  | 0.96 | Solar Inverter |  | OUTDOOR
SRP13389 | ENPHASE ENERGY | M175-24-208-S | 215 | 26 |  |  | 0.96 | Solar Inverter |  | OUTDOOR
SRP13390 | ET SOLAR INDUSTRY | ET-A-M660240B | 240 | 13 | 66 | 17 |  | Solar | FIXED | Roof
SRP13390 | ET SOLAR INDUSTRY | ET-A-M660240B | 240 | 13 | 156 | 17 |  | Solar | FIXED | Roof
SRP13390 | ET SOLAR INDUSTRY | ET-A-M660240B | 240 | 13 | 246 | 17 |  | Solar | FIXED | Roof
SRP13390 | SCHNEIDER | CONEXT TX 2800 NA (240V) | 2800 | 1 |  |  | 0.945 | Solar Inverter |  | OUTDOOR
SRP13390 | SCHNEIDER | CONEXT TX 2800 NA (240V) | 2800 | 1 |  |  | 0.945 | Solar Inverter |  | OUTDOOR
SRP13390 | SCHNEIDER | CONEXT TX 2800 NA (240V) | 2800 | 1 |  |  | 0.945 | Solar Inverter |  | OUTDOOR
SRP13391 | MATRIX SOLAR/PHOTOWATT | PW1650-175 | 255 | 16 | 168 | 14 |  | Solar | FIXED | Roof
SRP13391 | POWER-ONE | PVI-3600-OUTD-US-F (240V) | 3600 | 1 |  |  | 0.96 | Solar Inverter |  | OUTDOOR
SRP13392 | MATRIX SOLAR/PHOTOWATT | PW1650-175 | 255 | 23 | 185 | 34 |  | Solar | FIXED | Roof
SRP13392 | POWER-ONE | PVI-5000-OUTD-US (240 V) | 5000 | 1 |  |  | 0.96 | Solar Inverter |  | Inside
SRP13393 | CHANGZHOU TRINA SOLAR ENERGY CO | TSM-160D | 250 | 15 | 180 | 28 |  | Solar | FIXED | Roof
SRP13393 | POWER-ONE | PVI-3000-I-OUTD-US | 3000 | 1 |  |  | 0.96 | Solar Inverter |  | OUTDOOR
SRP13394 | CHANGZHOU TRINA SOLAR ENERGY CO | TSM-160D | 250 | 12 | 121 | 12 |  | Solar | FIXED | Roof
SRP13394 | CHANGZHOU TRINA SOLAR ENERGY CO | TSM-160D | 250 | 13 | 120 | 38 |  | Solar | FIXED | Roof
SRP13394 | POWER-ONE | PVI-5000-OUTD-US (240 V) | 5000 | 1 |  |  | 0.96 | Solar Inverter |  | OUTDOOR
SRP13395 | MATRIX SOLAR/PHOTOWATT | PW1650-175 | 245 | 24 | 110 | 20 |  | Solar | FIXED | Roof
SRP13395 | MATRIX SOLAR/PHOTOWATT | PW1650-175 | 245 | 12 | 195 | 20 |  | Solar | FIXED | Roof
SRP13395 | SMA AMERICA | SB7000US (240V) | 7000 | 1 |  |  | 0.96 | Solar Inverter |  | OUTDOOR
SRP13396 | MATRIX SOLAR/PHOTOWATT | PW1650-175 | 255 | 20 | 192 | 30 |  | Solar | FIXED | Roof
SRP13396 | POWER-ONE | PVI-5000-OUTD-US (208 V) | 4200 | 1 |  |  | 0.96 | Solar Inverter |  | OUTDOOR
SRP13397 | CHANGZHOU TRINA SOLAR ENERGY CO | TSM-160D | 250 | 16 | 180 | 10 |  | Solar | FIXED | Roof
SRP13397 | POWER-ONE | PVI-3600-OUTD-US-F (240V) | 3600 | 1 |  |  | 0.97 | Solar Inverter |  | OUTDOOR
SRP13398 | CHANGZHOU TRINA SOLAR ENERGY CO | TSM-160D | 250 | 9 | 126 | 22 |  | Solar | FIXED | Roof
SRP13398 | CHANGZHOU TRINA SOLAR ENERGY CO | TSM-160D | 250 | 8 | 216 | 32 |  | Solar | FIXED | Roof
SRP13398 | POWER-ONE | PVI-3600-OUTD-US-F (240V) | 3600 | 1 |  |  | 0.96 | Solar Inverter |  | OUTDOOR
SRP13399 | SUNPOWER | T5-SPR-327 | 327 | 6 | 98 | 20 |  | Solar | FIXED | Roof
SRP13399 | SUNPOWER | T5-SPR-327 | 327 | 24 | 188 | 24 |  | Solar | FIXED | Roof
SRP13399 | SUNPOWER CORP (ORIGINAL MFRSMA) | SPR-7000M (277V) | 9995 | 1 |  |  | 0.962 | Solar Inverter |  | INDOOR
SRP13400 | SUNTECH POWER | STP150-24/AB-1 | 205 | 50 | 118.1 | 25 |  | Solar | FIXED | Roof
SRP13400 | SMA AMERICA | SB4000US (240V) | 4000 | 1 |  |  | 0.96 | Solar Inverter |  | OUTDOOR
SRP13400 | SMA AMERICA | SB5000US (240V) | 5000 | 1 |  |  | 0.96 | Solar Inverter |  | OUTDOOR
SRP13401 | CANADIAN SOLAR | CS6P-230 | 235 | 15 | 170 | 38 |  | Solar | FIXED | Roof
SRP13401 | ENPHASE ENERGY | M175-24-208-S | 215 | 15 |  |  | 0.96 | Solar Inverter |  | OUTDOOR
SRP13402 | MATRIX SOLAR/PHOTOWATT | PW1650-175 | 250 | 14 | 176.4 | 34 |  | Solar | FIXED | Roof
SRP13402 | PV POWERED | PVP3000 | 3000 | 1 |  |  | 0.935 | Solar Inverter |  | Outside
SRP13404 | KYOCERA SOLAR | KC120-1 | 215 | 38 | 186 | 26 |  | Solar | FIXED | Roof
SRP13404 | SMA AMERICA | SB3000US (240V) | 3000 | 1 |  |  | 0.965 | Solar Inverter |  | Outside
SRP13404 | SMA AMERICA | SB5000US (240V) | 5000 | 1 |  |  | 0.968 | Solar Inverter |  | Outside
SRP13405 | LG ELECTRONICS SOLAR CELL DIVISION | LG260S1C-G3 | 260 | 4 | 130 | 11 |  | Solar | FIXED | Roof
SRP13405 | LG ELECTRONICS SOLAR CELL DIVISION | LG260S1C-G2 | 260 | 28 | 130 | 20 |  | Solar | FIXED | Roof
SRP13405 | LG ELECTRONICS SOLAR CELL DIVISION | LG260S1C-G3 | 260 | 12 | 130 | 20 |  | Solar | FIXED | Roof
SRP13405 | ENPHASE ENERGY | M215-60-2LL-S2X | 215 | 44 |  |  | 0.96 | Solar Inverter |  | OUTDOOR
SRP13407 | TRINA SOLAR | TSM-250PA05 | 250 | 20 | 211 | 34 |  | Solar | FIXED | Roof
SRP13407 | POWER-ONE | PVI-4.2-OUTD-S-US (240 V) | 4200 | 1 |  |  | 0.97 | Solar Inverter |  | OUTDOOR
SRP13408 | MATRIX SOLAR/PHOTOWATT | PW1000-100 | 255 | 19 | 139 | 17 |  | Solar | FIXED | Roof
SRP13408 | POWER-ONE | PVI-3600-US (208V) | 4200 | 1 |  |  | 0.97 | Solar Inverter |  | OUTDOOR
SRP13409 | SUNTECH POWER | STP210S-18/UB-1 | 250 | 36 | 94 | 20 |  | Solar | FIXED | Roof
SRP13409 | PV POWERED | PVP2500 | 2500 | 1 |  |  | 0.945 | Solar Inverter |  | INDOOR
SRP13409 | PV POWERED | PVP4800 | 4800 | 1 |  |  | 0.96 | Solar Inverter |  | INDOOR
SRP13412 | SUNTECH POWER | STP150-24/AB-1 | 250 | 8 | 170 | 10 |  | Solar | FIXED | Roof
SRP13412 | SUNTECH POWER | STP150-24/AB-1 | 250 | 20 | 170 | 25 |  | Solar | FIXED | Roof
SRP13412 | PV POWERED | PVP2000 | 2000 | 1 |  |  | 0.92 | Solar Inverter |  | INDOOR
SRP13412 | PV POWERED | PVP4800 | 4800 | 1 |  |  | 0.96 | Solar Inverter |  | INDOOR
SRP13413 | CANADIAN SOLAR | CS6P-230 | 235 | 16 | 115 | 37 |  | Solar | FIXED | Roof
SRP13413 | ENPHASE ENERGY | M175-24-208-S | 215 | 16 |  |  | 0.96 | Solar Inverter |  | OUTDOOR
SRP13415 | SILIKEN MANUFACTURING USA | SLK60P6L 212 WP | 245 | 86 | 173 | 10 |  | Solar | FIXED | Roof
SRP13415 | ENPHASE ENERGY | M175-24-208-S | 215 | 86 |  |  | 0.96 | Solar Inverter |  | OUTDOOR
SRP13416 | CANADIAN SOLAR | CS6P-230 | 235 | 9 | 242 | 22 |  | Solar | FIXED | Roof
SRP13416 | CANADIAN SOLAR | CS6P-230 | 235 | 12 | 242 | 22 |  | Solar | FIXED | Roof
SRP13416 | ENPHASE ENERGY | M175-24-208-S | 215 | 9 |  |  | 0.96 | Solar Inverter |  | OUTDOOR
SRP13416 | ENPHASE ENERGY | M175-24-208-S | 215 | 12 |  |  | 0.96 | Solar Inverter |  | OUTDOOR
SRP13417 | SUNTECH POWER | STP150-24/AB-1 | 250 | 20 | 206.5 | 25 |  | Solar | FIXED | Roof
SRP13417 | PV POWERED | PVP4800 | 4800 | 1 |  |  | 0.96 | Solar Inverter |  | OUTDOOR
SRP13418 | SUNTECH POWER | STP150-24/AB-1 | 250 | 16 | 91.2 | 30 |  | Solar | FIXED | Roof
SRP13418 | SUNTECH POWER | STP150-24/AB-1 | 250 | 20 | 181.2 | 30 |  | Solar | FIXED | Roof
SRP13418 | PV POWERED | PVP3500 | 3500 | 1 |  |  | 0.955 | Solar Inverter |  | OUTDOOR
SRP13418 | PV POWERED | PVP4800 | 4800 | 1 |  |  | 0.96 | Solar Inverter |  | OUTDOOR
SRP13419 | SUNTECH POWER | STP150-24/AB-1 | 250 | 14 | 262.2 | 18 |  | Solar | FIXED | Roof
SRP13419 | SUNTECH POWER | STP150-24/AB-1 | 250 | 9 | 172.2 | 19 |  | Solar | FIXED | Roof
SRP13419 | PV POWERED | PVP2500 | 2500 | 1 |  |  | 0.945 | Solar Inverter |  | INDOOR
SRP13419 | PV POWERED | PVP3000 | 3000 | 1 |  |  | 0.935 | Solar Inverter |  | INDOOR
SRP13420 | SUNTECH POWER | STP150-24/AB-1 | 250 | 30 | 187.7 | 25 |  | Solar | FIXED | Roof
SRP13420 | SUNTECH POWER | STP150-24/AB-1 | 250 | 8 | 97.7 | 32 |  | Solar | FIXED | Roof
SRP13420 | PV POWERED | PVP2000 | 2000 | 1 |  |  | 0.92 | Solar Inverter |  | OUTDOOR
SRP13420 | PV POWERED | PVP3000 | 3000 | 1 |  |  | 0.935 | Solar Inverter |  | OUTDOOR
SRP13420 | PV POWERED | PVP3500 | 3500 | 1 |  |  | 0.955 | Solar Inverter |  | OUTDOOR
SRP13421 | CANADIAN SOLAR | CS6P-235PX | 235 | 17 | 109 | 16 |  | Solar | FIXED | Roof
SRP13421 | CANADIAN SOLAR | CS6P-235PX | 235 | 6 | 109 | 38 |  | Solar | FIXED | Roof
SRP13421 | ENPHASE ENERGY | M215-60-2LL-S2X-IG | 215 | 23 |  |  | 0.96 | Solar Inverter |  | OUTDOOR
SRP13422 | SUNTECH POWER | STP150-24/AB-1 | 250 | 24 | 225 | 26 |  | Solar | FIXED | Roof
SRP13422 | PV POWERED | PVP4800 | 4800 | 1 |  |  | 0.96 | Solar Inverter |  | OUTDOOR
SRP13423 | CANADIAN SOLAR | CS6P-230 | 235 | 16 | 115 | 20 |  | Solar | FIXED | Roof
SRP13423 | CANADIAN SOLAR | CS6P-230 | 235 | 5 | 294 | 20 |  | Solar | FIXED | Roof
SRP13423 | ENPHASE ENERGY | M175-24-208-S | 215 | 21 |  |  | 0.96 | Solar Inverter |  | OUTDOOR
SRP13424 | SUNTECH POWER | STP250-20/WDB | 250 | 42 | 262 | 25 |  | Solar | FIXED | Roof
SRP13424 | ENPHASE ENERGY | M215-60-2LL-S2X | 215 | 42 |  |  | 0.96 | Solar Inverter |  | Outside
SRP13425 | CHANGZHOU TRINA SOLAR ENERGY CO | TSM-185D | 240 | 32 | 178 | 35 |  | Solar | FIXED | Roof
SRP13425 | PV POWERED | PVP3500 | 3500 | 2 |  |  | 0.955 | Solar Inverter |  | OUTDOOR
SRP13426 | SUNTECH POWER | STP210S-18/UB-1 | 250 | 24 | 83.5 | 20 |  | Solar | FIXED | Roof
SRP13426 | SUNTECH POWER | STP210S-18/UB-1 | 250 | 14 | 173.5 | 20 |  | Solar | FIXED | Roof
SRP13426 | PV POWERED | PVP3000 | 3000 | 1 |  |  | 0.935 | Solar Inverter |  | OUTDOOR
SRP13426 | PV POWERED | PVP4800 | 4800 | 1 |  |  | 0.96 | Solar Inverter |  | OUTDOOR
SRP13429 | SUNTECH POWER | STP200UB | 250 | 11 | 175.9 | 40 |  | Solar | FIXED | Roof
SRP13429 | SUNTECH POWER | STP200UB | 250 | 36 | 265.9 | 40 |  | Solar | FIXED | Roof
SRP13429 | PV POWERED | PVP2500 | 2500 | 1 |  |  | 0.945 | Solar Inverter |  | INDOOR
SRP13429 | PV POWERED | PVP4800 | 4800 | 2 |  |  | 0.96 | Solar Inverter |  | INDOOR
SRP13430 | AUXIN SOLAR | AXN-95W/12V | 240 | 16 | 206 | 25 |  | Solar | FIXED | Roof
SRP13430 | ENPHASE ENERGY | M175-24-208-S | 240 | 16 |  |  | 0.963 | Solar Inverter |  | OUTDOOR
SRP13431 | ISOFOTON | I-100/12 | 245 | 6 | 105 | 45 |  | Solar | FIXED | Roof
SRP13431 | ISOFOTON | I-100/12 | 245 | 23 | 195 | 45 |  | Solar | FIXED | Roof
SRP13431 | POWER-ONE | PVI-3000-I-OUTD-US-F (240V) | 3000 | 1 |  |  | 0.96 | Solar Inverter |  | Inside
SRP13431 | POWER-ONE | PVI-3600-OUTD-US-F (240V) | 3600 | 1 |  |  | 0.96 | Solar Inverter |  | Inside
SRP13433 | SUNTECH POWER | STP200UB | 250 | 50 | 219.5 | 35 |  | Solar | FIXED | Roof
SRP13433 | SMA AMERICA | SB6000U (208V) | 6000 | 1 |  |  | 0.97 | Solar Inverter |  | INDOOR
SRP13433 | SMA AMERICA | SB6000US (277V) | 6000 | 1 |  |  | 0.97 | Solar Inverter |  | INDOOR
SRP13434 | CANADIAN SOLAR | CS4C-100 | 235 | 7 | 94 | 20 |  | Solar | FIXED | Roof
SRP13434 | CANADIAN SOLAR | CS4C-100 | 235 | 8 | 274 | 20 |  | Solar | FIXED | Roof
SRP13434 | CANADIAN SOLAR | CS4C-100 | 235 | 19 | 274 | 20 |  | Solar | FIXED | Roof
SRP13434 | ENPHASE ENERGY | M175-24-208-S | 215 | 17 |  |  | 0.96 | Solar Inverter |  | OUTDOOR
SRP13434 | ENPHASE ENERGY | M175-24-208-S | 215 | 17 |  |  | 0.96 | Solar Inverter |  | OUTDOOR
SRP13435 | REC SCANMODULE | SCM230 | 245 | 12 | 201 | 20 |  | Solar | FIXED | Roof
SRP13435 | REC SCANMODULE | SCM230 | 245 | 24 | 111 | 30 |  | Solar | FIXED | Roof
SRP13435 | SMA AMERICA | SB7000US (240V) | 7000 | 1 |  |  | 0.96 | Solar Inverter |  | INDOOR
SRP13437 | CANADIAN SOLAR | CS4C-100 | 235 | 24 | 84 | 14 |  | Solar | FIXED | Roof
SRP13437 | CANADIAN SOLAR | CS4C-100 | 235 | 16 | 264 | 14 |  | Solar | FIXED | Roof
SRP13437 | ENPHASE ENERGY | M175-24-208-S | 215 | 10 |  |  | 0.96 | Solar Inverter |  | OUTDOOR
SRP13437 | ENPHASE ENERGY | M175-24-208-S | 215 | 14 |  |  | 0.96 | Solar Inverter |  | OUTDOOR
SRP13437 | ENPHASE ENERGY | M175-24-208-S | 215 | 16 |  |  | 0.96 | Solar Inverter |  | OUTDOOR
SRP13438 | CHANGZHOU TRINA SOLAR ENERGY CO | TSM-185D | 235 | 20 | 206.5 | 30 |  | Solar | FIXED | Roof
SRP13438 | PV POWERED | PVP4800 | 4800 | 1 |  |  | 0.96 | Solar Inverter |  | INDOOR
SRP13439 | CANADIAN SOLAR | CS6P-235PX | 235 | 15 | 143 | 30 |  | Solar | FIXED | Roof
SRP13439 | CANADIAN SOLAR | CS6P-235PX | 235 | 2 | 233 | 36 |  | Solar | FIXED | Roof
SRP13439 | CANADIAN SOLAR | CS6P-235PX | 235 | 2 | 233 | 36 |  | Solar | FIXED | Roof
SRP13439 | ENPHASE ENERGY | M215-60-2LL-S2X | 215 | 19 |  |  | 0.96 | Solar Inverter |  | OUTDOOR
SRP13441 | CHANGZHOU TRINA SOLAR ENERGY CO | TSM-185D | 240 | 18 | 198.1 | 15 |  | Solar | FIXED | Roof
SRP13441 | PV POWERED | PVP4600 | 4600 | 1 |  |  | 0.955 | Solar Inverter |  | Outside
SRP13442 | SUNPOWER | SPR-327NE-WHT-D | 327 | 16 | 250 | 32 |  | Solar | FIXED | Roof
SRP13442 | SUNPOWER CORP (ORIGINAL MFRSMA) | SPR-6000M (240V) | 6000 | 1 |  |  | 0.97 | Solar Inverter |  | Outside
SRP13444 | SUNTECH POWER | STP210-18/UB-1 | 250 | 30 | 199 | 25 |  | Solar | FIXED | Roof
SRP13444 | PV POWERED | PVP3000 | 3000 | 1 |  |  | 0.935 | Solar Inverter |  | INDOOR
SRP13444 | PV POWERED | PVP3500 | 3500 | 1 |  |  | 0.955 | Solar Inverter |  | INDOOR
SRP13445 | SUNTECH POWER | STP210S-18/UB-1 | 250 | 10 | 114 | 18 |  | Solar | FIXED | Roof
SRP13445 | SUNTECH POWER | STP210S-18/UB-1 | 250 | 14 | 204 | 18 |  | Solar | FIXED | Roof
SRP13445 | PV POWERED | PVP2500 | 2500 | 1 |  |  | 0.945 | Solar Inverter |  | OUTDOOR
SRP13445 | PV POWERED | PVP3000 | 3000 | 1 |  |  | 0.935 | Solar Inverter |  | OUTDOOR
SRP13446 | SOLARWORLD | SW250 MONO BLACK | 250 | 15 | 205 | 18.4 |  | Solar | FIXED | Roof
SRP13446 | SOLARWORLD | SW250 MONO BLACK | 250 | 7 | 115 | 19.4 |  | Solar | FIXED | Roof
SRP13446 | ENPHASE ENERGY | M215-60-2LL-S2X | 215 | 22 |  |  | 0.96 | Solar Inverter |  | OUTDOOR
SRP13447 | SOLARWORLD | SW250 MONO BLACK | 250 | 10 | 112 | 34 |  | Solar | FIXED | Roof
SRP13447 | SOLARWORLD | SW250 MONO BLACK | 250 | 30 | 202 | 34 |  | Solar | FIXED | Roof
SRP13447 | ENPHASE ENERGY | M215-60-2LL-S2X | 215 | 40 |  |  | 0.96 | Solar Inverter |  | OUTDOOR
SRP13449 | YINGLI ENERGY (CHINA) | YL240P-29B | 240 | 19 | 125 | 20 |  | Solar | FIXED | Roof
SRP13449 | ENPHASE ENERGY | M215-60-2LL-S2X | 215 | 19 |  |  | 0.963 | Solar Inverter |  | OUTDOOR
SRP13450 | CANADIAN SOLAR | CS6P-240M | 240 | 31 | 165 | 30 |  | Solar | FIXED | Roof
SRP13450 | ENPHASE ENERGY | M215-60-2LL-S2X | 215 | 31 |  |  | 0.96 | Solar Inverter |  | OUTDOOR
SRP13453 | SHARP | ND-224UC1 | 235 | 26 | 123 | 30 |  | Solar | FIXED | Roof
SRP13453 | SHARP | ND-224UC1 | 235 | 14 | 213 | 32 |  | Solar | FIXED | Roof
SRP13453 | PV POWERED | PVP3000 | 3000 | 1 |  |  | 0.935 | Solar Inverter |  | INDOOR
SRP13453 | SMA AMERICA | SB6000U (240V) | 6000 | 1 |  |  | 0.97 | Solar Inverter |  | INDOOR
SRP13454 | SUNTECH POWER | STP210S-18/UB-1 | 205 | 7 | 174.1 | 10 |  | Solar | FIXED | Roof
SRP13454 | SUNTECH POWER | STP210S-18/UB-1 | 205 | 5 | 174.1 | 25 |  | Solar | FIXED | Roof
SRP13454 | SUNTECH POWER | STP210S-18/UB-1 | 205 | 20 | 174.1 | 32 |  | Solar | FIXED | Roof
SRP13454 | PV POWERED | PVP2000 | 2000 | 1 |  |  | 0.92 | Solar Inverter |  | OUTDOOR
SRP13454 | PV POWERED | PVP2000 | 2000 | 1 |  |  | 0.92 | Solar Inverter |  | OUTDOOR
SRP13454 | PV POWERED | PVP3500 | 3500 | 1 |  |  | 0.955 | Solar Inverter |  | OUTDOOR
SRP13455 | LIGHT WAY GREEN NEW ENERGY | LW240(29)P1650X990 | 245 | 22 | 124 | 28 |  | Solar | FIXED | Roof
SRP13455 | FRONIUS USA |  | 5000 | 1 |  |  | 0.952 | Solar Inverter |  | OUTDOOR
SRP13456 | SUNPOWER | SPR-327NE-WHT-D | 327 | 30 | 253 | 30 |  | Solar | FIXED | Roof
SRP13456 | SUNPOWER CORP (ORIGINAL MFRSMA) | SPR-5000M (240V) | 5000 | 1 |  |  | 0.96 | Solar Inverter |  | OUTDOOR
SRP13456 | SUNPOWER CORP (ORIGINAL MFRSMA) | SPR-5000M (240V) | 5000 | 1 |  |  | 0.96 | Solar Inverter |  | OUTDOOR
SRP13457 | YINGLI ENERGY (CHINA) | YL240P-29B | 240 | 18 | 187 | 18 |  | Solar | FIXED | Roof
SRP13457 | POWER-ONE | PVI-4.2-OUTD-S-US (240 V) | 4200 | 1 |  |  | 0.96 | Solar Inverter |  | OUTDOOR
SRP13458 | KYOCERA SOLAR | KD220GX-LFBS | 220 | 26 | 187 | 32 |  | Solar | FIXED | Roof
SRP13458 | SMA AMERICA | SB5000US (240V) | 5000 | 1 |  |  | 0.955 | Solar Inverter |  | Inside
SRP13459 | TRINA SOLAR | TSM-240PA05 | 240 | 48 | 264 | 32 |  | Solar | FIXED | Roof
SRP13459 | SOLAREDGE TECHNOLOGIES | SE6000 (208V) W/ -ER-US OR A-US | 6000 | 2 |  |  | 0.975 | Solar Inverter |  | Inside
SRP13462 | SUNTECH POWER | STP250S-20/WDB | 250 | 34 | 145 | 34 |  | Solar | FIXED | Roof
SRP13462 | SUNTECH POWER | STP250S-20/WDB | 250 | 11 | 235 | 34 |  | Solar | FIXED | Roof
SRP13462 | ENPHASE ENERGY | M215-60-2LL-S2X | 215 | 45 |  |  | 0.96 | Solar Inverter |  | OUTDOOR
SRP13463 | CANADIAN SOLAR | CS6P-230 | 235 | 16 | 84 | 36 |  | Solar | FIXED | Roof
SRP13463 | CANADIAN SOLAR | CS6P-230 | 235 | 15 | 264 | 36 |  | Solar | FIXED | Roof
SRP13463 | ENPHASE ENERGY | M175-24-208-S | 215 | 15 |  |  | 0.96 | Solar Inverter |  | OUTDOOR
SRP13463 | ENPHASE ENERGY | M175-24-208-S | 215 | 16 |  |  | 0.96 | Solar Inverter |  | OUTDOOR
SRP13464 | YINGLI ENERGY (CHINA) | YL240P-29B | 240 | 21 | 152 | 33 |  | Solar | FIXED | Roof
SRP13464 | POWER-ONE | PVI-5000-OUTD-US (240 V) | 5000 | 1 |  |  | 0.955 | Solar Inverter |  | Outside
SRP13465 | SUNIVA | OPT260-60-4-100 | 260 | 39 | 262 | 28 |  | Solar | FIXED | Roof
SRP13465 | FRONIUS USA |  | 10000 | 1 |  |  | 0.95 | Solar Inverter |  | OUTDOOR
SRP13466 | TRINA SOLAR | TSM-240PA05.08 | 240 | 18 | 150 | 15 |  | Solar | FIXED | Roof
SRP13466 | TRINA SOLAR | TSM-240PA05.08 | 240 | 20 | 244 | 33 |  | Solar | FIXED | Roof
SRP13466 | TRINA SOLAR | TSM-240PA05.08 | 240 | 14 | 242 | 45 |  | Solar | FIXED | Roof
SRP13466 | POWER-ONE | PVI-3000-I-OUTD-US | 3000 | 2 |  |  | 0.96 | Solar Inverter |  | OUTDOOR
SRP13466 | POWER-ONE | PVI-3.6-OUTD-S-US (240 V) | 3600 | 1 |  |  | 0.96 | Solar Inverter |  | OUTDOOR
SRP13467 | BAODING YINGLI NEW ENERGY RESOURCES CO | YL175(156) | 240 | 67 | 260 | 31 |  | Solar | FIXED | Roof
SRP13467 | POWER-ONE | PVI-5000-OUTD-US (208 V) | 4200 | 1 |  |  | 0.96 | Solar Inverter |  | OUTDOOR
SRP13467 | FRONIUS USA |  | 10000 | 1 |  |  | 0.955 | Solar Inverter |  | OUTDOOR
SRP13468 | BAODING YINGLI NEW ENERGY RESOURCES CO | YL175(156) | 240 | 27 | 157 | 21 |  | Solar | FIXED | Roof
SRP13468 | POWER-ONE | PVI-6000-OUTD-US (240 V) | 6000 | 1 |  |  | 0.965 | Solar Inverter |  | Inside
SRP13469 | YINGLI ENERGY (CHINA) | YL240P-29B | 240 | 28 | 125 | 37 |  | Solar | FIXED | Roof
SRP13469 | SMA AMERICA | SB6000U (240V) | 6000 | 1 |  |  | 0.955 | Solar Inverter |  | Inside
SRP13470 | TRINA SOLAR | TSM-240PA05 | 240 | 20 | 130 | 22 |  | Solar | FIXED | Roof
SRP13470 | TRINA SOLAR | TSM-240PA05 | 240 | 27 | 220 | 22 |  | Solar | FIXED | Roof
SRP13470 | POWER-ONE | PVI-4.2-OUTD-S-US (240 V) | 4200 | 1 |  |  | 0.96 | Solar Inverter |  | OUTDOOR
SRP13470 | POWER-ONE | PVI-6000-OUTD-US-W (208 V) | 6000 | 1 |  |  | 0.965 | Solar Inverter |  | OUTDOOR
SRP13471 | BAODING YINGLI NEW ENERGY RESOURCES CO | YL175(156) | 240 | 36 | 121 | 25 |  | Solar | FIXED | Roof
SRP13471 | FRONIUS USA |  | 7500 | 1 |  |  | 0.95 | Solar Inverter |  | Inside
SRP13472 | BAODING YINGLI NEW ENERGY RESOURCES CO | YL175(156) | 240 | 21 | 242 | 20 |  | Solar | FIXED | Roof
SRP13472 | BAODING YINGLI NEW ENERGY RESOURCES CO | YL175(156) | 240 | 20 | 152 | 22 |  | Solar | FIXED | Roof
SRP13472 | POWER-ONE | PVI-5000-OUTD-US (208 V) | 5000 | 1 |  |  | 0.965 | Solar Inverter |  | Inside
SRP13472 | POWER-ONE | PVI-5000-OUTD-US (208 V) | 5000 | 1 |  |  | 0.965 | Solar Inverter |  | Inside
SRP13474 | YINGLI ENERGY (CHINA) | YL240P-29B | 240 | 12 | 140 | 22 |  | Solar | FIXED | Roof
SRP13474 | SMA AMERICA | SB4000US (CL) (240V) | 4000 | 1 |  |  | 0.96 | Solar Inverter |  | Inside
SRP13476 | MATRIX SOLAR/PHOTOWATT | PW1000-100 | 260 | 57 | 180 | 30 |  | Solar | FIXED | Ground
SRP13476 | SMA AMERICA | SB6000U (240V) | 6000 | 1 |  |  | 0.968 | Solar Inverter |  | OUTDOOR
SRP13476 | SMA AMERICA | SB7000US (240V) | 7000 | 1 |  |  | 0.969 | Solar Inverter |  | OUTDOOR
SRP13477 | BP SOLAR | BP3215B | 215 | 22 | 145 | 18 |  | Solar | FIXED | Roof
SRP13477 | POWER-ONE | PVI-6000-OUTD-US (240 V) | 6000 | 1 |  |  | 0.965 | Solar Inverter |  | OUTDOOR
SRP13480 | CANADIAN SOLAR | CS6P-230 | 235 | 8 | 127 | 7 |  | Solar | FIXED | Roof
SRP13480 | CANADIAN SOLAR | CS6P-230 | 235 | 17 | 126 | 25 |  | Solar | FIXED | Roof
SRP13480 | ENPHASE ENERGY | M175-24-208-S | 215 | 8 |  |  | 0.96 | Solar Inverter |  | OUTDOOR
SRP13480 | ENPHASE ENERGY | M175-24-208-S | 215 | 17 |  |  | 0.96 | Solar Inverter |  | OUTDOOR
SRP13481 | YINGLI ENERGY (CHINA) | YL240P-29B | 240 | 15 | 138 | 26 |  | Solar | FIXED | Roof
SRP13481 | POWER-ONE | PVI-3.0-OUTD-S-US (240 V) | 3000 | 1 |  |  | 0.96 | Solar Inverter |  | Inside
SRP13482 | BAODING YINGLI NEW ENERGY RESOURCES CO | YL175(156) | 240 | 16 | 173 | 14 |  | Solar | FIXED | Roof
SRP13482 | BAODING YINGLI NEW ENERGY RESOURCES CO | YL175(156) | 240 | 8 | 263 | 19 |  | Solar | FIXED | Roof
SRP13482 | POWER-ONE | PVI-5000-OUTD-US (240 V) | 5000 | 1 |  |  | 0.965 | Solar Inverter |  | Inside
SRP13483 | LG ELECTRONICS SOLAR CELL DIVISION | LG260S1C-G2 | 260 | 37 | 178 | 30 |  | Solar | FIXED | Roof
SRP13483 | ENPHASE ENERGY | M215-60-2LL-S2X | 215 | 37 |  |  | 0.96 | Solar Inverter |  | OUTDOOR
SRP13484 | BAODING YINGLI NEW ENERGY RESOURCES CO | 110(17)P1447X663 | 240 | 28 | 120 | 32 |  | Solar | FIXED | Roof
SRP13484 | POWER-ONE | PVI-3000-I-OUTD-US | 3000 | 2 |  |  | 0.96 | Solar Inverter |  | Inside
SRP13485 | CANADIAN SOLAR | CS6P-230 | 235 | 11 | 96 | 21 |  | Solar | FIXED | Roof
SRP13485 | CANADIAN SOLAR | CS6P-230 | 235 | 12 | 96 | 21 |  | Solar | FIXED | Roof
SRP13485 | CANADIAN SOLAR | CS6P-230 | 235 | 15 | 276 | 21 |  | Solar | FIXED | Roof
SRP13485 | ENPHASE ENERGY | M175-24-208-S | 215 | 11 |  |  | 0.96 | Solar Inverter |  | OUTDOOR
SRP13485 | ENPHASE ENERGY | M175-24-208-S | 215 | 12 |  |  | 0.96 | Solar Inverter |  | OUTDOOR
SRP13485 | ENPHASE ENERGY | M175-24-208-S | 215 | 15 |  |  | 0.96 | Solar Inverter |  | OUTDOOR
SRP13486 | TRINA SOLAR | TSM-240DA05 | 240 | 16 | 113 | 19 |  | Solar | FIXED | Roof
SRP13486 | TRINA SOLAR | TSM-240DA05 | 240 | 12 | 203 | 21 |  | Solar | FIXED | Roof
SRP13486 | ENPHASE ENERGY | M215-60-2LL-S2X | 215 | 28 |  |  | 0.96 | Solar Inverter |  | Outside
SRP13488 | CANADIAN SOLAR | CS6P-245MX | 245 | 16 | 152 | 18 |  | Solar | FIXED | Roof
SRP13488 | ENPHASE ENERGY | M215-60-2LL-S2X | 215 | 16 |  |  | 0.96 | Solar Inverter |  | OUTDOOR
SRP13489 | SUNPOWER | SPR-327NE-WHT-D | 327 | 48 | 219 | 22 |  | Solar | FIXED | Roof
SRP13489 | SUNPOWER | SPR-7501F-208 | 7500 | 2 |  |  | 0.95 | Solar Inverter |  | OUTDOOR
SRP13490 | TRINA SOLAR | TSM-240PA05 | 240 | 30 | 203 | 26 |  | Solar | FIXED | Roof
SRP13490 | SOLAREDGE TECHNOLOGIES | SE6000 (240V) W/ -ER-US OR A-US | 6000 | 1 |  |  | 0.975 | Solar Inverter |  | INDOOR
SRP13491 | SUNPOWER | SPR-315E-WHT-U | 327 | 35 | 128 | 18 |  | Solar | FIXED | Roof
SRP13491 | SUNPOWER CORP (ORIGINAL MFRSMA) | SPR-7000M (240V) | 11400 | 1 |  |  | 0.962 | Solar Inverter |  | Inside
SRP13492 | SUNPOWER | SPR-245NE-WHT-D | 245 | 27 | 181 | 18 |  | Solar | FIXED | Roof
SRP13492 | SUNPOWER CORP (ORIGINAL MFRSMA) | SPR-6000M (240V) | 6000 | 1 |  |  | 0.97 | Solar Inverter |  | INDOOR
SRP13493 | SUNTECH POWER | STP205-18/UD | 205 | 24 | 100 | 40 |  | Solar | FIXED | Roof
SRP13493 | PV POWERED | PVP4800 | 4800 | 1 |  |  | 0.96 | Solar Inverter |  | OUTDOOR
SRP13495 | BAODING YINGLI NEW ENERGY RESOURCES CO | YL175(156) | 240 | 26 | 157 | 30 |  | Solar | FIXED | Roof
SRP13495 | SMA AMERICA | SB6000US (208V) | 6000 | 1 |  |  | 0.955 | Solar Inverter |  | Inside
SRP13496 | BAODING YINGLI NEW ENERGY RESOURCES CO | YL175(156) | 240 | 24 | 120 | 30 |  | Solar | FIXED | Roof
SRP13496 | SOLECTRIA RENEWABLES | PVI 5300-P (240V) | 6000 | 1 |  |  | 0.975 | Solar Inverter |  | Inside
SRP13497 | SUNIVA | OPT260-60-4-100 | 260 | 30 | 250 | 19 |  | Solar | FIXED | Roof
SRP13497 | SMA AMERICA | SB7000US-11 (240V) | 7000 | 1 |  |  | 0.96 | Solar Inverter |  | OUTDOOR
SRP13498 | YINGLI ENERGY (CHINA) | YL240P-29B | 240 | 5 | 162 | 20 |  | Solar | FIXED | Roof
SRP13498 | YINGLI ENERGY (CHINA) | YL240P-29B | 240 | 27 | 162 | 32 |  | Solar | FIXED | Roof
SRP13498 | YINGLI ENERGY (CHINA) | YL240P-29B | 240 | 6 | 252 | 32 |  | Solar | FIXED | Roof
SRP13498 | SOLAREDGE TECHNOLOGIES | SE3000 (240V) W/ -ER-US OR A-US | 3000 | 1 |  |  | 0.975 | Solar Inverter |  | Inside
SRP13498 | SOLAREDGE TECHNOLOGIES | SE6000 (240V) W/ -ER-US OR A-US | 6000 | 1 |  |  | 0.975 | Solar Inverter |  | Inside
SRP13499 | BAODING YINGLI NEW ENERGY RESOURCES CO | YL175(156) | 240 | 18 | 178 | 26 |  | Solar | FIXED | Roof
SRP13499 | POWER-ONE | PVI-5000-OUTD-US (277 V) | 4200 | 1 |  |  | 0.96 | Solar Inverter |  | OUTDOOR
SRP13500 | YINGLI ENERGY (CHINA) | YL240P-29B | 240 | 25 | 156 | 22 |  | Solar | FIXED | Roof
SRP13500 | POWER-ONE | PVI-6000-OUTD-US (208 V) | 6000 | 1 |  |  | 0.965 | Solar Inverter |  | Inside
SRP13501 | CHANGZHOU TRINA SOLAR ENERGY CO | TSM-185D | 240 | 13 | 115 | 12 |  | Solar | FIXED | Roof
SRP13501 | CHANGZHOU TRINA SOLAR ENERGY CO | TSM-185D | 240 | 9 | 205 | 12 |  | Solar | FIXED | Roof
SRP13501 | ENPHASE ENERGY | M200-32-208-S01 | 215 | 22 |  |  | 0.96 | Solar Inverter |  | OUTDOOR
SRP13502 | CHANGZHOU TRINA SOLAR ENERGY CO | TSM-160D | 240 | 33 | 238 | 24 |  | Solar | FIXED | Roof
SRP13502 | SMA AMERICA | SB7000US (240V) | 7000 | 1 |  |  | 0.969 | Solar Inverter |  | INDOOR
SRP13503 | SUNPOWER | SPR-327NE-WHT-D | 327 | 20 | 188 | 31 |  | Solar | FIXED | Roof
SRP13503 | SUNPOWER CORP (ORIGINAL MFRSMA) | SPR-6000M (240V) | 6500 | 1 |  |  | 0.962 | Solar Inverter |  | OUTDOOR
SRP13505 | CHANGZHOU TRINA SOLAR ENERGY CO | TSM-185D | 235 | 28 | 124.9 | 18 |  | Solar | FIXED | Roof
SRP13505 | PV POWERED | PVP3000 | 3000 | 2 |  |  | 0.935 | Solar Inverter |  | OUTDOOR
SRP13506 | SUNIVA | OPT260-60-4-100 | 260 | 23 | 228 | 20 |  | Solar | FIXED | Roof
SRP13506 | POWER-ONE | PVI-5000-OUTD-US (240 V) | 5000 | 1 |  |  | 0.965 | Solar Inverter |  | Inside
SRP13507 | KYOCERA SOLAR | KD210GX-LP | 220 | 28 | 173 | 32 |  | Solar | FIXED | Roof
SRP13507 | SMA AMERICA | SB6000U (240V) | 6000 | 1 |  |  | 0.965 | Solar Inverter |  | Inside
SRP13508 | TRINA SOLAR | TSM-240PA05 | 240 | 4 | 171 | 23 |  | Solar | FIXED | Roof
SRP13508 | TRINA SOLAR | TSM-240PA05 | 240 | 30 | 171 | 27 |  | Solar | FIXED | Roof
SRP13508 | SOLAREDGE TECHNOLOGIES | SE3800 (240V) W/ -ER-US OR A-US | 3800 | 2 |  |  | 0.975 | Solar Inverter |  | OUTDOOR
SRP13509 | TRINA SOLAR | TSM-240PA05.10 | 240 | 28 | 167 | 21 |  | Solar | FIXED | Roof
SRP13509 | ENPHASE ENERGY | M215-60-2LL-S2X | 215 | 28 |  |  | 0.96 | Solar Inverter |  | OUTDOOR
SRP13510 | TRINA SOLAR | TSM-240PA05 | 240 | 18 | 254 | 23 |  | Solar | FIXED | Roof
SRP13510 | POWER-ONE | PVI-3.0-OUTD-S-US (240 V) | 3000 | 1 |  |  | 0.96 | Solar Inverter |  | OUTDOOR
SRP13511 | TRINA SOLAR | TSM-240PA05 | 240 | 20 | 44 | 38 |  | Solar | FIXED | Roof
SRP13511 | TRINA SOLAR | TSM-240PA05 | 240 | 15 | 224 | 38 |  | Solar | FIXED | Roof
SRP13511 | SOLAREDGE TECHNOLOGIES | SE3000 (240V) W/ -ER-US OR A-US | 3000 | 1 |  |  | 0.975 | Solar Inverter |  | Inside
SRP13511 | SOLAREDGE TECHNOLOGIES | SE5000 (240V) W/ -ER-US OR A-US | 5000 | 1 |  |  | 0.975 | Solar Inverter |  | Inside
SRP13513 | SHARP | ND-224U2 | 235 | 60 | 256 | 37 |  | Solar | FIXED | Roof
SRP13513 | ENPHASE ENERGY | M175-24-208-S | 215 | 60 |  |  | 0.96 | Solar Inverter |  | OUTDOOR
SRP13514 | SUNPOWER | SPR-230-WHT-U | 327 | 49 | 200 | 28 |  | Solar | FIXED | Roof
SRP13514 | SMA AMERICA | SB6000US (208V) | 6000 | 1 |  |  | 0.97 | Solar Inverter |  | INDOOR
SRP13514 | SMA AMERICA | SB7000US (277V) | 8000 | 1 |  |  | 0.965 | Solar Inverter |  | INDOOR
SRP13516 | YINGLI ENERGY (CHINA) | YL240P-29B | 240 | 15 | 205 | 30 |  | Solar | FIXED | Roof
SRP13516 | SOLAREDGE TECHNOLOGIES | SE3000 (208V) W/ -ER-US OR A-US | 3000 | 1 |  |  | 0.975 | Solar Inverter |  | OUTDOOR
SRP13517 | MITSUBISHI ELECTRIC | PV-UD195MF5 | 235 | 26 | 130 | 22 |  | Solar | FIXED | Roof
SRP13517 | POWER-ONE | PVI-6000-OUTD-US (208 V) | 6000 | 1 |  |  | 0.965 | Solar Inverter |  | Inside
SRP13520 | KYOCERA SOLAR | KD210GX-LP | 220 | 23 | 247 | 21 |  | Solar | FIXED | Roof
SRP13520 | POWER-ONE | PVI-5000-OUTD-US (240 V) | 5000 | 1 |  |  | 0.965 | Solar Inverter |  | Inside
SRP13521 | EVERGREEN SOLAR |  | 210 | 36 | 177 | 26 |  | Solar | FIXED | Roof
SRP13521 | POWER-ONE | PVI-6000-OUTD-US-W (277 V) | 7000 | 1 |  |  | 0.96 | Solar Inverter |  | OUTDOOR
SRP13522 | KYOCERA SOLAR | KD220GX-LFBS | 220 | 36 | 158 | 35 |  | Solar | FIXED | Roof
SRP13522 | FRONIUS USA |  | 7500 | 1 |  |  | 0.96 | Solar Inverter |  | Inside
SRP13525 | MATRIX SOLAR/PHOTOWATT | PW1650-175 | 250 | 48 | 157 | 24 |  | Solar | FIXED | Roof
SRP13525 | SMA AMERICA | SB5000US | 5000 | 2 |  |  | 0.955 | Solar Inverter |  | INDOOR
SRP13526 | TRINA SOLAR | TSM-240PA05 | 240 | 24 | 227 | 26 |  | Solar | FIXED | Roof
SRP13526 | TRINA SOLAR | TSM-240PA05 | 240 | 44 | 227 | 26 |  | Solar | FIXED | Roof
SRP13526 | SMA AMERICA | SB5000US | 5000 | 3 |  |  | 0.968 | Solar Inverter |  | OUTDOOR
SRP13527 | SHARP | ND-U230C1 | 235 | 33 | 161 | 33 |  | Solar | FIXED | Roof
SRP13527 | ENPHASE ENERGY | M175-24-208-S | 215 | 33 |  |  | 0.96 | Solar Inverter |  | OUTDOOR
SRP13528 | TRINA SOLAR | TSM-290PD14 | 290 | 2178 | 179 | 30 |  | Solar | FIXED | Ground
SRP13528 | ADVANCED ENERGY INDUSTRIES | AE 500TX-480 | 500000 | 1 |  |  | 0.975 | Solar Inverter |  | OUTDOOR
SRP13529 | YINGLI ENERGY (CHINA) | YL240P-29B | 240 | 30 | 172 | 19 |  | Solar | FIXED | Roof
SRP13529 | FRONIUS USA |  | 7500 | 1 |  |  | 0.95 | Solar Inverter |  | OUTDOOR
SRP13530 | SUNTECH POWER | STP150-24/AB-1 | 250 | 18 | 138.3 | 25 |  | Solar | FIXED | Roof
SRP13530 | PV POWERED | PVP4800 | 4800 | 1 |  |  | 0.96 | Solar Inverter |  | INDOOR
SRP13531 | SUNTECH POWER | STP150-24/AB-1 | 250 | 8 | 134 | 20 |  | Solar | FIXED | Roof
SRP13531 | SUNTECH POWER | STP210S-18/UB-1 | 250 | 20 | 134 | 20 |  | Solar | FIXED | Roof
SRP13531 | PV POWERED | PVP2000 | 2000 | 1 |  |  | 0.92 | Solar Inverter |  | OUTDOOR
SRP13531 | PV POWERED | PVP4800 | 4800 | 1 |  |  | 0.96 | Solar Inverter |  | OUTDOOR
SRP13532 | SUNTECH POWER | STP150-24/AB-1 | 250 | 45 | 221.5 | 20 |  | Solar | FIXED | Roof
SRP13532 | SMA AMERICA | SB4000US (240V) | 4000 | 1 |  |  | 0.96 | Solar Inverter |  | INDOOR
SRP13532 | SMA AMERICA | SB7000US (208V) | 7000 | 1 |  |  | 0.97 | Solar Inverter |  | INDOOR
SRP13533 | CHANGZHOU TRINA SOLAR ENERGY CO | TSM-160D | 235 | 22 | 164 | 32 |  | Solar | FIXED | Roof
SRP13533 | PV POWERED | PVP4800 | 4800 | 1 |  |  | 0.96 | Solar Inverter |  | INDOOR
SRP13534 | CHANGZHOU TRINA SOLAR ENERGY CO | TSM-185D | 235 | 30 | 222 | 30 |  | Solar | FIXED | Roof
SRP13534 | SMA AMERICA | SB7000US (240V) | 7000 | 1 |  |  | 0.97 | Solar Inverter |  | OUTDOOR
SRP13535 | BAODING YINGLI NEW ENERGY RESOURCES CO | 110(17)P1447X663 | 240 | 18 | 245 | 18 |  | Solar | FIXED | Roof
SRP13535 | POWER-ONE | PVI-3600-US (240V) | 3800 | 1 |  |  | 0.965 | Solar Inverter |  | Inside
SRP13536 | KYOCERA SOLAR | KD220GX-LFBS | 220 | 36 | 187 | 23 |  | Solar | FIXED | Roof
SRP13536 | SMA AMERICA | SB7000US (240V) | 7000 | 1 |  |  | 0.96 | Solar Inverter |  | Inside
SRP13538 | YINGLI ENERGY (CHINA) | YL240P-29B | 240 | 29 | 107 | 22 |  | Solar | FIXED | Roof
SRP13538 | POWER-ONE | PVI-6000-OUTD-US (240 V) | 6000 | 1 |  |  | 0.965 | Solar Inverter |  | OUTDOOR
SRP13539 | YINGLI ENERGY (CHINA) | YL240P-29B | 240 | 15 | 38 | 5 |  | Solar | FIXED | Roof
SRP13539 | POWER-ONE | PVI-3.0-OUTD-S-US (240 V) | 3000 | 1 |  |  | 0.96 | Solar Inverter |  | Inside
SRP13540 | YINGLI ENERGY (CHINA) | YL240P-29B | 240 | 26 | 165 | 36 |  | Solar | FIXED | Roof
SRP13540 | SMA AMERICA | SB5000US (240V) | 5000 | 1 |  |  | 0.955 | Solar Inverter |  | Inside
SRP13541 | EVERGREEN SOLAR |  | 210 | 20 | 238 | 21 |  | Solar | FIXED | Roof
SRP13541 | SMA AMERICA | SB3800U (240V) | 3800 | 1 |  |  | 0.96 | Solar Inverter |  | Inside
SRP13542 | KYOCERA SOLAR | KC125G | 220 | 13 | 105 | 30 |  | Solar | FIXED | Roof
SRP13542 | KYOCERA SOLAR | KC125G | 220 | 22 | 195 | 30 |  | Solar | FIXED | Roof
SRP13542 | POWER-ONE | PVI-3000-I-OUTD-US-F (240V) | 3000 | 1 |  |  | 0.96 | Solar Inverter |  | OUTDOOR
SRP13542 | POWER-ONE | PVI-5000-OUTD-US (208 V) | 4200 | 1 |  |  | 0.96 | Solar Inverter |  | OUTDOOR
SRP13543 | KYOCERA SOLAR | KC120-1 | 220 | 43 | 267 | 26 |  | Solar | FIXED | Roof
SRP13543 | POWER-ONE | PVI-3.0-OUTD-S-US (240 V) | 3000 | 1 |  |  | 0.96 | Solar Inverter |  | Inside
SRP13543 | POWER-ONE | PVI-6000-OUTD-US (240 V) | 6000 | 1 |  |  | 0.965 | Solar Inverter |  | Inside
SRP13544 | YINGLI ENERGY (CHINA) | YL240P-29B | 240 | 162 | 180 | 30 |  | Solar | FIXED | Roof
SRP13544 | FRONIUS USA | IG PLUS V 11.4-208 | 11400 | 3 |  |  | 0.95 | Solar Inverter |  | Inside
SRP13545 | KYOCERA SOLAR | KC125G | 220 | 31 | 86 | 26 |  | Solar | FIXED | Roof
SRP13545 | POWER-ONE | PVI-6000-OUTD-US-W (240 V) | 6000 | 1 |  |  | 0.965 | Solar Inverter |  | Inside
SRP13546 | YINGLI ENERGY (CHINA) | YL240P-29B | 240 | 27 | 82 | 15 |  | Solar | FIXED | Roof
SRP13546 | YINGLI ENERGY (CHINA) | YL240P-29B | 240 | 11 | 172 | 27 |  | Solar | FIXED | Roof
SRP13546 | POWER-ONE | PVI-3600-US (240V) | 3600 | 1 |  |  | 0.96 | Solar Inverter |  | Inside
SRP13546 | POWER-ONE | PVI-5000-OUTD-US (240 V) | 5000 | 1 |  |  | 0.965 | Solar Inverter |  | Inside
SRP13547 | SUNPOWER | T5-SPR-327 | 327 | 12 | 159 | 20 |  | Solar | FIXED | Roof
SRP13547 | SUNPOWER CORP (ORIGINAL MFRSMA) | SPR-3000M (240V) | 3000 | 1 |  |  | 0.97 | Solar Inverter |  | OUTDOOR
SRP13549 | SOLARWORLD | SW240 POLY | 240 | 338 | 155 | 10 |  | Solar | FIXED | Roof
SRP13549 | SOLARWORLD | SW240 POLY | 240 | 416 | 182 | 10 |  | Solar | FIXED | Roof
SRP13549 | SATCON TECHNOLOGY | AE-75-60-PV-A | 75000 | 1 |  |  | 0.97 | Solar Inverter |  | OUTDOOR
SRP13549 | SATCON TECHNOLOGY | PVS-100 (240 V) | 100000 | 1 |  |  | 0.97 | Solar Inverter |  | OUTDOOR
SRP13550 | BAODING YINGLI NEW ENERGY RESOURCES CO | 110(17)P1447X663 | 240 | 31 | 246 | 20 |  | Solar | FIXED | Roof
SRP13550 | POWER-ONE | PVI-3000-I-OUTD-US | 3000 | 1 |  |  | 0.96 | Solar Inverter |  | Inside
SRP13550 | POWER-ONE | PVI-5000-OUTD-US (208 V) | 4200 | 1 |  |  | 0.96 | Solar Inverter |  | Inside
SRP13551 | YINGLI ENERGY (CHINA) | YL240P-29B | 240 | 44 | 188 | 30 |  | Solar | FIXED | Roof
SRP13551 | FRONIUS USA |  | 10000 | 1 |  |  | 0.95 | Solar Inverter |  | INDOOR
SRP13552 | SHARP | NT-188U1 | 235 | 45 | 171 | 30 |  | Solar | FIXED | Roof
SRP13552 | ENPHASE ENERGY | M200-32-240-S02 | 190 | 45 |  |  | 0.95 | Solar Inverter |  | OUTDOOR
SRP13553 | KYOCERA SOLAR | KC120-1 | 220 | 32 | 227 | 34 |  | Solar | FIXED | Roof
SRP13553 | POWER-ONE | PVI-6000-OUTD-US-W (240 V) | 6000 | 1 |  |  | 0.96 | Solar Inverter |  | Inside
SRP13554 | YINGLI ENERGY (CHINA) | YL240P-29B | 240 | 20 | 134 | 22 |  | Solar | FIXED | Roof
SRP13554 | POWER-ONE | PVI-4.2-OUTD-S-US (208 V) | 4200 | 1 |  |  | 0.96 | Solar Inverter |  | OUTDOOR
SRP13555 | YINGLI ENERGY (CHINA) | YL240P-29B | 240 | 48 | 175 | 28 |  | Solar | FIXED | Roof
SRP13555 | POWER-ONE | PVI-5000-OUTD-US (240 V) | 5000 | 1 |  |  | 0.965 | Solar Inverter |  | Inside
SRP13555 | POWER-ONE | PVI-5000-OUTD-US (240 V) | 5000 | 1 |  |  | 0.965 | Solar Inverter |  | Inside
SRP13556 | BAODING YINGLI NEW ENERGY RESOURCES CO | 110(17)P1447X663 | 240 | 13 | 132 | 20 |  | Solar | FIXED | Roof
SRP13556 | BAODING YINGLI NEW ENERGY RESOURCES CO | 110(17)P1447X663 | 240 | 7 | 222 | 20 |  | Solar | FIXED | Roof
SRP13556 | POWER-ONE | PVI-5000-OUTD-US (208 V) | 4200 | 1 |  |  | 0.96 | Solar Inverter |  | Inside
SRP13557 | BAODING YINGLI NEW ENERGY RESOURCES CO | 110(17)P1447X663 | 240 | 35 | 155 | 15 |  | Solar | FIXED | Roof
SRP13557 | SMA AMERICA | SB3000US (240V) | 3000 | 1 |  |  | 0.955 | Solar Inverter |  | Inside
SRP13557 | SMA AMERICA | SB5000US (240V) | 5000 | 1 |  |  | 0.955 | Solar Inverter |  | Inside
SRP13558 | YINGLI ENERGY (CHINA) | YL240P-29B | 240 | 32 | 97 | 32 |  | Solar | FIXED | Roof
SRP13558 | YINGLI ENERGY (CHINA) | YL240P-29B | 240 | 10 | 187 | 44 |  | Solar | FIXED | Roof
SRP13558 | SMA AMERICA | SB4000US (240V) | 4000 | 1 |  |  | 0.96 | Solar Inverter |  | Inside
SRP13558 | SMA AMERICA | SB4000US-12 (240V) | 4000 | 1 |  |  | 0.96 | Solar Inverter |  | Inside
SRP13559 | TRINA SOLAR | TSM-240PA05.05 | 240 | 38 | 168 | 30 |  | Solar | FIXED | Roof
SRP13559 | SMA AMERICA | SB3000US (240V) | 3000 | 1 |  |  | 0.955 | Solar Inverter |  | OUTDOOR
SRP13559 | SMA AMERICA | SB6000US (240V) | 6000 | 1 |  |  | 0.96 | Solar Inverter |  | OUTDOOR
SRP13560 | YINGLI ENERGY (CHINA) | YL240P-29B | 240 | 24 | 180 | 5 |  | Solar | FIXED | Roof
SRP13560 | YINGLI ENERGY (CHINA) | YL240P-29B | 240 | 14 | 90 | 14 |  | Solar | FIXED | Roof
SRP13560 | YINGLI ENERGY (CHINA) | YL240P-29B | 240 | 18 | 270 | 14 |  | Solar | FIXED | Roof
SRP13560 | POWER-ONE | PVI-5000-OUTD-US (240 V) | 5000 | 1 |  |  | 0.965 | Solar Inverter |  | OUTDOOR
SRP13560 | POWER-ONE | PVI-6000-OUTD-US (240 V) | 6000 | 1 |  |  | 0.965 | Solar Inverter |  | OUTDOOR
SRP13562 | UNI-SOLAR | PVL136 | 144 | 11718 | 0 | 0 |  | Solar | FIXED | Roof
SRP13562 | SMA AMERICA | SC500U | 500000 | 3 |  |  | 0.986 | Solar Inverter |  | OUTDOOR
SRP13563 | REC SOLAR | REC245PE (BLK) | 245 | 11 | 137 | 40 |  | Solar | FIXED | Roof
SRP13563 | REC SOLAR | REC245PE (BLK) | 245 | 11 | 227 | 40 |  | Solar | FIXED | Roof
SRP13563 | SMA AMERICA | SB5000US (240V) | 5000 | 1 |  |  | 0.955 | Solar Inverter |  | INDOOR
SRP13564 | SUNTECH POWER | STP150-24/AB-1 | 250 | 8 | 169.3 | 25 |  | Solar | FIXED | Roof
SRP13564 | SUNTECH POWER | STP150-24/AB-1 | 250 | 30 | 259.3 | 25 |  | Solar | FIXED | Roof
SRP13564 | PV POWERED | PVP2000 | 2000 | 1 |  |  | 0.92 | Solar Inverter |  | INDOOR
SRP13564 | PV POWERED | PVP3000 | 3000 | 1 |  |  | 0.935 | Solar Inverter |  | INDOOR
SRP13564 | PV POWERED | PVP3500 | 3500 | 1 |  |  | 0.955 | Solar Inverter |  | INDOOR
SRP13565 | MOTECH AMERICAS | IM60C3-250-XXXXXX | 250 | 31 | 48 | 6 |  | Solar | FIXED | Roof
SRP13565 | MOTECH AMERICAS | IM60B3-250-XXXXXX | 250 | 9 | 228 | 21 |  | Solar | FIXED | Roof
SRP13565 | MOTECH AMERICAS | IM60C3-250-XXXXXX | 250 | 8 | 48 | 22 |  | Solar | FIXED | Roof
SRP13565 | MOTECH AMERICAS | IM60C2-250-XXXXXX | 250 | 4 | 138 | 23 |  | Solar | FIXED | Roof
SRP13565 | MOTECH AMERICAS | IM60C3-250-XXXXXX | 250 | 16 | 231 | 27 |  | Solar | FIXED | Roof
SRP13565 | ENPHASE ENERGY | M175-24-208-S | 215 | 68 |  |  | 0.96 | Solar Inverter |  | OUTDOOR
SRP13566 | SUNTECH POWER | STP150-24/AB-1 | 250 | 20 | 170.6 | 40 |  | Solar | FIXED | Roof
SRP13566 | PV POWERED | PVP4800 | 4800 | 1 |  |  | 0.96 | Solar Inverter |  | INDOOR
SRP13567 | SUNPOWER | SPR-327NE-WHT-D | 327 | 10 | 76 | 23 |  | Solar | FIXED | Roof
SRP13567 | SUNPOWER | SPR-327NE-WHT-D | 327 | 5 | 166 | 23 |  | Solar | FIXED | Roof
SRP13567 | SUNPOWER | SPR-327NE-WHT-D | 327 | 30 | 256 | 23 |  | Solar | FIXED | Roof
SRP13567 | SUNPOWER CORP (ORIGINAL MFRFRONIUS) | SPR-3300F-208 | 3300 | 1 |  |  | 0.962 | Solar Inverter |  | OUTDOOR
SRP13567 | SUNPOWER CORP (ORIGINAL MFRFRONIUS) | SPR 11401F-277 | 10000 | 1 |  |  | 0.962 | Solar Inverter |  | OUTDOOR
SRP13568 | SUNTECH POWER | STP150-24/AB-1 | 250 | 18 | 181.1 | 30 |  | Solar | FIXED | Roof
SRP13568 | SUNTECH POWER | STP210S-18/UB-1 | 250 | 8 | 91.1 | 32 |  | Solar | FIXED | Roof
SRP13568 | PV POWERED | PVP2000 | 2000 | 1 |  |  | 0.92 | Solar Inverter |  | Inside
SRP13568 | PV POWERED | PVP4800 | 4800 | 1 |  |  | 0.96 | Solar Inverter |  | INDOOR
SRP13570 | SUNPOWER | SPR-327NE-WHT-D | 327 | 12 | 125 | 28 |  | Solar | FIXED | Roof
SRP13570 | SUNPOWER | SPR-327NE-WHT-D | 327 | 10 | 215 | 28 |  | Solar | FIXED | Roof
SRP13570 | SUNPOWER | SPR-3000M (208V) | 3000 | 1 |  |  | 0.969 | Solar Inverter |  | OUTDOOR
SRP13570 | SUNPOWER CORP (ORIGINAL MFRSMA) | SPR-4000M (208V) | 4200 | 1 |  |  | 0.97 | Solar Inverter |  | OUTDOOR
SRP13571 | SUNPOWER | SPR-315E-WHT-U | 327 | 48 | 124 | 31 |  | Solar | FIXED | Roof
SRP13571 | SMA AMERICA | SB7000US (240V) | 7000 | 1 |  |  | 0.971 | Solar Inverter |  | Inside
SRP13571 | SMA AMERICA | SB7000US (240V) | 7000 | 1 |  |  | 0.971 | Solar Inverter |  | Inside
SRP13572 | SILIKEN MANUFACTURING USA | SLK60P6L 233 WP | 250 | 24 | 167 | 35 |  | Solar | FIXED | Roof
SRP13572 | ENPHASE ENERGY | M175-24-208-S | 215 | 24 |  |  | 0.96 | Solar Inverter |  | OUTDOOR
SRP13574 | SUNPOWER | SPR-315E-WHT-U | 327 | 16 | 121 | 36 |  | Solar | FIXED | Roof
SRP13574 | SUNPOWER CORP (ORIGINAL MFRSMA) | SPR-5000M (208V) | 5000 | 1 |  |  | 0.96 | Solar Inverter |  | Inside
SRP13576 | SUNPOWER | T5-SPR-327 | 327 | 24 | 208 | 34 |  | Solar | FIXED | Roof
SRP13576 | SUNPOWER CORP (ORIGINAL MFRSMA) | SPR-7000M (240V) | 7500 | 1 |  |  | 0.96 | Solar Inverter |  | INDOOR
SRP13577 | KYOCERA SOLAR | KD220GX-LFBS | 220 | 48 | 242 | 22 |  | Solar | FIXED | Roof
SRP13577 | FRONIUS USA |  | 10000 | 1 |  |  | 0.955 | Solar Inverter |  | Inside
SRP13579 | SUNPOWER | T5-SPR-327 | 327 | 24 | 165 | 37 |  | Solar | FIXED | Roof
SRP13579 | SUNPOWER CORP (ORIGINAL MFRSMA) | SPR-7000M (240V) | 7000 | 1 |  |  | 0.968 | Solar Inverter |  | OUTDOOR
SRP13580 | SUNPOWER | PL-AP-120L | 327 | 7 | 150 | 34 |  | Solar | FIXED | Roof
SRP13580 | SUNPOWER | PL-AP-120L | 327 | 42 | 240 | 34 |  | Solar | FIXED | Roof
SRP13580 | SUNPOWER CORP (ORIGINAL MFRSMA) | SPR-4000M (240V) | 4000 | 1 |  |  | 0.962 | Solar Inverter |  | OUTDOOR
SRP13580 | SUNPOWER CORP (ORIGINAL MFRSMA) | SPR-3000M (208V) | 11000 | 1 |  |  | 0.962 | Solar Inverter |  | OUTDOOR
SRP13581 | CHANGZHOU TRINA SOLAR ENERGY CO | TSM-160D | 240 | 21 | 162.4 | 20 |  | Solar | FIXED | Roof
SRP13581 | PV POWERED | PVP2500 | 2500 | 1 |  |  | 0.945 | Solar Inverter |  | OUTDOOR
SRP13581 | PV POWERED | PVP2500 | 2500 | 1 |  |  | 0.945 | Solar Inverter |  | OUTDOOR
SRP13582 | REC SCANMODULE | SCM230 | 245 | 22 | 243 | 18 |  | Solar | FIXED | Roof
SRP13582 | SMA AMERICA | SB5000US (240V) | 5000 | 1 |  |  | 0.955 | Solar Inverter |  | INDOOR
SRP13583 | REC SCANMODULE | SCM230 | 245 | 22 | 67 | 22 |  | Solar | FIXED | Roof
SRP13583 | REC SCANMODULE | SCM230 | 245 | 11 | 247 | 22 |  | Solar | FIXED | Roof
SRP13583 | REC SCANMODULE | SCM230 | 245 | 11 | 247 | 36 |  | Solar | FIXED | Roof
SRP13583 | FRONIUS USA |  | 10000 | 1 |  |  | 0.955 | Solar Inverter |  | Outside
SRP13584 | MOTECH AMERICAS | IM72C3-290-XXXXXX | 290 | 440 | 172 | 2 |  | Solar | FIXED | Roof
SRP13584 | SOLECTRIA RENEWABLES | PVI60KW-480 | 60000 | 2 |  |  | 0.95 | Solar Inverter |  | INDOOR
SRP13585 | CHANGZHOU TRINA SOLAR ENERGY CO | TSM-185D | 235 | 20 | 186.1 | 32 |  | Solar | FIXED | Roof
SRP13585 | PV POWERED | PVP4800 | 4800 | 1 |  |  | 0.96 | Solar Inverter |  | INDOOR
SRP13586 | CHANGZHOU TRINA SOLAR ENERGY CO | TSM-185D | 240 | 24 | 177.9 | 20 |  | Solar | FIXED | Roof
SRP13586 | PV POWERED | PVP4800 | 4800 | 1 |  |  | 0.96 | Solar Inverter |  | INDOOR
SRP13588 | SUNTECH POWER | STP200-18/UB-1 | 250 | 12 | 193.5 | 30 |  | Solar | FIXED | Roof
SRP13588 | PV POWERED | PVP2500 | 2500 | 1 |  |  | 0.945 | Solar Inverter |  | INDOOR
SRP13589 | REC SOLAR | REC245PE (BLK) | 245 | 20 | 299 | 12 |  | Solar | FIXED | Roof
SRP13589 | REC SOLAR | REC245PE (BLK) | 245 | 50 | 119 | 28 |  | Solar | FIXED | Roof
SRP13589 | REC SOLAR | REC245PE (BLK) | 245 | 10 | 299 | 28 |  | Solar | FIXED | Roof
SRP13589 | SMA AMERICA | SB4000US (240V) | 4000 | 1 |  |  | 0.96 | Solar Inverter |  | Outside
SRP13589 | SMA AMERICA | SB6000US-11 (240V) | 6000 | 2 |  |  | 0.955 | Solar Inverter |  | Outside
SRP13590 | SUNTECH POWER | STP210-18/UB-1 | 250 | 42 | 186.9 | 25 |  | Solar | FIXED | Roof
SRP13590 | PV POWERED | PVP3000 | 3000 | 1 |  |  | 0.935 | Solar Inverter |  | INDOOR
SRP13590 | PV POWERED | PVP3000 | 3000 | 2 |  |  | 0.935 | Solar Inverter |  | INDOOR
SRP13591 | SUNIVA | OPT260-60-4-100 | 260 | 38 | 122 | 19 |  | Solar | FIXED | Roof
SRP13591 | SOLAREDGE TECHNOLOGIES | SE5000 (208V) W/ -ER-US OR A-US | 5000 | 2 |  |  | 0.975 | Solar Inverter |  | OUTDOOR
SRP13592 | CHANGZHOU TRINA SOLAR ENERGY CO | TSM-185D | 240 | 15 | 171 | 27 |  | Solar | FIXED | Roof
SRP13592 | CHANGZHOU TRINA SOLAR ENERGY CO | TSM-185D | 240 | 8 | 261 | 27 |  | Solar | FIXED | Roof
SRP13592 | ENPHASE ENERGY | M175-24-208-S | 215 | 23 |  |  | 0.96 | Solar Inverter |  | Inside
SRP13594 | BAODING YINGLI NEW ENERGY RESOURCES CO | YL175(156) | 240 | 23 | 155 | 25 |  | Solar | FIXED | Roof
SRP13594 | POWER-ONE | PVI-5000-OUTD-US (240 V) | 5000 | 1 |  |  | 0.965 | Solar Inverter |  | Inside
SRP13595 | SUNIVA | OPT260-60-4-100 | 260 | 16 | 114 | 30 |  | Solar | FIXED | Roof
SRP13595 | SOLAREDGE TECHNOLOGIES | SE3800 (240V) W/ -ER-US OR A-US | 3800 | 1 |  |  | 0.96 | Solar Inverter |  | OUTDOOR
SRP13596 | TRINA SOLAR | TSM-240PA05 | 240 | 42 | 212 | 24 |  | Solar | FIXED | Roof
SRP13596 | ENPHASE ENERGY | M215-60-2LL-S2X | 215 | 42 |  |  | 0.96 | Solar Inverter |  | Outside
SRP13597 | SUNPOWER | PL-AP-65 DOUBLE MODULE | 327 | 12 | 135 | 30 |  | Solar | FIXED | Roof
SRP13597 | SUNPOWER | PL-AP-65 DOUBLE MODULE | 327 | 5 | 225 | 33 |  | Solar | FIXED | Roof
SRP13597 | SUNPOWER CORP (ORIGINAL MFRSMA) | SPR-6000M (240V) | 6000 | 1 |  |  | 0.971 | Solar Inverter |  | INDOOR
SRP13598 | YINGLI ENERGY (CHINA) | YL240P-29B | 240 | 20 | 264 | 30 |  | Solar | FIXED | Roof
SRP13598 | POWER-ONE | PVI-4.2-OUTD-S-US (208 V) | 4200 | 1 |  |  | 0.96 | Solar Inverter |  | OUTDOOR
SRP13599 | TRINA SOLAR | TSM-240PD05 | 240 | 24 | 176 | 28 |  | Solar | FIXED | Roof
SRP13599 | ENPHASE ENERGY | M215-60-2LL-S2X | 215 | 24 |  |  | 0.96 | Solar Inverter |  | INDOOR
SRP13600 | BAODING YINGLI NEW ENERGY RESOURCES CO | YL175(156) | 240 | 22 | 126 | 25 |  | Solar | FIXED | Roof
SRP13600 | POWER-ONE | PVI-5000-OUTD-US (208 V) | 5000 | 1 |  |  | 0.965 | Solar Inverter |  | Inside
SRP13601 | CHANGZHOU TRINA SOLAR ENERGY CO | TSM-185D | 240 | 30 | 240 | 28 |  | Solar | FIXED | Roof
SRP13601 | CHANGZHOU TRINA SOLAR ENERGY CO | TSM-185D | 240 | 18 | 240 | 38 |  | Solar | FIXED | Roof
SRP13601 | ENPHASE ENERGY | M200-32-208-S01 | 215 | 48 |  |  | 0.96 | Solar Inverter |  | Inside
SRP13602 | YINGLI ENERGY (CHINA) | YL240P-29B | 240 | 44 | 214 | 18 |  | Solar | FIXED | Roof
SRP13602 | POWER-ONE | PVI-3.6-OUTD-S-US (240 V) | 3600 | 1 |  |  | 0.96 | Solar Inverter |  | OUTDOOR
SRP13602 | POWER-ONE | PVI-6000-OUTD-US-W (240 V) | 6000 | 1 |  |  | 0.965 | Solar Inverter |  | OUTDOOR
SRP13603 | TRINA SOLAR | TSM-240DA05 | 240 | 24 | 150 | 26 |  | Solar | FIXED | Roof
SRP13603 | TRINA SOLAR | TSM-240DA05 | 240 | 5 | 240 | 30 |  | Solar | FIXED | Roof
SRP13603 | ENPHASE ENERGY | M215-60-2LL-S2X | 215 | 29 |  |  | 0.96 | Solar Inverter |  | Outside
SRP13604 | SUNPOWER | T5-SPR-327 | 327 | 14 | 193 | 45 |  | Solar | FIXED | Roof
SRP13604 | SUNPOWER | T5-SPR-327 | 327 | 24 | 282 | 45 |  | Solar | FIXED | Roof
SRP13604 | SUNPOWER CORP (ORIGINAL MFRSMA) | SPR-3000M (208V) | 3000 | 1 |  |  | 0.955 | Solar Inverter |  | INDOOR
SRP13604 | SUNPOWER CORP (ORIGINAL MFRSMA) | SPR-4000M (208V) | 4000 | 2 |  |  | 0.96 | Solar Inverter |  | INDOOR
SRP13605 | CHANGZHOU TRINA SOLAR ENERGY CO | TSM-185D | 240 | 38 | 215 | 35 |  | Solar | FIXED | Roof
SRP13605 | ENPHASE ENERGY | M200-32-208-S01 | 215 | 38 |  |  | 0.96 | Solar Inverter |  | Inside
SRP13606 | TRINA SOLAR | TSM-240PA05.10 | 240 | 18 | 196 | 30 |  | Solar | FIXED | Roof
SRP13606 | ENPHASE ENERGY | M215-60-2LL-S2X | 215 | 18 |  |  | 0.96 | Solar Inverter |  | OUTDOOR
SRP13608 | KYOCERA SOLAR | KD220GX-LFBS | 220 | 12 | 177 | 28 |  | Solar | FIXED | Roof
SRP13608 | POWER-ONE | PVI-3.0-OUTD-S-US (240 V) | 3000 | 1 |  |  | 0.96 | Solar Inverter |  | OUTDOOR
SRP13609 | CANADIAN SOLAR | CS6P-230 | 235 | 11 | 133 | 34 |  | Solar | FIXED | Roof
SRP13609 | CANADIAN SOLAR | CS6P-230 | 235 | 6 | 133 | 35 |  | Solar | FIXED | Roof
SRP13609 | CANADIAN SOLAR | CS6P-230 | 235 | 9 | 227 | 35 |  | Solar | FIXED | Roof
SRP13609 | CANADIAN SOLAR | CS6P-230 | 235 | 16 | 227 | 35 |  | Solar | FIXED | Roof
SRP13609 | ENPHASE ENERGY | M200-32-240-S02 | 215 | 16 |  |  | 0.96 | Solar Inverter |  | OUTDOOR
SRP13609 | ENPHASE ENERGY | M200-32-240-S02 | 215 | 26 |  |  | 0.96 | Solar Inverter |  | OUTDOOR
SRP13610 | CANADIAN SOLAR | CS6P-230 | 235 | 34 | 145 | 23 |  | Solar | FIXED | Roof
SRP13610 | ENPHASE ENERGY | M200-32-240-S02 | 215 | 34 |  |  | 0.96 | Solar Inverter |  | OUTDOOR
SRP13611 | CHANGZHOU TRINA SOLAR ENERGY CO | TSM-185D | 235 | 58 | 180 | 30 |  | Solar | FIXED | Roof
SRP13611 | SMA AMERICA | SB5000US (240V) | 5000 | 1 |  |  | 0.96 | Solar Inverter |  | OUTDOOR
SRP13611 | SMA AMERICA | SB7000US (240V) | 7000 | 1 |  |  | 0.97 | Solar Inverter |  | OUTDOOR
SRP13612 | CANADIAN SOLAR | CS6P-230 | 235 | 23 | 223 | 19 |  | Solar | FIXED | Roof
SRP13612 | ENPHASE ENERGY | M200-32-240-S02 | 215 | 23 |  |  | 0.96 | Solar Inverter |  | OUTDOOR
SRP13613 | CANADIAN SOLAR | CS6P-230 | 235 | 5 | 282 | 20 |  | Solar | FIXED | Roof
SRP13613 | CANADIAN SOLAR | CS6P-230 | 235 | 23 | 102 | 21 |  | Solar | FIXED | Roof
SRP13613 | ENPHASE ENERGY | M200-32-240-S02 | 215 | 28 |  |  | 0.96 | Solar Inverter |  | OUTDOOR
SRP13616 | TRINA SOLAR | TSM-240PA05.10 | 240 | 28 | 215.8 | 32 |  | Solar | FIXED | Roof
SRP13616 | ENPHASE ENERGY | M215-60-2LL-S2X | 215 | 28 |  |  | 0.96 | Solar Inverter |  | OUTDOOR
SRP13617 | MOTECH AMERICAS | MTPVP-295-MSC | 295 | 190 | 223 | 35 |  | Solar | FIXED | Roof
SRP13617 | FRONIUS USA |  | 10000 | 1 |  |  | 0.95 | Solar Inverter |  | INDOOR
SRP13617 | FRONIUS USA |  | 11400 | 4 |  |  | 0.95 | Solar Inverter |  | INDOOR
SRP13618 | CHANGZHOU TRINA SOLAR ENERGY CO | TSM-185D | 240 | 39 | 221.5 | 28 |  | Solar | FIXED | Roof
SRP13618 | ENPHASE ENERGY | M175-24-208-S | 215 | 39 |  |  | 0.96 | Solar Inverter |  | OUTDOOR
SRP13619 | TRINA SOLAR | TSM-240DA05 | 240 | 36 | 215.5 | 26 |  | Solar | FIXED | Roof
SRP13619 | ENPHASE ENERGY | M215-60-2LL-S2X | 215 | 36 |  |  | 0.963 | Solar Inverter |  | OUTDOOR
SRP13620 | MOTECH AMERICAS | IM72C3-295-XXXXXX | 295 | 209 | 172 | 5 |  | Solar | FIXED | Roof
SRP13620 | MOTECH AMERICAS | IM72C3-295-XXXXXX | 295 | 220 | 273 | 5 |  | Solar | FIXED | Roof
SRP13620 | SOLECTRIA RENEWABLES | PVI60KW-208 | 60000 | 2 |  |  | 0.95 | Solar Inverter |  | INDOOR
SRP13621 | YINGLI ENERGY (CHINA) | YL240P-29B | 240 | 40 | 164 | 32 |  | Solar | FIXED | Roof
SRP13621 | FRONIUS USA |  | 10000 | 1 |  |  | 0.95 | Solar Inverter |  | Inside
SRP13622 | YINGLI ENERGY (CHINA) | YL240P-32B | 240 | 36 | 212 | 21 |  | Solar | FIXED | Roof
SRP13622 | FRONIUS USA |  | 7500 | 1 |  |  | 0.95 | Solar Inverter |  | Inside
SRP13623 | SUNWIZE TECHNOLOGIES |  | 260 | 16 | 197 | 20 |  | Solar | FIXED | Roof
SRP13623 | POWER-ONE | PVI-3600-OUTD-US-F (240V) | 3600 | 1 |  |  | 0.96 | Solar Inverter |  | OUTDOOR
SRP13624 | KYOCERA SOLAR | KD220GX-LFBS | 220 | 45 | 180 | 33 |  | Solar | FIXED | Roof
SRP13624 | FRONIUS USA |  | 10000 | 1 |  |  | 0.965 | Solar Inverter |  | Inside
SRP13625 | YINGLI ENERGY (CHINA) | YL240P-29B | 240 | 8 | 98 | 22 |  | Solar | FIXED | Roof
SRP13625 | YINGLI ENERGY (CHINA) | YL240P-32B | 240 | 12 | 286 | 22 |  | Solar | FIXED | Roof
SRP13625 | POWER-ONE | PVI-5000-OUTD-US (240 V) | 5000 | 1 |  |  | 0.965 | Solar Inverter |  | OUTDOOR
SRP13626 | BAODING YINGLI NEW ENERGY RESOURCES CO | YL175(156) | 240 | 15 | 87 | 18 |  | Solar | FIXED | Roof
SRP13626 | BAODING YINGLI NEW ENERGY RESOURCES CO | YL175(156) | 240 | 8 | 177 | 18 |  | Solar | FIXED | Roof
SRP13626 | BAODING YINGLI NEW ENERGY RESOURCES CO | YL175(156) | 240 | 27 | 267 | 18 |  | Solar | FIXED | Roof
SRP13626 | FRONIUS USA |  | 10000 | 1 |  |  | 0.95 | Solar Inverter |  | Inside
SRP13627 | KYOCERA SOLAR | KD220GX-LFBS | 220 | 42 | 150 | 26 |  | Solar | FIXED | Roof
SRP13627 | POWER-ONE | PVI-4.2-OUTD-S-US (240 V) | 4200 | 2 |  |  | 0.96 | Solar Inverter |  | Outside
SRP13628 | SUNPOWER | SPR-230-WHT-U | 260 | 15 | 185 | 40 |  | Solar | FIXED | Roof
SRP13628 | POWER-ONE | PVI-3000-I-OUTD-US-F (240V) | 3000 | 1 |  |  | 0.96 | Solar Inverter |  | OUTDOOR
SRP13629 | YINGLI ENERGY (CHINA) | YL240P-29B | 240 | 14 | 78 | 17 |  | Solar | FIXED | Roof
SRP13629 | YINGLI ENERGY (CHINA) | YL240P-29B | 240 | 26 | 258 | 17 |  | Solar | FIXED | Roof
SRP13629 | POWER-ONE | PVI-3.0-OUTD-S-US (240 V) | 3000 | 1 |  |  | 0.96 | Solar Inverter |  | OUTDOOR
SRP13629 | POWER-ONE | PVI-6000-OUTD-US (240 V) | 6000 | 1 |  |  | 0.965 | Solar Inverter |  | OUTDOOR
SRP13630 | TRINA SOLAR | TSM-240DA05 | 240 | 26 | 135 | 34 |  | Solar | FIXED | Roof
SRP13630 | SMA AMERICA | SB6000TL-US (240V) | 6000 | 1 |  |  | 0.965 | Solar Inverter |  | OUTDOOR
SRP13631 | KYOCERA SOLAR | KD210GX-LP | 220 | 7 | 186 | 28 |  | Solar | FIXED | Roof
SRP13631 | KYOCERA SOLAR | KD210GX-LP | 220 | 30 | 186 | 28 |  | Solar | FIXED | Roof
SRP13631 | POWER-ONE | PVI-3000-I-OUTD-US (208V) | 3000 | 1 |  |  | 0.96 | Solar Inverter |  | OUTDOOR
SRP13631 | POWER-ONE | PVI-5000-OUTD-US (208 V) | 4200 | 1 |  |  | 0.96 | Solar Inverter |  | OUTDOOR
SRP13632 | YINGLI ENERGY (CHINA) | YL240P-29B | 240 | 36 | 146 | 40 |  | Solar | FIXED | Roof
SRP13632 | FRONIUS USA |  | 7500 | 1 |  |  | 0.95 | Solar Inverter |  | OUTDOOR
SRP13633 | YINGLI ENERGY (CHINA) | YL240P-29B | 240 | 27 | 201 | 35 |  | Solar | FIXED | Roof
SRP13633 | POWER-ONE | PVI-6000-OUTD-US (208 V) | 6000 | 1 |  |  | 0.965 | Solar Inverter |  | Inside
SRP13635 | BAODING YINGLI NEW ENERGY RESOURCES CO | 110(17)P1447X663 | 240 | 10 | 173 | 43 |  | Solar | FIXED | Roof
SRP13635 | FRONIUS USA | IG 2000 NEG | 2000 | 1 |  |  | 0.935 | Solar Inverter |  | Inside
SRP13636 | YINGLI ENERGY (CHINA) | YL240P-29B | 240 | 208 | 180 | 30 |  | Solar | FIXED | Roof
SRP13636 | FRONIUS USA |  | 10000 | 5 |  |  | 0.955 | Solar Inverter |  | OUTDOOR
SRP13637 | BEIJING ZHONGKEXIN ELECTRONICS EQUIPMENT | ZKX-265P-24 | 260 | 8 | 190 | 29 |  | Solar | FIXED | Roof
SRP13637 | BEIJING ZHONGKEXIN ELECTRONICS EQUIPMENT | ZKX-265P-24 | 260 | 12 | 190 | 29 |  | Solar | FIXED | Roof
SRP13637 | BEIJING ZHONGKEXIN ELECTRONICS EQUIPMENT | ZKX-265P-24 | 260 | 16 | 100 | 36 |  | Solar | FIXED | Roof
SRP13637 | BEIJING ZHONGKEXIN ELECTRONICS EQUIPMENT | ZKX-265P-24 | 260 | 14 | 100 | 44 |  | Solar | FIXED | Roof
SRP13637 | POWER-ONE | PVI-6000-OUTD-US (240 V) | 6000 | 1 |  |  | 0.965 | Solar Inverter |  | Inside
SRP13637 | POWER-ONE | PVI-6000-OUTD-US-W (240 V) | 6000 | 2 |  |  | 0.965 | Solar Inverter |  | Inside
SRP13638 | TRINA SOLAR | TSM-240PA05 | 240 | 12 | 40 | 26 |  | Solar | FIXED | Roof
SRP13638 | TRINA SOLAR | TSM-240PA05 | 240 | 25 | 220 | 26 |  | Solar | FIXED | Roof
SRP13638 | SOLAREDGE TECHNOLOGIES | SE3000 (240V) W/ -ER-US OR A-US | 3000 | 1 |  |  | 0.975 | Solar Inverter |  | Inside
SRP13638 | SOLAREDGE TECHNOLOGIES | SE6000 (240V) W/ -ER-US OR A-US | 6000 | 1 |  |  | 0.975 | Solar Inverter |  | Inside
SRP13639 | KYOCERA SOLAR | KD220GX-LFBS | 220 | 24 | 172 | 8 |  | Solar | FIXED | Roof
SRP13639 | KYOCERA SOLAR | KD220GX-LFBS | 220 | 8 | 262 | 15 |  | Solar | FIXED | Roof
SRP13639 | POWER-ONE | PVI-6000-OUTD-US-W (240 V) | 6000 | 1 |  |  | 0.965 | Solar Inverter |  | OUTDOOR
SRP13640 | YINGLI ENERGY (CHINA) | YL240P-29B | 240 | 17 | 269 | 28 |  | Solar | FIXED | Roof
SRP13640 | POWER-ONE | PVI-4.2-OUTD-S-US (208 V) | 4200 | 1 |  |  | 0.96 | Solar Inverter |  | OUTDOOR
SRP13641 | YINGLI ENERGY (CHINA) | YL240P-29B | 240 | 10 | 128 | 10 |  | Solar | FIXED | Roof
SRP13641 | YINGLI ENERGY (CHINA) | YL240P-29B | 240 | 11 | 128 | 25 |  | Solar | FIXED | Roof
SRP13641 | POWER-ONE | PVI-4.2-OUTD-S-US (208 V) | 4200 | 1 |  |  | 0.96 | Solar Inverter |  | Inside
SRP13642 | LUMOS | LS180-72M-J | 180 | 60 | 203 | 31 |  | Solar | FIXED | Roof
SRP13642 | POWER-ONE | PVI-5000-OUTD-US (240 V) | 5000 | 1 |  |  | 0.97 | Solar Inverter |  | INDOOR
SRP13642 | POWER-ONE | PVI-6000-OUTD-US (240 V) | 6000 | 1 |  |  | 0.97 | Solar Inverter |  | INDOOR
SRP13643 | KYOCERA SOLAR | KD220GX-LFBS | 220 | 15 | 86 | 18 |  | Solar | FIXED | Roof
SRP13643 | KYOCERA SOLAR | KD220GX-LFBS | 220 | 23 | 176 | 18 |  | Solar | FIXED | Roof
SRP13643 | POWER-ONE | PVI-3.0-OUTD-S-US (208 V) | 3000 | 1 |  |  | 0.96 | Solar Inverter |  | OUTDOOR
SRP13643 | POWER-ONE | PVI-4.2-OUTD-S-US (208 V) | 4200 | 1 |  |  | 0.965 | Solar Inverter |  | OUTDOOR
SRP13644 | KYOCERA SOLAR | KD210GX-LP | 220 | 21 | 92 | 36 |  | Solar | FIXED | Roof
SRP13644 | KYOCERA SOLAR | KD210GX-LP | 220 | 15 | 272 | 36 |  | Solar | FIXED | Roof
SRP13644 | SOLECTRIA RENEWABLES | PVI 3000 (208V) | 3000 | 1 |  |  | 0.975 | Solar Inverter |  | Inside
SRP13644 | SOLECTRIA RENEWABLES | PVI 3000 (208V) | 3800 | 1 |  |  | 0.975 | Solar Inverter |  | Inside
SRP13645 | BAODING YINGLI NEW ENERGY RESOURCES CO | YL175(156) | 240 | 44 | 222 | 30 |  | Solar | FIXED | Roof
SRP13645 | FRONIUS USA |  | 10000 | 1 |  |  | 0.965 | Solar Inverter |  | Inside
SRP13647 | YINGLI ENERGY (CHINA) | YL240P-29B | 240 | 16 | 123 | 30 |  | Solar | FIXED | Roof
SRP13647 | YINGLI ENERGY (CHINA) | YL240P-29B | 240 | 6 | 303 | 30 |  | Solar | FIXED | Roof
SRP13647 | POWER-ONE | PVI-5000-OUTD-US (240 V) | 5000 | 1 |  |  | 0.965 | Solar Inverter |  | Inside
SRP13649 | BAODING YINGLI NEW ENERGY RESOURCES CO | YL175(156) | 240 | 36 | 125 | 24 |  | Solar | FIXED | Roof
SRP13649 | SMA AMERICA | SB7000US (277V) | 7000 | 1 |  |  | 0.96 | Solar Inverter |  | OUTDOOR
SRP13650 | KYOCERA SOLAR | KC120-1 | 220 | 40 | 180 | 20 |  | Solar | FIXED | Roof
SRP13650 | POWER-ONE | PVI-3000-I-OUTD-US | 3000 | 1 |  |  | 0.96 | Solar Inverter |  | OUTDOOR
SRP13650 | POWER-ONE | PVI-5000-OUTD-US (208 V) | 5000 | 1 |  |  | 0.965 | Solar Inverter |  | Outside
SRP13651 | YINGLI ENERGY (CHINA) | YL240P-29B | 240 | 36 | 252 | 25 |  | Solar | FIXED | Roof
SRP13651 | FRONIUS USA |  | 7500 | 1 |  |  | 0.95 | Solar Inverter |  | OUTDOOR
SRP13652 | YINGLI ENERGY (CHINA) | YL240P-29B | 240 | 18 | 165 | 33 |  | Solar | FIXED | Roof
SRP13652 | YINGLI ENERGY (CHINA) | YL240P-29B | 240 | 12 | 165 | 36 |  | Solar | FIXED | Roof
SRP13652 | YINGLI ENERGY (CHINA) | YL240P-29B | 240 | 9 | 255 | 45 |  | Solar | FIXED | Roof
SRP13652 | POWER-ONE | PVI-4.2-OUTD-S-US (208 V) | 4200 | 1 |  |  | 0.96 | Solar Inverter |  | OUTDOOR
SRP13652 | POWER-ONE | PVI-5000-OUTD-US (208 V) | 5000 | 1 |  |  | 0.965 | Solar Inverter |  | OUTDOOR
SRP13654 | TRINA SOLAR | TSM-240PA05 | 240 | 9 | 67 | 22 |  | Solar | FIXED | Roof
SRP13654 | TRINA SOLAR | TSM-240PA05 | 240 | 10 | 247 | 23 |  | Solar | FIXED | Roof
SRP13654 | ENPHASE ENERGY | M175-24-208-S | 215 | 7 |  |  | 0.96 | Solar Inverter |  | OUTDOOR
SRP13654 | ENPHASE ENERGY | M175-24-208-S | 215 | 12 |  |  | 0.96 | Solar Inverter |  | OUTDOOR
SRP13655 | CANADIAN SOLAR | CS6P-245P | 245 | 33 | 138 | 37 |  | Solar | FIXED | Roof
SRP13655 | ENPHASE ENERGY | M175-24-208-S | 215 | 16 |  |  | 0.96 | Solar Inverter |  | OUTDOOR
SRP13655 | ENPHASE ENERGY | M175-24-208-S | 215 | 17 |  |  | 0.96 | Solar Inverter |  | OUTDOOR
SRP13657 | CANADIAN SOLAR | CS6P-230 | 235 | 11 | 135 | 22 |  | Solar | FIXED | Roof
SRP13657 | CANADIAN SOLAR | CS6P-230 | 235 | 6 | 225 | 23 |  | Solar | FIXED | Roof
SRP13657 | ENPHASE ENERGY | M175-24-208-S | 215 | 17 |  |  | 0.96 | Solar Inverter |  | OUTDOOR
SRP13659 | SUNTECH POWER | STP150-24/AB-1 | 250 | 26 | 134 | 32 |  | Solar | FIXED | Roof
SRP13659 | SUNTECH POWER | STP150-24/AB-1 | 250 | 22 | 224 | 32 |  | Solar | FIXED | Roof
SRP13659 | PV POWERED | PVP4800 | 4800 | 1 |  |  | 0.96 | Solar Inverter |  | OUTDOOR
SRP13659 | SMA AMERICA | SB6000U (240V) | 6000 | 1 |  |  | 0.97 | Solar Inverter |  | OUTDOOR
SRP13660 | SUNPOWER | SPR-245NE-WHT-D | 245 | 27 | 122 | 30 |  | Solar | FIXED | Roof
SRP13660 | SUNPOWER | SPR-245NE-WHT-D | 245 | 9 | 212 | 36 |  | Solar | FIXED | Roof
SRP13660 | SUNPOWER | SPR-8000M (240V) | 8000 | 1 |  |  | 0.97 | Solar Inverter |  | Inside
SRP13661 | SUNPOWER | SPR-327NE-WHT-D | 327 | 18 | 160 | 26 |  | Solar | FIXED | Roof
SRP13661 | SUNPOWER CORP (ORIGINAL MFRSMA) | SPR-5000M (208V) | 5000 | 1 |  |  | 0.968 | Solar Inverter |  | Inside
SRP13662 | BAODING YINGLI NEW ENERGY RESOURCES CO | YL175(156) | 240 | 22 | 132 | 20 |  | Solar | FIXED | Roof
SRP13662 | POWER-ONE | PVI-5000-OUTD-US (208 V) | 5000 | 1 |  |  | 0.965 | Solar Inverter |  | OUTDOOR
SRP13663 | YINGLI ENERGY (CHINA) | YL240P-29B | 240 | 18 | 191 | 26 |  | Solar | FIXED | Roof
SRP13663 | POWER-ONE | PVI-3.8-1-OUTD-X-US-Y (277 V) | 3800 | 1 |  |  | 0.965 | Solar Inverter |  | OUTDOOR
SRP13664 | CHANGZHOU TRINA SOLAR ENERGY CO | TSM-160D | 240 | 11 | 167 | 15 |  | Solar | FIXED | Roof
SRP13664 | CHANGZHOU TRINA SOLAR ENERGY CO | TSM-160D | 240 | 13 | 167 | 35 |  | Solar | FIXED | Roof
SRP13664 | PV POWERED | PVP2000 | 2000 | 1 |  |  | 0.92 | Solar Inverter |  | OUTDOOR
SRP13664 | PV POWERED | PVP2000 | 2000 | 1 |  |  | 0.92 | Solar Inverter |  | OUTDOOR
SRP13664 | PV POWERED | PVP2500 | 2500 | 1 |  |  | 0.945 | Solar Inverter |  | OUTDOOR
SRP13665 | KYOCERA SOLAR | KD220GX-LFBS | 220 | 26 | 245 | 20 |  | Solar | FIXED | Roof
SRP13665 | POWER-ONE | PVI-5000-OUTD-US (240 V) | 5000 | 1 |  |  | 0.965 | Solar Inverter |  | OUTDOOR
SRP13667 | SUNTECH POWER | STP150-24/AB-1 | 250 | 12 | 178 | 34 |  | Solar | FIXED | Roof
SRP13667 | SUNTECH POWER | STP150-24/AB-1 | 250 | 6 | 268 | 34 |  | Solar | FIXED | Roof
SRP13667 | PV POWERED | PVP2000 | 2000 | 1 |  |  | 0.92 | Solar Inverter |  | INDOOR
SRP13667 | PV POWERED | PVP2500 | 2500 | 1 |  |  | 0.945 | Solar Inverter |  | INDOOR
SRP13668 | CHANGZHOU TRINA SOLAR ENERGY CO | TSM-185D | 240 | 34 | 180 | 11 |  | Solar | FIXED | Roof
SRP13668 | SMA AMERICA | SB1100U | 2500 | 1 |  |  | 0.96 | Solar Inverter |  | OUTDOOR
SRP13668 | SMA AMERICA | SB5000US (208V) | 5000 | 1 |  |  | 0.968 | Solar Inverter |  | OUTDOOR
SRP13669 | TRINA SOLAR | TSM-240PA05.10 | 240 | 36 | 189 | 32 |  | Solar | FIXED | Roof
SRP13669 | SMA AMERICA | SB8000TL-US (208V) | 8000 | 1 |  |  | 0.983 | Solar Inverter |  | OUTDOOR
SRP13670 | CHANGZHOU TRINA SOLAR ENERGY CO | TSM-185D | 240 | 12 | 212 | 35 |  | Solar | FIXED | Roof
SRP13670 | CHANGZHOU TRINA SOLAR ENERGY CO | TSM-185D | 240 | 18 | 122 | 39 |  | Solar | FIXED | Roof
SRP13670 | SMA AMERICA | SB1100U | 2500 | 1 |  |  | 0.96 | Solar Inverter |  | OUTDOOR
SRP13670 | SMA AMERICA | SB3800U (208V) | 3800 | 1 |  |  | 0.968 | Solar Inverter |  | OUTDOOR
SRP13672 | CHANGZHOU TRINA SOLAR ENERGY CO | TSM-185D | 240 | 16 | 160 | 33 |  | Solar | FIXED | Roof
SRP13672 | ENPHASE ENERGY | M175-24-208-S | 215 | 16 |  |  | 0.96 | Solar Inverter |  | OUTDOOR
SRP13673 | TRINA SOLAR | TSM-240PA05.10 | 240 | 6 | 117 | 10 |  | Solar | FIXED | Roof
SRP13673 | TRINA SOLAR | TSM-240PA05.10 | 240 | 20 | 117 | 28 |  | Solar | FIXED | Roof
SRP13673 | TRINA SOLAR | TSM-240PA05.10 | 240 | 10 | 206 | 28 |  | Solar | FIXED | Roof
SRP13673 | ENPHASE ENERGY | M215-60-2LL-S2X | 215 | 36 |  |  | 0.96 | Solar Inverter |  | INDOOR
SRP13674 | CHANGZHOU TRINA SOLAR ENERGY CO | TSM-185D | 240 | 24 | 241 | 21 |  | Solar | FIXED | Roof
SRP13674 | ENPHASE ENERGY | M200-32-240-S02 | 215 | 24 |  |  | 0.96 | Solar Inverter |  | INDOOR
SRP13676 | CHANGZHOU TRINA SOLAR ENERGY CO | TSM-185D | 240 | 38 | 167 | 40 |  | Solar | FIXED | Roof
SRP13676 | SMA AMERICA | SB1100U | 2500 | 1 |  |  | 0.96 | Solar Inverter |  | OUTDOOR
SRP13676 | SMA AMERICA | SB6000U (208V) | 6000 | 1 |  |  | 0.968 | Solar Inverter |  | OUTDOOR
SRP13677 | SUNPOWER | T5-SPR-327 | 327 | 7 | 77 | 22 |  | Solar | FIXED | Roof
SRP13677 | SUNPOWER | T5-SPR-327 | 327 | 8 | 257 | 22 |  | Solar | FIXED | Roof
SRP13677 | POWER-ONE | PVI-4.2-OUTD-S-US (240 V) | 4200 | 1 |  |  | 0.97 | Solar Inverter |  | OUTDOOR
SRP13678 | CANADIAN SOLAR | CS4C-100 | 235 | 11 | 218 | 35 |  | Solar | FIXED | Roof
SRP13678 | CANADIAN SOLAR | CS4C-100 | 235 | 11 | 218 | 35 |  | Solar | FIXED | Roof
SRP13678 | ENPHASE ENERGY | M175-24-208-S | 215 | 11 |  |  | 0.96 | Solar Inverter |  | OUTDOOR
SRP13678 | ENPHASE ENERGY | M175-24-208-S | 215 | 11 |  |  | 0.96 | Solar Inverter |  | OUTDOOR
SRP13680 | CANADIAN SOLAR | CS6P-230 | 245 | 18 | 116 | 23 |  | Solar | FIXED | Roof
SRP13680 | CANADIAN SOLAR | CS6P-230 | 245 | 18 | 296 | 23 |  | Solar | FIXED | Roof
SRP13680 | ENPHASE ENERGY | M175-24-208-S | 215 | 36 |  |  | 0.96 | Solar Inverter |  | OUTDOOR
SRP13681 | MOTECH AMERICAS | MTPVP-295-MSC | 295 | 520 | 162 | 5 |  | Solar | FIXED | Roof
SRP13681 | FRONIUS USA | FRONIUS CL 33.3 DELTA (208V) | 33000 | 1 |  |  | 0.95 | Solar Inverter |  | INDOOR
SRP13681 | FRONIUS USA | FRONIUS CL 55.5 DELTA (208V) | 55000 | 2 |  |  | 0.95 | Solar Inverter |  | INDOOR
SRP13682 | SILIKEN MANUFACTURING USA | SLK60P6L 212 WP | 245 | 24 | 190 | 26 |  | Solar | FIXED | Roof
SRP13682 | OUTBACK POWER SYSTEMS | GVFX 3648 | 3500 | 1 |  |  | 0.92 | Solar Inverter |  | INDOOR
SRP13683 | MOTECH AMERICAS | IM60C3-250-XXXXXX | 250 | 10 | 305 | 20 |  | Solar | FIXED | Roof
SRP13683 | MOTECH AMERICAS | IM60C3-250-XXXXXX | 250 | 21 | 127 | 23 |  | Solar | FIXED | Roof
SRP13683 | ENPHASE ENERGY | M215-60-2LL-S2X | 215 | 31 |  |  | 0.96 | Solar Inverter |  | OUTDOOR
SRP13684 | YINGLI ENERGY (CHINA) | YL240P-29B | 240 | 22 | 182 | 22 |  | Solar | FIXED | Roof
SRP13684 | SOLAREDGE TECHNOLOGIES | SE5000 (208V) W/ -ER-US OR A-US | 5000 | 1 |  |  | 0.975 | Solar Inverter |  | INDOOR
SRP13686 | SUNIVA | OPT240-60-4-100 | 260 | 5 | 149 | 27 |  | Solar | FIXED | Roof
SRP13686 | SUNIVA | OPT260-60-4-100 | 260 | 23 | 149 | 27 |  | Solar | FIXED | Roof
SRP13686 | SOLAREDGE TECHNOLOGIES | SE3000 (240V) W/ -ER-US OR A-US | 3000 | 1 |  |  | 0.975 | Solar Inverter |  | OUTDOOR
SRP13686 | SOLAREDGE TECHNOLOGIES | SE3800 (208V) W/ -ER-US OR A-US | 3800 | 1 |  |  | 0.975 | Solar Inverter |  | OUTDOOR
SRP13687 | SUNTECH POWER | STP210S-18/UB-1 | 250 | 20 | 197.2 | 30 |  | Solar | FIXED | Roof
SRP13687 | PV POWERED | PVP4800 | 4800 | 1 |  |  | 0.96 | Solar Inverter |  | Inside
SRP13689 | SUNTECH POWER | STP210S-18/UB-1 | 250 | 28 | 222.5 | 30 |  | Solar | FIXED | Roof
SRP13689 | PV POWERED | PVP3000 | 3000 | 2 |  |  | 0.935 | Solar Inverter |  | OUTDOOR
SRP13690 | CHANGZHOU TRINA SOLAR ENERGY CO | TSM-185D | 235 | 32 | 260.9 | 44 |  | Solar | FIXED | Roof
SRP13690 | PV POWERED | PVP3500 | 3500 | 2 |  |  | 0.955 | Solar Inverter |  | INDOOR
SRP13691 | SOLARWORLD | SW255 MONO | 255 | 8 | 56 | 23 |  | Solar | FIXED | Roof
SRP13691 | SOLARWORLD | SW255 MONO | 255 | 20 | 146 | 23 |  | Solar | FIXED | Roof
SRP13691 | ENPHASE ENERGY | M215-60-2LL-S2X | 215 | 28 |  |  | 0.95 | Solar Inverter |  | OUTDOOR
SRP13692 | SOLARWORLD | SW255 MONO | 255 | 20 | 233 | 34 |  | Solar | FIXED | Roof
SRP13692 | SIEMENS INDUSTRY | SMIINV215R60XX (208V) | 215 | 20 |  |  | 0.95 | Solar Inverter |  | OUTDOOR
SRP13693 | CANADIAN SOLAR | CS6P-230 | 230 | 10 | 217 | 35 |  | Solar | FIXED | Roof
SRP13693 | ENPHASE ENERGY | M190-72-208-SXX (-NA) | 190 | 10 |  |  | 0.95 | Solar Inverter |  | OUTDOOR
SRP13694 | SUNPOWER | PL-AP-65 DOUBLE MODULE | 327 | 20 | 240 | 19 |  | Solar | FIXED | Roof
SRP13694 | SUNPOWER CORP (ORIGINAL MFR - PV POWERED LLC) | SPR-5200 | 6500 | 1 |  |  | 0.962 | Solar Inverter |  | OUTDOOR
SRP13695 | SUNTECH POWER | STP150-24/AB-1 | 250 | 50 | 235 | 20 |  | Solar | FIXED | Roof
SRP13695 | SMA AMERICA | SB6000U (240V) | 6000 | 1 |  |  | 0.97 | Solar Inverter |  | Outside
SRP13695 | SMA AMERICA | SB6000US (240V) | 6000 | 1 |  |  | 0.97 | Solar Inverter |  | Outside
SRP13696 | SUNWIZE TECHNOLOGIES |  | 250 | 12 | 134.6 | 30 |  | Solar | FIXED | Roof
SRP13696 | SUNWIZE TECHNOLOGIES |  | 250 | 8 | 134.6 | 35 |  | Solar | FIXED | Roof
SRP13696 | SUNWIZE TECHNOLOGIES |  | 250 | 16 | 227.6 | 35 |  | Solar | FIXED | Roof
SRP13696 | ENPHASE ENERGY | M175-24-208-S | 215 | 36 |  |  | 0.96 | Solar Inverter |  | OUTDOOR
SRP13697 | CHANGZHOU TRINA SOLAR ENERGY CO | TSM-165D | 245 | 30 | 220 | 23 |  | Solar | FIXED | Roof
SRP13697 | POWER-ONE | PVI-3000-I-OUTD-US | 3000 | 2 |  |  | 0.97 | Solar Inverter |  | INDOOR
SRP13698 | TRINA SOLAR | TSM-240DA05 | 240 | 36 | 176 | 29 |  | Solar | FIXED | Roof
SRP13698 | ENPHASE ENERGY | M215-60-2LL-S2X-IG | 215 | 36 |  |  | 0.96 | Solar Inverter |  | OUTDOOR
SRP13699 | CHANGZHOU TRINA SOLAR ENERGY CO | TSM-160D | 240 | 2 | 119 | 29 |  | Solar | FIXED | Roof
SRP13699 | CHANGZHOU TRINA SOLAR ENERGY CO | TSM-160D | 240 | 15 | 209 | 34 |  | Solar | FIXED | Roof
SRP13699 | ENPHASE ENERGY | M175-24-208-S | 215 | 17 |  |  | 0.96 | Solar Inverter |  | INDOOR
SRP13700 | CHANGZHOU TRINA SOLAR ENERGY CO | TSM-160D | 240 | 29 | 106 | 32 |  | Solar | FIXED | Roof
SRP13700 | CHANGZHOU TRINA SOLAR ENERGY CO | TSM-160D | 240 | 6 | 196 | 32 |  | Solar | FIXED | Roof
SRP13700 | ENPHASE ENERGY | M175-24-208-S | 215 | 35 |  |  | 0.96 | Solar Inverter |  | Inside
SRP13701 | LDK SOLAR | LDK-250D-20 | 250 | 88 | 180 | 30 |  | Solar | FIXED | Ground
SRP13701 | SMA AMERICA | SB5000US | 5000 | 4 |  |  | 0.971 | Solar Inverter |  | OUTDOOR
SRP13702 | KYOCERA SOLAR | KD220GX-LFBS | 220 | 27 | 244 | 30 |  | Solar | FIXED | Roof
SRP13702 | KYOCERA SOLAR | KD220GX-LFBS | 220 | 27 | 154 | 33 |  | Solar | FIXED | Roof
SRP13702 | POWER-ONE | PVI-6000-OUTD-US (208 V) | 6000 | 2 |  |  | 0.965 | Solar Inverter |  | OUTDOOR
SRP13703 | YINGLI ENERGY (CHINA) | YL240P-29B | 240 | 20 | 157 | 26 |  | Solar | FIXED | Roof
SRP13703 | POWER-ONE | PVI-4.2-OUTD-S-US (240 V) | 4200 | 1 |  |  | 0.965 | Solar Inverter |  | Outside
SRP13705 | YINGLI ENERGY (CHINA) | YL240P-32B | 240 | 58 | 148 | 30 |  | Solar | FIXED | Roof
SRP13705 | YINGLI ENERGY (CHINA) | YL240P-32B | 240 | 57 | 115 | 40 |  | Solar | FIXED | Roof
SRP13705 | YINGLI ENERGY (CHINA) | YL240P-32B | 240 | 18 | 115 | 41 |  | Solar | FIXED | Roof
SRP13705 | POWER-ONE | PVI-5000-OUTD-US (208 V) | 5000 | 2 |  |  | 0.965 | Solar Inverter |  | Inside
SRP13705 | POWER-ONE | PVI-6000-OUTD-US (240 V) | 6000 | 3 |  |  | 0.965 | Solar Inverter |  | Outside
SRP13706 | SUNIVA | OPT260-60-4-100 | 260 | 36 | 200 | 20 |  | Solar | FIXED | Roof
SRP13706 | SUNIVA | OPT260-60-4-100 | 260 | 40 | 200 | 22 |  | Solar | FIXED | Roof
SRP13706 | FRONIUS USA |  | 10000 | 2 |  |  | 0.95 | Solar Inverter |  | Inside
SRP13707 | CHANGZHOU TRINA SOLAR ENERGY CO | TSM-165D | 240 | 15 | 82 | 33 |  | Solar | FIXED | Roof
SRP13707 | CHANGZHOU TRINA SOLAR ENERGY CO | TSM-165D | 240 | 17 | 262 | 33 |  | Solar | FIXED | Roof
SRP13707 | CHANGZHOU TRINA SOLAR ENERGY CO | TSM-165D | 240 | 18 | 172 | 43 |  | Solar | FIXED | Roof
SRP13707 | ENPHASE ENERGY | M175-24-208-S | 215 | 50 |  |  | 0.96 | Solar Inverter |  | Inside
SRP13711 | CANADIAN SOLAR | CS5P-235M | 235 | 18 | 198.4 | 25 |  | Solar | FIXED | Roof
SRP13711 | PV POWERED | PVP4600 | 4600 | 1 |  |  | 0.969 | Solar Inverter |  | INDOOR
SRP13712 | LG ELECTRONICS SOLAR CELL DIVISION | LG255S1C-G2 | 255 | 18 | 144 | 28 |  | Solar | FIXED | Roof
SRP13712 | LG ELECTRONICS SOLAR CELL DIVISION | LG255S1C-G2 | 255 | 7 | 237 | 28 |  | Solar | FIXED | Roof
SRP13712 | POWER-ONE | PVI-5000-OUTD-US (240 V) | 5000 | 1 |  |  | 0.97 | Solar Inverter |  | OUTDOOR
SRP13714 | CHANGZHOU TRINA SOLAR ENERGY CO | TSM-160D | 250 | 13 | 158 | 32 |  | Solar | FIXED | Roof
SRP13714 | POWER-ONE | PVI-3000-I-OUTD-US-F (240V) | 3000 | 1 |  |  | 0.96 | Solar Inverter |  | OUTDOOR
SRP13715 | CANADIAN SOLAR | CS4C-100 | 235 | 28 | 100 | 30 |  | Solar | FIXED | Roof
SRP13715 | ENPHASE ENERGY | M175-24-208-S | 215 | 28 |  |  | 0.963 | Solar Inverter |  | OUTDOOR
SRP13716 | MATRIX SOLAR/PHOTOWATT | PW1000-100 | 250 | 26 | 125 | 20 |  | Solar | FIXED | Roof
SRP13716 | SMA AMERICA | SB6000U (240V) | 6000 | 1 |  |  | 0.96 | Solar Inverter |  | INDOOR
SRP13717 | CANADIAN SOLAR | CS6P-235PX | 235 | 6 | 223 | 24 |  | Solar | FIXED | Roof
SRP13717 | CANADIAN SOLAR | CS6P-235PX | 235 | 2 | 133 | 32 |  | Solar | FIXED | Roof
SRP13717 | CANADIAN SOLAR | CS6P-235PX | 235 | 16 | 223 | 32 |  | Solar | FIXED | Roof
SRP13717 | ENPHASE ENERGY | M215-60-2LL-S2X | 215 | 24 |  |  | 0.96 | Solar Inverter |  | OUTDOOR
SRP13718 | CANADIAN SOLAR | CS6P-235PX | 235 | 16 | 126 | 27 |  | Solar | FIXED | Roof
SRP13718 | CANADIAN SOLAR | CS6P-235PX | 235 | 8 | 126 | 29 |  | Solar | FIXED | Roof
SRP13718 | ENPHASE ENERGY | M215-60-2LL-S2X | 215 | 24 |  |  | 0.96 | Solar Inverter |  | OUTDOOR
SRP13719 | CANADIAN SOLAR | CS6P-245MX | 245 | 37 | 156 | 21 |  | Solar | FIXED | Roof
SRP13719 | ENPHASE ENERGY | M215-60-2LL-S2X | 215 | 11 |  |  | 0.96 | Solar Inverter |  | OUTDOOR
SRP13719 | ENPHASE ENERGY | M215-60-2LL-S2X | 215 | 26 |  |  | 0.96 | Solar Inverter |  | OUTDOOR
SRP13720 | CANADIAN SOLAR | CS4C-100 | 235 | 14 | 162 | 16 |  | Solar | FIXED | Roof
SRP13720 | CANADIAN SOLAR | CS4C-100 | 235 | 5 | 72 | 18 |  | Solar | FIXED | Roof
SRP13720 | CANADIAN SOLAR | CS4C-100 | 235 | 7 | 252 | 18 |  | Solar | FIXED | Roof
SRP13720 | ENPHASE ENERGY | M175-24-208-S | 215 | 26 |  |  | 0.96 | Solar Inverter |  | OUTDOOR
SRP13722 | LG ELECTRONICS SOLAR CELL DIVISION | LG255S1C-G3 | 255 | 26 | 190 | 41 |  | Solar | FIXED | Roof
SRP13722 | POWER-ONE | PVI-6000-OUTD-US (240 V) | 6000 | 1 |  |  | 0.97 | Solar Inverter |  | OUTDOOR
SRP13723 | MATRIX SOLAR/PHOTOWATT | PW1650-175 | 255 | 10 | 153 | 26 |  | Solar | FIXED | Roof
SRP13723 | MATRIX SOLAR/PHOTOWATT | PW1650-175 | 255 | 7 | 243 | 26 |  | Solar | FIXED | Roof
SRP13723 | POWER-ONE | PVI-3600-OUTD-US-F (240V) | 3600 | 1 |  |  | 0.96 | Solar Inverter |  | OUTDOOR
SRP13724 | SUNPOWER | SPR-327NE-WHT-D | 327 | 12 | 165 | 13 |  | Solar | FIXED | Roof
SRP13724 | SUNPOWER | SPR-327NE-WHT-D | 327 | 6 | 165 | 20 |  | Solar | FIXED | Roof
SRP13724 | SUNPOWER | SPR-327NE-WHT-D | 327 | 12 | 165 | 30 |  | Solar | FIXED | Roof
SRP13724 | SUNPOWER | SPR-327NE-WHT-D | 327 | 6 | 165 | 35 |  | Solar | FIXED | Roof
SRP13724 | SUNPOWER CORP (ORIGINAL MFRFRONIUS) | SPR 11401F-277 | 11400 | 1 |  |  | 0.962 | Solar Inverter |  | INDOOR
SRP13725 | TRINA SOLAR | TSM-240PD05.10 | 240 | 16 | 175 | 23 |  | Solar | FIXED | Roof
SRP13725 | ENPHASE ENERGY | M215-60-2LL-S2X | 215 | 16 |  |  | 0.96 | Solar Inverter |  | OUTDOOR
SRP13726 | YINGLI ENERGY (CHINA) | YL240P-29B | 240 | 32 | 200 | 28 |  | Solar | FIXED | Roof
SRP13726 | POWER-ONE | PVI-3.0-OUTD-S-US (240 V) | 3000 | 2 |  |  | 0.96 | Solar Inverter |  | OUTDOOR
SRP13727 | YINGLI ENERGY (CHINA) | YL240P-29B | 240 | 19 | 113 | 19 |  | Solar | FIXED | Roof
SRP13727 | YINGLI ENERGY (CHINA) | YL240P-29B | 240 | 19 | 196 | 19 |  | Solar | FIXED | Roof
SRP13727 | POWER-ONE | PVI-5000-OUTD-US (208 V) | 5000 | 1 |  |  | 0.965 | Solar Inverter |  | OUTDOOR
SRP13727 | POWER-ONE | PVI-5000-OUTD-US (240 V) | 5000 | 1 |  |  | 0.965 | Solar Inverter |  | OUTDOOR
SRP13728 | YINGLI ENERGY (CHINA) | YL240P-32B | 240 | 21 | 157 | 22 |  | Solar | FIXED | Roof
SRP13728 | POWER-ONE | PVI-4.2-OUTD-S-US (240 V) | 4200 | 1 |  |  | 0.96 | Solar Inverter |  | OUTDOOR
SRP13729 | YINGLI ENERGY (CHINA) | YL240P-29B | 240 | 24 | 96 | 25 |  | Solar | FIXED | Roof
SRP13729 | SMA AMERICA | SB5000US (240V) | 5000 | 1 |  |  | 0.955 | Solar Inverter |  | OUTDOOR
SRP13730 | CANADIAN SOLAR | CS4C-100 | 235 | 18 | 67 | 19 |  | Solar | FIXED | Roof
SRP13730 | CANADIAN SOLAR | CS4C-100 | 235 | 22 | 244 | 19 |  | Solar | FIXED | Roof
SRP13730 | ENPHASE ENERGY | M175-24-208-S | 215 | 11 |  |  | 0.96 | Solar Inverter |  | OUTDOOR
SRP13730 | ENPHASE ENERGY | M175-24-208-S | 215 | 12 |  |  | 0.96 | Solar Inverter |  | OUTDOOR
SRP13730 | ENPHASE ENERGY | M175-24-208-S | 215 | 17 |  |  | 0.96 | Solar Inverter |  | OUTDOOR
SRP13731 | SUNIVA | OPT260-60-4-100 | 260 | 30 | 222 | 32 |  | Solar | FIXED | Roof
SRP13731 | SMA AMERICA | SB7000US (240V) | 7000 | 1 |  |  | 0.96 | Solar Inverter |  | Inside
SRP13732 | LG ELECTRONICS SOLAR CELL DIVISION | LG255S1C-G3 | 255 | 19 | 222 | 27 |  | Solar | FIXED | Roof
SRP13732 | POWER-ONE | PVI-4.2-OUTD-S-US (240 V) | 4200 | 1 |  |  | 0.96 | Solar Inverter |  | OUTDOOR
SRP13733 | MATRIX SOLAR/PHOTOWATT | PW1650-175 | 245 | 18 | 130 | 28 |  | Solar | FIXED | Roof
SRP13733 | POWER-ONE | PVI-3600-OUTD-US-F (240V) | 3600 | 1 |  |  | 0.96 | Solar Inverter |  | OUTDOOR
SRP13734 | YINGLI ENERGY (CHINA) | YL240P-29B | 240 | 140 | 168 | 31 |  | Solar | FIXED | Roof
SRP13734 | FRONIUS USA |  | 9995 | 1 |  |  | 0.955 | Solar Inverter |  | OUTDOOR
SRP13734 | FRONIUS USA |  | 9995 | 2 |  |  | 0.955 | Solar Inverter |  | OUTDOOR
SRP13735 | MATRIX SOLAR/PHOTOWATT | PW1000-100 | 255 | 18 | 115 | 15 |  | Solar | FIXED | Roof
SRP13735 | MATRIX SOLAR/PHOTOWATT | PW1650-175 | 255 | 14 | 212 | 30 |  | Solar | FIXED | Roof
SRP13735 | POWER-ONE | PVI-3000-I-OUTD-US-F (240V) | 3000 | 1 |  |  | 0.96 | Solar Inverter |  | OUTDOOR
SRP13735 | POWER-ONE | PVI-3600-OUTD-US-F (240V) | 3600 | 1 |  |  | 0.96 | Solar Inverter |  | OUTDOOR
SRP13736 | BAODING YINGLI NEW ENERGY RESOURCES CO | 110(17)P1447X663 | 240 | 25 | 141 | 26 |  | Solar | FIXED | Roof
SRP13736 | SMA AMERICA | SB6000US (240V) | 6000 | 1 |  |  | 0.965 | Solar Inverter |  | Inside
SRP13737 | MATRIX SOLAR/PHOTOWATT | PW1650-175 | 245 | 15 | 194 | 37 |  | Solar | FIXED | Roof
SRP13737 | POWER-ONE | PVI-3000-I-OUTD-US-F (240V) | 3000 | 1 |  |  | 0.96 | Solar Inverter |  | OUTDOOR
SRP13739 | KYOCERA SOLAR | KD220GX-LFBS | 220 | 26 | 182 | 18 |  | Solar | FIXED | Roof
SRP13739 | SMA AMERICA | SB6000U (240V) | 6000 | 1 |  |  | 0.955 | Solar Inverter |  | OUTDOOR
SRP13740 | MATRIX SOLAR/PHOTOWATT | PW1000-100 | 255 | 36 | 230 | 26 |  | Solar | FIXED | Roof
SRP13740 | SMA AMERICA | SB7000US (277V) | 8000 | 1 |  |  | 0.96 | Solar Inverter |  | Inside
SRP13741 | LG ELECTRONICS SOLAR CELL DIVISION | LG255S1C-G3 | 255 | 8 | 205 | 30 |  | Solar | FIXED | Roof
SRP13741 | LG ELECTRONICS SOLAR CELL DIVISION | LG255S1C-G3 | 255 | 12 | 205 | 32 |  | Solar | FIXED | Roof
SRP13741 | POWER-ONE | PVI-4.2-OUTD-S-US (240 V) | 4200 | 1 |  |  | 0.96 | Solar Inverter |  | OUTDOOR
SRP13743 | MATRIX SOLAR/PHOTOWATT | PW1000-100 | 255 | 22 | 218 | 30 |  | Solar | FIXED | Roof
SRP13743 | POWER-ONE | PVI-5000-OUTD-US (208 V) | 5000 | 1 |  |  | 0.96 | Solar Inverter |  | OUTDOOR
SRP13745 | LG ELECTRONICS SOLAR CELL DIVISION | LG255S1C-G2 | 255 | 21 | 270 | 32 |  | Solar | FIXED | Roof
SRP13745 | POWER-ONE | PVI-4.2-OUTD-S-US (240 V) | 4200 | 1 |  |  | 0.971 | Solar Inverter |  | OUTDOOR
SRP13746 | LG ELECTRONICS SOLAR CELL DIVISION | LG245S1C-G2 | 245 | 29 | 133 | 28 |  | Solar | FIXED | Roof
SRP13746 | LG ELECTRONICS SOLAR CELL DIVISION | LG245S1C-G2 | 245 | 10 | 221 | 28 |  | Solar | FIXED | Roof
SRP13746 | POWER-ONE | PVI-3000-I-OUTD-US | 3000 | 1 |  |  | 0.97 | Solar Inverter |  | OUTDOOR
SRP13746 | POWER-ONE | PVI-6000-OUTD-US (208 V) | 6000 | 1 |  |  | 0.97 | Solar Inverter |  | OUTDOOR
SRP13747 | YINGLI ENERGY (CHINA) | YL240P-29B | 240 | 28 | 190 | 24 |  | Solar | FIXED | Roof
SRP13747 | POWER-ONE | PVI-6000-OUTD-US (208 V) | 6000 | 1 |  |  | 0.965 | Solar Inverter |  | Inside
SRP13748 | TRINA SOLAR | TSM-250PA05A | 250 | 10 | 171 | 22 |  | Solar | FIXED | Roof
SRP13748 | TRINA SOLAR | TSM-250PA05A | 250 | 29 | 171 | 24 |  | Solar | FIXED | Roof
SRP13748 | POWER-ONE | PVI-3000-I-OUTD-US | 3000 | 1 |  |  | 0.97 | Solar Inverter |  | OUTDOOR
SRP13748 | POWER-ONE | PVI-6000-OUTD-US (240 V) | 6000 | 1 |  |  | 0.97 | Solar Inverter |  | OUTDOOR
SRP13749 | MATRIX SOLAR/PHOTOWATT | PW1650-175 | 255 | 25 | 192 | 18 |  | Solar | FIXED | Roof
SRP13749 | POWER-ONE | PVI-5000-OUTD-US (240 V) | 5000 | 1 |  |  | 0.96 | Solar Inverter |  | OUTDOOR
SRP13750 | REC SCANMODULE | SCM230 | 240 | 23 | 174 | 28 |  | Solar | FIXED | Roof
SRP13750 | ENPHASE ENERGY | M200-32-240-S02 | 215 | 23 |  |  | 0.96 | Solar Inverter |  | OUTDOOR
SRP13751 | LG ELECTRONICS SOLAR CELL DIVISION | LG255S1C-G2 | 255 | 34 | 164 | 25 |  | Solar | FIXED | Roof
SRP13751 | POWER-ONE | PVI-3600-OUTD-US-F (240V) | 3600 | 2 |  |  | 0.97 | Solar Inverter |  | OUTDOOR
SRP13752 | TRINA SOLAR | TSM-240PA05 | 240 | 30 | 102 | 18 |  | Solar | FIXED | Roof
SRP13752 | POWER-ONE | PVI-6000-OUTD-US-W (240 V) | 6000 | 1 |  |  | 0.965 | Solar Inverter |  | OUTDOOR
SRP13753 | SCHOTT SOLAR | ASE-100-ATF/17-34 | 235 | 128 | 190 | 5 |  | Solar | FIXED | Roof
SRP13753 | POWER-ONE | PVI-CENTRAL-100-US (480 V) | 10000 | 3 |  |  | 0.964 | Solar Inverter |  | OUTDOOR
SRP13754 | TRINA SOLAR | TSM-250PA05 | 250 | 16 | 200 | 3 |  | Solar | FIXED | Roof
SRP13754 | TRINA SOLAR | TSM-250PA05 | 250 | 8 | 200 | 18 |  | Solar | FIXED | Roof
SRP13754 | TRINA SOLAR | TSM-250PA05 | 250 | 18 | 200 | 22 |  | Solar | FIXED | Roof
SRP13754 | POWER-ONE | PVI-3.6-OUTD-S-US (208 V) | 3600 | 1 |  |  | 0.96 | Solar Inverter |  | OUTDOOR
SRP13754 | POWER-ONE | PVI-5000-OUTD-US (208 V) | 5000 | 1 |  |  | 0.96 | Solar Inverter |  | OUTDOOR
SRP13755 | REC SCANMODULE | SCM230 | 240 | 24 | 155 | 27 |  | Solar | FIXED | Roof
SRP13755 | ENPHASE ENERGY | M200-32-240-S02 | 215 | 24 |  |  | 0.96 | Solar Inverter |  | OUTDOOR
SRP13756 | TRINA SOLAR | TSM-250PA05 | 250 | 23 | 180 | 20 |  | Solar | FIXED | Roof
SRP13756 | POWER-ONE | PVI-5000-OUTD-US (240 V) | 5000 | 1 |  |  | 0.97 | Solar Inverter |  | OUTDOOR
SRP13757 | REC SCANMODULE | SCM230 | 240 | 30 | 182 | 22 |  | Solar | FIXED | Roof
SRP13757 | ENPHASE ENERGY | M200-32-240-S02 | 215 | 30 |  |  | 0.96 | Solar Inverter |  | OUTDOOR
SRP13760 | REC SCANMODULE | SCM230 | 240 | 22 | 185 | 32 |  | Solar | FIXED | Roof
SRP13760 | ENPHASE ENERGY | M200-32-240-S02 | 215 | 22 |  |  | 0.96 | Solar Inverter |  | OUTDOOR
SRP13761 | REC SCANMODULE | SCM230 | 240 | 6 | 155 | 22 |  | Solar | FIXED | Roof
SRP13761 | REC SCANMODULE | SCM230 | 240 | 22 | 155 | 22 |  | Solar | FIXED | Roof
SRP13761 | ENPHASE ENERGY | M200-32-240-S02 | 215 | 6 |  |  | 0.96 | Solar Inverter |  | OUTDOOR
SRP13761 | ENPHASE ENERGY | M200-32-240-S02 | 215 | 22 |  |  | 0.96 | Solar Inverter |  | OUTDOOR
SRP13763 | YINGLI ENERGY (CHINA) | YL235P-29B | 240 | 26 | 110 | 26 |  | Solar | FIXED | Roof
SRP13763 | YINGLI ENERGY (CHINA) | YL240P-29B | 240 | 8 | 200 | 26 |  | Solar | FIXED | Roof
SRP13763 | POWER-ONE | PVI-3.0-OUTD-S-US (240 V) | 3000 | 1 |  |  | 0.96 | Solar Inverter |  | OUTDOOR
SRP13763 | POWER-ONE | PVI-4.2-OUTD-S-US (240 V) | 4200 | 1 |  |  | 0.96 | Solar Inverter |  | OUTDOOR
SRP13764 | YINGLI ENERGY (CHINA) | YL240P-29B | 240 | 30 | 119 | 19 |  | Solar | FIXED | Roof
SRP13764 | TRINA SOLAR | TSM-240PA05 | 240 | 10 | 209 | 28 |  | Solar | FIXED | Roof
SRP13764 | SMA AMERICA | SB4000US (208V) | 4000 | 1 |  |  | 0.96 | Solar Inverter |  | Outside
SRP13764 | SMA AMERICA | SB5000US-11 (277V) | 5000 | 1 |  |  | 0.96 | Solar Inverter |  | Outside
SRP13765 | REC SCANMODULE | SCM230 | 240 | 27 | 164 | 29 |  | Solar | FIXED | Roof
SRP13765 | ENPHASE ENERGY | M200-32-240-S02 | 215 | 27 |  |  | 0.96 | Solar Inverter |  | OUTDOOR
SRP13766 | YINGLI ENERGY (CHINA) | YL240P-32B | 240 | 13 | 218 | 33 |  | Solar | FIXED | Roof
SRP13766 | POWER-ONE | PVI-3000-I-OUTD-US-F (240V) | 3000 | 1 |  |  | 0.96 | Solar Inverter |  | Inside
SRP13767 | CHANGZHOU TRINA SOLAR ENERGY CO | TSM-185D | 240 | 25 | 212 | 35 |  | Solar | FIXED | Roof
SRP13767 | ENPHASE ENERGY | M200-32-240-S02 | 215 | 25 |  |  | 0.96 | Solar Inverter |  | Outside
SRP13768 | CHANGZHOU TRINA SOLAR ENERGY CO | TSM-185D | 250 | 18 | 249 | 20 |  | Solar | FIXED | Roof
SRP13768 | POWER-ONE | PVI-3600-OUTD-US-F (208V) | 3600 | 1 |  |  | 0.96 | Solar Inverter |  | OUTDOOR
SRP13769 | CHANGZHOU TRINA SOLAR ENERGY CO | TSM-185D | 240 | 15 | 221 | 36 |  | Solar | FIXED | Roof
SRP13769 | ENPHASE ENERGY | M200-32-240-S02 | 215 | 15 |  |  | 0.96 | Solar Inverter |  | INDOOR
SRP13770 | CHANGZHOU TRINA SOLAR ENERGY CO | TSM-185D | 240 | 30 | 135 | 4 |  | Solar | FIXED | Roof
SRP13770 | SMA AMERICA | SWR2500U (208V) | 2500 | 1 |  |  | 0.96 | Solar Inverter |  | OUTDOOR
SRP13770 | SMA AMERICA | SB3800U (208V) | 3800 | 1 |  |  | 0.968 | Solar Inverter |  | OUTDOOR
SRP13771 | CHANGZHOU TRINA SOLAR ENERGY CO | TSM-185D | 240 | 24 | 191 | 19 |  | Solar | FIXED | Roof
SRP13771 | SMA AMERICA | SB5000US (208V) | 5000 | 1 |  |  | 0.968 | Solar Inverter |  | INDOOR
SRP13772 | CHANGZHOU TRINA SOLAR ENERGY CO | TSM-185D | 240 | 16 | 165 | 18 |  | Solar | FIXED | Roof
SRP13772 | CHANGZHOU TRINA SOLAR ENERGY CO | TSM-185D | 240 | 36 | 165 | 34 |  | Solar | FIXED | Roof
SRP13772 | ENPHASE ENERGY | M200-32-240-S02 | 215 | 52 |  |  | 0.96 | Solar Inverter |  | OUTDOOR
SRP13773 | MATRIX SOLAR/PHOTOWATT | PW1650-175 | 255 | 16 | 190 | 22 |  | Solar | FIXED | Roof
SRP13773 | POWER-ONE | PVI-3600-OUTD-US-F (208V) | 3600 | 1 |  |  | 0.96 | Solar Inverter |  | OUTDOOR
SRP13774 | MATRIX SOLAR/PHOTOWATT | PW1000-100 | 255 | 28 | 180 | 24 |  | Solar | FIXED | Roof
SRP13774 | POWER-ONE | PVI-6000-OUTD-US (208 V) | 6000 | 1 |  |  | 0.97 | Solar Inverter |  | OUTDOOR
SRP13775 | CHANGZHOU TRINA SOLAR ENERGY CO | TSM-165D | 240 | 76 | 170 | 30 |  | Solar | FIXED | Roof
SRP13775 | POWER-ONE | PVI-5000-OUTD-US (240 V) | 5000 | 1 |  |  | 0.96 | Solar Inverter |  | OUTDOOR
SRP13775 | POWER-ONE | PVI-5000-OUTD-US (240 V) | 5000 | 1 |  |  | 0.96 | Solar Inverter |  | OUTDOOR
SRP13775 | POWER-ONE | PVI-5000-OUTD-US (240 V) | 5000 | 1 |  |  | 0.96 | Solar Inverter |  | OUTDOOR
SRP13776 | CHANGZHOU TRINA SOLAR ENERGY CO | TSM-185D | 240 | 26 | 159 | 18 |  | Solar | FIXED | Roof
SRP13776 | SMA AMERICA | SB6000US (208V) | 6000 | 1 |  |  | 0.968 | Solar Inverter |  | OUTDOOR
SRP13777 | CHANGZHOU TRINA SOLAR ENERGY CO | TSM-185D | 280 | 22 | 199 | 1 |  | Solar | FIXED | Roof
SRP13777 | CHANGZHOU TRINA SOLAR ENERGY CO | TSM-185D | 280 | 22 | 199 | 10 |  | Solar | FIXED | Roof
SRP13777 | SMA AMERICA | SWR2500U (208V) | 250000 | 1 |  |  | 0.975 | Solar Inverter |  | INDOOR
SRP13778 | CHANGZHOU TRINA SOLAR ENERGY CO | TSM-185D | 240 | 40 | 165 | 18 |  | Solar | FIXED | Roof
SRP13778 | ENPHASE ENERGY | M200-32-240-S02 | 215 | 40 |  |  | 0.96 | Solar Inverter |  | OUTDOOR
SRP13779 | SOLARWORLD | SW185MONO | 255 | 32 | 180 | 20 |  | Solar | FIXED | Ground
SRP13779 | ENPHASE ENERGY | M200-32-208-S01 | 215 | 32 |  |  | 0.97 | Solar Inverter |  | OUTDOOR
SRP13780 | LG ELECTRONICS SOLAR CELL DIVISION | LG255S1C-G2 | 255 | 9 | 113 | 12 |  | Solar | FIXED | Roof
SRP13780 | LG ELECTRONICS SOLAR CELL DIVISION | LG255S1C-G2 | 255 | 29 | 113 | 12 |  | Solar | FIXED | Roof
SRP13780 | POWER-ONE | PVI-3600-OUTD-US-F (240V) | 3600 | 1 |  |  | 0.97 | Solar Inverter |  | OUTDOOR
SRP13780 | POWER-ONE | PVI-5000-OUTD-US (208 V) | 4200 | 1 |  |  | 0.97 | Solar Inverter |  | OUTDOOR
SRP13781 | CHANGZHOU TRINA SOLAR ENERGY CO | TSM-185D | 240 | 14 | 200.6 | 12 |  | Solar | FIXED | Roof
SRP13781 | CHANGZHOU TRINA SOLAR ENERGY CO | TSM-185D | 240 | 14 | 200.6 | 31 |  | Solar | FIXED | Roof
SRP13781 | PV POWERED | PVP2500 | 2500 | 2 |  |  | 0.945 | Solar Inverter |  | INDOOR
SRP13782 | CHANGZHOU TRINA SOLAR ENERGY CO | TSM-185D | 240 | 8 | 150 | 40 |  | Solar | FIXED | Roof
SRP13782 | CHANGZHOU TRINA SOLAR ENERGY CO | TSM-185D | 240 | 42 | 237 | 40 |  | Solar | FIXED | Roof
SRP13782 | ENPHASE ENERGY | M200-32-240-S02 | 215 | 50 |  |  | 0.96 | Solar Inverter |  | INDOOR
SRP13783 | CANADIAN SOLAR | CS6P-230 | 235 | 26 | 125 | 21 |  | Solar | FIXED | Roof
SRP13783 | ENPHASE ENERGY | M175-24-208-S | 215 | 26 |  |  | 0.96 | Solar Inverter |  | OUTDOOR
SRP13784 | SILIKEN MANUFACTURING USA | SLK60P6L 233 WP | 245 | 38 | 213 | 34 |  | Solar | FIXED | Roof
SRP13784 | SILIKEN MANUFACTURING USA | SLK60P6L 233 WP | 245 | 2 | 303 | 34 |  | Solar | FIXED | Roof
SRP13784 | ENPHASE ENERGY | M200-32-208-S01 | 215 | 40 |  |  | 0.96 | Solar Inverter |  | OUTDOOR
SRP13785 | SILIKEN MANUFACTURING USA | SLK60P6L BLK/BLK 250WP | 250 | 15 | 250 | 33 |  | Solar | FIXED | Roof
SRP13785 | SILIKEN MANUFACTURING USA | SLK60P6L BLK/BLK 250WP | 250 | 3 | 160 | 57 |  | Solar | FIXED | Roof
SRP13785 | ENPHASE ENERGY | M215-60-2LL-S2X | 215 | 18 |  |  | 0.96 | Solar Inverter |  | OUTDOOR
SRP13786 | SILIKEN MANUFACTURING USA | SLK60P6L BLK/BLK 250WP | 250 | 48 | 112 | 19 |  | Solar | FIXED | Roof
SRP13786 | SILIKEN MANUFACTURING USA | SLK60P6L BLK/WHT 250WP | 250 | 15 | 200 | 30 |  | Solar | FIXED | Roof
SRP13786 | SILIKEN MANUFACTURING USA | SLK60P6L 233 WP | 250 | 11 | 110 | 36 |  | Solar | FIXED | Roof
SRP13786 | SILIKEN MANUFACTURING USA | SLK60P6L BLK/WHT 250WP | 250 | 16 | 110 | 36 |  | Solar | FIXED | Roof
SRP13786 | SILIKEN MANUFACTURING USA | SLK60P6L BLK/BLK 250WP | 250 | 3 | 200 | 36 |  | Solar | FIXED | Roof
SRP13786 | ENPHASE ENERGY | M215-60-2LL-S2X | 215 | 93 |  |  | 0.96 | Solar Inverter |  | OUTDOOR
SRP13787 | SOLARWORLD | SW240 POLY | 240 | 546 | 173 | 10 |  | Solar | FIXED | Roof
SRP13787 | SOLARWORLD | SW240 POLY | 240 | 221 | 220 | 10 |  | Solar | FIXED | Roof
SRP13787 | SATCON TECHNOLOGY | PVS-50 (208 V) | 50000 | 1 |  |  | 0.97 | Solar Inverter |  | OUTDOOR
SRP13787 | SATCON TECHNOLOGY | PVS-135 (208 V) | 135000 | 1 |  |  | 0.97 | Solar Inverter |  | OUTDOOR
SRP13790 | MATRIX SOLAR/PHOTOWATT | PW1650-175 | 245 | 24 | 105 | 26 |  | Solar | FIXED | Roof
SRP13790 | POWER-ONE | PVI-5000-OUTD-US (240 V) | 5000 | 1 |  |  | 0.96 | Solar Inverter |  | OUTDOOR
SRP13791 | SOLARWORLD | SW185MONO | 240 | 1521 | 180 | 10 |  | Solar | FIXED | Roof
SRP13791 | SATCON TECHNOLOGY | PVS-500 (480 V) | 375000 | 1 |  |  | 0.97 | Solar Inverter |  | OUTDOOR
SRP13792 | SOLARWORLD | SW240 POLY | 240 | 1534 | 215 | 10 |  | Solar | FIXED | Roof
SRP13792 | SATCON TECHNOLOGY | PVS-375 (480 V) | 375000 | 1 |  |  | 0.97 | Solar Inverter |  | OUTDOOR
SRP13793 | SOLARWORLD | SW240 POLY | 240 | 169 | 217 | 10 |  | Solar | FIXED | Roof
SRP13793 | SATCON TECHNOLOGY | PVS-50 (240 V) | 50000 | 1 |  |  | 0.97 | Solar Inverter |  | OUTDOOR
SRP13794 | SOLARWORLD | SW240 POLY | 240 | 1170 | 151 | 10 |  | Solar | FIXED | Roof
SRP13794 | SATCON TECHNOLOGY | PVS-250 (480 V) | 250000 | 1 |  |  | 0.97 | Solar Inverter |  | INDOOR
SRP13795 | CANADIAN SOLAR | CS6P-245MX | 245 | 12 | 150 | 27 |  | Solar | FIXED | Roof
SRP13795 | CANADIAN SOLAR | CS6P-245MX | 245 | 23 | 150 | 31 |  | Solar | FIXED | Roof
SRP13795 | ENPHASE ENERGY | M215-60-2LL-S2X | 215 | 6 |  |  | 0.96 | Solar Inverter |  | OUTDOOR
SRP13795 | ENPHASE ENERGY | M215-60-2LL-S2X | 215 | 29 |  |  | 0.96 | Solar Inverter |  | OUTDOOR
SRP13796 | CHANGZHOU TRINA SOLAR ENERGY CO | TSM-185D | 240 | 26 | 185 | 25 |  | Solar | FIXED | Roof
SRP13796 | CHANGZHOU TRINA SOLAR ENERGY CO | TSM-185D | 240 | 12 | 95 | 30 |  | Solar | FIXED | Roof
SRP13796 | ENPHASE ENERGY | M175-24-208-S | 215 | 12 |  |  | 0.96 | Solar Inverter |  | OUTDOOR
SRP13796 | ENPHASE ENERGY | M175-24-208-S | 215 | 26 |  |  | 0.96 | Solar Inverter |  | OUTDOOR
SRP13797 | CHANGZHOU TRINA SOLAR ENERGY CO | TSM-185D | 240 | 12 | 125 | 17 |  | Solar | FIXED | Roof
SRP13797 | CHANGZHOU TRINA SOLAR ENERGY CO | TSM-185D | 240 | 40 | 210 | 36 |  | Solar | FIXED | Roof
SRP13797 | ENPHASE ENERGY | M175-24-208-S | 215 | 52 |  |  | 0.96 | Solar Inverter |  | INDOOR
SRP13798 | SUNTECH POWER | STP210S-18/UB-1 | 250 | 8 | 178.1 | 9 |  | Solar | FIXED | Roof
SRP13798 | SUNTECH POWER | STP210S-18/UB-1 | 250 | 12 | 178.1 | 30 |  | Solar | FIXED | Roof
SRP13798 | SUNTECH POWER | STP210S-18/UB-1 | 250 | 12 | 178.1 | 40 |  | Solar | FIXED | Roof
SRP13798 | PV POWERED | PVP2000 | 2000 | 1 |  |  | 0.92 | Solar Inverter |  | Outside
SRP13798 | PV POWERED | PVP3000 | 3000 | 2 |  |  | 0.935 | Solar Inverter |  | Outside
SRP13799 | KYOCERA SOLAR | KD220GX-LFBS | 220 | 42 | 165 | 30 |  | Solar | FIXED | Ground
SRP13799 | FRONIUS USA |  | 7500 | 1 |  |  | 0.965 | Solar Inverter |  | Outside
SRP13800 | SUNIVA | OPT265-60-4-100 | 260 | 32 | 238 | 18 |  | Solar | FIXED | Roof
SRP13800 | SOLAREDGE TECHNOLOGIES | SE3800 (208V) W/ -ER-US OR A-US | 3800 | 1 |  |  | 0.975 | Solar Inverter |  | Inside
SRP13800 | SOLAREDGE TECHNOLOGIES | SE3800 (208V) W/ -ER-US OR A-US | 3800 | 1 |  |  | 0.975 | Solar Inverter |  | Inside
SRP13801 | YINGLI ENERGY (CHINA) | YL240P-29B | 240 | 18 | 125 | 23 |  | Solar | FIXED | Roof
SRP13801 | YINGLI ENERGY (CHINA) | YL240P-29B | 240 | 11 | 125 | 40 |  | Solar | FIXED | Roof
SRP13801 | POWER-ONE | PVI-6000-OUTD-US (240 V) | 6000 | 1 |  |  | 0.965 | Solar Inverter |  | Inside
SRP13802 | SUNIVA | OPT260-60-4-100 | 260 | 20 | 162 | 26 |  | Solar | FIXED | Roof
SRP13802 | POWER-ONE | PVI-5000-OUTD-US (240 V) | 5000 | 1 |  |  | 0.965 | Solar Inverter |  | OUTDOOR
SRP13803 | YINGLI ENERGY (CHINA) | YL240P-29B | 240 | 20 | 147 | 32 |  | Solar | FIXED | Roof
SRP13803 | YINGLI ENERGY (CHINA) | YL240P-29B | 240 | 7 | 237 | 45 |  | Solar | FIXED | Roof
SRP13803 | POWER-ONE | PVI-6000-OUTD-US (240 V) | 6000 | 1 |  |  | 0.965 | Solar Inverter |  | Inside
SRP13804 | TRINA SOLAR | TSM-240PA05 | 240 | 18 | 115 | 22 |  | Solar | FIXED | Roof
SRP13804 | TRINA SOLAR | TSM-240PA05 | 240 | 25 | 295 | 22 |  | Solar | FIXED | Roof
SRP13804 | TRINA SOLAR | TSM-240PA05 | 240 | 7 | 115 | 30 |  | Solar | FIXED | Roof
SRP13804 | SOLAREDGE TECHNOLOGIES | SE6000 (240V) W/ -ER-US OR A-US | 6000 | 1 |  |  | 0.975 | Solar Inverter |  | OUTDOOR
SRP13804 | SOLAREDGE TECHNOLOGIES | SE6000 (240V) W/ -ER-US OR A-US | 6000 | 1 |  |  | 0.975 | Solar Inverter |  | OUTDOOR
SRP13805 | YINGLI ENERGY (CHINA) | YL240P-29B | 240 | 16 | 226 | 29 |  | Solar | FIXED | Roof
SRP13805 | POWER-ONE | PVI-3.0-OUTD-S-US (208 V) | 3000 | 1 |  |  | 0.96 | Solar Inverter |  | Inside
SRP13806 | CHANGZHOU TRINA SOLAR ENERGY CO | TSM-160D | 240 | 30 | 98 | 34 |  | Solar | FIXED | Roof
SRP13806 | CHANGZHOU TRINA SOLAR ENERGY CO | TSM-160D | 240 | 10 | 187 | 34 |  | Solar | FIXED | Roof
SRP13806 | ENPHASE ENERGY | M175-24-208-S | 215 | 40 |  |  | 0.96 | Solar Inverter |  | INDOOR
SRP13807 | REC SCANMODULE | SCM205 | 245 | 6 | 185 | 9 |  | Solar | FIXED | Roof
SRP13807 | REC SCANMODULE | SCM205 | 245 | 12 | 185 | 11 |  | Solar | FIXED | Roof
SRP13807 | ENPHASE ENERGY | M175-24-208-S | 215 | 6 |  |  | 0.96 | Solar Inverter |  | OUTDOOR
SRP13807 | ENPHASE ENERGY | M175-24-208-S | 215 | 12 |  |  | 0.96 | Solar Inverter |  | OUTDOOR
SRP13809 | TRINA SOLAR | TSM-240PD05.10 | 240 | 18 | 137 | 13 |  | Solar | FIXED | Roof
SRP13809 | TRINA SOLAR | TSM-240PD05.10 | 240 | 2 | 230 | 24 |  | Solar | FIXED | Roof
SRP13809 | TRINA SOLAR | TSM-240PD05.10 | 240 | 18 | 137 | 29 |  | Solar | FIXED | Roof
SRP13809 | TRINA SOLAR | TSM-240PA05.10 | 240 | 5 | 137 | 39 |  | Solar | FIXED | Roof
SRP13809 | ENPHASE ENERGY | M215-60-2LL-S2X | 215 | 43 |  |  | 0.96 | Solar Inverter |  | INDOOR
SRP13810 | CHANGZHOU TRINA SOLAR ENERGY CO | TSM-160D | 240 | 33 | 204 | 35 |  | Solar | FIXED | Roof
SRP13810 | ENPHASE ENERGY | M175-24-208-S | 215 | 33 |  |  | 0.96 | Solar Inverter |  | INDOOR
SRP13811 | TRINA SOLAR | TSM-240PA05 | 240 | 31 | 210 | 22 |  | Solar | FIXED | Roof
SRP13811 | ENPHASE ENERGY | M215-60-2LL-S2X | 215 | 31 |  |  | 0.96 | Solar Inverter |  | INDOOR
SRP13812 | YINGLI ENERGY (CHINA) | YL245P-29B | 245 | 12 | 194 | 18 |  | Solar | FIXED | Roof
SRP13812 | FRONIUS USA |  | 3000 | 1 |  |  | 0.95 | Solar Inverter |  | INDOOR
SRP13813 | CHANGZHOU TRINA SOLAR ENERGY CO | TSM-160D | 240 | 8 | 105 | 22 |  | Solar | FIXED | Roof
SRP13813 | CHANGZHOU TRINA SOLAR ENERGY CO | TSM-160D | 240 | 19 | 195 | 25 |  | Solar | FIXED | Roof
SRP13813 | ENPHASE ENERGY | M175-24-208-S | 215 | 27 |  |  | 0.96 | Solar Inverter |  | INDOOR
SRP13814 | TRINA SOLAR | TSM-240PA05.10 | 240 | 6 | 163 | 20 |  | Solar | FIXED | Roof
SRP13814 | TRINA SOLAR | TSM-240PA05.10 | 240 | 17 | 247 | 20 |  | Solar | FIXED | Roof
SRP13814 | ENPHASE ENERGY | M215-60-2LL-S2X | 215 | 23 |  |  | 0.96 | Solar Inverter |  | Outside
SRP13815 | TRINA SOLAR | TSM-250PA05 | 250 | 18 | 92 | 27 |  | Solar | FIXED | Roof
SRP13815 | TRINA SOLAR | TSM-250PA05 | 250 | 13 | 272 | 28 |  | Solar | FIXED | Roof
SRP13815 | POWER-ONE | PVI-3000-I-OUTD-US-F (240V) | 3000 | 1 |  |  | 0.97 | Solar Inverter |  | OUTDOOR
SRP13815 | POWER-ONE | PVI-3600-OUTD-US-F (240V) | 3600 | 1 |  |  | 0.97 | Solar Inverter |  | OUTDOOR
SRP13816 | CHANGZHOU TRINA SOLAR ENERGY CO | TSM-160D | 240 | 33 | 98 | 25 |  | Solar | FIXED | Roof
SRP13816 | ENPHASE ENERGY | M175-24-208-S | 215 | 33 |  |  | 0.96 | Solar Inverter |  | OUTDOOR
SRP13817 | CHANGZHOU TRINA SOLAR ENERGY CO | TSM-185D | 240 | 33 | 270 | 25 |  | Solar | FIXED | Roof
SRP13817 | ENPHASE ENERGY | M175-24-208-S | 215 | 33 |  |  | 0.96 | Solar Inverter |  | OUTDOOR
SRP13818 | CHANGZHOU TRINA SOLAR ENERGY CO | TSM-160D | 240 | 46 | 111 | 24 |  | Solar | FIXED | Roof
SRP13818 | ENPHASE ENERGY | M175-24-208-S | 215 | 46 |  |  | 0.96 | Solar Inverter |  | Outside
SRP13819 | CHANGZHOU TRINA SOLAR ENERGY CO | TSM-185D | 240 | 16 | 171 | 20 |  | Solar | FIXED | Roof
SRP13819 | CHANGZHOU TRINA SOLAR ENERGY CO | TSM-185D | 240 | 23 | 261 | 24 |  | Solar | FIXED | Roof
SRP13819 | ENPHASE ENERGY | M200-32-240-S02 | 215 | 16 |  |  | 0.96 | Solar Inverter |  | OUTDOOR
SRP13819 | ENPHASE ENERGY | M200-32-240-S02 | 215 | 23 |  |  | 0.96 | Solar Inverter |  | OUTDOOR
SRP13821 | TRINA SOLAR | TSM-245PA05.10 | 245 | 26 | 204.4 | 30 |  | Solar | FIXED | Roof
SRP13821 | ENPHASE ENERGY | M215-60-2LL-S2X | 215 | 26 |  |  | 0.96 | Solar Inverter |  | OUTDOOR
SRP13823 | CHANGZHOU TRINA SOLAR ENERGY CO | TSM-185D | 240 | 24 | 147 | 28 |  | Solar | FIXED | Roof
SRP13823 | CHANGZHOU TRINA SOLAR ENERGY CO | TSM-185D | 240 | 12 | 237 | 30 |  | Solar | FIXED | Roof
SRP13823 | ENPHASE ENERGY | M175-24-208-S | 215 | 36 |  |  | 0.96 | Solar Inverter |  | Outside
SRP13824 | TRINA SOLAR | TSM-250PA05 | 250 | 19 | 258 | 10 |  | Solar | FIXED | Roof
SRP13824 | POWER-ONE | PVI-4.2-OUTD-S-US (240 V) | 4200 | 1 |  |  | 0.97 | Solar Inverter |  | OUTDOOR
SRP13825 | TRINA SOLAR | TSM-240PA05 | 240 | 18 | 176 | 11 |  | Solar | FIXED | Roof
SRP13825 | TRINA SOLAR | TSM-240PA05 | 240 | 26 | 176 | 17 |  | Solar | FIXED | Roof
SRP13825 | ENPHASE ENERGY | M215-60-2LL-S2X | 215 | 44 |  |  | 0.96 | Solar Inverter |  | OUTDOOR
SRP13828 | CHANGZHOU TRINA SOLAR ENERGY CO | TSM-185D | 240 | 15 | 197 | 12 |  | Solar | FIXED | Roof
SRP13828 | CHANGZHOU TRINA SOLAR ENERGY CO | TSM-185D | 240 | 23 | 197 | 37 |  | Solar | FIXED | Roof
SRP13828 | ENPHASE ENERGY | M175-24-208-S | 215 | 38 |  |  | 0.96 | Solar Inverter |  | INDOOR
SRP13829 | UNKNOWN | UNKNOWN | 255 | 28 | 196 | 20 |  | Solar | FIXED | Roof
SRP13829 | POWER-ONE | PVI-6000-OUTD-US (240 V) | 6000 | 1 |  |  | 0.96 | Solar Inverter |  | OUTDOOR
SRP13832 | CANADIAN SOLAR | CS6P-245MX | 245 | 32 | 138 | 21 |  | Solar | FIXED | Roof
SRP13832 | CANADIAN SOLAR | CS6P-245MX | 245 | 8 | 138 | 24 |  | Solar | FIXED | Roof
SRP13832 | ENPHASE ENERGY | M215-60-2LL-S2X | 215 | 40 |  |  | 0.96 | Solar Inverter |  | OUTDOOR
SRP13833 | CANADIAN SOLAR | CS6P-235PX | 235 | 2 | 162 | 37 |  | Solar | FIXED | Roof
SRP13833 | CANADIAN SOLAR | CS6P-235PX | 235 | 17 | 162 | 37 |  | Solar | FIXED | Roof
SRP13833 | ENPHASE ENERGY | M215-60-2LL-S2X | 215 | 19 |  |  | 0.96 | Solar Inverter |  | OUTDOOR
SRP13834 | CANADIAN SOLAR | CS6P-235PX | 235 | 18 | 210 | 34 |  | Solar | FIXED | Roof
SRP13834 | ENPHASE ENERGY | M215-60-2LL-S2X | 215 | 9 |  |  | 0.96 | Solar Inverter |  | OUTDOOR
SRP13834 | ENPHASE ENERGY | M215-60-2LL-S2X | 215 | 9 |  |  | 0.96 | Solar Inverter |  | OUTDOOR
SRP13838 | LG ELECTRONICS SOLAR CELL DIVISION | LG255S1C-G2 | 255 | 34 | 177 | 28 |  | Solar | FIXED | Roof
SRP13838 | POWER-ONE | PVI-3000-I-OUTD-US-F (240V) | 3000 | 1 |  |  | 0.97 | Solar Inverter |  | OUTDOOR
SRP13838 | POWER-ONE | PVI-5000-OUTD-US (240 V) | 5000 | 1 |  |  | 0.97 | Solar Inverter |  | OUTDOOR
SRP13839 | SUNTECH POWER | STP210S-18/UB-1 | 250 | 26 | 207.1 | 30 |  | Solar | FIXED | Roof
SRP13839 | SMA AMERICA | SB6000US (240V) | 6000 | 1 |  |  | 0.97 | Solar Inverter |  | INDOOR
SRP13840 | CHANGZHOU TRINA SOLAR ENERGY CO | TSM-185D | 250 | 15 | 114 | 36 |  | Solar | FIXED | Roof
SRP13840 | POWER-ONE | PVI-3000-I-OUTD-US-F (240V) | 3000 | 1 |  |  | 0.96 | Solar Inverter |  | OUTDOOR
SRP13841 | SUNPOWER | SPR-327NE-WHT-D | 327 | 18 | 175 | 37 |  | Solar | FIXED | Roof
SRP13841 | SUNPOWER CORP (ORIGINAL MFRSMA) | SPR-5000M (208V) | 5000 | 1 |  |  | 0.968 | Solar Inverter |  | INDOOR
SRP13842 | TRINA SOLAR | TSM-250PA05 | 250 | 17 | 89 | 16 |  | Solar | FIXED | Roof
SRP13842 | POWER-ONE | PVI-3600-OUTD-US-F (240V) | 3600 | 1 |  |  | 0.971 | Solar Inverter |  | OUTDOOR
SRP13843 | KYOCERA SOLAR | KD210GX-LP | 215 | 28 | 236 | 32 |  | Solar | FIXED | Roof
SRP13843 | KYOCERA SOLAR | KD210GX-LP | 215 | 32 | 236 | 32 |  | Solar | FIXED | Roof
SRP13843 | KYOCERA SOLAR | KD210GX-LP | 215 | 24 | 152 | 46 |  | Solar | FIXED | Roof
SRP13843 | SMA AMERICA | SB5000US (240V) | 5000 | 1 |  |  | 0.965 | Solar Inverter |  | Outside
SRP13843 | SMA AMERICA | SB6000US (240V) | 6000 | 1 |  |  | 0.97 | Solar Inverter |  | Outside
SRP13843 | SMA AMERICA | SB6000US (240V) | 6000 | 1 |  |  | 0.97 | Solar Inverter |  | Outside
SRP13844 | LG ELECTRONICS SOLAR CELL DIVISION | LG255S1C-G2 | 255 | 7 | 280 | 10 |  | Solar | FIXED | Roof
SRP13844 | LG ELECTRONICS SOLAR CELL DIVISION | LG255S1C-G2 | 255 | 14 | 100 | 22 |  | Solar | FIXED | Roof
SRP13844 | LG ELECTRONICS SOLAR CELL DIVISION | LG255S1C-G2 | 255 | 16 | 280 | 22 |  | Solar | FIXED | Roof
SRP13844 | POWER-ONE | PVI-3000-I-OUTD-US-F (208V) | 3000 | 1 |  |  | 0.97 | Solar Inverter |  | OUTDOOR
SRP13844 | POWER-ONE | PVI-5000-OUTD-US (240 V) | 5000 | 1 |  |  | 0.97 | Solar Inverter |  | OUTDOOR
SRP13845 | REC SCANMODULE | SCM230 | 245 | 22 | 148 | 27 |  | Solar | FIXED | Roof
SRP13845 | SMA AMERICA | SB5000US | 5000 | 1 |  |  | 0.97 | Solar Inverter |  | Inside
SRP13846 | ASTROPOWER | AP-100 | 230 | 364 | 180 | 32.5 |  | Solar | FIXED | Ground
SRP13846 | PV POWERED | PVP75KW-480 | 75000 | 1 |  |  | 0.975 | Solar Inverter |  | OUTDOOR
SRP13847 | CANADIAN SOLAR | CS6X-290M | 290 | 297 | 217 | 11 |  | Solar | FIXED | Ground
SRP13847 | CANADIAN SOLAR | CS6X-295M | 295 | 231 | 206 | 10 |  | Solar | FIXED | Roof
SRP13847 | CANADIAN SOLAR | CS6X-295M | 295 | 220 | 209 | 11 |  | Solar | FIXED | Ground
SRP13847 | SOLECTRIA RENEWABLES | PVI60KW-208 | 60000 | 2 |  |  | 0.96 | Solar Inverter |  | OUTDOOR
SRP13847 | SOLECTRIA RENEWABLES | PVI82KW-208 | 82000 | 1 |  |  | 0.96 | Solar Inverter |  | OUTDOOR
SRP13848 | CANADIAN SOLAR | CS6X-290M | 290 | 1056 | 180 | 25 |  | Solar | FIXED | Ground
SRP13848 | SOLECTRIA RENEWABLES | SGI 266-480 | 266000 | 1 |  |  | 0.965 | Solar Inverter |  | OUTDOOR
SRP13850 | CANADIAN SOLAR | CS6X-290P | 290 | 715 | 189.6 | 10 |  | Solar | FIXED | Roof
SRP13850 | ADVANCED ENERGY INDUSTRIES | AE 75TX-208 | 75000 | 1 |  |  | 0.96 | Solar Inverter |  | OUTDOOR
SRP13850 | ADVANCED ENERGY INDUSTRIES | AE 100TX-208 | 100000 | 1 |  |  | 0.96 | Solar Inverter |  | OUTDOOR
SRP13851 | CANADIAN SOLAR | CS6X-290M | 290 | 913 | 138 | 10 |  | Solar | FIXED | Roof
SRP13851 | SOLECTRIA RENEWABLES | SGI 225-480 | 225000 | 1 |  |  | 0.975 | Solar Inverter |  | OUTDOOR
SRP13852 | SUNTECH POWER | STP210S-18/UB-1 | 255 | 124 | 62 | 20 |  | Solar | FIXED | Roof
SRP13852 | SUNTECH POWER | STP210S-18/UB-1 | 255 | 55 | 152 | 20 |  | Solar | FIXED | Roof
SRP13852 | SUNTECH POWER | STP210S-18/UB-1 | 255 | 73 | 242 | 20 |  | Solar | FIXED | Roof
SRP13852 | ENPHASE ENERGY | M175-24-208-S | 215 | 252 |  |  | 0.96 | Solar Inverter |  | OUTDOOR
SRP13853 | SUNTECH POWER | STP210S-18/UB-1 | 250 | 24 | 245.5 | 35 |  | Solar | FIXED | Roof
SRP13853 | PV POWERED | PVP5200 | 6000 | 1 |  |  | 0.97 | Solar Inverter |  | INDOOR
SRP13854 | CHANGZHOU TRINA SOLAR ENERGY CO | TSM-160D | 240 | 28 | 182 | 23 |  | Solar | FIXED | Roof
SRP13854 | ENPHASE ENERGY | M175-24-208-S | 215 | 28 |  |  | 0.96 | Solar Inverter |  | OUTDOOR
SRP13855 | MATRIX SOLAR/PHOTOWATT | PW1000-100 | 250 | 26 | 177 | 20 |  | Solar | FIXED | Roof
SRP13855 | SMA AMERICA | SB6000US (240V) | 6000 | 1 |  |  | 0.97 | Solar Inverter |  | INDOOR
SRP13856 | CHANGZHOU TRINA SOLAR ENERGY CO | TSM-160D | 240 | 8 | 208 | 18 |  | Solar | FIXED | Roof
SRP13856 | CHANGZHOU TRINA SOLAR ENERGY CO | TSM-160D | 240 | 18 | 208 | 18 |  | Solar | FIXED | Roof
SRP13856 | CHANGZHOU TRINA SOLAR ENERGY CO | TSM-160D | 240 | 20 | 208 | 18 |  | Solar | FIXED | Roof
SRP13856 | ENPHASE ENERGY | M175-24-208-S | 215 | 46 |  |  | 0.96 | Solar Inverter |  | OUTDOOR
SRP13857 | SUNTECH POWER | STP210S-18/UB-1 | 250 | 28 | 125.8 | 40 |  | Solar | FIXED | Roof
SRP13857 | PV POWERED | PVP3000 | 3000 | 2 |  |  | 0.935 | Solar Inverter |  | INDOOR
SRP13858 | TRINA SOLAR | TSM-240PD05 | 240 | 14 | 182 | 14 |  | Solar | FIXED | Roof
SRP13858 | TRINA SOLAR | TSM-240DA05 | 240 | 9 | 182 | 39 |  | Solar | FIXED | Roof
SRP13858 | TRINA SOLAR | TSM-240DA05 | 240 | 18 | 182 | 39 |  | Solar | FIXED | Roof
SRP13858 | ENPHASE ENERGY | M215-60-2LL-S2X | 215 | 41 |  |  | 0.96 | Solar Inverter |  | OUTDOOR
SRP13859 | CHANGZHOU TRINA SOLAR ENERGY CO | TSM-185D | 235 | 36 | 124.2 | 20 |  | Solar | FIXED | Roof
SRP13859 | PV POWERED | PVP3000 | 3000 | 1 |  |  | 0.935 | Solar Inverter |  | OUTDOOR
SRP13859 | PV POWERED | PVP4800 | 4800 | 1 |  |  | 0.96 | Solar Inverter |  | OUTDOOR
SRP13860 | CANADIAN SOLAR | CS6P-235PX | 235 | 17 | 35 | 9 |  | Solar | FIXED | Roof
SRP13860 | CANADIAN SOLAR | CS6P-235PX | 235 | 7 | 125 | 34 |  | Solar | FIXED | Roof
SRP13860 | ENPHASE ENERGY | M215-60-2LL-S2X | 215 | 24 |  |  | 0.96 | Solar Inverter |  | OUTDOOR
SRP13861 | CANADIAN SOLAR | CS4C-100 | 245 | 26 | 140 | 20 |  | Solar | FIXED | Roof
SRP13861 | ENPHASE ENERGY | M175-24-208-S01 | 215 | 26 |  |  | 0.96 | Solar Inverter |  | OUTDOOR
SRP13862 | ISOFOTON | I-100/12 | 245 | 15 | 162 | 23 |  | Solar | FIXED | Roof
SRP13862 | POWER-ONE | PVI-3000-I-OUTD-US-F (240V) | 3000 | 1 |  |  | 0.96 | Solar Inverter |  | INDOOR
SRP13863 | YINGLI ENERGY (CHINA) | YL240P-29B | 240 | 39 | 167 | 18 |  | Solar | FIXED | Roof
SRP13863 | SMA AMERICA | SB8000TL-US (240V) | 8000 | 1 |  |  | 0.96 | Solar Inverter |  | OUTDOOR
SRP13866 | SUNPOWER | T5-SPR-327 | 327 | 26 | 208 | 37 |  | Solar | FIXED | Roof
SRP13866 | SUNPOWER CORP (ORIGINAL MFRSMA) | SPR-3000M (240V) | 3600 | 1 |  |  | 0.97 | Solar Inverter |  | OUTDOOR
SRP13866 | SUNPOWER CORP (ORIGINAL MFRSMA) | SPR-4000M (240V) | 4200 | 1 |  |  | 0.97 | Solar Inverter |  | OUTDOOR
SRP13867 | SUNPOWER | SPR-230-WHT-U | 230 | 86 | 235 | 32 |  | Solar | FIXED | Roof
SRP13867 | SUNPOWER CORP (ORIGINAL MFRSMA) | SPR-7000M (277V) | 7500 | 1 |  |  | 0.962 | Solar Inverter |  | OUTDOOR
SRP13867 | SUNPOWER CORP (ORIGINAL MFRSMA) | SPR-7000M (277V) | 11400 | 1 |  |  | 0.962 | Solar Inverter |  | OUTDOOR
SRP13868 | YINGLI ENERGY (CHINA) | YL240P-29B | 240 | 15 | 76 | 25 |  | Solar | FIXED | Roof
SRP13868 | YINGLI ENERGY (CHINA) | YL240P-29B | 240 | 15 | 256 | 25 |  | Solar | FIXED | Roof
SRP13868 | POWER-ONE | PVI-6000-OUTD-US (240 V) | 6000 | 1 |  |  | 0.965 | Solar Inverter |  | Inside
SRP13869 | SUNIVA | OPT260-60-4-100 | 260 | 20 | 205 | 30 |  | Solar | FIXED | Roof
SRP13869 | SMA AMERICA | SB5000US (240V) | 5000 | 1 |  |  | 0.955 | Solar Inverter |  | OUTDOOR
SRP13870 | SUNTECH POWER | STP210S-18/UB-1 | 250 | 44 | 125 | 30 |  | Solar | FIXED | Roof
SRP13870 | PV POWERED | PVP4800 | 4800 | 2 |  |  | 0.96 | Solar Inverter |  | INDOOR
SRP13871 | SUNIVA | OPT260-60-4-100 | 260 | 32 | 129 | 29 |  | Solar | FIXED | Roof
SRP13871 | SUNIVA | OPT260-60-4-100 | 260 | 9 | 219 | 43 |  | Solar | FIXED | Roof
SRP13871 | POWER-ONE | PVI-5000-OUTD-US (240 V) | 5000 | 1 |  |  | 0.965 | Solar Inverter |  | Inside
SRP13871 | POWER-ONE | PVI-6000-OUTD-US (240 V) | 6000 | 1 |  |  | 0.965 | Solar Inverter |  | Inside
SRP13872 | SUNIVA | OPT260-60-4-100 | 260 | 11 | 185 | 30 |  | Solar | FIXED | Roof
SRP13872 | SUNIVA | OPT260-60-4-100 | 260 | 21 | 185 | 30 |  | Solar | FIXED | Roof
SRP13872 | SUNIVA | OPT260-60-4-100 | 260 | 8 | 275 | 40 |  | Solar | FIXED | Roof
SRP13872 | POWER-ONE | PVI-4.2-OUTD-S-US (240 V) | 4200 | 1 |  |  | 0.96 | Solar Inverter |  | OUTDOOR
SRP13872 | POWER-ONE | PVI-5000-OUTD-US (240 V) | 5000 | 1 |  |  | 0.965 | Solar Inverter |  | OUTDOOR
SRP13874 | SUNTECH POWER | STP150-24/AB-1 | 250 | 22 | 126 | 20 |  | Solar | FIXED | Roof
SRP13874 | SUNTECH POWER | STP150-24/AB-1 | 250 | 6 | 216.6 | 20 |  | Solar | FIXED | Roof
SRP13874 | PV POWERED | PVP2000 | 2000 | 1 |  |  | 0.92 | Solar Inverter |  | OUTDOOR
SRP13874 | PV POWERED | PVP4800 | 4800 | 1 |  |  | 0.96 | Solar Inverter |  | OUTDOOR
SRP13875 | SUNTECH POWER | STP150-24/AB-1 | 250 | 20 | 163.5 | 22 |  | Solar | FIXED | Roof
SRP13875 | PV POWERED | PVP4800 | 4800 | 1 |  |  | 0.96 | Solar Inverter |  | Outside
SRP13876 | SUNTECH POWER | STP210-18/UB-1 | 250 | 16 | 104 | 25 |  | Solar | FIXED | Roof
SRP13876 | PV POWERED | PVP3500 | 3500 | 1 |  |  | 0.955 | Solar Inverter |  | INDOOR
SRP13877 | SUNTECH POWER | STP150S-24/AB-1 | 250 | 24 | 133.1 | 15 |  | Solar | FIXED | Roof
SRP13877 | PV POWERED | PVP4800 | 4800 | 1 |  |  | 0.96 | Solar Inverter |  | OUTDOOR
SRP13878 | CHANGZHOU TRINA SOLAR ENERGY CO | TSM-160D | 240 | 24 | 204 | 22 |  | Solar | FIXED | Roof
SRP13878 | ENPHASE ENERGY | M175-24-208-S | 215 | 24 |  |  | 0.96 | Solar Inverter |  | OUTDOOR
SRP13880 | EVERGREEN SOLAR | ES-A-210-FA3 | 210 | 19 | 117 | 32 |  | Solar | FIXED | Roof
SRP13880 | EVERGREEN SOLAR | ES-A-210-FA3 | 210 | 18 | 205 | 32 |  | Solar | FIXED | Roof
SRP13880 | EVERGREEN SOLAR | ES-A-210-FA3 | 210 | 8 | 293 | 32 |  | Solar | FIXED | Roof
SRP13880 | POWER-ONE | PVI-3.6-OUTD-S-US (208 V) | 3600 | 1 |  |  | 0.96 | Solar Inverter |  | OUTDOOR
SRP13880 | POWER-ONE | PVI-5000-OUTD-US (208 V) | 5000 | 1 |  |  | 0.955 | Solar Inverter |  | OUTDOOR
SRP13881 | BP SOLAR | BP3215B | 215 | 16 | 147 | 24 |  | Solar | FIXED | Roof
SRP13881 | BP SOLAR | BP3215B | 215 | 6 | 237 | 33 |  | Solar | FIXED | Roof
SRP13881 | POWER-ONE | PVI-4.2-OUTD-S-US (240 V) | 4200 | 1 |  |  | 0.96 | Solar Inverter |  | OUTDOOR
SRP13882 | SUNPOWER | SPR-327NE-WHT-D | 327 | 48 | 158 | 24 |  | Solar | FIXED | Roof
SRP13882 | SUNPOWER | SPR-327NE-WHT-D | 327 | 16 | 140 | 29 |  | Solar | FIXED | Roof
SRP13882 | SUNPOWER CORP (ORIGINAL MFRSMA) | SPR-5000M (208V) | 5000 | 1 |  |  | 0.968 | Solar Inverter |  | INDOOR
SRP13882 | SUNPOWER CORP (ORIGINAL MFRSMA) | SPR-7000M (240V) | 7000 | 2 |  |  | 0.971 | Solar Inverter |  | INDOOR
SRP13883 | SUNTECH POWER | STP150-24/AB-1 | 250 | 40 | 150.1 | 15 |  | Solar | FIXED | Roof
SRP13883 | PV POWERED | PVP4800 | 4800 | 2 |  |  | 0.96 | Solar Inverter |  | INDOOR
SRP13884 | BEIJING ZHONGKEXIN ELECTRONICS EQUIPMENT | ZKX-265P-24 | 260 | 16 | 193 | 30 |  | Solar | FIXED | Roof
SRP13884 | BEIJING ZHONGKEXIN ELECTRONICS EQUIPMENT | ZKX-265P-24 | 260 | 29 | 103 | 41 |  | Solar | FIXED | Roof
SRP13884 | POWER-ONE | PVI-6000-OUTD-US (240 V) | 6000 | 1 |  |  | 0.965 | Solar Inverter |  | OUTDOOR
SRP13884 | POWER-ONE | PVI-6000-OUTD-US (240 V) | 6000 | 1 |  |  | 0.965 | Solar Inverter |  | OUTDOOR
SRP13886 | ET SOLAR INDUSTRY | ET-A-P660245B | 245 | 117 | 185 | 30 |  | Solar | FIXED | Roof
SRP13886 | SMA AMERICA | SB8000TL-US (208V) | 8000 | 3 |  |  | 0.963 | Solar Inverter |  | Outside
SRP13888 | SUNPOWER | SPR-225-BLK-U | 225 | 14 | 177 | 30.2 |  | Solar | FIXED | Roof
SRP13888 | SUNPOWER CORP (ORIGINAL MFRSMA) | SPR-3000M (208V) | 3000 | 1 |  |  | 0.968 | Solar Inverter |  | INDOOR
SRP13889 | SUNPOWER | SPR-327NE-WHT-D | 327 | 28 | 135 | 18 |  | Solar | FIXED | Roof
SRP13889 | SUNPOWER | SPR-327NE-WHT-D | 327 | 3 | 225 | 18 |  | Solar | FIXED | Roof
SRP13889 | SUNPOWER CORP (ORIGINAL MFRSMA) | SPR-3000M (240V) | 3600 | 1 |  |  | 0.97 | Solar Inverter |  | INDOOR
SRP13889 | SUNPOWER CORP (ORIGINAL MFRSMA) | SPR-6000M (240V) | 6000 | 1 |  |  | 0.97 | Solar Inverter |  | INDOOR
SRP13890 | YINGLI ENERGY (CHINA) | YL240P-29B | 240 | 20 | 135 | 32 |  | Solar | FIXED | Roof
SRP13890 | POWER-ONE | PVI-4.2-OUTD-S-US (208 V) | 4200 | 1 |  |  | 0.96 | Solar Inverter |  | OUTDOOR
SRP13891 | YINGLI ENERGY (CHINA) | YL240P-29B | 240 | 26 | 253 | 27 |  | Solar | FIXED | Roof
SRP13891 | YINGLI ENERGY (CHINA) | YL240P-29B | 240 | 13 | 253 | 33 |  | Solar | FIXED | Roof
SRP13891 | FRONIUS USA | IG PLUS V 10.0-208 | 10000 | 1 |  |  | 0.95 | Solar Inverter |  | OUTDOOR
SRP13892 | SUNIVA | OPT260-60-4-100 | 260 | 21 | 152 | 24 |  | Solar | FIXED | Roof
SRP13892 | SUNIVA | OPT260-60-4-100 | 260 | 34 | 152 | 40 |  | Solar | FIXED | Roof
SRP13892 | POWER-ONE | PVI-3.8-1-OUTD-X-US-Y (240 V) | 3800 | 1 |  |  | 0.965 | Solar Inverter |  | Inside
SRP13892 | FRONIUS USA |  | 10000 | 1 |  |  | 0.95 | Solar Inverter |  | Inside
SRP13893 | BAODING YINGLI NEW ENERGY RESOURCES CO | 110(17)P1447X663 | 240 | 36 | 125 | 26 |  | Solar | FIXED | Roof
SRP13893 | FRONIUS USA |  | 7500 | 1 |  |  | 0.95 | Solar Inverter |  | Inside
SRP13894 | KYOCERA SOLAR | KD210GX-LP | 220 | 23 | 84 | 38 |  | Solar | FIXED | Roof
SRP13894 | KYOCERA SOLAR | KD210GX-LP | 220 | 12 | 264 | 38 |  | Solar | FIXED | Roof
SRP13894 | KYOCERA SOLAR | KD210GX-LP | 220 | 12 | 264 | 38 |  | Solar | FIXED | Roof
SRP13894 | KYOCERA SOLAR | KD210GX-LP | 220 | 8 | 174 | 42 |  | Solar | FIXED | Roof
SRP13894 | KYOCERA SOLAR | KD210GX-LP | 220 | 18 | 174 | 42 |  | Solar | FIXED | Roof
SRP13894 | POWER-ONE | PVI-3600-OUTD-US-F (240V) | 3600 | 1 |  |  | 0.96 | Solar Inverter |  | OUTDOOR
SRP13894 | POWER-ONE | PVI-5000-OUTD-US (240 V) | 5000 | 1 |  |  | 0.965 | Solar Inverter |  | OUTDOOR
SRP13894 | POWER-ONE | PVI-6000-OUTD-US-W (240 V) | 6000 | 1 |  |  | 0.965 | Solar Inverter |  | OUTDOOR
SRP13895 | YINGLI ENERGY (CHINA) | YL240P-29B | 240 | 28 | 76 | 18 |  | Solar | FIXED | Roof
SRP13895 | POWER-ONE | PVI-6000-OUTD-US (240 V) | 6000 | 1 |  |  | 0.965 | Solar Inverter |  | Inside
SRP13896 | MATRIX SOLAR/PHOTOWATT | PW1000-100 | 255 | 14 | 36 | 14 |  | Solar | FIXED | Roof
SRP13896 | MATRIX SOLAR/PHOTOWATT | PW1000-100 | 255 | 8 | 126 | 14 |  | Solar | FIXED | Roof
SRP13896 | MATRIX SOLAR/PHOTOWATT | PW1000-100 | 255 | 28 | 216 | 14 |  | Solar | FIXED | Roof
SRP13896 | MATRIX SOLAR/PHOTOWATT | PW1000-100 | 255 | 8 | 126 | 44 |  | Solar | FIXED | Roof
SRP13896 | POWER-ONE | PVI-5000-OUTD-US (240 V) | 5000 | 1 |  |  | 0.96 | Solar Inverter |  | OUTDOOR
SRP13896 | POWER-ONE | PVI-6000-OUTD-US (240 V) | 6000 | 1 |  |  | 0.96 | Solar Inverter |  | OUTDOOR
SRP13897 | TRINA SOLAR | TSM-240PA05 | 240 | 11 | 110 | 22 |  | Solar | FIXED | Roof
SRP13897 | TRINA SOLAR | TSM-240PA05 | 240 | 11 | 200 | 22 |  | Solar | FIXED | Roof
SRP13897 | TRINA SOLAR | TSM-240PA05 | 240 | 11 | 290 | 22 |  | Solar | FIXED | Roof
SRP13897 | SMA AMERICA | SB7000TL-US (240V) | 7000 | 1 |  |  | 0.96 | Solar Inverter |  | OUTDOOR
SRP13898 | SUNIVA | OPT260-60-4-100 | 260 | 25 | 143 | 26 |  | Solar | FIXED | Roof
SRP13898 | SUNIVA | OPT260-60-4-100 | 260 | 27 | 220 | 34 |  | Solar | FIXED | Roof
SRP13898 | POWER-ONE | PVI-6000-OUTD-US (240 V) | 6000 | 2 |  |  | 0.965 | Solar Inverter |  | OUTDOOR
SRP13901 | YINGLI ENERGY (CHINA) | YL240P-29B | 240 | 36 | 150 | 25 |  | Solar | FIXED | Roof
SRP13901 | FRONIUS USA |  | 7500 | 1 |  |  | 0.955 | Solar Inverter |  | Inside
SRP13907 | CHANGZHOU TRINA SOLAR ENERGY CO | TSM-185D | 250 | 9 | 154 | 16 |  | Solar | FIXED | Roof
SRP13907 | CHANGZHOU TRINA SOLAR ENERGY CO | TSM-165D | 250 | 22 | 154 | 26 |  | Solar | FIXED | Roof
SRP13907 | POWER-ONE | PVI-3000-I-OUTD-US-F (240V) | 3000 | 1 |  |  | 0.96 | Solar Inverter |  | OUTDOOR
SRP13907 | POWER-ONE | PVI-5000-OUTD-US (208 V) | 4200 | 1 |  |  | 0.96 | Solar Inverter |  | OUTDOOR
SRP13908 | LG ELECTRONICS SOLAR CELL DIVISION | LG255S1C-G2 | 255 | 23 | 134 | 10 |  | Solar | FIXED | Roof
SRP13908 | POWER-ONE | PVI-5000-OUTD-US (240 V) | 5000 | 1 |  |  | 0.97 | Solar Inverter |  | OUTDOOR
SRP13909 | MATRIX SOLAR/PHOTOWATT | PW1000-100 | 255 | 9 | 197 | 16 |  | Solar | FIXED | Roof
SRP13909 | MATRIX SOLAR/PHOTOWATT | PW1000-100 | 255 | 20 | 109 | 20 |  | Solar | FIXED | Roof
SRP13909 | POWER-ONE | PVI-6000-OUTD-US (208 V) | 6000 | 1 |  |  | 0.96 | Solar Inverter |  | OUTDOOR
SRP13910 | MATRIX SOLAR/PHOTOWATT | PW1000-100 | 245 | 6 | 211 | 17 |  | Solar | FIXED | Roof
SRP13910 | MATRIX SOLAR/PHOTOWATT | PW1000-100 | 245 | 8 | 123 | 19 |  | Solar | FIXED | Roof
SRP13910 | MATRIX SOLAR/PHOTOWATT | PW1000-100 | 245 | 10 | 211 | 20 |  | Solar | FIXED | Roof
SRP13910 | POWER-ONE | PVI-5000-OUTD-US (240 V) | 5000 | 1 |  |  | 0.96 | Solar Inverter |  | OUTDOOR
SRP13911 | MATRIX SOLAR/PHOTOWATT | PW1000-100 | 255 | 24 | 148 | 32 |  | Solar | FIXED | Roof
SRP13911 | POWER-ONE | PVI-5000-OUTD-US (240 V) | 5000 | 1 |  |  | 0.96 | Solar Inverter |  | OUTDOOR
SRP13912 | SOLARWORLD | SW185MONO | 255 | 9 | 257 | 24 |  | Solar | FIXED | Roof
SRP13912 | SOLARWORLD | SW185MONO | 255 | 28 | 257 | 28 |  | Solar | FIXED | Roof
SRP13912 | ENPHASE ENERGY | M200-32-240-S02 | 215 | 37 |  |  | 0.97 | Solar Inverter |  | OUTDOOR
SRP13913 | LG ELECTRONICS SOLAR CELL DIVISION | LG255S1C-G2 | 255 | 27 | 180 | 44 |  | Solar | FIXED | Roof
SRP13913 | POWER-ONE | PVI-6000-OUTD-US (208 V) | 6000 | 1 |  |  | 0.96 | Solar Inverter |  | OUTDOOR
SRP13914 | TRINA SOLAR | TSM-250PA05 | 250 | 19 | 230 | 16 |  | Solar | FIXED | Roof
SRP13914 | TRINA SOLAR | TSM-250PA05 | 250 | 7 | 50 | 28 |  | Solar | FIXED | Roof
SRP13914 | POWER-ONE | PVI-5000-OUTD-US (208 V) | 5000 | 1 |  |  | 0.97 | Solar Inverter |  | OUTDOOR
SRP13915 | MATRIX SOLAR/PHOTOWATT | PW1000-100 | 245 | 20 | 141 | 32 |  | Solar | FIXED | Roof
SRP13915 | MATRIX SOLAR/PHOTOWATT | PW1000-100 | 245 | 15 | 233 | 38 |  | Solar | FIXED | Roof
SRP13915 | POWER-ONE | PVI-3000-I-OUTD-US (208V) | 3000 | 1 |  |  | 0.96 | Solar Inverter |  | OUTDOOR
SRP13915 | POWER-ONE | PVI-3600-OUTD-US-F (240V) | 4200 | 1 |  |  | 0.96 | Solar Inverter |  | OUTDOOR
SRP13916 | MATRIX SOLAR/PHOTOWATT | PW1000-100 | 255 | 22 | 153 | 22 |  | Solar | FIXED | Roof
SRP13916 | POWER-ONE | PVI-5000-OUTD-US (208 V) | 5000 | 1 |  |  | 0.96 | Solar Inverter |  | OUTDOOR
SRP13917 | MATRIX SOLAR/PHOTOWATT | PW1000-100 | 255 | 29 | 159 | 18 |  | Solar | FIXED | Roof
SRP13917 | POWER-ONE | PVI-6000-OUTD-US (208 V) | 6000 | 1 |  |  | 0.96 | Solar Inverter |  | OUTDOOR
SRP13918 | CHANGZHOU TRINA SOLAR ENERGY CO | TSM-185D | 240 | 14 | 165.1 | 30 |  | Solar | FIXED | Roof
SRP13918 | ENPHASE ENERGY | M200-32-240-S02 | 215 | 14 |  |  | 0.96 | Solar Inverter |  | OUTDOOR
SRP13919 | CHANGZHOU TRINA SOLAR ENERGY CO | TSM-185D | 240 | 26 | 130.1 | 26 |  | Solar | FIXED | Roof
SRP13919 | SMA AMERICA | SB6000U (240V) | 6000 | 1 |  |  | 0.968 | Solar Inverter |  | OUTDOOR
SRP13920 | TRINA SOLAR | TSM-250PA05.08 | 250 | 3 | 165 | 20 |  | Solar | FIXED | Roof
SRP13920 | TRINA SOLAR | TSM-250PA05.08 | 250 | 10 | 165 | 22 |  | Solar | FIXED | Roof
SRP13920 | POWER-ONE | PVI-3.0-OUTD-S-US (208 V) | 3000 | 1 |  |  | 0.97 | Solar Inverter |  | Outside
SRP13921 | MATRIX SOLAR/PHOTOWATT | PW1000-100 | 255 | 10 | 183 | 28 |  | Solar | FIXED | Roof
SRP13921 | MATRIX SOLAR/PHOTOWATT | PW1000-100 | 255 | 9 | 183 | 30 |  | Solar | FIXED | Roof
SRP13921 | POWER-ONE | PVI-3600-US (240V) | 4200 | 1 |  |  | 0.96 | Solar Inverter |  | OUTDOOR
SRP13922 | CHANGZHOU TRINA SOLAR ENERGY CO | TSM-185D | 250 | 19 | 137 | 32 |  | Solar | FIXED | Roof
SRP13922 | CHANGZHOU TRINA SOLAR ENERGY CO | TSM-185D | 250 | 41 | 137 | 32 |  | Solar | FIXED | Roof
SRP13922 | POWER-ONE | PVI-6000-OUTD-US (208 V) | 6000 | 1 |  |  | 0.96 | Solar Inverter |  | OUTDOOR
SRP13922 | POWER-ONE | PVI-6000-OUTD-US (208 V) | 6000 | 1 |  |  | 0.96 | Solar Inverter |  | OUTDOOR
SRP13923 | CHANGZHOU TRINA SOLAR ENERGY CO | TSM-185D | 240 | 130 | 248.9 | 22 |  | Solar | FIXED | Roof
SRP13923 | SMA AMERICA | SB6000US (277V) | 6000 | 5 |  |  | 0.968 | Solar Inverter |  | OUTDOOR
SRP13924 | CHANGZHOU TRINA SOLAR ENERGY CO | TSM-185D | 240 | 39 | 159 | 22 |  | Solar | FIXED | Roof
SRP13924 | ENPHASE ENERGY | M200-32-208-S01 | 215 | 39 |  |  | 0.96 | Solar Inverter |  | OUTDOOR
SRP13925 | CHANGZHOU TRINA SOLAR ENERGY CO | TSM-185D | 240 | 30 | 219 | 29 |  | Solar | FIXED | Roof
SRP13925 | SMA AMERICA | SB7000US (208V) | 7000 | 1 |  |  | 0.969 | Solar Inverter |  | OUTDOOR
SRP13926 | CHANGZHOU TRINA SOLAR ENERGY CO | TSM-185D | 240 | 20 | 125.3 | 30 |  | Solar | FIXED | Roof
SRP13926 | SMA AMERICA | SB4000US (208V) | 4000 | 1 |  |  | 0.968 | Solar Inverter |  | OUTDOOR
SRP13927 | CHANGZHOU TRINA SOLAR ENERGY CO | TSM-185D | 240 | 14 | 216.4 | 32 |  | Solar | FIXED | Roof
SRP13927 | ENPHASE ENERGY | M200-32-240-S02 | 215 | 14 |  |  | 0.96 | Solar Inverter |  | OUTDOOR
SRP13928 | CANADIAN SOLAR | CS6P-230 | 235 | 16 | 85 | 26 |  | Solar | FIXED | Roof
SRP13928 | CANADIAN SOLAR | CS6P-230 | 235 | 37 | 175 | 26 |  | Solar | FIXED | Roof
SRP13928 | ENPHASE ENERGY | M200-32-208-S01 | 215 | 53 |  |  | 0.96 | Solar Inverter |  | OUTDOOR
SRP13930 | CHANGZHOU TRINA SOLAR ENERGY CO | TSM-185D | 250 | 24 | 127 | 21 |  | Solar | FIXED | Roof
SRP13930 | POWER-ONE | PVI-5000-OUTD-US (208 V) | 5000 | 1 |  |  | 0.96 | Solar Inverter |  | OUTDOOR
SRP13931 | MATRIX SOLAR/PHOTOWATT | PW1000-100 | 255 | 36 | 183 | 22 |  | Solar | FIXED | Roof
SRP13931 | SMA AMERICA | SB7000US (277V) | 8000 | 1 |  |  | 0.96 | Solar Inverter |  | OUTDOOR
SRP13932 | CHANGZHOU TRINA SOLAR ENERGY CO | TSM-185D | 250 | 19 | 136 | 18 |  | Solar | FIXED | Roof
SRP13932 | CHANGZHOU TRINA SOLAR ENERGY CO | TSM-185D | 250 | 17 | 225 | 18 |  | Solar | FIXED | Roof
SRP13932 | POWER-ONE | PVI-3600-OUTD-US-F (240V) | 3600 | 1 |  |  | 0.96 | Solar Inverter |  | OUTDOOR
SRP13932 | POWER-ONE | PVI-5000-OUTD-US (240 V) | 4200 | 1 |  |  | 0.96 | Solar Inverter |  | OUTDOOR
SRP13933 | TRINA SOLAR | TSM-250PD05 | 250 | 27 | 123 | 22 |  | Solar | FIXED | Roof
SRP13933 | POWER-ONE | PVI-6000-OUTD-US (208 V) | 6000 | 1 |  |  | 0.965 | Solar Inverter |  | OUTDOOR
SRP13934 | MATRIX SOLAR/PHOTOWATT | PW1000-100 | 255 | 20 | 183 | 18 |  | Solar | FIXED | Roof
SRP13934 | MATRIX SOLAR/PHOTOWATT | PW1000-100 | 255 | 9 | 93 | 24 |  | Solar | FIXED | Roof
SRP13934 | POWER-ONE | PVI-6000-OUTD-US (240 V) | 6000 | 1 |  |  | 0.96 | Solar Inverter |  | OUTDOOR
SRP13935 | MATRIX SOLAR/PHOTOWATT | PW1000-100 | 255 | 11 | 166 | 17 |  | Solar | FIXED | Roof
SRP13935 | MATRIX SOLAR/PHOTOWATT | PW1000-100 | 255 | 18 | 248 | 17 |  | Solar | FIXED | Roof
SRP13935 | POWER-ONE | PVI-6000-OUTD-US (240 V) | 6000 | 1 |  |  | 0.96 | Solar Inverter |  | OUTDOOR
SRP13937 | SHARP | ND-240QCJ | 240 | 33 | 202 | 40 |  | Solar | FIXED | Roof
SRP13937 | SMA AMERICA | SB7000US (208V) | 7000 | 1 |  |  | 0.969 | Solar Inverter |  | INDOOR
SRP13938 | TRINA SOLAR | TSM-250PA05A | 250 | 13 | 193 | 5 |  | Solar | FIXED | Roof
SRP13938 | TRINA SOLAR | TSM-250PA05 | 250 | 18 | 193 | 20 |  | Solar | FIXED | Roof
SRP13938 | POWER-ONE | PVI-6000-OUTD-US (208 V) | 6000 | 1 |  |  | 0.97 | Solar Inverter |  | OUTDOOR
SRP13939 | MATRIX SOLAR/PHOTOWATT | PW1000-100 | 255 | 42 | 189 | 22 |  | Solar | FIXED | Roof
SRP13939 | POWER-ONE | PVI-5000-OUTD-US (240 V) | 4200 | 2 |  |  | 0.96 | Solar Inverter |  | OUTDOOR
SRP13940 | MATRIX SOLAR/PHOTOWATT | PW1000-100 | 255 | 22 | 173 | 31 |  | Solar | FIXED | Roof
SRP13940 | POWER-ONE | PVI-5000-OUTD-US (208 V) | 5000 | 1 |  |  | 0.96 | Solar Inverter |  | OUTDOOR
SRP13941 | MATRIX SOLAR/PHOTOWATT | PW1000-100 | 255 | 23 | 125 | 18 |  | Solar | FIXED | Roof
SRP13941 | POWER-ONE | PVI-5000-OUTD-US (208 V) | 5000 | 1 |  |  | 0.96 | Solar Inverter |  | OUTDOOR
SRP13942 | CHANGZHOU TRINA SOLAR ENERGY CO | TSM-165D | 250 | 14 | 120 | 28 |  | Solar | FIXED | Roof
SRP13942 | CHANGZHOU TRINA SOLAR ENERGY CO | TSM-165D | 250 | 16 | 210 | 36 |  | Solar | FIXED | Roof
SRP13942 | POWER-ONE | PVI-6000-OUTD-US (240 V) | 6000 | 1 |  |  | 0.96 | Solar Inverter |  | OUTDOOR
SRP13943 | MATRIX SOLAR/PHOTOWATT | PW1650-175 | 255 | 15 | 222 | 19 |  | Solar | FIXED | Roof
SRP13943 | MATRIX SOLAR/PHOTOWATT | PW1650-175 | 255 | 22 | 222 | 19 |  | Solar | FIXED | Roof
SRP13943 | POWER-ONE | PVI-3000-I-OUTD-US-F (240V) | 3000 | 1 |  |  | 0.96 | Solar Inverter |  | OUTDOOR
SRP13943 | POWER-ONE | PVI-5000-OUTD-US (240 V) | 5000 | 1 |  |  | 0.96 | Solar Inverter |  | OUTDOOR
SRP13944 | CHANGZHOU TRINA SOLAR ENERGY CO | TSM-185D | 250 | 8 | 169 | 22 |  | Solar | FIXED | Roof
SRP13944 | CHANGZHOU TRINA SOLAR ENERGY CO | TSM-185D | 250 | 10 | 169 | 24 |  | Solar | FIXED | Roof
SRP13944 | CHANGZHOU TRINA SOLAR ENERGY CO | TSM-185D | 250 | 15 | 169 | 25 |  | Solar | FIXED | Roof
SRP13944 | POWER-ONE | PVI-3000-I-OUTD-US | 3000 | 1 |  |  | 0.96 | Solar Inverter |  | OUTDOOR
SRP13944 | POWER-ONE | PVI-6000-OUTD-US (208 V) | 6000 | 1 |  |  | 0.96 | Solar Inverter |  | OUTDOOR
SRP13945 | MATRIX SOLAR/PHOTOWATT | PW1000-100 | 255 | 29 | 220 | 24 |  | Solar | FIXED | Roof
SRP13945 | POWER-ONE | PVI-6000-OUTD-US (240 V) | 6000 | 1 |  |  | 0.96 | Solar Inverter |  | OUTDOOR
SRP13946 | MATRIX SOLAR/PHOTOWATT | PW1000-100 | 255 | 30 | 110 | 22 |  | Solar | FIXED | Roof
SRP13946 | POWER-ONE | PVI-6000-OUTD-US (240 V) | 6000 | 1 |  |  | 0.96 | Solar Inverter |  | OUTDOOR
SRP13947 | MATRIX SOLAR/PHOTOWATT | PW1000-100 | 255 | 30 | 165 | 23 |  | Solar | FIXED | Roof
SRP13947 | POWER-ONE | PVI-6000-OUTD-US (208 V) | 6000 | 1 |  |  | 0.96 | Solar Inverter |  | OUTDOOR
SRP13948 | CANADIAN SOLAR | CS6P-235M | 235 | 36 | 275 | 34 |  | Solar | FIXED | Roof
SRP13948 | SMA AMERICA | SB8000TL-US (208V) | 8000 | 1 |  |  | 0.968 | Solar Inverter |  | OUTDOOR
SRP13949 | MATRIX SOLAR/PHOTOWATT | PW1000-100 | 255 | 27 | 188 | 23 |  | Solar | FIXED | Roof
SRP13949 | MATRIX SOLAR/PHOTOWATT | PW1000-100 | 255 | 24 | 188 | 24 |  | Solar | FIXED | Roof
SRP13949 | POWER-ONE | PVI-5000-OUTD-US (240 V) | 5000 | 1 |  |  | 0.96 | Solar Inverter |  | Inside
SRP13949 | POWER-ONE | PVI-6000-OUTD-US (240 V) | 6000 | 1 |  |  | 0.96 | Solar Inverter |  | Inside
SRP13951 | CHANGZHOU TRINA SOLAR ENERGY CO | TSM-185D | 250 | 18 | 209 | 24 |  | Solar | FIXED | Roof
SRP13951 | POWER-ONE | PVI-3600-OUTD-US-F (208V) | 3600 | 1 |  |  | 0.96 | Solar Inverter |  | OUTDOOR
SRP13952 | MATRIX SOLAR/PHOTOWATT | PW1650-175 | 255 | 9 | 203 | 20 |  | Solar | FIXED | Roof
SRP13952 | MATRIX SOLAR/PHOTOWATT | PW1650-175 | 255 | 21 | 207 | 40 |  | Solar | FIXED | Roof
SRP13952 | POWER-ONE | PVI-6000-OUTD-US (240 V) | 6000 | 1 |  |  | 0.96 | Solar Inverter |  | OUTDOOR
SRP13953 | MATRIX SOLAR/PHOTOWATT | PW1000-100 | 255 | 33 | 186 | 20 |  | Solar | FIXED | Roof
SRP13953 | SMA AMERICA | SB7000US (240V) | 7000 | 1 |  |  | 0.96 | Solar Inverter |  | OUTDOOR
SRP13955 | LG ELECTRONICS SOLAR CELL DIVISION | LG255S1C-G3 | 255 | 18 | 137 | 29 |  | Solar | FIXED | Roof
SRP13955 | LG ELECTRONICS SOLAR CELL DIVISION | LG255S1C-G2 | 255 | 5 | 137 | 31 |  | Solar | FIXED | Roof
SRP13955 | POWER-ONE | PVI-5000-OUTD-US (240 V) | 5000 | 1 |  |  | 0.96 | Solar Inverter |  | OUTDOOR
SRP13956 | MATRIX SOLAR/PHOTOWATT | PW1000-100 | 255 | 28 | 182 | 16 |  | Solar | FIXED | Roof
SRP13956 | POWER-ONE | PVI-6000-OUTD-US (208 V) | 6000 | 1 |  |  | 0.96 | Solar Inverter |  | OUTDOOR
SRP13957 | SUNTECH POWER | STP210-18/UB-1 | 240 | 29 | 149 | 30 |  | Solar | FIXED | Roof
SRP13957 | ENPHASE ENERGY | M200-32-208-S01 | 215 | 14 |  |  | 0.96 | Solar Inverter |  | OUTDOOR
SRP13957 | ENPHASE ENERGY | M200-32-208-S01 | 215 | 15 |  |  | 0.96 | Solar Inverter |  | OUTDOOR
SRP13958 | LG ELECTRONICS SOLAR CELL DIVISION | LG255S1C-G2 | 255 | 19 | 173 | 36 |  | Solar | FIXED | Roof
SRP13958 | POWER-ONE | PVI-4.2-OUTD-S-US (208 V) | 4200 | 1 |  |  | 0.96 | Solar Inverter |  | OUTDOOR
SRP13959 | LG ELECTRONICS SOLAR CELL DIVISION | LG255S1C-G2 | 255 | 24 | 167 | 18 |  | Solar | FIXED | Roof
SRP13959 | POWER-ONE | PVI-5000-OUTD-US (208 V) | 5000 | 1 |  |  | 0.97 | Solar Inverter |  | OUTDOOR
SRP13960 | BAODING YINGLI NEW ENERGY RESOURCES CO | YL175(156) | 240 | 18 | 160 | 40 |  | Solar | FIXED | Roof
SRP13960 | ENPHASE ENERGY | M200-32-240-S02 | 215 | 18 |  |  | 0.97 | Solar Inverter |  | OUTDOOR
SRP13961 | MATRIX SOLAR/PHOTOWATT | PW1000-100 | 255 | 8 | 220 | 17 |  | Solar | FIXED | Roof
SRP13961 | MATRIX SOLAR/PHOTOWATT | PW1000-100 | 255 | 8 | 220 | 17 |  | Solar | FIXED | Roof
SRP13961 | MATRIX SOLAR/PHOTOWATT | PW1000-100 | 255 | 4 | 220 | 18 |  | Solar | FIXED | Roof
SRP13961 | POWER-ONE | PVI-3600-OUTD-US-F (208V) | 4200 | 1 |  |  | 0.96 | Solar Inverter |  | OUTDOOR
SRP13963 | SCHUCO USA |  | 240 | 14 | 205 | 27 |  | Solar | FIXED | Roof
SRP13963 | ENPHASE ENERGY | M200-32-240-S02 | 215 | 14 |  |  | 0.965 | Solar Inverter |  | OUTDOOR
SRP13964 | YINGLI ENERGY (CHINA) | YL240P-29B | 240 | 22 | 262 | 38 |  | Solar | FIXED | Roof
SRP13964 | ENPHASE ENERGY | M200-32-208-S01 | 215 | 22 |  |  | 0.963 | Solar Inverter |  | Inside
SRP13967 | CHANGZHOU TRINA SOLAR ENERGY CO | TSM-185D | 250 | 20 | 214 | 22 |  | Solar | FIXED | Roof
SRP13967 | CHANGZHOU TRINA SOLAR ENERGY CO | TSM-185D | 250 | 7 | 124 | 25 |  | Solar | FIXED | Roof
SRP13967 | POWER-ONE | PVI-6000-OUTD-US (208 V) | 6000 | 1 |  |  | 0.96 | Solar Inverter |  | OUTDOOR
SRP13968 | SUNPOWER | SPR-225-BLK-U | 225 | 14 | 209 | 30.1 |  | Solar | FIXED | Roof
SRP13968 | SUNPOWER CORP (ORIGINAL MFRSMA) | SPR-3000M (208V) | 3000 | 1 |  |  | 0.968 | Solar Inverter |  | INDOOR
SRP13969 | TRINA SOLAR | TSM-240PA05 | 240 | 12 | 110 | 33 |  | Solar | FIXED | Roof
SRP13969 | TRINA SOLAR | TSM-240PA05 | 240 | 18 | 110 | 33 |  | Solar | FIXED | Roof
SRP13969 | TRINA SOLAR | TSM-240PA05 | 240 | 50 | 290 | 33 |  | Solar | FIXED | Roof
SRP13969 | FRONIUS USA |  | 6000 | 1 |  |  | 0.96 | Solar Inverter |  | Inside
SRP13969 | FRONIUS USA | IG PLUS V 10.0-240 | 10000 | 1 |  |  | 0.955 | Solar Inverter |  | Inside
SRP13970 | SUNPOWER | SPR-90-WHT-U | 327 | 24 | 241 | 30 |  | Solar | FIXED | Roof
SRP13970 | SUNPOWER CORP (ORIGINAL MFRSMA) | SPR-7000M (240V) | 7000 | 1 |  |  | 0.968 | Solar Inverter |  | OUTDOOR
SRP13971 | CHANGZHOU TRINA SOLAR ENERGY CO | TSM-185D | 250 | 16 | 183 | 24 |  | Solar | FIXED | Roof
SRP13971 | CHANGZHOU TRINA SOLAR ENERGY CO | TSM-185D | 250 | 14 | 183 | 30 |  | Solar | FIXED | Roof
SRP13971 | CHANGZHOU TRINA SOLAR ENERGY CO | TSM-185D | 250 | 10 | 273 | 32 |  | Solar | FIXED | Roof
SRP13971 | POWER-ONE | PVI-3000-I-OUTD-US | 3000 | 1 |  |  | 0.96 | Solar Inverter |  | Inside
SRP13971 | POWER-ONE | PVI-3000-I-OUTD-US | 6000 | 1 |  |  | 0.96 | Solar Inverter |  | Inside
SRP13972 | MATRIX SOLAR/PHOTOWATT | PW1000-100 | 255 | 21 | 188 | 20 |  | Solar | FIXED | Roof
SRP13972 | POWER-ONE | PVI-3600-US (240V) | 4200 | 1 |  |  | 0.96 | Solar Inverter |  | OUTDOOR
SRP13973 | SUNPOWER | PL-AP-120L | 327 | 20 | 214 | 38 |  | Solar | FIXED | Roof
SRP13973 | SUNPOWER CORP (ORIGINAL MFRSMA) | SPR-3000M (240V) | 3000 | 2 |  |  | 0.965 | Solar Inverter |  | OUTDOOR
SRP13975 | LG ELECTRONICS SOLAR CELL DIVISION | LG255S1C-G3 | 255 | 21 | 220 | 6 |  | Solar | FIXED | Roof
SRP13975 | POWER-ONE | PVI-4.2-OUTD-S-US (240 V) | 4200 | 1 |  |  | 0.97 | Solar Inverter |  | OUTDOOR
SRP13977 | LG ELECTRONICS SOLAR CELL DIVISION | LG260S1C-G2 | 260 | 11 | 87 | 20 |  | Solar | FIXED | Roof
SRP13977 | LG ELECTRONICS SOLAR CELL DIVISION | LG260S1C-G2 | 260 | 11 | 267 | 20 |  | Solar | FIXED | Roof
SRP13977 | ENPHASE ENERGY | M215-60-2LL-S2X | 215 | 22 |  |  | 0.96 | Solar Inverter |  | Outside
SRP13979 | LG ELECTRONICS SOLAR CELL DIVISION | LG255S1C-G2 | 255 | 32 | 172 | 34 |  | Solar | FIXED | Roof
SRP13979 | POWER-ONE | PVI-3000-I-OUTD-US-F (240V) | 3600 | 1 |  |  | 0.96 | Solar Inverter |  | Outside
SRP13979 | POWER-ONE | PVI-3600-OUTD-US-F (240V) | 3600 | 1 |  |  | 0.96 | Solar Inverter |  | Outside
SRP13980 | CHANGZHOU TRINA SOLAR ENERGY CO | TSM-165D | 250 | 55 | 219 | 20 |  | Solar | FIXED | Roof
SRP13980 | POWER-ONE | PVI-6000-OUTD-US (240 V) | 6000 | 2 |  |  | 0.96 | Solar Inverter |  | OUTDOOR
SRP13984 | SHARP | NE-170U1 | 170 | 8 | 186 | 45 |  | Solar | FIXED | Roof
SRP13984 | OUTBACK POWER SYSTEMS | GVFX 3648 | 3648 | 1 |  |  | 0.93 | Solar Inverter |  | INDOOR
SRP13992 | LG ELECTRONICS SOLAR CELL DIVISION | LG255S1C-G3 | 255 | 28 | 193 | 17 |  | Solar | FIXED | Roof
SRP13992 | POWER-ONE | PVI-6000-OUTD-US (240 V) | 6000 | 1 |  |  | 0.97 | Solar Inverter |  | OUTDOOR
SRP13993 | SILIKEN MANUFACTURING USA | SLK60P6L 230 WP | 235 | 44 | 180 | 35.5 |  | Solar | FIXED | Ground
SRP13993 | SMA AMERICA | SB5000US (208V) | 5000 | 2 |  |  | 0.99 | Solar Inverter |  | OUTDOOR
SRP14008 | SHARP | ND-216U1F | 216 | 30 | 261 | 35 |  | Solar | FIXED | Roof
SRP14008 | ENPHASE ENERGY | M175-24-208-S | 215 | 4 |  |  | 0.963 | Solar Inverter |  | OUTDOOR
SRP14008 | SMA AMERICA | SB5000US (240V) | 5000 | 1 |  |  | 0.968 | Solar Inverter |  | OUTDOOR
SRP14009 | SOLON AG FUER SOLARTECHNIK | P250/6+/01 290WP | 245 | 696 | 135 | 10 |  | Solar | FIXED | Roof
SRP14009 | SATCON TECHNOLOGY | PVS-135 (240 V) | 131000 | 1 |  |  | 0.97 | Solar Inverter |  | Inside
SRP14013 | CHANGZHOU TRINA SOLAR ENERGY CO | TSM-185D | 240 | 27 | 160 | 24 |  | Solar | FIXED | Roof
SRP14013 | ENPHASE ENERGY | M175-24-208-S | 215 | 27 |  |  | 0.96 | Solar Inverter |  | INDOOR
SRP14014 | TRINA SOLAR | TSM-240PA05.10 | 240 | 22 | 206 | 18 |  | Solar | FIXED | Roof
SRP14014 | ENPHASE ENERGY | M215-60-2LL-S2X | 215 | 22 |  |  | 0.96 | Solar Inverter |  | INDOOR
SRP14015 | SUZHOU SHENGLONG PV-TECH | SLSM-185D | 185 | 80 | 264 | 27 |  | Solar | FIXED | Roof
SRP14015 | SMA AMERICA | SB6000TL-US (240V) | 6000 | 1 |  |  | 0.97 | Solar Inverter |  | OUTDOOR
SRP14015 | SMA AMERICA | SB8000TL-US-12 (240V) | 8000 | 1 |  |  | 0.97 | Solar Inverter |  | OUTDOOR
SRP14016 | SUZHOU SHENGLONG PV-TECH | SLSM-185D | 185 | 44 | 264 | 27 |  | Solar | FIXED | Roof
SRP14016 | SMA AMERICA | SB8000TL-US (208V) | 8000 | 1 |  |  | 0.96 | Solar Inverter |  | OUTDOOR
SRP14017 | SUZHOU SHENGLONG PV-TECH | SLSM-185D | 185 | 64 | 264 | 27 |  | Solar | FIXED | Roof
SRP14017 | SMA AMERICA | SB4000US (208V) | 4000 | 1 |  |  | 0.96 | Solar Inverter |  | OUTDOOR
SRP14017 | SMA AMERICA | SB8000TL-US (208V) | 8000 | 1 |  |  | 0.97 | Solar Inverter |  | OUTDOOR
SRP14019 | SUZHOU SHENGLONG PV-TECH | SLSM-185D | 185 | 64 | 268 | 27 |  | Solar | FIXED | Roof
SRP14019 | SMA AMERICA | SB4000US (240V) | 4000 | 1 |  |  | 0.96 | Solar Inverter |  | OUTDOOR
SRP14019 | SMA AMERICA | SB8000US-12 (240V) | 8000 | 1 |  |  | 0.97 | Solar Inverter |  | OUTDOOR
SRP14020 | SUZHOU SHENGLONG PV-TECH | SLSM-185D | 185 | 80 | 259 | 27 |  | Solar | FIXED | Roof
SRP14020 | SMA AMERICA | SB6000TL-US (208V) | 6000 | 1 |  |  | 0.97 | Solar Inverter |  | Outside
SRP14020 | SMA AMERICA | SB8000TL-US (208V) | 8000 | 1 |  |  | 0.97 | Solar Inverter |  | OUTDOOR
SRP14022 | SUNPOWER | SPR-225-BLK-U | 225 | 10 | 216 | 30.2 |  | Solar | FIXED | Roof
SRP14022 | SUNPOWER CORP (ORIGINAL MFRSMA) | SPR-4000M (240V) | 4000 | 1 |  |  | 0.986 | Solar Inverter |  | INDOOR
SRP14023 | SUNPOWER | SPR-225-BLK-U | 225 | 10 | 216 | 30.2 |  | Solar | FIXED | Roof
SRP14023 | SUNPOWER CORP (ORIGINAL MFRSMA) | SPR-4000M (240V) | 4000 | 1 |  |  | 0.968 | Solar Inverter |  | INDOOR
SRP14024 | SUNPOWER | SPR-225-BLK-U | 225 | 20 | 96 | 30.2 |  | Solar | FIXED | Roof
SRP14024 | SUNPOWER CORP (ORIGINAL MFRSMA) | SPR-4000M (240V) | 4000 | 1 |  |  | 0.968 | Solar Inverter |  | INDOOR
SRP14025 | SUNPOWER | SPR-225-BLK-U | 225 | 10 | 185 | 30.2 |  | Solar | FIXED | Roof
SRP14025 | SUNPOWER CORP (ORIGINAL MFRSMA) | SPR-4000M (240V) | 4000 | 1 |  |  | 0.968 | Solar Inverter |  | INDOOR
SRP14026 | SUNPOWER | SPR-225-BLK-U | 225 | 10 | 216 | 30.2 |  | Solar | FIXED | Roof
SRP14026 | SUNPOWER CORP (ORIGINAL MFRSMA) | SPR-4000M (208V) | 4000 | 1 |  |  | 0.968 | Solar Inverter |  | INDOOR
SRP14028 | LG ELECTRONICS SOLAR CELL DIVISION | LG255S1C-G2 | 255 | 36 | 208 | 20 |  | Solar | FIXED | Roof
SRP14028 | SMA AMERICA | SB8000TL-US (208V) | 8000 | 1 |  |  | 0.96 | Solar Inverter |  | Outside
SRP14029 | YINGLI ENERGY (CHINA) | YL235P-29B | 235 | 12 | 143 | 24 |  | Solar | FIXED | Roof
SRP14029 | YINGLI ENERGY (CHINA) | YL235P-29B | 235 | 8 | 251 | 24 |  | Solar | FIXED | Roof
SRP14029 | POWER-ONE | PVI-4.2-OUTD-S-US (208 V) | 4200 | 1 |  |  | 0.96 | Solar Inverter |  | OUTDOOR
SRP14030 | SUNPOWER | SPR-327NE-WHT-D | 327 | 37 | 174 | 25 |  | Solar | FIXED | Roof
SRP14030 | SUNPOWER | SPR-327NE-WHT-D | 327 | 18 | 174 | 35 |  | Solar | FIXED | Roof
SRP14030 | SUNPOWER CORP (ORIGINAL MFRSMA) | SPR-3000M (240V) | 3000 | 1 |  |  | 0.97 | Solar Inverter |  | INDOOR
SRP14030 | SUNPOWER CORP (ORIGINAL MFRSMA) | SPR-7000M (240V) | 7000 | 1 |  |  | 0.97 | Solar Inverter |  | INDOOR
SRP14030 | SUNPOWER CORP (ORIGINAL MFRSMA) | SPR-7000M (277V) | 8000 | 1 |  |  | 0.97 | Solar Inverter |  | INDOOR
SRP14031 | YINGLI ENERGY (CHINA) | YL240P-29B | 240 | 58 | 109 | 4 |  | Solar | FIXED | Roof
SRP14031 | POWER-ONE | PVI-6000-OUTD-US (208 V) | 6000 | 2 |  |  | 0.965 | Solar Inverter |  | Inside
SRP14032 | BAODING YINGLI NEW ENERGY RESOURCES CO | 110(17)P1447X663 | 240 | 20 | 183 | 18 |  | Solar | FIXED | Roof
SRP14032 | POWER-ONE | PVI-5000-OUTD-US (277 V) | 4200 | 1 |  |  | 0.96 | Solar Inverter |  | Inside
SRP14033 | YINGLI ENERGY (CHINA) | YL240P-29B | 240 | 20 | 180 | 26 |  | Solar | FIXED | Roof
SRP14033 | POWER-ONE | PVI-4.2-OUTD-S-US (240 V) | 4200 | 1 |  |  | 0.96 | Solar Inverter |  | Inside
SRP14034 | TRINA SOLAR | TSM-240PA05.18 | 240 | 19 | 108 | 18 |  | Solar | FIXED | Roof
SRP14034 | TRINA SOLAR | TSM-240PD05 | 240 | 21 | 288 | 18 |  | Solar | FIXED | Roof
SRP14034 | POWER-ONE | PVI-3.0-OUTD-S-US (240 V) | 3000 | 1 |  |  | 0.96 | Solar Inverter |  | Inside
SRP14034 | POWER-ONE | PVI-3.6-OUTD-S-US (240 V) | 3600 | 1 |  |  | 0.96 | Solar Inverter |  | Inside
SRP14035 | KYOCERA SOLAR | KD220GX-LFBS | 220 | 36 | 148 | 24 |  | Solar | FIXED | Roof
SRP14035 | SMA AMERICA | SB7000US (240V) | 7000 | 1 |  |  | 0.96 | Solar Inverter |  | Inside
SRP14036 | CANADIAN SOLAR | CS4C-100 | 235 | 8 | 152 | 23 |  | Solar | FIXED | Roof
SRP14036 | CANADIAN SOLAR | CS4C-100 | 235 | 3 | 242 | 37 |  | Solar | FIXED | Roof
SRP14036 | ENPHASE ENERGY | M175-24-208-S | 215 | 11 |  |  | 0.96 | Solar Inverter |  | OUTDOOR
SRP14038 | CHANGZHOU TRINA SOLAR ENERGY CO | TSM-160D | 240 | 39 | 106 | 30 |  | Solar | FIXED | Roof
SRP14038 | SMA AMERICA | SB3000US (208V) | 2500 | 1 |  |  | 0.96 | Solar Inverter |  | OUTDOOR
SRP14038 | SMA AMERICA | SB6000US (240V) | 6000 | 1 |  |  | 0.968 | Solar Inverter |  | OUTDOOR
SRP14039 | CHANGZHOU TRINA SOLAR ENERGY CO | TSM-160D | 240 | 18 | 174 | 12 |  | Solar | FIXED | Roof
SRP14039 | CHANGZHOU TRINA SOLAR ENERGY CO | TSM-160D | 240 | 18 | 174 | 22 |  | Solar | FIXED | Roof
SRP14039 | SMA AMERICA | SB3800U (240V) | 3800 | 1 |  |  | 0.968 | Solar Inverter |  | OUTDOOR
SRP14039 | SMA AMERICA | SB3800U (240V) | 3800 | 1 |  |  | 0.968 | Solar Inverter |  | OUTDOOR
SRP14040 | TRINA SOLAR | TSM-240PD05 | 245 | 7 | 111 | 23 |  | Solar | FIXED | Roof
SRP14040 | TRINA SOLAR | TSM-245PA05.10 | 245 | 18 | 111 | 45 |  | Solar | FIXED | Roof
SRP14040 | ENPHASE ENERGY | M215-60-2LL-S2X | 215 | 25 |  |  | 0.96 | Solar Inverter |  | INDOOR
SRP14041 | CHANGZHOU TRINA SOLAR ENERGY CO | TSM-160D | 240 | 33 | 244 | 21 |  | Solar | FIXED | Roof
SRP14041 | SMA AMERICA | SB7000US (240V) | 7000 | 1 |  |  | 0.969 | Solar Inverter |  | INDOOR
SRP14042 | KYOCERA SOLAR | KC120-1 | 245 | 20 | 181 | 22 |  | Solar | FIXED | Roof
SRP14042 | ENPHASE ENERGY | M175-24-208-S01 | 215 | 20 |  |  | 0.963 | Solar Inverter |  | Outside
SRP14043 | YINGLI ENERGY (CHINA) | YL245P-29B | 245 | 17 | 110 | 24 |  | Solar | FIXED | Roof
SRP14043 | YINGLI ENERGY (CHINA) | YL245P-29B | 245 | 14 | 200 | 26 |  | Solar | FIXED | Roof
SRP14043 | ENPHASE ENERGY | M215-60-2LL-S2X | 215 | 31 |  |  | 0.96 | Solar Inverter |  | OUTDOOR
SRP14044 | TRINA SOLAR | TSM-240PA05 | 240 | 8 | 124 | 19 |  | Solar | FIXED | Roof
SRP14044 | TRINA SOLAR | TSM-240PA05 | 240 | 3 | 304 | 19 |  | Solar | FIXED | Roof
SRP14044 | SOLAREDGE TECHNOLOGIES | SE3000 (240V) W/ -ER-US OR A-US | 3000 | 1 |  |  | 0.975 | Solar Inverter |  | OUTDOOR
SRP14045 | YINGLI ENERGY (CHINA) | YL240P-29B | 240 | 32 | 202 | 19 |  | Solar | FIXED | Roof
SRP14045 | POWER-ONE | PVI-6000-OUTD-US (240 V) | 6000 | 1 |  |  | 0.965 | Solar Inverter |  | OUTDOOR
SRP14046 | TRINA SOLAR | TSM-240PA05 | 240 | 20 | 237 | 24 |  | Solar | FIXED | Roof
SRP14046 | SOLAREDGE TECHNOLOGIES | SE3800 (208V) W/ -ER-US OR A-US | 3800 | 1 |  |  | 0.975 | Solar Inverter |  | OUTDOOR
SRP14047 | CHANGZHOU TRINA SOLAR ENERGY CO | TSM-160D | 240 | 41 | 143 | 34 |  | Solar | FIXED | Roof
SRP14047 | CHANGZHOU TRINA SOLAR ENERGY CO | TSM-160D | 240 | 5 | 228 | 36 |  | Solar | FIXED | Roof
SRP14047 | ENPHASE ENERGY | M175-24-208-S | 215 | 46 |  |  | 0.96 | Solar Inverter |  | INDOOR
SRP14048 | CHANGZHOU TRINA SOLAR ENERGY CO | TSM-160D | 240 | 43 | 103.3 | 34 |  | Solar | FIXED | Roof
SRP14048 | SMA AMERICA | SB3000US (208V) | 2500 | 1 |  |  | 0.96 | Solar Inverter |  | OUTDOOR
SRP14048 | SMA AMERICA | SB7000US (240V) | 7000 | 1 |  |  | 0.969 | Solar Inverter |  | OUTDOOR
SRP14049 | ISOFOTON | I-100/12 | 245 | 37 | 215 | 27 |  | Solar | FIXED | Roof
SRP14049 | SMA AMERICA | SB3000US (240V) | 3000 | 1 |  |  | 0.965 | Solar Inverter |  | OUTDOOR
SRP14049 | SMA AMERICA | SB6000US (240V) | 6000 | 1 |  |  | 0.97 | Solar Inverter |  | OUTDOOR
SRP14052 | SUNIVA | OPT260-60-4-100 | 260 | 23 | 222 | 26 |  | Solar | FIXED | Roof
SRP14052 | POWER-ONE | PVI-5000-OUTD-US (240 V) | 5000 | 1 |  |  | 0.965 | Solar Inverter |  | Inside
SRP14053 | BAODING YINGLI NEW ENERGY RESOURCES CO | 110(17)P1447X663 | 260 | 8 | 177 | 22 |  | Solar | FIXED | Roof
SRP14053 | BAODING YINGLI NEW ENERGY RESOURCES CO | 110(17)P1447X663 | 260 | 10 | 177 | 25 |  | Solar | FIXED | Roof
SRP14053 | POWER-ONE | PVI-3600-OUTD-US-F (240V) | 5000 | 1 |  |  | 0.96 | Solar Inverter |  | OUTDOOR
SRP14055 | YINGLI ENERGY (CHINA) | YL240P-29B | 240 | 21 | 182 | 30 |  | Solar | FIXED | Roof
SRP14055 | POWER-ONE | PVI-5000-OUTD-US (240 V) | 5000 | 1 |  |  | 0.965 | Solar Inverter |  | Inside
SRP14056 | BAODING YINGLI NEW ENERGY RESOURCES CO | 110(17)P1447X663 | 240 | 33 | 100 | 30 |  | Solar | FIXED | Roof
SRP14056 | SMA AMERICA | SB7000US (208V) | 7000 | 1 |  |  | 0.96 | Solar Inverter |  | OUTDOOR
SRP14057 | SUNTECH POWER | STP210S-18/UB-1 | 250 | 20 | 91.5 | 40 |  | Solar | FIXED | Roof
SRP14057 | SUNTECH POWER | STP210S-18/UB-1 | 250 | 12 | 181.5 | 40 |  | Solar | FIXED | Roof
SRP14057 | PV POWERED | PVP2000 | 2000 | 2 |  |  | 0.92 | Solar Inverter |  | OUTDOOR
SRP14057 | PV POWERED | PVP4800 | 4800 | 1 |  |  | 0.96 | Solar Inverter |  | OUTDOOR
SRP14058 | SUNTECH POWER | STP210S-18/UB-1 | 250 | 32 | 130.3 | 30 |  | Solar | FIXED | Roof
SRP14058 | PV POWERED | PVP3500 | 3500 | 2 |  |  | 0.955 | Solar Inverter |  | Outside
SRP14059 | MATRIX SOLAR/PHOTOWATT | PW1650-175 | 250 | 42 | 126 | 30 |  | Solar | FIXED | Roof
SRP14059 | PV POWERED | PVP4800 | 4800 | 1 |  |  | 0.96 | Solar Inverter |  | Outside
SRP14059 | PV POWERED | PVP4800 | 4800 | 1 |  |  | 0.96 | Solar Inverter |  | Outside
SRP14060 | SUNTECH POWER | STP210S-18/UB-1 | 250 | 42 | 135.1 | 25 |  | Solar | FIXED | Roof
SRP14060 | PV POWERED | PVP4800 | 4800 | 2 |  |  | 0.96 | Solar Inverter |  | INDOOR
SRP14063 | SUNTECH POWER | STP210S-18/UB-1 | 250 | 33 | 141.5 | 25 |  | Solar | FIXED | Roof
SRP14063 | SMA AMERICA | SB7000US (240V) | 7000 | 1 |  |  | 0.97 | Solar Inverter |  | INDOOR
SRP14064 | TRINA SOLAR | TSM-240PD05 | 240 | 29 | 159 | 26 |  | Solar | FIXED | Roof
SRP14064 | TRINA SOLAR | TSM-240PD05 | 240 | 5 | 249 | 41 |  | Solar | FIXED | Roof
SRP14064 | ENPHASE ENERGY | M175-24-208-S | 215 | 5 |  |  | 0.96 | Solar Inverter |  | OUTDOOR
SRP14064 | ENPHASE ENERGY | M175-24-208-S | 215 | 29 |  |  | 0.96 | Solar Inverter |  | OUTDOOR
SRP14065 | TRINA SOLAR | TSM-240DA05 | 240 | 31 | 142 | 21 |  | Solar | FIXED | Roof
SRP14065 | ENPHASE ENERGY | M215-60-2LL-S2X | 215 | 31 |  |  | 0.96 | Solar Inverter |  | OUTDOOR
SRP14066 | CHANGZHOU TRINA SOLAR ENERGY CO | TSM-160D | 240 | 12 | 195 | 16 |  | Solar | FIXED | Roof
SRP14066 | CHANGZHOU TRINA SOLAR ENERGY CO | TSM-160D | 240 | 24 | 195 | 16 |  | Solar | FIXED | Roof
SRP14066 | ENPHASE ENERGY | M175-24-208-S | 215 | 12 |  |  | 0.96 | Solar Inverter |  | OUTDOOR
SRP14066 | ENPHASE ENERGY | M175-24-208-S | 215 | 24 |  |  | 0.96 | Solar Inverter |  | OUTDOOR
SRP14067 | TRINA SOLAR | TSM-240PD05.10 | 240 | 30 | 176 | 43 |  | Solar | FIXED | Roof
SRP14067 | ENPHASE ENERGY | M215-60-2LL-S2X | 215 | 30 |  |  | 0.96 | Solar Inverter |  | OUTDOOR
SRP14069 | CANADIAN SOLAR | CS6P-245MX | 245 | 16 | 220 | 33 |  | Solar | FIXED | Roof
SRP14069 | ENPHASE ENERGY | M175-24-208-S | 215 | 16 |  |  | 0.96 | Solar Inverter |  | OUTDOOR
SRP14070 | CANADIAN SOLAR | CS6P-235PX | 235 | 2 | 164 | 13 |  | Solar | FIXED | Roof
SRP14070 | CANADIAN SOLAR | CS6P-235PX | 235 | 21 | 164 | 27 |  | Solar | FIXED | Roof
SRP14070 | ENPHASE ENERGY | M215-60-2LL-S2X | 215 | 23 |  |  | 0.96 | Solar Inverter |  | OUTDOOR
SRP14071 | BAODING YINGLI NEW ENERGY RESOURCES CO | 110(17)P1447X663 | 240 | 21 | 118 | 37 |  | Solar | FIXED | Roof
SRP14071 | BAODING YINGLI NEW ENERGY RESOURCES CO | 110(17)P1447X663 | 240 | 21 | 208 | 37 |  | Solar | FIXED | Roof
SRP14071 | POWER-ONE | PVI-5000-OUTD-US (240 V) | 5000 | 1 |  |  | 0.965 | Solar Inverter |  | OUTDOOR
SRP14071 | POWER-ONE | PVI-5000-OUTD-US (240 V) | 5000 | 1 |  |  | 0.965 | Solar Inverter |  | OUTDOOR
SRP14072 | CANADIAN SOLAR | CS6P-235PX | 235 | 20 | 217 | 24 |  | Solar | FIXED | Roof
SRP14072 | ENPHASE ENERGY | M215-60-2LL-S2X | 215 | 20 |  |  | 0.96 | Solar Inverter |  | OUTDOOR
SRP14073 | YINGLI ENERGY (CHINA) | YL245P-29B | 245 | 28 | 90 | 23 |  | Solar | FIXED | Roof
SRP14073 | YINGLI ENERGY (CHINA) | YL245P-29B | 245 | 30 | 270 | 23 |  | Solar | FIXED | Roof
SRP14073 | FRONIUS USA |  | 7500 | 1 |  |  | 0.955 | Solar Inverter |  | OUTDOOR
SRP14073 | FRONIUS USA |  | 10000 | 1 |  |  | 0.955 | Solar Inverter |  | OUTDOOR
SRP14074 | SUNPOWER | SPR-315E-WHT-U | 327 | 23 | 158 | 20 |  | Solar | FIXED | Roof
SRP14074 | SUNPOWER CORP (ORIGINAL MFRSMA) | SPR-3000M (240V) | 3000 | 1 |  |  | 0.969 | Solar Inverter |  | INDOOR
SRP14074 | SUNPOWER CORP (ORIGINAL MFRSMA) | SPR-5000M (240V) | 5000 | 1 |  |  | 0.971 | Solar Inverter |  | INDOOR
SRP14075 | CANADIAN SOLAR | CS6P-235PX | 235 | 33 | 178 | 20 |  | Solar | FIXED | Roof
SRP14075 | ENPHASE ENERGY | M215-60-2LL-S2X | 215 | 33 |  |  | 0.96 | Solar Inverter |  | OUTDOOR
SRP14077 | YINGLI ENERGY (CHINA) | YL240P-29B | 240 | 44 | 180 | 34 |  | Solar | FIXED | Roof
SRP14077 | FRONIUS USA |  | 10000 | 1 |  |  | 0.96 | Solar Inverter |  | INDOOR
SRP14078 | CANADIAN SOLAR | CS6P-235PX | 235 | 27 | 150 | 21 |  | Solar | FIXED | Roof
SRP14078 | ENPHASE ENERGY | M215-60-2LL-S2X | 215 | 27 |  |  | 0.96 | Solar Inverter |  | Outside
SRP14080 | CANADIAN SOLAR | CS6P-230 | 240 | 43 | 139 | 23 |  | Solar | FIXED | Roof
SRP14080 | ENPHASE ENERGY | M200-32-208-S01 | 215 | 43 |  |  | 0.97 | Solar Inverter |  | Outside
SRP14081 | CANADIAN SOLAR | CS6P-225 | 235 | 19 | 128 | 25 |  | Solar | FIXED | Roof
SRP14081 | CANADIAN SOLAR | CS6P-230 | 235 | 6 | 128 | 26 |  | Solar | FIXED | Roof
SRP14081 | CANADIAN SOLAR | CS6P-230 | 235 | 3 | 128 | 30 |  | Solar | FIXED | Roof
SRP14081 | ENPHASE ENERGY | M175-24-208-S | 215 | 28 |  |  | 0.96 | Solar Inverter |  | OUTDOOR
SRP14082 | CANADIAN SOLAR | CS4C-100 | 235 | 18 | 150 | 20 |  | Solar | FIXED | Roof
SRP14082 | ENPHASE ENERGY | M175-24-208-S | 215 | 18 |  |  | 0.96 | Solar Inverter |  | OUTDOOR
SRP14083 | YINGLI ENERGY (CHINA) | YL240P-29B | 240 | 10 | 125 | 19 |  | Solar | FIXED | Roof
SRP14083 | YINGLI ENERGY (CHINA) | YL240P-29B | 240 | 18 | 125 | 32 |  | Solar | FIXED | Roof
SRP14083 | POWER-ONE | PVI-6000-OUTD-US (240 V) | 6000 | 1 |  |  | 0.965 | Solar Inverter |  | OUTDOOR
SRP14086 | SUNTECH POWER | STP150-24/AB-1 | 250 | 26 | 194 | 18 |  | Solar | FIXED | Roof
SRP14086 | SMA AMERICA | SB6000US (240V) | 6000 | 1 |  |  | 0.97 | Solar Inverter |  | INDOOR
SRP14087 | YINGLI ENERGY (CHINA) | YL240P-29B | 240 | 33 | 150 | 32 |  | Solar | FIXED | Roof
SRP14087 | SMA AMERICA | SB7000US (240V) | 7000 | 1 |  |  | 0.96 | Solar Inverter |  | Inside
SRP14088 | CANADIAN SOLAR | CS6P-245MX | 245 | 17 | 200 | 30 |  | Solar | FIXED | Roof
SRP14088 | ENPHASE ENERGY | M215-60-2LL-S2X | 215 | 17 |  |  | 0.96 | Solar Inverter |  | OUTDOOR
SRP14089 | CANADIAN SOLAR | CS6P-235PX | 235 | 14 | 121 | 33 |  | Solar | FIXED | Roof
SRP14089 | ENPHASE ENERGY | M215-60-2LL-S2X | 215 | 14 |  |  | 0.96 | Solar Inverter |  | OUTDOOR
SRP14090 | YINGLI ENERGY (CHINA) | YL290P-35B | 290 | 2365 | 148 | 5 |  | Solar | FIXED | Roof
SRP14090 | ADVANCED ENERGY INDUSTRIES | AE 500TX-480 | 500000 | 1 |  |  | 0.978 | Solar Inverter |  | OUTDOOR
SRP14091 | SUNTECH POWER | STP210S-18/UB-1 | 250 | 36 | 155.1 | 32 |  | Solar | FIXED | Roof
SRP14091 | PV POWERED | PVP3500 | 3500 | 1 |  |  | 0.955 | Solar Inverter |  | INDOOR
SRP14091 | PV POWERED | PVP4800 | 4800 | 1 |  |  | 0.96 | Solar Inverter |  | INDOOR
SRP14092 | REC SCANMODULE | SCM230 | 235 | 15 | 194 | 40 |  | Solar | FIXED | Roof
SRP14092 | ENPHASE ENERGY | M200-32-208-S01 | 215 | 15 |  |  | 0.96 | Solar Inverter |  | OUTDOOR
SRP14093 | SHARP | ND-240QCJ | 240 | 33 | 202 | 19 |  | Solar | FIXED | Roof
SRP14093 | SOLECTRIA RENEWABLES | PVI 7500 (208V) | 7500 | 1 |  |  | 0.965 | Solar Inverter |  | Inside
SRP14094 | SUNPOWER | SPR-327NE-WHT-D | 327 | 30 | 255 | 30 |  | Solar | FIXED | Roof
SRP14094 | SUNPOWER CORP (ORIGINAL MFRSMA) | SPR-7000M (240V) | 9995 | 1 |  |  | 0.962 | Solar Inverter |  | OUTDOOR
SRP14095 | TRINA SOLAR | TSM-240PA05.10 | 240 | 40 | 185 | 16 |  | Solar | FIXED | Roof
SRP14095 | ENPHASE ENERGY | M215-60-2LL-S2X | 215 | 40 |  |  | 0.96 | Solar Inverter |  | Inside
SRP14097 | TRINA SOLAR | TSM-240PA05.10 | 240 | 27 | 164 | 33 |  | Solar | FIXED | Roof
SRP14097 | ENPHASE ENERGY | M215-60-2LL-S2X | 215 | 27 |  |  | 0.96 | Solar Inverter |  | INDOOR
SRP14098 | SUNTECH POWER | STP210S-18/UB-1 | 250 | 10 | 193.4 | 30 |  | Solar | FIXED | Roof
SRP14098 | SUNTECH POWER | STP210S-18/UB-1 | 250 | 16 | 193.4 | 32 |  | Solar | FIXED | Roof
SRP14098 | SMA AMERICA | SB6000US (240V) | 6000 | 1 |  |  | 0.97 | Solar Inverter |  | INDOOR
SRP14099 | TRINA SOLAR | TSM-240PA05 | 240 | 17 | 184 | 24 |  | Solar | FIXED | Roof
SRP14099 | ENPHASE ENERGY | M215-60-2LL-S2X | 215 | 17 |  |  | 0.96 | Solar Inverter |  | OUTDOOR
SRP14100 | CONERGY AG | S 175MU | 245 | 90 | 200 | 30 |  | Solar | FIXED | Roof
SRP14100 | ENPHASE ENERGY | M215-60-2LL-S2X | 215 | 90 |  |  | 0.96 | Solar Inverter |  | OUTDOOR
SRP14101 | YINGLI ENERGY (CHINA) | YL240P-29B | 240 | 8 | 103 | 30 |  | Solar | FIXED | Roof
SRP14101 | YINGLI ENERGY (CHINA) | YL240P-29B | 240 | 14 | 193 | 30 |  | Solar | FIXED | Roof
SRP14101 | POWER-ONE | PVI-6000-OUTD-US (240 V) | 6000 | 1 |  |  | 0.965 | Solar Inverter |  | OUTDOOR
SRP14102 | TRINA SOLAR | TSM-285PD14 | 285 | 913 | 186 | 5 |  | Solar | FIXED | Roof
SRP14102 | SATCON TECHNOLOGY | PVS-75 (208 V) | 75000 | 2 |  |  | 0.956 | Solar Inverter |  | OUTDOOR
SRP14102 | SATCON TECHNOLOGY | PVS-75 (208 V) | 100000 | 1 |  |  | 0.961 | Solar Inverter |  | OUTDOOR
SRP14104 | SUNTECH POWER | STP210S-18/UB-1 | 250 | 24 | 106.9 | 25 |  | Solar | FIXED | Roof
SRP14104 | SUNTECH POWER | STP210S-18/UB-1 | 250 | 12 | 196.9 | 43 |  | Solar | FIXED | Roof
SRP14104 | PV POWERED | PVP2500 | 2500 | 1 |  |  | 0.945 | Solar Inverter |  | INDOOR
SRP14104 | PV POWERED | PVP4800 | 4800 | 1 |  |  | 0.96 | Solar Inverter |  | INDOOR
SRP14105 | YINGLI ENERGY (CHINA) | YL240P-29B | 240 | 12 | 95 | 17 |  | Solar | FIXED | Roof
SRP14105 | YINGLI ENERGY (CHINA) | YL240P-29B | 240 | 35 | 95 | 19 |  | Solar | FIXED | Roof
SRP14105 | YINGLI ENERGY (CHINA) | YL240P-29B | 240 | 13 | 275 | 19 |  | Solar | FIXED | Roof
SRP14105 | YINGLI ENERGY (CHINA) | YL240P-29B | 240 | 12 | 95 | 26 |  | Solar | FIXED | Roof
SRP14105 | YINGLI ENERGY (CHINA) | YL240P-29B | 240 | 16 | 185 | 26 |  | Solar | FIXED | Roof
SRP14105 | SOLAREDGE TECHNOLOGIES | SE5000 (240V) W/ -ER-US OR A-US | 5000 | 4 |  |  | 0.975 | Solar Inverter |  | Inside
SRP14106 | SUNTECH POWER | STP210S-18/UB-1 | 250 | 52 | 114.8 | 30 |  | Solar | FIXED | Roof
SRP14106 | SUNTECH POWER | STP210S-18/UB-1 | 250 | 6 | 204.8 | 40 |  | Solar | FIXED | Roof
SRP14106 | PV POWERED | PVP2000 | 2000 | 1 |  |  | 0.92 | Solar Inverter |  | Outside
SRP14106 | SMA AMERICA | SB6000US (240V) | 6000 | 2 |  |  | 0.97 | Solar Inverter |  | Outside
SRP14107 | KYOCERA SOLAR | KD220GX-LFBS | 220 | 27 | 201 | 20 |  | Solar | FIXED | Roof
SRP14107 | POWER-ONE | PVI-5000-OUTD-US (240 V) | 5000 | 1 |  |  | 0.965 | Solar Inverter |  | Inside
SRP14108 | SUNPOWER | T5-SPR-327 | 327 | 43 | 170 | 31 |  | Solar | FIXED | Roof
SRP14108 | SUNPOWER CORP (ORIGINAL MFRFRONIUS) | SPR-3300F-208 | 3301 | 1 |  |  | 0.962 | Solar Inverter |  | OUTDOOR
SRP14108 | SUNPOWER CORP (ORIGINAL MFRFRONIUS) | SPR 11401F-277 | 10001 | 1 |  |  | 0.962 | Solar Inverter |  | OUTDOOR
SRP14109 | CHANGZHOU TRINA SOLAR ENERGY CO | TSM-185D | 240 | 24 | 181.7 | 20 |  | Solar | FIXED | Roof
SRP14109 | PV POWERED | PVP4800 | 4800 | 1 |  |  | 0.96 | Solar Inverter |  | INDOOR
SRP14110 | CHANGZHOU TRINA SOLAR ENERGY CO | TSM-185D | 285 | 90 | 277 | 5 |  | Solar | FIXED | Roof
SRP14110 | SMA AMERICA | SB7000US (240V) | 8000 | 3 |  |  | 0.97 | Solar Inverter |  | OUTDOOR
SRP14111 | SUNTECH POWER | STP210S-18/UB-1 | 255 | 21 | 150 | 17 |  | Solar | FIXED | Roof
SRP14111 | ENPHASE ENERGY | M200-32-240-S02 | 215 | 21 |  |  | 0.96 | Solar Inverter |  | OUTDOOR
SRP14114 | TRINA SOLAR | TSM-240PA05 | 240 | 6 | 157 | 20 |  | Solar | FIXED | Roof
SRP14114 | TRINA SOLAR | TSM-240PA05 | 240 | 24 | 157 | 20 |  | Solar | FIXED | Roof
SRP14114 | SMA AMERICA | SB7000US (208V) | 7000 | 1 |  |  | 0.96 | Solar Inverter |  | Inside
SRP14115 | CANADIAN SOLAR | CS6P-235PX | 235 | 15 | 131 | 16 |  | Solar | FIXED | Roof
SRP14115 | CANADIAN SOLAR | CS6P-235PX | 235 | 11 | 311 | 16 |  | Solar | FIXED | Roof
SRP14115 | CANADIAN SOLAR | CS6P-235PX | 235 | 10 | 131 | 29 |  | Solar | FIXED | Roof
SRP14115 | ENPHASE ENERGY | M215-60-2LL-S2X | 215 | 10 |  |  | 0.96 | Solar Inverter |  | OUTDOOR
SRP14115 | ENPHASE ENERGY | M215-60-2LL-S2X | 215 | 11 |  |  | 0.96 | Solar Inverter |  | OUTDOOR
SRP14115 | ENPHASE ENERGY | M215-60-2LL-S2X | 215 | 15 |  |  | 0.96 | Solar Inverter |  | OUTDOOR
SRP14116 | SUNIVA | OPT260-60-4-100 | 260 | 24 | 201 | 34 |  | Solar | FIXED | Roof
SRP14116 | SMA AMERICA | SB6000US (240V) | 6000 | 1 |  |  | 0.955 | Solar Inverter |  | OUTDOOR
SRP14117 | KYOCERA SOLAR | KD220GX-LFBS | 220 | 13 | 155 | 27 |  | Solar | FIXED | Roof
SRP14117 | KYOCERA SOLAR | KD220GX-LFBS | 220 | 16 | 155 | 27 |  | Solar | FIXED | Roof
SRP14117 | KYOCERA SOLAR | KD220GX-LFBS | 220 | 27 | 155 | 27 |  | Solar | FIXED | Roof
SRP14117 | POWER-ONE | PVI-5000-OUTD-US (208 V) | 5000 | 1 |  |  | 0.965 | Solar Inverter |  | Inside
SRP14117 | POWER-ONE | PVI-6000-OUTD-US (208 V) | 6000 | 1 |  |  | 0.965 | Solar Inverter |  | Inside
SRP14118 | CANADIAN SOLAR | CS6P-245MX | 245 | 39 | 158 | 33 |  | Solar | FIXED | Roof
SRP14118 | ENPHASE ENERGY | M215-60-2LL-S2X | 215 | 30 |  |  | 0.96 | Solar Inverter |  | OUTDOOR
SRP14118 | ENPHASE ENERGY | M215-60-2LL-S2X-IG | 215 | 9 |  |  | 0.96 | Solar Inverter |  | OUTDOOR
SRP14119 | SUNTECH POWER | STP210S-18/UB-1 | 250 | 8 | 175.1 | 10 |  | Solar | FIXED | Roof
SRP14119 | SUNTECH POWER | STP210S-18/UB-1 | 250 | 28 | 175.1 | 18 |  | Solar | FIXED | Roof
SRP14119 | PV POWERED | PVP2000 | 2000 | 1 |  |  | 0.92 | Solar Inverter |  | Outside
SRP14119 | PV POWERED | PVP3000 | 3000 | 2 |  |  | 0.935 | Solar Inverter |  | Outside
SRP14120 | SUNIVA | OPT260-60-4-100 | 260 | 9 | 87 | 26 |  | Solar | FIXED | Roof
SRP14120 | SUNIVA | OPT260-60-4-100 | 260 | 10 | 87 | 26 |  | Solar | FIXED | Roof
SRP14120 | SUNIVA | OPT260-60-4-100 | 260 | 8 | 177 | 26 |  | Solar | FIXED | Roof
SRP14120 | SUNIVA | OPT260-60-4-100 | 260 | 19 | 177 | 26 |  | Solar | FIXED | Roof
SRP14120 | SUNIVA | OPT260-60-4-100 | 260 | 7 | 267 | 26 |  | Solar | FIXED | Roof
SRP14120 | SOLAREDGE TECHNOLOGIES | SE6000 (240V) W/ -ER-US OR A-US | 6000 | 1 |  |  | 0.975 | Solar Inverter |  | Inside
SRP14120 | SOLAREDGE TECHNOLOGIES | SE6000 (240V) W/ -ER-US OR A-US | 6000 | 1 |  |  | 0.975 | Solar Inverter |  | Inside
SRP14121 | CANADIAN SOLAR | CS6P-235PX | 235 | 3 | 224 | 23 |  | Solar | FIXED | Roof
SRP14121 | CANADIAN SOLAR | CS6P-235PX | 235 | 3 | 134 | 24 |  | Solar | FIXED | Roof
SRP14121 | CANADIAN SOLAR | CS6P-235PX | 235 | 7 | 224 | 30 |  | Solar | FIXED | Roof
SRP14121 | ENPHASE ENERGY | M215-60-2LL-S2X | 215 | 13 |  |  | 0.96 | Solar Inverter |  | OUTDOOR
SRP14122 | SUNPOWER | T5-SPR-327 | 327 | 26 | 177 | 35 |  | Solar | FIXED | Roof
SRP14122 | SUNPOWER CORP (ORIGINAL MFR - PV POWERED LLC) | SPR-3500 | 3600 | 1 |  |  | 0.969 | Solar Inverter |  | OUTDOOR
SRP14122 | SUNPOWER CORP (ORIGINAL MFR - PV POWERED LLC) | SPR-4600 | 4200 | 1 |  |  | 0.969 | Solar Inverter |  | OUTDOOR
SRP14123 | CANADIAN SOLAR | CS6P-235PX | 235 | 16 | 223 | 22 |  | Solar | FIXED | Roof
SRP14123 | CANADIAN SOLAR | CS6P-235PX | 235 | 7 | 133 | 26 |  | Solar | FIXED | Roof
SRP14123 | ENPHASE ENERGY | M215-60-2LL-S2X | 215 | 23 |  |  | 0.96 | Solar Inverter |  | OUTDOOR
SRP14124 | SUNPOWER | SPR-225-BLK-U | 225 | 10 | 96 | 30.2 |  | Solar | FIXED | Roof
SRP14124 | SUNPOWER CORP (ORIGINAL MFRSMA) | SPR-4000M (240V) | 4000 | 1 |  |  | 0.968 | Solar Inverter |  | INDOOR
SRP14125 | CHANGZHOU TRINA SOLAR ENERGY CO | TSM-185D | 240 | 32 | 148 | 18 |  | Solar | FIXED | Roof
SRP14125 | CHANGZHOU TRINA SOLAR ENERGY CO | TSM-185D | 240 | 30 | 238 | 18 |  | Solar | FIXED | Roof
SRP14125 | POWER-ONE | PVI-5000-OUTD-US (208 V) | 4200 | 2 |  |  | 0.96 | Solar Inverter |  | Inside
SRP14125 | POWER-ONE | PVI-5000-OUTD-US (277 V) | 5000 | 1 |  |  | 0.965 | Solar Inverter |  | Inside
SRP14127 | SUNPOWER | PL-AP-120L | 225 | 10 | 183 | 30.2 |  | Solar | FIXED | Roof
SRP14127 | SUNPOWER CORP (ORIGINAL MFRSMA) | SPR-4000M (240V) | 4000 | 1 |  |  | 0.968 | Solar Inverter |  | INDOOR
SRP14128 | SUNPOWER | SPR-225-BLK-U | 225 | 10 | 192 | 30.2 |  | Solar | FIXED | Roof
SRP14128 | SUNPOWER CORP (ORIGINAL MFRSMA) | SPR-4000M (240V) | 4000 | 1 |  |  | 0.968 | Solar Inverter |  | Inside
SRP14129 | SUNPOWER | PL-AP-120L | 225 | 10 | 216 | 30.2 |  | Solar | FIXED | Roof
SRP14129 | SUNPOWER CORP (ORIGINAL MFRSMA) | SPR-4000M (240V) | 4000 | 1 |  |  | 0.968 | Solar Inverter |  | INDOOR
SRP14130 | SUNPOWER | SPR-225-BLK-U | 225 | 10 | 96 | 30.2 |  | Solar | FIXED | Roof
SRP14130 | SUNPOWER CORP (ORIGINAL MFRSMA) | SPR-4000M (240V) | 4000 | 1 |  |  | 0.968 | Solar Inverter |  | Inside
SRP14132 | SUNPOWER | SPR-225-BLK-U | 225 | 10 | 212 | 30.2 |  | Solar | FIXED | Roof
SRP14132 | SUNPOWER CORP (ORIGINAL MFRSMA) | SPR-4000M (240V) | 4000 | 1 |  |  | 0.968 | Solar Inverter |  | INDOOR
SRP14133 | SUNPOWER | SPR-225-BLK-U | 225 | 10 | 216 | 30.2 |  | Solar | FIXED | Roof
SRP14133 | SUNPOWER CORP (ORIGINAL MFRSMA) | SPR-4000M (240V) | 4000 | 1 |  |  | 0.968 | Solar Inverter |  | INDOOR
SRP14134 | SUNIVA | OPT260-60-4-100 | 260 | 9 | 211 | 25 |  | Solar | FIXED | Roof
SRP14134 | SMA AMERICA | SB3000US (208V) | 3000 | 1 |  |  | 0.955 | Solar Inverter |  | Inside
SRP14135 | SUNPOWER | SPR-225-BLK-U | 225 | 10 | 96 | 30.2 |  | Solar | FIXED | Roof
SRP14135 | SUNPOWER CORP (ORIGINAL MFRSMA) | SPR-4000M (240V) | 4000 | 1 |  |  | 0.968 | Solar Inverter |  | INDOOR
SRP14136 | SUNPOWER | SPR-225-BLK-U | 225 | 10 | 263 | 30.2 |  | Solar | FIXED | Roof
SRP14136 | SUNPOWER CORP (ORIGINAL MFR - PV POWERED LLC) | SPR-4600 | 4000 | 1 |  |  | 0.968 | Solar Inverter |  | INDOOR
SRP14137 | SUZHOU SHENGLONG PV-TECH | SLSM-225P | 225 | 24 | 164 | 27 |  | Solar | FIXED | Roof
SRP14137 | SUZHOU SHENGLONG PV-TECH | SLSM-225P | 225 | 24 | 164 | 27 |  | Solar | FIXED | Roof
SRP14137 | SUZHOU SHENGLONG PV-TECH | SLSM-225P | 225 | 20 | 254 | 27 |  | Solar | FIXED | Roof
SRP14137 | SMA AMERICA | SB5000US | 5000 | 1 |  |  | 0.94 | Solar Inverter |  | OUTDOOR
SRP14137 | SMA AMERICA | SB5000US | 5000 | 1 |  |  | 0.96 | Solar Inverter |  | OUTDOOR
SRP14137 | SMA AMERICA | SB5000US | 5000 | 1 |  |  | 0.96 | Solar Inverter |  | OUTDOOR
SRP14138 | SUNPOWER | SPR-225-BLK-U | 225 | 10 | 216 | 30.2 |  | Solar | FIXED | Roof
SRP14138 | SUNPOWER CORP (ORIGINAL MFRSMA) | SPR-4000M (240V) | 4000 | 1 |  |  | 0.968 | Solar Inverter |  | INDOOR
SRP14139 | SUNPOWER | SPR-225-BLK-U | 225 | 10 | 216 | 30.2 |  | Solar | FIXED | Roof
SRP14139 | SUNPOWER CORP (ORIGINAL MFRSMA) | SPR-4000M (240V) | 4000 | 1 |  |  | 0.968 | Solar Inverter |  | Inside
SRP14140 | SUNPOWER | SPR-225-BLK-U | 225 | 10 | 111 | 30.2 |  | Solar | FIXED | Roof
SRP14140 | SUNPOWER CORP (ORIGINAL MFRSMA) | SPR-4000M (240V) | 4000 | 1 |  |  | 0.968 | Solar Inverter |  | Inside
SRP14141 | SUZHOU SHENGLONG PV-TECH | SLSM-185D | 185 | 64 | 250 | 27 |  | Solar | FIXED | Roof
SRP14141 | SMA AMERICA | SB4000US (208V) | 4000 | 1 |  |  | 0.97 | Solar Inverter |  | OUTDOOR
SRP14141 | SMA AMERICA | SB8000TL-US (208V) | 8000 | 1 |  |  | 0.97 | Solar Inverter |  | OUTDOOR
SRP14142 | SUNPOWER | PL-AP-130 | 225 | 10 | 224 | 30.2 |  | Solar | FIXED | Roof
SRP14142 | SUNPOWER CORP (ORIGINAL MFR - PV POWERED LLC) | SPR-4600 | 4000 | 1 |  |  | 0.968 | Solar Inverter |  | INDOOR
SRP14143 | SUZHOU SHENGLONG PV-TECH | SLSM-185D | 185 | 64 | 263 | 27 |  | Solar | FIXED | Roof
SRP14143 | SMA AMERICA | SB4000US-12 (208V) | 4000 | 1 |  |  | 0.96 | Solar Inverter |  | OUTDOOR
SRP14143 | SMA AMERICA | SB8000TL-US-12 (208V) | 8000 | 1 |  |  | 0.97 | Solar Inverter |  | OUTDOOR
SRP14144 | SUZHOU SHENGLONG PV-TECH | SLSM-185D | 185 | 64 | 257 | 27 |  | Solar | FIXED | Roof
SRP14144 | SMA AMERICA | SB4000US (208V) | 4000 | 1 |  |  | 0.96 | Solar Inverter |  | OUTDOOR
SRP14144 | SMA AMERICA | SB8000TL-US (208V) | 8000 | 1 |  |  | 0.97 | Solar Inverter |  | OUTDOOR
SRP14145 | SUNPOWER | SPR-225-BLK-U | 225 | 10 | 113 | 30.2 |  | Solar | FIXED | Roof
SRP14145 | SUNPOWER CORP (ORIGINAL MFRSMA) | SPR-4000M (240V) | 4000 | 1 |  |  | 0.968 | Solar Inverter |  | Inside
SRP14146 | SUZHOU SHENGLONG PV-TECH | SLSM-185D | 185 | 64 | 263 | 27 |  | Solar | FIXED | Roof
SRP14146 | SMA AMERICA | SB4000US (208V) | 4000 | 1 |  |  | 0.96 | Solar Inverter |  | OUTDOOR
SRP14146 | SMA AMERICA | SB8000TL-US (208V) | 8000 | 1 |  |  | 0.97 | Solar Inverter |  | OUTDOOR
SRP14147 | SUZHOU SHENGLONG PV-TECH | SLSM-185D | 185 | 44 | 116 | 27 |  | Solar | FIXED | Roof
SRP14147 | SMA AMERICA | SB8000US (240V) | 8000 | 1 |  |  | 0.97 | Solar Inverter |  | OUTDOOR
SRP14148 | SUZHOU SHENGLONG PV-TECH | SLSM-185D | 185 | 44 | 261 | 27 |  | Solar | FIXED | Roof
SRP14148 | SMA AMERICA | SB8000TL-US (208V) | 8000 | 1 |  |  | 0.97 | Solar Inverter |  | OUTDOOR
SRP14150 | SUZHOU SHENGLONG PV-TECH | SLSM-185D | 185 | 64 | 258 | 27 |  | Solar | FIXED | Roof
SRP14150 | SMA AMERICA | SB4000US (240V) | 4000 | 1 |  |  | 0.96 | Solar Inverter |  | OUTDOOR
SRP14150 | SMA AMERICA | SB8000TL-US (208V) | 8000 | 1 |  |  | 0.97 | Solar Inverter |  | OUTDOOR
SRP14151 | SUZHOU SHENGLONG PV-TECH | SLSM-225P | 225 | 36 | 117 | 25 |  | Solar | FIXED | Roof
SRP14151 | SMA AMERICA | SB7000US-12 (208V) | 7000 | 1 |  |  | 0.97 | Solar Inverter |  | OUTDOOR
SRP14152 | YINGLI ENERGY (CHINA) | YL240P-29B | 240 | 23 | 97 | 26 |  | Solar | FIXED | Roof
SRP14152 | YINGLI ENERGY (CHINA) | YL240P-29B | 240 | 23 | 277 | 26 |  | Solar | FIXED | Roof
SRP14152 | POWER-ONE | PVI-5000-OUTD-US (240 V) | 5000 | 1 |  |  | 0.965 | Solar Inverter |  | Inside
SRP14152 | POWER-ONE | PVI-5000-OUTD-US (240 V) | 5000 | 1 |  |  | 0.965 | Solar Inverter |  | Inside
SRP14153 | SUZHOU SHENGLONG PV-TECH | SLSM-225P | 225 | 48 | 175 | 27 |  | Solar | FIXED | Roof
SRP14153 | SUZHOU SHENGLONG PV-TECH | SLSM-225P | 225 | 20 | 265 | 27 |  | Solar | FIXED | Roof
SRP14153 | SMA AMERICA | SB5000US (208V) | 5000 | 3 |  |  | 0.97 | Solar Inverter |  | OUTDOOR
SRP14157 | SUZHOU SHENGLONG PV-TECH | SLSM-230P | 230 | 59 | 253 | 27 |  | Solar | FIXED | Roof
SRP14157 | SMA AMERICA | SB5000US-11 (208V) | 5000 | 1 |  |  | 0.97 | Solar Inverter |  | OUTDOOR
SRP14157 | SMA AMERICA | SB8000US-11 (240V) | 8000 | 1 |  |  | 0.97 | Solar Inverter |  | OUTDOOR
SRP14158 | SUZHOU SHENGLONG PV-TECH | SLSM-185D | 185 | 80 | 174 | 27 |  | Solar | FIXED | Roof
SRP14158 | SMA AMERICA | SB6000TL-US (208V) | 6000 | 1 |  |  | 0.97 | Solar Inverter |  | OUTDOOR
SRP14158 | SMA AMERICA | SB8000TL-US (208V) | 8000 | 1 |  |  | 0.97 | Solar Inverter |  | OUTDOOR
SRP14159 | SUZHOU SHENGLONG PV-TECH | SLSM-185D | 185 | 30 | 120 | 27 |  | Solar | FIXED | Roof
SRP14159 | SMA AMERICA | SB5000US (208V) | 5000 | 1 |  |  | 0.97 | Solar Inverter |  | OUTDOOR
SRP14160 | SHELL SOLAR INDUSTRIES | SHELL POWERMAX ULTRA 145-PC | 190 | 64 | 174 | 27 |  | Solar | FIXED | Roof
SRP14160 | SMA AMERICA | SB4000US (208V) | 4000 | 1 |  |  | 0.965 | Solar Inverter |  | OUTDOOR
SRP14160 | SMA AMERICA | SB8000TL-US (208V) | 8000 | 1 |  |  | 0.97 | Solar Inverter |  | OUTDOOR
SRP14161 | SUZHOU SHENGLONG PV-TECH | SLSM-185D | 185 | 77 | 174 | 27 |  | Solar | FIXED | Roof
SRP14161 | SMA AMERICA | SB6000TL-US (208V) | 6000 | 1 |  |  | 0.97 | Solar Inverter |  | OUTDOOR
SRP14161 | SMA AMERICA | SB8000TL-US (208V) | 8000 | 1 |  |  | 0.97 | Solar Inverter |  | OUTDOOR
SRP14162 | SUZHOU SHENGLONG PV-TECH | SLSM-185D | 185 | 77 | 253 | 27 |  | Solar | FIXED | Roof
SRP14162 | SMA AMERICA | SB6000TL-US (208V) | 6000 | 1 |  |  | 0.97 | Solar Inverter |  | OUTDOOR
SRP14162 | SMA AMERICA | SB8000TL-US (208V) | 8000 | 1 |  |  | 0.97 | Solar Inverter |  | OUTDOOR
SRP14164 | SUZHOU SHENGLONG PV-TECH | SLSM-185D | 185 | 44 | 264 | 27 |  | Solar | FIXED | Roof
SRP14164 | SMA AMERICA | SB8000TL-US-12 (240V) | 8000 | 1 |  |  | 0.97 | Solar Inverter |  | OUTDOOR
SRP14165 | SUZHOU SHENGLONG PV-TECH | SLSM-185D | 185 | 30 | 122 | 27 |  | Solar | FIXED | Roof
SRP14165 | SMA AMERICA | SB5000US (208V) | 5000 | 1 |  |  | 0.97 | Solar Inverter |  | OUTDOOR
SRP14166 | SUZHOU SHENGLONG PV-TECH | SLSM-185D | 185 | 88 | 267 | 26 |  | Solar | FIXED | Roof
SRP14166 | SMA AMERICA | SB8000TL-US (208V) | 8000 | 2 |  |  | 0.96 | Solar Inverter |  | OUTDOOR
SRP14168 | SUZHOU SHENGLONG PV-TECH | SLSM-225P | 225 | 36 | 110 | 25 |  | Solar | FIXED | Roof
SRP14168 | SMA AMERICA | SB7000TL-US (208V) | 7000 | 1 |  |  | 0.96 | Solar Inverter |  | OUTDOOR
SRP14169 | SUZHOU SHENGLONG PV-TECH | SLSM-185D | 185 | 64 | 263 | 27 |  | Solar | FIXED | Roof
SRP14169 | SMA AMERICA | SB4000US (208V) | 4000 | 1 |  |  | 0.96 | Solar Inverter |  | OUTDOOR
SRP14169 | SMA AMERICA | SB8000US-11 (240V) | 8000 | 1 |  |  | 0.97 | Solar Inverter |  | OUTDOOR
SRP14170 | SUZHOU SHENGLONG PV-TECH | SLSM-225P | 225 | 36 | 115 | 25 |  | Solar | FIXED | Roof
SRP14170 | SMA AMERICA | SB7000TL-US (208V) | 7000 | 1 |  |  | 0.97 | Solar Inverter |  | OUTDOOR
SRP14171 | SUZHOU SHENGLONG PV-TECH | SLSM-225P | 225 | 36 | 237 | 25 |  | Solar | FIXED | Roof
SRP14171 | SMA AMERICA | SB7000TL-US (208V) | 7000 | 1 |  |  | 0.97 | Solar Inverter |  | Outside
SRP14173 | SUZHOU SHENGLONG PV-TECH | SLSM-185D | 185 | 44 | 114 | 27 |  | Solar | FIXED | Roof
SRP14173 | SMA AMERICA | SB8000TL-US-12 (240V) | 8000 | 1 |  |  | 0.97 | Solar Inverter |  | OUTDOOR
SRP14174 | SUZHOU SHENGLONG PV-TECH | SLSM-185D | 185 | 44 | 268 | 27 |  | Solar | FIXED | Roof
SRP14174 | SMA AMERICA | SB8000TL-US (208V) | 8000 | 1 |  |  | 0.96 | Solar Inverter |  | OUTDOOR
SRP14175 | SUZHOU SHENGLONG PV-TECH | SLSM-225P | 225 | 72 | 123 | 25 |  | Solar | FIXED | Roof
SRP14175 | SMA AMERICA | SB7000TL-US (208V) | 7000 | 1 |  |  | 0.97 | Solar Inverter |  | OUTDOOR
SRP14176 | SUZHOU SHENGLONG PV-TECH | SLSM-185D | 185 | 88 | 261 | 26 |  | Solar | FIXED | Roof
SRP14176 | SMA AMERICA | SB8000TL-US-12 (240V) | 8000 | 2 |  |  | 0.97 | Solar Inverter |  | OUTDOOR
SRP14177 | SUZHOU SHENGLONG PV-TECH | SLSM-230P | 230 | 36 | 125 | 25 |  | Solar | FIXED | Roof
SRP14177 | SMA AMERICA | SB7000TL-US (208V) | 7000 | 1 |  |  | 0.97 | Solar Inverter |  | OUTDOOR
SRP14180 | MATRIX SOLAR/PHOTOWATT | PW1650-175 | 235 | 336 | 221 | 5 |  | Solar | FIXED | Roof
SRP14180 | SATCON TECHNOLOGY | AE-100-60-PV-A | 75000 | 1 |  |  | 0.967 | Solar Inverter |  | OUTDOOR
SRP14181 | REC SCANMODULE | SCM205 | 245 | 24 | 190 | 20 |  | Solar | FIXED | Roof
SRP14181 | ENPHASE ENERGY | M175-24-208-S | 215 | 24 |  |  | 0.96 | Solar Inverter |  | OUTDOOR
SRP14182 | SUNPOWER | T5-SPR-327 | 327 | 8 | 131 | 32 |  | Solar | FIXED | Roof
SRP14182 | SUNPOWER | T5-SPR-327 | 327 | 16 | 131 | 32 |  | Solar | FIXED | Roof
SRP14182 | SUNPOWER CORP (ORIGINAL MFRSMA) | SPR-6000M (240V) | 6000 | 1 |  |  | 0.97 | Solar Inverter |  | OUTDOOR
SRP14183 | SUNPOWER | T5-SPR-327 | 327 | 24 | 110 | 23 |  | Solar | FIXED | Roof
SRP14183 | SUNPOWER CORP (ORIGINAL MFRSMA) | SPR-6000M (240V) | 6000 | 1 |  |  | 0.97 | Solar Inverter |  | OUTDOOR
SRP14184 | SUNPOWER | SPR-327NE-WHT-D | 327 | 28 | 210 | 24 |  | Solar | FIXED | Roof
SRP14184 | SUNPOWER CORP (ORIGINAL MFRSMA) | SPR-7000M (240V) | 7000 | 1 |  |  | 0.97 | Solar Inverter |  | OUTDOOR
SRP14185 | SUNPOWER | T5-SPR-327 | 327 | 6 | 214 | 30 |  | Solar | FIXED | Roof
SRP14185 | SUNPOWER | T5-SPR-327 | 327 | 14 | 214 | 36 |  | Solar | FIXED | Roof
SRP14185 | POWER-ONE | PVI-6000-OUTD-US (240 V) | 6000 | 1 |  |  | 0.97 | Solar Inverter |  | OUTDOOR
SRP14186 | SUNPOWER | T5-SPR-327 | 327 | 18 | 128 | 22 |  | Solar | FIXED | Roof
SRP14186 | SUNPOWER CORP (ORIGINAL MFRSMA) | SPR-5000M (240V) | 5000 | 1 |  |  | 0.97 | Solar Inverter |  | Inside
SRP14187 | SUZHOU SHENGLONG PV-TECH | SLSM-225P | 225 | 39 | 263 | 22 |  | Solar | FIXED | Roof
SRP14187 | SMA AMERICA | SB8000TL-US (208V) | 8000 | 1 |  |  | 0.97 | Solar Inverter |  | OUTDOOR
SRP14188 | SUZHOU SHENGLONG PV-TECH | SLSM-225P | 225 | 39 | 262 | 22 |  | Solar | FIXED | Roof
SRP14188 | SUZHOU SHENGLONG PV-TECH | SLSM-225P | 225 | 12 | 172 | 25 |  | Solar | FIXED | Roof
SRP14188 | PV POWERED | PVP2500 | 2500 | 1 |  |  | 0.95 | Solar Inverter |  | OUTDOOR
SRP14188 | SMA AMERICA | SB4000US (208V) | 4000 | 1 |  |  | 0.96 | Solar Inverter |  | OUTDOOR
SRP14188 | SMA AMERICA | SB8000TL-US (208V) | 8000 | 1 |  |  | 0.96 | Solar Inverter |  | OUTDOOR
SRP14190 | SUZHOU SHENGLONG PV-TECH | SLSM-225P | 225 | 36 | 266 | 22 |  | Solar | FIXED | Roof
SRP14190 | SMA AMERICA | SB7000US-12 (240V) | 7000 | 1 |  |  | 0.97 | Solar Inverter |  | OUTDOOR
SRP14191 | SUZHOU SHENGLONG PV-TECH | SLSM-225P | 225 | 36 | 247 | 25 |  | Solar | FIXED | Roof
SRP14191 | SMA AMERICA | SB7000TL-US (208V) | 7000 | 1 |  |  | 0.97 | Solar Inverter |  | OUTDOOR
SRP14192 | SUZHOU SHENGLONG PV-TECH | SLSM-230P | 230 | 39 | 255 | 27 |  | Solar | FIXED | Roof
SRP14192 | SMA AMERICA | SB8000TL-US (208V) | 8000 | 1 |  |  | 0.97 | Solar Inverter |  | OUTDOOR
SRP14193 | SUNPOWER | T5-SPR-327 | 327 | 8 | 224 | 22 |  | Solar | FIXED | Roof
SRP14193 | SUNPOWER | T5-SPR-327 | 327 | 8 | 136 | 26 |  | Solar | FIXED | Roof
SRP14193 | SUNPOWER CORP (ORIGINAL MFRSMA) | SPR-4000M (240V) | 4000 | 1 |  |  | 0.97 | Solar Inverter |  | OUTDOOR
SRP14194 | SUZHOU SHENGLONG PV-TECH | SLSM-185D | 185 | 44 | 188 | 27 |  | Solar | FIXED | Roof
SRP14194 | SMA AMERICA | SB8000TL-US-12 (240V) | 8000 | 1 |  |  | 0.965 | Solar Inverter |  | OUTDOOR
SRP14195 | SUZHOU SHENGLONG PV-TECH | SLSM-185D | 185 | 30 | 201 | 27 |  | Solar | FIXED | Roof
SRP14195 | SMA AMERICA | SB5000US | 5000 | 1 |  |  | 0.96 | Solar Inverter |  | OUTDOOR
SRP14196 | SUZHOU SHENGLONG PV-TECH | SLSM-225P | 225 | 59 | 204 | 27 |  | Solar | FIXED | Roof
SRP14196 | SMA AMERICA | SB5000US | 5000 | 1 |  |  | 0.97 | Solar Inverter |  | Outside
SRP14196 | SMA AMERICA | SB8000TL-US (208V) | 8000 | 1 |  |  | 0.97 | Solar Inverter |  | OUTDOOR
SRP14197 | SUZHOU SHENGLONG PV-TECH | SLSM-225P | 225 | 78 | 270 | 22 |  | Solar | FIXED | Roof
SRP14197 | SMA AMERICA | SB8000TL-US (208V) | 8000 | 2 |  |  | 0.97 | Solar Inverter |  | OUTDOOR
SRP14199 | CHANGZHOU TRINA SOLAR ENERGY CO | TSM-185D | 235 | 112 | 110 | 22 |  | Solar | FIXED | Roof
SRP14199 | CHANGZHOU TRINA SOLAR ENERGY CO | TSM-185D | 235 | 308 | 200 | 22 |  | Solar | FIXED | Roof
SRP14199 | XANTREX TECHNOLOGY | GT100-208 | 100000 | 1 |  |  | 0.95 | Solar Inverter |  | OUTDOOR
SRP14200 | CANADIAN SOLAR | CS6P-245MX | 245 | 24 | 126.6 | 18 |  | Solar | FIXED | Roof
SRP14200 | ENPHASE ENERGY | M215-60-2LL-S2X | 215 | 24 |  |  | 0.96 | Solar Inverter |  | OUTDOOR
SRP14201 | SUNTECH POWER | STP250S-20/WDB | 250 | 2 | 214 | 17 |  | Solar | FIXED | Roof
SRP14201 | SUNTECH POWER | STP250S-20/WDB | 250 | 31 | 214 | 37 |  | Solar | FIXED | Roof
SRP14201 | ENPHASE ENERGY | M215-60-2LL-S2X-ZC-NA | 215 | 33 |  |  | 0.96 | Solar Inverter |  | OUTDOOR
SRP14202 | SUNIVA | OPT260-60-4-100 | 260 | 6 | 200 | 12 |  | Solar | FIXED | Roof
SRP14202 | SUNIVA | OPT260-60-4-100 | 260 | 37 | 200 | 18 |  | Solar | FIXED | Roof
SRP14202 | SUNIVA | OPT260-60-4-100 | 260 | 26 | 110 | 37 |  | Solar | FIXED | Roof
SRP14202 | POWER-ONE | PVI-6000-OUTD-US (208 V) | 6000 | 3 |  |  | 0.965 | Solar Inverter |  | INDOOR
SRP14203 | SUNTECH POWER | STP210S-18/UB-1 | 250 | 22 | 210.3 | 35 |  | Solar | FIXED | Roof
SRP14203 | PV POWERED | PVP4800 | 4800 | 1 |  |  | 0.96 | Solar Inverter |  | Outside
SRP14204 | BAODING YINGLI NEW ENERGY RESOURCES CO | YL175(156) | 240 | 39 | 176 | 36 |  | Solar | FIXED | Roof
SRP14204 | FRONIUS USA |  | 10000 | 1 |  |  | 0.95 | Solar Inverter |  | INDOOR
SRP14206 | SOLARWORLD | SW250 MONO BLACK | 250 | 16 | 85 | 22.6 |  | Solar | FIXED | Roof
SRP14206 | SOLARWORLD | SW250 MONO BLACK | 250 | 14 | 265 | 22.6 |  | Solar | FIXED | Roof
SRP14206 | ENPHASE ENERGY | M215-60-2LL-S2X | 215 | 30 |  |  | 0.96 | Solar Inverter |  | OUTDOOR
SRP14207 | SOLARWORLD | SW250 MONO BLACK | 250 | 10 | 235 | 18.4 |  | Solar | FIXED | Roof
SRP14207 | SOLARWORLD | SW250 MONO BLACK | 250 | 29 | 235 | 30.3 |  | Solar | FIXED | Roof
SRP14207 | ENPHASE ENERGY | M215-60-2LL-S2X | 215 | 39 |  |  | 0.96 | Solar Inverter |  | OUTDOOR
SRP14208 | TRINA SOLAR | TSM-240PA05 | 240 | 16 | 169 | 18 |  | Solar | FIXED | Roof
SRP14208 | TRINA SOLAR | TSM-240PA05 | 240 | 40 | 216 | 27 |  | Solar | FIXED | Roof
SRP14208 | POWER-ONE | PVI-3000-I-OUTD-US-F (240V) | 3000 | 1 |  |  | 0.96 | Solar Inverter |  | Inside
SRP14208 | POWER-ONE | PVI-5000-OUTD-US (240 V) | 5000 | 2 |  |  | 0.965 | Solar Inverter |  | Outside
SRP14210 | YINGLI ENERGY (CHINA) | YL240P-29B | 240 | 10 | 196 | 12 |  | Solar | FIXED | Roof
SRP14210 | YINGLI ENERGY (CHINA) | YL240P-29B | 240 | 5 | 196 | 24 |  | Solar | FIXED | Roof
SRP14210 | YINGLI ENERGY (CHINA) | YL240P-29B | 240 | 14 | 196 | 39 |  | Solar | FIXED | Roof
SRP14210 | SOLAREDGE TECHNOLOGIES | SE3000 (208V) W/ -ER-US OR A-US | 3000 | 1 |  |  | 0.975 | Solar Inverter |  | OUTDOOR
SRP14210 | SOLAREDGE TECHNOLOGIES | SE3800 (208V) W/ -ER-US OR A-US | 3800 | 1 |  |  | 0.975 | Solar Inverter |  | OUTDOOR
SRP14211 | SUNPOWER | T5-SPR-327 | 327 | 24 | 191 | 19 |  | Solar | FIXED | Roof
SRP14211 | SUNPOWER CORP (ORIGINAL MFRSMA) | SPR-6000M (240V) | 6000 | 1 |  |  | 0.97 | Solar Inverter |  | OUTDOOR
SRP14212 | SOLARWORLD | SW250 MONO BLACK | 250 | 29 | 200 | 27 |  | Solar | FIXED | Roof
SRP14212 | ENPHASE ENERGY | M215-60-2LL-S2X | 215 | 14 |  |  | 0.96 | Solar Inverter |  | OUTDOOR
SRP14212 | ENPHASE ENERGY | M215-60-2LL-S2X | 215 | 15 |  |  | 0.96 | Solar Inverter |  | OUTDOOR
SRP14214 | CHANGZHOU TRINA SOLAR ENERGY CO | TSM-160D | 240 | 25 | 232 | 33 |  | Solar | FIXED | Roof
SRP14214 | ENPHASE ENERGY | M175-24-208-S | 215 | 25 |  |  | 0.96 | Solar Inverter |  | OUTDOOR
SRP14215 | CHANGZHOU TRINA SOLAR ENERGY CO | TSM-160D | 240 | 4 | 211 | 28 |  | Solar | FIXED | Roof
SRP14215 | CHANGZHOU TRINA SOLAR ENERGY CO | TSM-160D | 240 | 36 | 211 | 28 |  | Solar | FIXED | Roof
SRP14215 | ENPHASE ENERGY | M175-24-208-S | 215 | 4 |  |  | 0.96 | Solar Inverter |  | OUTDOOR
SRP14215 | ENPHASE ENERGY | M175-24-208-S | 215 | 36 |  |  | 0.96 | Solar Inverter |  | OUTDOOR
SRP14216 | LG ELECTRONICS SOLAR CELL DIVISION | LG255S1C-G2 | 255 | 22 | 218 | 20 |  | Solar | FIXED | Roof
SRP14216 | SMA AMERICA | SB5000US (240V) | 5000 | 1 |  |  | 0.955 | Solar Inverter |  | OUTDOOR
SRP14217 | LG ELECTRONICS SOLAR CELL DIVISION | LG255S1C-G3 | 255 | 7 | 129 | 23 |  | Solar | FIXED | Roof
SRP14217 | LG ELECTRONICS SOLAR CELL DIVISION | LG255S1C-G3 | 255 | 18 | 219 | 23 |  | Solar | FIXED | Roof
SRP14217 | POWER-ONE | PVI-5000-OUTD-US (240 V) | 5000 | 1 |  |  | 0.955 | Solar Inverter |  | OUTDOOR
SRP14218 | LG ELECTRONICS SOLAR CELL DIVISION | LG255S1C-G2 | 255 | 20 | 164 | 34 |  | Solar | FIXED | Roof
SRP14218 | SMA AMERICA | SB5000US (240V) | 5000 | 1 |  |  | 0.96 | Solar Inverter |  | Outside
SRP14219 | SOLARWORLD | SW250 MONO BLACK | 250 | 32 | 134 | 33.7 |  | Solar | FIXED | Roof
SRP14219 | ENPHASE ENERGY | M215-60-2LL-S2X | 215 | 20 |  |  | 0.96 | Solar Inverter |  | OUTDOOR
SRP14219 | ENPHASE ENERGY | M215-60-2LL-S2X-IG | 215 | 12 |  |  | 0.96 | Solar Inverter |  | OUTDOOR
SRP14221 | SILIKEN MANUFACTURING USA | SLK60P6L 233 WP | 250 | 20 | 215 | 14 |  | Solar | FIXED | Roof
SRP14221 | ENPHASE ENERGY | M175-24-208-S | 215 | 20 |  |  | 0.96 | Solar Inverter |  | OUTDOOR
SRP14222 | LG ELECTRONICS SOLAR CELL DIVISION | LG255S1C-G2 | 255 | 16 | 170 | 31 |  | Solar | FIXED | Roof
SRP14222 | KACO | BLUEPLANET 3502 WITH X OR XI (208V) | 3500 | 1 |  |  | 0.955 | Solar Inverter |  | Outside
SRP14223 | LG ELECTRONICS SOLAR CELL DIVISION | LG255S1C-G2 | 255 | 24 | 186 | 22 |  | Solar | FIXED | Roof
SRP14223 | SMA AMERICA | SB5000US (240V) | 5000 | 1 |  |  | 0.96 | Solar Inverter |  | OUTDOOR
SRP14224 | SOLARWORLD | SW250 MONO BLACK | 250 | 36 | 185 | 22.6 |  | Solar | FIXED | Roof
SRP14224 | ENPHASE ENERGY | M215-60-2LL-S2X | 215 | 36 |  |  | 0.96 | Solar Inverter |  | Outside
SRP14225 | SOLARWORLD | SW250 MONO BLACK | 250 | 6 | 172 | 27 |  | Solar | FIXED | Roof
SRP14225 | SOLARWORLD | SW250 MONO BLACK | 250 | 49 | 262 | 27 |  | Solar | FIXED | Roof
SRP14225 | ENPHASE ENERGY | M215-60-2LL-S2X | 215 | 55 |  |  | 0.96 | Solar Inverter |  | OUTDOOR
SRP14226 | SUNTECH POWER | STP190S-18/UB-1 | 190 | 25 | 161 | 40 |  | Solar | FIXED | Roof
SRP14226 | SOLECTRIA RENEWABLES | PVI 4000 (208V) | 3800 | 1 |  |  | 0.97 | Solar Inverter |  | INDOOR
SRP14227 | SUZHOU SHENGLONG PV-TECH | SLSM-225P | 225 | 36 | 205 | 25 |  | Solar | FIXED | Roof
SRP14227 | SMA AMERICA | SB7000TL-US (208V) | 7000 | 1 |  |  | 0.96 | Solar Inverter |  | OUTDOOR
SRP14228 | SUZHOU SHENGLONG PV-TECH | SLSM-185D | 185 | 44 | 197 | 27 |  | Solar | FIXED | Roof
SRP14228 | SMA AMERICA | SB8000TL-US (208V) | 8000 | 1 |  |  | 0.97 | Solar Inverter |  | OUTDOOR
SRP14230 | SHENZHEN TOPRAY SOLAR | TPS105S-230W(60) | 230 | 44 | 156 | 27 |  | Solar | FIXED | Roof
SRP14230 | SHENZHEN TOPRAY SOLAR | TPS105S-230W(60) | 230 | 16 | 246 | 27 |  | Solar | FIXED | Roof
SRP14230 | SMA AMERICA | SB3000US (208V) | 3000 | 1 |  |  | 0.96 | Solar Inverter |  | OUTDOOR
SRP14230 | SMA AMERICA | SB5000US | 5000 | 2 |  |  | 0.96 | Solar Inverter |  | OUTDOOR
SRP14231 | SUZHOU SHENGLONG PV-TECH | SLSM-225P | 225 | 36 | 151 | 25 |  | Solar | FIXED | Roof
SRP14231 | SMA AMERICA | SB7000TL-US (208V) | 7000 | 1 |  |  | 0.97 | Solar Inverter |  | OUTDOOR
SRP14232 | SUZHOU SHENGLONG PV-TECH | SLSM-225P | 225 | 36 | 170 | 27 |  | Solar | FIXED | Roof
SRP14232 | SMA AMERICA | SB7000US (208V) | 7000 | 1 |  |  | 0.97 | Solar Inverter |  | OUTDOOR
SRP14233 | SCHUCO USA |  | 255 | 20 | 157 | 17 |  | Solar | FIXED | Ground
SRP14233 | SCHUCO USA |  | 255 | 66 | 190 | 20 |  | Solar | FIXED | Ground
SRP14233 | ENPHASE ENERGY | M200-32-240-S02 | 215 | 20 |  |  | 0.963 | Solar Inverter |  | OUTDOOR
SRP14233 | SMA AMERICA | SB5000US (208V) | 5000 | 3 |  |  | 0.968 | Solar Inverter |  | OUTDOOR
SRP14235 | SUZHOU SHENGLONG PV-TECH | SLSM-185D | 185 | 100 | 204 | 27 |  | Solar | FIXED | Roof
SRP14235 | SUZHOU SHENGLONG PV-TECH | SLSM-230P | 230 | 8 | 114 | 27 |  | Solar | FIXED | Roof
SRP14235 | PV POWERED | PVP2500 | 2500 | 1 |  |  | 0.945 | Solar Inverter |  | OUTDOOR
SRP14235 | PV POWERED | PVP2500 | 2500 | 1 |  |  | 0.945 | Solar Inverter |  | OUTDOOR
SRP14235 | SMA AMERICA | SB4000US (208V) | 4000 | 1 |  |  | 0.96 | Solar Inverter |  | OUTDOOR
SRP14235 | SMA AMERICA | SB7000TL-US (208V) | 7000 | 2 |  |  | 0.97 | Solar Inverter |  | OUTDOOR
SRP14236 | SUZHOU SHENGLONG PV-TECH | SLSM-185D | 190 | 44 | 167 | 27 |  | Solar | FIXED | Roof
SRP14236 | SMA AMERICA | SB8000TL-US (208V) | 8000 | 1 |  |  | 0.96 | Solar Inverter |  | OUTDOOR
SRP14237 | SUZHOU SHENGLONG PV-TECH | SLSM-225P | 225 | 33 | 208 | 27 |  | Solar | FIXED | Roof
SRP14237 | SMA AMERICA | SB7000TL-US (208V) | 7000 | 1 |  |  | 0.97 | Solar Inverter |  | OUTDOOR
SRP14238 | CHANGZHOU TRINA SOLAR ENERGY CO | TSM-160D | 240 | 12 | 90 | 26 |  | Solar | FIXED | Roof
SRP14238 | CHANGZHOU TRINA SOLAR ENERGY CO | TSM-160D | 240 | 16 | 270 | 26 |  | Solar | FIXED | Roof
SRP14238 | CHANGZHOU TRINA SOLAR ENERGY CO | TSM-160D | 240 | 13 | 180 | 34 |  | Solar | FIXED | Roof
SRP14238 | ENPHASE ENERGY | M175-24-208-S | 215 | 12 |  |  | 0.96 | Solar Inverter |  | OUTDOOR
SRP14238 | ENPHASE ENERGY | M175-24-208-S | 215 | 13 |  |  | 0.96 | Solar Inverter |  | OUTDOOR
SRP14238 | ENPHASE ENERGY | M175-24-208-S | 215 | 16 |  |  | 0.96 | Solar Inverter |  | OUTDOOR
SRP14239 | SUZHOU SHENGLONG PV-TECH | SLSM-225P | 225 | 36 | 197 | 25 |  | Solar | FIXED | Roof
SRP14239 | SMA AMERICA | SB7000TL-US (208V) | 7000 | 1 |  |  | 0.97 | Solar Inverter |  | OUTDOOR
SRP14240 | SUZHOU SHENGLONG PV-TECH | SLSM-225P | 225 | 36 | 203 | 25 |  | Solar | FIXED | Roof
SRP14240 | SMA AMERICA | SB7000TL-US (208V) | 7000 | 1 |  |  | 0.96 | Solar Inverter |  | OUTDOOR
SRP14241 | CHANGZHOU TRINA SOLAR ENERGY CO | TSM-160D | 250 | 22 | 247 | 18 |  | Solar | FIXED | Roof
SRP14241 | SMA AMERICA | SB5000US (240V) | 5000 | 1 |  |  | 0.96 | Solar Inverter |  | OUTDOOR
SRP14243 | SUZHOU SHENGLONG PV-TECH | SLSM-225P | 225 | 59 | 268 | 27 |  | Solar | FIXED | Roof
SRP14243 | SMA AMERICA | SB5000US | 5000 | 1 |  |  | 0.97 | Solar Inverter |  | OUTDOOR
SRP14243 | SMA AMERICA | SB8000TL-US (208V) | 8000 | 1 |  |  | 0.97 | Solar Inverter |  | OUTDOOR
SRP14245 | SUZHOU SHENGLONG PV-TECH | SLSM-185D | 185 | 30 | 212 | 27 |  | Solar | FIXED | Roof
SRP14245 | SMA AMERICA | SB5000US (208V) | 5000 | 1 |  |  | 0.97 | Solar Inverter |  | OUTDOOR
SRP14246 | SUZHOU SHENGLONG PV-TECH | SLSM-185D | 185 | 30 | 150 | 27 |  | Solar | FIXED | Roof
SRP14246 | SMA AMERICA | SB5000US | 5000 | 1 |  |  | 0.945 | Solar Inverter |  | OUTDOOR
SRP14247 | SUZHOU SHENGLONG PV-TECH | SLSM-185D | 185 | 44 | 151 | 27 |  | Solar | FIXED | Roof
SRP14247 | SMA AMERICA | SB8000US (240V) | 8000 | 1 |  |  | 0.97 | Solar Inverter |  | OUTDOOR
SRP14248 | SUZHOU SHENGLONG PV-TECH | SLSM-225P | 225 | 36 | 121 | 25 |  | Solar | FIXED | Roof
SRP14248 | SMA AMERICA | SB7000TL-US (240V) | 7000 | 1 |  |  | 0.97 | Solar Inverter |  | OUTDOOR
SRP14249 | SUZHOU SHENGLONG PV-TECH | SLSM-225P | 225 | 36 | 167 | 27 |  | Solar | FIXED | Roof
SRP14249 | SMA AMERICA | SB7000TL-US (208V) | 7000 | 1 |  |  | 0.97 | Solar Inverter |  | OUTDOOR
SRP14250 | SUZHOU SHENGLONG PV-TECH | SLSM-185D | 185 | 44 | 159 | 27 |  | Solar | FIXED | Roof
SRP14250 | SMA AMERICA | SB8000TL-US (208V) | 8000 | 1 |  |  | 0.96 | Solar Inverter |  | OUTDOOR
SRP14255 | SUNPOWER | SPR-327NE-WHT-D | 327 | 21 | 165 | 32 |  | Solar | FIXED | Roof
SRP14255 | SUNPOWER CORP (ORIGINAL MFRSMA) | SPR-6000M (240V) | 6000 | 1 |  |  | 0.96 | Solar Inverter |  | OUTDOOR
SRP14256 | SUZHOU SHENGLONG PV-TECH | SLSM-185D | 185 | 44 | 191 | 27 |  | Solar | FIXED | Roof
SRP14256 | SMA AMERICA | SB8000TL-US (208V) | 8000 | 1 |  |  | 0.97 | Solar Inverter |  | OUTDOOR
SRP14257 | CHANGZHOU TRINA SOLAR ENERGY CO | TSM-185D | 235 | 27 | 109 | 25 |  | Solar | FIXED | Roof
SRP14257 | CHANGZHOU TRINA SOLAR ENERGY CO | TSM-185D | 235 | 23 | 199 | 25 |  | Solar | FIXED | Roof
SRP14257 | ENPHASE ENERGY | M200-32-240-S02 | 215 | 50 |  |  | 0.96 | Solar Inverter |  | OUTDOOR
SRP14258 | SUZHOU SHENGLONG PV-TECH | SLSM-185D | 185 | 44 | 190 | 27 |  | Solar | FIXED | Roof
SRP14258 | SMA AMERICA | SB8000TL-US (208V) | 8000 | 1 |  |  | 0.97 | Solar Inverter |  | OUTDOOR
SRP14259 | SUZHOU SHENGLONG PV-TECH | SLSM-185D | 185 | 44 | 246 | 27 |  | Solar | FIXED | Roof
SRP14259 | SMA AMERICA | SB8000US (240V) | 8000 | 1 |  |  | 0.97 | Solar Inverter |  | OUTDOOR
SRP14260 | SUZHOU SHENGLONG PV-TECH | SLSM-225P | 225 | 36 | 118 | 27 |  | Solar | FIXED | Roof
SRP14260 | SMA AMERICA | SB7000US-11 (208V) | 7000 | 13 |  |  | 0.97 | Solar Inverter |  | OUTDOOR
SRP14261 | SUZHOU SHENGLONG PV-TECH | SLSM-185D | 185 | 44 | 212 | 27 |  | Solar | FIXED | Roof
SRP14261 | SMA AMERICA | SB8000TL-US (208V) | 8000 | 1 |  |  | 0.96 | Solar Inverter |  | OUTDOOR
SRP14262 | SUZHOU SHENGLONG PV-TECH | SLSM-185D | 185 | 44 | 268 | 27 |  | Solar | FIXED | Roof
SRP14262 | SMA AMERICA | SB8000TL-US (208V) | 8000 | 1 |  |  | 0.97 | Solar Inverter |  | OUTDOOR
SRP14263 | SUNPOWER | SPR-327NE-WHT-D | 327 | 18 | 132 | 37 |  | Solar | FIXED | Roof
SRP14263 | SUNPOWER CORP (ORIGINAL MFRSMA) | SPR-5000M (208V) | 5000 | 1 |  |  | 0.97 | Solar Inverter |  | OUTDOOR
SRP14265 | SUNPOWER | T5-SPR-327 | 327 | 21 | 122 | 16 |  | Solar | FIXED | Roof
SRP14265 | SUNPOWER CORP (ORIGINAL MFRSMA) | SPR-5000M (240V) | 5000 | 1 |  |  | 0.97 | Solar Inverter |  | OUTDOOR
SRP14266 | SHENZHEN TOPRAY SOLAR | TPS107S-230W(60) | 230 | 78 | 136 | 26 |  | Solar | FIXED | Roof
SRP14266 | SMA AMERICA | SB8000US-12 (240V) | 8000 | 1 |  |  | 0.97 | Solar Inverter |  | OUTDOOR
SRP14266 | SMA AMERICA | SB8000US-12 (240V) | 8000 | 1 |  |  | 0.97 | Solar Inverter |  | OUTDOOR
SRP14267 | SUNPOWER | T5-SPR-327 | 327 | 20 | 230 | 18 |  | Solar | FIXED | Roof
SRP14267 | POWER-ONE | PVI-6000-OUTD-US (240 V) | 6000 | 1 |  |  | 0.97 | Solar Inverter |  | OUTDOOR
SRP14268 | SHENZHEN TOPRAY SOLAR | TPS105S-230W(60) | 230 | 78 | 136 | 27 |  | Solar | FIXED | Roof
SRP14268 | SMA AMERICA | SB8000TL-US (240V) | 8000 | 1 |  |  | 0.965 | Solar Inverter |  | OUTDOOR
SRP14268 | SMA AMERICA | SB8000TL-US-12 (240V) | 8000 | 1 |  |  | 0.965 | Solar Inverter |  | OUTDOOR
SRP14270 | SUZHOU SHENGLONG PV-TECH | SLSM-230P | 230 | 52 | 134 | 27 |  | Solar | FIXED | Roof
SRP14270 | SMA AMERICA | SB3000US (240V) | 3000 | 1 |  |  | 0.96 | Solar Inverter |  | OUTDOOR
SRP14270 | SMA AMERICA | SB7000TL-US (240V) | 7000 | 1 |  |  | 0.97 | Solar Inverter |  | OUTDOOR
SRP14271 | SUZHOU SHENGLONG PV-TECH | SLSM-185D | 185 | 20 | 166 | 27 |  | Solar | FIXED | Roof
SRP14271 | SUZHOU SHENGLONG PV-TECH | SLSM-185D | 185 | 40 | 256 | 27 |  | Solar | FIXED | Roof
SRP14271 | PV POWERED | PVP3000 | 3000 | 1 |  |  | 0.935 | Solar Inverter |  | OUTDOOR
SRP14271 | SMA AMERICA | SB4000US (208V) | 4000 | 1 |  |  | 0.96 | Solar Inverter |  | OUTDOOR
SRP14271 | SMA AMERICA | SB7000TL-US (208V) | 7000 | 1 |  |  | 0.97 | Solar Inverter |  | OUTDOOR
SRP14272 | SUZHOU SHENGLONG PV-TECH | SLSM-230P | 230 | 36 | 126 | 27 |  | Solar | FIXED | Roof
SRP14272 | SMA AMERICA | SB7000US-11 (240V) | 7000 | 1 |  |  | 0.97 | Solar Inverter |  | OUTDOOR
SRP14273 | SUZHOU SHENGLONG PV-TECH | SLSM-185D | 185 | 44 | 252 | 27 |  | Solar | FIXED | Roof
SRP14273 | SMA AMERICA | SB8000US-12 (240V) | 8000 | 1 |  |  | 0.97 | Solar Inverter |  | OUTDOOR
SRP14274 | SUZHOU SHENGLONG PV-TECH | SLSM-185D | 185 | 44 | 252 | 27 |  | Solar | FIXED | Roof
SRP14274 | SMA AMERICA | SB8000US-11 (240V) | 8000 | 1 |  |  | 0.97 | Solar Inverter |  | OUTDOOR
SRP14275 | SUZHOU SHENGLONG PV-TECH | SLSM-185D | 185 | 40 | 255 | 27 |  | Solar | FIXED | Roof
SRP14275 | SMA AMERICA | SB7000TL-US (240V) | 7000 | 1 |  |  | 0.97 | Solar Inverter |  | OUTDOOR
SRP14276 | SUZHOU SHENGLONG PV-TECH | SLSM-185D | 185 | 40 | 250 | 27 |  | Solar | FIXED | Roof
SRP14276 | SMA AMERICA | SB7000TL-US (208V) | 7000 | 1 |  |  | 0.96 | Solar Inverter |  | OUTDOOR
SRP14277 | SUZHOU SHENGLONG PV-TECH | SLSM-185D | 185 | 80 | 252 | 27 |  | Solar | FIXED | Roof
SRP14277 | SMA AMERICA | SB6000TL-US (208V) | 6000 | 1 |  |  | 0.97 | Solar Inverter |  | OUTDOOR
SRP14277 | SMA AMERICA | SB8000TL-US (208V) | 8000 | 1 |  |  | 0.97 | Solar Inverter |  | OUTDOOR
SRP14278 | SUZHOU SHENGLONG PV-TECH | SLSM-230P | 230 | 39 | 241 | 27 |  | Solar | FIXED | Roof
SRP14278 | SMA AMERICA | SB8000US-12 (240V) | 8000 | 1 |  |  | 0.965 | Solar Inverter |  | OUTDOOR
SRP14279 | SUNPOWER | T5-SPR-327 | 327 | 24 | 175 | 22 |  | Solar | FIXED | Roof
SRP14279 | SUNPOWER CORP (ORIGINAL MFRSMA) | SPR-6000M (240V) | 6000 | 1 |  |  | 0.97 | Solar Inverter |  | OUTDOOR
SRP14280 | SUZHOU SHENGLONG PV-TECH | SLSM-185D | 185 | 44 | 178 | 27 |  | Solar | FIXED | Roof
SRP14280 | SMA AMERICA | SB8000TL-US (240V) | 8000 | 1 |  |  | 0.97 | Solar Inverter |  | OUTDOOR
SRP14281 | SUZHOU SHENGLONG PV-TECH | SLSM-185D | 185 | 44 | 258 | 27 |  | Solar | FIXED | Roof
SRP14281 | SMA AMERICA | SB8000US-12 (240V) | 8000 | 1 |  |  | 0.97 | Solar Inverter |  | OUTDOOR
SRP14283 | SUZHOU SHENGLONG PV-TECH | SLSM-185D | 185 | 40 | 179 | 27 |  | Solar | FIXED | Roof
SRP14283 | SMA AMERICA | SB7000TL-US (208V) | 7000 | 1 |  |  | 0.97 | Solar Inverter |  | OUTDOOR
SRP14284 | SUZHOU SHENGLONG PV-TECH | SLSM-185D | 185 | 40 | 129 | 27 |  | Solar | FIXED | Roof
SRP14284 | SMA AMERICA | SB7000US (240V) | 7000 | 1 |  |  | 0.97 | Solar Inverter |  | OUTDOOR
SRP14285 | SUZHOU SHENGLONG PV-TECH | SLSM-185D | 185 | 44 | 255 | 27 |  | Solar | FIXED | Roof
SRP14285 | SMA AMERICA | SB8000TL-US (208V) | 8000 | 1 |  |  | 0.96 | Solar Inverter |  | OUTDOOR
SRP14287 | SUZHOU SHENGLONG PV-TECH | SLSM-185D | 185 | 44 | 258 | 27 |  | Solar | FIXED | Roof
SRP14287 | SMA AMERICA | SB8000US (240V) | 8000 | 1 |  |  | 0.97 | Solar Inverter |  | OUTDOOR
SRP14288 | SUNPOWER | SPR-327NE-WHT-D | 327 | 10 | 160 | 12 |  | Solar | FIXED | Roof
SRP14288 | SUNPOWER |  | 3000 | 1 |  |  | 0.97 | Solar Inverter |  | OUTDOOR
SRP14289 | SUZHOU SHENGLONG PV-TECH | SLSM-185D | 185 | 44 | 240 | 25 |  | Solar | FIXED | Roof
SRP14289 | SMA AMERICA | SB8000TL-US (208V) | 8000 | 1 |  |  | 0.97 | Solar Inverter |  | OUTDOOR
SRP14290 | SUZHOU SHENGLONG PV-TECH | SLSM-185D | 190 | 16 | 254 | 27 |  | Solar | FIXED | Roof
SRP14290 | SMA AMERICA | SB3000HFUS-30 (208V) | 3000 | 1 |  |  | 0.96 | Solar Inverter |  | OUTDOOR
SRP14291 | SUZHOU SHENGLONG PV-TECH | SLSM-225P | 225 | 36 | 238 | 27 |  | Solar | FIXED | Roof
SRP14291 | SMA AMERICA | SB7000US (208V) | 7000 | 1 |  |  | 0.97 | Solar Inverter |  | OUTDOOR
SRP14293 | SUZHOU SHENGLONG PV-TECH | SLSM-230P | 230 | 36 | 126 | 27 |  | Solar | FIXED | Roof
SRP14293 | SMA AMERICA | SB7000TL-US (240V) | 7000 | 1 |  |  | 0.97 | Solar Inverter |  | OUTDOOR
SRP14295 | SUNPOWER | SPR-327NE-WHT-D | 327 | 84 | 180 | 30 |  | Solar | FIXED | Ground
SRP14295 | SUNPOWER | SPR-6000M (208V) | 6000 | 4 |  |  | 0.955 | Solar Inverter |  | OUTDOOR
SRP14296 | MATRIX SOLAR/PHOTOWATT | PW1000-100 | 255 | 25 | 152 | 18 |  | Solar | FIXED | Roof
SRP14296 | POWER-ONE | PVI-5000-OUTD-US (240 V) | 5000 | 1 |  |  | 0.97 | Solar Inverter |  | OUTDOOR
SRP14297 | SUZHOU SHENGLONG PV-TECH | SLSM-225P | 225 | 39 | 150 | 27 |  | Solar | FIXED | Roof
SRP14297 | SMA AMERICA | SB8000TL-US (208V) | 8000 | 1 |  |  | 0.97 | Solar Inverter |  | OUTDOOR
SRP14298 | TRINA SOLAR | TSM-250PA05.18 | 250 | 17 | 180 | 18 |  | Solar | FIXED | Roof
SRP14298 | POWER-ONE | PVI-3600-US (240V) | 3600 | 1 |  |  | 0.97 | Solar Inverter |  | OUTDOOR
SRP14299 | SUZHOU SHENGLONG PV-TECH | SLSM-225P | 225 | 39 | 264 | 22 |  | Solar | FIXED | Roof
SRP14299 | SMA AMERICA | SB8000TL-US (208V) | 8000 | 1 |  |  | 0.96 | Solar Inverter |  | Outside
SRP14300 | SUZHOU SHENGLONG PV-TECH | SLSM-185D | 185 | 30 | 165 | 27 |  | Solar | FIXED | Roof
SRP14300 | SMA AMERICA | SB5000US | 5000 | 1 |  |  | 0.96 | Solar Inverter |  | OUTDOOR
SRP14301 | SUNPOWER | T5-SPR-327 | 327 | 24 | 215 | 18 |  | Solar | FIXED | Roof
SRP14301 | SUNPOWER CORP (ORIGINAL MFRSMA) | SPR-6000M (240V) | 6000 | 1 |  |  | 0.97 | Solar Inverter |  | OUTDOOR
SRP14302 | SUZHOU SHENGLONG PV-TECH | SLSM-225P | 225 | 39 | 254 | 22 |  | Solar | FIXED | Roof
SRP14302 | SMA AMERICA | SB8000TL-US (208V) | 8000 | 1 |  |  | 0.97 | Solar Inverter |  | OUTDOOR
SRP14303 | SUZHOU SHENGLONG PV-TECH | SLSM-225P | 225 | 39 | 254 | 22 |  | Solar | FIXED | Roof
SRP14303 | SMA AMERICA | SB8000TL-US (208V) | 8000 | 1 |  |  | 0.96 | Solar Inverter |  | OUTDOOR
SRP14304 | CHANGZHOU TRINA SOLAR ENERGY CO | TSM-185D | 250 | 20 | 269 | 18 |  | Solar | FIXED | Roof
SRP14304 | CHANGZHOU TRINA SOLAR ENERGY CO | TSM-185D | 250 | 17 | 269 | 22 |  | Solar | FIXED | Roof
SRP14304 | POWER-ONE | PVI-3000-I-OUTD-US-F (240V) | 3600 | 1 |  |  | 0.96 | Solar Inverter |  | OUTDOOR
SRP14304 | POWER-ONE | PVI-5000-OUTD-US (240 V) | 4200 | 1 |  |  | 0.96 | Solar Inverter |  | OUTDOOR
SRP14305 | SUZHOU SHENGLONG PV-TECH | SLSM-225P | 225 | 36 | 260 | 22 |  | Solar | FIXED | Roof
SRP14305 | SMA AMERICA | SB7000TL-US (208V) | 7000 | 1 |  |  | 0.97 | Solar Inverter |  | OUTDOOR
SRP14306 | TRINA SOLAR | TSM-250PA05.05 | 250 | 16 | 157 | 35 |  | Solar | FIXED | Roof
SRP14306 | POWER-ONE | PVI-3600-OUTD-US-F (240V) | 3600 | 1 |  |  | 0.97 | Solar Inverter |  | Outside
SRP14307 | TRINA SOLAR | TSM-250PA05.08 | 250 | 26 | 219 | 35 |  | Solar | FIXED | Roof
SRP14307 | POWER-ONE | PVI-6000-OUTD-US (240 V) | 6000 | 1 |  |  | 0.97 | Solar Inverter |  | OUTDOOR
SRP14308 | SUNPOWER | T5-SPR-327 | 327 | 14 | 117 | 8 |  | Solar | FIXED | Roof
SRP14308 | SUNPOWER | T5-SPR-327 | 327 | 7 | 117 | 20 |  | Solar | FIXED | Roof
SRP14308 | SUNPOWER CORP (ORIGINAL MFRSMA) | SPR-5000M (240V) | 5000 | 1 |  |  | 0.97 | Solar Inverter |  | OUTDOOR
SRP14309 | SUNPOWER | T5-SPR-327 | 327 | 11 | 224 | 27 |  | Solar | FIXED | Roof
SRP14309 | POWER-ONE | PVI-3.0-OUTD-S-US (240 V) | 3000 | 1 |  |  | 0.97 | Solar Inverter |  | OUTDOOR
SRP14311 | SUNPOWER | T5-SPR-327 | 327 | 21 | 120 | 40 |  | Solar | FIXED | Roof
SRP14311 | SUNPOWER CORP (ORIGINAL MFRSMA) | SPR-5000M (240V) | 5000 | 1 |  |  | 0.97 | Solar Inverter |  | Outside
SRP14312 | SUNPOWER | SPR-327NE-WHT-D | 327 | 15 | 215 | 35 |  | Solar | FIXED | Roof
SRP14312 | POWER-ONE | PVI-4.2-OUTD-S-US (240 V) | 4200 | 1 |  |  | 0.96 | Solar Inverter |  | Outside
SRP14313 | SUNPOWER | SPR-327NE-WHT-D | 327 | 66 | 180 | 25 |  | Solar | FIXED | Ground
SRP14313 | SUNPOWER CORP (ORIGINAL MFRSMA) | SPR-7000M (277V) | 9995 | 1 |  |  | 0.962 | Solar Inverter |  | OUTDOOR
SRP14313 | SUNPOWER CORP (ORIGINAL MFRSMA) | SPR-7000M (240V) | 11400 | 1 |  |  | 0.962 | Solar Inverter |  | OUTDOOR
SRP14314 | SUNPOWER | T5-SPR-327 | 327 | 18 | 192 | 39 |  | Solar | FIXED | Roof
SRP14314 | SUNPOWER CORP (ORIGINAL MFRSMA) | SPR-5000M (240V) | 5000 | 1 |  |  | 0.97 | Solar Inverter |  | OUTDOOR
SRP14315 | SUNPOWER | T5-SPR-327 | 327 | 24 | 204 | 15 |  | Solar | FIXED | Roof
SRP14315 | POWER-ONE | PVI-6000-OUTD-US (240 V) | 6000 | 1 |  |  | 0.97 | Solar Inverter |  | OUTDOOR
SRP14317 | SUNPOWER | SPR-315E-WHT-U | 327 | 10 | 87 | 23 |  | Solar | FIXED | Roof
SRP14317 | SUNPOWER CORP (ORIGINAL MFR - PV POWERED LLC) | SPR-2500 | 3000 | 1 |  |  | 0.96 | Solar Inverter |  | OUTDOOR
SRP14318 | SUNPOWER | SPR-315E-WHT-U | 327 | 16 | 226 | 33 |  | Solar | FIXED | Roof
SRP14318 | SUNPOWER CORP (ORIGINAL MFRFRONIUS) | SPR-4000F-208 | 4000 | 1 |  |  | 0.97 | Solar Inverter |  | OUTDOOR
SRP14321 | SUNPOWER | SPR-327NE-WHT-D | 327 | 31 | 188 | 30 |  | Solar | FIXED | Roof
SRP14321 | POWER-ONE | PVI-4.2-OUTD-S-US (240 V) | 4200 | 1 |  |  | 0.97 | Solar Inverter |  | OUTDOOR
SRP14321 | POWER-ONE | PVI-4.2-OUTD-S-US (240 V) | 4200 | 1 |  |  | 0.97 | Solar Inverter |  | OUTDOOR
SRP14322 | SUNPOWER | SPR-327NE-WHT-D | 327 | 16 | 174 | 33 |  | Solar | FIXED | Roof
SRP14322 | SUNPOWER | SPR-4000F-208 | 4000 | 1 |  |  | 0.97 | Solar Inverter |  | OUTDOOR
SRP14323 | SUNPOWER | T5-SPR-327 | 327 | 18 | 115 | 13 |  | Solar | FIXED | Roof
SRP14323 | SUNPOWER CORP (ORIGINAL MFRSMA) | SPR-5000M (240V) | 5000 | 1 |  |  | 0.97 | Solar Inverter |  | Outside
SRP14324 | SUZHOU SHENGLONG PV-TECH | SLSM-225P | 225 | 12 | 260 | 22 |  | Solar | FIXED | Roof
SRP14324 | SUZHOU SHENGLONG PV-TECH | SLSM-225P | 225 | 39 | 260 | 22 |  | Solar | FIXED | Roof
SRP14324 | SMA AMERICA | SB4000US (208V) | 4000 | 1 |  |  | 0.96 | Solar Inverter |  | OUTDOOR
SRP14324 | SMA AMERICA | SB8000TL-US (208V) | 8000 | 1 |  |  | 0.96 | Solar Inverter |  | OUTDOOR
SRP14326 | SUZHOU SHENGLONG PV-TECH | SLSM-225P | 225 | 36 | 256 | 22 |  | Solar | FIXED | Roof
SRP14326 | SMA AMERICA | SB7000TL-US (208V) | 7000 | 1 |  |  | 0.97 | Solar Inverter |  | OUTDOOR
SRP14327 | SUNPOWER | T5-SPR-327 | 327 | 12 | 119 | 25 |  | Solar | FIXED | Roof
SRP14327 | SUNPOWER | T5-SPR-327 | 327 | 8 | 209 | 33 |  | Solar | FIXED | Roof
SRP14327 | POWER-ONE | PVI-6000-OUTD-US-W (208 V) | 6000 | 1 |  |  | 0.97 | Solar Inverter |  | OUTDOOR
SRP14328 | SUNTECH POWER | STP210S-18/UB-1 | 255 | 14 | 150 | 37 |  | Solar | FIXED | Roof
SRP14328 | ENPHASE ENERGY | M175-24-208-S | 215 | 14 |  |  | 0.96 | Solar Inverter |  | OUTDOOR
SRP14329 | SUZHOU SHENGLONG PV-TECH | SLSM-185D | 185 | 16 | 238 | 27 |  | Solar | FIXED | Roof
SRP14329 | SMA AMERICA | SB3000HFUS-30 (208V) | 3000 | 1 |  |  | 0.96 | Solar Inverter |  | OUTDOOR
SRP14330 | SUZHOU SHENGLONG PV-TECH | SLSM-185D | 185 | 40 | 243 | 27 |  | Solar | FIXED | Roof
SRP14330 | SMA AMERICA | SB7000TL-US (208V) | 7000 | 1 |  |  | 0.97 | Solar Inverter |  | OUTDOOR
SRP14331 | SUZHOU SHENGLONG PV-TECH | SLSM-185D | 185 | 40 | 241 | 27 |  | Solar | FIXED | Roof
SRP14331 | SMA AMERICA | SB7000TL-US (208V) | 7000 | 1 |  |  | 0.97 | Solar Inverter |  | OUTDOOR
SRP14333 | SUNPOWER | SPR-290-WHT-U | 245 | 36 | 260 | 23 |  | Solar | 1AXIS | Roof
SRP14333 | SUNPOWER CORP (ORIGINAL MFRFRONIUS) | SPR-6500F-277 | 7690 | 1 |  |  | 0.96 | Solar Inverter |  | INDOOR
SRP14334 | SUNPOWER | SPR-315E-WHT-U | 327 | 18 | 140 | 22 |  | Solar | FIXED | Roof
SRP14334 | SUNPOWER CORP (ORIGINAL MFRFRONIUS) | SPR-6500F-208 | 5000 | 1 |  |  | 0.96 | Solar Inverter |  | OUTDOOR
SRP14335 | SUNPOWER | SPR-315E-WHT-U | 327 | 21 | 101 | 32 |  | Solar | FIXED | Roof
SRP14335 | SUNPOWER CORP (ORIGINAL MFRSMA) | SPR-5000M (277V) | 5000 | 1 |  |  | 0.96 | Solar Inverter |  | Inside
SRP14336 | SUNPOWER | T5-SPR-327 | 327 | 24 | 174 | 22 |  | Solar | FIXED | Roof
SRP14336 | SUNPOWER CORP (ORIGINAL MFRSMA) | SPR-6000M (240V) | 6000 | 1 |  |  | 0.97 | Solar Inverter |  | OUTDOOR
SRP14337 | SUZHOU SHENGLONG PV-TECH | SLSM-185D | 185 | 44 | 240 | 27 |  | Solar | FIXED | Roof
SRP14337 | SMA AMERICA | SB8000US (240V) | 8000 | 1 |  |  | 0.96 | Solar Inverter |  | Outside
SRP14338 | SUNPOWER | T5-SPR-327 | 327 | 21 | 104 | 18 |  | Solar | FIXED | Roof
SRP14338 | SUNPOWER CORP (ORIGINAL MFRSMA) | SPR-5000M (277V) | 5000 | 1 |  |  | 0.97 | Solar Inverter |  | OUTDOOR
SRP14339 | SUNPOWER | SPR-245NE-WHT-D | 245 | 41 | 210 | 23 |  | Solar | FIXED | Roof
SRP14339 | SUNPOWER | SPR-245NE-WHT-D | 245 | 27 | 120 | 32 |  | Solar | FIXED | Roof
SRP14339 | SUNPOWER CORP (ORIGINAL MFRSMA) | SPR-3000M (240V) | 3000 | 1 |  |  | 0.965 | Solar Inverter |  | INDOOR
SRP14339 | SUNPOWER CORP (ORIGINAL MFRSMA) | SPR-6000M (208V) | 6000 | 2 |  |  | 0.97 | Solar Inverter |  | INDOOR
SRP14341 | CHANGZHOU TRINA SOLAR ENERGY CO | TSM-160D | 240 | 58 | 168 | 30 |  | Solar | FIXED | Roof
SRP14341 | ENPHASE ENERGY | M175-24-208-S | 215 | 58 |  |  | 0.96 | Solar Inverter |  | Outside
SRP14344 | SUZHOU SHENGLONG PV-TECH | SLSM-185D | 185 | 40 | 264 | 22 |  | Solar | FIXED | Roof
SRP14344 | SUZHOU SHENGLONG PV-TECH | SLSM-185D | 185 | 44 | 264 | 22 |  | Solar | FIXED | Roof
SRP14344 | SMA AMERICA | SB7000TL-US (208V) | 7000 | 1 |  |  | 0.96 | Solar Inverter |  | OUTDOOR
SRP14344 | SMA AMERICA | SB8000TL-US (208V) | 8000 | 1 |  |  | 0.96 | Solar Inverter |  | OUTDOOR
SRP14345 | SHELL SOLAR INDUSTRIES | SHELL POWERMAX ULTRA 145-PC | 185 | 84 | 255 | 22 |  | Solar | FIXED | Roof
SRP14345 | SMA AMERICA | SB7000TL-US (208V) | 7000 | 1 |  |  | 0.97 | Solar Inverter |  | OUTDOOR
SRP14345 | SMA AMERICA | SB8000TL-US (208V) | 8000 | 1 |  |  | 0.97 | Solar Inverter |  | OUTDOOR
SRP14346 | SHELL SOLAR INDUSTRIES | SHELL POWERMAX ULTRA 145-PC | 185 | 44 | 260 | 22 |  | Solar | FIXED | Roof
SRP14346 | SMA AMERICA | SB8000TL-US (208V) | 8000 | 1 |  |  | 0.97 | Solar Inverter |  | OUTDOOR
SRP14348 | CANADIAN SOLAR | CS6P-235PX | 235 | 9 | 146 | 18 |  | Solar | FIXED | Roof
SRP14348 | CANADIAN SOLAR | CS6P-235PX | 235 | 8 | 146 | 27 |  | Solar | FIXED | Roof
SRP14348 | ENPHASE ENERGY | M215-60-2LL-S2X | 215 | 17 |  |  | 0.96 | Solar Inverter |  | Outside
SRP14349 | SUZHOU SHENGLONG PV-TECH | SLSM-225P | 225 | 36 | 257 | 22 |  | Solar | FIXED | Roof
SRP14349 | SMA AMERICA | SB7000US (240V) | 7000 | 1 |  |  | 0.97 | Solar Inverter |  | OUTDOOR
SRP14350 | SUZHOU SHENGLONG PV-TECH | SLSM-225P | 225 | 69 | 269 | 27 |  | Solar | FIXED | Roof
SRP14350 | SMA AMERICA | SB7000TL-US (208V) | 7000 | 2 |  |  | 0.97 | Solar Inverter |  | OUTDOOR
SRP14351 | SUZHOU SHENGLONG PV-TECH | SLSM-185D | 185 | 40 | 129 | 27 |  | Solar | FIXED | Roof
SRP14351 | SMA AMERICA | SB7000US (240V) | 7000 | 1 |  |  | 0.96 | Solar Inverter |  | OUTDOOR
SRP14352 | SUZHOU SHENGLONG PV-TECH | SLSM-185D | 185 | 44 | 249 | 27 |  | Solar | FIXED | Roof
SRP14352 | SMA AMERICA | SB8000TL-US (208V) | 8000 | 1 |  |  | 0.97 | Solar Inverter |  | OUTDOOR
SRP14353 | SUZHOU SHENGLONG PV-TECH | SLSM-185D | 185 | 80 | 266 | 27 |  | Solar | FIXED | Roof
SRP14353 | SMA AMERICA | SB6000TL-US-12 (240V) | 6000 | 1 |  |  | 0.97 | Solar Inverter |  | Outside
SRP14353 | SMA AMERICA | SB8000TL-US (240V) | 8000 | 1 |  |  | 0.97 | Solar Inverter |  | OUTDOOR
SRP14354 | SUZHOU SHENGLONG PV-TECH | SLSM-230P | 230 | 44 | 244 | 27 |  | Solar | FIXED | Roof
SRP14354 | SMA AMERICA | SB5000US (208V) | 5000 | 2 |  |  | 0.96 | Solar Inverter |  | OUTDOOR
SRP14355 | SOLARWORLD | SW255 MONO | 255 | 6760 | 177 | 5 |  | Solar | FIXED | Roof
SRP14355 | SATCON TECHNOLOGY | PVS-500 (480 V) | 500000 | 1 |  |  | 0.96 | Solar Inverter |  | OUTDOOR
SRP14355 | ADVANCED ENERGY INDUSTRIES | AE 500TX-480 | 500000 | 2 |  |  | 0.975 | Solar Inverter |  | OUTDOOR
SRP14356 | CANADIAN SOLAR | CS6P-235P | 235 | 15 | 200 | 22 |  | Solar | FIXED | Roof
SRP14356 | CANADIAN SOLAR | CS6P-235P | 235 | 26 | 200 | 23 |  | Solar | FIXED | Roof
SRP14356 | ENPHASE ENERGY | M175-24-208-S | 215 | 10 |  |  | 0.96 | Solar Inverter |  | OUTDOOR
SRP14356 | ENPHASE ENERGY | M175-24-208-S | 215 | 31 |  |  | 0.96 | Solar Inverter |  | OUTDOOR
SRP14358 | CANADIAN SOLAR | CS6P-230 | 235 | 8 | 88 | 35 |  | Solar | FIXED | Roof
SRP14358 | CANADIAN SOLAR | CS6P-230 | 235 | 13 | 88 | 38 |  | Solar | FIXED | Roof
SRP14358 | CANADIAN SOLAR | CS6P-230 | 235 | 10 | 268 | 38 |  | Solar | FIXED | Roof
SRP14358 | ENPHASE ENERGY | M175-24-208-S | 215 | 8 |  |  | 0.96 | Solar Inverter |  | OUTDOOR
SRP14358 | ENPHASE ENERGY | M175-24-208-S | 215 | 10 |  |  | 0.96 | Solar Inverter |  | OUTDOOR
SRP14358 | ENPHASE ENERGY | M175-24-208-S | 215 | 13 |  |  | 0.96 | Solar Inverter |  | OUTDOOR
SRP14359 | CANADIAN SOLAR | CS6P-230 | 235 | 18 | 137 | 22 |  | Solar | FIXED | Roof
SRP14359 | CANADIAN SOLAR | CS6P-230 | 235 | 6 | 137 | 27 |  | Solar | FIXED | Roof
SRP14359 | ENPHASE ENERGY | M215-60-2LL-S2X | 215 | 9 |  |  | 0.96 | Solar Inverter |  | OUTDOOR
SRP14359 | ENPHASE ENERGY | M215-60-2LL-S2X | 215 | 15 |  |  | 0.96 | Solar Inverter |  | OUTDOOR
SRP14360 | CANADIAN SOLAR | CS6P-230 | 235 | 4 | 196 | 18 |  | Solar | FIXED | Roof
SRP14360 | CANADIAN SOLAR | CS6P-230 | 235 | 20 | 196 | 18 |  | Solar | FIXED | Roof
SRP14360 | ENPHASE ENERGY | M175-24-208-S | 215 | 24 |  |  | 0.96 | Solar Inverter |  | OUTDOOR
SRP14361 | SUNPOWER | SPR-315E-WHT-U | 327 | 32 | 234 | 45 |  | Solar | FIXED | Roof
SRP14361 | SUNPOWER CORP (ORIGINAL MFR - PV POWERED LLC) | SPR-2500 | 10000 | 1 |  |  | 0.965 | Solar Inverter |  | Inside
SRP14363 | SUZHOU SHENGLONG PV-TECH | SLSM-185D | 185 | 88 | 261 | 27 |  | Solar | FIXED | Roof
SRP14363 | SMA AMERICA | SB8000US-12 (240V) | 8000 | 1 |  |  | 0.97 | Solar Inverter |  | OUTDOOR
SRP14363 | SMA AMERICA | SB8000US-12 (240V) | 8000 | 1 |  |  | 0.97 | Solar Inverter |  | OUTDOOR
SRP14364 | SUZHOU SHENGLONG PV-TECH | SLSM-185D | 185 | 64 | 238 | 27 |  | Solar | FIXED | Roof
SRP14364 | SMA AMERICA | SB4000US (240V) | 4000 | 1 |  |  | 0.96 | Solar Inverter |  | OUTDOOR
SRP14364 | SMA AMERICA | SB8000US-12 (240V) | 8000 | 1 |  |  | 0.97 | Solar Inverter |  | OUTDOOR
SRP14365 | SUZHOU SHENGLONG PV-TECH | SLSM-185D | 185 | 20 | 165 | 27 |  | Solar | FIXED | Roof
SRP14365 | SUZHOU SHENGLONG PV-TECH | SLSM-185D | 185 | 40 | 257 | 27 |  | Solar | FIXED | Roof
SRP14365 | SMA AMERICA | SB4000US (208V) | 4000 | 1 |  |  | 0.96 | Solar Inverter |  | OUTDOOR
SRP14365 | SMA AMERICA | SB7000TL-US (208V) | 7000 | 1 |  |  | 0.935 | Solar Inverter |  | OUTDOOR
SRP14367 | SUZHOU SHENGLONG PV-TECH | SLSM-185D | 185 | 30 | 245 | 27 |  | Solar | FIXED | Roof
SRP14367 | SMA AMERICA | SB5000US (208V) | 5000 | 1 |  |  | 0.96 | Solar Inverter |  | OUTDOOR
SRP14368 | SUZHOU SHENGLONG PV-TECH | SLSM-185D | 185 | 44 | 240 | 27 |  | Solar | FIXED | Roof
SRP14368 | SMA AMERICA | SB8000TL-US (208V) | 8000 | 1 |  |  | 0.96 | Solar Inverter |  | OUTDOOR
SRP14369 | SUZHOU SHENGLONG PV-TECH | SLSM-185D | 185 | 44 | 254 | 27 |  | Solar | FIXED | Roof
SRP14369 | SMA AMERICA | SB8000US-12 (240V) | 8000 | 1 |  |  | 0.97 | Solar Inverter |  | OUTDOOR
SRP14370 | SUZHOU SHENGLONG PV-TECH | SLSM-185D | 185 | 36 | 253 | 27 |  | Solar | FIXED | Roof
SRP14370 | SMA AMERICA | SB7000TL-US (240V) | 7000 | 1 |  |  | 0.97 | Solar Inverter |  | OUTDOOR
SRP14371 | SUZHOU SHENGLONG PV-TECH | SLSM-185D | 185 | 40 | 258 | 27 |  | Solar | FIXED | Roof
SRP14371 | SMA AMERICA | SB7000TL-US (208V) | 7000 | 1 |  |  | 0.96 | Solar Inverter |  | OUTDOOR
SRP14372 | SUZHOU SHENGLONG PV-TECH | SLSM-225P | 225 | 60 | 235 | 26 |  | Solar | FIXED | Roof
SRP14372 | SMA AMERICA | SB5000US (208V) | 5000 | 1 |  |  | 0.97 | Solar Inverter |  | OUTDOOR
SRP14372 | SMA AMERICA | SB7000TL-US (208V) | 7000 | 1 |  |  | 0.97 | Solar Inverter |  | Outside
SRP14374 | SUZHOU SHENGLONG PV-TECH | SLSM-185D | 185 | 80 | 165 | 27 |  | Solar | FIXED | Roof
SRP14374 | SMA AMERICA | SB6000TL-US (208V) | 6000 | 1 |  |  | 0.97 | Solar Inverter |  | Outside
SRP14374 | SMA AMERICA | SB8000TL-US (208V) | 8000 | 1 |  |  | 0.97 | Solar Inverter |  | Outside
SRP14375 | SUZHOU SHENGLONG PV-TECH | SLSM-185D | 185 | 80 | 160 | 27 |  | Solar | FIXED | Roof
SRP14375 | SMA AMERICA | SB6000U (240V) | 6000 | 1 |  |  | 0.97 | Solar Inverter |  | OUTDOOR
SRP14375 | SMA AMERICA | SB8000US-12 (240V) | 8000 | 1 |  |  | 0.97 | Solar Inverter |  | OUTDOOR
SRP14377 | SUZHOU SHENGLONG PV-TECH | SLSM-225P | 225 | 52 | 256 | 27 |  | Solar | FIXED | Roof
SRP14377 | SMA AMERICA | SB3000US-12 (240V) | 3000 | 1 |  |  | 0.95 | Solar Inverter |  | OUTDOOR
SRP14377 | SMA AMERICA | SB7000US-11 (240V) | 7000 | 1 |  |  | 0.97 | Solar Inverter |  | OUTDOOR
SRP14378 | SUZHOU SHENGLONG PV-TECH | SLSM-185D | 185 | 77 | 264 | 27 |  | Solar | FIXED | Roof
SRP14378 | SMA AMERICA | SB6000US-12 (240V) | 6000 | 1 |  |  | 0.97 | Solar Inverter |  | OUTDOOR
SRP14378 | SMA AMERICA | SB8000TL-US-12 (240V) | 8000 | 1 |  |  | 0.97 | Solar Inverter |  | OUTDOOR
SRP14379 | SUZHOU SHENGLONG PV-TECH | SLSM-185D | 185 | 64 | 253 | 27 |  | Solar | FIXED | Roof
SRP14379 | SMA AMERICA | SB4000US-12 (240V) | 4000 | 1 |  |  | 0.96 | Solar Inverter |  | OUTDOOR
SRP14379 | SMA AMERICA | SB8000US-12 (240V) | 8000 | 1 |  |  | 0.97 | Solar Inverter |  | OUTDOOR
SRP14380 | SHENZHEN TOPRAY SOLAR | TPS105S-230W(60) | 230 | 62 | 230 | 25 |  | Solar | FIXED | Roof
SRP14380 | SMA AMERICA |  | 6000 | 1 |  |  | 0.97 | Solar Inverter |  | OUTDOOR
SRP14380 | SMA AMERICA | SB7000US (240V) | 7000 | 1 |  |  | 0.97 | Solar Inverter |  | OUTDOOR
SRP14381 | SHANGHAI SOLAR ENERGY S&T | S-230D | 230 | 52 | 134 | 27 |  | Solar | FIXED | Roof
SRP14381 | SMA AMERICA | SB3000HFUS-30 (240V) | 3000 | 1 |  |  | 0.96 | Solar Inverter |  | OUTDOOR
SRP14381 | SMA AMERICA | SB7000US-11 (240V) | 7000 | 1 |  |  | 0.97 | Solar Inverter |  | OUTDOOR
SRP14384 | SUZHOU SHENGLONG PV-TECH | SLSM-185D | 185 | 44 | 253 | 27 |  | Solar | FIXED | Roof
SRP14384 | SMA AMERICA | SB8000TL-US-12 (240V) | 8000 | 1 |  |  | 0.97 | Solar Inverter |  | OUTDOOR
SRP14385 | SUZHOU SHENGLONG PV-TECH | SLSM-185D | 185 | 36 | 178 | 27 |  | Solar | FIXED | Roof
SRP14385 | SUZHOU SHENGLONG PV-TECH | SLSM-185D | 185 | 40 | 268 | 27 |  | Solar | FIXED | Roof
SRP14385 | SMA AMERICA | SB6000TL-US-12 (240V) | 6000 | 1 |  |  | 0.97 | Solar Inverter |  | OUTDOOR
SRP14385 | SMA AMERICA | SB7000US (240V) | 7000 | 1 |  |  | 0.97 | Solar Inverter |  | OUTDOOR
SRP14386 | SUZHOU SHENGLONG PV-TECH | SLSM-225P | 225 | 12 | 264 | 22 |  | Solar | FIXED | Roof
SRP14386 | SMA AMERICA | SB4000US (208V) | 4000 | 1 |  |  | 0.96 | Solar Inverter |  | OUTDOOR
SRP14387 | SUZHOU SHENGLONG PV-TECH | SLSM-185D | 185 | 40 | 125 | 27 |  | Solar | FIXED | Roof
SRP14387 | SMA AMERICA | SB7000TL-US (240V) | 7000 | 1 |  |  | 0.97 | Solar Inverter |  | OUTDOOR
SRP14388 | SUZHOU SHENGLONG PV-TECH | SLSM-185D | 185 | 40 | 126 | 27 |  | Solar | FIXED | Roof
SRP14388 | SMA AMERICA | SB7000TL-US (240V) | 7000 | 1 |  |  | 0.97 | Solar Inverter |  | OUTDOOR
SRP14391 | SUZHOU SHENGLONG PV-TECH | SLSM-225P | 225 | 61 | 256 | 25 |  | Solar | FIXED | Roof
SRP14391 | SMA AMERICA | SB5000US (208V) | 5000 | 1 |  |  | 0.96 | Solar Inverter |  | OUTDOOR
SRP14391 | SMA AMERICA | SB8000TL-US (208V) | 8000 | 1 |  |  | 0.97 | Solar Inverter |  | OUTDOOR
SRP14392 | SUZHOU SHENGLONG PV-TECH | SLSM-230P | 230 | 61 | 227 | 27 |  | Solar | FIXED | Roof
SRP14392 | SMA AMERICA | SB5000US-11 (277V) | 5000 | 1 |  |  | 0.96 | Solar Inverter |  | OUTDOOR
SRP14392 | SMA AMERICA | SB8000TL-US (208V) | 8000 | 1 |  |  | 0.965 | Solar Inverter |  | OUTDOOR
SRP14393 | SUZHOU SHENGLONG PV-TECH | SLSM-230P | 230 | 61 | 227 | 27 |  | Solar | FIXED | Roof
SRP14393 | PV POWERED | PVP3500 | 3500 | 1 |  |  | 0.96 | Solar Inverter |  | OUTDOOR
SRP14393 | SMA AMERICA | SB5000US (208V) | 5000 | 1 |  |  | 0.96 | Solar Inverter |  | OUTDOOR
SRP14393 | SMA AMERICA | SB8000US (240V) | 8000 | 1 |  |  | 0.965 | Solar Inverter |  | OUTDOOR
SRP14394 | SUZHOU SHENGLONG PV-TECH | SLSM-225P | 225 | 12 | 258 | 22 |  | Solar | FIXED | Roof
SRP14394 | SUZHOU SHENGLONG PV-TECH | SLSM-225P | 225 | 39 | 258 | 22 |  | Solar | FIXED | Roof
SRP14394 | SMA AMERICA | SB4000US (208V) | 4000 | 1 |  |  | 0.96 | Solar Inverter |  | OUTDOOR
SRP14394 | SMA AMERICA | SB8000TL-US (208V) | 8000 | 1 |  |  | 0.95 | Solar Inverter |  | OUTDOOR
SRP14395 | SUZHOU SHENGLONG PV-TECH | SLSM-185D | 185 | 40 | 129 | 27 |  | Solar | FIXED | Roof
SRP14395 | SMA AMERICA | SB7000TL-US (240V) | 7000 | 1 |  |  | 0.96 | Solar Inverter |  | OUTDOOR
SRP14396 | SUNTECH POWER | STP250-20/WDE | 250 | 28 | 150 | 40 |  | Solar | FIXED | Roof
SRP14396 | PV POWERED | PVP3000 | 3000 | 2 |  |  | 0.935 | Solar Inverter |  | INDOOR
SRP14397 | SUNTECH POWER | STP210S-18/UB-1 | 250 | 12 | 157 | 32 |  | Solar | FIXED | Roof
SRP14397 | PV POWERED | PVP2500 | 2500 | 1 |  |  | 0.945 | Solar Inverter |  | INDOOR
SRP14398 | SUNTECH POWER | STP210S-18/UB-1 | 250 | 24 | 290 | 36 |  | Solar | FIXED | Roof
SRP14398 | SUNTECH POWER | STP210S-18/UB-1 | 250 | 8 | 200 | 37 |  | Solar | FIXED | Roof
SRP14398 | PV POWERED | PVP2000 | 2000 | 1 |  |  | 0.92 | Solar Inverter |  | INDOOR
SRP14398 | PV POWERED | PVP4800 | 4800 | 1 |  |  | 0.96 | Solar Inverter |  | INDOOR
SRP14399 | SUNTECH POWER | STP210S-18/UB-1 | 250 | 11 | 248.3 | 20 |  | Solar | FIXED | Roof
SRP14399 | SUNTECH POWER | STP210S-18/UB-1 | 250 | 35 | 158.3 | 25 |  | Solar | FIXED | Roof
SRP14399 | PV POWERED | PVP2500 | 2500 | 2 |  |  | 0.945 | Solar Inverter |  | Outside
SRP14399 | PV POWERED | PVP4800 | 4800 | 1 |  |  | 0.96 | Solar Inverter |  | Outside
SRP14400 | SUZHOU SHENGLONG PV-TECH | SLSM-225P | 225 | 36 | 257 | 22 |  | Solar | FIXED | Roof
SRP14400 | SMA AMERICA | SB7000TL-US (208V) | 7000 | 1 |  |  | 0.96 | Solar Inverter |  | OUTDOOR
SRP14401 | SUZHOU SHENGLONG PV-TECH | SLSM-225P | 225 | 36 | 268 | 22 |  | Solar | FIXED | Roof
SRP14401 | SMA AMERICA | SB7000TL-US (208V) | 7000 | 1 |  |  | 0.97 | Solar Inverter |  | OUTDOOR
SRP14402 | SUZHOU SHENGLONG PV-TECH | SLSM-185D | 185 | 40 | 255 | 27 |  | Solar | FIXED | Roof
SRP14402 | SMA AMERICA | SB7000TL-US (240V) | 7000 | 1 |  |  | 0.96 | Solar Inverter |  | Outside
SRP14403 | SUZHOU SHENGLONG PV-TECH | SLSM-225P | 225 | 20 | 257 | 22 |  | Solar | FIXED | Roof
SRP14403 | SMA AMERICA | SB5000US (208V) | 5000 | 1 |  |  | 0.96 | Solar Inverter |  | Outside
SRP14404 | SUZHOU SHENGLONG PV-TECH | SLSM-225P | 225 | 78 | 262 | 22 |  | Solar | FIXED | Roof
SRP14404 | SMA AMERICA | SB8000TL-US-12 (240V) | 8000 | 1 |  |  | 0.97 | Solar Inverter |  | OUTDOOR
SRP14404 | SMA AMERICA | SB8000US-12 (240V) | 8000 | 1 |  |  | 0.97 | Solar Inverter |  | OUTDOOR
SRP14405 | SUZHOU SHENGLONG PV-TECH | SLSM-185D | 185 | 64 | 164 | 27 |  | Solar | FIXED | Roof
SRP14405 | SMA AMERICA | SB4000US-12 (240V) | 4000 | 1 |  |  | 0.96 | Solar Inverter |  | OUTDOOR
SRP14405 | SMA AMERICA | SB7000US-12 (240V) | 8000 | 1 |  |  | 0.97 | Solar Inverter |  | OUTDOOR
SRP14407 | SUZHOU SHENGLONG PV-TECH | SLSM-230P | 230 | 39 | 126 | 27 |  | Solar | FIXED | Roof
SRP14407 | SMA AMERICA | SB8000TL-US (240V) | 8000 | 1 |  |  | 0.965 | Solar Inverter |  | OUTDOOR
SRP14408 | SUZHOU SHENGLONG PV-TECH | SLSM-185D | 185 | 44 | 255 | 27 |  | Solar | FIXED | Roof
SRP14408 | SMA AMERICA | SB8000TL-US (208V) | 8000 | 1 |  |  | 0.97 | Solar Inverter |  | OUTDOOR
SRP14410 | SUZHOU SHENGLONG PV-TECH | SLSM-225P | 225 | 12 | 257 | 22 |  | Solar | FIXED | Roof
SRP14410 | SUZHOU SHENGLONG PV-TECH | SLSM-225P | 225 | 39 | 257 | 22 |  | Solar | FIXED | Roof
SRP14410 | SMA AMERICA | SB4000US (208V) | 4000 | 1 |  |  | 0.96 | Solar Inverter |  | OUTDOOR
SRP14410 | SMA AMERICA | SB8000TL-US (208V) | 8000 | 1 |  |  | 0.96 | Solar Inverter |  | OUTDOOR
SRP14411 | SUZHOU SHENGLONG PV-TECH | SLSM-225P | 225 | 36 | 241 | 25 |  | Solar | FIXED | Roof
SRP14411 | SMA AMERICA | SB7000TL-US-12 (240V) | 7000 | 1 |  |  | 0.97 | Solar Inverter |  | Outside
SRP14413 | SHELL SOLAR INDUSTRIES | SHELL POWERMAX ULTRA 145-PC | 185 | 84 | 250 | 22 |  | Solar | FIXED | Roof
SRP14413 | SMA AMERICA | SB7000TL-US (208V) | 7000 | 1 |  |  | 0.97 | Solar Inverter |  | OUTDOOR
SRP14413 | SMA AMERICA | SB8000TL-US (208V) | 8000 | 1 |  |  | 0.97 | Solar Inverter |  | OUTDOOR
SRP14414 | SHELL SOLAR INDUSTRIES | SHELL POWERMAX ULTRA 145-PC | 185 | 84 | 250 | 22 |  | Solar | FIXED | Roof
SRP14414 | SMA AMERICA | SB7000TL-US (208V) | 7000 | 1 |  |  | 0.97 | Solar Inverter |  | OUTDOOR
SRP14414 | SMA AMERICA | SB8000TL-US (208V) | 8000 | 1 |  |  | 0.97 | Solar Inverter |  | Outside
SRP14416 | SUZHOU SHENGLONG PV-TECH | SLSM-185D | 185 | 64 | 255 | 27 |  | Solar | FIXED | Roof
SRP14416 | SMA AMERICA | SB4000US (240V) | 4000 | 1 |  |  | 0.96 | Solar Inverter |  | OUTDOOR
SRP14416 | SMA AMERICA | SB8000TL-US (240V) | 8000 | 1 |  |  | 0.97 | Solar Inverter |  | OUTDOOR
SRP14417 | SUZHOU SHENGLONG PV-TECH | SLSM-230P | 230 | 36 | 126 | 27 |  | Solar | FIXED | Roof
SRP14417 | SMA AMERICA | SB7000TL-US-12 (240V) | 7000 | 1 |  |  | 0.97 | Solar Inverter |  | OUTDOOR
SRP14419 | SUZHOU SHENGLONG PV-TECH | SLSM-185D | 185 | 36 | 254 | 27 |  | Solar | FIXED | Roof
SRP14419 | SUZHOU SHENGLONG PV-TECH | SLSM-185D | 185 | 44 | 254 | 27 |  | Solar | FIXED | Roof
SRP14419 | PV POWERED | PVP4800 | 4800 | 1 |  |  | 0.96 | Solar Inverter |  | OUTDOOR
SRP14419 | SMA AMERICA |  | 6000 | 1 |  |  | 0.96 | Solar Inverter |  | OUTDOOR
SRP14421 | SUZHOU SHENGLONG PV-TECH | SLSM-185D | 185 | 44 | 252 | 27 |  | Solar | FIXED | Roof
SRP14421 | SMA AMERICA | SB8000TL-US (208V) | 8000 | 1 |  |  | 0.97 | Solar Inverter |  | OUTDOOR
SRP14422 | SUZHOU SHENGLONG PV-TECH | SLSM-185D | 185 | 20 | 157 | 27 |  | Solar | FIXED | Roof
SRP14422 | SUZHOU SHENGLONG PV-TECH | SLSM-185D | 185 | 30 | 157 | 27 |  | Solar | FIXED | Roof
SRP14422 | SUZHOU SHENGLONG PV-TECH | SLSM-185D | 185 | 36 | 157 | 27 |  | Solar | FIXED | Roof
SRP14422 | SMA AMERICA | SB4000US (208V) | 4000 | 1 |  |  | 0.96 | Solar Inverter |  | OUTDOOR
SRP14422 | SMA AMERICA | SB5000US | 5000 | 1 |  |  | 0.96 | Solar Inverter |  | OUTDOOR
SRP14422 | SMA AMERICA |  | 6000 | 1 |  |  | 0.96 | Solar Inverter |  | Outside
SRP14424 | SUZHOU SHENGLONG PV-TECH | SLSM-185D | 185 | 64 | 247 | 27 |  | Solar | FIXED | Roof
SRP14424 | SMA AMERICA | SB4000US (208V) | 4000 | 1 |  |  | 0.96 | Solar Inverter |  | OUTDOOR
SRP14424 | SMA AMERICA | SB8000TL-US-12 (240V) | 8000 | 1 |  |  | 0.97 | Solar Inverter |  | OUTDOOR
SRP14426 | SUZHOU SHENGLONG PV-TECH | SLSM-185D | 185 | 44 | 137 | 27 |  | Solar | FIXED | Roof
SRP14426 | SMA AMERICA | SB8000US-12 (240V) | 8000 | 1 |  |  | 0.965 | Solar Inverter |  | OUTDOOR
SRP14427 | SUZHOU SHENGLONG PV-TECH | SLSM-185D | 185 | 56 | 167 | 27 |  | Solar | FIXED | Roof
SRP14427 | SUZHOU SHENGLONG PV-TECH | SLSM-185D | 185 | 40 | 257 | 27 |  | Solar | FIXED | Roof
SRP14427 | SMA AMERICA | SB4000US (240V) | 4000 | 1 |  |  | 0.96 | Solar Inverter |  | OUTDOOR
SRP14427 | SMA AMERICA | SB6000US-12 (240V) | 6000 | 1 |  |  | 0.97 | Solar Inverter |  | OUTDOOR
SRP14427 | SMA AMERICA | SB7000US-11 (240V) | 7000 | 1 |  |  | 0.97 | Solar Inverter |  | OUTDOOR
SRP14428 | SUZHOU SHENGLONG PV-TECH | SLSM-185D | 185 | 44 | 226 | 27 |  | Solar | FIXED | Roof
SRP14428 | SMA AMERICA | SB8000US-12 (240V) | 8000 | 1 |  |  | 0.97 | Solar Inverter |  | OUTDOOR
SRP14429 | SUZHOU SHENGLONG PV-TECH | SLSM-185D | 185 | 44 | 165 | 27 |  | Solar | FIXED | Roof
SRP14429 | SMA AMERICA | SB8000TL-US-12 (240V) | 8000 | 1 |  |  | 0.97 | Solar Inverter |  | OUTDOOR
SRP14430 | SUZHOU SHENGLONG PV-TECH | SLSM-185D | 185 | 88 | 254 | 26 |  | Solar | FIXED | Roof
SRP14430 | SMA AMERICA | SB8000TL-US (208V) | 8000 | 2 |  |  | 0.97 | Solar Inverter |  | OUTDOOR
SRP14431 | SUZHOU SHENGLONG PV-TECH | SLSM-185D | 185 | 44 | 255 | 27 |  | Solar | FIXED | Roof
SRP14431 | SMA AMERICA | SB8000TL-US (240V) | 8000 | 1 |  |  | 0.97 | Solar Inverter |  | OUTDOOR
SRP14432 | SUZHOU SHENGLONG PV-TECH | SLSM-225P | 225 | 51 | 251 | 22 |  | Solar | FIXED | Roof
SRP14432 | SMA AMERICA | SB4000US (208V) | 4000 | 1 |  |  | 0.96 | Solar Inverter |  | OUTDOOR
SRP14432 | SMA AMERICA | SB8000TL-US (208V) | 8000 | 1 |  |  | 0.97 | Solar Inverter |  | OUTDOOR
SRP14433 | SUZHOU SHENGLONG PV-TECH | SLSM-225P | 225 | 59 | 253 | 22 |  | Solar | FIXED | Roof
SRP14433 | SMA AMERICA | SB5000US (240V) | 5000 | 1 |  |  | 0.96 | Solar Inverter |  | OUTDOOR
SRP14433 | SMA AMERICA | SB8000US (240V) | 8000 | 1 |  |  | 0.96 | Solar Inverter |  | OUTDOOR
SRP14434 | SUNPOWER | SPR-225-BLK-U | 225 | 23 | 158 | 35 |  | Solar | FIXED | Roof
SRP14434 | SUNPOWER | SPR-225-BLK-U | 225 | 4 | 248 | 40 |  | Solar | FIXED | Roof
SRP14434 | ENPHASE ENERGY | M200-32-208-S01 | 215 | 27 |  |  | 0.96 | Solar Inverter |  | Outside
SRP14435 | SUZHOU SHENGLONG PV-TECH | SLSM-185D | 185 | 36 | 167 | 27 |  | Solar | FIXED | Roof
SRP14435 | SUZHOU SHENGLONG PV-TECH | SLSM-185D | 185 | 30 | 257 | 27 |  | Solar | FIXED | Roof
SRP14435 | SMA AMERICA | SB5000US-12 (240V) | 5000 | 1 |  |  | 0.97 | Solar Inverter |  | Outside
SRP14435 | SMA AMERICA | SB6000TL-US (240V) | 6000 | 1 |  |  | 0.97 | Solar Inverter |  | OUTDOOR
SRP14437 | SUZHOU SHENGLONG PV-TECH | SLSM-185D | 185 | 80 | 126 | 27 |  | Solar | FIXED | Roof
SRP14437 | SMA AMERICA | SB6000TL-US (208V) | 6000 | 1 |  |  | 0.97 | Solar Inverter |  | OUTDOOR
SRP14437 | SMA AMERICA | SB8000TL-US (208V) | 8000 | 1 |  |  | 0.97 | Solar Inverter |  | OUTDOOR
SRP14438 | SUZHOU SHENGLONG PV-TECH | SLSM-225P | 225 | 12 | 180 | 22 |  | Solar | FIXED | Roof
SRP14438 | SUZHOU SHENGLONG PV-TECH | SLSM-225P | 225 | 59 | 270 | 22 |  | Solar | FIXED | Roof
SRP14438 | SMA AMERICA | SB4000US (208V) | 4000 | 1 |  |  | 0.96 | Solar Inverter |  | Outside
SRP14438 | SMA AMERICA | SB5000US (208V) | 5000 | 1 |  |  | 0.97 | Solar Inverter |  | Outside
SRP14438 | SMA AMERICA | SB8000TL-US (208V) | 8000 | 1 |  |  | 0.97 | Solar Inverter |  | Outside
SRP14439 | SUNTECH POWER | STP210-18/UB-1 | 250 | 19 | 193 | 30 |  | Solar | FIXED | Roof
SRP14439 | SUNTECH POWER | STP210-18/UB-1 | 250 | 6 | 103 | 42 |  | Solar | FIXED | Roof
SRP14439 | SUNTECH POWER | STP210-18/UB-1 | 250 | 11 | 283 | 43 |  | Solar | FIXED | Roof
SRP14439 | PV POWERED | PVP2000 | 2000 | 1 |  |  | 0.92 | Solar Inverter |  | OUTDOOR
SRP14439 | PV POWERED | PVP2500 | 2500 | 1 |  |  | 0.945 | Solar Inverter |  | OUTDOOR
SRP14439 | PV POWERED | PVP2500 | 2500 | 1 |  |  | 0.945 | Solar Inverter |  | OUTDOOR
SRP14439 | PV POWERED | PVP2500 | 2500 | 1 |  |  | 0.945 | Solar Inverter |  | OUTDOOR
SRP14442 | SUZHOU SHENGLONG PV-TECH | SLSM-230P | 230 | 36 | 126 | 25 |  | Solar | FIXED | Roof
SRP14442 | SMA AMERICA | SB7000US-12 (240V) | 7000 | 1 |  |  | 0.97 | Solar Inverter |  | OUTDOOR
SRP14443 | CHANGZHOU TRINA SOLAR ENERGY CO | TSM-185D | 240 | 28 | 177.9 | 28 |  | Solar | FIXED | Roof
SRP14443 | PV POWERED | PVP3000 | 3000 | 2 |  |  | 0.935 | Solar Inverter |  | INDOOR
SRP14444 | SUZHOU SHENGLONG PV-TECH | SLSM-230P | 230 | 61 | 136 | 27 |  | Solar | FIXED | Roof
SRP14444 | SMA AMERICA | SB5000US (240V) | 5000 | 1 |  |  | 0.96 | Solar Inverter |  | OUTDOOR
SRP14444 | SMA AMERICA | SB8000TL-US (240V) | 8000 | 1 |  |  | 0.965 | Solar Inverter |  | OUTDOOR
SRP14446 | SUZHOU SHENGLONG PV-TECH | SLSM-225P | 225 | 78 | 267 | 26 |  | Solar | FIXED | Roof
SRP14446 | SMA AMERICA | SB8000TL-US (208V) | 8000 | 2 |  |  | 0.97 | Solar Inverter |  | OUTDOOR
SRP14447 | SUNTECH POWER | STP210S-18/UB-1 | 250 | 30 | 185.5 | 24 |  | Solar | FIXED | Roof
SRP14447 | PV POWERED | PVP3000 | 3000 | 1 |  |  | 0.935 | Solar Inverter |  | INDOOR
SRP14447 | PV POWERED | PVP3500 | 3500 | 1 |  |  | 0.955 | Solar Inverter |  | INDOOR
SRP14449 | SUZHOU SHENGLONG PV-TECH | SLSM-185D | 185 | 44 | 126 | 27 |  | Solar | FIXED | Roof
SRP14449 | SMA AMERICA | SB8000TL-US (208V) | 8000 | 1 |  |  | 0.96 | Solar Inverter |  | OUTDOOR
SRP14450 | CHANGZHOU TRINA SOLAR ENERGY CO | TSM-185D | 240 | 24 | 232 | 19 |  | Solar | FIXED | Roof
SRP14450 | ENPHASE ENERGY | M200-32-240-S02 | 215 | 24 |  |  | 0.96 | Solar Inverter |  | OUTDOOR
SRP14451 | SUZHOU SHENGLONG PV-TECH | SLSM-225P | 225 | 39 | 262 | 22 |  | Solar | FIXED | Roof
SRP14451 | SUZHOU SHENGLONG PV-TECH | SLSM-225P | 225 | 12 | 172 | 25 |  | Solar | FIXED | Roof
SRP14451 | SMA AMERICA | SB4000US (240V) | 4000 | 1 |  |  | 0.96 | Solar Inverter |  | OUTDOOR
SRP14451 | SMA AMERICA | SB8000TL-US-12 (240V) | 8000 | 1 |  |  | 0.97 | Solar Inverter |  | OUTDOOR
SRP14452 | LG ELECTRONICS SOLAR CELL DIVISION | LG255S1C-G2 | 255 | 33 | 146 | 22 |  | Solar | FIXED | Roof
SRP14452 | LG ELECTRONICS SOLAR CELL DIVISION | LG255S1C-G2 | 255 | 9 | 236 | 22 |  | Solar | FIXED | Roof
SRP14452 | POWER-ONE | PVI-3.8-1-OUTD-X-US-Y (208 V) | 3800 | 1 |  |  | 0.965 | Solar Inverter |  | OUTDOOR
SRP14452 | POWER-ONE | PVI-4.6-1-OUTD-X-US-Y (208 V) | 4600 | 1 |  |  | 0.965 | Solar Inverter |  | OUTDOOR
SRP14453 | MATRIX SOLAR/PHOTOWATT | PW1000-100 | 255 | 20 | 220 | 18 |  | Solar | FIXED | Roof
SRP14453 | MATRIX SOLAR/PHOTOWATT | PW1000-100 | 255 | 9 | 220 | 20 |  | Solar | FIXED | Roof
SRP14453 | POWER-ONE | PVI-3000-I-OUTD-US | 6000 | 1 |  |  | 0.96 | Solar Inverter |  | OUTDOOR
SRP14454 | CANADIAN SOLAR | CS6P-235PX | 235 | 22 | 124 | 16 |  | Solar | FIXED | Roof
SRP14454 | CANADIAN SOLAR | CS6P-235PX | 235 | 11 | 304 | 16 |  | Solar | FIXED | Roof
SRP14454 | ENPHASE ENERGY | M175-24-208-S | 215 | 10 |  |  | 0.96 | Solar Inverter |  | OUTDOOR
SRP14454 | ENPHASE ENERGY | M175-24-208-S | 215 | 11 |  |  | 0.96 | Solar Inverter |  | OUTDOOR
SRP14454 | ENPHASE ENERGY | M175-24-208-S | 215 | 12 |  |  | 0.96 | Solar Inverter |  | OUTDOOR
SRP14455 | MATRIX SOLAR/PHOTOWATT | PW1000-100 | 255 | 28 | 211 | 17 |  | Solar | FIXED | Roof
SRP14455 | POWER-ONE | PVI-6000-OUTD-US (208 V) | 6000 | 1 |  |  | 0.96 | Solar Inverter |  | OUTDOOR
SRP14456 | SUZHOU SHENGLONG PV-TECH | SLSM-185D | 185 | 64 | 126 | 27 |  | Solar | FIXED | Roof
SRP14456 | SMA AMERICA | SB4000US (208V) | 4000 | 1 |  |  | 0.96 | Solar Inverter |  | Outside
SRP14456 | SMA AMERICA | SB8000TL-US (208V) | 8000 | 1 |  |  | 0.97 | Solar Inverter |  | OUTDOOR
SRP14457 | SUZHOU SHENGLONG PV-TECH | SLSM-185D | 185 | 64 | 253 | 27 |  | Solar | FIXED | Roof
SRP14457 | SMA AMERICA | SB4000US-12 (240V) | 4000 | 1 |  |  | 0.96 | Solar Inverter |  | OUTDOOR
SRP14457 | SMA AMERICA | SB8000US-12 (240V) | 8000 | 1 |  |  | 0.97 | Solar Inverter |  | OUTDOOR
SRP14459 | SHARP | ND-224U1F | 240 | 455 | 35 | 5 |  | Solar | FIXED | Roof
SRP14459 | SHARP | NT-188U1 | 240 | 442 | 215 | 5 |  | Solar | FIXED | Roof
SRP14459 | ADVANCED ENERGY INDUSTRIES | 3159000-104 | 35000 | 1 |  |  | 0.96 | Solar Inverter |  | OUTDOOR
SRP14459 | ADVANCED ENERGY INDUSTRIES | 3159000-104 | 50000 | 1 |  |  | 0.96 | Solar Inverter |  | OUTDOOR
SRP14459 | ADVANCED ENERGY INDUSTRIES | 3159000-104 | 100000 | 1 |  |  | 0.96 | Solar Inverter |  | OUTDOOR
SRP14461 | CHANGZHOU TRINA SOLAR ENERGY CO | TSM-160D | 250 | 24 | 140 | 28 |  | Solar | FIXED | Roof
SRP14461 | CHANGZHOU TRINA SOLAR ENERGY CO | TSM-160D | 250 | 20 | 230 | 28 |  | Solar | FIXED | Roof
SRP14461 | POWER-ONE | PVI-5000-OUTD-US (208 V) | 4200 | 1 |  |  | 0.96 | Solar Inverter |  | Inside
SRP14461 | POWER-ONE | PVI-5000-OUTD-US (240 V) | 5000 | 1 |  |  | 0.96 | Solar Inverter |  | Inside
SRP14464 | SUNTECH POWER | STP250S-20/WDB | 250 | 39 | 193 | 23 |  | Solar | FIXED | Roof
SRP14464 | ENPHASE ENERGY | M215-60-2LL-S2X | 215 | 39 |  |  | 0.96 | Solar Inverter |  | OUTDOOR
SRP14465 | CANADIAN SOLAR | CS6P-230 | 235 | 5 | 182 | 23 |  | Solar | FIXED | Roof
SRP14465 | CANADIAN SOLAR | CS6P-230 | 235 | 24 | 182 | 33 |  | Solar | FIXED | Roof
SRP14465 | ENPHASE ENERGY | M175-24-208-S01 | 215 | 29 |  |  | 0.96 | Solar Inverter |  | OUTDOOR
SRP14467 | SUNTECH POWER | STP250S-20/WDB | 250 | 19 | 136 | 31 |  | Solar | FIXED | Roof
SRP14467 | ENPHASE ENERGY | M215-60-2LL-S2X-IG-NA | 215 | 19 |  |  | 0.963 | Solar Inverter |  | OUTDOOR
SRP14469 | SUZHOU SHENGLONG PV-TECH | SLSM-225P | 225 | 59 | 254 | 27 |  | Solar | FIXED | Roof
SRP14469 | SMA AMERICA | SB5000US-11 (240V) | 5000 | 1 |  |  | 0.97 | Solar Inverter |  | Outside
SRP14469 | SMA AMERICA | SB8000TL-US (240V) | 8000 | 1 |  |  | 0.97 | Solar Inverter |  | OUTDOOR
SRP14470 | CHANGZHOU TRINA SOLAR ENERGY CO | TSM-160D | 240 | 41 | 95.4 | 24 |  | Solar | FIXED | Roof
SRP14470 | ENPHASE ENERGY | M200-32-240-S02 | 215 | 20 |  |  | 0.96 | Solar Inverter |  | OUTDOOR
SRP14470 | ENPHASE ENERGY | M200-32-240-S02 | 215 | 21 |  |  | 0.96 | Solar Inverter |  | OUTDOOR
SRP14471 | SUZHOU SHENGLONG PV-TECH | SLSM-185D | 185 | 80 | 256 | 27 |  | Solar | FIXED | Roof
SRP14471 | SMA AMERICA | SB6000TL-US-12 (240V) | 6000 | 1 |  |  | 0.97 | Solar Inverter |  | OUTDOOR
SRP14471 | SMA AMERICA | SB8000US (240V) | 8000 | 1 |  |  | 0.97 | Solar Inverter |  | OUTDOOR
SRP14472 | CHANGZHOU TRINA SOLAR ENERGY CO | TSM-160D | 240 | 26 | 195.7 | 30 |  | Solar | FIXED | Roof
SRP14472 | SMA AMERICA | SB6000U (240V) | 6000 | 1 |  |  | 0.968 | Solar Inverter |  | OUTDOOR
SRP14473 | SUZHOU SHENGLONG PV-TECH | SLSM-185D | 185 | 40 | 246 | 27 |  | Solar | FIXED | Roof
SRP14473 | SMA AMERICA | SB7000TL-US (208V) | 7000 | 1 |  |  | 0.97 | Solar Inverter |  | OUTDOOR
SRP14474 | CONERGY AG | S 175MU | 240 | 11 | 143 | 10 |  | Solar | FIXED | Roof
SRP14474 | CONERGY AG | S 175MU | 240 | 14 | 143 | 36 |  | Solar | FIXED | Roof
SRP14474 | SMA AMERICA | SB3000US (240V) | 3000 | 1 |  |  | 0.95 | Solar Inverter |  | OUTDOOR
SRP14474 | SMA AMERICA | SB4000US (240V) | 4000 | 1 |  |  | 0.95 | Solar Inverter |  | OUTDOOR
SRP14475 | KYOCERA SOLAR | KD220GX-LFBS | 220 | 6 | 80 | 30 |  | Solar | FIXED | Roof
SRP14475 | KYOCERA SOLAR | KD220GX-LFBS | 220 | 19 | 260 | 30 |  | Solar | FIXED | Roof
SRP14475 | SOLAREDGE TECHNOLOGIES | SE5000 (240V) W/ -ER-US OR A-US | 5000 | 1 |  |  | 0.975 | Solar Inverter |  | OUTDOOR
SRP14476 | SUNPOWER | SPR-245NE-WHT-D | 245 | 28 | 117 | 30 |  | Solar | FIXED | Roof
SRP14476 | SUNPOWER | SPR-245NE-WHT-D | 245 | 10 | 207 | 30 |  | Solar | FIXED | Roof
SRP14476 | SUNPOWER CORP (ORIGINAL MFRSMA) | SPR-4000M (208V) | 4200 | 1 |  |  | 0.969 | Solar Inverter |  | OUTDOOR
SRP14476 | SUNPOWER CORP (ORIGINAL MFRSMA) | SPR-5000M (208V) | 5000 | 1 |  |  | 0.969 | Solar Inverter |  | OUTDOOR
SRP14477 | YINGLI ENERGY (CHINA) | YL240P-29B | 240 | 32 | 115 | 33 |  | Solar | FIXED | Roof
SRP14477 | FRONIUS USA | IG 2000 | 2000 | 1 |  |  | 0.935 | Solar Inverter |  | INDOOR
SRP14477 | POWER-ONE | PVI-5000-OUTD-US (240 V) | 5000 | 1 |  |  | 0.965 | Solar Inverter |  | INDOOR
SRP14478 | TRINA SOLAR | TSM-250PA05A.10 | 250 | 19 | 130 | 24 |  | Solar | FIXED | Roof
SRP14478 | POWER-ONE | PVI-4.2-OUTD-S-US (240 V) | 4200 | 1 |  |  | 0.96 | Solar Inverter |  | OUTDOOR
SRP14480 | CHANGZHOU TRINA SOLAR ENERGY CO | TSM-185D | 240 | 36 | 160 | 27 |  | Solar | FIXED | Roof
SRP14480 | ENPHASE ENERGY | M175-24-208-S | 215 | 36 |  |  | 0.96 | Solar Inverter |  | OUTDOOR
SRP14481 | SUNTECH POWER | STP210S-18/UB-1 | 250 | 16 | 153.7 | 40 |  | Solar | FIXED | Roof
SRP14481 | PV POWERED | PVP3500 | 3500 | 1 |  |  | 0.955 | Solar Inverter |  | INDOOR
SRP14482 | SUNTECH POWER | STP210S-18/UB-1 | 250 | 28 | 266.6 | 30 |  | Solar | FIXED | Roof
SRP14482 | PV POWERED | PVP3000 | 3000 | 2 |  |  | 0.935 | Solar Inverter |  | INDOOR
SRP14483 | SUNTECH POWER | STP210S-18/UB-1 | 250 | 80 | 180 | 30 |  | Solar | FIXED | Roof
SRP14483 | PV POWERED | PVP3000 | 3000 | 1 |  |  | 0.935 | Solar Inverter |  | Outside
SRP14483 | SMA AMERICA | SB7000US (240V) | 7000 | 2 |  |  | 0.97 | Solar Inverter |  | Outside
SRP14484 | SUNTECH POWER | STP210S-18/UB-1 | 250 | 14 | 233 | 25 |  | Solar | FIXED | Roof
SRP14484 | SUNTECH POWER | STP210S-18/UB-1 | 250 | 34 | 143 | 30 |  | Solar | FIXED | Roof
SRP14484 | PV POWERED | PVP3000 | 3000 | 1 |  |  | 0.935 | Solar Inverter |  | INDOOR
SRP14484 | PV POWERED | PVP3000 | 3000 | 1 |  |  | 0.935 | Solar Inverter |  | INDOOR
SRP14484 | PV POWERED | PVP4800 | 4800 | 1 |  |  | 0.96 | Solar Inverter |  | INDOOR
SRP14485 | YINGLI ENERGY (CHINA) | YL240P-29B | 240 | 30 | 180 | 26 |  | Solar | FIXED | Roof
SRP14485 | FRONIUS USA |  | 7500 | 1 |  |  | 0.95 | Solar Inverter |  | OUTDOOR
SRP14486 | YINGLI ENERGY (CHINA) | YL240P-29B | 240 | 40 | 246 | 24 |  | Solar | FIXED | Roof
SRP14486 | FRONIUS USA | IG PLUS V 10.0-240 | 9995 | 1 |  |  | 0.965 | Solar Inverter |  | Inside
SRP14489 | TRINA SOLAR | TSM-240DA05 | 240 | 7 | 183 | 20 |  | Solar | FIXED | Roof
SRP14489 | TRINA SOLAR | TSM-240PD05.10 | 240 | 26 | 93 | 27 |  | Solar | FIXED | Roof
SRP14489 | POWER-ONE | PVI-3.0-OUTD-S-US (208 V) | 3000 | 1 |  |  | 0.955 | Solar Inverter |  | Outside
SRP14489 | POWER-ONE | PVI-3.8-1-OUTD-X-US-Y (240 V) | 3800 | 1 |  |  | 0.955 | Solar Inverter |  | Outside
SRP14490 | CHANGZHOU TRINA SOLAR ENERGY CO | TSM-185D | 240 | 27 | 208 | 14 |  | Solar | FIXED | Roof
SRP14490 | ENPHASE ENERGY | M175-24-208-S | 215 | 27 |  |  | 0.96 | Solar Inverter |  | Outside
SRP14491 | CHANGZHOU TRINA SOLAR ENERGY CO | TSM-185D | 240 | 11 | 219 | 28 |  | Solar | FIXED | Roof
SRP14491 | CHANGZHOU TRINA SOLAR ENERGY CO | TSM-185D | 240 | 7 | 220 | 29 |  | Solar | FIXED | Roof
SRP14491 | CHANGZHOU TRINA SOLAR ENERGY CO | TSM-185D | 240 | 23 | 130 | 40 |  | Solar | FIXED | Roof
SRP14491 | ENPHASE ENERGY | M175-24-208-S | 215 | 41 |  |  | 0.96 | Solar Inverter |  | INDOOR
SRP14493 | TRINA SOLAR | TSM-240PA05 | 240 | 24 | 78 | 30 |  | Solar | FIXED | Roof
SRP14493 | TRINA SOLAR | TSM-240PA05 | 240 | 18 | 258 | 30 |  | Solar | FIXED | Roof
SRP14493 | POWER-ONE | PVI-3.6-OUTD-S-US (208 V) | 3600 | 1 |  |  | 0.96 | Solar Inverter |  | OUTDOOR
SRP14493 | POWER-ONE | PVI-5000-OUTD-US (240 V) | 5000 | 1 |  |  | 0.965 | Solar Inverter |  | OUTDOOR
SRP14494 | TRINA SOLAR | TSM-245PA05.18 | 245 | 22 | 188 | 16 |  | Solar | FIXED | Roof
SRP14494 | FRONIUS USA |  | 5000 | 1 |  |  | 0.955 | Solar Inverter |  | OUTDOOR
SRP14495 | TRINA SOLAR | TSM-240PA05 | 240 | 60 | 140 | 27 |  | Solar | FIXED | Roof
SRP14495 | FRONIUS USA |  | 5000 | 1 |  |  | 0.955 | Solar Inverter |  | Inside
SRP14495 | FRONIUS USA |  | 7500 | 1 |  |  | 0.935 | Solar Inverter |  | Inside
SRP14496 | TRINA SOLAR | TSM-240PA05 | 240 | 10 | 316 | 20 |  | Solar | FIXED | Roof
SRP14496 | FRONIUS USA | IG 2000 NEG | 2000 | 1 |  |  | 0.96 | Solar Inverter |  | Inside
SRP14497 | SUNIVA | OPT260-60-4-100 | 260 | 12 | 172 | 22 |  | Solar | FIXED | Roof
SRP14497 | SUNIVA | OPT260-60-4-100 | 260 | 13 | 262 | 22 |  | Solar | FIXED | Roof
SRP14497 | SUNIVA | OPT260-60-4-100 | 260 | 8 | 262 | 23 |  | Solar | FIXED | Roof
SRP14497 | SMA AMERICA | SB3800US-12 (240V) | 3800 | 1 |  |  | 0.96 | Solar Inverter |  | Inside
SRP14497 | SMA AMERICA | SB5000US (240V) | 5000 | 1 |  |  | 0.955 | Solar Inverter |  | Inside
SRP14498 | SUZHOU SHENGLONG PV-TECH | SLSM-185D | 185 | 44 | 160 | 27 |  | Solar | FIXED | Roof
SRP14498 | SMA AMERICA | SB8000TL-US (208V) | 8000 | 1 |  |  | 0.97 | Solar Inverter |  | OUTDOOR
SRP14499 | CHANGZHOU TRINA SOLAR ENERGY CO | TSM-185D | 240 | 30 | 244 | 22 |  | Solar | FIXED | Roof
SRP14499 | ENPHASE ENERGY | M175-24-208-S | 215 | 30 |  |  | 0.96 | Solar Inverter |  | INDOOR
SRP14502 | SHELL SOLAR INDUSTRIES | SHELL POWERMAX ULTRA 145-PC | 185 | 70 | 251 | 22 |  | Solar | FIXED | Roof
SRP14502 | SMA AMERICA | SB5000US | 5000 | 1 |  |  | 0.97 | Solar Inverter |  | Outside
SRP14502 | SMA AMERICA | SB7000TL-US (208V) | 7000 | 1 |  |  | 0.97 | Solar Inverter |  | OUTDOOR
SRP14503 | SHENZHEN TOPRAY SOLAR | TPS107S-230W(60) | 230 | 62 | 133 | 27 |  | Solar | FIXED | Roof
SRP14503 | SMA AMERICA | SB6000U (240V) | 6000 | 1 |  |  | 0.97 | Solar Inverter |  | OUTDOOR
SRP14503 | SMA AMERICA | SB7000TL-US (240V) | 7000 | 1 |  |  | 0.97 | Solar Inverter |  | OUTDOOR
SRP14504 | HANWHA SOLARONE (QIDONG) | HSL60M6-HA-0-250T | 250 | 12 | 209.8 | 16 |  | Solar | FIXED | Roof
SRP14504 | HANWHA SOLARONE (QIDONG) | HSL60M6-HA-0-250T | 250 | 28 | 180 | 30 |  | Solar | FIXED | Roof
SRP14504 | ENPHASE ENERGY | M215-60-2LL-S2X | 215 | 2 |  |  | 0.963 | Solar Inverter |  | Outside
SRP14504 | SMA AMERICA | SB4000US (CL) (208V) | 4000 | 1 |  |  | 0.96 | Solar Inverter |  | Outside
SRP14504 | SMA AMERICA | SB6000TL-US (208V) | 6000 | 1 |  |  | 0.97 | Solar Inverter |  | Outside
SRP14506 | MATRIX SOLAR/PHOTOWATT | PW1000-100 | 255 | 27 | 184 | 18 |  | Solar | FIXED | Roof
SRP14506 | POWER-ONE | PVI-6000-OUTD-US (240 V) | 6000 | 1 |  |  | 0.96 | Solar Inverter |  | OUTDOOR
SRP14508 | LIGHT WAY GREEN NEW ENERGY | LW240(29)P1650X990 | 240 | 20 | 172 | 32 |  | Solar | FIXED | Roof
SRP14508 | FRONIUS USA |  | 5000 | 1 |  |  | 0.962 | Solar Inverter |  | OUTDOOR
SRP14509 | TRINA SOLAR | TSM-285PA14 | 285 | 792 | 174 | 10 |  | Solar | FIXED | Roof
SRP14509 | SATCON TECHNOLOGY | PVS-50 (240 V) | 50000 | 1 |  |  | 0.96 | Solar Inverter |  | OUTDOOR
SRP14509 | SATCON TECHNOLOGY | PVS-75 (240 V) | 75000 | 1 |  |  | 0.963 | Solar Inverter |  | OUTDOOR
SRP14509 | SATCON TECHNOLOGY | PVS-100 (240 V) | 100000 | 1 |  |  | 0.967 | Solar Inverter |  | OUTDOOR
SRP14511 | CANADIAN SOLAR | CS6P-230 | 235 | 11 | 96 | 21 |  | Solar | FIXED | Roof
SRP14511 | CANADIAN SOLAR | CS6P-230 | 235 | 2 | 186 | 21 |  | Solar | FIXED | Roof
SRP14511 | CANADIAN SOLAR | CS6P-230 | 235 | 10 | 276 | 21 |  | Solar | FIXED | Roof
SRP14511 | ENPHASE ENERGY | M175-24-208-S | 215 | 23 |  |  | 0.96 | Solar Inverter |  | OUTDOOR
SRP14513 | CHANGZHOU TRINA SOLAR ENERGY CO | TSM-185D | 240 | 33 | 240 | 25 |  | Solar | FIXED | Roof
SRP14513 | ENPHASE ENERGY | M200-32-240-S02 | 215 | 33 |  |  | 0.96 | Solar Inverter |  | Inside
SRP14514 | CHANGZHOU TRINA SOLAR ENERGY CO | TSM-185D | 240 | 33 | 194 | 25 |  | Solar | FIXED | Roof
SRP14514 | ENPHASE ENERGY | M200-32-240-S02 | 215 | 33 |  |  | 0.96 | Solar Inverter |  | Inside
SRP14515 | CHANGZHOU TRINA SOLAR ENERGY CO | TSM-185D | 240 | 46 | 196 | 33 |  | Solar | FIXED | Roof
SRP14515 | ENPHASE ENERGY | M175-24-208-S | 215 | 46 |  |  | 0.96 | Solar Inverter |  | Inside
SRP14516 | YINGLI ENERGY (CHINA) | YL240P-29B | 240 | 29 | 100 | 24 |  | Solar | FIXED | Roof
SRP14516 | POWER-ONE | PVI-6000-OUTD-US (240 V) | 6000 | 1 |  |  | 0.965 | Solar Inverter |  | Inside
SRP14518 | TRINA SOLAR | TSM-240PD05 | 240 | 25 | 200 | 22 |  | Solar | FIXED | Roof
SRP14518 | POWER-ONE | PVI-5000-OUTD-US (240 V) | 5000 | 1 |  |  | 0.965 | Solar Inverter |  | Inside
SRP14520 | TRINA SOLAR | TSM-240PD05.10 | 240 | 36 | 159 | 18 |  | Solar | FIXED | Roof
SRP14520 | POWER-ONE | PVI-4.2-OUTD-S-US (240 V) | 4200 | 1 |  |  | 0.96 | Solar Inverter |  | Inside
SRP14520 | POWER-ONE | PVI-4.2-OUTD-S-US (240 V) | 4200 | 1 |  |  | 0.96 | Solar Inverter |  | Inside
SRP14521 | YINGLI ENERGY (CHINA) | YL240P-32B | 240 | 30 | 194 | 32 |  | Solar | FIXED | Roof
SRP14521 | POWER-ONE | PVI-6000-OUTD-US (240 V) | 6000 | 1 |  |  | 0.965 | Solar Inverter |  | OUTDOOR
SRP14522 | KYOCERA SOLAR | KD220GX-LFBS | 220 | 36 | 235 | 30 |  | Solar | FIXED | Roof
SRP14522 | SMA AMERICA | SB7000US (240V) | 7000 | 1 |  |  | 0.96 | Solar Inverter |  | Inside
SRP14524 | TRINA SOLAR | TSM-240PA05 | 240 | 12 | 221 | 7 |  | Solar | FIXED | Roof
SRP14524 | TRINA SOLAR | TSM-240PA05 | 240 | 28 | 221 | 16 |  | Solar | FIXED | Roof
SRP14524 | POWER-ONE | PVI-3000-I-OUTD-US-F (240V) | 3000 | 1 |  |  | 0.96 | Solar Inverter |  | Inside
SRP14524 | POWER-ONE | PVI-6000-OUTD-US (240 V) | 6000 | 1 |  |  | 0.965 | Solar Inverter |  | Inside
SRP14525 | YINGLI ENERGY (CHINA) | YL240P-29B | 240 | 26 | 168 | 22 |  | Solar | FIXED | Roof
SRP14525 | SMA AMERICA | SB5000US (240V) | 5000 | 1 |  |  | 0.955 | Solar Inverter |  | OUTDOOR
SRP14530 | SUZHOU SHENGLONG PV-TECH | SLSM-225P | 225 | 39 | 268 | 22 |  | Solar | FIXED | Roof
SRP14530 | SMA AMERICA | SB8000TL-US (208V) | 8000 | 1 |  |  | 0.97 | Solar Inverter |  | OUTDOOR
SRP14532 | SUZHOU SHENGLONG PV-TECH | SLSM-185D | 185 | 44 | 246 | 27 |  | Solar | FIXED | Roof
SRP14532 | SMA AMERICA | SB8000TL-US-12 (240V) | 8000 | 1 |  |  | 0.97 | Solar Inverter |  | OUTDOOR
SRP14533 | SUZHOU SHENGLONG PV-TECH | SLSM-225P | 225 | 48 | 164 | 27 |  | Solar | FIXED | Roof
SRP14533 | SMA AMERICA | SB5000US (208V) | 5000 | 1 |  |  | 0.97 | Solar Inverter |  | OUTDOOR
SRP14533 | SMA AMERICA | SB5000US (208V) | 5000 | 1 |  |  | 0.97 | Solar Inverter |  | Outside
SRP14534 | SHANGHAI SOLAR ENERGY S&T | S-125D | 225 | 36 | 266 | 22 |  | Solar | FIXED | Roof
SRP14534 | SMA AMERICA | SB7000TL-US (208V) | 7000 | 1 |  |  | 0.97 | Solar Inverter |  | OUTDOOR
SRP14536 | SUNTECH POWER | STP210S-18/UB-1 | 250 | 23 | 190 | 35 |  | Solar | FIXED | Roof
SRP14536 | SUNTECH POWER | STP210S-18/UB-1 | 250 | 9 | 100 | 38 |  | Solar | FIXED | Roof
SRP14536 | PV POWERED | PVP2500 | 2500 | 1 |  |  | 0.945 | Solar Inverter |  | OUTDOOR
SRP14536 | PV POWERED | PVP2500 | 2500 | 1 |  |  | 0.945 | Solar Inverter |  | OUTDOOR
SRP14536 | PV POWERED | PVP2500 | 2500 | 1 |  |  | 0.945 | Solar Inverter |  | OUTDOOR
SRP14537 | SUNTECH POWER | STP210S-18/UB-1 | 250 | 26 | 183.2 | 20 |  | Solar | FIXED | Roof
SRP14537 | SMA AMERICA | SB6000US (240V) | 6000 | 1 |  |  | 0.97 | Solar Inverter |  | OUTDOOR
SRP14538 | TRINA SOLAR | TSM-240PA05 | 240 | 6 | 65 | 18 |  | Solar | FIXED | Roof
SRP14538 | TRINA SOLAR | TSM-240PA05 | 240 | 11 | 155 | 18 |  | Solar | FIXED | Roof
SRP14538 | TRINA SOLAR | TSM-240PA05 | 240 | 32 | 245 | 18 |  | Solar | FIXED | Roof
SRP14538 | POWER-ONE | PVI-5000-OUTD-US (240 V) | 5000 | 1 |  |  | 0.965 | Solar Inverter |  | OUTDOOR
SRP14538 | POWER-ONE | PVI-5000-OUTD-US (240 V) | 5000 | 1 |  |  | 0.965 | Solar Inverter |  | OUTDOOR
SRP14539 | TRINA SOLAR | TSM-240DA05 | 240 | 12 | 35 | 20 |  | Solar | FIXED | Roof
SRP14539 | TRINA SOLAR | TSM-240DA05 | 240 | 12 | 125 | 20 |  | Solar | FIXED | Roof
SRP14539 | TRINA SOLAR | TSM-240PD05 | 240 | 11 | 215 | 20 |  | Solar | FIXED | Roof
SRP14539 | SMA AMERICA | SB3000US (240V) | 3000 | 1 |  |  | 0.955 | Solar Inverter |  | Inside
SRP14539 | SMA AMERICA | SB5000US-11 (240V) | 5000 | 1 |  |  | 0.965 | Solar Inverter |  | Inside
SRP14541 | YINGLI ENERGY (CHINA) | YL240P-29B | 240 | 16 | 62 | 32 |  | Solar | FIXED | Roof
SRP14541 | YINGLI ENERGY (CHINA) | YL240P-29B | 240 | 21 | 242 | 32 |  | Solar | FIXED | Roof
SRP14541 | YINGLI ENERGY (CHINA) | YL240P-29B | 240 | 28 | 155 | 45 |  | Solar | FIXED | Roof
SRP14541 | POWER-ONE | PVI-3.0-OUTD-S-US (240 V) | 3000 | 1 |  |  | 0.96 | Solar Inverter |  | Inside
SRP14541 | POWER-ONE | PVI-5000-OUTD-US (240 V) | 5000 | 1 |  |  | 0.96 | Solar Inverter |  | Inside
SRP14541 | POWER-ONE | PVI-6000-OUTD-US (240 V) | 6000 | 1 |  |  | 0.965 | Solar Inverter |  | Inside
SRP14542 | BAODING YINGLI NEW ENERGY RESOURCES CO | YL175(156) | 235 | 22 | 194 | 35 |  | Solar | FIXED | Roof
SRP14542 | SMA AMERICA | SB5000US (240V) | 5000 | 1 |  |  | 0.96 | Solar Inverter |  | OUTDOOR
SRP14543 | SUNPOWER | SPR-327NE-WHT-D | 327 | 28 | 135 | 26 |  | Solar | FIXED | Roof
SRP14543 | SUNPOWER | SPR-10001F-240 | 10000 | 1 |  |  | 0.965 | Solar Inverter |  | INDOOR
SRP14544 | SUNPOWER | SPR-335NX-BLK-D | 335 | 25 | 213 | 28 |  | Solar | FIXED | Roof
SRP14544 | SUNPOWER | SPR-335NX-BLK-D | 335 | 5 | 123 | 33 |  | Solar | FIXED | Roof
SRP14544 | SUNPOWER | SPR-335NX-BLK-D | 335 | 7 | 123 | 34 |  | Solar | FIXED | Roof
SRP14544 | POWER-ONE | PVI-3.0-OUTD-S-US (208 V) | 3000 | 1 |  |  | 0.96 | Solar Inverter |  | OUTDOOR
SRP14544 | POWER-ONE | PVI-4.2-OUTD-S-US (208 V) | 4200 | 2 |  |  | 0.97 | Solar Inverter |  | OUTDOOR
SRP14545 | SUNPOWER | SPR-245NE-WHT-D | 245 | 19 | 113 | 30 |  | Solar | FIXED | Roof
SRP14545 | SUNPOWER CORP (ORIGINAL MFRSMA) | SPR-4000M (240V) | 4200 | 1 |  |  | 0.97 | Solar Inverter |  | OUTDOOR
SRP14546 | SHARP | ND-240QCJ | 240 | 72 | 195 | 30 |  | Solar | FIXED | Roof
SRP14546 | SMA AMERICA | SB5000US (240V) | 5000 | 3 |  |  | 0.955 | Solar Inverter |  | INDOOR
SRP14547 | BAODING YINGLI NEW ENERGY RESOURCES CO | 110(17)P1447X663 | 240 | 20 | 97 | 33 |  | Solar | FIXED | Roof
SRP14547 | SMA AMERICA | SB4000US (240V) | 4000 | 1 |  |  | 0.96 | Solar Inverter |  | Inside
SRP14548 | TRINA SOLAR | TSM-240PA05.08 | 240 | 14 | 230 | 20 |  | Solar | FIXED | Roof
SRP14548 | TRINA SOLAR | TSM-240PA05.08 | 240 | 6 | 230 | 39 |  | Solar | FIXED | Roof
SRP14548 | POWER-ONE | PVI-5000-OUTD-US (240 V) | 5000 | 1 |  |  | 0.965 | Solar Inverter |  | Inside
SRP14550 | TRINA SOLAR | TSM-240PA05 | 240 | 6 | 157 | 18 |  | Solar | FIXED | Roof
SRP14550 | TRINA SOLAR | TSM-240PA05 | 240 | 20 | 157 | 25 |  | Solar | FIXED | Roof
SRP14550 | POWER-ONE | PVI-3.0-OUTD-S-US (208 V) | 3000 | 1 |  |  | 0.965 | Solar Inverter |  | Outside
SRP14550 | POWER-ONE | PVI-4.2-OUTD-S-US (240 V) | 4200 | 1 |  |  | 0.965 | Solar Inverter |  | Outside
SRP14551 | YINGLI ENERGY (CHINA) | YL245P-29B | 245 | 3 | 290 | 21 |  | Solar | FIXED | Roof
SRP14551 | YINGLI ENERGY (CHINA) | YL245P-29B | 245 | 6 | 200 | 23 |  | Solar | FIXED | Roof
SRP14551 | YINGLI ENERGY (CHINA) | YL245P-29B | 245 | 16 | 200 | 29 |  | Solar | FIXED | Roof
SRP14551 | SOLAREDGE TECHNOLOGIES | SE6000 (240V) W/ -ER-US OR A-US | 6000 | 1 |  |  | 0.975 | Solar Inverter |  | Inside
SRP14552 | YINGLI ENERGY (CHINA) | YL240P-29B | 240 | 24 | 208 | 25 |  | Solar | FIXED | Roof
SRP14552 | SMA AMERICA | SB5000US | 5000 | 1 |  |  | 0.955 | Solar Inverter |  | INDOOR
SRP14554 | CHANGZHOU TRINA SOLAR ENERGY CO | TSM-185D | 235 | 30 | 129.3 | 24 |  | Solar | FIXED | Roof
SRP14554 | SMA AMERICA | SB7000US (240V) | 7000 | 1 |  |  | 0.97 | Solar Inverter |  | INDOOR
SRP14557 | CANADIAN SOLAR | CS6P-245MX | 245 | 9 | 104 | 38 |  | Solar | FIXED | Roof
SRP14557 | CANADIAN SOLAR | CS6P-245PX | 245 | 10 | 194 | 46 |  | Solar | FIXED | Roof
SRP14557 | ENPHASE ENERGY | M175-24-208-S | 215 | 19 |  |  | 0.96 | Solar Inverter |  | OUTDOOR
SRP14558 | CANADIAN SOLAR | CS6P-230 | 235 | 12 | 216 | 20 |  | Solar | FIXED | Roof
SRP14558 | CANADIAN SOLAR | CS6P-230 | 235 | 8 | 126 | 21 |  | Solar | FIXED | Roof
SRP14558 | CANADIAN SOLAR | CS6P-230 | 235 | 2 | 216 | 21 |  | Solar | FIXED | Roof
SRP14558 | ENPHASE ENERGY | M175-24-208-S | 215 | 12 |  |  | 0.96 | Solar Inverter |  | OUTDOOR
SRP14558 | ENPHASE ENERGY | M200-32-240-S02 | 215 | 10 |  |  | 0.96 | Solar Inverter |  | Outside
SRP14559 | CANADIAN SOLAR | CS6P-235PX | 235 | 8 | 38 | 9 |  | Solar | FIXED | Roof
SRP14559 | CANADIAN SOLAR | CS6P-235PX | 235 | 7 | 219 | 35 |  | Solar | FIXED | Roof
SRP14559 | ENPHASE ENERGY | M215-60-2LL-S2X | 215 | 15 |  |  | 0.96 | Solar Inverter |  | OUTDOOR
SRP14562 | SUZHOU SHENGLONG PV-TECH | SLSM-185D | 185 | 40 | 131 | 27 |  | Solar | FIXED | Roof
SRP14562 | SMA AMERICA | SB7000US-12 (240V) | 7000 | 1 |  |  | 0.97 | Solar Inverter |  | OUTDOOR
SRP14565 | SUZHOU SHENGLONG PV-TECH | SLSM-185D | 185 | 40 | 246 | 27 |  | Solar | FIXED | Roof
SRP14565 | SMA AMERICA | SB7000TL-US (208V) | 7000 | 1 |  |  | 0.97 | Solar Inverter |  | OUTDOOR
SRP14566 | SHELL SOLAR INDUSTRIES | SHELL POWERMAX ULTRA 145-PC | 185 | 40 | 131 | 27 |  | Solar | FIXED | Roof
SRP14566 | SMA AMERICA | SB7000TL-US (208V) | 7000 | 1 |  |  | 0.97 | Solar Inverter |  | OUTDOOR
SRP14568 | SUZHOU SHENGLONG PV-TECH | SLSM-185D | 185 | 40 | 244 | 27 |  | Solar | FIXED | Roof
SRP14568 | SMA AMERICA | SB7000TL-US (208V) | 7000 | 1 |  |  | 0.97 | Solar Inverter |  | OUTDOOR
SRP14569 | CANADIAN SOLAR | CS6P-235PX | 235 | 17 | 149 | 27 |  | Solar | FIXED | Roof
SRP14569 | CANADIAN SOLAR | CS6P-235PX | 235 | 8 | 239 | 34 |  | Solar | FIXED | Roof
SRP14569 | ENPHASE ENERGY | M215-60-2LL-S2X | 215 | 27 |  |  | 0.96 | Solar Inverter |  | OUTDOOR
SRP14570 | SUZHOU SHENGLONG PV-TECH | SLSM-185D | 185 | 36 | 159 | 27 |  | Solar | FIXED | Roof
SRP14570 | SUZHOU SHENGLONG PV-TECH | SLSM-185D | 185 | 40 | 249 | 27 |  | Solar | FIXED | Roof
SRP14570 | SMA AMERICA | SB6000TL-US (208V) | 6000 | 1 |  |  | 0.97 | Solar Inverter |  | OUTDOOR
SRP14570 | SMA AMERICA | SB7000TL-US (208V) | 7000 | 1 |  |  | 0.97 | Solar Inverter |  | OUTDOOR
SRP14571 | CANADIAN SOLAR | CS6P-230 | 235 | 10 | 214 | 35 |  | Solar | FIXED | Roof
SRP14571 | ENPHASE ENERGY | M175-24-208-S | 215 | 10 |  |  | 0.96 | Solar Inverter |  | OUTDOOR
SRP14572 | CANADIAN SOLAR | CS6P-230 | 235 | 11 | 84 | 18 |  | Solar | FIXED | Roof
SRP14572 | CANADIAN SOLAR | CS6P-230 | 235 | 4 | 174 | 18 |  | Solar | FIXED | Roof
SRP14572 | CANADIAN SOLAR | CS6P-230 | 235 | 27 | 264 | 18 |  | Solar | FIXED | Roof
SRP14572 | ENPHASE ENERGY | M175-24-208-S | 215 | 11 |  |  | 0.96 | Solar Inverter |  | OUTDOOR
SRP14572 | ENPHASE ENERGY | M175-24-208-S | 215 | 14 |  |  | 0.96 | Solar Inverter |  | OUTDOOR
SRP14572 | ENPHASE ENERGY | M175-24-208-S | 215 | 17 |  |  | 0.96 | Solar Inverter |  | OUTDOOR
SRP14573 | SOLARTECH POWER | SPM230P | 230 | 918 | 196 | 10 |  | Solar | FIXED | Roof
SRP14573 | DIRECT GRID TECHNOLOGIES | DGM-S460 | 460 | 459 |  |  | 0.93 | Solar Inverter |  | OUTDOOR
SRP14574 | SHARP | ND-U230C1 | 235 | 28 | 75 | 24 |  | Solar | FIXED | Roof
SRP14574 | SHARP | ND-U230C1 | 235 | 44 | 255 | 24 |  | Solar | FIXED | Roof
SRP14574 | SMA AMERICA | SB5000US (240V) | 5000 | 2 |  |  | 0.968 | Solar Inverter |  | OUTDOOR
SRP14574 | SMA AMERICA | SB6000U (240V) | 6000 | 1 |  |  | 0.998 | Solar Inverter |  | OUTDOOR
SRP14575 | SUNPOWER | SPR-327NE-WHT-D | 327 | 16 | 198 | 19 |  | Solar | FIXED | Roof
SRP14575 | SUNPOWER CORP (ORIGINAL MFRSMA) | SPR-5000M (240V) | 5000 | 1 |  |  | 0.965 | Solar Inverter |  | OUTDOOR
SRP14576 | SUNPOWER | SPR-315E-WHT-U | 225 | 34 | 170 | 30 |  | Solar | FIXED | Roof
SRP14576 | SUNPOWER CORP (ORIGINAL MFR - PV POWERED LLC) | SPR-2500 | 235 | 34 |  |  | 0.955 | Solar Inverter |  | OTHER
SRP14579 | REC SCANMODULE | SCM230 | 245 | 14 | 195 | 23 |  | Solar | FIXED | Roof
SRP14579 | REC SCANMODULE | SCM230 | 245 | 30 | 195 | 23 |  | Solar | FIXED | Roof
SRP14579 | SMA AMERICA | SB5000US (240V) | 5000 | 2 |  |  | 0.97 | Solar Inverter |  | Inside
SRP14580 | SOLARWORLD | SW255 MONO | 255 | 25 | 205 | 21 |  | Solar | FIXED | Roof
SRP14580 | ENPHASE ENERGY | M215-60-2LL-S2X | 215 | 25 |  |  | 0.95 | Solar Inverter |  | OUTDOOR
SRP14583 | SUNTECH POWER | STP210S-18/UB-1 | 250 | 38 | 216 | 32 |  | Solar | FIXED | Roof
SRP14583 | PV POWERED | PVP3000 | 3000 | 1 |  |  | 0.935 | Solar Inverter |  | Inside
SRP14583 | PV POWERED | PVP4800 | 4800 | 1 |  |  | 0.96 | Solar Inverter |  | Inside
SRP14584 | SUNTECH POWER | STP210S-18/UB-1 | 295 | 2710 | 220 | 10 |  | Solar | FIXED | Roof
SRP14584 | PV POWERED | PVP100KW-208 | 260000 | 3 |  |  | 0.977 | Solar Inverter |  | INDOOR
SRP14585 | LG ELECTRONICS SOLAR CELL DIVISION | LG260S1C-G2 | 260 | 21 | 132 | 40 |  | Solar | FIXED | Roof
SRP14585 | ENPHASE ENERGY | M215-60-2LL-S2X | 215 | 21 |  |  | 0.963 | Solar Inverter |  | OUTDOOR
SRP14586 | MATRIX SOLAR/PHOTOWATT | PW1000-100 | 255 | 7 | 166 | 20 |  | Solar | FIXED | Roof
SRP14586 | MATRIX SOLAR/PHOTOWATT | PW1000-100 | 255 | 18 | 166 | 20 |  | Solar | FIXED | Roof
SRP14586 | MATRIX SOLAR/PHOTOWATT | PW1000-100 | 255 | 20 | 166 | 20 |  | Solar | FIXED | Roof
SRP14586 | SUNPOWER CORP (ORIGINAL MFRSMA) | SPR-4000M (240V) | 4200 | 1 |  |  | 0.97 | Solar Inverter |  | OUTDOOR
SRP14586 | SUNPOWER CORP (ORIGINAL MFRSMA) | SPR-5000M (240V) | 5000 | 1 |  |  | 0.97 | Solar Inverter |  | OUTDOOR
SRP14587 | SUNTECH POWER | STP280-24/VB-1 | 280 | 550 | 220 | 10 |  | Solar | FIXED | Roof
SRP14587 | PV POWERED | PVP100KW-208 | 75000 | 2 |  |  | 0.96 | Solar Inverter |  | INDOOR
SRP14588 | REC SOLAR | REC245PE (BLK) | 245 | 20 | 99 | 10 |  | Solar | FIXED | Roof
SRP14588 | SMA AMERICA | SB4000US (240V) | 4000 | 1 |  |  | 0.96 | Solar Inverter |  | Outside
SRP14589 | CHANGZHOU TRINA SOLAR ENERGY CO | TSM-185D | 240 | 34 | 125 | 20 |  | Solar | FIXED | Roof
SRP14589 | ENPHASE ENERGY | M200-32-240-S02 | 215 | 34 |  |  | 0.963 | Solar Inverter |  | Outside
SRP14591 | SUNPOWER | SPR-327NE-WHT-D | 327 | 32 | 228 | 30 |  | Solar | FIXED | Roof
SRP14591 | SUNPOWER CORP (ORIGINAL MFRSMA) | SPR-7000M (240V) | 10000 | 1 |  |  | 0.96 | Solar Inverter |  | INDOOR
SRP14592 | KYOCERA SOLAR | KD215GX-LPU | 215 | 32 | 84 | 24 |  | Solar | FIXED | Roof
SRP14592 | KYOCERA SOLAR | KD215GX-LPU | 215 | 56 | 262 | 24 |  | Solar | FIXED | Roof
SRP14592 | SMA AMERICA | SB6000U (240V) | 6000 | 2 |  |  | 0.968 | Solar Inverter |  | Outside
SRP14592 | SMA AMERICA | SB6000US (240V) | 6000 | 1 |  |  | 0.968 | Solar Inverter |  | Outside
SRP14593 | SUNTECH POWER | STP295-24/VD | 295 | 850 | 220 | 10 |  | Solar | FIXED | Roof
SRP14593 | PV POWERED | PVP75KW-480 | 75000 | 3 |  |  | 0.96 | Solar Inverter |  | INDOOR
SRP14594 | SUNTECH POWER | STP210S-18/UB-1 | 250 | 32 | 198.7 | 30 |  | Solar | FIXED | Roof
SRP14594 | PV POWERED | PVP3500 | 3500 | 2 |  |  | 0.955 | Solar Inverter |  | INDOOR
SRP14595 | SUNTECH POWER | STP210S-18/UB-1 | 280 | 440 | 171 | 10 |  | Solar | FIXED | Roof
SRP14595 | PV POWERED | PVP30KW-LV-480 | 35000 | 1 |  |  | 0.97 | Solar Inverter |  | INDOOR
SRP14595 | PV POWERED | PVP75KW-208 | 75000 | 1 |  |  | 0.96 | Solar Inverter |  | INDOOR
SRP14596 | SUNTECH POWER | STP210S-18/UB-1 | 250 | 22 | 181.9 | 30 |  | Solar | FIXED | Roof
SRP14596 | PV POWERED | PVP4800 | 4800 | 1 |  |  | 0.96 | Solar Inverter |  | OUTDOOR
SRP14597 | SUNTECH POWER | STP210S-18/UB-1 | 250 | 31 | 177 | 30 |  | Solar | FIXED | Roof
SRP14597 | PV POWERED | PVP2500 | 2500 | 1 |  |  | 0.945 | Solar Inverter |  | Inside
SRP14597 | PV POWERED | PVP4800 | 4800 | 1 |  |  | 0.96 | Solar Inverter |  | Inside
SRP14599 | TRINA SOLAR | TSM-250PA05 | 250 | 14 | 91 | 32 |  | Solar | FIXED | Roof
SRP14599 | SMA AMERICA | SB4000US (240V) | 4000 | 1 |  |  | 0.96 | Solar Inverter |  | OUTDOOR
SRP14601 | SOLARWORLD | SW185MONO | 245 | 11 | 225 | 21 |  | Solar | FIXED | Roof
SRP14601 | SMA AMERICA | SB3300U | 3000 | 1 |  |  | 0.95 | Solar Inverter |  | OUTDOOR
SRP14602 | MATRIX SOLAR/PHOTOWATT | PW1250-115 | 240 | 22 | 225 | 25 |  | Solar | FIXED | Roof
SRP14602 | FRONIUS USA | IG 5100 | 5100 | 1 |  |  | 0.95 | Solar Inverter |  | INDOOR
SRP14605 | SUNTECH POWER | STP210S-18/UB-1 | 250 | 34 | 228.5 | 25 |  | Solar | FIXED | Roof
SRP14605 | PV POWERED | PVP2500 | 2500 | 1 |  |  | 0.945 | Solar Inverter |  | INDOOR
SRP14605 | PV POWERED | PVP4800 | 4800 | 1 |  |  | 0.96 | Solar Inverter |  | INDOOR
SRP14606 | CHANGZHOU TRINA SOLAR ENERGY CO | TSM-185D | 250 | 24 | 134 | 22 |  | Solar | FIXED | Roof
SRP14606 | SMA AMERICA | SB5000US (240V) | 5000 | 1 |  |  | 0.96 | Solar Inverter |  | OUTDOOR
SRP14607 | CANADIAN SOLAR | CS6P-245M | 245 | 26 | 173 | 25 |  | Solar | FIXED | Roof
SRP14607 | SMA AMERICA | SB6000US (240V) | 6000 | 1 |  |  | 0.968 | Solar Inverter |  | OUTDOOR
SRP14608 | REC SOLAR | REC245PE-US (BLK) | 245 | 26 | 162 | 22 |  | Solar | FIXED | Roof
SRP14608 | ENPHASE ENERGY | M215-60-2LL-S2X | 215 | 26 |  |  | 0.96 | Solar Inverter |  | OUTDOOR
SRP14609 | CANADIAN SOLAR | CS6P-230 | 235 | 6 | 215 | 23 |  | Solar | FIXED | Roof
SRP14609 | CANADIAN SOLAR | CS6P-230 | 235 | 13 | 215 | 24 |  | Solar | FIXED | Roof
SRP14609 | ENPHASE ENERGY | M175-24-208-S | 215 | 19 |  |  | 0.96 | Solar Inverter |  | OUTDOOR
SRP14610 | SUNIVA | MVP240-60-5-401 | 240 | 322 | 183 | 24 |  | Solar | FIXED | Ground
SRP14610 | SATCON TECHNOLOGY | PVS-75 (240 V) | 75000 | 1 |  |  | 0.96 | Solar Inverter |  | OUTDOOR
SRP14611 | TRINA SOLAR | TSM-250PA05 | 250 | 17 | 150 | 24 |  | Solar | FIXED | Roof
SRP14611 | POWER-ONE | PVI-3.6-OUTD-S-US (240 V) | 3600 | 1 |  |  | 0.96 | Solar Inverter |  | Inside
SRP14612 | SUNPOWER | SPR-327NE-WHT-D | 327 | 28 | 143 | 24 |  | Solar | FIXED | Roof
SRP14612 | SUNPOWER CORP (ORIGINAL MFRSMA) | SPR-7000M (277V) | 8000 | 1 |  |  | 0.96 | Solar Inverter |  | OUTDOOR
SRP14613 | SUNTECH POWER | STP210-18/UB-1 | 250 | 20 | 109.6 | 30 |  | Solar | FIXED | Roof
SRP14613 | SUNTECH POWER | STP210-18/UB-1 | 250 | 14 | 109.6 | 40 |  | Solar | FIXED | Roof
SRP14613 | PV POWERED | PVP3000 | 3000 | 1 |  |  | 0.935 | Solar Inverter |  | INDOOR
SRP14613 | PV POWERED | PVP4800 | 4800 | 1 |  |  | 0.96 | Solar Inverter |  | INDOOR
SRP14614 | CANADIAN SOLAR | CS5P-240P | 240 | 2702 | 180 | 4 |  | Solar | FIXED | Roof
SRP14614 | SATCON TECHNOLOGY | PVS-250 (208 V) | 250000 | 1 |  |  | 0.96 | Solar Inverter |  | OUTDOOR
SRP14614 | SATCON TECHNOLOGY | PVS-375 (480 V) | 375000 | 1 |  |  | 0.96 | Solar Inverter |  | OUTDOOR
SRP14615 | SUNIVA | OPT250-60-4-100 | 250 | 12 | 105 | 26 |  | Solar | FIXED | Roof
SRP14615 | SUNIVA | OPT250-60-4-100 | 250 | 60 | 195 | 26 |  | Solar | FIXED | Roof
SRP14615 | SMA AMERICA | SB8000TL-US (208V) | 8000 | 2 |  |  | 0.965 | Solar Inverter |  | INDOOR
SRP14616 | TRINA SOLAR | TSM-245PA05.05 | 245 | 21 | 148 | 20 |  | Solar | FIXED | Roof
SRP14616 | ENPHASE ENERGY | M215-60-2LL-S2X | 215 | 21 |  |  | 0.96 | Solar Inverter |  | Inside
SRP14618 | TRINA SOLAR | TSM-240PA05.10 | 240 | 49 | 178 | 26 |  | Solar | FIXED | Roof
SRP14618 | ENPHASE ENERGY | M215-60-2LL-S2X | 215 | 49 |  |  | 0.96 | Solar Inverter |  | INDOOR
SRP14619 | CANADIAN SOLAR | CS6P-245M | 245 | 3626 | 207 | 5 |  | Solar | FIXED | Roof
SRP14619 | SATCON TECHNOLOGY | PVS-375 (480 V) | 375000 | 1 |  |  | 0.96 | Solar Inverter |  | OUTDOOR
SRP14619 | SATCON TECHNOLOGY | PVS-500 (480 V) | 500000 | 1 |  |  | 0.96 | Solar Inverter |  | OUTDOOR
SRP14620 | CANADIAN SOLAR | CS6P-230 | 230 | 33 | 233 | 20 |  | Solar | FIXED | Roof
SRP14620 | SMA AMERICA | SB7000US (240V) | 7000 | 1 |  |  | 0.97 | Solar Inverter |  | OUTDOOR
SRP14622 | SUNTECH POWER | STP210S-18/UB-1 | 250 | 22 | 198 | 20 |  | Solar | FIXED | Roof
SRP14622 | PV POWERED | PVP4800 | 4800 | 1 |  |  | 0.96 | Solar Inverter |  | INDOOR
SRP14624 | CANADIAN SOLAR | CS6P-240P | 240 | 1988 | 203 | 5 |  | Solar | FIXED | Roof
SRP14624 | SATCON TECHNOLOGY | PVS-500 (480 V) | 500000 | 1 |  |  | 0.96 | Solar Inverter |  | OUTDOOR
SRP14625 | CANADIAN SOLAR | CS6X-290M | 290 | 110 | 180 | 25 |  | Solar | FIXED | Ground
SRP14625 | CANADIAN SOLAR | CS6X-295M | 295 | 209 | 180 | 25 |  | Solar | FIXED | Ground
SRP14625 | SOLECTRIA RENEWABLES | PVI95KW-480 | 95000 | 1 |  |  | 0.96 | Solar Inverter |  | OUTDOOR
SRP14626 | CHANGZHOU TRINA SOLAR ENERGY CO | TSM-185D | 240 | 34 | 238 | 18 |  | Solar | FIXED | Roof
SRP14626 | ENPHASE ENERGY | M175-24-208-S | 215 | 34 |  |  | 0.96 | Solar Inverter |  | INDOOR
SRP14627 | TRINA SOLAR | TSM-240PA05.10 | 240 | 12 | 90 | 29 |  | Solar | FIXED | Pole
SRP14627 | TRINA SOLAR | TSM-245PA05.10 | 240 | 26 | 270 | 29 |  | Solar | FIXED | Roof
SRP14627 | TRINA SOLAR | TSM-245PA05.10 | 240 | 8 | 180 | 37 |  | Solar | FIXED | Roof
SRP14627 | ENPHASE ENERGY | M215-60-2LL-S2X | 215 | 46 |  |  | 0.96 | Solar Inverter |  | Outside
SRP14628 | CHANGZHOU TRINA SOLAR ENERGY CO | TSM-185D | 240 | 35 | 213 | 17 |  | Solar | FIXED | Roof
SRP14628 | ENPHASE ENERGY | M175-24-208-S | 215 | 35 |  |  | 0.96 | Solar Inverter |  | Inside
SRP14630 | SUNTECH POWER | STP21018 | 210 | 39 | 189.5 | 30 |  | Solar | FIXED | Roof
SRP14630 | SMA AMERICA | SB7000US (240V) | 7000 | 1 |  |  | 0.97 | Solar Inverter |  | Inside
SRP14632 | HYUNDAI HEAVY INDUSTRIES | HIS-M245MG | 245 | 28 | 113 | 21 |  | Solar | FIXED | Roof
SRP14632 | HYUNDAI HEAVY INDUSTRIES | HIS-M245MG | 245 | 8 | 203 | 21 |  | Solar | FIXED | Roof
SRP14632 | POWER-ONE | PVI-3.6-OUTD-S-US (240 V) | 3600 | 2 |  |  | 0.96 | Solar Inverter |  | OUTDOOR
SRP14633 | TRINA SOLAR | TSM-240DA05 | 240 | 10 | 132 | 34 |  | Solar | FIXED | Roof
SRP14633 | SMA AMERICA | SB3000US (240V) | 3000 | 1 |  |  | 0.96 | Solar Inverter |  | OUTDOOR
SRP14634 | REC SOLAR | REC245PE (BLK) | 245 | 26 | 190 | 18 |  | Solar | FIXED | Roof
SRP14634 | SMA AMERICA |  | 6000 | 1 |  |  | 0.955 | Solar Inverter |  | INDOOR
SRP14635 | SUNPOWER | SPR-315E-WHT-U | 327 | 8 | 238 | 14 |  | Solar | FIXED | Roof
SRP14635 | SUNPOWER | SPR-315E-WHT-U | 327 | 8 | 238 | 22 |  | Solar | FIXED | Roof
SRP14635 | SUNPOWER | SPR-315E-WHT-U | 327 | 16 | 238 | 22 |  | Solar | FIXED | Roof
SRP14635 | SUNPOWER CORP (ORIGINAL MFR - PV POWERED LLC) | SPR-2500 | 9995 | 1 |  |  | 0.96 | Solar Inverter |  | INDOOR
SRP14636 | CANADIAN SOLAR | CS6P-230 | 235 | 5 | 278 | 16 |  | Solar | FIXED | Roof
SRP14636 | CANADIAN SOLAR | CS6P-230 | 235 | 14 | 278 | 16 |  | Solar | FIXED | Roof
SRP14636 | CANADIAN SOLAR | CS6P-230 | 235 | 14 | 278 | 16 |  | Solar | FIXED | Roof
SRP14636 | ENPHASE ENERGY | M175-24-208-S | 215 | 5 |  |  | 0.96 | Solar Inverter |  | OUTDOOR
SRP14636 | ENPHASE ENERGY | M175-24-208-S | 215 | 28 |  |  | 0.96 | Solar Inverter |  | OUTDOOR
SRP14637 | CANADIAN SOLAR | CS6P-230 | 235 | 9 | 110 | 11 |  | Solar | FIXED | Roof
SRP14637 | CANADIAN SOLAR | CS6P-230 | 235 | 14 | 289 | 19 |  | Solar | FIXED | Roof
SRP14637 | ENPHASE ENERGY | M175-24-208-S | 215 | 9 |  |  | 0.96 | Solar Inverter |  | OUTDOOR
SRP14637 | ENPHASE ENERGY | M175-24-208-S | 215 | 14 |  |  | 0.96 | Solar Inverter |  | OUTDOOR
SRP14638 | SUNPOWER | SPR-327NE-WHT-D | 327 | 21 | 154 | 37 |  | Solar | FIXED | Roof
SRP14638 | SUNPOWER CORP (ORIGINAL MFRSMA) | SPR-6000M (208V) | 6000 | 1 |  |  | 0.965 | Solar Inverter |  | Inside
SRP14640 | CANADIAN SOLAR | CS6P-245MX | 245 | 22 | 234 | 20 |  | Solar | FIXED | Roof
SRP14640 | ENPHASE ENERGY | M215-60-2LL-S2X-NA | 215 | 22 |  |  | 0.96 | Solar Inverter |  | OUTDOOR
SRP14641 | CANADIAN SOLAR | CS6P-235PX | 235 | 10 | 114 | 23 |  | Solar | FIXED | Roof
SRP14641 | ENPHASE ENERGY | M215-60-2LL-S2X | 215 | 10 |  |  | 0.96 | Solar Inverter |  | OUTDOOR
SRP14643 | CANADIAN SOLAR | CS6P-230 | 235 | 9 | 124 | 16 |  | Solar | FIXED | Roof
SRP14643 | CANADIAN SOLAR | CS6P-230 | 235 | 11 | 124 | 16 |  | Solar | FIXED | Roof
SRP14643 | CANADIAN SOLAR | CS6P-230 | 235 | 6 | 304 | 16 |  | Solar | FIXED | Roof
SRP14643 | CANADIAN SOLAR | CS6P-230 | 235 | 11 | 304 | 16 |  | Solar | FIXED | Roof
SRP14643 | ENPHASE ENERGY | M175-24-208-S | 215 | 15 |  |  | 0.96 | Solar Inverter |  | OUTDOOR
SRP14643 | ENPHASE ENERGY | M175-24-208-S | 215 | 22 |  |  | 0.96 | Solar Inverter |  | OUTDOOR
SRP14645 | CANADIAN SOLAR | CS6P-235PX | 235 | 12 | 267 | 27 |  | Solar | FIXED | Roof
SRP14645 | CANADIAN SOLAR | CS6P-235PX | 235 | 2 | 179 | 40 |  | Solar | FIXED | Roof
SRP14645 | ENPHASE ENERGY | M215-60-2LL-S2X | 215 | 14 |  |  | 0.96 | Solar Inverter |  | OUTDOOR
SRP14646 | CANADIAN SOLAR | CS6P-230 | 235 | 10 | 220 | 20 |  | Solar | FIXED | Roof
SRP14646 | CANADIAN SOLAR | CS6P-230 | 235 | 8 | 220 | 44 |  | Solar | FIXED | Roof
SRP14646 | ENPHASE ENERGY | M175-24-208-S | 215 | 8 |  |  | 0.96 | Solar Inverter |  | OUTDOOR
SRP14646 | ENPHASE ENERGY | M175-24-208-S | 215 | 10 |  |  | 0.96 | Solar Inverter |  | OUTDOOR
SRP14647 | CANADIAN SOLAR | CS6P-235PX | 235 | 6 | 216 | 28 |  | Solar | FIXED | Roof
SRP14647 | CANADIAN SOLAR | CS6P-235PX | 235 | 4 | 216 | 32 |  | Solar | FIXED | Roof
SRP14647 | ENPHASE ENERGY | M215-60-2LL-S2X | 215 | 10 |  |  | 0.96 | Solar Inverter |  | OUTDOOR
SRP14648 | SUNTECH POWER | STP210S-18/UB-1 | 250 | 26 | 185.5 | 32 |  | Solar | FIXED | Roof
SRP14648 | SMA AMERICA | SB6000US (240V) | 6000 | 1 |  |  | 0.97 | Solar Inverter |  | INDOOR
SRP14649 | TRINA SOLAR | TSM-235PA05.05 | 235 | 39 | 149.7 | 25 |  | Solar | FIXED | Roof
SRP14649 | SMA AMERICA | SB8000TL-US (208V) | 8000 | 1 |  |  | 0.965 | Solar Inverter |  | Outside
SRP14650 | SUNTECH POWER | STP210S-18/UB-1 | 250 | 48 | 210.7 | 20 |  | Solar | FIXED | Roof
SRP14650 | PV POWERED | PVP2500 | 2500 | 1 |  |  | 0.945 | Solar Inverter |  | OUTDOOR
SRP14650 | PV POWERED | PVP3000 | 3000 | 1 |  |  | 0.935 | Solar Inverter |  | OUTDOOR
SRP14650 | PV POWERED | PVP4800 | 4800 | 1 |  |  | 0.96 | Solar Inverter |  | OUTDOOR
SRP14651 | MOTECH AMERICAS | IM72C3-295-XXXXXX | 295 | 770 | 174 | 5 |  | Solar | FIXED | Roof
SRP14651 | SOLECTRIA RENEWABLES | PVI95KW-480 | 60000 | 2 |  |  | 0.97 | Solar Inverter |  | Inside
SRP14651 | SOLECTRIA RENEWABLES | PVI95KW-480 | 95000 | 1 |  |  | 0.97 | Solar Inverter |  | Inside
SRP14652 | TRINA SOLAR | TSM-240PD05.10 | 240 | 24 | 167 | 17 |  | Solar | FIXED | Roof
SRP14652 | SMA AMERICA | SB5000US (240V) | 5000 | 1 |  |  | 0.968 | Solar Inverter |  | OUTDOOR
SRP14653 | MOTECH AMERICAS | IM72C3-295-XXXXXX | 295 | 506 | 173 | 5 |  | Solar | FIXED | Roof
SRP14653 | SOLECTRIA RENEWABLES | PVI60KW-480 | 60000 | 1 |  |  | 0.95 | Solar Inverter |  | INDOOR
SRP14653 | SOLECTRIA RENEWABLES | PVI82KW-480 | 82000 | 1 |  |  | 0.95 | Solar Inverter |  | INDOOR
SRP14655 | CANADIAN SOLAR | CS6P-230 | 235 | 28 | 245 | 23 |  | Solar | FIXED | Roof
SRP14655 | CANADIAN SOLAR | CS6P-230 | 235 | 13 | 155 | 26 |  | Solar | FIXED | Roof
SRP14655 | ENPHASE ENERGY | M200-32-208-S01 | 215 | 41 |  |  | 0.963 | Solar Inverter |  | OUTDOOR
SRP14656 | SUNTECH POWER | STP210-18/UB-1 | 250 | 22 | 128.5 | 15 |  | Solar | FIXED | Roof
SRP14656 | SUNTECH POWER | STP210-18/UB-1 | 250 | 22 | 128.5 | 30 |  | Solar | FIXED | Roof
SRP14656 | PV POWERED | PVP4800 | 4800 | 2 |  |  | 0.96 | Solar Inverter |  | Inside
SRP14657 | SHARP | NT-188U1 | 235 | 16 | 181 | 32 |  | Solar | FIXED | Roof
SRP14657 | ENPHASE ENERGY | M200-32-240-S02 | 215 | 16 |  |  | 0.96 | Solar Inverter |  | OUTDOOR
SRP14658 | CANADIAN SOLAR | CS6P-230 | 235 | 5 | 255 | 30 |  | Solar | FIXED | Roof
SRP14658 | CANADIAN SOLAR | CS6P-230 | 235 | 24 | 255 | 30 |  | Solar | FIXED | Roof
SRP14658 | CANADIAN SOLAR | CS6P-230 | 235 | 12 | 165 | 35 |  | Solar | FIXED | Roof
SRP14658 | CANADIAN SOLAR | CS6P-230 | 235 | 9 | 165 | 40 |  | Solar | FIXED | Roof
SRP14658 | CANADIAN SOLAR | CS6P-230 | 235 | 3 | 255 | 40 |  | Solar | FIXED | Roof
SRP14658 | ENPHASE ENERGY | M175-24-208-S | 215 | 6 |  |  | 0.96 | Solar Inverter |  | OUTDOOR
SRP14658 | ENPHASE ENERGY | M175-24-208-S | 215 | 9 |  |  | 0.96 | Solar Inverter |  | OUTDOOR
SRP14658 | ENPHASE ENERGY | M175-24-208-S | 215 | 15 |  |  | 0.96 | Solar Inverter |  | OUTDOOR
SRP14658 | ENPHASE ENERGY | M175-24-208-S | 215 | 17 |  |  | 0.96 | Solar Inverter |  | OUTDOOR
SRP14658 | ENPHASE ENERGY | M175-24-208-S | 215 | 6 |  |  | 0.963 | Solar Inverter |  | OUTDOOR
SRP14660 | SUNPOWER | SPR-90-WHT-U | 327 | 192 | 100 | 2 |  | Solar | FIXED | Roof
SRP14660 | SATCON TECHNOLOGY | PVS-30 (240 V) | 30000 | 2 |  |  | 0.95 | Solar Inverter |  | OUTDOOR
SRP14661 | MOTECH AMERICAS | IM72C3-290-XXXXXX | 290 | 242 | 47 | 3 |  | Solar | FIXED | Roof
SRP14661 | MOTECH AMERICAS | IM72C3-290-XXXXXX | 290 | 132 | 227 | 3 |  | Solar | FIXED | Roof
SRP14661 | SOLECTRIA RENEWABLES | PVI95KW-208 | 95000 | 1 |  |  | 0.97 | Solar Inverter |  | INDOOR
SRP14662 | CHANGZHOU TRINA SOLAR ENERGY CO | TSM-160D | 240 | 27 | 172 | 28 |  | Solar | FIXED | Roof
SRP14662 | CHANGZHOU TRINA SOLAR ENERGY CO | TSM-160D | 240 | 15 | 262 | 34 |  | Solar | FIXED | Roof
SRP14662 | ENPHASE ENERGY | M175-24-208-S | 215 | 15 |  |  | 0.96 | Solar Inverter |  | OUTDOOR
SRP14662 | ENPHASE ENERGY | M175-24-208-S | 215 | 27 |  |  | 0.96 | Solar Inverter |  | OUTDOOR
SRP14663 | SUNPOWER | SPR-327NE-WHT-D | 327 | 24 | 174 | 22 |  | Solar | FIXED | Roof
SRP14663 | SUNPOWER CORP (ORIGINAL MFRSMA) | SPR-7000M (240V) | 7000 | 1 |  |  | 0.968 | Solar Inverter |  | INDOOR
SRP14664 | SUNTECH POWER | PLUTO245-WDE | 245 | 66 | 355 | 3 |  | Solar | FIXED | Roof
SRP14664 | SMA AMERICA | SB7000US (240V) | 7000 | 1 |  |  | 0.97 | Solar Inverter |  | INDOOR
SRP14664 | SMA AMERICA | SB7000US (240V) | 7000 | 1 |  |  | 0.97 | Solar Inverter |  | INDOOR
SRP14665 | SUNTECH POWER | PLUTO245-WDE | 245 | 17 | 195 | 32 |  | Solar | FIXED | Roof
SRP14665 | ENPHASE ENERGY | M215-60-2LL-S2X-NA | 215 | 17 |  |  | 0.963 | Solar Inverter |  | OUTDOOR
SRP14666 | SUNTECH POWER | STP210S-18/UB-1 | 250 | 46 | 165.2 | 22 |  | Solar | FIXED | Roof
SRP14666 | PV POWERED | PVP4800 | 4800 | 1 |  |  | 0.96 | Solar Inverter |  | OUTDOOR
SRP14666 | PV POWERED | PVP4800 | 4800 | 1 |  |  | 0.96 | Solar Inverter |  | OUTDOOR
SRP14667 | SUNTECH POWER | STP210S-18/UB-1 | 250 | 20 | 180 | 30 |  | Solar | FIXED | Ground
SRP14667 | PV POWERED | PVP4800 | 4800 | 1 |  |  | 0.96 | Solar Inverter |  | OUTDOOR
SRP14668 | ISOFOTON | I-100/12 | 230 | 16 | 145 | 22 |  | Solar | FIXED | Roof
SRP14668 | ISOFOTON | I-94/24 | 230 | 9 | 235 | 22 |  | Solar | FIXED | Roof
SRP14668 | ENPHASE ENERGY | M200-32-240-S02 | 215 | 25 |  |  | 0.963 | Solar Inverter |  | OUTDOOR
SRP14669 | LG ELECTRONICS SOLAR CELL DIVISION | LG250S1C-G2 | 250 | 12 | 112.8 | 20 |  | Solar | FIXED | Roof
SRP14669 | LG ELECTRONICS SOLAR CELL DIVISION | LG250S1C-G2 | 250 | 12 | 202.8 | 20 |  | Solar | FIXED | Roof
SRP14669 | SMA AMERICA | SB4000US (208V) | 4000 | 2 |  |  | 0.96 | Solar Inverter |  | Outside
SRP14670 | CHANGZHOU TRINA SOLAR ENERGY CO | TSM-185D | 240 | 24 | 174 | 26 |  | Solar | FIXED | Roof
SRP14670 | ENPHASE ENERGY | M200-32-240-S02 | 215 | 24 |  |  | 0.96 | Solar Inverter |  | OUTDOOR
SRP14671 | TRINA SOLAR | TSM-245PA05.10 | 245 | 4 | 172 | 21 |  | Solar | FIXED | Roof
SRP14671 | TRINA SOLAR | TSM-245PA05.10 | 245 | 19 | 172 | 21 |  | Solar | FIXED | Roof
SRP14671 | ENPHASE ENERGY | M200-32-240-S02 | 215 | 23 |  |  | 0.96 | Solar Inverter |  | OUTDOOR
SRP14672 | SOLARWORLD | SW185MONO | 250 | 36 | 196 | 23 |  | Solar | FIXED | Roof
SRP14672 | ENPHASE ENERGY | M175-24-208-S | 215 | 36 |  |  | 0.97 | Solar Inverter |  | OUTDOOR
SRP14673 | TRINA SOLAR | TSM-240PA05 | 240 | 24 | 71 | 20 |  | Solar | FIXED | Roof
SRP14673 | TRINA SOLAR | TSM-240PA05 | 240 | 12 | 251 | 20 |  | Solar | FIXED | Roof
SRP14673 | POWER-ONE | PVI-3.0-OUTD-S-US (240 V) | 3000 | 1 |  |  | 0.965 | Solar Inverter |  | OUTDOOR
SRP14673 | POWER-ONE | PVI-5000-OUTD-US (240 V) | 5000 | 1 |  |  | 0.96 | Solar Inverter |  | OUTDOOR
SRP14674 | SUNIVA | OPT265-60-4-100 | 260 | 8 | 240 | 16 |  | Solar | FIXED | Roof
SRP14674 | SUNIVA | OPT260-60-4-100 | 260 | 8 | 60 | 21 |  | Solar | FIXED | Roof
SRP14674 | SUNIVA | OPT260-60-4-100 | 260 | 9 | 240 | 21 |  | Solar | FIXED | Roof
SRP14674 | POWER-ONE | PVI-6000-OUTD-US (240 V) | 6000 | 1 |  |  | 0.96 | Solar Inverter |  | Inside
SRP14675 | TRINA SOLAR | TSM-240PD05 | 240 | 34 | 215 | 27 |  | Solar | FIXED | Roof
SRP14675 | POWER-ONE | PVI-3.6-OUTD-S-US (240 V) | 3600 | 1 |  |  | 0.96 | Solar Inverter |  | Inside
SRP14675 | POWER-ONE | PVI-3.6-OUTD-S-US (240 V) | 3600 | 1 |  |  | 0.96 | Solar Inverter |  | Inside
SRP14676 | KYOCERA SOLAR | KD220GX-LFBS | 220 | 40 | 188 | 26 |  | Solar | FIXED | Roof
SRP14676 | POWER-ONE | PVI-5000-OUTD-US (208 V) | 4200 | 1 |  |  | 0.96 | Solar Inverter |  | Inside
SRP14676 | POWER-ONE | PVI-5000-OUTD-US (240 V) | 4200 | 1 |  |  | 0.96 | Solar Inverter |  | Inside
SRP14677 | YINGLI ENERGY (CHINA) | YL240P-29B | 240 | 8 | 120 | 15 |  | Solar | FIXED | Roof
SRP14677 | YINGLI ENERGY (CHINA) | YL240P-29B | 240 | 4 | 120 | 45 |  | Solar | FIXED | Roof
SRP14677 | YINGLI ENERGY (CHINA) | YL240P-29B | 240 | 19 | 300 | 45 |  | Solar | FIXED | Roof
SRP14677 | SOLAREDGE TECHNOLOGIES | SE6000 (240V) W/ -ER-US OR A-US | 6000 | 1 |  |  | 0.975 | Solar Inverter |  | Inside
SRP14678 | CHANGZHOU TRINA SOLAR ENERGY CO | TSM-185D | 235 | 51 | 119.9 | 16 |  | Solar | FIXED | Roof
SRP14678 | PV POWERED | PVP2500 | 2500 | 1 |  |  | 0.945 | Solar Inverter |  | INDOOR
SRP14678 | PV POWERED | PVP3500 | 3500 | 1 |  |  | 0.955 | Solar Inverter |  | INDOOR
SRP14678 | PV POWERED | PVP4800 | 4800 | 1 |  |  | 0.96 | Solar Inverter |  | INDOOR
SRP14682 | TRINA SOLAR | TSM-240DA05 | 240 | 29 | 100 | 21 |  | Solar | FIXED | Roof
SRP14682 | TRINA SOLAR | TSM-240DA05 | 240 | 15 | 100 | 28 |  | Solar | FIXED | Roof
SRP14682 | ENPHASE ENERGY | M215-60-2LL-S2X | 215 | 44 |  |  | 0.96 | Solar Inverter |  | Inside
SRP14684 | CHANGZHOU TRINA SOLAR ENERGY CO | TSM-185D | 240 | 20 | 169 | 24 |  | Solar | FIXED | Roof
SRP14684 | ENPHASE ENERGY | M175-24-208-S | 215 | 20 |  |  | 0.96 | Solar Inverter |  | INDOOR
SRP14685 | CHANGZHOU TRINA SOLAR ENERGY CO | TSM-185D | 240 | 22 | 160 | 20 |  | Solar | FIXED | Roof
SRP14685 | ENPHASE ENERGY | M175-24-208-S | 215 | 22 |  |  | 0.96 | Solar Inverter |  | INDOOR
SRP14686 | TRINA SOLAR | TSM-240PA05.10 | 240 | 16 | 223 | 18 |  | Solar | FIXED | Roof
SRP14686 | TRINA SOLAR | TSM-240PA05.10 | 240 | 4 | 133 | 28 |  | Solar | FIXED | Roof
SRP14686 | ENPHASE ENERGY | M215-60-2LL-S2X | 215 | 20 |  |  | 0.96 | Solar Inverter |  | INDOOR
SRP14687 | CANADIAN SOLAR | CS6P-235PX | 235 | 11 | 140 | 29 |  | Solar | FIXED | Roof
SRP14687 | ENPHASE ENERGY | M215-60-2LL-S2X | 215 | 11 |  |  | 0.96 | Solar Inverter |  | OUTDOOR
SRP14688 | CANADIAN SOLAR | CS6P-235PX | 235 | 7 | 205 | 21 |  | Solar | FIXED | Roof
SRP14688 | CANADIAN SOLAR | CS6P-235PX | 235 | 3 | 205 | 27 |  | Solar | FIXED | Roof
SRP14688 | CANADIAN SOLAR | CS6P-235PX | 235 | 5 | 205 | 45 |  | Solar | FIXED | Roof
SRP14688 | ENPHASE ENERGY | M215-60-2LL-S2X | 215 | 15 |  |  | 0.96 | Solar Inverter |  | OUTDOOR
SRP14689 | TRINA SOLAR | TSM-240PA05 | 240 | 15 | 115 | 33 |  | Solar | FIXED | Roof
SRP14689 | TRINA SOLAR | TSM-240PA05 | 240 | 15 | 295 | 36 |  | Solar | FIXED | Roof
SRP14689 | POWER-ONE | PVI-6000-OUTD-US (240 V) | 6000 | 1 |  |  | 0.965 | Solar Inverter |  | Inside
SRP14690 | YINGLI ENERGY (CHINA) | YL240P-29B | 240 | 36 | 206 | 33 |  | Solar | FIXED | Roof
SRP14690 | SOLAREDGE TECHNOLOGIES | SE3800 (240V) W/ -ER-US OR A-US | 3800 | 1 |  |  | 0.975 | Solar Inverter |  | Inside
SRP14690 | SOLAREDGE TECHNOLOGIES | SE3800 (240V) W/ -ER-US OR A-US | 3800 | 1 |  |  | 0.975 | Solar Inverter |  | Inside
SRP14691 | TRINA SOLAR | TSM-240PA05 | 240 | 28 | 221 | 23 |  | Solar | FIXED | Roof
SRP14691 | POWER-ONE | PVI-6000-OUTD-US (208 V) | 6000 | 1 |  |  | 0.965 | Solar Inverter |  | Inside
SRP14692 | CANADIAN SOLAR | CS6P-235PX | 235 | 8 | 159 | 12 |  | Solar | FIXED | Roof
SRP14692 | CANADIAN SOLAR | CS6P-235PX | 235 | 4 | 159 | 38 |  | Solar | FIXED | Roof
SRP14692 | ENPHASE ENERGY | M215-60-2LL-S2X | 215 | 12 |  |  | 0.96 | Solar Inverter |  | OUTDOOR
SRP14693 | TRINA SOLAR | TSM-240PA05 | 240 | 24 | 200 | 25 |  | Solar | FIXED | Roof
SRP14693 | SMA AMERICA | SB5000US | 5000 | 1 |  |  | 0.965 | Solar Inverter |  | Inside
SRP14695 | KYOCERA SOLAR | KD220GX-LFBS | 220 | 26 | 170 | 23 |  | Solar | FIXED | Roof
SRP14695 | SOLAREDGE TECHNOLOGIES | SE6000 (240V) W/ -ER-US OR A-US | 6000 | 1 |  |  | 0.975 | Solar Inverter |  | Inside
SRP14697 | TRINA SOLAR | TSM-240PA05 | 240 | 32 | 174 | 32 |  | Solar | FIXED | Roof
SRP14697 | TRINA SOLAR | TSM-240PD05 | 240 | 5 | 174 | 32 |  | Solar | FIXED | Roof
SRP14697 | ENPHASE ENERGY | M200-32-208-S01 | 215 | 5 |  |  | 0.96 | Solar Inverter |  | OUTDOOR
SRP14697 | ENPHASE ENERGY | M200-32-208-S01 | 215 | 32 |  |  | 0.96 | Solar Inverter |  | OUTDOOR
SRP14698 | TRINA SOLAR | TSM-240DA05 | 240 | 6 | 167 | 27 |  | Solar | FIXED | Roof
SRP14698 | TRINA SOLAR | TSM-240PA05 | 240 | 18 | 167 | 27 |  | Solar | FIXED | Roof
SRP14698 | TRINA SOLAR | TSM-240PD05.10 | 240 | 3 | 167 | 27 |  | Solar | FIXED | Roof
SRP14698 | TRINA SOLAR | TSM-240PA05 | 240 | 10 | 257 | 31 |  | Solar | FIXED | Roof
SRP14698 | ENPHASE ENERGY | M215-60-2LL-S2X | 215 | 37 |  |  | 0.96 | Solar Inverter |  | OUTDOOR
SRP14699 | ISOFOTON | I-100/12 | 230 | 28 | 152 | 35 |  | Solar | FIXED | Roof
SRP14699 | ISOFOTON | I-100/12 | 230 | 12 | 242 | 42 |  | Solar | FIXED | Roof
SRP14699 | ENPHASE ENERGY | M200-32-240-S02 | 215 | 40 |  |  | 0.963 | Solar Inverter |  | OUTDOOR
SRP14700 | MATRIX SOLAR/PHOTOWATT | PW1650-175 | 260 | 40 | 222 | 24 |  | Solar | FIXED | Roof
SRP14700 | FRONIUS USA |  | 10000 | 1 |  |  | 0.962 | Solar Inverter |  | INDOOR
SRP14701 | YINGLI ENERGY (CHINA) | YL240P-29B | 240 | 22 | 181 | 20 |  | Solar | FIXED | Roof
SRP14701 | YINGLI ENERGY (CHINA) | YL240P-29B | 240 | 22 | 91 | 43 |  | Solar | FIXED | Roof
SRP14701 | SMA AMERICA | SB4000US (CL) (240V) | 4000 | 1 |  |  | 0.96 | Solar Inverter |  | OUTDOOR
SRP14701 | SMA AMERICA | SB5000US-12 (240V) | 5000 | 1 |  |  | 0.955 | Solar Inverter |  | OUTDOOR
SRP14702 | TRINA SOLAR | TSM-240PD05.10 | 240 | 22 | 151 | 37 |  | Solar | FIXED | Roof
SRP14702 | SMA AMERICA | SB5000US (240V) | 5000 | 1 |  |  | 0.968 | Solar Inverter |  | Inside
SRP14704 | BEIJING ZHONGKEXIN ELECTRONICS EQUIPMENT | ZKX-265P-24 | 260 | 31 | 61 | 32 |  | Solar | FIXED | Roof
SRP14704 | BEIJING ZHONGKEXIN ELECTRONICS EQUIPMENT | ZKX-265P-24 | 260 | 15 | 151 | 32 |  | Solar | FIXED | Roof
SRP14704 | BEIJING ZHONGKEXIN ELECTRONICS EQUIPMENT | ZKX-265P-24 | 260 | 33 | 241 | 32 |  | Solar | FIXED | Roof
SRP14704 | POWER-ONE | PVI-3.0-OUTD-S-US (240 V) | 3000 | 1 |  |  | 0.96 | Solar Inverter |  | Inside
SRP14704 | POWER-ONE | PVI-4.2-OUTD-S-US (240 V) | 4200 | 3 |  |  | 0.96 | Solar Inverter |  | Inside
SRP14706 | CHANGZHOU TRINA SOLAR ENERGY CO | TSM-160D | 240 | 4 | 199 | 26 |  | Solar | FIXED | Roof
SRP14706 | CHANGZHOU TRINA SOLAR ENERGY CO | TSM-160D | 240 | 6 | 199 | 34 |  | Solar | FIXED | Roof
SRP14706 | CHANGZHOU TRINA SOLAR ENERGY CO | TSM-160D | 240 | 25 | 199 | 34 |  | Solar | FIXED | Roof
SRP14706 | ENPHASE ENERGY | M175-24-208-S | 215 | 35 |  |  | 0.96 | Solar Inverter |  | OUTDOOR
SRP14707 | TRINA SOLAR | TSM-240PA05 | 240 | 20 | 130 | 18 |  | Solar | FIXED | Roof
SRP14707 | TRINA SOLAR | TSM-240PA05 | 240 | 10 | 220 | 18 |  | Solar | FIXED | Roof
SRP14707 | TRINA SOLAR | TSM-245PA05 | 240 | 33 | 310 | 18 |  | Solar | FIXED | Roof
SRP14707 | SMA AMERICA | SB7000US (240V) | 7000 | 1 |  |  | 0.96 | Solar Inverter |  | Inside
SRP14707 | SMA AMERICA | SB7000US-11 (240V) | 7000 | 1 |  |  | 0.96 | Solar Inverter |  | Inside
SRP14708 | TRINA SOLAR | TSM-240PA05.10 | 240 | 27 | 227 | 31 |  | Solar | FIXED | Roof
SRP14708 | ENPHASE ENERGY | M215-60-2LL-S2X | 215 | 27 |  |  | 0.96 | Solar Inverter |  | OUTDOOR
SRP14709 | YINGLI ENERGY (CHINA) | YL240P-29B | 240 | 266 | 184 | 5 |  | Solar | FIXED | Roof
SRP14709 | PV POWERED | PVP50KW-208 | 50000 | 1 |  |  | 0.972 | Solar Inverter |  | Inside
SRP14710 | YINGLI ENERGY (CHINA) | YL235P-29B | 235 | 15 | 183 | 20 |  | Solar | FIXED | Roof
SRP14710 | YINGLI ENERGY (CHINA) | YL235P-29B | 235 | 16 | 183 | 21 |  | Solar | FIXED | Roof
SRP14710 | YINGLI ENERGY (CHINA) | YL235P-29B | 235 | 9 | 183 | 22 |  | Solar | FIXED | Roof
SRP14710 | POWER-ONE | PVI-3.0-OUTD-S-US (208 V) | 3000 | 1 |  |  | 0.96 | Solar Inverter |  | OUTDOOR
SRP14710 | POWER-ONE | PVI-6000-OUTD-US (240 V) | 6000 | 1 |  |  | 0.965 | Solar Inverter |  | OUTDOOR
SRP14711 | TRINA SOLAR | TSM-245PA05.10 | 245 | 2 | 135 | 22 |  | Solar | FIXED | Roof
SRP14711 | TRINA SOLAR | TSM-245PA05.10 | 245 | 7 | 155 | 22 |  | Solar | FIXED | Roof
SRP14711 | TRINA SOLAR | TSM-245PA05.10 | 245 | 4 | 175 | 22 |  | Solar | FIXED | Roof
SRP14711 | TRINA SOLAR | TSM-245PA05.10 | 245 | 19 | 245 | 22 |  | Solar | FIXED | Roof
SRP14711 | ENPHASE ENERGY | M215-60-2LL-S2X | 215 | 32 |  |  | 0.96 | Solar Inverter |  | OUTDOOR
SRP14714 | CANADIAN SOLAR | CS6P-230 | 235 | 2 | 125 | 36 |  | Solar | FIXED | Roof
SRP14714 | CANADIAN SOLAR | CS6P-230 | 235 | 9 | 215 | 36 |  | Solar | FIXED | Roof
SRP14714 | ENPHASE ENERGY | M200-32-208-S01 | 215 | 11 |  |  | 0.96 | Solar Inverter |  | OUTDOOR
SRP14716 | TRINA SOLAR | TSM-240PA05 | 240 | 14 | 152 | 26 |  | Solar | FIXED | Roof
SRP14716 | SMA AMERICA | SB3800U (240V) | 3800 | 1 |  |  | 0.96 | Solar Inverter |  | Inside
SRP14717 | CANADIAN SOLAR | CS6P-230 | 290 | 308 | 218 | 10 |  | Solar | FIXED | Roof
SRP14717 | ADVANCED ENERGY | MM5 | 75000 | 1 |  |  | 0.955 | Solar Inverter |  | OUTDOOR
SRP14718 | YINGLI ENERGY (CHINA) | YL240P-29B | 240 | 38 | 172 | 30 |  | Solar | FIXED | Roof
SRP14718 | POWER-ONE | PVI-3.0-OUTD-S-US (208 V) | 3000 | 1 |  |  | 0.96 | Solar Inverter |  | OUTDOOR
SRP14718 | POWER-ONE | PVI-6000-OUTD-US-W (240 V) | 6000 | 1 |  |  | 0.965 | Solar Inverter |  | OUTDOOR
SRP14719 | TRINA SOLAR | TSM-240PA05 | 240 | 10 | 154 | 8 |  | Solar | FIXED | Roof
SRP14719 | TRINA SOLAR | TSM-240PA05 | 240 | 24 | 154 | 25 |  | Solar | FIXED | Roof
SRP14719 | ENPHASE ENERGY | M215-60-2LL-S2X | 215 | 34 |  |  | 0.96 | Solar Inverter |  | OUTDOOR
SRP14720 | TRINA SOLAR | TSM-240PA05 | 240 | 38 | 210 | 25 |  | Solar | FIXED | Roof
SRP14720 | ENPHASE ENERGY | M215-60-2LL-S2X | 215 | 38 |  |  | 0.96 | Solar Inverter |  | OUTDOOR
SRP14721 | CHANGZHOU TRINA SOLAR ENERGY CO | TSM-185D | 240 | 24 | 211 | 29 |  | Solar | FIXED | Roof
SRP14721 | SMA AMERICA | SB5000US (208V) | 5000 | 1 |  |  | 0.968 | Solar Inverter |  | INDOOR
SRP14722 | SUNPOWER | T5-SPR-327 | 327 | 34 | 207 | 27 |  | Solar | FIXED | Roof
SRP14722 | SUNPOWER CORP (ORIGINAL MFRSMA) | SPR-3000M (240V) | 3000 | 1 |  |  | 0.96 | Solar Inverter |  | OUTDOOR
SRP14722 | SUNPOWER CORP (ORIGINAL MFRSMA) | SPR-7000M (240V) | 7000 | 1 |  |  | 0.96 | Solar Inverter |  | OUTDOOR
SRP14723 | YINGLI ENERGY (CHINA) | YL240P-29B | 240 | 22 | 136 | 31 |  | Solar | FIXED | Roof
SRP14723 | SMA AMERICA | SB5000US-12 (240V) | 5000 | 1 |  |  | 0.955 | Solar Inverter |  | Inside
SRP14724 | YINGLI ENERGY (CHINA) | YL240P-29B | 240 | 28 | 99 | 36 |  | Solar | FIXED | Roof
SRP14724 | SOLAREDGE TECHNOLOGIES | SE6000 (208V) W/ -ER-US OR A-US | 6000 | 1 |  |  | 0.975 | Solar Inverter |  | OUTDOOR
SRP14725 | YINGLI ENERGY (CHINA) | YL240P-29B | 240 | 28 | 228 | 10 |  | Solar | FIXED | Roof
SRP14725 | SMA AMERICA | SB6000US (240V) | 6000 | 1 |  |  | 0.955 | Solar Inverter |  | OUTDOOR
SRP14726 | YINGLI ENERGY (CHINA) | YL240P-29B | 240 | 24 | 169 | 30 |  | Solar | FIXED | Roof
SRP14726 | SMA AMERICA | SB5000US-11 (240V) | 5000 | 1 |  |  | 0.955 | Solar Inverter |  | Inside
SRP14727 | TRINA SOLAR | TSM-240DA05 | 240 | 20 | 203 | 28 |  | Solar | FIXED | Roof
SRP14727 | TRINA SOLAR | TSM-240DA05 | 240 | 20 | 203 | 39 |  | Solar | FIXED | Roof
SRP14727 | POWER-ONE | PVI-4.2-OUTD-S-US (240 V) | 4200 | 1 |  |  | 0.96 | Solar Inverter |  | Inside
SRP14727 | POWER-ONE | PVI-4.2-OUTD-S-US (240 V) | 4200 | 1 |  |  | 0.96 | Solar Inverter |  | Inside
SRP14728 | YINGLI ENERGY (CHINA) | YL240P-29B | 240 | 22 | 117 | 26 |  | Solar | FIXED | Roof
SRP14728 | SMA AMERICA | SB5000US-11 (240V) | 5000 | 1 |  |  | 0.955 | Solar Inverter |  | OUTDOOR
SRP14729 | BAODING YINGLI NEW ENERGY RESOURCES CO | 110(17)P1447X663 | 240 | 16 | 145 | 25 |  | Solar | FIXED | Roof
SRP14729 | BAODING YINGLI NEW ENERGY RESOURCES CO | 110(17)P1447X663 | 240 | 16 | 325 | 25 |  | Solar | FIXED | Roof
SRP14729 | POWER-ONE | PVI-3600-OUTD-US-F (240V) | 3600 | 1 |  |  | 0.96 | Solar Inverter |  | OUTDOOR
SRP14729 | POWER-ONE | PVI-3600-OUTD-US-F (240V) | 3600 | 1 |  |  | 0.96 | Solar Inverter |  | OUTDOOR
SRP14730 | KYOCERA SOLAR | KD220GX-LFBS | 220 | 33 | 212 | 45 |  | Solar | FIXED | Roof
SRP14730 | SOLAREDGE TECHNOLOGIES | SE3000 (208V) W/ -ER-US OR A-US | 3000 | 1 |  |  | 0.975 | Solar Inverter |  | OUTDOOR
SRP14730 | SOLAREDGE TECHNOLOGIES | SE3800 (208V) W/ -ER-US OR A-US | 3800 | 1 |  |  | 0.975 | Solar Inverter |  | OUTDOOR
SRP14731 | TRINA SOLAR | TSM-240PA05 | 240 | 28 | 67 | 22 |  | Solar | FIXED | Roof
SRP14731 | TRINA SOLAR | TSM-240PA05 | 240 | 18 | 247 | 22 |  | Solar | FIXED | Roof
SRP14731 | POWER-ONE | PVI-3.8-1-OUTD-X-US-Y (240 V) | 3800 | 1 |  |  | 0.965 | Solar Inverter |  | Inside
SRP14731 | POWER-ONE | PVI-6000-OUTD-US (240 V) | 6000 | 1 |  |  | 0.965 | Solar Inverter |  | Inside
SRP14732 | SUNIVA | OPT260-60-4-100 | 260 | 18 | 128 | 7 |  | Solar | FIXED | Roof
SRP14732 | SUNIVA | OPT260-60-4-100 | 260 | 4 | 306 | 7 |  | Solar | FIXED | Roof
SRP14732 | SUNIVA | OPT260-60-4-100 | 260 | 5 | 216 | 16 |  | Solar | FIXED | Roof
SRP14732 | SOLAREDGE TECHNOLOGIES | SE6000 (240V) W/ -ER-US OR A-US | 6000 | 1 |  |  | 0.975 | Solar Inverter |  | Inside
SRP14733 | KYOCERA SOLAR | KD220GX-LFBS | 220 | 25 | 143 | 22 |  | Solar | FIXED | Roof
SRP14733 | KYOCERA SOLAR | KD220GX-LFBS | 220 | 19 | 230 | 22 |  | Solar | FIXED | Roof
SRP14733 | KYOCERA SOLAR | KD220GX-LFBS | 220 | 13 | 250 | 22 |  | Solar | FIXED | Roof
SRP14733 | SOLAREDGE TECHNOLOGIES | SE6000 (240V) W/ -ER-US OR A-US | 6000 | 1 |  |  | 0.975 | Solar Inverter |  | OUTDOOR
SRP14733 | SOLAREDGE TECHNOLOGIES | SE6000 (240V) W/ -ER-US OR A-US | 6000 | 1 |  |  | 0.975 | Solar Inverter |  | OUTDOOR
SRP14734 | TRINA SOLAR | TSM-245PA05.18 | 245 | 27 | 228 | 37 |  | Solar | FIXED | Roof
SRP14734 | POWER-ONE | PVI-6000-OUTD-US (240 V) | 6000 | 1 |  |  | 0.965 | Solar Inverter |  | OUTDOOR
SRP14735 | SUNPOWER | T5-SPR-327 | 327 | 14 | 220 | 16 |  | Solar | FIXED | Roof
SRP14735 | SUNPOWER | T5-SPR-327 | 327 | 14 | 220 | 24 |  | Solar | FIXED | Roof
SRP14735 | SUNPOWER CORP (ORIGINAL MFRSMA) | SPR-7000M (240V) | 7000 | 1 |  |  | 0.97 | Solar Inverter |  | OUTDOOR
SRP14736 | SUNIVA | OPT260-60-4-100 | 260 | 6 | 184 | 30 |  | Solar | FIXED | Roof
SRP14736 | SUNIVA | OPT260-60-4-100 | 260 | 15 | 184 | 34 |  | Solar | FIXED | Roof
SRP14736 | POWER-ONE | PVI-5000-OUTD-US (240 V) | 5000 | 1 |  |  | 0.965 | Solar Inverter |  | INDOOR
SRP14737 | TRINA SOLAR | TSM-240PA05 | 240 | 27 | 195 | 23 |  | Solar | FIXED | Roof
SRP14737 | POWER-ONE | PVI-6000-OUTD-US-W (240 V) | 6000 | 1 |  |  | 0.965 | Solar Inverter |  | OUTDOOR
SRP14738 | SUNTECH POWER | STP210S-18/UB-1 | 250 | 8 | 195 | 5 |  | Solar | FIXED | Roof
SRP14738 | SUNTECH POWER | STP210S-18/UB-1 | 250 | 16 | 195 | 20 |  | Solar | FIXED | Roof
SRP14738 | SUNTECH POWER | STP210S-18/UB-1 | 250 | 20 | 105 | 30 |  | Solar | FIXED | Roof
SRP14738 | PV POWERED | PVP2000 | 2000 | 1 |  |  | 0.922 | Solar Inverter |  | OUTDOOR
SRP14738 | PV POWERED | PVP3500 | 3500 | 1 |  |  | 0.955 | Solar Inverter |  | OUTDOOR
SRP14738 | PV POWERED | PVP4800 | 4800 | 1 |  |  | 0.96 | Solar Inverter |  | OUTDOOR
SRP14739 | SUNPOWER | T5-SPR-327 | 327 | 14 | 93 | 40 |  | Solar | FIXED | Roof
SRP14739 | SUNPOWER CORP (ORIGINAL MFRSMA) | SPR-4000M (240V) | 4000 | 1 |  |  | 0.97 | Solar Inverter |  | OUTDOOR
SRP14740 | SUNPOWER | T5-SPR-327 | 327 | 14 | 132 | 21 |  | Solar | FIXED | Roof
SRP14740 | SUNPOWER | T5-SPR-327 | 327 | 7 | 132 | 39 |  | Solar | FIXED | Roof
SRP14740 | POWER-ONE | PVI-6000-OUTD-US-W (240 V) | 6000 | 1 |  |  | 0.97 | Solar Inverter |  | OUTDOOR
SRP14741 | TRINA SOLAR | TSM-250PA05A | 250 | 20 | 180 | 22 |  | Solar | FIXED | Roof
SRP14741 | POWER-ONE | PVI-4.2-OUTD-S-US (240 V) | 4200 | 1 |  |  | 0.97 | Solar Inverter |  | OUTDOOR
SRP14742 | TRINA SOLAR | TSM-250PA05 | 250 | 23 | 180 | 24 |  | Solar | FIXED | Roof
SRP14742 | POWER-ONE | PVI-5000-OUTD-US (240 V) | 5000 | 1 |  |  | 0.97 | Solar Inverter |  | OUTDOOR
SRP14743 | SUNPOWER | SPR-245NE-WHT-D | 245 | 28 | 185 | 37 |  | Solar | FIXED | Roof
SRP14743 | SUNPOWER | SPR-6501F-208 | 6500 | 1 |  |  | 0.97 | Solar Inverter |  | Inside
SRP14744 | REC SCANMODULE | SCM230 | 245 | 22 | 210 | 18 |  | Solar | FIXED | Roof
SRP14744 | REC SCANMODULE | SCM230 | 245 | 11 | 120 | 30 |  | Solar | FIXED | Roof
SRP14744 | FRONIUS USA |  | 7500 | 1 |  |  | 0.955 | Solar Inverter |  | INDOOR
SRP14745 | YINGLI ENERGY (CHINA) | YL240P-29B | 240 | 84 | 224 | 18 |  | Solar | FIXED | Roof
SRP14745 | FRONIUS USA |  | 7500 | 1 |  |  | 0.97 | Solar Inverter |  | OUTDOOR
SRP14745 | FRONIUS USA |  | 10000 | 1 |  |  | 0.97 | Solar Inverter |  | OUTDOOR
SRP14747 | SUNTECH POWER | STP210S-18/UB-1 | 280 | 320 | 168 | 10 |  | Solar | FIXED | Roof
SRP14747 | PV POWERED | PVP100KW-208 | 100000 | 1 |  |  | 0.96 | Solar Inverter |  | INDOOR
SRP14748 | SUNPOWER | SPR-327NE-WHT-D | 327 | 32 | 135 | 31 |  | Solar | FIXED | Roof
SRP14748 | SUNPOWER | SPR-10001F-208 | 10000 | 1 |  |  | 0.962 | Solar Inverter |  | OUTDOOR
SRP14749 | CHANGZHOU TRINA SOLAR ENERGY CO | TSM-160D | 240 | 4 | 132 | 20 |  | Solar | FIXED | Roof
SRP14749 | CHANGZHOU TRINA SOLAR ENERGY CO | TSM-160D | 240 | 6 | 222 | 27 |  | Solar | FIXED | Roof
SRP14749 | CHANGZHOU TRINA SOLAR ENERGY CO | TSM-160D | 240 | 18 | 222 | 27 |  | Solar | FIXED | Roof
SRP14749 | ENPHASE ENERGY | M175-24-208-S | 215 | 28 |  |  | 0.96 | Solar Inverter |  | INDOOR
SRP14750 | CHANGZHOU TRINA SOLAR ENERGY CO | TSM-160D | 240 | 18 | 124 | 29 |  | Solar | FIXED | Roof
SRP14750 | ENPHASE ENERGY | M175-24-208-S | 215 | 18 |  |  | 0.96 | Solar Inverter |  | INDOOR
SRP14751 | TRINA SOLAR | TSM-240PA05.10 | 240 | 45 | 85 | 26 |  | Solar | FIXED | Roof
SRP14751 | TRINA SOLAR | TSM-240PA05.10 | 240 | 2 | 175 | 26 |  | Solar | FIXED | Roof
SRP14751 | ENPHASE ENERGY | M175-24-208-S | 215 | 47 |  |  | 0.96 | Solar Inverter |  | Inside
SRP14752 | CHANGZHOU TRINA SOLAR ENERGY CO | TSM-160D | 240 | 20 | 161 | 30 |  | Solar | FIXED | Roof
SRP14752 | CHANGZHOU TRINA SOLAR ENERGY CO | TSM-160D | 240 | 14 | 255 | 30 |  | Solar | FIXED | Roof
SRP14752 | ENPHASE ENERGY | M175-24-208-S | 215 | 34 |  |  | 0.96 | Solar Inverter |  | Inside
SRP14753 | TRINA SOLAR | TSM-240PD05 | 240 | 28 | 120 | 20 |  | Solar | FIXED | Roof
SRP14753 | ENPHASE ENERGY | M215-60-2LL-S2X | 215 | 28 |  |  | 0.96 | Solar Inverter |  | INDOOR
SRP14754 | CHANGZHOU TRINA SOLAR ENERGY CO | TSM-160D | 240 | 18 | 175 | 31 |  | Solar | FIXED | Roof
SRP14754 | SMA AMERICA | SB1100U | 2000 | 1 |  |  | 0.96 | Solar Inverter |  | INDOOR
SRP14754 | SMA AMERICA | SB1100U | 2000 | 1 |  |  | 0.96 | Solar Inverter |  | INDOOR
SRP14755 | SUNTECH POWER | STP250-20/WD | 250 | 48 | 182 | 30 |  | Solar | FIXED | Roof
SRP14755 | SMA AMERICA | SB6000US (240V) | 6000 | 2 |  |  | 0.97 | Solar Inverter |  | INDOOR
SRP14756 | SUNTECH POWER | STP210S-18/UB-1 | 295 | 710 | 170 | 10 |  | Solar | FIXED | Roof
SRP14756 | PV POWERED | PVP100KW-208 | 100000 | 2 |  |  | 0.96 | Solar Inverter |  | INDOOR
SRP14757 | SUNTECH POWER | STP210S-18/UB-1 | 295 | 650 | 173 | 10 |  | Solar | FIXED | Roof
SRP14757 | PV POWERED | PVP75KW-208 | 75000 | 1 |  |  | 0.96 | Solar Inverter |  | INDOOR
SRP14757 | PV POWERED | PVP100KW-208 | 100000 | 1 |  |  | 0.96 | Solar Inverter |  | INDOOR
SRP14758 | BAODING YINGLI NEW ENERGY RESOURCES CO | YL175(156) | 235 | 14 | 226 | 38 |  | Solar | FIXED | Roof
SRP14758 | POWER-ONE | PVI-3000-I-OUTD-US-F (240V) | 3000 | 1 |  |  | 0.96 | Solar Inverter |  | OUTDOOR
SRP14759 | SUNTECH POWER | STP210S-18/UB-1 | 280 | 210 | 174 | 10 |  | Solar | FIXED | Roof
SRP14759 | PV POWERED | PVP5200 | 50000 | 1 |  |  | 0.971 | Solar Inverter |  | INDOOR
SRP14761 | SUNTECH POWER | STP210S-18/UB-1 | 250 | 9 | 150.5 | 10 |  | Solar | FIXED | Roof
SRP14761 | SUNTECH POWER | STP210S-18/UB-1 | 250 | 29 | 150.5 | 30 |  | Solar | FIXED | Roof
SRP14761 | PV POWERED | PVP2500 | 2500 | 1 |  |  | 0.945 | Solar Inverter |  | OUTDOOR
SRP14761 | PV POWERED | PVP2500 | 2500 | 1 |  |  | 0.945 | Solar Inverter |  | OUTDOOR
SRP14761 | PV POWERED | PVP4800 | 4800 | 1 |  |  | 0.96 | Solar Inverter |  | OUTDOOR
SRP14762 | SUNTECH POWER | STP210S-18/UB-1 | 250 | 14 | 98.4 | 9 |  | Solar | FIXED | Roof
SRP14762 | PV POWERED | PVP3000 | 3000 | 1 |  |  | 0.935 | Solar Inverter |  | Outside
SRP14763 | SUNTECH POWER | STP210S-18/UB-1 | 250 | 26 | 200.5 | 35 |  | Solar | FIXED | Roof
SRP14763 | SMA AMERICA | SB6000US (240V) | 6000 | 1 |  |  | 0.97 | Solar Inverter |  | OUTDOOR
SRP14764 | SUNTECH POWER | STP295-24/VD | 295 | 690 | 171 | 10 |  | Solar | FIXED | Roof
SRP14764 | PV POWERED | PVP100KW-208 | 100000 | 2 |  |  | 0.96 | Solar Inverter |  | INDOOR
SRP14765 | SUNTECH POWER | STP150-24/AB-1 | 280 | 1650 | 172 | 10 |  | Solar | FIXED | Roof
SRP14765 | PV POWERED | PVP100KW-208 | 100000 | 2 |  |  | 0.96 | Solar Inverter |  | INDOOR
SRP14765 | PV POWERED | PVP2000EVR | 260000 | 1 |  |  | 0.977 | Solar Inverter |  | INDOOR
SRP14766 | SUNTECH POWER | STP210S-18/UB-1 | 250 | 7 | 188.6 | 25 |  | Solar | FIXED | Roof
SRP14766 | SUNTECH POWER | STP210S-18/UB-1 | 250 | 19 | 98.6 | 30 |  | Solar | FIXED | Roof
SRP14766 | SUNTECH POWER | STP210S-18/UB-1 | 250 | 22 | 98.6 | 40 |  | Solar | FIXED | Roof
SRP14766 | PV POWERED | PVP2000 | 2000 | 1 |  |  | 0.92 | Solar Inverter |  | INDOOR
SRP14766 | PV POWERED | PVP2500 | 2500 | 1 |  |  | 0.945 | Solar Inverter |  | INDOOR
SRP14766 | PV POWERED | PVP2500 | 2500 | 1 |  |  | 0.945 | Solar Inverter |  | INDOOR
SRP14766 | PV POWERED | PVP4800 | 4800 | 1 |  |  | 0.96 | Solar Inverter |  | INDOOR
SRP14767 | SUNTECH POWER | STP210S-18/UB-1 | 250 | 40 | 126.7 | 30 |  | Solar | FIXED | Roof
SRP14767 | PV POWERED | PVP4800 | 4800 | 2 |  |  | 0.96 | Solar Inverter |  | Inside
SRP14768 | SUNTECH POWER | STP210S-18/UB-1 | 250 | 18 | 142.1 | 35 |  | Solar | FIXED | Roof
SRP14768 | SUNTECH POWER | STP210S-18/UB-1 | 250 | 6 | 232.1 | 35 |  | Solar | FIXED | Roof
SRP14768 | PV POWERED | PVP2000 | 2000 | 1 |  |  | 0.92 | Solar Inverter |  | INDOOR
SRP14768 | PV POWERED | PVP4800 | 4800 | 1 |  |  | 0.96 | Solar Inverter |  | INDOOR
SRP14769 | SUNPOWER | T5-SPR-327 | 327 | 6 | 180 | 23 |  | Solar | FIXED | Roof
SRP14769 | SUNPOWER | T5-SPR-327 | 327 | 18 | 270 | 23 |  | Solar | FIXED | Roof
SRP14769 | SMA AMERICA | SB3000US-12 (240V) | 3000 | 1 |  |  | 0.97 | Solar Inverter |  | Outside
SRP14769 | SMA AMERICA | SB5000US (240V) | 5000 | 1 |  |  | 0.97 | Solar Inverter |  | OUTDOOR
SRP14770 | SUNPOWER | T5-SPR-327 | 327 | 28 | 130 | 22 |  | Solar | FIXED | Roof
SRP14770 | SUNPOWER CORP (ORIGINAL MFRSMA) | SPR-7000M (240V) | 7000 | 1 |  |  | 0.97 | Solar Inverter |  | OUTDOOR
SRP14771 | SUNPOWER | SPR-240E-WHT-U-ACPV | 240 | 6 | 103 | 27 |  | Solar | FIXED | Roof
SRP14771 | SUNPOWER | SPR-240E-WHT-U-ACPV | 240 | 6 | 283 | 27 |  | Solar | FIXED | Roof
SRP14771 | SUNPOWER | SPR-240E-WHT-U-ACPV | 240 | 50 | 193 | 30 |  | Solar | FIXED | Roof
SRP14771 | SUNPOWER CORP (ORIGINAL MFR - PV POWERED LLC) | SPR-2500 | 240 | 62 |  |  | 0.96 | Solar Inverter |  | Outside
SRP14772 | REC SCANMODULE | SCM230 | 250 | 37 | 153 | 37 |  | Solar | FIXED | Roof
SRP14772 | ENPHASE ENERGY | M175-24-208-S | 215 | 37 |  |  | 0.963 | Solar Inverter |  | OUTDOOR
SRP14773 | CHANGZHOU TRINA SOLAR ENERGY CO | TSM-160D | 240 | 16 | 186 | 21 |  | Solar | FIXED | Roof
SRP14773 | CHANGZHOU TRINA SOLAR ENERGY CO | TSM-160D | 240 | 18 | 186 | 21 |  | Solar | FIXED | Roof
SRP14773 | ENPHASE ENERGY | M175-24-208-S | 215 | 34 |  |  | 0.96 | Solar Inverter |  | INDOOR
SRP14774 | SUNTECH POWER | STP210S-18/UB-1 | 250 | 22 | 135 | 28 |  | Solar | FIXED | Roof
SRP14774 | SMA AMERICA | SB5000US (240V) | 5000 | 1 |  |  | 0.968 | Solar Inverter |  | INDOOR
SRP14775 | LG ELECTRONICS SOLAR CELL DIVISION | LG255S1C-G2 | 255 | 6 | 267 | 20 |  | Solar | FIXED | Roof
SRP14775 | LG ELECTRONICS SOLAR CELL DIVISION | LG255S1C-G2 | 255 | 26 | 177 | 21 |  | Solar | FIXED | Roof
SRP14775 | POWER-ONE | PVI-3.0-OUTD-S-US (208 V) | 3000 | 1 |  |  | 0.96 | Solar Inverter |  | OUTDOOR
SRP14775 | POWER-ONE | PVI-6000-OUTD-US (240 V) | 6000 | 1 |  |  | 0.965 | Solar Inverter |  | OUTDOOR
SRP14777 | YINGLI ENERGY (CHINA) | YL235P-29B | 235 | 23 | 186 | 20 |  | Solar | FIXED | Roof
SRP14777 | POWER-ONE | PVI-5000-OUTD-US (208 V) | 5000 | 1 |  |  | 0.965 | Solar Inverter |  | Outside
SRP14778 | LG ELECTRONICS SOLAR CELL DIVISION | LG255S1C-G2 | 255 | 46 | 198 | 35 |  | Solar | FIXED | Roof
SRP14778 | SMA AMERICA | SB3800U (208V) | 3800 | 1 |  |  | 0.96 | Solar Inverter |  | OUTDOOR
SRP14778 | SMA AMERICA | SB7000US (208V) | 7000 | 1 |  |  | 0.96 | Solar Inverter |  | OUTDOOR
SRP14779 | LG ELECTRONICS SOLAR CELL DIVISION | LG255S1C-G2 | 255 | 28 | 176 | 29 |  | Solar | FIXED | Roof
SRP14779 | POWER-ONE | PVI-6000-OUTD-US (208 V) | 6000 | 1 |  |  | 0.965 | Solar Inverter |  | Outside
SRP14780 | LG ELECTRONICS SOLAR CELL DIVISION | LG255S1C-G2 | 255 | 17 | 124 | 20 |  | Solar | FIXED | Roof
SRP14780 | LG ELECTRONICS SOLAR CELL DIVISION | LG255S1C-G2 | 255 | 15 | 304 | 20 |  | Solar | FIXED | Roof
SRP14780 | POWER-ONE | PVI-3000-I-OUTD-US | 3000 | 1 |  |  | 0.96 | Solar Inverter |  | OUTDOOR
SRP14780 | POWER-ONE | PVI-3600-OUTD-US-F (208V) | 3600 | 1 |  |  | 0.96 | Solar Inverter |  | OUTDOOR
SRP14781 | MOTECH AMERICAS | IM60B3-245-XXXXXX | 245 | 38 | 116 | 34 |  | Solar | FIXED | Roof
SRP14781 | SMA AMERICA | SB4000US (240V) | 4000 | 1 |  |  | 0.968 | Solar Inverter |  | Inside
SRP14781 | SMA AMERICA | SB6000U (240V) | 6000 | 1 |  |  | 0.97 | Solar Inverter |  | Inside
SRP14782 | CHANGZHOU TRINA SOLAR ENERGY CO | TSM-160D | 240 | 21 | 197 | 17 |  | Solar | FIXED | Roof
SRP14782 | ENPHASE ENERGY | M175-24-208-S | 215 | 21 |  |  | 0.96 | Solar Inverter |  | INDOOR
SRP14783 | TRINA SOLAR | TSM-240PA05 | 240 | 33 | 174 | 35 |  | Solar | FIXED | Roof
SRP14783 | ENPHASE ENERGY | M215-60-2LL-S2X | 215 | 33 |  |  | 0.96 | Solar Inverter |  | Inside
SRP14785 | LG ELECTRONICS SOLAR CELL DIVISION | LG255S1C-G3 | 255 | 22 | 197 | 30 |  | Solar | FIXED | Roof
SRP14785 | SMA AMERICA | SB6000U (240V) | 6000 | 1 |  |  | 0.97 | Solar Inverter |  | Inside
SRP14786 | CHANGZHOU TRINA SOLAR ENERGY CO | TSM-160D | 240 | 29 | 170 | 29 |  | Solar | FIXED | Roof
SRP14786 | ENPHASE ENERGY | M175-24-208-S | 215 | 29 |  |  | 0.96 | Solar Inverter |  | INDOOR
SRP14787 | LG ELECTRONICS SOLAR CELL DIVISION | LG250S1C-G2 | 250 | 30 | 205 | 15 |  | Solar | FIXED | Roof
SRP14787 | ENPHASE ENERGY | M215-60-2LL-S2X | 215 | 30 |  |  | 0.963 | Solar Inverter |  | OUTDOOR
SRP14788 | MOTECH AMERICAS | XS54C3-235-XXXXXX | 235 | 29 | 119 | 34 |  | Solar | FIXED | Roof
SRP14788 | POWER-ONE | PVI-6000-OUTD-US (240 V) | 6000 | 1 |  |  | 0.965 | Solar Inverter |  | INDOOR
SRP14789 | MAGE SOLAR | POWERTEC PLUS 250/6 ML | 250 | 36 | 180 | 25 |  | Solar | FIXED | Ground
SRP14789 | ENPHASE ENERGY | M215-60-2LL-S2X | 215 | 36 |  |  | 0.96 | Solar Inverter |  | OUTDOOR
SRP14790 | ET SOLAR INDUSTRY | ET-P660245BB | 245 | 16 | 186 | 41 |  | Solar | FIXED | Roof
SRP14790 | POWER-ONE | PVI-3.6-OUTD-S-US (240 V) | 3600 | 1 |  |  | 0.96 | Solar Inverter |  | INDOOR
SRP14791 | ISOFOTON | I-100/12 | 245 | 19 | 191 | 26 |  | Solar | FIXED | Roof
SRP14791 | POWER-ONE | PVI-3600-US (240V) | 4200 | 1 |  |  | 0.96 | Solar Inverter |  | INDOOR
SRP14792 | CONERGY | CONERGY PM 245P | 245 | 14 | 120 | 10 |  | Solar | FIXED | Roof
SRP14792 | CONERGY | CONERGY PM 245P | 245 | 10 | 210 | 10 |  | Solar | FIXED | Roof
SRP14792 | CONERGY | CONERGY PM 245P | 245 | 14 | 120 | 25 |  | Solar | FIXED | Roof
SRP14792 | CONERGY | CONERGY PM 245P | 245 | 10 | 210 | 25 |  | Solar | FIXED | Roof
SRP14792 | ENPHASE ENERGY | M215-60-2LL-S2X | 215 | 48 |  |  | 0.96 | Solar Inverter |  | OUTDOOR
SRP14793 | KYOCERA SOLAR | KC120-1 | 220 | 6 | 188 | 23 |  | Solar | FIXED | Roof
SRP14793 | KYOCERA SOLAR | KD220GX-LFBS | 220 | 8 | 188 | 24 |  | Solar | FIXED | Roof
SRP14793 | SMA AMERICA | SB3800U (240V) | 3800 | 1 |  |  | 0.96 | Solar Inverter |  | Inside
SRP14794 | SUNIVA | OPT260-60-4-100 | 260 | 18 | 168 | 21 |  | Solar | FIXED | Roof
SRP14794 | POWER-ONE | PVI-5000-OUTD-US (208 V) | 4200 | 1 |  |  | 0.96 | Solar Inverter |  | Inside
SRP14795 | SUNPOWER | T5-SPR-327 | 327 | 21 | 140 | 18 |  | Solar | FIXED | Roof
SRP14795 | SUNPOWER CORP (ORIGINAL MFRSMA) | SPR-5000M (240V) | 5000 | 1 |  |  | 0.97 | Solar Inverter |  | OUTDOOR
SRP14796 | YINGLI ENERGY (CHINA) | YL240P-29B | 240 | 10 | 225 | 18 |  | Solar | FIXED | Roof
SRP14796 | YINGLI ENERGY (CHINA) | YL240P-29B | 240 | 16 | 135 | 32 |  | Solar | FIXED | Roof
SRP14796 | POWER-ONE | PVI-6000-OUTD-US (240 V) | 6000 | 1 |  |  | 0.965 | Solar Inverter |  | OUTDOOR
SRP14797 | SUNIVA | OPT260-60-4-100 | 260 | 6 | 250 | 22 |  | Solar | FIXED | Roof
SRP14797 | SUNIVA | OPT260-60-4-100 | 260 | 13 | 160 | 38 |  | Solar | FIXED | Roof
SRP14797 | POWER-ONE | PVI-3.0-OUTD-S-US (208 V) | 3000 | 2 |  |  | 0.96 | Solar Inverter |  | Inside
SRP14798 | LG ELECTRONICS SOLAR CELL DIVISION | LG255S1C-G2 | 255 | 26 | 211 | 15 |  | Solar | FIXED | Roof
SRP14798 | LG ELECTRONICS SOLAR CELL DIVISION | LG255S1C-G2 | 255 | 36 | 211 | 33 |  | Solar | FIXED | Roof
SRP14798 | SMA AMERICA | SB6000U (240V) | 6000 | 1 |  |  | 0.955 | Solar Inverter |  | OUTDOOR
SRP14798 | SMA AMERICA | SB8000US-12 (240V) | 8000 | 1 |  |  | 0.96 | Solar Inverter |  | OUTDOOR
SRP14799 | TRINA SOLAR | TSM-235PA05 | 235 | 6 | 152 | 16 |  | Solar | FIXED | Roof
SRP14799 | TRINA SOLAR | TSM-235PA05 | 235 | 11 | 242 | 22 |  | Solar | FIXED | Roof
SRP14799 | ENPHASE ENERGY | M215-60-2LL-S2X | 215 | 17 |  |  | 0.96 | Solar Inverter |  | OUTDOOR
SRP14800 | CANADIAN SOLAR | CS6P-235PX | 235 | 15 | 136 | 29 |  | Solar | FIXED | Roof
SRP14800 | ENPHASE ENERGY | M215-60-2LL-S2X | 215 | 15 |  |  | 0.96 | Solar Inverter |  | OUTDOOR
SRP14801 | YINGLI ENERGY (CHINA) | YL240P-29B | 240 | 16 | 255 | 27 |  | Solar | FIXED | Roof
SRP14801 | POWER-ONE | PVI-3.6-OUTD-S-US (208 V) | 3600 | 1 |  |  | 0.96 | Solar Inverter |  | OUTDOOR
SRP14803 | SUNPOWER | SPR-327NE-WHT-D | 327 | 30 | 238 | 20 |  | Solar | FIXED | Roof
SRP14803 | SUNPOWER CORP (ORIGINAL MFRSMA) | SPR-5000M (240V) | 5000 | 2 |  |  | 0.971 | Solar Inverter |  | Outside
SRP14805 | CANADIAN SOLAR | CS4C-100 | 235 | 10 | 130 | 12 |  | Solar | FIXED | Roof
SRP14805 | CANADIAN SOLAR | CS4C-100 | 235 | 5 | 220 | 20 |  | Solar | FIXED | Roof
SRP14805 | ENPHASE ENERGY | M175-24-208-S | 215 | 15 |  |  | 0.96 | Solar Inverter |  | OUTDOOR
SRP14806 | CANADIAN SOLAR | CS6P-235PX | 235 | 17 | 222 | 29 |  | Solar | FIXED | Roof
SRP14806 | ENPHASE ENERGY | M215-60-2LL-S2X | 215 | 17 |  |  | 0.96 | Solar Inverter |  | OUTDOOR
SRP14808 | CANADIAN SOLAR | CS6P-235PX | 235 | 20 | 80 | 9 |  | Solar | FIXED | Roof
SRP14808 | CANADIAN SOLAR | CS6P-235PX | 235 | 8 | 260 | 17 |  | Solar | FIXED | Roof
SRP14808 | CANADIAN SOLAR | CS6P-235PX | 235 | 4 | 260 | 37 |  | Solar | FIXED | Roof
SRP14808 | CANADIAN SOLAR | CS6P-235PX | 235 | 4 | 260 | 37 |  | Solar | FIXED | Roof
SRP14808 | ENPHASE ENERGY | M215-60-2LL-S2X | 215 | 8 |  |  | 0.96 | Solar Inverter |  | OUTDOOR
SRP14808 | ENPHASE ENERGY | M215-60-2LL-S2X | 215 | 12 |  |  | 0.96 | Solar Inverter |  | OUTDOOR
SRP14808 | ENPHASE ENERGY | M215-60-2LL-S2X | 215 | 16 |  |  | 0.96 | Solar Inverter |  | OUTDOOR
SRP14809 | CANADIAN SOLAR | CS6P-235M | 235 | 13 | 153 | 33 |  | Solar | FIXED | Roof
SRP14809 | CANADIAN SOLAR | CS6P-235M | 235 | 5 | 243 | 33 |  | Solar | FIXED | Roof
SRP14809 | CANADIAN SOLAR | CS6P-235M | 235 | 10 | 243 | 33 |  | Solar | FIXED | Roof
SRP14809 | ENPHASE ENERGY | M215-60-2LL-S2X | 215 | 28 |  |  | 0.96 | Solar Inverter |  | OUTDOOR
SRP14810 | CANADIAN SOLAR | CS6P-235PX | 235 | 15 | 88 | 17 |  | Solar | FIXED | Roof
SRP14810 | CANADIAN SOLAR | CS6P-235PX | 235 | 12 | 268 | 17 |  | Solar | FIXED | Roof
SRP14810 | CANADIAN SOLAR | CS6P-235PX | 235 | 3 | 266 | 31 |  | Solar | FIXED | Roof
SRP14810 | ENPHASE ENERGY | M215-60-2LL-S2X | 215 | 30 |  |  | 0.96 | Solar Inverter |  | OUTDOOR
SRP14811 | CANADIAN SOLAR | CS6P-230 | 235 | 21 | 207 | 18 |  | Solar | FIXED | Roof
SRP14811 | CANADIAN SOLAR | CS6P-230 | 235 | 2 | 117 | 23 |  | Solar | FIXED | Roof
SRP14811 | CANADIAN SOLAR | CS6P-230 | 235 | 4 | 117 | 23 |  | Solar | FIXED | Roof
SRP14811 | ENPHASE ENERGY | M175-24-208-S | 215 | 11 |  |  | 0.96 | Solar Inverter |  | OUTDOOR
SRP14811 | ENPHASE ENERGY | M175-24-208-S | 215 | 16 |  |  | 0.96 | Solar Inverter |  | OUTDOOR
SRP14812 | CANADIAN SOLAR | CS6P-245MX | 245 | 3 | 229 | 21 |  | Solar | FIXED | Roof
SRP14812 | CANADIAN SOLAR | CS6P-245MX | 245 | 7 | 229 | 21 |  | Solar | FIXED | Roof
SRP14812 | ENPHASE ENERGY | M215-60-2LL-S2X | 215 | 10 |  |  | 0.96 | Solar Inverter |  | OUTDOOR
SRP14813 | CANADIAN SOLAR | CS6X-290P | 290 | 363 | 183.4 | 10 |  | Solar | FIXED | Roof
SRP14813 | ADVANCED ENERGY | MM5 | 100000 | 1 |  |  | 0.96 | Solar Inverter |  | OUTDOOR
SRP14814 | KYOCERA SOLAR | KD245GX-LFB | 245 | 7 | 120 | 16 |  | Solar | FIXED | Roof
SRP14814 | KYOCERA SOLAR | KD245GX-LFB | 245 | 4 | 217 | 33 |  | Solar | FIXED | Roof
SRP14814 | KYOCERA SOLAR | KD245GX-LFB | 245 | 7 | 210 | 36 |  | Solar | FIXED | Roof
SRP14814 | ENPHASE ENERGY | M215-60-2LL-S2X | 215 | 18 |  |  | 0.963 | Solar Inverter |  | OUTDOOR
SRP14815 | YINGLI ENERGY (CHINA) | YL245P-29B | 245 | 32 | 193 | 30 |  | Solar | FIXED | Roof
SRP14815 | POWER-ONE | PVI-3000-I-OUTD-US-F (240V) | 3000 | 1 |  |  | 0.96 | Solar Inverter |  | OUTDOOR
SRP14815 | POWER-ONE | PVI-4.6-1-OUTD-X-US-Y (240 V) | 4600 | 1 |  |  | 0.965 | Solar Inverter |  | OUTDOOR
SRP14817 | TRINA SOLAR | TSM-240DA05 | 240 | 16 | 202 | 17 |  | Solar | FIXED | Roof
SRP14817 | TRINA SOLAR | TSM-240DA05 | 240 | 12 | 202 | 41 |  | Solar | FIXED | Roof
SRP14817 | TRINA SOLAR | TSM-240DA05 | 240 | 30 | 202 | 45 |  | Solar | FIXED | Roof
SRP14817 | ENPHASE ENERGY | M175-24-208-S | 215 | 4 |  |  | 0.96 | Solar Inverter |  | Outside
SRP14817 | ENPHASE ENERGY | M175-24-208-S | 215 | 8 |  |  | 0.96 | Solar Inverter |  | Outside
SRP14817 | ENPHASE ENERGY | M175-24-208-S | 215 | 16 |  |  | 0.96 | Solar Inverter |  | Outside
SRP14817 | ENPHASE ENERGY | M175-24-208-S | 215 | 30 |  |  | 0.96 | Solar Inverter |  | Outside
SRP14818 | CANADIAN SOLAR | CS6P-235PX | 235 | 5 | 221 | 8 |  | Solar | FIXED | Roof
SRP14818 | CANADIAN SOLAR | CS6P-235PX | 235 | 3 | 221 | 20 |  | Solar | FIXED | Roof
SRP14818 | CANADIAN SOLAR | CS6P-235PX | 235 | 9 | 221 | 36 |  | Solar | FIXED | Roof
SRP14818 | ENPHASE ENERGY | M215-60-2LL-S2X | 215 | 17 |  |  | 0.96 | Solar Inverter |  | OUTDOOR
SRP14819 | SUNTECH POWER | STP210S-18/UB-1 | 250 | 52 | 120 | 30 |  | Solar | FIXED | Roof
SRP14819 | SMA AMERICA | SB6000US (240V) | 6000 | 2 |  |  | 0.97 | Solar Inverter |  | INDOOR
SRP14820 | SUNTECH POWER | STP210S-18/UB-1 | 250 | 12 | 170 | 20 |  | Solar | FIXED | Roof
SRP14820 | PV POWERED | PVP2500 | 2500 | 1 |  |  | 0.945 | Solar Inverter |  | Inside
SRP14821 | SILIKEN MANUFACTURING USA | SLK60P6L BLK/BLK 250WP | 250 | 28 | 215 | 22.5 |  | Solar | FIXED | Roof
SRP14821 | ENPHASE ENERGY | M215-60-2LL-S2X | 215 | 28 |  |  | 0.96 | Solar Inverter |  | OUTDOOR
SRP14822 | TRINA SOLAR | TSM-250PA05 | 250 | 31 | 195 | 35 |  | Solar | FIXED | Roof
SRP14822 | PV POWERED | PVP2500 | 2500 | 1 |  |  | 0.945 | Solar Inverter |  | INDOOR
SRP14822 | PV POWERED | PVP4800 | 4800 | 1 |  |  | 0.96 | Solar Inverter |  | INDOOR
SRP14823 | SUNTECH POWER | STP210S-18/UB-1 | 250 | 20 | 178 | 25 |  | Solar | FIXED | Roof
SRP14823 | PV POWERED | PVP4800 | 4800 | 1 |  |  | 0.96 | Solar Inverter |  | INDOOR
SRP14826 | ET SOLAR INDUSTRY | ET-P672230 | 240 | 42 | 255 | 33 |  | Solar | FIXED | Roof
SRP14826 | SCHUCO USA | SB3000US (208V) | 2800 | 3 |  |  | 0.945 | Solar Inverter |  | OUTDOOR
SRP14827 | SUNTECH POWER | STP210S-18/UB-1 | 250 | 14 | 78 | 20 |  | Solar | FIXED | Roof
SRP14827 | SUNTECH POWER | STP210S-18/UB-1 | 250 | 14 | 168 | 20 |  | Solar | FIXED | Roof
SRP14827 | SUNTECH POWER | STP210S-18/UB-1 | 250 | 24 | 258 | 20 |  | Solar | FIXED | Roof
SRP14827 | PV POWERED | PVP3000 | 3000 | 2 |  |  | 0.935 | Solar Inverter |  | INDOOR
SRP14827 | PV POWERED | PVP4800 | 4800 | 1 |  |  | 0.96 | Solar Inverter |  | INDOOR
SRP14828 | SUNTECH POWER | STP210S-18/UB-1 | 250 | 18 | 191.9 | 30 |  | Solar | FIXED | Roof
SRP14828 | PV POWERED | PVP4800 | 4800 | 1 |  |  | 0.96 | Solar Inverter |  | INDOOR
SRP14829 | KYOCERA SOLAR | KD220GX-LFBS | 220 | 32 | 167 | 34 |  | Solar | FIXED | Roof
SRP14829 | POWER-ONE | PVI-5000-OUTD-US (208 V) | 5000 | 1 |  |  | 0.965 | Solar Inverter |  | OUTDOOR
SRP14830 | YINGLI ENERGY (CHINA) | YL240P-29B | 240 | 12 | 246 | 17 |  | Solar | FIXED | Roof
SRP14830 | YINGLI ENERGY (CHINA) | YL240P-29B | 240 | 18 | 246 | 30 |  | Solar | FIXED | Roof
SRP14830 | POWER-ONE | PVI-6000-OUTD-US (240 V) | 6000 | 1 |  |  | 0.965 | Solar Inverter |  | Inside
SRP14831 | SUNTECH POWER | STP210S-18/UB-1 | 250 | 37 | 124 | 30 |  | Solar | FIXED | Roof
SRP14831 | PV POWERED | PVP2500 | 2500 | 1 |  |  | 0.945 | Solar Inverter |  | OUTDOOR
SRP14831 | SMA AMERICA | SB6000US (240V) | 6000 | 1 |  |  | 0.97 | Solar Inverter |  | OUTDOOR
SRP14832 | LG ELECTRONICS SOLAR CELL DIVISION | LG255S1C-G2 | 255 | 8 | 117 | 33 |  | Solar | FIXED | Roof
SRP14832 | LG ELECTRONICS SOLAR CELL DIVISION | LG255S1C-G2 | 255 | 17 | 207 | 33 |  | Solar | FIXED | Roof
SRP14832 | POWER-ONE | PVI-3000-I-OUTD-US-F (240V) | 3000 | 1 |  |  | 0.96 | Solar Inverter |  | OUTDOOR
SRP14832 | POWER-ONE | PVI-3600-OUTD-US-F (240V) | 3600 | 1 |  |  | 0.96 | Solar Inverter |  | OUTDOOR
SRP14835 | YINGLI ENERGY (CHINA) | YL240P-29B | 240 | 27 | 200 | 22 |  | Solar | FIXED | Roof
SRP14835 | POWER-ONE | PVI-6000-OUTD-US (240 V) | 6000 | 1 |  |  | 0.965 | Solar Inverter |  | Inside
SRP14836 | KYOCERA SOLAR | KD220GX-LFBS | 220 | 20 | 206 | 32 |  | Solar | FIXED | Roof
SRP14836 | SOLAREDGE TECHNOLOGIES | SE5000 (240V) W/ -ER-US OR A-US | 5000 | 1 |  |  | 0.975 | Solar Inverter |  | Inside
SRP14837 | YINGLI ENERGY (CHINA) | YL240P-29B | 240 | 18 | 125 | 25 |  | Solar | FIXED | Roof
SRP14837 | YINGLI ENERGY (CHINA) | YL240P-29B | 240 | 7 | 215 | 33 |  | Solar | FIXED | Roof
SRP14837 | POWER-ONE | PVI-6000-OUTD-US (240 V) | 6000 | 1 |  |  | 0.965 | Solar Inverter |  | Inside
SRP14839 | TRINA SOLAR | TSM-245PD05.18 | 245 | 8 | 99 | 25 |  | Solar | FIXED | Roof
SRP14839 | TRINA SOLAR | TSM-245PA05.18 | 245 | 12 | 189 | 25 |  | Solar | FIXED | Roof
SRP14839 | POWER-ONE | PVI-5000-OUTD-US (240 V) | 5000 | 1 |  |  | 0.955 | Solar Inverter |  | OUTDOOR
SRP14840 | TRINA SOLAR | TSM-250PA05 | 250 | 24 | 268 | 25 |  | Solar | FIXED | Roof
SRP14840 | SMA AMERICA | SB5000US (240V) | 5000 | 1 |  |  | 0.96 | Solar Inverter |  | OUTDOOR
SRP14841 | CHANGZHOU TRINA SOLAR ENERGY CO | TSM-160D | 240 | 31 | 180 | 20 |  | Solar | FIXED | Roof
SRP14841 | ENPHASE ENERGY | EMU | 215 | 31 |  |  | 0.96 | Solar Inverter |  | OUTDOOR
SRP14842 | REC SCANMODULE | SCM205 | 245 | 18 | 120 | 20 |  | Solar | FIXED | Roof
SRP14842 | ENPHASE ENERGY | M175-24-208-S | 215 | 18 |  |  | 0.96 | Solar Inverter |  | OUTDOOR
SRP14843 | SUNTECH POWER | STP150-24/AB-1 | 270 | 16 | 210 | 23 |  | Solar | FIXED | Roof
SRP14843 | SMA AMERICA | SB5000US (240V) | 5000 | 1 |  |  | 0.96 | Solar Inverter |  | OUTDOOR
SRP14844 | SUNPOWER | SPR-327NE-WHT-D | 327 | 35 | 220 | 16 |  | Solar | FIXED | Roof
SRP14844 | SUNPOWER CORP (ORIGINAL MFRSMA) | SPR-7000M (277V) | 9995 | 1 |  |  | 0.962 | Solar Inverter |  | OUTDOOR
SRP14846 | TRINA SOLAR | TSM-240PA05 | 240 | 28 | 212 | 22 |  | Solar | FIXED | Roof
SRP14846 | SMA AMERICA | SB6000U (240V) | 6000 | 1 |  |  | 0.955 | Solar Inverter |  | OUTDOOR
SRP14849 | TRINA SOLAR | TSM-240PA05 | 240 | 19 | 240 | 19 |  | Solar | FIXED | Roof
SRP14849 | POWER-ONE | PVI-3.6-OUTD-S-US (240 V) | 3600 | 1 |  |  | 0.96 | Solar Inverter |  | OUTDOOR
SRP14850 | TRINA SOLAR | TSM-240PA05 | 240 | 27 | 124 | 9 |  | Solar | FIXED | Roof
SRP14850 | TRINA SOLAR | TSM-240PA05 | 240 | 10 | 214 | 9 |  | Solar | FIXED | Roof
SRP14850 | TRINA SOLAR | TSM-240PA05 | 240 | 9 | 304 | 9 |  | Solar | FIXED | Roof
SRP14850 | ENPHASE ENERGY | M215-60-2LL-S2X | 215 | 46 |  |  | 0.963 | Solar Inverter |  | OUTDOOR
SRP14851 | TRINA SOLAR | TSM-240PA05 | 240 | 40 | 175 | 34 |  | Solar | FIXED | Roof
SRP14851 | ENPHASE ENERGY | M215-60-2LL-S2X | 215 | 40 |  |  | 0.963 | Solar Inverter |  | OUTDOOR
SRP14852 | MATRIX SOLAR/PHOTOWATT | PW1000-100 | 250 | 36 | 110.3 | 32 |  | Solar | FIXED | Roof
SRP14852 | MATRIX SOLAR/PHOTOWATT | PW1000-100 | 250 | 14 | 200.3 | 40 |  | Solar | FIXED | Roof
SRP14852 | PV POWERED |  | 3000 | 2 |  |  | 0.935 | Solar Inverter |  | Outside
SRP14852 | PV POWERED | PVP4800 | 4800 | 1 |  |  | 0.96 | Solar Inverter |  | Outside
SRP14853 | SUNTECH POWER | STP150-24/AB-1 | 250 | 13 | 228 | 20 |  | Solar | FIXED | Roof
SRP14853 | SMA AMERICA | SB4000US (240V) | 4000 | 1 |  |  | 0.96 | Solar Inverter |  | INDOOR
SRP14854 | ISOFOTON | I-165 | 250 | 10 | 103.9 | 15 |  | Solar | FIXED | Roof
SRP14854 | ISOFOTON | I-165 | 250 | 18 | 103.9 | 20 |  | Solar | FIXED | Roof
SRP14854 | PV POWERED |  | 2500 | 1 |  |  | 0.945 | Solar Inverter |  | INDOOR
SRP14854 | PV POWERED | PVP4800 | 4800 | 1 |  |  | 0.96 | Solar Inverter |  | INDOOR
SRP14855 | SUNTECH POWER | STP150-24/AB-1 | 250 | 32 | 235.1 | 25 |  | Solar | FIXED | Roof
SRP14855 | PV POWERED | PVP3500 | 3500 | 2 |  |  | 0.955 | Solar Inverter |  | INDOOR
SRP14856 | SUNTECH POWER | STP150-24/AB-1 | 250 | 20 | 104 | 25 |  | Solar | FIXED | Roof
SRP14856 | PV POWERED | PVP4800 | 4800 | 1 |  |  | 0.96 | Solar Inverter |  | INDOOR
SRP14857 | SUNTECH POWER | STP150-24/AB-1 | 250 | 26 | 270.5 | 30 |  | Solar | FIXED | Roof
SRP14857 | SMA AMERICA | SB6000US (240V) | 6000 | 1 |  |  | 0.97 | Solar Inverter |  | INDOOR
SRP14858 | SUNTECH POWER | STP150-24/AB-1 | 250 | 18 | 108 | 25 |  | Solar | FIXED | Roof
SRP14858 | PV POWERED | PVP4800 | 4800 | 1 |  |  | 0.96 | Solar Inverter |  | INDOOR
SRP14859 | SUNTECH POWER | STP150-24/AB-1 | 250 | 44 | 117.1 | 30 |  | Solar | FIXED | Roof
SRP14859 | SMA AMERICA | SB5000US (277V) | 5000 | 2 |  |  | 0.96 | Solar Inverter |  | Inside
SRP14860 | YINGLI ENERGY (CHINA) | YL240P-29B | 240 | 20 | 226 | 22 |  | Solar | FIXED | Roof
SRP14860 | SOLAREDGE TECHNOLOGIES | SE5000 (208V) W/ -ER-US OR A-US | 5000 | 1 |  |  | 0.975 | Solar Inverter |  | Inside
SRP14861 | KYOCERA SOLAR | KD220GX-LFBS | 220 | 28 | 120 | 23 |  | Solar | FIXED | Roof
SRP14861 | POWER-ONE | PVI-5000-OUTD-US (240 V) | 5000 | 1 |  |  | 0.965 | Solar Inverter |  | OUTDOOR
SRP14862 | KYOCERA SOLAR | KD220GX-LFBS | 220 | 30 | 173 | 35 |  | Solar | FIXED | Roof
SRP14862 | POWER-ONE | PVI-6000-OUTD-US (240 V) | 6000 | 1 |  |  | 0.965 | Solar Inverter |  | Inside
SRP14863 | CANADIAN SOLAR | CS6P-235PX | 235 | 7 | 214 | 15 |  | Solar | FIXED | Roof
SRP14863 | CANADIAN SOLAR | CS6P-235PX | 235 | 8 | 214 | 32 |  | Solar | FIXED | Roof
SRP14863 | ENPHASE ENERGY | M215-60-2LL-S2X | 215 | 15 |  |  | 0.96 | Solar Inverter |  | OUTDOOR
SRP14864 | TRINA SOLAR | TSM-245PA05 | 245 | 16 | 178 | 20 |  | Solar | FIXED | Roof
SRP14864 | ENPHASE ENERGY | M215-60-2LL-S2X-IG-ZC | 215 | 16 |  |  | 0.96 | Solar Inverter |  | OUTDOOR
SRP14867 | CANADIAN SOLAR | CS6P-230 | 235 | 3 | 94 | 18 |  | Solar | FIXED | Roof
SRP14867 | CANADIAN SOLAR | CS6P-230 | 235 | 19 | 94 | 20 |  | Solar | FIXED | Roof
SRP14867 | ENPHASE ENERGY | EMU | 215 | 6 |  |  | 0.96 | Solar Inverter |  | OUTDOOR
SRP14867 | ENPHASE ENERGY | EMU | 215 | 16 |  |  | 0.96 | Solar Inverter |  | OUTDOOR
SRP14869 | TRINA SOLAR | TSM-235PA05 | 235 | 11 | 260 | 31 |  | Solar | FIXED | Roof
SRP14869 | ENPHASE ENERGY | M215-60-2LL-S2X | 215 | 11 |  |  | 0.96 | Solar Inverter |  | Outside
SRP14870 | CANADIAN SOLAR | CS6P-235PX | 235 | 30 | 132 | 22 |  | Solar | FIXED | Roof
SRP14870 | ENPHASE ENERGY | M215-60-2LL-S2X | 215 | 30 |  |  | 0.96 | Solar Inverter |  | OUTDOOR
SRP14871 | CANADIAN SOLAR | CS6P-235PX | 235 | 6 | 162 | 13 |  | Solar | FIXED | Roof
SRP14871 | CANADIAN SOLAR | CS6P-235PX | 235 | 18 | 162 | 19 |  | Solar | FIXED | Roof
SRP14871 | ENPHASE ENERGY | M215-60-2LL-S2X | 215 | 24 |  |  | 0.96 | Solar Inverter |  | OUTDOOR
SRP14873 | CANADIAN SOLAR | CS6P-235PX | 235 | 11 | 104 | 28 |  | Solar | FIXED | Roof
SRP14873 | CANADIAN SOLAR | CS6P-235PX | 235 | 10 | 284 | 28 |  | Solar | FIXED | Roof
SRP14873 | ENPHASE ENERGY | M215-60-2LL-S2X | 215 | 21 |  |  | 0.96 | Solar Inverter |  | OUTDOOR
SRP14874 | CHANGZHOU TRINA SOLAR ENERGY CO | TSM-160D | 240 | 18 | 127 | 23 |  | Solar | FIXED | Roof
SRP14874 | CHANGZHOU TRINA SOLAR ENERGY CO | TSM-185D | 240 | 15 | 127 | 23 |  | Solar | FIXED | Roof
SRP14874 | ENPHASE ENERGY | EMU | 215 | 33 |  |  | 0.96 | Solar Inverter |  | OUTDOOR
SRP14875 | TRINA SOLAR | TSM-240PD05 | 240 | 42 | 123 | 27 |  | Solar | FIXED | Roof
SRP14875 | ENPHASE ENERGY | M215-60-2LL-S2X-IG | 215 | 42 |  |  | 0.96 | Solar Inverter |  | OUTDOOR
SRP14876 | YINGLI ENERGY (CHINA) | YL240P-29B | 240 | 15 | 220 | 34 |  | Solar | FIXED | Roof
SRP14876 | YINGLI ENERGY (CHINA) | YL240P-29B | 240 | 10 | 310 | 34 |  | Solar | FIXED | Roof
SRP14876 | POWER-ONE | PVI-6000-OUTD-US-W (240 V) | 6000 | 1 |  |  | 0.965 | Solar Inverter |  | Inside
SRP14877 | LG ELECTRONICS SOLAR CELL DIVISION | LG260S1C-G2 | 260 | 8 | 233 | 30 |  | Solar | FIXED | Roof
SRP14877 | LG ELECTRONICS SOLAR CELL DIVISION | LG260S1C-G2 | 260 | 9 | 143 | 45 |  | Solar | FIXED | Roof
SRP14877 | LG ELECTRONICS SOLAR CELL DIVISION | LG260S1C-G2 | 260 | 18 | 233 | 45 |  | Solar | FIXED | Roof
SRP14877 | ENPHASE ENERGY | M215-60-2LL-S2X | 215 | 35 |  |  | 0.963 | Solar Inverter |  | OUTDOOR
SRP14878 | SUNTECH POWER | STP290-24/VD | 290 | 2046 | 186.5 | 10.1 |  | Solar | FIXED | Roof
SRP14878 | SUNTECH POWER | STP295-24/VD | 295 | 2013 | 186.5 | 10.1 |  | Solar | FIXED | Roof
SRP14878 | SUNTECH POWER | STP295-24/VD | 295 | 2013 | 187.5 | 14 |  | Solar | FIXED | Roof
SRP14878 | SUNTECH POWER | STP300-24/VD | 300 | 1980 | 187.5 | 14 |  | Solar | FIXED | Roof
SRP14878 | SMA AMERICA | SB1100U | 500000 | 4 |  |  | 0.98 | Solar Inverter |  | OUTDOOR
SRP14881 | SUNTECH POWER | STP21018 | 280 | 1740 | 204 | 10 |  | Solar | FIXED | Roof
SRP14881 | PV POWERED | PVP100KW-480 | 100000 | 2 |  |  | 0.96 | Solar Inverter |  | INDOOR
SRP14881 | PV POWERED | PVP100KW-480 | 260000 | 1 |  |  | 0.977 | Solar Inverter |  | INDOOR
SRP14882 | SUNIVA | ART245-60-3-100 | 245 | 2665 | 183 | 10 |  | Solar | FIXED | Roof
SRP14882 | SUNIVA | ART245-60-3-100 | 245 | 975 | 204 | 10 |  | Solar | FIXED | Roof
SRP14882 | SUNIVA | ART245-60-3-100 | 245 | 195 | 264 | 10 |  | Solar | FIXED | Roof
SRP14882 | PV POWERED | PVP100KW-480 | 100000 | 1 |  |  | 0.96 | Solar Inverter |  | OUTDOOR
SRP14882 | POWER-ONE | PVI-CENTRAL-250-US (480 V) | 250000 | 3 |  |  | 0.97 | Solar Inverter |  | OUTDOOR
SRP14883 | SUNTECH POWER | STP210S-18/UB-1 | 280 | 1450 | 173 | 10 |  | Solar | FIXED | Roof
SRP14883 | PV POWERED | PVP100KW-208 | 100000 | 1 |  |  | 0.96 | Solar Inverter |  | INDOOR
SRP14883 | PV POWERED | PVP2000 | 260000 | 1 |  |  | 0.97 | Solar Inverter |  | INDOOR
SRP14885 | SUNTECH POWER | STP295-24/VD | 295 | 1120 | 170 | 10 |  | Solar | FIXED | Roof
SRP14885 | PV POWERED | PVP50KW-208 | 50000 | 1 |  |  | 0.971 | Solar Inverter |  | INDOOR
SRP14885 | PV POWERED | PVP260KW | 260000 | 1 |  |  | 0.977 | Solar Inverter |  | INDOOR
SRP14886 | SHARP | ND-Q235F4 | 235 | 15 | 245 | 33 |  | Solar | FIXED | Roof
SRP14886 | SHARP | ND-Q235F4 | 235 | 24 | 108 | 43 |  | Solar | FIXED | Roof
SRP14886 | ENPHASE ENERGY | M215-60-2LL-S2X | 215 | 15 |  |  | 1 | Solar Inverter |  | OUTDOOR
SRP14886 | ENPHASE ENERGY | M215-60-2LL-S2X | 215 | 24 |  |  | 1 | Solar Inverter |  | OUTDOOR
SRP14892 | CHANGZHOU TRINA SOLAR ENERGY CO | TSM-185D | 240 | 40 | 180 | 20 |  | Solar | FIXED | Roof
SRP14892 | ENPHASE ENERGY | M200-32-240-S02 | 215 | 40 |  |  | 0.96 | Solar Inverter |  | INDOOR
SRP14893 | SUNTECH POWER | STP240-20/WDE | 240 | 28 | 199 | 20 |  | Solar | FIXED | Roof
SRP14893 | SUNTECH POWER | STP240-20/WDE | 240 | 62 | 289 | 20 |  | Solar | FIXED | Roof
SRP14893 | SMA AMERICA | SB6000US (240V) | 6000 | 1 |  |  | 0.968 | Solar Inverter |  | OUTDOOR
SRP14893 | SMA AMERICA | SB7000US (240V) | 7000 | 1 |  |  | 0.969 | Solar Inverter |  | OUTDOOR
SRP14893 | SMA AMERICA | SB8000TL-US (240V) | 8000 | 1 |  |  | 0.963 | Solar Inverter |  | OUTDOOR
SRP14895 | CHANGZHOU TRINA SOLAR ENERGY CO | TSM-185D | 240 | 6 | 119 | 30 |  | Solar | FIXED | Roof
SRP14895 | CHANGZHOU TRINA SOLAR ENERGY CO | TSM-185D | 240 | 54 | 209 | 30 |  | Solar | FIXED | Roof
SRP14895 | CHANGZHOU TRINA SOLAR ENERGY CO | TSM-185D | 240 | 6 | 299 | 30 |  | Solar | FIXED | Roof
SRP14895 | ENPHASE ENERGY | M200-32-208-S01 | 215 | 66 |  |  | 0.963 | Solar Inverter |  | OUTDOOR
SRP14897 | SUNPOWER | SPR-315E-WHT-U | 327 | 7 | 172 | 14 |  | Solar | FIXED | Roof
SRP14897 | SUNPOWER | SPR-315E-WHT-U | 327 | 28 | 172 | 33 |  | Solar | FIXED | Roof
SRP14897 | SUNPOWER CORP (ORIGINAL MFR - PV POWERED LLC) | SPR-2500 | 9995 | 1 |  |  | 0.962 | Solar Inverter |  | Outside
SRP14898 | ISOFOTON | I-100/12 | 245 | 17 | 175 | 34 |  | Solar | FIXED | Roof
SRP14898 | ENPHASE ENERGY | M200-32-208-S01 | 215 | 17 |  |  | 0.96 | Solar Inverter |  | OUTDOOR
SRP14900 | ET SOLAR INDUSTRY | ET-P654180 | 240 | 28 | 190 | 27 |  | Solar | FIXED | Roof
SRP14900 | SMA AMERICA | SB6000U (240V) | 6000 | 1 |  |  | 0.955 | Solar Inverter |  | OUTDOOR
SRP14901 | SUNPOWER | SPR-315E-WHT-U | 327 | 12 | 140 | 23 |  | Solar | FIXED | Roof
SRP14901 | SUNPOWER | SPR-305-WHT-U | 327 | 18 | 230 | 23 |  | Solar | FIXED | Roof
SRP14901 | SUNPOWER CORP (ORIGINAL MFRFRONIUS) | SPR-8000F-277 | 10000 | 1 |  |  | 0.962 | Solar Inverter |  | INDOOR
SRP14902 | SHARP | ND-123UJF | 240 | 91 | 216 | 2 |  | Solar | FIXED | Roof
SRP14902 | SMA AMERICA | SB5000US (240V) | 5000 | 2 |  |  | 0.968 | Solar Inverter |  | Outside
SRP14902 | SMA AMERICA | SB700U | 8000 | 1 |  |  | 0.965 | Solar Inverter |  | Outside
SRP14903 | SHARP | NU-Q240W4 | 240 | 240 | 200 | 9 |  | Solar | FIXED | Roof
SRP14903 | SATCON TECHNOLOGY | PVS-100 (208 V) | 50000 | 1 |  |  | 0.959 | Solar Inverter |  | OUTDOOR
SRP14906 | CONERGY | CONERGY PH 240P | 240 | 12 | 170 | 18 |  | Solar | FIXED | Roof
SRP14906 | CONERGY | CONERGY PH 240P | 240 | 14 | 170 | 22 |  | Solar | FIXED | Roof
SRP14906 | CONERGY | CONERGY PH 240P | 240 | 13 | 260 | 38 |  | Solar | FIXED | Roof
SRP14906 | SMA AMERICA | SB4000US (240V) | 4000 | 1 |  |  | 0.96 | Solar Inverter |  | OUTDOOR
SRP14906 | SMA AMERICA | SB4000US (240V) | 4000 | 1 |  |  | 0.96 | Solar Inverter |  | OUTDOOR
SRP14906 | SMA AMERICA | SB4000US (240V) | 4000 | 1 |  |  | 0.96 | Solar Inverter |  | OUTDOOR
SRP14908 | LG ELECTRONICS SOLAR CELL DIVISION | LG260S1C-G2 | 260 | 18 | 153 | 14 |  | Solar | FIXED | Roof
SRP14908 | LG ELECTRONICS SOLAR CELL DIVISION | LG260S1C-G2 | 260 | 21 | 153 | 18 |  | Solar | FIXED | Roof
SRP14908 | LG ELECTRONICS SOLAR CELL DIVISION | LG260S1C-G2 | 260 | 20 | 180 | 30 |  | Solar | FIXED | Roof
SRP14908 | LG ELECTRONICS SOLAR CELL DIVISION | LG260S1C-G2 | 260 | 29 | 243 | 43 |  | Solar | FIXED | Roof
SRP14908 | ENPHASE ENERGY | M215-60-2LL-S2X | 215 | 88 |  |  | 0.96 | Solar Inverter |  | OUTDOOR
SRP14909 | SUNPOWER | SPR-315E-WHT-U | 327 | 23 | 212 | 20 |  | Solar | FIXED | Roof
SRP14909 | SUNPOWER | SPR-315E-WHT-U | 327 | 9 | 212 | 30 |  | Solar | FIXED | Roof
SRP14909 | SUNPOWER CORP (ORIGINAL MFRSMA) | SPR-7000M (240V) | 10000 | 1 |  |  | 0.97 | Solar Inverter |  | OUTDOOR
SRP14910 | SUNPOWER | PL-AP-120L | 327 | 30 | 271 | 24 |  | Solar | FIXED | Roof
SRP14910 | SUNPOWER CORP (ORIGINAL MFRSMA) | SPR-7000M (277V) | 10000 | 1 |  |  | 0.96 | Solar Inverter |  | OUTDOOR
SRP14912 | CHANGZHOU TRINA SOLAR ENERGY CO | TSM-160D | 300 | 1408 | 180 | 25 |  | Solar | FIXED | Roof
SRP14912 | SATCON TECHNOLOGY | PVS-30 (240 V) | 30000 | 3 |  |  | 0.96 | Solar Inverter |  | OUTDOOR
SRP14912 | SATCON TECHNOLOGY | PVS-250 (480 V) | 250000 | 1 |  |  | 0.966 | Solar Inverter |  | Outside
SRP14914 | SUNPOWER | SPR-327NE-WHT-D | 327 | 20 | 145 | 28 |  | Solar | FIXED | Roof
SRP14914 | SUNPOWER CORP (ORIGINAL MFRFRONIUS) | SPR-6500F-208 | 6500 | 1 |  |  | 0.962 | Solar Inverter |  | OUTDOOR
SRP14917 | SUNTECH POWER | STP150-24/AB-1 | 250 | 11 | 143.6 | 35 |  | Solar | FIXED | Roof
SRP14917 | SUNTECH POWER | STP150-24/AB-1 | 250 | 20 | 233.6 | 35 |  | Solar | FIXED | Roof
SRP14917 | PV POWERED | PVP2500 | 2500 | 1 |  |  | 0.945 | Solar Inverter |  | OUTDOOR
SRP14917 | PV POWERED | PVP4800 | 4800 | 1 |  |  | 0.96 | Solar Inverter |  | OUTDOOR
SRP14918 | HYUNDAI HEAVY INDUSTRIES | HIS-M245MG | 245 | 35 | 184 | 17 |  | Solar | FIXED | Roof
SRP14918 | POWER-ONE | PVI-3600-OUTD-US-F (240V) | 3600 | 2 |  |  | 0.96 | Solar Inverter |  | INDOOR
SRP14919 | SUNTECH POWER | STP210-18/UB-1 | 250 | 26 | 256.5 | 30 |  | Solar | FIXED | Roof
SRP14919 | SUNTECH POWER | STP210-18/UB-1 | 250 | 8 | 166.5 | 35 |  | Solar | FIXED | Roof
SRP14919 | PV POWERED | PVP2000 | 2000 | 1 |  |  | 0.92 | Solar Inverter |  | Inside
SRP14919 | SMA AMERICA | SB6000U (208V) | 6000 | 1 |  |  | 0.97 | Solar Inverter |  | Inside
SRP14923 | SUNPOWER | T5-SPR-327 | 327 | 16 | 120 | 30 |  | Solar | FIXED | Roof
SRP14923 | SUNPOWER | T5-SPR-327 | 327 | 35 | 210 | 45 |  | Solar | FIXED | Roof
SRP14923 | SUNPOWER CORP (ORIGINAL MFRSMA) | SPR-6000M (240V) | 6000 | 3 |  |  | 0.968 | Solar Inverter |  | Inside
SRP14924 | SUNPOWER | SPR-327NE-WHT-D | 327 | 30 | 265 | 25 |  | Solar | FIXED | Roof
SRP14924 | SUNPOWER CORP (ORIGINAL MFRSMA) | SPR-3000M (208V) | 3600 | 1 |  |  | 0.969 | Solar Inverter |  | OUTDOOR
SRP14924 | SUNPOWER CORP (ORIGINAL MFRSMA) | SPR-6000M (240V) | 6000 | 1 |  |  | 0.969 | Solar Inverter |  | OUTDOOR
SRP14925 | TRINA SOLAR | TSM-240PA05.10 | 240 | 32 | 153 | 22 |  | Solar | FIXED | Roof
SRP14925 | ENPHASE ENERGY | M215-60-2LL-S2X | 215 | 32 |  |  | 0.96 | Solar Inverter |  | INDOOR
SRP14926 | ET SOLAR INDUSTRY | ET-A-M660245B | 245 | 22 | 218 | 25 |  | Solar | FIXED | Roof
SRP14926 | SMA AMERICA | SB5000US (240V) | 5000 | 1 |  |  | 0.955 | Solar Inverter |  | INDOOR
SRP14927 | HYUNDAI HEAVY INDUSTRIES | HIS-S245MG(BK) | 245 | 18 | 247 | 24 |  | Solar | FIXED | Roof
SRP14927 | POWER-ONE | PVI-4.2-OUTD-S-US (240 V) | 4200 | 1 |  |  | 0.96 | Solar Inverter |  | INDOOR
SRP14928 | SUNTECH POWER | STP250-20/WDB | 250 | 13 | 94 | 22 |  | Solar | FIXED | Roof
SRP14928 | SUNTECH POWER | STP250-20/WDB | 250 | 14 | 274 | 22 |  | Solar | FIXED | Roof
SRP14928 | POWER-ONE | PVI-6000-OUTD-US (208 V) | 6000 | 1 |  |  | 0.965 | Solar Inverter |  | INDOOR
SRP14929 | TRINA SOLAR | TSM-250PA05A | 250 | 20 | 172 | 12 |  | Solar | FIXED | Roof
SRP14929 | TRINA SOLAR | TSM-250PA05A | 250 | 30 | 262 | 32 |  | Solar | FIXED | Roof
SRP14929 | SMA AMERICA | SB4000US (240V) | 4000 | 1 |  |  | 0.96 | Solar Inverter |  | OUTDOOR
SRP14929 | SMA AMERICA | SB6000US-12 (240V) | 6000 | 1 |  |  | 0.96 | Solar Inverter |  | OUTDOOR
SRP14930 | TRINA SOLAR | TSM-250PA05 | 250 | 26 | 185 | 21 |  | Solar | FIXED | Roof
SRP14930 | SMA AMERICA | SB6000U (240V) | 6000 | 1 |  |  | 0.96 | Solar Inverter |  | Inside
SRP14931 | SUNTECH POWER | STP270-24/VB-1 | 270 | 83 | 158 | 8 |  | Solar | FIXED | Roof
SRP14931 | SMA AMERICA | SB3000US (240V) | 3000 | 1 |  |  | 0.96 | Solar Inverter |  | OUTDOOR
SRP14931 | SMA AMERICA | SB8000TL-US (208V) | 8000 | 2 |  |  | 0.96 | Solar Inverter |  | OUTDOOR
SRP14932 | CHANGZHOU TRINA SOLAR ENERGY CO | TSM-160D | 240 | 28 | 115 | 23 |  | Solar | FIXED | Roof
SRP14932 | ENPHASE ENERGY | M215-60-2LL-S2X | 215 | 28 |  |  | 0.96 | Solar Inverter |  | Outside
SRP14933 | CHANGZHOU TRINA SOLAR ENERGY CO | TSM-160D | 240 | 10 | 160 | 29 |  | Solar | FIXED | Roof
SRP14933 | CHANGZHOU TRINA SOLAR ENERGY CO | TSM-160D | 240 | 14 | 160 | 29 |  | Solar | FIXED | Roof
SRP14933 | ENPHASE ENERGY | M200-32-240-S02 | 215 | 24 |  |  | 0.96 | Solar Inverter |  | Inside
SRP14934 | CHANGZHOU TRINA SOLAR ENERGY CO | TSM-160D | 240 | 26 | 175 | 30 |  | Solar | FIXED | Roof
SRP14934 | CHANGZHOU TRINA SOLAR ENERGY CO | TSM-160D | 240 | 10 | 265 | 42 |  | Solar | FIXED | Roof
SRP14934 | CHANGZHOU TRINA SOLAR ENERGY CO | TSM-160D | 240 | 4 | 265 | 44 |  | Solar | FIXED | Roof
SRP14934 | ENPHASE ENERGY | M175-24-208-S | 215 | 40 |  |  | 0.96 | Solar Inverter |  | OUTDOOR
SRP14935 | SUNTECH POWER | STP210S-18/UB-1 | 250 | 40 | 169.6 | 35 |  | Solar | FIXED | Roof
SRP14935 | PV POWERED | PVP4800 | 4800 | 2 |  |  | 0.96 | Solar Inverter |  | INDOOR
SRP14936 | SUNTECH POWER | STP210S-18/UB-1 | 250 | 26 | 63.6 | 18 |  | Solar | FIXED | Roof
SRP14936 | SUNTECH POWER | STP210S-18/UB-1 | 250 | 22 | 243.6 | 18 |  | Solar | FIXED | Roof
SRP14936 | PV POWERED | PVP4800 | 4800 | 1 |  |  | 0.96 | Solar Inverter |  | INDOOR
SRP14936 | SMA AMERICA | SB6000U (240V) | 6000 | 1 |  |  | 0.97 | Solar Inverter |  | INDOOR
SRP14937 | CANADIAN SOLAR | CS6X-290P | 290 | 330 | 147 | 10 |  | Solar | FIXED | Roof
SRP14937 | PV POWERED | PVP75KW-208 | 75000 | 1 |  |  | 0.96 | Solar Inverter |  | OUTDOOR
SRP14938 | TRINA SOLAR | TSM-250PA05A | 250 | 13 | 198 | 27 |  | Solar | FIXED | Roof
SRP14938 | SMA AMERICA | SB4000US (240V) | 4000 | 1 |  |  | 0.96 | Solar Inverter |  | Inside
SRP14940 | MATRIX SOLAR/PHOTOWATT | PW1000-100 | 255 | 39 | 155 | 18 |  | Solar | FIXED | Roof
SRP14940 | ENPHASE ENERGY | M175-24-208-S | 215 | 39 |  |  | 0.965 | Solar Inverter |  | OUTDOOR
SRP14941 | SUNTECH POWER | STP150-24/AB-1 | 250 | 40 | 173 | 35 |  | Solar | FIXED | Roof
SRP14941 | PV POWERED | PVP4800 | 4800 | 2 |  |  | 0.96 | Solar Inverter |  | INDOOR
SRP14943 | HANWHA SOLARONE (QIDONG) | HSL60P6-PA-4-250TW | 250 | 22 | 215 | 25 |  | Solar | FIXED | Roof
SRP14943 | ENPHASE ENERGY | M215-60-2LL-S2X | 215 | 22 |  |  | 0.963 | Solar Inverter |  | OUTDOOR
SRP14946 | YINGLI ENERGY (CHINA) | YL240P-29B | 240 | 15 | 164 | 26 |  | Solar | FIXED | Roof
SRP14946 | YINGLI ENERGY (CHINA) | YL240P-29B | 240 | 15 | 254 | 26 |  | Solar | FIXED | Roof
SRP14946 | POWER-ONE | PVI-6000-OUTD-US (240 V) | 6000 | 1 |  |  | 0.965 | Solar Inverter |  | OUTDOOR
SRP14947 | SUNIVA | MVT280-72-5-100 | 280 | 2904 | 180 | 33 |  | Solar | FIXED | Ground
SRP14947 | ADVANCED ENERGY INDUSTRIES | AE 260TX-480 | 260000 | 1 |  |  | 0.97 | Solar Inverter |  | INDOOR
SRP14947 | ADVANCED ENERGY INDUSTRIES | AE 500TX-480 | 500000 | 1 |  |  | 0.97 | Solar Inverter |  | INDOOR
SRP14948 | YINGLI ENERGY (CHINA) | YL240P-29B | 240 | 10 | 145 | 24 |  | Solar | FIXED | Roof
SRP14948 | YINGLI ENERGY (CHINA) | YL240P-29B | 240 | 8 | 224 | 24 |  | Solar | FIXED | Roof
SRP14948 | POWER-ONE | PVI-3600-US (240V) | 3600 | 1 |  |  | 0.96 | Solar Inverter |  | Inside
SRP14949 | YINGLI ENERGY (CHINA) | YL285P-35B | 285 | 155 | 151 | 10 |  | Solar | FIXED | Roof
SRP14949 | YINGLI ENERGY (CHINA) | YL285P-35B | 285 | 149 | 179 | 10 |  | Solar | FIXED | Roof
SRP14949 | PV POWERED | PVP3500 | 3500 | 2 |  |  | 0.955 | Solar Inverter |  | INDOOR
SRP14949 | PV POWERED | PVP4800 | 4800 | 4 |  |  | 0.96 | Solar Inverter |  | INDOOR
SRP14949 | PV POWERED | PVP5200 | 5200 | 10 |  |  | 0.96 | Solar Inverter |  | INDOOR
SRP14952 | YINGLI ENERGY (CHINA) | YL240P-29B | 240 | 13 | 115 | 22 |  | Solar | FIXED | Roof
SRP14952 | SOLAREDGE TECHNOLOGIES | SE3000 (240V) W/ -ER-US OR A-US | 3000 | 1 |  |  | 0.975 | Solar Inverter |  | OUTDOOR
SRP14953 | MATRIX SOLAR/PHOTOWATT | PW1650-175 | 250 | 16 | 260.4 | 25 |  | Solar | FIXED | Roof
SRP14953 | MATRIX SOLAR/PHOTOWATT | PW1650-175 | 250 | 18 | 170.4 | 35 |  | Solar | FIXED | Roof
SRP14953 | PV POWERED | PVP3500 | 3500 | 1 |  |  | 0.955 | Solar Inverter |  | INDOOR
SRP14953 | PV POWERED | PVP4800 | 4800 | 1 |  |  | 0.96 | Solar Inverter |  | INDOOR
SRP14955 | SUNTECH POWER | STP250-20/WDE | 250 | 10 | 152 | 20 |  | Solar | FIXED | Roof
SRP14955 | SUNTECH POWER | STP250-20/WDE | 250 | 14 | 242 | 20 |  | Solar | FIXED | Roof
SRP14955 | PV POWERED | PVP2500 | 2500 | 1 |  |  | 0.945 | Solar Inverter |  | Outside
SRP14955 | PV POWERED | PVP3000 | 3000 | 1 |  |  | 0.935 | Solar Inverter |  | Outside
SRP14959 | CANADIAN SOLAR | CS6P-235PX | 235 | 6 | 226 | 10 |  | Solar | FIXED | Roof
SRP14959 | CANADIAN SOLAR | CS6P-235PX | 235 | 15 | 226 | 34 |  | Solar | FIXED | Roof
SRP14959 | ENPHASE ENERGY | M215-60-2LL-S2X-IG-NA | 215 | 21 |  |  | 0.96 | Solar Inverter |  | OUTDOOR
SRP14960 | TRINA SOLAR | TSM-235PA05 | 235 | 26 | 206 | 27 |  | Solar | FIXED | Roof
SRP14960 | TRINA SOLAR | TSM-235PA05 | 235 | 3 | 116 | 43 |  | Solar | FIXED | Roof
SRP14960 | ENPHASE ENERGY | M215-60-2LL-S2X | 215 | 29 |  |  | 0.96 | Solar Inverter |  | OUTDOOR
SRP14961 | MATRIX SOLAR/PHOTOWATT | PW1000-100 | 260 | 6994 | 211 | 11 |  | Solar | FIXED | Roof
SRP14961 | ADVANCED ENERGY INDUSTRIES | 3159000-104 | 500000 | 3 |  |  | 0.97 | Solar Inverter |  | OUTDOOR
SRP14962 | TRINA SOLAR | TSM-240PA05 | 240 | 14 | 83 | 38 |  | Solar | FIXED | Roof
SRP14962 | TRINA SOLAR | TSM-240PA05 | 240 | 9 | 263 | 38 |  | Solar | FIXED | Roof
SRP14962 | POWER-ONE | PVI-5000-OUTD-US (240 V) | 5000 | 1 |  |  | 0.965 | Solar Inverter |  | Inside
SRP14965 | CANADIAN SOLAR | CS6P-235PX | 235 | 7 | 112 | 9 |  | Solar | FIXED | Roof
SRP14965 | CANADIAN SOLAR | CS6P-235PX | 235 | 19 | 202 | 15 |  | Solar | FIXED | Roof
SRP14965 | ENPHASE ENERGY | M175-24-208-S | 215 | 12 |  |  | 0.96 | Solar Inverter |  | OUTDOOR
SRP14965 | ENPHASE ENERGY | M175-24-208-S | 215 | 14 |  |  | 0.96 | Solar Inverter |  | OUTDOOR
SRP14966 | SUNIVA | OPT265-60-4-100 | 260 | 17 | 193 | 43 |  | Solar | FIXED | Roof
SRP14966 | POWER-ONE | PVI-3.6-OUTD-S-US (208 V) | 3600 | 1 |  |  | 0.965 | Solar Inverter |  | OUTDOOR
SRP14967 | KYOCERA SOLAR | KD210GX-LP | 220 | 10 | 123 | 5 |  | Solar | FIXED | Roof
SRP14967 | KYOCERA SOLAR | KD220GX-LFBS | 220 | 10 | 303 | 5 |  | Solar | FIXED | Roof
SRP14967 | SMA AMERICA | SB3000US (240V) | 3000 | 1 |  |  | 0.955 | Solar Inverter |  | Inside
SRP14968 | LG ELECTRONICS SOLAR CELL DIVISION | LG260S1C-G2 | 260 | 28 | 113 | 27 |  | Solar | FIXED | Roof
SRP14968 | LG ELECTRONICS SOLAR CELL DIVISION | LG260S1C-G2 | 260 | 6 | 203 | 27 |  | Solar | FIXED | Roof
SRP14968 | ENPHASE ENERGY | M215-60-2LL-S2X | 215 | 34 |  |  | 0.963 | Solar Inverter |  | OUTDOOR
SRP14969 | SUNTECH POWER | STP210-18/UB-1 | 250 | 30 | 102.6 | 20 |  | Solar | FIXED | Roof
SRP14969 | SUNTECH POWER | STP210-18/UB-1 | 250 | 20 | 200 | 30 |  | Solar | FIXED | Roof
SRP14969 | PV POWERED | PVP2500 | 2500 | 1 |  |  | 0.945 | Solar Inverter |  | Outside
SRP14969 | PV POWERED | PVP4800 | 4800 | 2 |  |  | 0.96 | Solar Inverter |  | Outside
SRP14970 | SUNTECH POWER | STP250S-20/WD | 250 | 36 | 152 | 5 |  | Solar | FIXED | Roof
SRP14970 | SUNTECH POWER | STP250-20/WDE | 250 | 20 | 242 | 40 |  | Solar | FIXED | Roof
SRP14970 | SMA AMERICA | SB3000US (208V) | 3000 | 1 |  |  | 0.96 | Solar Inverter |  | INDOOR
SRP14970 | PV POWERED | PVP4800 | 4800 | 1 |  |  | 0.96 | Solar Inverter |  | INDOOR
SRP14970 | SMA AMERICA | SB6000U (240V) | 6000 | 1 |  |  | 0.97 | Solar Inverter |  | INDOOR
SRP14972 | SUNTECH POWER | STP210-18/UB-1 | 250 | 18 | 205 | 30 |  | Solar | FIXED | Roof
SRP14972 | PV POWERED | PVP4800 | 4800 | 1 |  |  | 0.96 | Solar Inverter |  | INDOOR
SRP14974 | SUNTECH POWER | STP210-18/UB-1 | 250 | 16 | 205 | 30 |  | Solar | FIXED | Roof
SRP14974 | PV POWERED | PVP3500 | 3500 | 1 |  |  | 0.955 | Solar Inverter |  | INDOOR
SRP14975 | TRINA SOLAR | TSM-240PA05 | 240 | 35 | 206 | 31 |  | Solar | FIXED | Roof
SRP14975 | POWER-ONE | PVI-3.8-1-OUTD-X-US-Y (208 V) | 3800 | 1 |  |  | 0.96 | Solar Inverter |  | INDOOR
SRP14975 | POWER-ONE | PVI-5000-OUTD-US (208 V) | 5000 | 1 |  |  | 0.965 | Solar Inverter |  | INDOOR
SRP14977 | YINGLI ENERGY (CHINA) | YL240P-29B | 240 | 16 | 94 | 18 |  | Solar | FIXED | Roof
SRP14977 | YINGLI ENERGY (CHINA) | YL240P-29B | 240 | 16 | 274 | 18 |  | Solar | FIXED | Roof
SRP14977 | POWER-ONE | PVI-5000-OUTD-US (240 V) | 5000 | 1 |  |  | 0.965 | Solar Inverter |  | Inside
SRP14977 | POWER-ONE | PVI-5000-OUTD-US (240 V) | 5000 | 1 |  |  | 0.965 | Solar Inverter |  | Inside
SRP14978 | TRINA SOLAR | TSM-250PA05 | 250 | 24 | 106 | 36 |  | Solar | FIXED | Roof
SRP14978 | SMA AMERICA | SB5000US (240V) | 5000 | 1 |  |  | 0.96 | Solar Inverter |  | OUTDOOR
SRP14979 | TRINA SOLAR | TSM-245PA05.18 | 245 | 28 | 183 | 21 |  | Solar | FIXED | Roof
SRP14979 | SMA AMERICA | SB4000US (240V) | 4000 | 2 |  |  | 0.96 | Solar Inverter |  | OUTDOOR
SRP14981 | SUNIVA | OPT260-60-4-100 | 260 | 27 | 195 | 18 |  | Solar | FIXED | Roof
SRP14981 | SUNIVA | OPT260-60-4-100 | 260 | 7 | 101 | 20 |  | Solar | FIXED | Roof
SRP14981 | POWER-ONE | PVI-3.8-1-OUTD-X-US-Y (240 V) | 3800 | 2 |  |  | 0.965 | Solar Inverter |  | OUTDOOR
SRP14982 | KYOCERA SOLAR | KD220GX-LFBS | 220 | 43 | 170 | 33 |  | Solar | FIXED | Roof
SRP14982 | KYOCERA SOLAR | KD220GX-LFBS | 220 | 7 | 260 | 40 |  | Solar | FIXED | Roof
SRP14982 | SOLAREDGE TECHNOLOGIES | SE3800 (240V) W/ -ER-US OR A-US | 3800 | 1 |  |  | 0.975 | Solar Inverter |  | Inside
SRP14982 | SOLAREDGE TECHNOLOGIES | SE6000 (240V) W/ -ER-US OR A-US | 6000 | 1 |  |  | 0.975 | Solar Inverter |  | Inside
SRP14983 | TRINA SOLAR | TSM-240PA05 | 240 | 10 | 160 | 23 |  | Solar | FIXED | Roof
SRP14983 | TRINA SOLAR | TSM-240PA05 | 240 | 10 | 165 | 23 |  | Solar | FIXED | Roof
SRP14983 | TRINA SOLAR | TSM-240PA05 | 240 | 10 | 245 | 23 |  | Solar | FIXED | Roof
SRP14983 | TRINA SOLAR | TSM-240PA05 | 240 | 10 | 160 | 26 |  | Solar | FIXED | Roof
SRP14983 | FRONIUS USA |  | 3800 | 1 |  |  | 0.95 | Solar Inverter |  | Inside
SRP14983 | FRONIUS USA |  | 3800 | 1 |  |  | 0.95 | Solar Inverter |  | Inside
SRP14984 | BEIJING ZHONGKEXIN ELECTRONICS EQUIPMENT | ZKX-265P-24 | 260 | 37 | 212 | 29 |  | Solar | FIXED | Roof
SRP14984 | SMA AMERICA | SB4000US (240V) | 4000 | 1 |  |  | 0.96 | Solar Inverter |  | Inside
SRP14984 | SMA AMERICA | SB7000US (240V) | 7000 | 1 |  |  | 0.96 | Solar Inverter |  | Inside
SRP14985 | TRINA SOLAR | TSM-240PA05.10 | 240 | 3 | 134 | 18 |  | Solar | FIXED | Roof
SRP14985 | TRINA SOLAR | TSM-240DA05 | 240 | 2 | 180 | 18 |  | Solar | FIXED | Roof
SRP14985 | TRINA SOLAR | TSM-240DA05 | 240 | 4 | 223 | 18 |  | Solar | FIXED | Roof
SRP14985 | SOLAREDGE TECHNOLOGIES | SE3000 (240V) W/ -ER-US OR A-US | 3000 | 1 |  |  | 0.975 | Solar Inverter |  | Inside
SRP14986 | CANADIAN SOLAR | CS6P-230 | 240 | 21 | 95 | 25 |  | Solar | FIXED | Roof
SRP14986 | ENPHASE ENERGY | EMU | 215 | 21 |  |  | 0.963 | Solar Inverter |  | OUTDOOR
SRP14988 | CANADIAN SOLAR | CS6P-245M | 245 | 15 | 280 | 20 |  | Solar | FIXED | Roof
SRP14988 | CANADIAN SOLAR | CS6P-245M | 245 | 18 | 100 | 25 |  | Solar | FIXED | Roof
SRP14988 | CANADIAN SOLAR | CS6P-245M | 245 | 10 | 280 | 25 |  | Solar | FIXED | Roof
SRP14988 | ENPHASE ENERGY | M215-60-2LL-S2X | 215 | 43 |  |  | 0.963 | Solar Inverter |  | OUTDOOR
SRP14989 | CANADIAN SOLAR | CS6P-235PX | 235 | 11 | 250 | 25 |  | Solar | FIXED | Roof
SRP14989 | CANADIAN SOLAR | CS6P-235PX | 235 | 7 | 160 | 27 |  | Solar | FIXED | Roof
SRP14989 | ENPHASE ENERGY | M215-60-2LL-S2X | 215 | 11 |  |  | 0.96 | Solar Inverter |  | OUTDOOR
SRP14989 | ENPHASE ENERGY | M215-60-2LL-S2X-IG | 215 | 7 |  |  | 0.96 | Solar Inverter |  | OUTDOOR
SRP14991 | TRINA SOLAR | TSM-240DA05 | 240 | 20 | 56 | 30 |  | Solar | FIXED | Roof
SRP14991 | TRINA SOLAR | TSM-240PD05 | 240 | 14 | 146 | 30 |  | Solar | FIXED | Roof
SRP14991 | TRINA SOLAR | TSM-240PD05 | 240 | 16 | 236 | 30 |  | Solar | FIXED | Roof
SRP14991 | POWER-ONE | PVI-5000-OUTD-US (240 V) | 5000 | 1 |  |  | 0.965 | Solar Inverter |  | Outside
SRP14991 | POWER-ONE | PVI-6000-OUTD-US (208 V) | 6000 | 1 |  |  | 0.965 | Solar Inverter |  | OUTDOOR
SRP14992 | CONERGY | CONERGY PM 245P | 245 | 24 | 196 | 30 |  | Solar | FIXED | Roof
SRP14992 | SMA AMERICA | SB5000US (240V) | 5000 | 1 |  |  | 0.968 | Solar Inverter |  | INDOOR
SRP14994 | CHANGZHOU TRINA SOLAR ENERGY CO | TSM-160D | 240 | 12 | 241 | 13 |  | Solar | FIXED | Roof
SRP14994 | CHANGZHOU TRINA SOLAR ENERGY CO | TSM-160D | 240 | 15 | 151 | 23 |  | Solar | FIXED | Roof
SRP14994 | CHANGZHOU TRINA SOLAR ENERGY CO | TSM-160D | 240 | 17 | 241 | 23 |  | Solar | FIXED | Roof
SRP14994 | ENPHASE ENERGY | EMU | 215 | 44 |  |  | 0.96 | Solar Inverter |  | OUTDOOR
SRP14995 | MATRIX SOLAR/PHOTOWATT | PW1650-175 | 260 | 1372 | 174 | 11 |  | Solar | FIXED | Roof
SRP14995 | ADVANCED ENERGY INDUSTRIES | 3159000-104 | 333000 | 1 |  |  | 0.97 | Solar Inverter |  | Outside
SRP14996 | CHANGZHOU TRINA SOLAR ENERGY CO | TSM-160D | 240 | 40 | 208 | 28 |  | Solar | FIXED | Roof
SRP14996 | ENPHASE ENERGY | EMU | 215 | 40 |  |  | 0.96 | Solar Inverter |  | INDOOR
SRP14997 | CANADIAN SOLAR | CS6P-235PX | 235 | 7 | 155 | 12 |  | Solar | FIXED | Roof
SRP14997 | CANADIAN SOLAR | CS6P-235PX | 235 | 17 | 155 | 16 |  | Solar | FIXED | Roof
SRP14997 | ENPHASE ENERGY | M200-32-208-S01 | 215 | 11 |  |  | 0.96 | Solar Inverter |  | OUTDOOR
SRP14997 | ENPHASE ENERGY | M200-32-208-S01 | 215 | 13 |  |  | 0.96 | Solar Inverter |  | OUTDOOR
SRP14998 | TRINA SOLAR | TSM-245PA05.10 | 245 | 19 | 118 | 8 |  | Solar | FIXED | Roof
SRP14998 | ENPHASE ENERGY | M215-60-2LL-S2X-IG-ZC | 215 | 19 |  |  | 0.96 | Solar Inverter |  | OUTDOOR
SRP14999 | KYOCERA SOLAR | KD215GX-LPU | 215 | 48 | 184 | 35 |  | Solar | FIXED | Roof
SRP14999 | SMA AMERICA | SB5000US (208V) | 5000 | 2 |  |  | 0.968 | Solar Inverter |  | Inside
SRP15000 | TRINA SOLAR | TSM-245PA05.10 | 245 | 33 | 232 | 25 |  | Solar | FIXED | Roof
SRP15000 | SMA AMERICA | SB7000US (240V) | 7000 | 1 |  |  | 0.969 | Solar Inverter |  | OUTDOOR
SRP15001 | TRINA SOLAR | TSM-240PA05.05 | 240 | 26 | 171 | 18 |  | Solar | FIXED | Roof
SRP15001 | ENPHASE ENERGY | M215-60-2LL-S2X | 215 | 26 |  |  | 0.96 | Solar Inverter |  | OUTDOOR
SRP15003 | CHANGZHOU TRINA SOLAR ENERGY CO | TSM-185D | 240 | 13 | 205 | 23 |  | Solar | FIXED | Roof
SRP15003 | CHANGZHOU TRINA SOLAR ENERGY CO | TSM-185D | 240 | 6 | 207 | 23 |  | Solar | FIXED | Roof
SRP15003 | CHANGZHOU TRINA SOLAR ENERGY CO | TSM-185D | 240 | 15 | 208 | 23 |  | Solar | FIXED | Roof
SRP15003 | ENPHASE ENERGY | M200-32-240-S02 | 215 | 34 |  |  | 0.96 | Solar Inverter |  | INDOOR
SRP15004 | MATRIX SOLAR/PHOTOWATT | PW1650-175 | 255 | 22 | 219 | 18 |  | Solar | FIXED | Roof
SRP15004 | POWER-ONE | PVI-5000-OUTD-US (240 V) | 5000 | 1 |  |  | 0.96 | Solar Inverter |  | OUTDOOR
SRP15005 | ET SOLAR INDUSTRY | ET-A-M660245B | 245 | 22 | 135 | 36 |  | Solar | FIXED | Roof
SRP15005 | SMA AMERICA | SB5000US (240V) | 5000 | 1 |  |  | 0.968 | Solar Inverter |  | INDOOR
SRP15006 | CHANGZHOU TRINA SOLAR ENERGY CO | TSM-185D | 240 | 17 | 113 | 25 |  | Solar | FIXED | Roof
SRP15006 | CHANGZHOU TRINA SOLAR ENERGY CO | TSM-185D | 240 | 22 | 203 | 25 |  | Solar | FIXED | Roof
SRP15006 | ENPHASE ENERGY | M200-32-240-S02 | 215 | 39 |  |  | 0.96 | Solar Inverter |  | INDOOR
SRP15008 | CANADIAN SOLAR | CS6P-230 | 245 | 22 | 150 | 22 |  | Solar | FIXED | Roof
SRP15008 | SMA AMERICA | SB5000US (240V) | 5000 | 1 |  |  | 0.968 | Solar Inverter |  | OUTDOOR
SRP15009 | TRINA SOLAR | TSM-240PA05.10 | 240 | 28 | 184 | 22 |  | Solar | FIXED | Roof
SRP15009 | ENPHASE ENERGY | M215-60-2LL-S2X | 215 | 28 |  |  | 0.96 | Solar Inverter |  | OUTDOOR
SRP15010 | LG ELECTRONICS SOLAR CELL DIVISION | LG250S1C-G3 | 250 | 35 | 190 | 29 |  | Solar | FIXED | Roof
SRP15010 | ENPHASE ENERGY | M215-60-2LL-S2X | 215 | 35 |  |  | 0.963 | Solar Inverter |  | OUTDOOR
SRP15011 | TRINA SOLAR | TSM-250PA05 | 250 | 24 | 187 | 30 |  | Solar | FIXED | Roof
SRP15011 | SMA AMERICA | SB5000US (208V) | 5000 | 1 |  |  | 0.96 | Solar Inverter |  | OUTDOOR
SRP15012 | YINGLI ENERGY (CHINA) | YL240P-29B | 240 | 5 | 145 | 19 |  | Solar | FIXED | Roof
SRP15012 | YINGLI ENERGY (CHINA) | YL240P-29B | 240 | 5 | 145 | 19 |  | Solar | FIXED | Roof
SRP15012 | YINGLI ENERGY (CHINA) | YL240P-29B | 240 | 4 | 145 | 20 |  | Solar | FIXED | Roof
SRP15012 | YINGLI ENERGY (CHINA) | YL240P-29B | 240 | 11 | 145 | 30 |  | Solar | FIXED | Roof
SRP15012 | YINGLI ENERGY (CHINA) | YL240P-29B | 240 | 14 | 228 | 30 |  | Solar | FIXED | Roof
SRP15012 | SOLAREDGE TECHNOLOGIES | SE5000 (240V) W/ -ER-US OR A-US | 5000 | 1 |  |  | 0.975 | Solar Inverter |  | Inside
SRP15012 | SOLAREDGE TECHNOLOGIES | SE5000 (240V) W/ -ER-US OR A-US | 5000 | 1 |  |  | 0.975 | Solar Inverter |  | Inside
SRP15014 | YINGLI ENERGY (CHINA) | YL240P-29B | 240 | 12 | 125 | 30 |  | Solar | FIXED | Roof
SRP15014 | YINGLI ENERGY (CHINA) | YL240P-29B | 240 | 19 | 215 | 33 |  | Solar | FIXED | Roof
SRP15014 | POWER-ONE | PVI-3.0-OUTD-S-US (240 V) | 3000 | 1 |  |  | 0.96 | Solar Inverter |  | OUTDOOR
SRP15014 | POWER-ONE | PVI-6000-OUTD-US (240 V) | 6000 | 1 |  |  | 0.965 | Solar Inverter |  | OUTDOOR
SRP15015 | SUNPOWER | T5-SPR-327 | 327 | 10 | 137 | 36 |  | Solar | FIXED | Roof
SRP15015 | SUNPOWER | T5-SPR-327 | 327 | 10 | 227 | 36 |  | Solar | FIXED | Roof
SRP15015 | SUNPOWER CORP (ORIGINAL MFRSMA) | SPR-3000M (208V) | 3000 | 2 |  |  | 0.97 | Solar Inverter |  | OUTDOOR
SRP15016 | BAODING YINGLI NEW ENERGY RESOURCES CO | YL175(156) | 235 | 252 | 125 | 10 |  | Solar | FIXED | Roof
SRP15016 | SMA AMERICA | SB7000US (277V) | 9000 | 6 |  |  | 0.987 | Solar Inverter |  | INDOOR
SRP15017 | SUNPOWER | SPR-315E-WHT-U | 327 | 14 | 96 | 24 |  | Solar | FIXED | Roof
SRP15017 | SUNPOWER | SPR-315E-WHT-U | 327 | 10 | 185 | 24 |  | Solar | FIXED | Roof
SRP15017 | SUNPOWER CORP (ORIGINAL MFRFRONIUS) | SPR-3300F-277 | 3600 | 1 |  |  | 0.97 | Solar Inverter |  | INDOOR
SRP15017 | SUNPOWER CORP (ORIGINAL MFRFRONIUS) | SPR-4000F-277 | 4200 | 1 |  |  | 0.97 | Solar Inverter |  | INDOOR
SRP15018 | LG ELECTRONICS SOLAR CELL DIVISION | LG255S1C-G3 | 255 | 40 | 142 | 34 |  | Solar | FIXED | Roof
SRP15018 | POWER-ONE | PVI-4.2-OUTD-S-US (240 V) | 4200 | 2 |  |  | 0.97 | Solar Inverter |  | OUTDOOR
SRP15019 | SHARP | ND-224U1F | 224 | 66 | 155 | 15 |  | Solar | FIXED | Roof
SRP15019 | AXITEC | AC-250M/156-60S | 250 | 25 | 293 | 30 |  | Solar | FIXED | Roof
SRP15019 | ENPHASE ENERGY | M215-60-2LL-S2X | 215 | 91 |  |  | 0.96 | Solar Inverter |  | OUTDOOR
SRP15020 | TRINA SOLAR | TSM-240PA05 | 240 | 18 | 139 | 19 |  | Solar | FIXED | Roof
SRP15020 | TRINA SOLAR | TSM-240PA05 | 240 | 16 | 229 | 19 |  | Solar | FIXED | Roof
SRP15020 | ENPHASE ENERGY | M215-60-2LL-S2X | 215 | 34 |  |  | 0.96 | Solar Inverter |  | Outside
SRP15021 | MATRIX SOLAR/PHOTOWATT | PW1650-175 | 255 | 20 | 110 | 16 |  | Solar | FIXED | Roof
SRP15021 | MATRIX SOLAR/PHOTOWATT | PW1650-175 | 255 | 9 | 290 | 16 |  | Solar | FIXED | Roof
SRP15021 | POWER-ONE | PVI-6000-OUTD-US (240 V) | 6000 | 1 |  |  | 0.96 | Solar Inverter |  | Inside
SRP15022 | SUNPOWER | SPR-327NE-WHT-D | 327 | 21 | 221 | 21 |  | Solar | FIXED | Roof
SRP15022 | POWER-ONE | PVI-6000-OUTD-US (208 V) | 6000 | 1 |  |  | 0.97 | Solar Inverter |  | Inside
SRP15024 | MATRIX SOLAR/PHOTOWATT | PW1000-100 | 255 | 19 | 182 | 30 |  | Solar | FIXED | Roof
SRP15024 | POWER-ONE | PVI-3000-I-OUTD-US | 4200 | 1 |  |  | 0.96 | Solar Inverter |  | Inside
SRP15025 | YINGLI ENERGY (CHINA) | YL235P-29B | 235 | 99 | 178 | 39 |  | Solar | FIXED | Ground
SRP15025 | SMA AMERICA | SB7000US (208V) | 7000 | 3 |  |  | 0.965 | Solar Inverter |  | OUTDOOR
SRP15026 | TRINA SOLAR | TSM-250PA05.08 | 250 | 33 | 177 | 17 |  | Solar | FIXED | Roof
SRP15026 | TRINA SOLAR | TSM-250PA05 | 250 | 9 | 177 | 18 |  | Solar | FIXED | Roof
SRP15026 | POWER-ONE | PVI-4.2-OUTD-S-US (240 V) | 4200 | 1 |  |  | 0.97 | Solar Inverter |  | OUTDOOR
SRP15026 | POWER-ONE | PVI-4.2-OUTD-S-US (240 V) | 4200 | 1 |  |  | 0.97 | Solar Inverter |  | OUTDOOR
SRP15027 | CANADIAN SOLAR | CS6P-245MX | 245 | 2 | 218 | 20 |  | Solar | FIXED | Roof
SRP15027 | CANADIAN SOLAR | CS6P-245MX | 245 | 8 | 128 | 22 |  | Solar | FIXED | Roof
SRP15027 | CANADIAN SOLAR | CS6P-245MX | 245 | 12 | 218 | 22 |  | Solar | FIXED | Roof
SRP15027 | ENPHASE ENERGY | M215-60-2LL-S2X | 215 | 22 |  |  | 0.96 | Solar Inverter |  | OUTDOOR
SRP15028 | SUNTECH POWER | STP210S-18/UB-1 | 250 | 42 | 243 | 34 |  | Solar | FIXED | Roof
SRP15028 | PV POWERED | PVP3000 | 3000 | 1 |  |  | 0.935 | Solar Inverter |  | OUTDOOR
SRP15028 | PV POWERED | PVP3000 | 3000 | 2 |  |  | 0.935 | Solar Inverter |  | OUTDOOR
SRP15029 | TRINA SOLAR | TSM-240PA05.10 | 240 | 9 | 119 | 21 |  | Solar | FIXED | Roof
SRP15029 | TRINA SOLAR | TSM-240PA05.10 | 240 | 19 | 209 | 21 |  | Solar | FIXED | Roof
SRP15029 | ENPHASE ENERGY | EMU | 215 | 28 |  |  | 0.96 | Solar Inverter |  | INDOOR
SRP15031 | CANADIAN SOLAR | CS6P-245MX | 245 | 17 | 110 | 33 |  | Solar | FIXED | Roof
SRP15031 | ENPHASE ENERGY | M175-24-208-S | 215 | 8 |  |  | 0.96 | Solar Inverter |  | OUTDOOR
SRP15031 | ENPHASE ENERGY | M175-24-208-S | 215 | 9 |  |  | 0.96 | Solar Inverter |  | OUTDOOR
SRP15034 | CANADIAN SOLAR | CS6P-235PX | 235 | 9 | 84 | 18 |  | Solar | FIXED | Roof
SRP15034 | CANADIAN SOLAR | CS6P-235PX | 235 | 23 | 264 | 18 |  | Solar | FIXED | Roof
SRP15034 | ENPHASE ENERGY | M215-60-2LL-S2X | 215 | 32 |  |  | 0.96 | Solar Inverter |  | OUTDOOR
SRP15035 | CANADIAN SOLAR | CS6P-235PX | 235 | 25 | 163 | 22 |  | Solar | FIXED | Roof
SRP15035 | ENPHASE ENERGY | M215-60-2LL-S2X | 215 | 11 |  |  | 0.96 | Solar Inverter |  | OUTDOOR
SRP15035 | ENPHASE ENERGY | M215-60-2LL-S2X | 215 | 14 |  |  | 0.96 | Solar Inverter |  | OUTDOOR
SRP15036 | CANADIAN SOLAR | CS6P-235PX | 235 | 15 | 200 | 22 |  | Solar | FIXED | Roof
SRP15036 | ENPHASE ENERGY | M215-60-2LL-S2X-IG | 215 | 15 |  |  | 0.96 | Solar Inverter |  | OUTDOOR
SRP15039 | SUNTECH POWER | STP210S-18/UB-1 | 250 | 38 | 240 | 40 |  | Solar | FIXED | Roof
SRP15039 | PV POWERED | PVP3000 | 3000 | 1 |  |  | 0.935 | Solar Inverter |  | Inside
SRP15039 | PV POWERED | PVP4800 | 4800 | 1 |  |  | 0.96 | Solar Inverter |  | Inside
SRP15040 | TRINA SOLAR | TSM-250PA05 | 250 | 11 | 171 | 42 |  | Solar | FIXED | Roof
SRP15040 | SMA AMERICA | SB3000US (240V) | 3000 | 1 |  |  | 0.96 | Solar Inverter |  | OUTDOOR
SRP15041 | HANWHA SOLARONE (QIDONG) | HSL60P6-PA-0-250TW | 250 | 10 | 250 | 13 |  | Solar | FIXED | Roof
SRP15041 | HANWHA SOLARONE (QIDONG) | HSL60P6-PA-0-250TW | 250 | 10 | 250 | 20 |  | Solar | FIXED | Roof
SRP15041 | PV POWERED | PVP2500 | 2500 | 2 |  |  | 0.945 | Solar Inverter |  | Inside
SRP15042 | TRINA SOLAR | TSM-250PA05 | 250 | 20 | 210 | 33 |  | Solar | FIXED | Roof
SRP15042 | TRINA SOLAR | TSM-250PA05.08 | 250 | 32 | 210 | 33 |  | Solar | FIXED | Roof
SRP15042 | SMA AMERICA | SB5000US (240V) | 5000 | 1 |  |  | 0.96 | Solar Inverter |  | Inside
SRP15042 | SMA AMERICA | SB6000U (240V) | 6000 | 1 |  |  | 0.96 | Solar Inverter |  | Inside
SRP15045 | CHANGZHOU TRINA SOLAR ENERGY CO | TSM-185D | 240 | 34 | 233 | 28 |  | Solar | FIXED | Roof
SRP15045 | CHANGZHOU TRINA SOLAR ENERGY CO | TSM-185D | 240 | 6 | 233 | 32 |  | Solar | FIXED | Roof
SRP15045 | SMA AMERICA | SB1100U-SBD | 2500 | 1 |  |  | 0.96 | Solar Inverter |  | OUTDOOR
SRP15045 | SMA AMERICA | SB6000US (208V) | 6000 | 1 |  |  | 0.968 | Solar Inverter |  | OUTDOOR
SRP15046 | CANADIAN SOLAR | CS6P-235PX | 235 | 15 | 131 | 17 |  | Solar | FIXED | Roof
SRP15046 | CANADIAN SOLAR | CS6P-235PX | 235 | 4 | 131 | 19 |  | Solar | FIXED | Roof
SRP15046 | ENPHASE ENERGY | M215-60-2LL-S2X | 215 | 19 |  |  | 0.96 | Solar Inverter |  | OUTDOOR
SRP15047 | CHANGZHOU TRINA SOLAR ENERGY CO | TSM-185D | 240 | 26 | 165 | 24 |  | Solar | FIXED | Roof
SRP15047 | ENPHASE ENERGY | M200-32-240-S02 | 215 | 26 |  |  | 0.96 | Solar Inverter |  | Outside
SRP15048 | TRINA SOLAR | TSM-240PD05.10 | 240 | 46 | 143 | 30 |  | Solar | FIXED | Roof
SRP15048 | TRINA SOLAR | TSM-240PD05 | 240 | 24 | 233 | 30 |  | Solar | FIXED | Roof
SRP15048 | ENPHASE ENERGY | M215-60-2LL-S2X | 215 | 70 |  |  | 0.96 | Solar Inverter |  | INDOOR
SRP15051 | CHANGZHOU TRINA SOLAR ENERGY CO | TSM-185D | 240 | 20 | 218 | 36 |  | Solar | FIXED | Roof
SRP15051 | CHANGZHOU TRINA SOLAR ENERGY CO | TSM-185D | 240 | 4 | 128 | 46 |  | Solar | FIXED | Roof
SRP15051 | ENPHASE ENERGY | M200-32-208-S01 | 215 | 24 |  |  | 0.96 | Solar Inverter |  | OUTDOOR
SRP15052 | CHANGZHOU TRINA SOLAR ENERGY CO | TSM-185D | 240 | 15 | 160 | 27 |  | Solar | FIXED | Roof
SRP15052 | ENPHASE ENERGY | M200-32-240-S02 | 215 | 15 |  |  | 0.96 | Solar Inverter |  | Outside
SRP15053 | TRINA SOLAR | TSM-240DA05 | 240 | 4 | 185 | 17 |  | Solar | FIXED | Roof
SRP15053 | TRINA SOLAR | TSM-240PA05.05 | 240 | 12 | 185 | 35 |  | Solar | FIXED | Roof
SRP15053 | ENPHASE ENERGY | M215-60-2LL-S2X | 215 | 16 |  |  | 0.96 | Solar Inverter |  | INDOOR
SRP15054 | CHANGZHOU TRINA SOLAR ENERGY CO | TSM-160D | 235 | 24 | 193 | 27 |  | Solar | FIXED | Roof
SRP15054 | SMA AMERICA | SB5000US (240V) | 5000 | 1 |  |  | 0.96 | Solar Inverter |  | OUTDOOR
SRP15055 | ET SOLAR INDUSTRY | ET-P672280 | 245 | 22 | 184 | 32 |  | Solar | FIXED | Roof
SRP15055 | SMA AMERICA | SB5000US (240V) | 5000 | 1 |  |  | 0.968 | Solar Inverter |  | INDOOR
SRP15056 | CHANGZHOU TRINA SOLAR ENERGY CO | TSM-185D | 240 | 4 | 150 | 20 |  | Solar | FIXED | Roof
SRP15056 | CHANGZHOU TRINA SOLAR ENERGY CO | TSM-185D | 240 | 10 | 150 | 20 |  | Solar | FIXED | Roof
SRP15056 | CHANGZHOU TRINA SOLAR ENERGY CO | TSM-185D | 240 | 45 | 240 | 20 |  | Solar | FIXED | Roof
SRP15056 | ENPHASE ENERGY | M200-32-240-S02 | 215 | 59 |  |  | 0.96 | Solar Inverter |  | INDOOR
SRP15058 | ET SOLAR INDUSTRY | ET-P672245 | 245 | 28 | 201 | 33 |  | Solar | FIXED | Roof
SRP15058 | ENPHASE ENERGY | M200-32-240-S02 | 215 | 28 |  |  | 0.963 | Solar Inverter |  | OUTDOOR
SRP15059 | TRINA SOLAR | TSM-240DA05 | 240 | 38 | 181 | 26 |  | Solar | FIXED | Roof
SRP15059 | ENPHASE ENERGY | M215-60-SIE-S2X-ZC-NA | 215 | 38 |  |  | 0.96 | Solar Inverter |  | INDOOR
SRP15060 | CHANGZHOU TRINA SOLAR ENERGY CO | TSM-185D | 240 | 50 | 115 | 22 |  | Solar | FIXED | Roof
SRP15060 | ENPHASE ENERGY | M200-32-240-S02 | 215 | 50 |  |  | 0.96 | Solar Inverter |  | INDOOR
SRP15061 | LDK SOLAR | LDK-240D-20 | 240 | 8 | 120 | 0 |  | Solar | FIXED | Roof
SRP15061 | LDK SOLAR | LDK-240P-20 | 240 | 9 | 210 | 0 |  | Solar | FIXED | Roof
SRP15061 | LDK SOLAR | LDK-240D-20 | 240 | 1 | 120 | 41 |  | Solar | FIXED | Roof
SRP15061 | LDK SOLAR | LDK-240D-20 | 240 | 5 | 210 | 41 |  | Solar | FIXED | Roof
SRP15061 | ENPHASE ENERGY | M190-72-208-SXX (-NA) | 190 | 13 |  |  | 0.955 | Solar Inverter |  | OUTDOOR
SRP15061 | ENPHASE ENERGY | D380-72-208-S1X | 380 | 5 |  |  | 0.955 | Solar Inverter |  | OUTDOOR
SRP15062 | SUNIVA | OPT260-60-4-100 | 260 | 5 | 115 | 30 |  | Solar | FIXED | Roof
SRP15062 | SUNIVA | OPT260-60-4-100 | 260 | 12 | 205 | 30 |  | Solar | FIXED | Roof
SRP15062 | POWER-ONE | PVI-3600-US (240V) | 4200 | 1 |  |  | 0.96 | Solar Inverter |  | Inside
SRP15063 | YINGLI ENERGY (CHINA) | YL240P-29B | 240 | 36 | 120 | 33 |  | Solar | FIXED | Roof
SRP15063 | FRONIUS USA |  | 7500 | 1 |  |  | 0.955 | Solar Inverter |  | Inside
SRP15065 | TRINA SOLAR | TSM-250PA05 | 250 | 28 | 114 | 21 |  | Solar | FIXED | Roof
SRP15065 | POWER-ONE | PVI-6000-OUTD-US (240 V) | 6000 | 1 |  |  | 0.96 | Solar Inverter |  | OUTDOOR
SRP15066 | CHANGZHOU TRINA SOLAR ENERGY CO | TSM-160D | 235 | 42 | 114 | 32 |  | Solar | FIXED | Roof
SRP15066 | POWER-ONE | PVI-3000-I-OUTD-US-F (240V) | 4200 | 2 |  |  | 0.96 | Solar Inverter |  | Inside
SRP15067 | PHONO SOLAR TECHNOLOGY | PS240P-20/U | 240 | 180 | 176 | 22 |  | Solar | FIXED | Ground
SRP15067 | SMA AMERICA | SB8000TL-US-12 (240V) | 8000 | 5 |  |  | 0.965 | Solar Inverter |  | OUTDOOR
SRP15068 | TRINA SOLAR | TSM-240PA05.10 | 240 | 30 | 151.4 | 24 |  | Solar | FIXED | Roof
SRP15068 | ENPHASE ENERGY | M215-60-2LL-S2X-IG | 215 | 30 |  |  | 0.96 | Solar Inverter |  | INDOOR
SRP15069 | TRINA SOLAR | TSM-240PA05.10 | 240 | 12 | 188.2 | 26 |  | Solar | FIXED | Roof
SRP15069 | TRINA SOLAR | TSM-240PA05.10 | 240 | 12 | 100.1 | 30 |  | Solar | FIXED | Roof
SRP15069 | ENPHASE ENERGY | M215-60-2LL-S2X | 215 | 24 |  |  | 0.96 | Solar Inverter |  | OUTDOOR
SRP15070 | YINGLI ENERGY (CHINA) | YL240P-29B | 240 | 36 | 150 | 30 |  | Solar | FIXED | Roof
SRP15070 | YINGLI ENERGY (CHINA) | YL240P-29B | 240 | 16 | 230 | 30 |  | Solar | FIXED | Roof
SRP15070 | YINGLI ENERGY (CHINA) | YL240P-29B | 240 | 40 | 230 | 30 |  | Solar | FIXED | Roof
SRP15070 | FRONIUS USA |  | 9995 | 1 |  |  | 0.955 | Solar Inverter |  | Inside
SRP15070 | FRONIUS USA |  | 9995 | 1 |  |  | 0.955 | Solar Inverter |  | Inside
SRP15072 | TRINA SOLAR | TSM-240DA05 | 240 | 17 | 180 | 41 |  | Solar | FIXED | Roof
SRP15072 | TRINA SOLAR | TSM-240DA05 | 240 | 8 | 270 | 46 |  | Solar | FIXED | Roof
SRP15072 | ENPHASE ENERGY | M215-60-2LL-S2X-IG-ZC | 215 | 25 |  |  | 0.96 | Solar Inverter |  | INDOOR
SRP15073 | CANADIAN SOLAR | CS4C-100 | 290 | 902 | 196 | 10 |  | Solar | FIXED | PARKLT
SRP15073 | CANADIAN SOLAR | CS4C-100 | 290 | 1760 | 180 | 25 |  | Solar | FIXED | PARKLT
SRP15073 | PV POWERED | PVP100KW-208 | 260000 | 1 |  |  | 0.977 | Solar Inverter |  | OUTDOOR
SRP15073 | PV POWERED | PVP100KW-208 | 500000 | 1 |  |  | 0.978 | Solar Inverter |  | OUTDOOR
SRP15074 | SUNTECH POWER | STP150-24/AB-1 | 250 | 21 | 165 | 25 |  | Solar | FIXED | Roof
SRP15074 | PV POWERED | PVP2500 | 2500 | 1 |  |  | 0.945 | Solar Inverter |  | Inside
SRP15074 | PV POWERED | PVP2500 | 2500 | 1 |  |  | 0.945 | Solar Inverter |  | Inside
SRP15075 | CANADIAN SOLAR | CS6P-235PX | 235 | 5 | 265 | 37 |  | Solar | FIXED | Roof
SRP15075 | CANADIAN SOLAR | CS6P-235PX | 235 | 11 | 265 | 37 |  | Solar | FIXED | Roof
SRP15075 | CANADIAN SOLAR | CS6P-235PX | 235 | 2 | 175 | 44 |  | Solar | FIXED | Roof
SRP15075 | CANADIAN SOLAR | CS6P-235PX | 235 | 6 | 175 | 44 |  | Solar | FIXED | Roof
SRP15075 | ENPHASE ENERGY | M215-60-2LL-S2X | 215 | 24 |  |  | 0.96 | Solar Inverter |  | OUTDOOR
SRP15077 | HANWHA SOLARONE (QIDONG) | HSL60P6-PA-4-250TB | 250 | 60 | 180 | 30 |  | Solar | FIXED | Ground
SRP15077 | PV POWERED | PVP3500 | 3500 | 1 |  |  | 0.955 | Solar Inverter |  | Outside
SRP15077 | PV POWERED | PVP4800 | 4800 | 2 |  |  | 0.96 | Solar Inverter |  | Outside
SRP15078 | SUNTECH POWER | STP150-24/AB-1 | 250 | 18 | 151.8 | 30 |  | Solar | FIXED | Roof
SRP15078 | PV POWERED | PVP4800 | 4800 | 1 |  |  | 0.96 | Solar Inverter |  | INDOOR
SRP15079 | SUNTECH POWER | STP150-24/AB-1 | 250 | 38 | 133.5 | 32 |  | Solar | FIXED | Roof
SRP15079 | PV POWERED | PVP3000 | 3000 | 1 |  |  | 0.935 | Solar Inverter |  | INDOOR
SRP15079 | PV POWERED | PVP4800 | 4800 | 1 |  |  | 0.96 | Solar Inverter |  | INDOOR
SRP15082 | YINGLI ENERGY (CHINA) | YL240P-32B | 240 | 36 | 170 | 18 |  | Solar | FIXED | Roof
SRP15082 | POWER-ONE | PVI-3000-I-OUTD-US-F (240V) | 3000 | 1 |  |  | 0.96 | Solar Inverter |  | Inside
SRP15082 | POWER-ONE | PVI-5000-OUTD-US (240 V) | 5000 | 1 |  |  | 0.965 | Solar Inverter |  | Inside
SRP15084 | YINGLI ENERGY (CHINA) | YL240P-32B | 240 | 29 | 190 | 18 |  | Solar | FIXED | Roof
SRP15084 | SOLECTRIA RENEWABLES | PVI 3000 (208V) | 3000 | 1 |  |  | 0.975 | Solar Inverter |  | Inside
SRP15084 | SOLECTRIA RENEWABLES | PVI 3000 (208V) | 3800 | 1 |  |  | 0.975 | Solar Inverter |  | Inside
SRP15086 | HANWHA SOLARONE (QIDONG) | HSL60M6-HA-0-250TW | 250 | 47 | 95 | 27 |  | Solar | FIXED | Roof
SRP15086 | PV POWERED | PVP2500 | 2500 | 2 |  |  | 0.945 | Solar Inverter |  | INDOOR
SRP15086 | PV POWERED | PVP4800 | 4800 | 1 |  |  | 0.96 | Solar Inverter |  | INDOOR
SRP15088 | CANADIAN SOLAR | CS6P-230 | 235 | 5 | 151 | 21 |  | Solar | FIXED | Roof
SRP15088 | CANADIAN SOLAR | CS6P-230 | 235 | 19 | 151 | 32 |  | Solar | FIXED | Roof
SRP15088 | ENPHASE ENERGY | EMU | 215 | 10 |  |  | 0.96 | Solar Inverter |  | OUTDOOR
SRP15088 | ENPHASE ENERGY | EMU | 215 | 14 |  |  | 0.96 | Solar Inverter |  | OUTDOOR
SRP15090 | CANADIAN SOLAR | CS6P-235PX | 235 | 10 | 221 | 15 |  | Solar | FIXED | Roof
SRP15090 | CANADIAN SOLAR | CS6P-235PX | 235 | 15 | 131 | 17 |  | Solar | FIXED | Roof
SRP15090 | CANADIAN SOLAR | CS6P-235PX | 235 | 7 | 221 | 22 |  | Solar | FIXED | Roof
SRP15090 | ENPHASE ENERGY | M215-60-2LL-S2X | 215 | 32 |  |  | 0.96 | Solar Inverter |  | OUTDOOR
SRP15091 | CANADIAN SOLAR | CS6P-245MX | 245 | 19 | 214 | 36 |  | Solar | FIXED | Roof
SRP15091 | ENPHASE ENERGY | M215-60-2LL-S2X-IG-NA | 215 | 19 |  |  | 0.96 | Solar Inverter |  | OUTDOOR
SRP15093 | CANADIAN SOLAR | CS6P-230 | 245 | 13 | 126 | 12 |  | Solar | FIXED | Roof
SRP15093 | CANADIAN SOLAR | CS6P-230 | 245 | 17 | 128 | 23 |  | Solar | FIXED | Roof
SRP15093 | ENPHASE ENERGY | EMU | 215 | 30 |  |  | 0.96 | Solar Inverter |  | OUTDOOR
SRP15094 | SUNTECH POWER | STP250-20/WD | 250 | 104 | 168 | 5 |  | Solar | FIXED | Roof
SRP15094 | SMA AMERICA | SB6000U (240V) | 6000 | 4 |  |  | 0.97 | Solar Inverter |  | Outside
SRP15095 | CANADIAN SOLAR | CS6P-230 | 245 | 39 | 156 | 13 |  | Solar | FIXED | Roof
SRP15095 | ENPHASE ENERGY | EMU | 215 | 6 |  |  | 0.96 | Solar Inverter |  | OUTDOOR
SRP15095 | ENPHASE ENERGY | EMU | 215 | 6 |  |  | 0.96 | Solar Inverter |  | OUTDOOR
SRP15095 | ENPHASE ENERGY | EMU | 215 | 27 |  |  | 0.96 | Solar Inverter |  | OUTDOOR
SRP15097 | CANADIAN SOLAR | CS6P-230 | 235 | 22 | 248 | 18 |  | Solar | FIXED | Roof
SRP15097 | ENPHASE ENERGY | EMU | 215 | 22 |  |  | 0.96 | Solar Inverter |  | OUTDOOR
SRP15099 | TRINA SOLAR | TSM-245PA05.18 | 245 | 24 | 256 | 20 |  | Solar | FIXED | Roof
SRP15099 | TRINA SOLAR | TSM-245PA05.18 | 245 | 21 | 155 | 25 |  | Solar | FIXED | Roof
SRP15099 | TRINA SOLAR | TSM-245PA05.18 | 245 | 16 | 155 | 40 |  | Solar | FIXED | Roof
SRP15099 | TRINA SOLAR | TSM-245PA05.18 | 245 | 10 | 240 | 40 |  | Solar | FIXED | Roof
SRP15099 | POWER-ONE | PVI-6000-OUTD-US (240 V) | 6000 | 1 |  |  | 0.965 | Solar Inverter |  | Inside
SRP15099 | POWER-ONE | PVI-6000-OUTD-US (240 V) | 6000 | 2 |  |  | 0.965 | Solar Inverter |  | Inside
SRP15100 | LG ELECTRONICS SOLAR CELL DIVISION | LG255S1C-G2 | 255 | 33 | 162 | 20 |  | Solar | FIXED | Roof
SRP15100 | SMA AMERICA | SB7000US (240V) | 7000 | 1 |  |  | 0.96 | Solar Inverter |  | OUTDOOR
SRP15103 | LG ELECTRONICS SOLAR CELL DIVISION | LG255S1C-G2 | 255 | 13 | 165 | 44 |  | Solar | FIXED | Roof
SRP15103 | LG ELECTRONICS SOLAR CELL DIVISION | LG255S1C-G2 | 255 | 16 | 255 | 44 |  | Solar | FIXED | Roof
SRP15103 | POWER-ONE | PVI-3000-I-OUTD-US-F (240V) | 3000 | 1 |  |  | 0.97 | Solar Inverter |  | OUTDOOR
SRP15103 | POWER-ONE | PVI-3600-OUTD-US-F (240V) | 3600 | 1 |  |  | 0.97 | Solar Inverter |  | OUTDOOR
SRP15104 | LG ELECTRONICS SOLAR CELL DIVISION | LG255S1C-G2 | 255 | 24 | 132 | 27 |  | Solar | FIXED | Roof
SRP15104 | POWER-ONE | PVI-5000-OUTD-US (240 V) | 5000 | 1 |  |  | 0.97 | Solar Inverter |  | OUTDOOR
SRP15107 | CANADIAN SOLAR | CS6P-235PX | 235 | 4 | 90 | 18 |  | Solar | FIXED | Roof
SRP15107 | CANADIAN SOLAR | CS6P-235PX | 235 | 5 | 180 | 18 |  | Solar | FIXED | Roof
SRP15107 | CANADIAN SOLAR | CS6P-235PX | 235 | 4 | 270 | 18 |  | Solar | FIXED | Roof
SRP15107 | CANADIAN SOLAR | CS6P-235PX | 235 | 6 | 180 | 20 |  | Solar | FIXED | Roof
SRP15107 | ENPHASE ENERGY | M175-24-208-S | 215 | 9 |  |  | 0.96 | Solar Inverter |  | OUTDOOR
SRP15107 | ENPHASE ENERGY | M175-24-208-S | 215 | 10 |  |  | 0.96 | Solar Inverter |  | OUTDOOR
SRP15108 | MATRIX SOLAR/PHOTOWATT | PW1000-100 | 255 | 32 | 215 | 18 |  | Solar | FIXED | Roof
SRP15108 | POWER-ONE | PVI-3600-OUTD-US-F (240V) | 3600 | 1 |  |  | 0.97 | Solar Inverter |  | OUTDOOR
SRP15108 | POWER-ONE | PVI-3600-OUTD-US-F (240V) | 3600 | 1 |  |  | 0.97 | Solar Inverter |  | OUTDOOR
SRP15109 | MATRIX SOLAR/PHOTOWATT | PW1000-100 | 245 | 12 | 134 | 16 |  | Solar | FIXED | Roof
SRP15109 | MATRIX SOLAR/PHOTOWATT | PW1000-100 | 245 | 7 | 224 | 16 |  | Solar | FIXED | Roof
SRP15109 | POWER-ONE | PVI-3000-I-OUTD-US | 4200 | 1 |  |  | 0.96 | Solar Inverter |  | OUTDOOR
SRP15110 | CANADIAN SOLAR | CS6P-235PX | 235 | 15 | 214 | 10 |  | Solar | FIXED | Roof
SRP15110 | CANADIAN SOLAR | CS6P-235PX | 235 | 12 | 124 | 16 |  | Solar | FIXED | Roof
SRP15110 | CANADIAN SOLAR | CS6P-235PX | 235 | 12 | 214 | 18 |  | Solar | FIXED | Roof
SRP15110 | ENPHASE ENERGY | M215-60-2LL-S2X | 215 | 39 |  |  | 0.96 | Solar Inverter |  | OUTDOOR
SRP15111 | CANADIAN SOLAR | CS6P-245M | 245 | 23 | 184 | 43 |  | Solar | FIXED | Roof
SRP15111 | ENPHASE ENERGY | M215-60-2LL-S2X-IG-ZC-NA | 215 | 23 |  |  | 0.96 | Solar Inverter |  | OUTDOOR
SRP15113 | TRINA SOLAR | TSM-240DA05 | 240 | 29 | 138 | 27 |  | Solar | FIXED | Roof
SRP15113 | POWER-ONE | PVI-3.0-OUTD-S-US (240 V) | 3000 | 1 |  |  | 0.96 | Solar Inverter |  | OUTDOOR
SRP15113 | POWER-ONE | PVI-3.0-OUTD-S-US (240 V) | 3000 | 1 |  |  | 0.96 | Solar Inverter |  | OUTDOOR
SRP15114 | CANADIAN SOLAR | CS6P-245MX | 245 | 27 | 175 | 20 |  | Solar | FIXED | Roof
SRP15114 | ENPHASE ENERGY | M215-60-SIE-S2X-NA | 215 | 27 |  |  | 0.96 | Solar Inverter |  | OUTDOOR
SRP15115 | REC SOLAR | REC245PE (BLK) | 245 | 30 | 96 | 36 |  | Solar | FIXED | Roof
SRP15115 | SMA AMERICA | SB6000U (240V) | 6000 | 1 |  |  | 0.955 | Solar Inverter |  | INDOOR
SRP15116 | CANADIAN SOLAR | CS6P-245MX | 245 | 33 | 212 | 16 |  | Solar | FIXED | Roof
SRP15116 | ENPHASE ENERGY | M215-60-2LL-S2X | 215 | 16 |  |  | 0.96 | Solar Inverter |  | OUTDOOR
SRP15116 | ENPHASE ENERGY | M215-60-2LL-S2X | 215 | 17 |  |  | 0.96 | Solar Inverter |  | OUTDOOR
SRP15117 | CANADIAN SOLAR | CS6P-235PX | 235 | 4 | 206 | 30 |  | Solar | FIXED | Roof
SRP15117 | CANADIAN SOLAR | CS6P-235PX | 235 | 38 | 116 | 32 |  | Solar | FIXED | Roof
SRP15117 | ENPHASE ENERGY | M215-60-2LL-S2X | 215 | 12 |  |  | 0.96 | Solar Inverter |  | OUTDOOR
SRP15117 | ENPHASE ENERGY | M215-60-2LL-S2X | 215 | 15 |  |  | 0.96 | Solar Inverter |  | OUTDOOR
SRP15117 | ENPHASE ENERGY | M215-60-2LL-S2X | 215 | 15 |  |  | 0.96 | Solar Inverter |  | OUTDOOR
SRP15118 | CANADIAN SOLAR | CS4C-100 | 235 | 5 | 212 | 20 |  | Solar | FIXED | Roof
SRP15118 | CANADIAN SOLAR | CS4C-100 | 235 | 31 | 212 | 24 |  | Solar | FIXED | Roof
SRP15118 | ENPHASE ENERGY | M175-24-208-S | 215 | 5 |  |  | 0.96 | Solar Inverter |  | OUTDOOR
SRP15118 | ENPHASE ENERGY | M175-24-208-S | 215 | 15 |  |  | 0.96 | Solar Inverter |  | OUTDOOR
SRP15118 | ENPHASE ENERGY | M175-24-208-S | 215 | 16 |  |  | 0.96 | Solar Inverter |  | OUTDOOR
SRP15119 | MATRIX SOLAR/PHOTOWATT | PW1650-175 | 255 | 23 | 260 | 30 |  | Solar | FIXED | Roof
SRP15119 | POWER-ONE | PVI-5000-OUTD-US (240 V) | 5000 | 1 |  |  | 0.96 | Solar Inverter |  | OUTDOOR
SRP15120 | MATRIX SOLAR/PHOTOWATT | PW1650-175 | 245 | 47 | 226 | 18 |  | Solar | FIXED | Roof
SRP15120 | POWER-ONE | PVI-5000-OUTD-US (240 V) | 5000 | 1 |  |  | 0.96 | Solar Inverter |  | OUTDOOR
SRP15120 | POWER-ONE | PVI-5000-OUTD-US (240 V) | 5000 | 1 |  |  | 0.96 | Solar Inverter |  | OUTDOOR
SRP15121 | MATRIX SOLAR/PHOTOWATT | PW1000-100 | 255 | 31 | 184 | 11 |  | Solar | 1AXIS | Roof
SRP15121 | MATRIX SOLAR/PHOTOWATT | PW1000-100 | 255 | 12 | 184 | 34 |  | Solar | 1AXIS | Roof
SRP15121 | POWER-ONE | PVI-3000-I-OUTD-US-F (240V) | 3000 | 1 |  |  | 0.97 | Solar Inverter |  | OUTDOOR
SRP15121 | POWER-ONE | PVI-6000-OUTD-US (240 V) | 6000 | 1 |  |  | 0.97 | Solar Inverter |  | OUTDOOR
SRP15122 | MATRIX SOLAR/PHOTOWATT | PW1000-100 | 255 | 14 | 105 | 30 |  | Solar | FIXED | Roof
SRP15122 | MATRIX SOLAR/PHOTOWATT | PW1000-100 | 255 | 14 | 195 | 30 |  | Solar | FIXED | Roof
SRP15122 | POWER-ONE | PVI-6000-OUTD-US (240 V) | 6000 | 1 |  |  | 0.96 | Solar Inverter |  | OUTDOOR
SRP15123 | CHANGZHOU TRINA SOLAR ENERGY CO | TSM-160D | 250 | 19 | 269 | 21 |  | Solar | FIXED | Roof
SRP15123 | POWER-ONE | PVI-5000-OUTD-US (208 V) | 4200 | 1 |  |  | 0.96 | Solar Inverter |  | OUTDOOR
SRP15124 | TRINA SOLAR | TSM-240PD05 | 240 | 24 | 180 | 22 |  | Solar | FIXED | Roof
SRP15124 | POWER-ONE | PVI-5000-OUTD-US (240 V) | 5000 | 1 |  |  | 0.97 | Solar Inverter |  | Inside
SRP15125 | MATRIX SOLAR/PHOTOWATT | PW1000-100 | 255 | 31 | 170 | 36 |  | Solar | FIXED | Roof
SRP15125 | MATRIX SOLAR/PHOTOWATT | PW1000-100 | 255 | 30 | 260 | 36 |  | Solar | FIXED | Roof
SRP15125 | POWER-ONE | PVI-3000-I-OUTD-US (208V) | 3000 | 1 |  |  | 0.96 | Solar Inverter |  | Outside
SRP15125 | POWER-ONE | PVI-3600-OUTD-US-F (240V) | 3600 | 1 |  |  | 0.96 | Solar Inverter |  | OUTDOOR
SRP15125 | POWER-ONE | PVI-6000-OUTD-US (240 V) | 6000 | 1 |  |  | 0.96 | Solar Inverter |  | OUTDOOR
SRP15126 | REC SOLAR | REC245PE-US (BLK) | 245 | 20 | 124 | 22 |  | Solar | FIXED | Roof
SRP15126 | FRONIUS USA |  | 3800 | 1 |  |  | 0.96 | Solar Inverter |  | INDOOR
SRP15127 | MATRIX SOLAR/PHOTOWATT | PW1000-100 | 255 | 21 | 195 | 27 |  | Solar | FIXED | Roof
SRP15127 | POWER-ONE | PVI-5000-OUTD-US (208 V) | 4200 | 1 |  |  | 0.96 | Solar Inverter |  | OUTDOOR
SRP15129 | SUNTECH POWER | STP210S-18/UB-1 | 250 | 24 | 219.5 | 30 |  | Solar | FIXED | Roof
SRP15129 | PV POWERED | PVP4800 | 4800 | 1 |  |  | 0.96 | Solar Inverter |  | INDOOR
SRP15130 | SUNTECH POWER | STP150-24/AB-1 | 250 | 14 | 92 | 23 |  | Solar | FIXED | Roof
SRP15130 | SUNTECH POWER | STP150-24/AB-1 | 250 | 7 | 182 | 23 |  | Solar | FIXED | Roof
SRP15130 | SUNTECH POWER | STP150-24/AB-1 | 250 | 14 | 272 | 23 |  | Solar | FIXED | Roof
SRP15130 | PV POWERED | PVP2000 | 2000 | 1 |  |  | 0.92 | Solar Inverter |  | Outside
SRP15130 | PV POWERED | PVP3000 | 3000 | 2 |  |  | 0.935 | Solar Inverter |  | Outside
SRP15131 | LG ELECTRONICS SOLAR CELL DIVISION | LG245S1C-G2 | 245 | 10 | 126 | 38 |  | Solar | FIXED | Roof
SRP15131 | LG ELECTRONICS SOLAR CELL DIVISION | LG245S1C-G2 | 245 | 20 | 216 | 38 |  | Solar | FIXED | Roof
SRP15131 | POWER-ONE | PVI-6000-OUTD-US (240 V) | 6000 | 1 |  |  | 0.97 | Solar Inverter |  | OUTDOOR
SRP15132 | LG ELECTRONICS SOLAR CELL DIVISION | LG255S1C-G2 | 255 | 18 | 147 | 22 |  | Solar | FIXED | Roof
SRP15132 | POWER-ONE | PVI-3600-OUTD-US-F (240V) | 3600 | 1 |  |  | 0.97 | Solar Inverter |  | OUTDOOR
SRP15133 | CHANGZHOU TRINA SOLAR ENERGY CO | TSM-160D | 250 | 13 | 244 | 8 |  | Solar | FIXED | Roof
SRP15133 | CHANGZHOU TRINA SOLAR ENERGY CO | TSM-160D | 250 | 21 | 244 | 19 |  | Solar | FIXED | Roof
SRP15133 | POWER-ONE | PVI-3000-I-OUTD-US-F (240V) | 3000 | 1 |  |  | 0.97 | Solar Inverter |  | OUTDOOR
SRP15133 | POWER-ONE | PVI-5000-OUTD-US (208 V) | 4200 | 1 |  |  | 0.97 | Solar Inverter |  | OUTDOOR
SRP15134 | SUNTECH POWER | STP150-24/AB-1 | 250 | 26 | 150.5 | 15 |  | Solar | FIXED | Roof
SRP15134 | MATRIX SOLAR/PHOTOWATT | PW1000-100 | 250 | 8 | 240.5 | 30 |  | Solar | FIXED | Roof
SRP15134 | PV POWERED | PVP2000 | 2000 | 1 |  |  | 0.92 | Solar Inverter |  | INDOOR
SRP15134 | SMA AMERICA | SB6000U (208V) | 6000 | 1 |  |  | 0.97 | Solar Inverter |  | INDOOR
SRP15135 | CHANGZHOU TRINA SOLAR ENERGY CO | TSM-160D | 250 | 16 | 129 | 18 |  | Solar | FIXED | Roof
SRP15135 | POWER-ONE | PVI-3600-OUTD-US-F (240V) | 3600 | 1 |  |  | 0.96 | Solar Inverter |  | OUTDOOR
SRP15137 | SUNTECH POWER | STP150-24/AB-1 | 250 | 48 | 217 | 35 |  | Solar | FIXED | Roof
SRP15137 | PV POWERED | PVP4800 | 4800 | 2 |  |  | 0.96 | Solar Inverter |  | INDOOR
SRP15138 | SUNTECH POWER | STP150-24/AB-1 | 250 | 46 | 258.5 | 25 |  | Solar | FIXED | Roof
SRP15138 | PV POWERED | PVP4800 | 4800 | 2 |  |  | 0.96 | Solar Inverter |  | INDOOR
SRP15139 | SUNTECH POWER | STP150-24/AB-1 | 250 | 23 | 148.5 | 22 |  | Solar | FIXED | Roof
SRP15139 | PV POWERED | PVP2500 | 2500 | 2 |  |  | 0.945 | Solar Inverter |  | INDOOR
SRP15140 | SUNTECH POWER | STP150-24/AB-1 | 250 | 26 | 194 | 40 |  | Solar | FIXED | Roof
SRP15140 | SMA AMERICA | SB6000US (240V) | 6000 | 1 |  |  | 0.97 | Solar Inverter |  | INDOOR
SRP15141 | TRINA SOLAR | TSM-240PA05.10 | 240 | 28 | 198 | 16 |  | Solar | FIXED | Roof
SRP15141 | ENPHASE ENERGY | M215-60-2LL-S2X | 215 | 28 |  |  | 0.96 | Solar Inverter |  | OUTDOOR
SRP15142 | SUNTECH POWER | STP205-18/UD | 205 | 12 | 150 | 28 |  | Solar | FIXED | Roof
SRP15142 | SMA AMERICA | SB3000US (240V) | 3000 | 1 |  |  | 0.955 | Solar Inverter |  | OUTDOOR
SRP15143 | TRINA SOLAR | TSM-250PA05 | 250 | 20 | 66 | 18 |  | Solar | FIXED | Roof
SRP15143 | SMA AMERICA | SB4000US (240V) | 4000 | 1 |  |  | 0.97 | Solar Inverter |  | OUTDOOR
SRP15144 | TRINA SOLAR | TSM-250PD05 | 250 | 14 | 230 | 20 |  | Solar | FIXED | Roof
SRP15144 | SMA AMERICA | SB4000US (240V) | 4000 | 1 |  |  | 0.96 | Solar Inverter |  | OUTDOOR
SRP15145 | TRINA SOLAR | TSM-250PA05 | 250 | 20 | 139 | 22 |  | Solar | FIXED | Roof
SRP15145 | SMA AMERICA | SB4000US (240V) | 4000 | 1 |  |  | 0.96 | Solar Inverter |  | OUTDOOR
SRP15146 | MATRIX SOLAR/PHOTOWATT | PW1000-100 | 255 | 13 | 154 | 34 |  | Solar | FIXED | Roof
SRP15146 | MATRIX SOLAR/PHOTOWATT | PW1000-100 | 255 | 30 | 154 | 34 |  | Solar | FIXED | Roof
SRP15146 | POWER-ONE | PVI-3000-I-OUTD-US-F (240V) | 3000 | 1 |  |  | 0.96 | Solar Inverter |  | Inside
SRP15146 | POWER-ONE | PVI-6000-OUTD-US (240 V) | 6000 | 1 |  |  | 0.96 | Solar Inverter |  | Inside
SRP15147 | CHANGZHOU TRINA SOLAR ENERGY CO | TSM-160D | 250 | 25 | 155 | 36 |  | Solar | FIXED | Roof
SRP15147 | POWER-ONE | PVI-6000-OUTD-US (240 V) | 6000 | 1 |  |  | 0.96 | Solar Inverter |  | OUTDOOR
SRP15148 | CHANGZHOU TRINA SOLAR ENERGY CO | TSM-160D | 250 | 5 | 183 | 28 |  | Solar | FIXED | Roof
SRP15148 | CHANGZHOU TRINA SOLAR ENERGY CO | TSM-160D | 250 | 25 | 183 | 30 |  | Solar | FIXED | Roof
SRP15148 | POWER-ONE | PVI-6000-OUTD-US (240 V) | 6000 | 1 |  |  | 0.96 | Solar Inverter |  | Inside
SRP15149 | SUNPOWER | SPR-327NE-WHT-D | 327 | 21 | 195 | 36 |  | Solar | FIXED | Roof
SRP15149 | SUNPOWER CORP (ORIGINAL MFRFRONIUS) | SPR-6500F-240 | 6501 | 1 |  |  | 0.962 | Solar Inverter |  | OUTDOOR
SRP15150 | SUNTECH POWER | STP150-24/AB-1 | 250 | 33 | 97.5 | 32 |  | Solar | FIXED | Roof
SRP15150 | SMA AMERICA | SB7000US (240V) | 7000 | 1 |  |  | 0.97 | Solar Inverter |  | Inside
SRP15151 | SUNTECH POWER | STP150-24/AB-1 | 250 | 10 | 206.2 | 23 |  | Solar | FIXED | Roof
SRP15151 | PV POWERED | PVP2500 | 2500 | 1 |  |  | 0.945 | Solar Inverter |  | INDOOR
SRP15153 | HANWHA SOLARONE HONG KONG | HSL60P-PA-0-250K | 250 | 18 | 190 | 25 |  | Solar | FIXED | Roof
SRP15153 | PV POWERED | PVP4800 | 4800 | 1 |  |  | 0.96 | Solar Inverter |  | INDOOR
SRP15154 | TRINA SOLAR | TSM-250PA05.18 | 250 | 24 | 219 | 26 |  | Solar | FIXED | Roof
SRP15154 | SMA AMERICA | SB5000US (240V) | 5000 | 1 |  |  | 0.96 | Solar Inverter |  | Inside
SRP15155 | ET SOLAR INDUSTRY | ET-P654180 | 240 | 11 | 279 | 32 |  | Solar | FIXED | Roof
SRP15155 | ET SOLAR INDUSTRY | ET-P654180 | 240 | 11 | 99 | 34 |  | Solar | FIXED | Roof
SRP15155 | ET SOLAR INDUSTRY | ET-P654180 | 240 | 22 | 189 | 39 |  | Solar | FIXED | Roof
SRP15155 | SMA AMERICA | SB3000US (240V) | 3000 | 1 |  |  | 0.955 | Solar Inverter |  | OUTDOOR
SRP15155 | SMA AMERICA | SB3000US (240V) | 3000 | 1 |  |  | 0.955 | Solar Inverter |  | OUTDOOR
SRP15155 | SMA AMERICA | SB3000US (240V) | 3000 | 1 |  |  | 0.955 | Solar Inverter |  | OUTDOOR
SRP15155 | SMA AMERICA | SB3000US (240V) | 3000 | 1 |  |  | 0.955 | Solar Inverter |  | OUTDOOR
SRP15156 | TRINA SOLAR | TSM-245PA05.10 | 245 | 33 | 170 | 25 |  | Solar | FIXED | Roof
SRP15156 | TRINA SOLAR | TSM-245PA05.10 | 245 | 28 | 260.2 | 25 |  | Solar | FIXED | Roof
SRP15156 | ENPHASE ENERGY | M215-60-2LL-S2X | 215 | 61 |  |  | 0.96 | Solar Inverter |  | INDOOR
SRP15157 | SOLARWORLD | SW250 MONO | 250 | 17 | 176 | 20 |  | Solar | FIXED | Roof
SRP15157 | ENPHASE ENERGY | M215-60-2LL-S2X | 215 | 17 |  |  | 0.96 | Solar Inverter |  | OUTDOOR
SRP15159 | CHANGZHOU TRINA SOLAR ENERGY CO | TSM-160D | 250 | 2574 | 142 | 5 |  | Solar | FIXED | Roof
SRP15159 | POWER-ONE | PVI-3000-I-OUTD-US | 300000 | 1 |  |  | 0.97 | Solar Inverter |  | OUTDOOR
SRP15159 | POWER-ONE | PVI-3000-I-OUTD-US | 300000 | 1 |  |  | 0.97 | Solar Inverter |  | OUTDOOR
SRP15160 | REC SCANMODULE | SCM230 | 240 | 22 | 140 | 28 |  | Solar | FIXED | Roof
SRP15160 | ENPHASE ENERGY | M175-24-208-S | 215 | 22 |  |  | 0.96 | Solar Inverter |  | OUTDOOR
SRP15162 | TRINA SOLAR | TSM-240PD05 | 240 | 12 | 138 | 30 |  | Solar | FIXED | Roof
SRP15162 | TRINA SOLAR | TSM-240PD05 | 240 | 22 | 228 | 30 |  | Solar | FIXED | Roof
SRP15162 | ENPHASE ENERGY | M215-60-2LL-S2X | 215 | 12 |  |  | 0.96 | Solar Inverter |  | OUTDOOR
SRP15162 | ENPHASE ENERGY | M215-60-2LL-S2X-IG | 215 | 22 |  |  | 0.96 | Solar Inverter |  | OUTDOOR
SRP15163 | TRINA SOLAR | TSM-240DA05 | 240 | 14 | 121 | 19 |  | Solar | FIXED | Roof
SRP15163 | ENPHASE ENERGY | M200-32-240-S02 | 215 | 14 |  |  | 0.963 | Solar Inverter |  | OUTDOOR
SRP15164 | SCHUCO USA | MPE 260 MS 08 | 260 | 39 | 202 | 34 |  | Solar | FIXED | Roof
SRP15164 | SMA AMERICA | SB4000US (240V) | 4000 | 1 |  |  | 0.96 | Solar Inverter |  | INDOOR
SRP15164 | SMA AMERICA | SB6000U (240V) | 6000 | 1 |  |  | 0.96 | Solar Inverter |  | INDOOR
SRP15165 | LG ELECTRONICS SOLAR CELL DIVISION | LG255S1C-G2 | 255 | 10 | 190 | 20 |  | Solar | FIXED | Roof
SRP15165 | LG ELECTRONICS SOLAR CELL DIVISION | LG255S1C-G2 | 255 | 20 | 190 | 25 |  | Solar | FIXED | Roof
SRP15165 | POWER-ONE | PVI-6000-OUTD-US (208 V) | 6000 | 1 |  |  | 0.965 | Solar Inverter |  | OUTDOOR
SRP15167 | LG ELECTRONICS SOLAR CELL DIVISION | LG255S1C-G2 | 255 | 21 | 207 | 30 |  | Solar | FIXED | Roof
SRP15167 | POWER-ONE | PVI-4.2-OUTD-S-US (208 V) | 4200 | 1 |  |  | 0.96 | Solar Inverter |  | OUTDOOR
SRP15168 | ET SOLAR INDUSTRY | ET-A-M660245B | 245 | 39 | 239 | 16 |  | Solar | FIXED | Roof
SRP15168 | SMA AMERICA | SB8000TL-US (208V) | 8000 | 1 |  |  | 0.963 | Solar Inverter |  | OUTDOOR
SRP15170 | HANWHA SOLARONE (QIDONG) | HSL60M6-HB-0-250TB | 250 | 38 | 153 | 23 |  | Solar | FIXED | Roof
SRP15170 | ENPHASE ENERGY | M215-60-2LL-S2X | 215 | 12 |  |  | 0.96 | Solar Inverter |  | OUTDOOR
SRP15170 | ENPHASE ENERGY | M215-60-2LL-S2X | 215 | 26 |  |  | 0.96 | Solar Inverter |  | OUTDOOR
SRP15171 | YINGLI ENERGY (CHINA) | YL245P-29B | 245 | 39 | 134 | 31 |  | Solar | FIXED | Roof
SRP15171 | SMA AMERICA | SB3800U (208V) | 3800 | 1 |  |  | 0.96 | Solar Inverter |  | OUTDOOR
SRP15171 | SMA AMERICA | SB5000US (208V) | 5000 | 1 |  |  | 0.955 | Solar Inverter |  | OUTDOOR
SRP15172 | HANWHA SOLARONE (QIDONG) | HSL60P6-PA-0-250TW | 250 | 27 | 130 | 25 |  | Solar | FIXED | Roof
SRP15172 | HANWHA SOLARONE (QIDONG) | HSL60P6-PA-0-250TB | 250 | 22 | 220 | 26 |  | Solar | FIXED | Roof
SRP15172 | ENPHASE ENERGY | M215-60-2LL-S2X | 215 | 49 |  |  | 0.96 | Solar Inverter |  | OUTDOOR
SRP15174 | MOTECH AMERICAS | IM60B3-250-XXXXXX | 250 | 202 | 158 | 22 |  | Solar | FIXED | Roof
SRP15174 | MOTECH AMERICAS | IM60C3-250-XXXXXX | 250 | 31 | 248 | 22 |  | Solar | FIXED | Roof
SRP15174 | ENPHASE ENERGY | M215-60-2LL-S2X | 215 | 233 |  |  | 0.96 | Solar Inverter |  | OUTDOOR
SRP15177 | YINGLI ENERGY (CHINA) | YL240P-29B | 240 | 96 | 348 | 5 |  | Solar | FIXED | Roof
SRP15177 | FRONIUS USA |  | 10000 | 1 |  |  | 0.96 | Solar Inverter |  | OUTDOOR
SRP15177 | FRONIUS USA |  | 11400 | 1 |  |  | 0.96 | Solar Inverter |  | OUTDOOR
SRP15178 | SUNTECH POWER | STP210S-18/UB-1 | 250 | 30 | 160.8 | 20 |  | Solar | FIXED | Roof
SRP15178 | PV POWERED | PVP3000 | 3000 | 1 |  |  | 0.935 | Solar Inverter |  | Outside
SRP15178 | PV POWERED | PVP3500 | 3500 | 1 |  |  | 0.955 | Solar Inverter |  | Outside
SRP15180 | SOLARWORLD | SW260 MONO | 260 | 25 | 206 | 30 |  | Solar | FIXED | Roof
SRP15180 | SOLARWORLD | SW260 MONO | 260 | 9 | 117 | 40 |  | Solar | FIXED | Roof
SRP15180 | ENPHASE ENERGY | M215-60-2LL-S2X | 215 | 34 |  |  | 0.96 | Solar Inverter |  | OUTDOOR
SRP15181 | YINGLI ENERGY (CHINA) | YL240P-29B | 240 | 94 | 168 | 5 |  | Solar | FIXED | Roof
SRP15181 | FRONIUS USA |  | 10000 | 1 |  |  | 0.96 | Solar Inverter |  | OUTDOOR
SRP15181 | FRONIUS USA |  | 11400 | 1 |  |  | 0.96 | Solar Inverter |  | OUTDOOR
SRP15183 | LG ELECTRONICS SOLAR CELL DIVISION | LG255S1C-G2 | 255 | 66 | 162 | 19 |  | Solar | FIXED | Roof
SRP15183 | SMA AMERICA | SB7000US (240V) | 7000 | 2 |  |  | 0.96 | Solar Inverter |  | OUTDOOR
SRP15187 | HANWHA SOLARONE (QIDONG) | HSL60P6-PA-0-250TB | 250 | 13 | 130 | 27 |  | Solar | FIXED | Roof
SRP15187 | HANWHA SOLARONE (QIDONG) | HSL60M6-HB-0-250TB | 250 | 22 | 220 | 27 |  | Solar | FIXED | Roof
SRP15187 | ENPHASE ENERGY | M200-32-240-S02 | 215 | 11 |  |  | 0.96 | Solar Inverter |  | OUTDOOR
SRP15187 | ENPHASE ENERGY | M200-32-240-S02 | 215 | 24 |  |  | 0.96 | Solar Inverter |  | OUTDOOR
SRP15188 | CANADIAN SOLAR | CS6P-235PX | 235 | 17 | 250 | 35 |  | Solar | FIXED | Roof
SRP15188 | ENPHASE ENERGY | M215-60-2LL-S2X | 215 | 17 |  |  | 0.96 | Solar Inverter |  | OUTDOOR
SRP15189 | SOLARWORLD | SW185MONO | 240 | 16 | 147 | 9.5 |  | Solar | FIXED | Roof
SRP15189 | SOLARWORLD | SW185MONO | 240 | 18 | 237 | 22.6 |  | Solar | FIXED | Roof
SRP15189 | SOLARWORLD | SW185MONO | 240 | 7 | 327 | 22.6 |  | Solar | FIXED | Roof
SRP15189 | ENPHASE ENERGY | M200-32-240-S02 | 215 | 13 |  |  | 0.96 | Solar Inverter |  | OUTDOOR
SRP15189 | ENPHASE ENERGY | M200-32-240-S02 | 215 | 28 |  |  | 0.96 | Solar Inverter |  | OUTDOOR
SRP15190 | HANWHA SOLARONE (QIDONG) | HSL60P6-PA-4-250TB | 250 | 23 | 213 | 5 |  | Solar | FIXED | Roof
SRP15190 | HANWHA SOLARONE (QIDONG) | HSL60P6-PA-4-250TB | 250 | 23 | 123 | 18 |  | Solar | FIXED | Roof
SRP15190 | ENPHASE ENERGY | M200-32-240-S02 | 215 | 16 |  |  | 0.96 | Solar Inverter |  | OUTDOOR
SRP15190 | ENPHASE ENERGY | M200-32-240-S02 | 215 | 30 |  |  | 0.96 | Solar Inverter |  | OUTDOOR
SRP15191 | SUNIVA | OPT260-60-4-100 | 260 | 23 | 235 | 33 |  | Solar | FIXED | Roof
SRP15191 | SOLAREDGE TECHNOLOGIES | SE6000 (240V) W/ -ER-US OR A-US | 6000 | 1 |  |  | 0.975 | Solar Inverter |  | OUTDOOR
SRP15192 | LG ELECTRONICS SOLAR CELL DIVISION | LG260S1C-G2 | 260 | 6 | 220 | 10 |  | Solar | FIXED | Roof
SRP15192 | LG ELECTRONICS SOLAR CELL DIVISION | LG260S1C-G2 | 260 | 22 | 220 | 30 |  | Solar | FIXED | Roof
SRP15192 | ENPHASE ENERGY | M215-60-2LL-S2X | 215 | 28 |  |  | 0.963 | Solar Inverter |  | OUTDOOR
SRP15193 | SANYO ELECTRIC | HIT-N220A01 | 220 | 18 | 171 | 40 |  | Solar | FIXED | Roof
SRP15193 | SANYO ELECTRIC | HIT-N220A01 | 220 | 17 | 81 | 45 |  | Solar | FIXED | Roof
SRP15193 | ENPHASE ENERGY | M210-84-208-SXX (-NA) | 210 | 35 |  |  | 0.96 | Solar Inverter |  | OUTDOOR
SRP15194 | SUNPOWER | SPR-E20-327 | 327 | 44 | 119 | 37 |  | Solar | FIXED | Roof
SRP15194 | SUNPOWER CORP (ORIGINAL MFRSMA) | SPR-6000M (208V) | 6501 | 1 |  |  | 0.962 | Solar Inverter |  | OUTDOOR
SRP15194 | SUNPOWER CORP (ORIGINAL MFRSMA) | SPR-7000M (277V) | 10001 | 1 |  |  | 0.962 | Solar Inverter |  | OUTDOOR
SRP15195 | YINGLI ENERGY (CHINA) | YL245P-29B | 245 | 12 | 190 | 17 |  | Solar | FIXED | Roof
SRP15195 | YINGLI ENERGY (CHINA) | YL245P-29B | 245 | 12 | 190 | 17 |  | Solar | FIXED | Roof
SRP15195 | YINGLI ENERGY (CHINA) | YL245P-29B | 245 | 13 | 190 | 32 |  | Solar | FIXED | Roof
SRP15195 | YINGLI ENERGY (CHINA) | YL245P-29B | 245 | 18 | 190 | 32 |  | Solar | FIXED | Roof
SRP15195 | POWER-ONE | PVI-5000-OUTD-US (208 V) | 5000 | 1 |  |  | 0.965 | Solar Inverter |  | OUTDOOR
SRP15195 | POWER-ONE | PVI-6000-OUTD-US (208 V) | 6000 | 1 |  |  | 0.965 | Solar Inverter |  | OUTDOOR
SRP15196 | CANADIAN SOLAR | CS6X-300M | 300 | 66 | 186 | 10 |  | Solar | FIXED | Roof
SRP15196 | CANADIAN SOLAR | CS6X-300M | 300 | 12 | 186 | 23 |  | Solar | FIXED | Roof
SRP15196 | SMA AMERICA | SB6000U (240V) | 6000 | 1 |  |  | 0.97 | Solar Inverter |  | INDOOR
SRP15196 | SMA AMERICA | SB7000US (240V) | 8000 | 2 |  |  | 0.987 | Solar Inverter |  | INDOOR
SRP15197 | YINGLI ENERGY (CHINA) | YL240P-29B | 240 | 22 | 122 | 26 |  | Solar | FIXED | Roof
SRP15197 | YINGLI ENERGY (CHINA) | YL240P-29B | 240 | 11 | 212 | 45 |  | Solar | FIXED | Roof
SRP15197 | SMA AMERICA | SB7000US-12 (240V) | 7000 | 1 |  |  | 0.965 | Solar Inverter |  | Inside
SRP15199 | YINGLI ENERGY (CHINA) | YL240P-29B | 240 | 14 | 180 | 24 |  | Solar | FIXED | Roof
SRP15199 | POWER-ONE | PVI-3.0-OUTD-S-US (240 V) | 3000 | 1 |  |  | 0.96 | Solar Inverter |  | Inside
SRP15200 | CANADIAN SOLAR | CS6P-245PX | 245 | 36 | 192 |  |  | Solar | FIXED | Roof
SRP15200 | SOLAREDGE TECHNOLOGIES | SE5000 (240V) W/ -ER-US OR A-US | 5000 | 2 |  |  | 0.97 | Solar Inverter |  | INDOOR
SRP15201 | TRINA SOLAR | TSM-240PD05 | 240 | 41 | 141 | 27 |  | Solar | FIXED | Roof
SRP15201 | TRINA SOLAR | TSM-240PD05 | 240 | 18 | 321 | 27 |  | Solar | FIXED | Roof
SRP15201 | POWER-ONE | PVI-6000-OUTD-US-W (240 V) | 6000 | 1 |  |  | 0.965 | Solar Inverter |  | Inside
SRP15201 | POWER-ONE | PVI-6000-OUTD-US-W (240 V) | 6000 | 1 |  |  | 0.965 | Solar Inverter |  | Inside
SRP15202 | EVERGREEN SOLAR |  | 210 | 20 | 171 | 30 |  | Solar | FIXED | Roof
SRP15202 | POWER-ONE | PVI-3.8-1-OUTD-X-US-Y (240 V) | 3800 | 1 |  |  | 0.965 | Solar Inverter |  | OUTDOOR
SRP15203 | YINGLI ENERGY (CHINA) | YL240P-29B | 240 | 6 | 175 | 17 |  | Solar | FIXED | Roof
SRP15203 | YINGLI ENERGY (CHINA) | YL240P-29B | 240 | 17 | 265 | 28 |  | Solar | FIXED | Roof
SRP15203 | SOLAREDGE TECHNOLOGIES | SE5000 (240V) W/ -ER-US OR A-US | 5000 | 1 |  |  | 0.975 | Solar Inverter |  | Inside
SRP15204 | CANADIAN SOLAR | CS5P-235P | 235 | 7 | 248 | 13 |  | Solar | FIXED | Roof
SRP15204 | CANADIAN SOLAR | CS4C-100 | 235 | 16 | 248 | 27 |  | Solar | FIXED | Roof
SRP15204 | ENPHASE ENERGY | M215-60-2LL-S2X | 215 | 11 |  |  | 0.96 | Solar Inverter |  | OUTDOOR
SRP15204 | ENPHASE ENERGY | M215-60-2LL-S2X | 215 | 12 |  |  | 0.96 | Solar Inverter |  | OUTDOOR
SRP15205 | SUNPOWER | SPR-327NE-WHT-D | 327 | 18 | 85 | 25 |  | Solar | FIXED | Roof
SRP15205 | SUNPOWER | SPR-327NE-WHT-D | 327 | 32 | 265 | 25 |  | Solar | FIXED | Roof
SRP15205 | SUNPOWER CORP (ORIGINAL MFRSMA) | SPR-6000M (240V) | 6500 | 1 |  |  | 0.962 | Solar Inverter |  | Inside
SRP15205 | SUNPOWER CORP (ORIGINAL MFRFRONIUS) | SPR-8000F-277 | 10000 | 1 |  |  | 0.962 | Solar Inverter |  | INDOOR
SRP15206 | SUNTECH POWER | STP250-20/WD | 250 | 36 | 87 | 26 |  | Solar | FIXED | Roof
SRP15206 | SMA AMERICA | SB7000US (277V) | 7000 | 1 |  |  | 0.969 | Solar Inverter |  | INDOOR
SRP15207 | LG ELECTRONICS SOLAR CELL DIVISION | LG255S1C-G2 | 255 | 28 | 135 | 31 |  | Solar | FIXED | Roof
SRP15207 | POWER-ONE | PVI-6000-OUTD-US-W (208 V) | 6000 | 1 |  |  | 0.965 | Solar Inverter |  | OUTDOOR
SRP15208 | TRINA SOLAR | TSM-240PA05.10 | 240 | 33 | 220.5 | 26 |  | Solar | FIXED | Roof
SRP15208 | ENPHASE ENERGY | M215-60-2LL-S2X | 215 | 33 |  |  | 0.96 | Solar Inverter |  | INDOOR
SRP15209 | CHANGZHOU TRINA SOLAR ENERGY CO | TSM-185D | 240 | 46 | 124.6 | 25 |  | Solar | FIXED | Roof
SRP15209 | ENPHASE ENERGY | EMU | 215 | 46 |  |  | 0.96 | Solar Inverter |  | INDOOR
SRP15210 | TRINA SOLAR | TSM-245PA05.10 | 245 | 28 | 222 | 31 |  | Solar | FIXED | Roof
SRP15210 | ENPHASE ENERGY | M215-60-2LL-S2X-IG-ZC-NA | 215 | 28 |  |  | 0.96 | Solar Inverter |  | OUTDOOR
SRP15211 | MATRIX SOLAR/PHOTOWATT | PW1000-100 | 250 | 16 | 105 | 25 |  | Solar | FIXED | Roof
SRP15211 | MATRIX SOLAR/PHOTOWATT | PW1000-100 | 250 | 20 | 195 | 25 |  | Solar | FIXED | Roof
SRP15211 | PV POWERED | PVP3500 | 3500 | 1 |  |  | 0.955 | Solar Inverter |  | Inside
SRP15211 | PV POWERED | PVP4800 | 4800 | 1 |  |  | 0.96 | Solar Inverter |  | Inside
SRP15212 | SUNTECH POWER | STP210S-18/UB-1 | 250 | 14 | 166 | 25 |  | Solar | FIXED | Roof
SRP15212 | SUNTECH POWER | STP210S-18/UB-1 | 250 | 48 | 166 | 35 |  | Solar | FIXED | Roof
SRP15212 | PV POWERED | PVP3000 | 3000 | 1 |  |  | 0.935 | Solar Inverter |  | Inside
SRP15212 | PV POWERED | PVP4800 | 4800 | 2 |  |  | 0.96 | Solar Inverter |  | Inside
SRP15213 | SOLARWORLD | SW175 POLY/T | 255 | 13 | 146 | 12 |  | Solar | FIXED | Roof
SRP15213 | SOLARWORLD | SW175 POLY/T | 255 | 12 | 146 | 27 |  | Solar | FIXED | Roof
SRP15213 | SOLARWORLD | SW175 POLY/T | 255 | 33 | 146 | 27 |  | Solar | FIXED | Roof
SRP15213 | SMA AMERICA | SB4000US (240V) | 4000 | 1 |  |  | 0.97 | Solar Inverter |  | INDOOR
SRP15213 | SMA AMERICA | SB4000US (240V) | 4000 | 1 |  |  | 0.97 | Solar Inverter |  | INDOOR
SRP15213 | SMA AMERICA | SB7000US (240V) | 7000 | 1 |  |  | 0.96 | Solar Inverter |  | INDOOR
SRP15214 | KYOCERA SOLAR | KD245GX-LFB | 245 | 3 | 162 | 25 |  | Solar | FIXED | Roof
SRP15214 | KYOCERA SOLAR | KD245GX-LFB | 245 | 21 | 246 | 25 |  | Solar | FIXED | Roof
SRP15214 | ENPHASE ENERGY | M215-60-2LL-S2X | 215 | 24 |  |  | 0.963 | Solar Inverter |  | Outside
SRP15215 | SUNIVA | OPT260-60-4-100 | 260 | 35 | 165 | 23 |  | Solar | FIXED | Roof
SRP15215 | SMA AMERICA | SB3000US (240V) | 3000 | 1 |  |  | 0.955 | Solar Inverter |  | OUTDOOR
SRP15215 | SMA AMERICA | SB6000U (240V) | 6000 | 1 |  |  | 0.955 | Solar Inverter |  | OUTDOOR
SRP15216 | SOLARWORLD | SW185MONO | 255 | 1196 | 134 | 5 |  | Solar | FIXED | Roof
SRP15216 | PV POWERED | PVP100KW-208 | 260000 | 1 |  |  | 0.977 | Solar Inverter |  | Inside
SRP15217 | SUNPOWER | SPR-327NE-WHT-D | 327 | 13 | 153 | 35 |  | Solar | FIXED | Roof
SRP15217 | SUNPOWER CORP (ORIGINAL MFRSMA) | SPR4000 | 3600 | 1 |  |  | 0.96 | Solar Inverter |  | Inside
SRP15218 | SUNPOWER | T5-SPR-327 | 327 | 20 | 160 | 34 |  | Solar | FIXED | Roof
SRP15218 | SUNPOWER CORP (ORIGINAL MFRSMA) | SPR-6000M (240V) | 6000 | 1 |  |  | 0.97 | Solar Inverter |  | OUTDOOR
SRP15219 | TRINA SOLAR | TSM-240PA05 | 240 | 37 | 185 | 31 |  | Solar | FIXED | Roof
SRP15219 | SMA AMERICA | SB2000HFUS-30 (208V) | 2000 | 1 |  |  | 0.96 | Solar Inverter |  | OUTDOOR
SRP15219 | SMA AMERICA | SB6000U (240V) | 6000 | 1 |  |  | 0.968 | Solar Inverter |  | OUTDOOR
SRP15220 | TRINA SOLAR | TSM-240DA05 | 240 | 45 | 121 | 34 |  | Solar | FIXED | Roof
SRP15220 | ENPHASE ENERGY | M215-60-2LL-S2X | 215 | 45 |  |  | 0.96 | Solar Inverter |  | INDOOR
SRP15221 | SUNTECH POWER | STP210S-18/UB-1 | 250 | 26 | 204.8 | 25 |  | Solar | FIXED | Roof
SRP15221 | SMA AMERICA | SB6000U (240V) | 6000 | 1 |  |  | 0.97 | Solar Inverter |  | INDOOR
SRP15222 | SUNTECH POWER | STP210S-18/UB-1 | 255 | 9 | 257.5 | 25 |  | Solar | FIXED | Roof
SRP15222 | SUNTECH POWER | STP150-24/AB-1 | 255 | 13 | 167.5 | 32 |  | Solar | FIXED | Roof
SRP15222 | ENPHASE ENERGY | M200-32-240-S02 | 215 | 9 |  |  | 0.963 | Solar Inverter |  | Outside
SRP15222 | SMA AMERICA | SB4000US (240V) | 4000 | 1 |  |  | 0.96 | Solar Inverter |  | INDOOR
SRP15223 | ISOFOTON | I-94/24 | 250 | 37 | 144.9 | 35 |  | Solar | FIXED | Roof
SRP15223 | PV POWERED | PVP2500 | 2500 | 1 |  |  | 0.945 | Solar Inverter |  | INDOOR
SRP15223 | SMA AMERICA | SB6000US (240V) | 6000 | 1 |  |  | 0.97 | Solar Inverter |  | INDOOR
SRP15224 | MATRIX SOLAR/PHOTOWATT | PW1000-100 | 250 | 30 | 206 | 25 |  | Solar | FIXED | Roof
SRP15224 | MATRIX SOLAR/PHOTOWATT | PW1000-100 | 250 | 8 | 116 | 32 |  | Solar | FIXED | Roof
SRP15224 | PV POWERED | PVP2000 | 2000 | 1 |  |  | 0.92 | Solar Inverter |  | INDOOR
SRP15224 | PV POWERED | PVP3000 | 3000 | 1 |  |  | 0.92 | Solar Inverter |  | INDOOR
SRP15224 | PV POWERED | PVP3500 | 3500 | 1 |  |  | 0.955 | Solar Inverter |  | INDOOR
SRP15225 | CANADIAN SOLAR | CS6P-245P | 245 | 4 | 194.5 | 10 |  | Solar | FIXED | Roof
SRP15225 | CANADIAN SOLAR | CS6P-245P | 245 | 14 | 194.5 | 17 |  | Solar | FIXED | Roof
SRP15225 | CANADIAN SOLAR | CS6P-245P | 245 | 18 | 194.5 | 29 |  | Solar | FIXED | Roof
SRP15225 | ENPHASE ENERGY | M215-60-2LL-S2X | 215 | 36 |  |  | 0.963 | Solar Inverter |  | OUTDOOR
SRP15226 | SUNPOWER | T5-SPR-327 | 327 | 21 | 111 | 25 |  | Solar | FIXED | Roof
SRP15226 | SUNPOWER CORP (ORIGINAL MFRSMA) | SPR-5000M (240V) | 5000 | 1 |  |  | 0.97 | Solar Inverter |  | OUTDOOR
SRP15227 | SUNPOWER | SPR-327NE-WHT-D | 327 | 21 | 204 | 19 |  | Solar | FIXED | Roof
SRP15227 | SUNPOWER CORP (ORIGINAL MFRSMA) | SPR-5000M (240V) | 5000 | 1 |  |  | 0.96 | Solar Inverter |  | OUTDOOR
SRP15229 | SUNPOWER | SPR-327NE-WHT-D | 327 | 15 | 123 | 30 |  | Solar | FIXED | Roof
SRP15229 | SUNPOWER | SPR-6000M (208V) | 6000 | 1 |  |  | 0.97 | Solar Inverter |  | OUTDOOR
SRP15230 | SUNPOWER | T5-SPR-327 | 327 | 24 | 163 | 20 |  | Solar | FIXED | Roof
SRP15230 | SUNPOWER | T5-SPR-327 | 327 | 8 | 252 | 20 |  | Solar | FIXED | Roof
SRP15230 | SUNPOWER CORP (ORIGINAL MFRSMA) | SPR-7000M (240V) | 8000 | 1 |  |  | 0.97 | Solar Inverter |  | Outside
SRP15231 | SUNPOWER | T5-SPR-327 | 327 | 12 | 164 | 22 |  | Solar | FIXED | Roof
SRP15231 | POWER-ONE | PVI-3000-I-OUTD-US-F (240V) | 3000 | 1 |  |  | 0.97 | Solar Inverter |  | OUTDOOR
SRP15233 | CANADIAN SOLAR | CS6P-245MX | 245 | 12 | 218 | 33 |  | Solar | FIXED | Roof
SRP15233 | CANADIAN SOLAR | CS6P-245MX | 245 | 14 | 127 | 35 |  | Solar | FIXED | Roof
SRP15233 | ENPHASE ENERGY | M215-60-2LL-S2X-IG-ZC | 215 | 12 |  |  | 0.96 | Solar Inverter |  | OUTDOOR
SRP15233 | ENPHASE ENERGY | M215-60-SIE-S2X-NA | 215 | 14 |  |  | 0.96 | Solar Inverter |  | OUTDOOR
SRP15234 | CANADIAN SOLAR | CS6P-235PX | 235 | 26 | 213 | 33 |  | Solar | FIXED | Roof
SRP15234 | ENPHASE ENERGY | M215-60-2LL-S2X-IG-ZC-NA | 215 | 26 |  |  | 0.96 | Solar Inverter |  | OUTDOOR
SRP15235 | SUNPOWER | SPR-327NE-WHT-D | 327 | 16 | 214 | 24 |  | Solar | FIXED | Roof
SRP15235 | SUNPOWER CORP (ORIGINAL MFRSMA) | SPR-4000M (208V) | 4000 | 1 |  |  | 0.97 | Solar Inverter |  | OUTDOOR
SRP15236 | CANADIAN SOLAR | CS6P-245MX | 245 | 20 | 212 | 22 |  | Solar | FIXED | Roof
SRP15236 | ENPHASE ENERGY | M215-60-2LL-S2X-NA | 215 | 20 |  |  | 0.96 | Solar Inverter |  | OUTDOOR
SRP15238 | CANADIAN SOLAR | CS6P-235PX | 235 | 10 | 214 | 32 |  | Solar | FIXED | Roof
SRP15238 | ENPHASE ENERGY | EMU | 215 | 10 |  |  | 0.96 | Solar Inverter |  | OUTDOOR
SRP15240 | HANWHA SOLARONE (QIDONG) | HSL60P6-PA-0-250TB | 250 | 36 | 128.6 | 40 |  | Solar | FIXED | Roof
SRP15240 | PV POWERED | PVP2500 | 2500 | 1 |  |  | 0.945 | Solar Inverter |  | Inside
SRP15240 | PV POWERED | PVP4800 | 4800 | 1 |  |  | 0.96 | Solar Inverter |  | Inside
SRP15243 | CANADIAN SOLAR | CS6P-235PX | 235 | 15 | 188 | 27 |  | Solar | FIXED | Roof
SRP15243 | ENPHASE ENERGY | M215-60-2LL-S2X-ZC-NA | 215 | 15 |  |  | 0.96 | Solar Inverter |  | OUTDOOR
SRP15244 | CANADIAN SOLAR | CS6P-235PX | 235 | 15 | 192 | 25 |  | Solar | FIXED | Roof
SRP15244 | ENPHASE ENERGY | M215-60-2LL-S2X | 215 | 15 |  |  | 0.96 | Solar Inverter |  | OUTDOOR
SRP15247 | TRINA SOLAR | TSM-240PD05 | 240 | 20 | 204 | 28 |  | Solar | FIXED | Roof
SRP15247 | ENPHASE ENERGY | M215-60-2LL-S2X-IG-ZC-NA | 215 | 20 |  |  | 0.96 | Solar Inverter |  | INDOOR
SRP15248 | CHANGZHOU TRINA SOLAR ENERGY CO | TSM-185D | 240 | 28 | 182 | 30 |  | Solar | FIXED | Roof
SRP15248 | SMA AMERICA | SB6000US (240V) | 6000 | 1 |  |  | 0.968 | Solar Inverter |  | OUTDOOR
SRP15249 | SUNTECH POWER | STP150-24/AB-1 | 250 | 28 | 131 | 32 |  | Solar | FIXED | Roof
SRP15249 | PV POWERED | PVP3000 | 3000 | 2 |  |  | 0.935 | Solar Inverter |  | Inside
SRP15250 | SOLON AG FUER SOLARTECHNIK | P130/6+/01 120WP | 235 | 20 | 220 | 16 |  | Solar | FIXED | Roof
SRP15250 | ENPHASE ENERGY | M175-24-208-S | 215 | 20 |  |  | 0.945 | Solar Inverter |  | OUTDOOR
SRP15251 | CANADIAN SOLAR | CS6P-245MX | 245 | 17 | 272 | 20 |  | Solar | FIXED | Roof
SRP15251 | ENPHASE ENERGY | M175-24-208-S | 215 | 5 |  |  | 0.96 | Solar Inverter |  | OUTDOOR
SRP15251 | ENPHASE ENERGY | M175-24-208-S | 215 | 12 |  |  | 0.96 | Solar Inverter |  | OUTDOOR
SRP15252 | CANADIAN SOLAR | CS4C-100 | 245 | 2 | 129 | 15 |  | Solar | FIXED | Roof
SRP15252 | CANADIAN SOLAR | CS4C-100 | 245 | 3 | 129 | 22 |  | Solar | FIXED | Roof
SRP15252 | CANADIAN SOLAR | CS4C-100 | 245 | 3 | 129 | 23 |  | Solar | FIXED | Roof
SRP15252 | CANADIAN SOLAR | CS4C-100 | 245 | 7 | 219 | 23 |  | Solar | FIXED | Roof
SRP15252 | ENPHASE ENERGY | M175-24-208-S01 | 215 | 15 |  |  | 0.96 | Solar Inverter |  | OUTDOOR
SRP15253 | LG ELECTRONICS SOLAR CELL DIVISION | LG245S1C-G3 | 245 | 12 | 180 | 10 |  | Solar | FIXED | Roof
SRP15253 | POWER-ONE | PVI-3000-I-OUTD-US-F (240V) | 3000 | 1 |  |  | 0.96 | Solar Inverter |  | Inside
SRP15258 | CHANGZHOU TRINA SOLAR ENERGY CO | TSM-160D | 250 | 17 | 162 | 16 |  | Solar | FIXED | Roof
SRP15258 | CHANGZHOU TRINA SOLAR ENERGY CO | TSM-160D | 250 | 11 | 252 | 16 |  | Solar | FIXED | Roof
SRP15258 | CHANGZHOU TRINA SOLAR ENERGY CO | TSM-160D | 250 | 22 | 72 | 17 |  | Solar | FIXED | Roof
SRP15258 | POWER-ONE | PVI-3600-OUTD-US-F (240V) | 3600 | 1 |  |  | 0.97 | Solar Inverter |  | OUTDOOR
SRP15258 | SMA AMERICA | SB7000US (240V) | 7000 | 1 |  |  | 0.96 | Solar Inverter |  | OUTDOOR
SRP15259 | SUNPOWER | T5-SPR-327 | 327 | 28 | 130 | 33 |  | Solar | FIXED | Roof
SRP15259 | SUNPOWER CORP (ORIGINAL MFRSMA) | SPR-7000M (240V) | 7000 | 1 |  |  | 0.97 | Solar Inverter |  | Inside
SRP15260 | ET SOLAR INDUSTRY | ET-P654180 | 250 | 24 | 236 | 20 |  | Solar | FIXED | Roof
SRP15260 | ENPHASE ENERGY | M175-24-208-S | 215 | 24 |  |  | 0.96 | Solar Inverter |  | OUTDOOR
SRP15261 | CANADIAN SOLAR | CS6P-245MX | 245 | 10 | 127 | 23 |  | Solar | FIXED | Roof
SRP15261 | CANADIAN SOLAR | CS6P-245PX | 245 | 11 | 217 | 23 |  | Solar | FIXED | Roof
SRP15261 | ENPHASE ENERGY | M215-60-2LL-S2X | 215 | 21 |  |  | 0.96 | Solar Inverter |  | OUTDOOR
SRP15262 | CANADIAN SOLAR | CS6P-235PX | 235 | 5 | 208 | 14 |  | Solar | FIXED | Roof
SRP15262 | CANADIAN SOLAR | CS6P-235PX | 235 | 19 | 208 | 37 |  | Solar | FIXED | Roof
SRP15262 | ENPHASE ENERGY | M175-24-208-S | 215 | 24 |  |  | 0.96 | Solar Inverter |  | OUTDOOR
SRP15265 | CANADIAN SOLAR | CS6P-245MX | 245 | 10 | 195 | 15 |  | Solar | FIXED | Roof
SRP15265 | CANADIAN SOLAR | CS6P-245MX | 245 | 6 | 195 | 16 |  | Solar | FIXED | Roof
SRP15265 | ENPHASE ENERGY | M215-60-2LL-S2X | 215 | 16 |  |  | 0.96 | Solar Inverter |  | OUTDOOR
SRP15266 | CANADIAN SOLAR | CS6P-245MX | 245 | 16 | 128 | 26 |  | Solar | FIXED | Roof
SRP15266 | CANADIAN SOLAR | CS6P-245MX | 245 | 4 | 128 | 27 |  | Solar | FIXED | Roof
SRP15266 | CANADIAN SOLAR | CS6P-245MX | 245 | 10 | 128 | 41 |  | Solar | FIXED | Roof
SRP15266 | ENPHASE ENERGY | M215-60-2LL-S2X | 215 | 30 |  |  | 0.96 | Solar Inverter |  | Outside
SRP15267 | CANADIAN SOLAR | CS6P-245MX | 245 | 14 | 263 | 18 |  | Solar | FIXED | Roof
SRP15267 | CANADIAN SOLAR | CS6P-245MX | 245 | 10 | 173 | 26 |  | Solar | FIXED | Roof
SRP15267 | CANADIAN SOLAR | CS6P-245MX | 245 | 7 | 83 | 37 |  | Solar | FIXED | Roof
SRP15267 | ENPHASE ENERGY | M215-60-2LL-S2X | 215 | 31 |  |  | 0.96 | Solar Inverter |  | OUTDOOR
SRP15268 | CANADIAN SOLAR | CS6P-235PX | 235 | 11 | 171 | 20 |  | Solar | FIXED | Roof
SRP15268 | CANADIAN SOLAR | CS6P-235PX | 235 | 6 | 81 | 22 |  | Solar | FIXED | Roof
SRP15268 | CANADIAN SOLAR | CS6P-235PX | 235 | 12 | 171 | 22 |  | Solar | FIXED | Roof
SRP15268 | CANADIAN SOLAR | CS6P-235PX | 235 | 6 | 261 | 22 |  | Solar | FIXED | Roof
SRP15268 | ENPHASE ENERGY | M175-24-208-S | 215 | 12 |  |  | 0.96 | Solar Inverter |  | OUTDOOR
SRP15268 | ENPHASE ENERGY | M215-60-2LL-S2X | 215 | 11 |  |  | 0.96 | Solar Inverter |  | OUTDOOR
SRP15268 | ENPHASE ENERGY | M215-60-2LL-S2X | 215 | 12 |  |  | 0.96 | Solar Inverter |  | OUTDOOR
SRP15269 | CANADIAN SOLAR | CS4C-100 | 235 | 28 | 250 | 27 |  | Solar | FIXED | Roof
SRP15269 | ENPHASE ENERGY | M175-24-208-S | 215 | 28 |  |  | 0.96 | Solar Inverter |  | OUTDOOR
SRP15271 | TRINA SOLAR | TSM-245PA05.10 | 245 | 20 | 145 | 22 |  | Solar | FIXED | Roof
SRP15271 | ENPHASE ENERGY | M215-60-2LL-S2X | 215 | 20 |  |  | 0.96 | Solar Inverter |  | Inside
SRP15272 | TRINA SOLAR | TSM-250PA05 | 250 | 26 | 156 | 22 |  | Solar | FIXED | Roof
SRP15272 | SMA AMERICA | SB6000U (240V) | 6000 | 1 |  |  | 0.96 | Solar Inverter |  | OUTDOOR
SRP15273 | TRINA SOLAR | TSM-250PA05 | 250 | 12 | 115 | 30 |  | Solar | FIXED | Roof
SRP15273 | SMA AMERICA | SB4000US (240V) | 4000 | 1 |  |  | 0.96 | Solar Inverter |  | OUTDOOR
SRP15274 | TRINA SOLAR | TSM-240PA05 | 240 | 16 | 174 | 18 |  | Solar | FIXED | Roof
SRP15274 | SMA AMERICA | SB3000US (240V) | 3000 | 1 |  |  | 0.97 | Solar Inverter |  | OUTDOOR
SRP15275 | SUNPOWER | SPR-327NE-WHT-D | 327 | 16 | 262 | 32 |  | Solar | FIXED | Roof
SRP15275 | SUNPOWER CORP (ORIGINAL MFRSMA) | SPR-5000M (240V) | 5000 | 1 |  |  | 0.968 | Solar Inverter |  | Inside
SRP15276 | SUNTECH POWER | STP210-18/UB-1 | 250 | 20 | 213 | 38 |  | Solar | FIXED | Roof
SRP15276 | PV POWERED | PVP4800 | 4800 | 1 |  |  | 0.96 | Solar Inverter |  | INDOOR
SRP15277 | TRINA SOLAR | TSM-240PA05.10 | 240 | 26 | 128 | 32 |  | Solar | FIXED | Roof
SRP15277 | SMA AMERICA | SB6000U (240V) | 6000 | 1 |  |  | 0.968 | Solar Inverter |  | OUTDOOR
SRP15279 | SUNTECH POWER | STP250-20/WDB | 250 | 11 | 161 | 20 |  | Solar | FIXED | Roof
SRP15279 | SUNTECH POWER | STP250-20/WDB | 250 | 18 | 251 | 20 |  | Solar | FIXED | Roof
SRP15279 | PV POWERED | PVP2500 | 2000 | 1 |  |  | 0.92 | Solar Inverter |  | INDOOR
SRP15279 | PV POWERED | PVP2500 | 2500 | 2 |  |  | 0.945 | Solar Inverter |  | INDOOR
SRP15280 | TRINA SOLAR | TSM-240DA05 | 240 | 30 | 184 | 26 |  | Solar | FIXED | Roof
SRP15280 | ENPHASE ENERGY | M215-60-2LL-S2X | 215 | 30 |  |  | 0.96 | Solar Inverter |  | Outside
SRP15282 | TRINA SOLAR | TSM-240PA05.10 | 240 | 13 | 225 | 14 |  | Solar | FIXED | Roof
SRP15282 | TRINA SOLAR | TSM-240PA05.10 | 240 | 7 | 225 | 26 |  | Solar | FIXED | Roof
SRP15282 | TRINA SOLAR | TSM-240PA05 | 240 | 16 | 135 | 31 |  | Solar | FIXED | Roof
SRP15282 | ENPHASE ENERGY | M215-60-2LL-S2X | 215 | 36 |  |  | 0.96 | Solar Inverter |  | INDOOR
SRP15283 | SUNTECH POWER | STP150-24/AB-1 | 250 | 26 | 186.3 | 35 |  | Solar | FIXED | Roof
SRP15283 | SMA AMERICA | SB6000U (240V) | 6000 | 1 |  |  | 0.97 | Solar Inverter |  | INDOOR
SRP15284 | SUNTECH POWER | STP150-24/AB-1 | 250 | 35 | 127.6 | 30 |  | Solar | FIXED | Roof
SRP15284 | PV POWERED | PVP2500 | 2500 | 1 |  |  | 0.945 | Solar Inverter |  | OUTDOOR
SRP15284 | PV POWERED | PVP4800 | 4800 | 1 |  |  | 0.96 | Solar Inverter |  | OUTDOOR
SRP15285 | SOLARWORLD | SW250 MONO BLACK | 250 | 3 | 181 | 22.6 |  | Solar | FIXED | Roof
SRP15285 | SOLARWORLD | SW250 MONO BLACK | 250 | 37 | 271 | 22.6 |  | Solar | FIXED | Roof
SRP15285 | ENPHASE ENERGY | M215-60-2LL-S2X | 215 | 40 |  |  | 0.96 | Solar Inverter |  | Outside
SRP15287 | SCHUCO USA | MPE 235 PS 09 | 235 | 936 | 173.4 | 5 |  | Solar | FIXED | Roof
SRP15287 | SMA AMERICA | SB8000TL-US (208V) | 8000 | 24 |  |  | 0.965 | Solar Inverter |  | OUTDOOR
SRP15288 | TRINA SOLAR | TSM-240DA05 | 240 | 26 | 212 | 22 |  | Solar | FIXED | Roof
SRP15288 | SMA AMERICA | SB6000US-12 (240V) | 6000 | 1 |  |  | 0.968 | Solar Inverter |  | OUTDOOR
SRP15289 | TRINA SOLAR | TSM-240PA05.10 | 240 | 36 | 156 | 8 |  | Solar | FIXED | Roof
SRP15289 | TRINA SOLAR | TSM-240PA05.10 | 240 | 16 | 156 | 20 |  | Solar | FIXED | Roof
SRP15289 | TRINA SOLAR | TSM-240PA05.10 | 240 | 45 | 123 | 26 |  | Solar | FIXED | Roof
SRP15289 | ENPHASE ENERGY | M215-60-2LL-S2X | 215 | 97 |  |  | 0.96 | Solar Inverter |  | INDOOR
SRP15290 | TRINA SOLAR | TSM-240PA05 | 240 | 20 | 188 | 14 |  | Solar | FIXED | Roof
SRP15290 | TRINA SOLAR | TSM-240PA05 | 240 | 12 | 98 | 22 |  | Solar | FIXED | Roof
SRP15290 | TRINA SOLAR | TSM-240PA05 | 240 | 12 | 278 | 22 |  | Solar | FIXED | Roof
SRP15290 | ENPHASE ENERGY | M215-60-2LL-S2X | 215 | 44 |  |  | 0.96 | Solar Inverter |  | OUTDOOR
SRP15291 | TRINA SOLAR | TSM-240PA05.10 | 240 | 31 | 101 | 32 |  | Solar | FIXED | Roof
SRP15291 | ENPHASE ENERGY | M215-60-2LL-S2X | 215 | 31 |  |  | 0.96 | Solar Inverter |  | INDOOR
SRP15292 | CHANGZHOU TRINA SOLAR ENERGY CO | TSM-185D | 240 | 22 | 229 | 18 |  | Solar | FIXED | Roof
SRP15292 | SMA AMERICA | SB5000US (240V) | 5000 | 1 |  |  | 0.968 | Solar Inverter |  | OUTDOOR
SRP15293 | CANADIAN SOLAR | CS6P-235MX | 235 | 21 | 190 | 30 |  | Solar | FIXED | Roof
SRP15293 | CANADIAN SOLAR | CS6P-235MX | 235 | 27 | 190 | 33 |  | Solar | FIXED | Roof
SRP15293 | ENPHASE ENERGY | M215-60-2LL-S2X | 215 | 48 |  |  | 0.96 | Solar Inverter |  | OUTDOOR
SRP15294 | TRINA SOLAR | TSM-250PA05A | 250 | 29 | 160 | 22 |  | Solar | FIXED | Roof
SRP15294 | SMA AMERICA | SB3000US (240V) | 3000 | 1 |  |  | 0.96 | Solar Inverter |  | OUTDOOR
SRP15294 | SMA AMERICA | SB4000US (240V) | 4000 | 1 |  |  | 0.96 | Solar Inverter |  | OUTDOOR
SRP15295 | TRINA SOLAR | TSM-250PA05A | 250 | 24 | 126 | 36 |  | Solar | FIXED | Roof
SRP15295 | SMA AMERICA | SB5000US (240V) | 5000 | 1 |  |  | 0.96 | Solar Inverter |  | OUTDOOR
SRP15296 | ET SOLAR INDUSTRY | ET-P660230WB | 230 | 26 | 137 | 25 |  | Solar | FIXED | Roof
SRP15296 | ET SOLAR INDUSTRY | ET-P672290WB | 290 | 18 | 227 | 32 |  | Solar | FIXED | Roof
SRP15296 | SMA AMERICA | SB5000US (240V) | 5000 | 1 |  |  | 0.968 | Solar Inverter |  | Inside
SRP15296 | SMA AMERICA | SB6000U (240V) | 6000 | 1 |  |  | 0.968 | Solar Inverter |  | Inside
SRP15297 | CONERGY | CONERGY PM 245P | 245 | 33 | 177 | 10 |  | Solar | FIXED | Roof
SRP15297 | CONERGY | CONERGY PM 245P | 245 | 13 | 177 | 40 |  | Solar | FIXED | Roof
SRP15297 | SMA AMERICA | SB4000US (240V) | 4000 | 1 |  |  | 0.96 | Solar Inverter |  | INDOOR
SRP15297 | SMA AMERICA | SB7000US (240V) | 7000 | 1 |  |  | 0.96 | Solar Inverter |  | INDOOR
SRP15298 | MATRIX SOLAR/PHOTOWATT | PW1000-100 | 250 | 14 | 176 | 28 |  | Solar | FIXED | Roof
SRP15298 | MATRIX SOLAR/PHOTOWATT | PW1000-100 | 250 | 20 | 176 | 28 |  | Solar | FIXED | Roof
SRP15298 | MATRIX SOLAR/PHOTOWATT | PW1000-100 | 250 | 7 | 266 | 38 |  | Solar | FIXED | Roof
SRP15298 | PV POWERED | PVP2000 | 2000 | 1 |  |  | 0.92 | Solar Inverter |  | Outside
SRP15298 | PV POWERED | PVP2500 | 2500 | 1 |  |  | 0.945 | Solar Inverter |  | Outside
SRP15298 | PV POWERED | PVP4800 | 4800 | 1 |  |  | 0.96 | Solar Inverter |  | Outside
SRP15299 | SUNTECH POWER | STP210S-18/UB-1 | 250 | 28 | 88 | 25 |  | Solar | FIXED | Roof
SRP15299 | PV POWERED | PVP3000 | 3000 | 2 |  |  | 0.935 | Solar Inverter |  | INDOOR
SRP15300 | ISOFOTON | I-165 | 250 | 16 | 129 | 15 |  | Solar | FIXED | Roof
SRP15300 | ISOFOTON | I-165 | 250 | 12 | 219 | 15 |  | Solar | FIXED | Roof
SRP15300 | PV POWERED | PVP2500 | 2500 | 1 |  |  | 0.945 | Solar Inverter |  | OUTDOOR
SRP15300 | PV POWERED | PVP3500 | 3500 | 1 |  |  | 0.955 | Solar Inverter |  | OUTDOOR
SRP15301 | MATRIX SOLAR/PHOTOWATT | PW1000-100 | 255 | 19 | 175 | 16 |  | Solar | FIXED | Roof
SRP15301 | POWER-ONE | PVI-3600-OUTD-US-F (208V) | 4200 | 1 |  |  | 0.96 | Solar Inverter |  | OUTDOOR
SRP15302 | SUNTECH POWER | STP150-24/AB-1 | 250 | 25 | 234 | 30 |  | Solar | FIXED | Roof
SRP15302 | PV POWERED | PVP2500 | 2500 | 1 |  |  | 0.945 | Solar Inverter |  | INDOOR
SRP15302 | PV POWERED | PVP3000 | 3000 | 1 |  |  | 0.935 | Solar Inverter |  | INDOOR
SRP15304 | CANADIAN SOLAR | CS6P-230 | 235 | 30 | 150 | 28 |  | Solar | FIXED | Roof
SRP15304 | ENPHASE ENERGY | EMU | 215 | 30 |  |  | 0.96 | Solar Inverter |  | OUTDOOR
SRP15307 | CANADIAN SOLAR | CS6P-245PX | 245 | 32 | 220 | 17 |  | Solar | FIXED | Roof
SRP15307 | ENPHASE ENERGY | M215-60-2LL-S2X-IG-ZC-NA | 215 | 32 |  |  | 0.96 | Solar Inverter |  | OUTDOOR
SRP15309 | LG ELECTRONICS SOLAR CELL DIVISION | LG255S1C-G2 | 255 | 16 | 160 | 30 |  | Solar | FIXED | Roof
SRP15309 | LG ELECTRONICS SOLAR CELL DIVISION | LG255S1C-G2 | 255 | 17 | 70 | 32 |  | Solar | FIXED | Roof
SRP15309 | POWER-ONE | PVI-3600-OUTD-US-F (208V) | 3600 | 1 |  |  | 0.97 | Solar Inverter |  | OUTDOOR
SRP15309 | POWER-ONE | PVI-3600-OUTD-US-F (208V) | 3600 | 1 |  |  | 0.97 | Solar Inverter |  | OUTDOOR
SRP15310 | LG ELECTRONICS SOLAR CELL DIVISION | LG245S1C-G2 | 245 | 9 | 180 | 2 |  | Solar | FIXED | Roof
SRP15310 | LG ELECTRONICS SOLAR CELL DIVISION | LG245M1C-G2 | 245 | 20 | 180 | 10 |  | Solar | FIXED | Roof
SRP15310 | POWER-ONE | PVI-6000-OUTD-US (240 V) | 6000 | 1 |  |  | 0.96 | Solar Inverter |  | Inside
SRP15312 | LG ELECTRONICS SOLAR CELL DIVISION | LG255S1C-G2 | 255 | 15 | 174 | 26 |  | Solar | FIXED | Roof
SRP15312 | POWER-ONE | PVI-3000-I-OUTD-US-F (240V) | 3000 | 1 |  |  | 0.971 | Solar Inverter |  | OUTDOOR
SRP15315 | CANADIAN SOLAR | CS6P-235PX | 235 | 17 | 128 | 21 |  | Solar | FIXED | Roof
SRP15315 | ENPHASE ENERGY | M215-60-2LL-S2X | 215 | 17 |  |  | 0.96 | Solar Inverter |  | OUTDOOR
SRP15316 | SUNPOWER | SPR-327NE-WHT-D | 327 | 10 | 166 | 10 |  | Solar | FIXED | Roof
SRP15316 | SUNPOWER | SPR-327NE-WHT-D | 327 | 10 | 346 | 10 |  | Solar | FIXED | Roof
SRP15316 | POWER-ONE | PVI-6000-OUTD-US (240 V) | 6000 | 1 |  |  | 0.97 | Solar Inverter |  | OUTDOOR
SRP15317 | SUNPOWER | T5-SPR-327 | 327 | 24 | 134 | 35 |  | Solar | FIXED | Roof
SRP15317 | SUNPOWER CORP (ORIGINAL MFRSMA) | SPR-6000M (240V) | 6000 | 1 |  |  | 0.97 | Solar Inverter |  | Inside
SRP15318 | SUNPOWER |  | 230 | 14 | 177 | 30.2 |  | Solar | FIXED | Roof
SRP15318 | SUNPOWER CORP (ORIGINAL MFRSMA) | SPR-3000M (240V) | 3000 | 1 |  |  | 0.965 | Solar Inverter |  | INDOOR
SRP15324 | LG ELECTRONICS SOLAR CELL DIVISION | LG255S1C-G2 | 255 | 33 | 120 | 17 |  | Solar | FIXED | Roof
SRP15324 | SMA AMERICA | SB7000US (240V) | 7000 | 1 |  |  | 0.97 | Solar Inverter |  | OUTDOOR
SRP15326 | ET SOLAR INDUSTRY | ET-P654180 | 245 | 12 | 125 | 17 |  | Solar | FIXED | Roof
SRP15326 | ET SOLAR INDUSTRY | ET-P660245BB | 245 | 10 | 215 | 17 |  | Solar | FIXED | Roof
SRP15326 | POWER-ONE | PVI-5000-OUTD-US (240 V) | 5000 | 1 |  |  | 0.965 | Solar Inverter |  | INDOOR
SRP15327 | ET SOLAR INDUSTRY | ET-P654180 | 245 | 16 | 206 | 22 |  | Solar | FIXED | Roof
SRP15327 | POWER-ONE | PVI-3600-OUTD-US-F (240V) | 3600 | 1 |  |  | 0.96 | Solar Inverter |  | INDOOR
SRP15328 | TRINA SOLAR | TSM-250PA05 | 250 | 14 | 127 | 22 |  | Solar | FIXED | Roof
SRP15328 | SMA AMERICA | SB4000US (240V) | 4000 | 1 |  |  | 0.96 | Solar Inverter |  | OUTDOOR
SRP15329 | SUNPOWER | T5-SPR-327 | 327 | 14 | 229 | 27 |  | Solar | FIXED | Roof
SRP15329 | SUNPOWER | T5-SPR-327 | 327 | 7 | 229 | 44 |  | Solar | FIXED | Roof
SRP15329 | SUNPOWER CORP (ORIGINAL MFRSMA) | SPR-5000M (240V) | 5000 | 1 |  |  | 0.97 | Solar Inverter |  | OUTDOOR
SRP15330 | CANADIAN SOLAR | CS6P-235PX | 235 | 10 | 137 | 30 |  | Solar | FIXED | Roof
SRP15330 | ENPHASE ENERGY | M215-60-2LL-S2X-NA | 215 | 10 |  |  | 0.96 | Solar Inverter |  | OUTDOOR
SRP15331 | LG ELECTRONICS SOLAR CELL DIVISION | LG255S1C-G2 | 255 | 12 | 188 | 36 |  | Solar | FIXED | Roof
SRP15331 | LG ELECTRONICS SOLAR CELL DIVISION | LG255S1C-G2 | 255 | 47 | 188 | 36 |  | Solar | FIXED | Roof
SRP15331 | POWER-ONE | PVI-6000-OUTD-US (240 V) | 6000 | 1 |  |  | 0.97 | Solar Inverter |  | OUTDOOR
SRP15331 | POWER-ONE | PVI-6000-OUTD-US (240 V) | 6000 | 1 |  |  | 0.97 | Solar Inverter |  | OUTDOOR
SRP15333 | SUNPOWER | SPR-315E-WHT-U | 230 | 14 | 173 | 30.2 |  | Solar | FIXED | Roof
SRP15333 | SUNPOWER CORP (ORIGINAL MFRSMA) | SPR-3000M (240V) | 3000 | 1 |  |  | 0.965 | Solar Inverter |  | INDOOR
SRP15334 | SUNPOWER | SPR-327NE-WHT-D | 327 | 56 | 152 | 18 |  | Solar | FIXED | Roof
SRP15334 | SUNPOWER CORP (ORIGINAL MFRSMA) | SPR-7000M (240V) | 7000 | 2 |  |  | 0.97 | Solar Inverter |  | INDOOR
SRP15335 | TRINA SOLAR | TSM-240PD05 | 240 | 11 | 197 | 34 |  | Solar | FIXED | Roof
SRP15335 | TRINA SOLAR | TSM-240PA05.05 | 240 | 20 | 197 | 37 |  | Solar | FIXED | Roof
SRP15335 | ENPHASE ENERGY | M175-24-208-S | 215 | 20 |  |  | 0.96 | Solar Inverter |  | OTHER
SRP15335 | ENPHASE ENERGY | M215-60-2LL-S2X | 215 | 5 |  |  | 0.96 | Solar Inverter |  | OTHER
SRP15335 | ENPHASE ENERGY | M215-60-2LL-S2X | 215 | 6 |  |  | 0.96 | Solar Inverter |  | OTHER
SRP15336 | CHANGZHOU TRINA SOLAR ENERGY CO | TSM-185D | 240 | 28 | 130 | 25 |  | Solar | FIXED | Roof
SRP15336 | POWER-ONE | PVI-6000-OUTD-US (240 V) | 6000 | 1 |  |  | 0.96 | Solar Inverter |  | OUTDOOR
SRP15337 | SUNPOWER | T5-SPR-327 | 327 | 56 | 200 | 37 |  | Solar | FIXED | Ground
SRP15337 | SUNPOWER CORP (ORIGINAL MFRSMA) | SPR-7000M (240V) | 7680 | 2 |  |  | 0.965 | Solar Inverter |  | Outside
SRP15338 | MATRIX SOLAR/PHOTOWATT | PW1000-100 | 250 | 24 | 181 | 25 |  | Solar | FIXED | Roof
SRP15338 | SUNTECH POWER | STP150-24/AB-1 | 250 | 16 | 91 | 30 |  | Solar | FIXED | Roof
SRP15338 | PV POWERED | PVP2500 | 2500 | 2 |  |  | 0.96 | Solar Inverter |  | INDOOR
SRP15338 | PV POWERED | PVP3500 | 3500 | 1 |  |  | 0.955 | Solar Inverter |  | INDOOR
SRP15340 | SUNTECH POWER | STP150-24/AB-1 | 250 | 20 | 179.7 | 32 |  | Solar | FIXED | Roof
SRP15340 | PV POWERED | PVP4800 | 4800 | 1 |  |  | 0.96 | Solar Inverter |  | INDOOR
SRP15341 | CHANGZHOU TRINA SOLAR ENERGY CO | TSM-185D | 235 | 18 | 164 | 28 |  | Solar | FIXED | Roof
SRP15341 | POWER-ONE | PVI-3600-US (240V) | 3600 | 1 |  |  | 0.96 | Solar Inverter |  | OUTDOOR
SRP15342 | YINGLI ENERGY (CHINA) | YL240P-29B | 240 | 33 | 132 | 30 |  | Solar | FIXED | Roof
SRP15342 | SMA AMERICA | SB7000US (240V) | 7000 | 1 |  |  | 0.96 | Solar Inverter |  | Inside
SRP15343 | SUNPOWER | SPR-327NE-WHT-D | 327 | 30 | 156 | 25 |  | Solar | FIXED | Roof
SRP15343 | SUNPOWER CORP (ORIGINAL MFRFRONIUS) | SPR 12000F (240V) | 10000 | 1 |  |  | 0.962 | Solar Inverter |  | OUTDOOR
SRP15344 | SUNPOWER | T5-SPR-327 | 327 | 24 | 195 | 42 |  | Solar | FIXED | Roof
SRP15344 | SUNPOWER CORP (ORIGINAL MFRSMA) | SPR-6000M (240V) | 6000 | 1 |  |  | 0.97 | Solar Inverter |  | OUTDOOR
SRP15345 | CANADIAN SOLAR | CS6P-230 | 245 | 24 | 206 | 28 |  | Solar | FIXED | Roof
SRP15345 | POWER-ONE | PVI-5000-OUTD-US (208 V) | 5000 | 1 |  |  | 0.97 | Solar Inverter |  | INDOOR
SRP15346 | TRINA SOLAR | TSM-240PD05 | 240 | 40 | 170 | 25 |  | Solar | FIXED | Roof
SRP15346 | ENPHASE ENERGY | EMU | 215 | 40 |  |  | 0.96 | Solar Inverter |  | OUTDOOR
SRP15347 | TRINA SOLAR | TSM-240DA05 | 240 | 25 | 120 | 24 |  | Solar | FIXED | Roof
SRP15347 | TRINA SOLAR | TSM-240DA05 | 240 | 9 | 210 | 24 |  | Solar | FIXED | Roof
SRP15347 | ENPHASE ENERGY | M215-60-2LL-S2X | 215 | 34 |  |  | 0.96 | Solar Inverter |  | OUTDOOR
SRP15348 | TRINA SOLAR | TSM-250PA05 | 250 | 22 | 174 | 18 |  | Solar | FIXED | Roof
SRP15348 | SMA AMERICA | SB5000US (240V) | 5000 | 1 |  |  | 0.96 | Solar Inverter |  | OUTDOOR
SRP15349 | TRINA SOLAR | TSM-240PA05 | 240 | 5 | 144 | 23 |  | Solar | FIXED | Roof
SRP15349 | TRINA SOLAR | TSM-240PA05 | 240 | 24 | 234 | 23 |  | Solar | FIXED | Roof
SRP15349 | ENPHASE ENERGY | M215-60-2LL-S2X | 215 | 29 |  |  | 0.963 | Solar Inverter |  | OUTDOOR
SRP15350 | ISOFOTON | I-165 | 250 | 68 | 180 | 30 |  | Solar | FIXED | Roof
SRP15350 | PV POWERED | PVP4800 | 4800 | 3 |  |  | 0.96 | Solar Inverter |  | OUTDOOR
SRP15351 | SUNTECH POWER | STP280-24/VB-1 | 280 | 300 | 173 | 10 |  | Solar | FIXED | Roof
SRP15351 | PV POWERED | PVP75KW-480 | 75000 | 1 |  |  | 0.96 | Solar Inverter |  | INDOOR
SRP15353 | SUNTECH POWER | STP150-24/AB-1 | 250 | 27 | 110.5 | 25 |  | Solar | FIXED | Roof
SRP15353 | PV POWERED | PVP2500 | 2500 | 1 |  |  | 0.945 | Solar Inverter |  | Inside
SRP15353 | PV POWERED | PVP3500 | 3500 | 1 |  |  | 0.955 | Solar Inverter |  | INDOOR
SRP15354 | SUNTECH POWER | STP150-24/AB-1 | 250 | 7 | 182.5 | 15 |  | Solar | FIXED | Roof
SRP15354 | SUNTECH POWER | STP150-24/AB-1 | 250 | 33 | 92.5 | 20 |  | Solar | FIXED | Roof
SRP15354 | SUNTECH POWER | STP150-24/AB-1 | 250 | 18 | 272.5 | 20 |  | Solar | FIXED | Roof
SRP15354 | PV POWERED | PVP2000 | 2000 | 1 |  |  | 0.92 | Solar Inverter |  | Outside
SRP15354 | PV POWERED | PVP4800 | 4800 | 1 |  |  | 0.96 | Solar Inverter |  | Outside
SRP15354 | SMA AMERICA | SB7000US (240V) | 7000 | 1 |  |  | 0.97 | Solar Inverter |  | Outside
SRP15355 | HANWHA SOLARONE (QIDONG) | HSL60M6-HB-0-250TB | 250 | 31 | 166.4 | 32 |  | Solar | FIXED | Roof
SRP15355 | PV POWERED | PVP2500 | 2500 | 1 |  |  | 0.945 | Solar Inverter |  | INDOOR
SRP15355 | PV POWERED | PVP4800 | 4800 | 1 |  |  | 0.96 | Solar Inverter |  | INDOOR
SRP15356 | SUNPOWER | SPR-327NE-WHT-D | 327 | 24 | 98 | 14 |  | Solar | FIXED | Roof
SRP15356 | SUNPOWER | SPR-327NE-WHT-D | 327 | 30 | 98 | 24 |  | Solar | FIXED | Roof
SRP15356 | SUNPOWER | SPR-7501F-240 | 7500 | 1 |  |  | 0.962 | Solar Inverter |  | INDOOR
SRP15356 | SUNPOWER | SPR-10001F-240 | 9995 | 1 |  |  | 0.962 | Solar Inverter |  | INDOOR
SRP15357 | SUNTECH POWER | STP150-24/AB-1 | 250 | 13 | 110.1 | 25 |  | Solar | FIXED | Roof
SRP15357 | SUNTECH POWER | STP150-24/AB-1 | 250 | 16 | 200.1 | 30 |  | Solar | FIXED | Roof
SRP15357 | PV POWERED | PVP3500 | 3500 | 1 |  |  | 0.955 | Solar Inverter |  | INDOOR
SRP15357 | SMA AMERICA | SB4000US (240V) | 4000 | 1 |  |  | 0.96 | Solar Inverter |  | INDOOR
SRP15358 | TRINA SOLAR | TSM-250PA05 | 250 | 23 | 150 | 33 |  | Solar | FIXED | Roof
SRP15358 | ENPHASE ENERGY | M215-60-2LL-S2X | 215 | 23 |  |  | 0.97 | Solar Inverter |  | OUTDOOR
SRP15360 | HANWHA SOLARONE (QIDONG) | HSL60P6-PA-0-250TB | 250 | 60 | 180 | 30 |  | Solar | FIXED | Ground
SRP15360 | PV POWERED | PVP3500 | 3500 | 1 |  |  | 0.955 | Solar Inverter |  | OUTDOOR
SRP15360 | PV POWERED | PVP4800 | 4800 | 2 |  |  | 0.96 | Solar Inverter |  | OUTDOOR
SRP15362 | SUNTECH POWER | STP210S-18/UB-1 | 250 | 24 | 241.8 | 15 |  | Solar | FIXED | Roof
SRP15362 | PV POWERED | PVP4800 | 4800 | 1 |  |  | 0.96 | Solar Inverter |  | INDOOR
SRP15363 | SUNTECH POWER | STP210S-18/UB-1 | 250 | 32 | 123 | 35 |  | Solar | FIXED | Roof
SRP15363 | SUNTECH POWER | STP210S-18/UB-1 | 250 | 9 | 213 | 40 |  | Solar | FIXED | Roof
SRP15363 | PV POWERED | PVP2500 | 2500 | 1 |  |  | 0.945 | Solar Inverter |  | INDOOR
SRP15363 | PV POWERED | PVP3500 | 3500 | 2 |  |  | 0.955 | Solar Inverter |  | INDOOR
SRP15364 | SUNTECH POWER | STP210S-18/UB-1 | 250 | 28 | 198 | 25 |  | Solar | FIXED | Roof
SRP15364 | PV POWERED | PVP3000 | 3000 | 2 |  |  | 0.935 | Solar Inverter |  | INDOOR
SRP15365 | SUNTECH POWER | STP210S-18/UB-1 | 250 | 14 | 191.4 | 25 |  | Solar | FIXED | Roof
SRP15365 | PV POWERED | PVP3000 | 3000 | 1 |  |  | 0.935 | Solar Inverter |  | INDOOR
SRP15366 | ISOFOTON | I-165 | 250 | 22 | 176.3 | 40 |  | Solar | FIXED | Roof
SRP15366 | PV POWERED | PVP4800 | 4800 | 1 |  |  | 0.96 | Solar Inverter |  | INDOOR
SRP15367 | SUNTECH POWER | STP210S-18/UB-1 | 250 | 18 | 262.3 | 25 |  | Solar | FIXED | Roof
SRP15367 | SUNTECH POWER | STP210S-18/UB-1 | 250 | 8 | 172.3 | 35 |  | Solar | FIXED | Roof
SRP15367 | PV POWERED | PVP2000 | 2000 | 1 |  |  | 0.92 | Solar Inverter |  | INDOOR
SRP15367 | PV POWERED | PVP4800 | 4800 | 1 |  |  | 0.96 | Solar Inverter |  | INDOOR
SRP15368 | SUNTECH POWER | STP210S-18/UB-1 | 250 | 10 | 226.5 | 20 |  | Solar | FIXED | Roof
SRP15368 | SUNTECH POWER | STP210S-18/UB-1 | 250 | 20 | 136.5 | 22 |  | Solar | FIXED | Roof
SRP15368 | PV POWERED | PVP2500 | 2500 | 1 |  |  | 0.945 | Solar Inverter |  | OUTDOOR
SRP15368 | PV POWERED | PVP4800 | 4800 | 1 |  |  | 0.96 | Solar Inverter |  | OUTDOOR
SRP15369 | SUNTECH POWER | STP210S-18/UB-1 | 280 | 410 | 173 | 10 |  | Solar | FIXED | Roof
SRP15369 | PV POWERED | PVP3500 | 35000 | 1 |  |  | 0.966 | Solar Inverter |  | INDOOR
SRP15369 | PV POWERED | PVP75KW-208 | 75000 | 1 |  |  | 0.96 | Solar Inverter |  | INDOOR
SRP15370 | SUNTECH POWER | STP210S-18/UB-1 | 250 | 40 | 211 | 30 |  | Solar | FIXED | Roof
SRP15370 | PV POWERED | PVP4800 | 4800 | 2 |  |  | 0.96 | Solar Inverter |  | Inside
SRP15371 | CHANGZHOU TRINA SOLAR ENERGY CO | TSM-185D | 250 | 16 | 135 | 31 |  | Solar | FIXED | Roof
SRP15371 | POWER-ONE | PVI-3600-US (240V) | 3600 | 1 |  |  | 0.96 | Solar Inverter |  | OUTDOOR
SRP15372 | SUNPOWER |  | 230 | 21 | 147 | 31 |  | Solar | FIXED | Roof
SRP15372 | SUNPOWER CORP (ORIGINAL MFRSMA) | SPR-5000M (240V) | 5000 | 1 |  |  | 0.971 | Solar Inverter |  | INDOOR
SRP15374 | TRINA SOLAR | TSM-250PA05 | 250 | 21 | 180 | 18 |  | Solar | FIXED | Roof
SRP15374 | POWER-ONE | PVI-3600-US (240V) | 4200 | 1 |  |  | 0.97 | Solar Inverter |  | OUTDOOR
SRP15375 | TRINA SOLAR | TSM-250PA05 | 250 | 15 | 125 | 17 |  | Solar | FIXED | Roof
SRP15375 | TRINA SOLAR | TSM-250PA05 | 250 | 16 | 215 | 26 |  | Solar | FIXED | Roof
SRP15375 | POWER-ONE | PVI-3.0-OUTD-S-US (240 V) | 3000 | 1 |  |  | 0.96 | Solar Inverter |  | OUTDOOR
SRP15375 | POWER-ONE | PVI-3.6-OUTD-S-US (240 V) | 3600 | 1 |  |  | 0.96 | Solar Inverter |  | OUTDOOR
SRP15376 | ET SOLAR INDUSTRY | ET-A-M660245B | 245 | 21 | 196 | 20 |  | Solar | FIXED | Roof
SRP15376 | POWER-ONE | PVI-5000-OUTD-US (240 V) | 5000 | 1 |  |  | 0.965 | Solar Inverter |  | INDOOR
SRP15377 | ET SOLAR INDUSTRY | ET-P660245BB | 245 | 23 | 85 | 30 |  | Solar | FIXED | Roof
SRP15377 | POWER-ONE | PVI-5000-OUTD-US (240 V) | 5000 | 1 |  |  | 0.965 | Solar Inverter |  | INDOOR
SRP15379 | TRINA SOLAR | TSM-240PD05 | 240 | 75 | 180 | 25 |  | Solar | FIXED | Ground
SRP15379 | ENPHASE ENERGY | M215-60-2LL-S2X-IG-NA | 215 | 75 |  |  | 0.96 | Solar Inverter |  | OUTDOOR
SRP15380 | TRINA SOLAR | TSM-240PA05.10 | 240 | 52 | 135 | 22 |  | Solar | FIXED | Roof
SRP15380 | TRINA SOLAR | TSM-240PA05.10 | 240 | 10 | 222 | 22 |  | Solar | FIXED | Roof
SRP15380 | ENPHASE ENERGY | M215-60-2LL-S2X | 215 | 62 |  |  | 0.96 | Solar Inverter |  | Inside
SRP15381 | TRINA SOLAR | TSM-240DA05 | 240 | 16 | 135 | 30 |  | Solar | FIXED | Roof
SRP15381 | TRINA SOLAR | TSM-240PD05 | 240 | 34 | 135 | 30 |  | Solar | FIXED | Roof
SRP15381 | ENPHASE ENERGY | M215-60-2LL-S2X-IG-ZC | 215 | 34 |  |  | 0.96 | Solar Inverter |  | OUTDOOR
SRP15381 | ENPHASE ENERGY | M215-60-2LL-S2X-IG-ZC-NA | 215 | 16 |  |  | 0.96 | Solar Inverter |  | OUTDOOR
SRP15382 | YINGLI ENERGY (CHINA) | YL240P-29B | 240 | 126 | 162 | 5 |  | Solar | FIXED | Roof
SRP15382 | FRONIUS USA |  | 7500 | 1 |  |  | 0.95 | Solar Inverter |  | INDOOR
SRP15382 | FRONIUS USA |  | 7500 | 2 |  |  | 0.95 | Solar Inverter |  | INDOOR
SRP15383 | SUNIVA | OPT260-60-4-100 | 260 | 23 | 176 | 22 |  | Solar | FIXED | Roof
SRP15383 | SUNIVA | OPT260-60-4-100 | 260 | 12 | 266 | 22 |  | Solar | FIXED | Roof
SRP15383 | POWER-ONE | PVI-3000-I-OUTD-US-F (240V) | 3000 | 1 |  |  | 0.96 | Solar Inverter |  | OUTDOOR
SRP15383 | POWER-ONE | PVI-3000-I-OUTD-US | 6000 | 1 |  |  | 0.965 | Solar Inverter |  | OUTDOOR
SRP15384 | TRINA SOLAR | TSM-240PA05.05 | 240 | 12 | 109 | 35 |  | Solar | FIXED | Roof
SRP15384 | FRONIUS USA |  | 3000 | 1 |  |  | 0.95 | Solar Inverter |  | Inside
SRP15385 | YINGLI ENERGY (CHINA) | YL240P-29B | 240 | 37 | 117 | 26 |  | Solar | FIXED | Roof
SRP15385 | POWER-ONE | PVI-3.0-OUTD-S-US (240 V) | 3000 | 1 |  |  | 0.96 | Solar Inverter |  | OUTDOOR
SRP15385 | POWER-ONE | PVI-4.2-OUTD-S-US (240 V) | 4200 | 1 |  |  | 0.96 | Solar Inverter |  | OUTDOOR
SRP15386 | TRINA SOLAR | TSM-240DA05 | 240 | 9 | 161 | 23 |  | Solar | FIXED | Roof
SRP15386 | TRINA SOLAR | TSM-240PA05.18 | 240 | 4 | 250 | 23 |  | Solar | FIXED | Roof
SRP15386 | TRINA SOLAR | TSM-240PD05 | 240 | 9 | 342 | 23 |  | Solar | FIXED | Roof
SRP15386 | TRINA SOLAR | TSM-240PD05 | 240 | 6 | 161 | 40 |  | Solar | FIXED | Roof
SRP15386 | SOLAREDGE TECHNOLOGIES | SE6000 (240V) W/ -ER-US OR A-US | 6000 | 1 |  |  | 0.975 | Solar Inverter |  | OUTDOOR
SRP15388 | TRINA SOLAR | TSM-240PA05 | 240 | 21 | 190 | 27 |  | Solar | FIXED | Roof
SRP15388 | POWER-ONE | PVI-4.2-OUTD-S-US (240 V) | 4200 | 1 |  |  | 0.96 | Solar Inverter |  | Inside
SRP15389 | TRINA SOLAR | TSM-245PA05.18 | 245 | 24 | 240 | 20 |  | Solar | FIXED | Roof
SRP15389 | SMA AMERICA | SB6000US-12 (240V) | 6000 | 1 |  |  | 0.955 | Solar Inverter |  | Inside
SRP15390 | TRINA SOLAR | TSM-240PD05 | 240 | 29 | 160 | 17 |  | Solar | FIXED | Roof
SRP15390 | POWER-ONE | PVI-6000-OUTD-US (240 V) | 6000 | 1 |  |  | 0.965 | Solar Inverter |  | Inside
SRP15391 | TRINA SOLAR | TSM-240PA05 | 240 | 22 | 160 | 17 |  | Solar | FIXED | Roof
SRP15391 | POWER-ONE | PVI-4.2-OUTD-S-US (240 V) | 4200 | 1 |  |  | 0.96 | Solar Inverter |  | Inside
SRP15392 | CANADIAN SOLAR | CS4C-100 | 235 | 6 | 124 | 10 |  | Solar | FIXED | Roof
SRP15392 | CANADIAN SOLAR | CS4C-100 | 235 | 11 | 124 | 15 |  | Solar | FIXED | Roof
SRP15392 | ENPHASE ENERGY | M175-24-208-S | 215 | 17 |  |  | 0.96 | Solar Inverter |  | OUTDOOR
SRP15393 | SUNTECH POWER | STP255-20/WDB | 255 | 27 | 98.7 | 25 |  | Solar | FIXED | Roof
SRP15393 | SUNTECH POWER | STP255-20/WDB | 255 | 12 | 188.7 | 25 |  | Solar | FIXED | Roof
SRP15393 | PV POWERED | PVP2000 | 2000 | 1 |  |  | 0.92 | Solar Inverter |  | INDOOR
SRP15393 | PV POWERED | PVP2000 | 2000 | 1 |  |  | 0.92 | Solar Inverter |  | INDOOR
SRP15393 | PV POWERED | PVP2500 | 2500 | 1 |  |  | 0.945 | Solar Inverter |  | INDOOR
SRP15393 | PV POWERED | PVP3500 | 3500 | 1 |  |  | 0.955 | Solar Inverter |  | INDOOR
SRP15394 | YINGLI ENERGY (CHINA) | YL245P-29B | 245 | 20 | 260 | 18 |  | Solar | FIXED | Roof
SRP15394 | YINGLI ENERGY (CHINA) | YL245P-29B | 245 | 3 | 260 | 36 |  | Solar | FIXED | Roof
SRP15394 | ENPHASE ENERGY | M215-60-2LL-S2X | 215 | 23 |  |  | 0.96 | Solar Inverter |  | OUTDOOR
SRP15395 | CANADIAN SOLAR | CS6P-230 | 235 | 26 | 152 | 18 |  | Solar | FIXED | Roof
SRP15395 | ENPHASE ENERGY | M175-24-208-S | 215 | 12 |  |  | 0.96 | Solar Inverter |  | OUTDOOR
SRP15395 | ENPHASE ENERGY | M175-24-208-S | 215 | 14 |  |  | 0.96 | Solar Inverter |  | OUTDOOR
SRP15396 | CANADIAN SOLAR | CS6P-245MX | 245 | 14 | 215 | 19 |  | Solar | FIXED | Roof
SRP15396 | ENPHASE ENERGY | M215-60-2LL-S2X | 215 | 14 |  |  | 0.96 | Solar Inverter |  | OUTDOOR
SRP15397 | CANADIAN SOLAR | CS6P-235PX | 235 | 19 | 176 | 30 |  | Solar | FIXED | Roof
SRP15397 | ENPHASE ENERGY | M215-60-2LL-S2X-IG | 215 | 19 |  |  | 0.96 | Solar Inverter |  | OUTDOOR
SRP15398 | CENTROSOLAR AMERICA | E240B | 240 | 5 | 117 | 23 |  | Solar | FIXED | Roof
SRP15398 | CENTROSOLAR AMERICA | E240B | 240 | 23 | 207 | 27 |  | Solar | FIXED | Roof
SRP15398 | ENPHASE ENERGY | M215-60-2LL-S2X | 215 | 28 |  |  | 0.97 | Solar Inverter |  | OUTDOOR
SRP15399 | CHANGZHOU TRINA SOLAR ENERGY CO | TSM-160D | 240 | 26 | 178.2 | 28 |  | Solar | FIXED | Roof
SRP15399 | SMA AMERICA | SB6000U (240V) | 6000 | 1 |  |  | 0.968 | Solar Inverter |  | OUTDOOR
SRP15400 | MATRIX SOLAR/PHOTOWATT | PW1650-175 | 245 | 29 | 223 | 24 |  | Solar | FIXED | Roof
SRP15400 | POWER-ONE | PVI-6000-OUTD-US-W (240 V) | 6000 | 1 |  |  | 0.96 | Solar Inverter |  | Inside
SRP15401 | CONERGY | CONERGY PH 250M | 250 | 40 | 136 | 28 |  | Solar | FIXED | Roof
SRP15401 | CONERGY | CONERGY PH 250M | 250 | 8 | 226 | 28 |  | Solar | FIXED | Roof
SRP15401 | ENPHASE ENERGY | M175-24-208-S | 215 | 48 |  |  | 0.963 | Solar Inverter |  | OUTDOOR
SRP15402 | CHANGZHOU TRINA SOLAR ENERGY CO | TSM-185D | 250 | 22 | 171 | 19 |  | Solar | FIXED | Roof
SRP15402 | POWER-ONE | PVI-5000-OUTD-US (208 V) | 5000 | 1 |  |  | 0.97 | Solar Inverter |  | OUTDOOR
SRP15403 | LG ELECTRONICS SOLAR CELL DIVISION | LG250S1C-G2 | 250 | 20 | 194 | 25 |  | Solar | FIXED | Roof
SRP15403 | ENPHASE ENERGY | M215-60-2LL-S2X | 215 | 20 |  |  | 0.963 | Solar Inverter |  | OUTDOOR
SRP15405 | LG ELECTRONICS SOLAR CELL DIVISION | LG250S1C-G2 | 250 | 29 | 110 | 25 |  | Solar | FIXED | Roof
SRP15405 | ENPHASE ENERGY | M175-24-208-S | 215 | 29 |  |  | 0.963 | Solar Inverter |  | OUTDOOR
SRP15407 | MATRIX SOLAR/PHOTOWATT | PW1000-100 | 255 | 26 | 180 | 30 |  | Solar | FIXED | Roof
SRP15407 | POWER-ONE | PVI-6000-OUTD-US (240 V) | 6000 | 1 |  |  | 0.96 | Solar Inverter |  | OUTDOOR
SRP15408 | LG ELECTRONICS SOLAR CELL DIVISION | LG255S1C-G3 | 255 | 14 | 74 | 30 |  | Solar | FIXED | Roof
SRP15408 | LG ELECTRONICS SOLAR CELL DIVISION | LG255S1C-G3 | 255 | 11 | 254 | 30 |  | Solar | FIXED | Roof
SRP15408 | POWER-ONE | PVI-5000-OUTD-US (240 V) | 5000 | 1 |  |  | 0.97 | Solar Inverter |  | OUTDOOR
SRP15409 | SOLARWORLD | SW185 MONO/T | 255 | 351 | 100 | 18 |  | Solar | FIXED | Roof
SRP15409 | SOLARWORLD | SW185MONO | 255 | 544 | 190 | 18 |  | Solar | FIXED | Roof
SRP15409 | POWER-ONE | PVI-CENTRAL-100-US (480 V) | 12000 | 1 |  |  | 0.973 | Solar Inverter |  | OUTDOOR
SRP15409 | PV POWERED | PVP75KW-480 | 75000 | 1 |  |  | 0.97 | Solar Inverter |  | OUTDOOR
SRP15409 | PV POWERED | PVP75KW-480 | 100000 | 1 |  |  | 0.97 | Solar Inverter |  | OUTDOOR
SRP15410 | SOLARWORLD | SW185MONO | 255 | 910 | 168 | 10 |  | Solar | FIXED | Roof
SRP15410 | PV POWERED | PVP75KW-480 | 100000 | 2 |  |  | 0.97 | Solar Inverter |  | OUTDOOR
SRP15413 | LG ELECTRONICS SOLAR CELL DIVISION | LG255S1C-G2 | 255 | 650 | 152 | 10 |  | Solar | FIXED | Roof
SRP15413 | ENPHASE ENERGY | M215-60-2LL-S2X-IG | 215 | 650 |  |  | 0.96 | Solar Inverter |  | OUTDOOR
SRP15416 | CANADIAN SOLAR | CS6P-245MX | 245 | 19 | 213 | 30 |  | Solar | FIXED | Roof
SRP15416 | ENPHASE ENERGY | M215-60-2LL-S2X | 215 | 19 |  |  | 0.96 | Solar Inverter |  | OUTDOOR
SRP15417 | CANADIAN SOLAR | CS6P-245MX | 245 | 29 | 134 | 21 |  | Solar | FIXED | Roof
SRP15417 | ENPHASE ENERGY | M215-60-2LL-S2X | 215 | 29 |  |  | 0.96 | Solar Inverter |  | OUTDOOR
SRP15419 | CANADIAN SOLAR | CS6P-245MX | 245 | 14 | 130 | 28 |  | Solar | FIXED | Roof
SRP15419 | ENPHASE ENERGY | EMU | 215 | 14 |  |  | 0.96 | Solar Inverter |  | OUTDOOR
SRP15420 | CANADIAN SOLAR | CS6P-230 | 245 | 17 | 226 | 23 |  | Solar | FIXED | Roof
SRP15420 | ENPHASE ENERGY | EMU | 215 | 17 |  |  | 0.96 | Solar Inverter |  | OUTDOOR
SRP15422 | TRINA SOLAR | TSM-245PA05.10 | 245 | 24 | 123 | 20 |  | Solar | FIXED | Roof
SRP15422 | ENPHASE ENERGY | M215-60-2LL-S2X | 215 | 24 |  |  | 0.96 | Solar Inverter |  | OUTDOOR
SRP15423 | CANADIAN SOLAR | CS6P-235PX | 235 | 30 | 266 | 27 |  | Solar | FIXED | Roof
SRP15423 | ENPHASE ENERGY | M215-60-2LL-S2X | 215 | 30 |  |  | 0.96 | Solar Inverter |  | OUTDOOR
SRP15425 | TRINA SOLAR | TSM-240PD05 | 240 | 30 | 110 | 34 |  | Solar | FIXED | Roof
SRP15425 | SMA AMERICA | SB6000U (240V) | 6000 | 1 |  |  | 0.96 | Solar Inverter |  | OUTDOOR
SRP15426 | YINGLI ENERGY (CHINA) | YL240P-29B | 240 | 23 | 124 | 20 |  | Solar | FIXED | Roof
SRP15426 | POWER-ONE | PVI-5000-OUTD-US (240 V) | 5000 | 1 |  |  | 0.965 | Solar Inverter |  | Inside
SRP15427 | TRINA SOLAR | TSM-245PA05 | 245 | 128 | 188 | 16 |  | Solar | FIXED | Roof
SRP15427 | TRINA SOLAR | TSM-245PA05 | 245 | 24 | 8 | 17 |  | Solar | FIXED | Roof
SRP15427 | FRONIUS USA | IG PLUS V 10.0-240 | 9995 | 1 |  |  | 0.965 | Solar Inverter |  | OUTDOOR
SRP15427 | FRONIUS USA | IG PLUS V 10.0-240 | 9995 | 2 |  |  | 0.965 | Solar Inverter |  | OUTDOOR
SRP15428 | TRINA SOLAR | TSM-240DA05 | 240 | 22 | 93 | 18 |  | Solar | FIXED | Roof
SRP15428 | TRINA SOLAR | TSM-240PD05 | 240 | 11 | 183 | 18 |  | Solar | FIXED | Roof
SRP15428 | SMA AMERICA | SB7000US-12 (240V) | 7000 | 1 |  |  | 0.96 | Solar Inverter |  | Inside
SRP15430 | TRINA SOLAR | TSM-245PA05.18 | 245 | 14 | 214 | 30 |  | Solar | FIXED | Roof
SRP15430 | SMA AMERICA | SB4000US-12 (240V) | 4000 | 1 |  |  | 0.96 | Solar Inverter |  | OUTDOOR
SRP15431 | TRINA SOLAR | TSM-240DA05 | 240 | 34 | 197 | 31 |  | Solar | FIXED | Roof
SRP15431 | POWER-ONE | PVI-3.0-OUTD-S-US (240 V) | 3000 | 1 |  |  | 0.96 | Solar Inverter |  | OUTDOOR
SRP15431 | POWER-ONE | PVI-5000-OUTD-US (240 V) | 5000 | 1 |  |  | 0.965 | Solar Inverter |  | OUTDOOR
SRP15432 | MATRIX SOLAR/PHOTOWATT | PW1650-175 | 250 | 10 | 116 | 25 |  | Solar | FIXED | Roof
SRP15432 | MATRIX SOLAR/PHOTOWATT | PW1650-175 | 250 | 8 | 206 | 38 |  | Solar | FIXED | Roof
SRP15432 | PV POWERED | PVP2000 | 2000 | 1 |  |  | 0.92 | Solar Inverter |  | Inside
SRP15432 | PV POWERED | PVP2500 | 2500 | 1 |  |  | 0.945 | Solar Inverter |  | INDOOR
SRP15433 | TRINA SOLAR | TSM-240DA05 | 240 | 27 | 197 | 23 |  | Solar | FIXED | Roof
SRP15433 | POWER-ONE | PVI-6000-OUTD-US (240 V) | 6000 | 1 |  |  | 0.965 | Solar Inverter |  | Inside
SRP15434 | TRINA SOLAR | TSM-240PA05 | 240 | 12 | 125 | 35 |  | Solar | FIXED | Roof
SRP15434 | TRINA SOLAR | TSM-240PA05 | 240 | 24 | 215 | 42 |  | Solar | FIXED | Roof
SRP15434 | FRONIUS USA |  | 7500 | 1 |  |  | 0.955 | Solar Inverter |  | Inside
SRP15435 | SUNTECH POWER | STP210S-18/UB-1 | 250 | 40 | 180 | 30 |  | Solar | FIXED | Roof
SRP15435 | PV POWERED | PVP4800 | 4800 | 2 |  |  | 0.96 | Solar Inverter |  | OUTDOOR
SRP15436 | TRINA SOLAR | TSM-250PA05 | 250 | 20 | 162 | 20 |  | Solar | FIXED | Roof
SRP15436 | TRINA SOLAR | TSM-250PA05 | 250 | 12 | 252 | 20 |  | Solar | FIXED | Roof
SRP15436 | SMA AMERICA | SB3000HFUS-30 (208V) | 3000 | 1 |  |  | 0.97 | Solar Inverter |  | INDOOR
SRP15436 | SMA AMERICA | SB4000US (208V) | 4000 | 1 |  |  | 0.97 | Solar Inverter |  | INDOOR
SRP15438 | YINGLI ENERGY (CHINA) | YL235P-29B | 235 | 18 | 160 | 25 |  | Solar | FIXED | Roof
SRP15438 | POWER-ONE | PVI-3.6-OUTD-S-US (208 V) | 3600 | 1 |  |  | 0.96 | Solar Inverter |  | Outside
SRP15439 | LIGHT WAY GREEN NEW ENERGY | LW240(29)P1650X990 | 245 | 830 | 197 | 5 |  | Solar | FIXED | Roof
SRP15439 | PV POWERED | PVP75KW-480 | 75000 | 1 |  |  | 0.95 | Solar Inverter |  | OUTDOOR
SRP15439 | PV POWERED | PVP75KW-480 | 100000 | 1 |  |  | 0.95 | Solar Inverter |  | OUTDOOR
SRP15440 | CANADIAN SOLAR | CS5P-245M | 245 | 24 | 224 | 37 |  | Solar | FIXED | Roof
SRP15440 | ENPHASE ENERGY | M215-60-2LL-S2X | 215 | 24 |  |  | 0.96 | Solar Inverter |  | OUTDOOR
SRP15442 | CANADIAN SOLAR | CS6P-245MX | 245 | 22 | 264 | 28 |  | Solar | FIXED | Roof
SRP15442 | ENPHASE ENERGY | M215-60-2LL-S2X-IG-ZC-NA | 215 | 22 |  |  | 0.96 | Solar Inverter |  | OUTDOOR
SRP15443 | CANADIAN SOLAR | CS6P-235PX | 235 | 7 | 175 | 13 |  | Solar | FIXED | Roof
SRP15443 | ENPHASE ENERGY | M215-60-SIE-S2X-NA | 215 | 7 |  |  | 0.96 | Solar Inverter |  | OUTDOOR
SRP15444 | CANADIAN SOLAR | CS6P-230 | 235 | 7 | 125 | 18 |  | Solar | FIXED | Roof
SRP15444 | CANADIAN SOLAR | CS6P-230 | 235 | 11 | 125 | 18 |  | Solar | FIXED | Roof
SRP15444 | ENPHASE ENERGY | EMU | 215 | 7 |  |  | 0.96 | Solar Inverter |  | OUTDOOR
SRP15444 | ENPHASE ENERGY | EMU | 215 | 11 |  |  | 0.96 | Solar Inverter |  | OUTDOOR
SRP15445 | LG ELECTRONICS SOLAR CELL DIVISION | LG250S1C-G2 | 250 | 12 | 156 | 25 |  | Solar | FIXED | Roof
SRP15445 | LG ELECTRONICS SOLAR CELL DIVISION | LG250S1C-G2 | 250 | 40 | 246 | 32 |  | Solar | FIXED | Roof
SRP15445 | PV POWERED | PVP2500 | 2500 | 1 |  |  | 0.945 | Solar Inverter |  | Inside
SRP15445 | PV POWERED | PVP3500 | 3500 | 1 |  |  | 0.955 | Solar Inverter |  | Inside
SRP15445 | PV POWERED | PVP4800 | 4800 | 1 |  |  | 0.96 | Solar Inverter |  | Inside
SRP15446 | CANADIAN SOLAR | CS6P-230 | 235 | 22 | 114 | 22 |  | Solar | FIXED | Roof
SRP15446 | ENPHASE ENERGY | EMU | 215 | 10 |  |  | 0.96 | Solar Inverter |  | OUTDOOR
SRP15446 | ENPHASE ENERGY | EMU | 215 | 12 |  |  | 0.96 | Solar Inverter |  | OUTDOOR
SRP15447 | REC SOLAR | REC245PE (BLK) | 245 | 10 | 74 | 45 |  | Solar | FIXED | Roof
SRP15447 | REC SOLAR | REC245PE (BLK) | 245 | 10 | 254 | 45 |  | Solar | FIXED | Roof
SRP15447 | SMA AMERICA | SB4000US (240V) | 4000 | 1 |  |  | 0.96 | Solar Inverter |  | INDOOR
SRP15448 | ET SOLAR INDUSTRY | ET-P660245BB | 245 | 12 | 107 | 19 |  | Solar | FIXED | Roof
SRP15448 | SMA AMERICA | SB2500HFUS-30 (240V) | 2500 | 1 |  |  | 0.965 | Solar Inverter |  | INDOOR
SRP15449 | ET SOLAR INDUSTRY | ET-A-M660245B | 245 | 25 | 140 | 24 |  | Solar | FIXED | Roof
SRP15449 | POWER-ONE | PVI-6000-OUTD-US (240 V) | 6000 | 1 |  |  | 0.965 | Solar Inverter |  | INDOOR
SRP15450 | ET SOLAR INDUSTRY | ET-P660245BB | 245 | 15 | 107 | 30 |  | Solar | FIXED | Roof
SRP15450 | POWER-ONE | PVI-3.0-OUTD-S-US (208 V) | 3000 | 1 |  |  | 0.96 | Solar Inverter |  | INDOOR
SRP15451 | HANWHA SOLARONE HONG KONG | HSL60P-PA-0-250K | 250 | 20 | 260 | 35 |  | Solar | FIXED | Roof
SRP15451 | PV POWERED | PVP4800 | 4800 | 1 |  |  | 0.96 | Solar Inverter |  | INDOOR
SRP15452 | ET SOLAR INDUSTRY | ET-P654180 | 245 | 12 | 156 | 23 |  | Solar | FIXED | Roof
SRP15452 | POWER-ONE | PVI-3000-I-OUTD-US-F (240V) | 3000 | 1 |  |  | 0.96 | Solar Inverter |  | OUTDOOR
SRP15453 | ISOFOTON | I-100/12 | 250 | 24 | 230 | 30 |  | Solar | FIXED | Roof
SRP15453 | PV POWERED | PVP4800 | 4800 | 1 |  |  | 0.96 | Solar Inverter |  | INDOOR
SRP15454 | SUNTECH POWER | STP205-18/UD | 205 | 30 | 180 | 23 |  | Solar | FIXED | Roof
SRP15454 | SMA AMERICA | SB5000US (240V) | 5000 | 1 |  |  | 0.968 | Solar Inverter |  | OUTDOOR
SRP15455 | KYOCERA SOLAR | KD210GX-LP | 245 | 21 | 150 | 25 |  | Solar | FIXED | Roof
SRP15455 | KYOCERA SOLAR | KD210GX-LP | 245 | 6 | 217 | 36 |  | Solar | FIXED | Roof
SRP15455 | ENPHASE ENERGY | EMU | 215 | 27 |  |  | 0.963 | Solar Inverter |  | Outside
SRP15457 | TRINA SOLAR | TSM-240PA05 | 240 | 26 | 141.1 | 20 |  | Solar | FIXED | Roof
SRP15457 | TRINA SOLAR | TSM-240PA05 | 240 | 9 | 231.1 | 20 |  | Solar | FIXED | Roof
SRP15457 | SMA AMERICA | SB3000US (240V) | 3000 | 1 |  |  | 0.96 | Solar Inverter |  | Outside
SRP15457 | SMA AMERICA |  | 6000 | 1 |  |  | 0.97 | Solar Inverter |  | Outside
SRP15458 | CANADIAN SOLAR | CS6P-235PX | 235 | 15 | 189 | 30 |  | Solar | FIXED | Roof
SRP15458 | ENPHASE ENERGY | M215-60-2LL-S2X | 215 | 15 |  |  | 0.96 | Solar Inverter |  | OUTDOOR
SRP15459 | SUNTECH POWER | STP205-18/UD | 205 | 48 | 220 | 23 |  | Solar | FIXED | Roof
SRP15459 | SMA AMERICA | SB4000US (CL) (240V) | 4000 | 3 |  |  | 0.96 | Solar Inverter |  | OUTDOOR
SRP15460 | CANADIAN SOLAR | CS6P-235PX | 235 | 15 | 190 | 22 |  | Solar | FIXED | Roof
SRP15460 | ENPHASE ENERGY | M215-60-2LL-S2X | 215 | 15 |  |  | 0.96 | Solar Inverter |  | OUTDOOR
SRP15461 | CANADIAN SOLAR | CS4C-100 | 235 | 10 | 94 | 21 |  | Solar | FIXED | Roof
SRP15461 | CANADIAN SOLAR | CS4C-100 | 235 | 11 | 94 | 21 |  | Solar | FIXED | Roof
SRP15461 | CANADIAN SOLAR | CS4C-100 | 235 | 19 | 274 | 21 |  | Solar | FIXED | Roof
SRP15461 | ENPHASE ENERGY | M175-24-208-S | 215 | 11 |  |  | 0.96 | Solar Inverter |  | OUTDOOR
SRP15461 | ENPHASE ENERGY | M175-24-208-S | 215 | 14 |  |  | 0.96 | Solar Inverter |  | OUTDOOR
SRP15461 | ENPHASE ENERGY | M175-24-208-S | 215 | 15 |  |  | 0.96 | Solar Inverter |  | OUTDOOR
SRP15464 | CANADIAN SOLAR | CS6P-245MX | 245 | 16 | 214 | 43 |  | Solar | FIXED | Roof
SRP15464 | ENPHASE ENERGY | M215-60-2LL-S2X | 215 | 16 |  |  | 0.96 | Solar Inverter |  | OUTDOOR
SRP15465 | CANADIAN SOLAR | CS6P-245MX | 245 | 8 | 145 | 21 |  | Solar | FIXED | Roof
SRP15465 | CANADIAN SOLAR | CS6P-245MX | 245 | 3 | 235 | 21 |  | Solar | FIXED | Roof
SRP15465 | ENPHASE ENERGY | M215-60-2LL-S2X | 215 | 11 |  |  | 0.96 | Solar Inverter |  | OUTDOOR
SRP15468 | SUNPOWER | T5-SPR-327 | 327 | 30 | 131 | 30 |  | Solar | FIXED | Roof
SRP15468 | SUNPOWER CORP (ORIGINAL MFRSMA) | SPR-4000M (240V) | 4000 | 2 |  |  | 0.97 | Solar Inverter |  | OUTDOOR
SRP15471 | TRINA SOLAR | TSM-235PA05 | 235 | 6 | 165 | 20 |  | Solar | FIXED | Roof
SRP15471 | TRINA SOLAR | TSM-235PA05 | 235 | 20 | 165 | 20 |  | Solar | FIXED | Roof
SRP15471 | ENPHASE ENERGY | M215-60-2LL-S2X | 215 | 6 |  |  | 0.96 | Solar Inverter |  | OUTDOOR
SRP15471 | ENPHASE ENERGY | M215-60-2LL-S2X | 215 | 20 |  |  | 0.96 | Solar Inverter |  | OUTDOOR
SRP15472 | CANADIAN SOLAR | CS6P-230 | 235 | 14 | 168 | 18 |  | Solar | FIXED | Roof
SRP15472 | CANADIAN SOLAR | CS6P-230 | 235 | 9 | 258 | 18 |  | Solar | FIXED | Roof
SRP15472 | ENPHASE ENERGY | EMU | 215 | 11 |  |  | 0.96 | Solar Inverter |  | OUTDOOR
SRP15472 | ENPHASE ENERGY | EMU | 215 | 12 |  |  | 0.96 | Solar Inverter |  | OUTDOOR
SRP15473 | CANADIAN SOLAR | CS6P-235PX | 235 | 15 | 204 | 40 |  | Solar | FIXED | Roof
SRP15473 | ENPHASE ENERGY | M215-60-2LL-S2X-IG-ZC-NA | 215 | 15 |  |  | 0.96 | Solar Inverter |  | OUTDOOR
SRP15474 | CANADIAN SOLAR | CS6P-245MX | 245 | 19 | 160 | 28 |  | Solar | FIXED | Roof
SRP15474 | CANADIAN SOLAR | CS6P-245MX | 245 | 2 | 160 | 29 |  | Solar | FIXED | Roof
SRP15474 | ENPHASE ENERGY | M215-60-2LL-S2X-IG-ZC | 215 | 21 |  |  | 0.96 | Solar Inverter |  | OUTDOOR
SRP15476 | CANADIAN SOLAR | CS6P-245MX | 245 | 8 | 170 | 24 |  | Solar | FIXED | Roof
SRP15476 | CANADIAN SOLAR | CS6P-245MX | 245 | 16 | 260 | 24 |  | Solar | FIXED | Roof
SRP15476 | ENPHASE ENERGY | M215-60-2LL-S2X | 215 | 8 |  |  | 0.96 | Solar Inverter |  | OUTDOOR
SRP15476 | ENPHASE ENERGY | M215-60-2LL-S2X | 215 | 16 |  |  | 0.96 | Solar Inverter |  | OUTDOOR
SRP15477 | TRINA SOLAR | TSM-240PA05 | 240 | 17 | 104 | 22 |  | Solar | FIXED | Roof
SRP15477 | ENPHASE ENERGY | M215-60-2LL-S2X-IG-ZC-NA | 215 | 17 |  |  | 0.96 | Solar Inverter |  | OUTDOOR
SRP15478 | CHANGZHOU TRINA SOLAR ENERGY CO | TSM-185D | 250 | 33 | 161 | 32 |  | Solar | FIXED | Roof
SRP15478 | SMA AMERICA | SB7000US (240V) | 7000 | 1 |  |  | 0.96 | Solar Inverter |  | OUTDOOR
SRP15479 | SUNPOWER | T5-SPR-327 | 327 | 14 | 54 | 18 |  | Solar | FIXED | Roof
SRP15479 | SUNPOWER | T5-SPR-327 | 327 | 14 | 234 | 18 |  | Solar | FIXED | Roof
SRP15479 | SUNPOWER CORP (ORIGINAL MFRSMA) | SPR-7000M (240V) | 7000 | 1 |  |  | 0.97 | Solar Inverter |  | OUTDOOR
SRP15480 | CHANGZHOU TRINA SOLAR ENERGY CO | TSM-185D | 240 | 24 | 180 | 23 |  | Solar | FIXED | Roof
SRP15480 | POWER-ONE | PVI-5000-OUTD-US (240 V) | 5000 | 1 |  |  | 0.96 | Solar Inverter |  | Inside
SRP15481 | TRINA SOLAR | TSM-250PA05 | 250 | 22 | 220 | 22 |  | Solar | FIXED | Roof
SRP15481 | TRINA SOLAR | TSM-250PA05A | 250 | 5 | 220 | 22 |  | Solar | FIXED | Roof
SRP15481 | POWER-ONE | PVI-6000-OUTD-US-W (240 V) | 6000 | 1 |  |  | 0.96 | Solar Inverter |  | OUTDOOR
SRP15482 | CANADIAN SOLAR | CS6P-245MX | 245 | 19 | 178 | 30 |  | Solar | FIXED | Roof
SRP15482 | ENPHASE ENERGY | M215-60-2LL-S2X | 215 | 9 |  |  | 0.96 | Solar Inverter |  | OUTDOOR
SRP15482 | ENPHASE ENERGY | M215-60-2LL-S2X | 215 | 10 |  |  | 0.96 | Solar Inverter |  | OUTDOOR
SRP15483 | CANADIAN SOLAR | CS6P-230 | 235 | 10 | 127 | 25 |  | Solar | FIXED | Roof
SRP15483 | ENPHASE ENERGY | EMU | 215 | 10 |  |  | 0.96 | Solar Inverter |  | OUTDOOR
SRP15484 | CANADIAN SOLAR | CS6P-245MX | 245 | 16 | 200 | 39 |  | Solar | FIXED | Roof
SRP15484 | ENPHASE ENERGY | M215-60-2LL-S2X | 215 | 16 |  |  | 0.96 | Solar Inverter |  | OUTDOOR
SRP15485 | TRINA SOLAR | TSM-250PD05 | 250 | 13 | 127 | 13 |  | Solar | FIXED | Roof
SRP15485 | TRINA SOLAR | TSM-250PA05A | 250 | 13 | 307 | 14 |  | Solar | FIXED | Roof
SRP15485 | POWER-ONE | PVI-6000-OUTD-US (240 V) | 6000 | 1 |  |  | 0.97 | Solar Inverter |  | OUTDOOR
SRP15486 | SUNPOWER | SPR-327NE-WHT-D | 327 | 21 | 193 | 27 |  | Solar | FIXED | Roof
SRP15486 | SUNPOWER CORP (ORIGINAL MFRSMA) | SPR-5000M (240V) | 5000 | 1 |  |  | 0.97 | Solar Inverter |  | Inside
SRP15487 | TRINA SOLAR | TSM-250PA05.10 | 250 | 11 | 158 | 36 |  | Solar | FIXED | Roof
SRP15487 | SMA AMERICA | SB3000US (240V) | 3000 | 1 |  |  | 0.96 | Solar Inverter |  | Outside
SRP15490 | SOLARWORLD | SW185MONO | 255 | 1807 | 142 | 20 |  | Solar | FIXED | Ground
SRP15490 | PV POWERED | PVP100KW-208 | 100000 | 1 |  |  | 0.971 | Solar Inverter |  | Inside
SRP15490 | PV POWERED | PVP100KW-208 | 260000 | 1 |  |  | 0.977 | Solar Inverter |  | Inside
SRP15492 | TRINA SOLAR | TSM-250PA05 | 250 | 24 | 170 | 40 |  | Solar | FIXED | Roof
SRP15492 | SMA AMERICA | SB5000US-11 (240V) | 5000 | 1 |  |  | 0.96 | Solar Inverter |  | Inside
SRP15495 | YINGLI ENERGY (CHINA) | YL245P-29B | 245 | 30 | 160 | 37 |  | Solar | FIXED | Roof
SRP15495 | SMA AMERICA | SB6000U (240V) | 6000 | 1 |  |  | 0.955 | Solar Inverter |  | OUTDOOR
SRP15496 | TRINA SOLAR | TSM-250PA05 | 250 | 20 | 220 | 38 |  | Solar | FIXED | Roof
SRP15496 | SMA AMERICA | SB4000US (208V) | 4000 | 1 |  |  | 0.96 | Solar Inverter |  | OUTDOOR
SRP15497 | TRINA SOLAR | TSM-250PA05 | 250 | 14 | 93 | 10 |  | Solar | FIXED | Roof
SRP15497 | TRINA SOLAR | TSM-250PA05A | 250 | 6 | 93 | 10 |  | Solar | FIXED | Roof
SRP15497 | SMA AMERICA | SB4000US (240V) | 4000 | 1 |  |  | 0.97 | Solar Inverter |  | OUTDOOR
SRP15498 | TRINA SOLAR | TSM-250PA05 | 250 | 9 | 162 | 33 |  | Solar | FIXED | Roof
SRP15498 | TRINA SOLAR | TSM-250PA05 | 250 | 26 | 251 | 34 |  | Solar | FIXED | Roof
SRP15498 | SMA AMERICA | SB3000US (240V) | 3000 | 1 |  |  | 0.96 | Solar Inverter |  | OUTDOOR
SRP15498 | SMA AMERICA | SB6000U (240V) | 6000 | 1 |  |  | 0.96 | Solar Inverter |  | OUTDOOR
SRP15500 | TRINA SOLAR | TSM-250PA05A | 250 | 22 | 233 | 28 |  | Solar | FIXED | Roof
SRP15500 | SMA AMERICA | SB5000US (240V) | 5000 | 1 |  |  | 0.96 | Solar Inverter |  | Inside
SRP15502 | LG ELECTRONICS SOLAR CELL DIVISION | LG255S1C-G2 | 255 | 10 | 180 | 19 |  | Solar | FIXED | Roof
SRP15502 | LG ELECTRONICS SOLAR CELL DIVISION | LG255S1C-G2 | 255 | 15 | 180 | 19 |  | Solar | FIXED | Roof
SRP15502 | ENPHASE ENERGY | M215-60-2LL-S2X | 215 | 10 |  |  | 0.96 | Solar Inverter |  | OUTDOOR
SRP15502 | ENPHASE ENERGY | M215-60-2LL-S2X | 215 | 15 |  |  | 0.96 | Solar Inverter |  | OUTDOOR
SRP15503 | CANADIAN SOLAR | CS6P-245MX | 245 | 16 | 129 | 23 |  | Solar | FIXED | Roof
SRP15503 | CANADIAN SOLAR | CS4C-100 | 245 | 15 | 129 | 24 |  | Solar | FIXED | Roof
SRP15503 | ENPHASE ENERGY | M175-24-208-S | 215 | 15 |  |  | 0.96 | Solar Inverter |  | OUTDOOR
SRP15503 | ENPHASE ENERGY | M175-24-208-S | 215 | 16 |  |  | 0.96 | Solar Inverter |  | OUTDOOR
SRP15505 | SUNPOWER | SPR-327NE-WHT-D | 327 | 24 | 180 | 31 |  | Solar | FIXED | Roof
SRP15505 | SUNPOWER CORP (ORIGINAL MFRSMA) | SPR-7000M (240V) | 7000 | 1 |  |  | 0.968 | Solar Inverter |  | Inside
SRP15508 | YINGLI ENERGY (CHINA) | YL240P-29B | 240 | 13 | 112 | 30 |  | Solar | FIXED | Roof
SRP15508 | YINGLI ENERGY (CHINA) | YL240P-29B | 240 | 39 | 202 | 30 |  | Solar | FIXED | Roof
SRP15508 | YINGLI ENERGY (CHINA) | YL240P-29B | 240 | 130 | 202 | 30 |  | Solar | FIXED | Roof
SRP15508 | FRONIUS USA | IG PLUS V 10.0-240 | 10000 | 1 |  |  | 0.95 | Solar Inverter |  | Outside
SRP15508 | FRONIUS USA |  | 11400 | 3 |  |  | 0.95 | Solar Inverter |  | OUTDOOR
SRP15510 | YINGLI ENERGY (CHINA) | YL240P-29B | 240 | 12 | 132 | 20 |  | Solar | FIXED | Roof
SRP15510 | YINGLI ENERGY (CHINA) | YL240P-29B | 240 | 13 | 132 | 20 |  | Solar | FIXED | Roof
SRP15510 | SOLAREDGE TECHNOLOGIES | SE6000 (208V) W/ -ER-US OR A-US | 6000 | 1 |  |  | 0.975 | Solar Inverter |  | Inside
SRP15511 | SUNPOWER | SPR-327NE-WHT-D | 327 | 64 | 180 | 35 |  | Solar | FIXED | Ground
SRP15511 | SUNPOWER CORP (ORIGINAL MFRSMA) | SPR-7000M (277V) | 9995 | 2 |  |  | 0.962 | Solar Inverter |  | Outside
SRP15512 | SOLARWORLD | SW185MONO | 255 | 1027 | 194 | 5 |  | Solar | FIXED | Roof
SRP15512 | SOLARWORLD | SW185MONO | 255 | 50 | 194 | 13 |  | Solar | FIXED | Roof
SRP15512 | POWER-ONE | PVI-CENTRAL-100-US (480 V) | 12000 | 1 |  |  | 0.973 | Solar Inverter |  | Inside
SRP15512 | PV POWERED | PVP2800 | 260000 | 1 |  |  | 0.977 | Solar Inverter |  | Inside
SRP15513 | TRINA SOLAR | TSM-240PD05.10 | 240 | 48 | 215 | 32 |  | Solar | FIXED | Roof
SRP15513 | ENPHASE ENERGY | M215-60-2LL-S2X | 215 | 48 |  |  | 0.96 | Solar Inverter |  | INDOOR
SRP15516 | TRINA SOLAR | TSM-240PA05.10 | 240 | 9 | 110 | 25 |  | Solar | FIXED | Roof
SRP15516 | TRINA SOLAR | TSM-240PA05.10 | 240 | 19 | 200 | 25 |  | Solar | FIXED | Roof
SRP15516 | TRINA SOLAR | TSM-240PA05.10 | 240 | 5 | 200 | 32 |  | Solar | FIXED | Roof
SRP15516 | ENPHASE ENERGY | M215-60-2LL-S2X | 215 | 33 |  |  | 0.96 | Solar Inverter |  | Inside
SRP15518 | CANADIAN SOLAR | CS6P-245MX | 245 | 4 | 130 | 18 |  | Solar | FIXED | Roof
SRP15518 | CANADIAN SOLAR | CS6P-245MX | 245 | 4 | 130 | 19 |  | Solar | FIXED | Roof
SRP15518 | CANADIAN SOLAR | CS6P-245MX | 245 | 13 | 130 | 19 |  | Solar | FIXED | Roof
SRP15518 | CANADIAN SOLAR | CS6P-245MX | 245 | 6 | 220 | 19 |  | Solar | FIXED | Roof
SRP15518 | ENPHASE ENERGY | EMU | 215 | 13 |  |  | 0.96 | Solar Inverter |  | OUTDOOR
SRP15518 | ENPHASE ENERGY | EMU | 215 | 14 |  |  | 0.96 | Solar Inverter |  | OUTDOOR
SRP15519 | CANADIAN SOLAR | CS6P-245MX | 245 | 26 | 264 | 24 |  | Solar | FIXED | Roof
SRP15519 | ENPHASE ENERGY | M215-60-2LL-S2X | 215 | 26 |  |  | 0.96 | Solar Inverter |  | OUTDOOR
SRP15520 | CANADIAN SOLAR | CS5P-235P | 235 | 14 | 223 | 34 |  | Solar | FIXED | Roof
SRP15520 | ENPHASE ENERGY | M215-60-2LL-S2X | 215 | 14 |  |  | 0.96 | Solar Inverter |  | OUTDOOR
SRP15522 | TRINA SOLAR | TSM-245PA05 | 245 | 25 | 245 | 18 |  | Solar | FIXED | Roof
SRP15522 | ENPHASE ENERGY | M215-60-2LL-S2X-IG-ZC | 215 | 25 |  |  | 0.96 | Solar Inverter |  | OUTDOOR
SRP15523 | TRINA SOLAR | TSM-240PA05 | 240 | 25 | 36 | 30 |  | Solar | FIXED | Roof
SRP15523 | TRINA SOLAR | TSM-240PA05 | 240 | 24 | 216 | 30 |  | Solar | FIXED | Roof
SRP15523 | POWER-ONE | PVI-5000-OUTD-US (240 V) | 5000 | 2 |  |  | 0.965 | Solar Inverter |  | OUTDOOR
SRP15524 | TRINA SOLAR | TSM-240PD05 | 240 | 14 | 116 | 22 |  | Solar | FIXED | Roof
SRP15524 | POWER-ONE | PVI-3000-I-OUTD-US-F (240V) | 3000 | 1 |  |  | 0.96 | Solar Inverter |  | OUTDOOR
SRP15525 | TRINA SOLAR | TSM-240PA05 | 240 | 16 | 166 | 35 |  | Solar | FIXED | Roof
SRP15525 | POWER-ONE | PVI-3.0-OUTD-S-US (240 V) | 3000 | 1 |  |  | 0.96 | Solar Inverter |  | Inside
SRP15526 | TRINA SOLAR | TSM-240DA05 | 240 | 33 | 153 | 23 |  | Solar | FIXED | Roof
SRP15526 | SMA AMERICA | SB7000US-12 (240V) | 7000 | 1 |  |  | 0.96 | Solar Inverter |  | Inside
SRP15527 | TRINA SOLAR | TSM-240PA05 | 240 | 13 | 166 | 26 |  | Solar | FIXED | Roof
SRP15527 | TRINA SOLAR | TSM-240PA05 | 240 | 28 | 76 | 33 |  | Solar | FIXED | Roof
SRP15527 | TRINA SOLAR | TSM-240PA05 | 240 | 4 | 166 | 40 |  | Solar | FIXED | Roof
SRP15527 | TRINA SOLAR | TSM-240PA05 | 240 | 7 | 166 | 40 |  | Solar | FIXED | Roof
SRP15527 | POWER-ONE | PVI-5000-OUTD-US (240 V) | 5000 | 1 |  |  | 0.965 | Solar Inverter |  | Inside
SRP15527 | POWER-ONE | PVI-6000-OUTD-US (240 V) | 6000 | 1 |  |  | 0.965 | Solar Inverter |  | Inside
SRP15528 | TRINA SOLAR | TSM-240PA05 | 240 | 14 | 125 | 40 |  | Solar | FIXED | Roof
SRP15528 | TRINA SOLAR | TSM-240PA05 | 240 | 13 | 215 | 40 |  | Solar | FIXED | Roof
SRP15528 | POWER-ONE | PVI-6000-OUTD-US (240 V) | 6000 | 1 |  |  | 0.965 | Solar Inverter |  | Inside
SRP15530 | SUNPOWER | T5-SPR-327 | 327 | 24 | 106 | 20 |  | Solar | FIXED | Roof
SRP15530 | SUNPOWER | T5-SPR-327 | 327 | 10 | 288 | 20 |  | Solar | FIXED | Roof
SRP15530 | SUNPOWER CORP (ORIGINAL MFRSMA) | SPR-3000M (240V) | 3000 | 1 |  |  | 0.965 | Solar Inverter |  | INDOOR
SRP15530 | SUNPOWER CORP (ORIGINAL MFRSMA) | SPR-7000M (240V) | 7000 | 1 |  |  | 0.965 | Solar Inverter |  | INDOOR
SRP15537 | LG ELECTRONICS SOLAR CELL DIVISION | LG260S1C-G2 | 260 | 32 | 258 | 30 |  | Solar | FIXED | Roof
SRP15537 | LG ELECTRONICS SOLAR CELL DIVISION | LG260S1C-G2 | 260 | 20 | 168 | 40 |  | Solar | FIXED | Roof
SRP15537 | ENPHASE ENERGY | M215-60-2LL-S2X | 215 | 52 |  |  | 0.96 | Solar Inverter |  | OUTDOOR
SRP15543 | SUNPOWER | SPR-327NE-WHT-D | 327 | 10 | 205 | 17 |  | Solar | FIXED | Roof
SRP15543 | SUNPOWER CORP (ORIGINAL MFRSMA) | SPR-3000M (240V) | 3000 | 1 |  |  | 0.968 | Solar Inverter |  | OUTDOOR
SRP15544 | CANADIAN SOLAR | CS4C-100 | 235 | 2 | 132 | 23 |  | Solar | FIXED | Roof
SRP15544 | CANADIAN SOLAR | CS4C-100 | 235 | 14 | 222 | 26 |  | Solar | FIXED | Roof
SRP15544 | ENPHASE ENERGY | M175-24-208-S | 215 | 16 |  |  | 0.96 | Solar Inverter |  | OUTDOOR
SRP15545 | CANADIAN SOLAR | CS6P-245MX | 245 | 4 | 161 | 16 |  | Solar | FIXED | Roof
SRP15545 | CANADIAN SOLAR | CS6P-245MX | 245 | 23 | 161 | 22 |  | Solar | FIXED | Roof
SRP15545 | ENPHASE ENERGY | M215-60-2LL-S2X | 215 | 13 |  |  | 0.96 | Solar Inverter |  | OUTDOOR
SRP15545 | ENPHASE ENERGY | M215-60-2LL-S2X | 215 | 14 |  |  | 0.96 | Solar Inverter |  | OUTDOOR
SRP15546 | CANADIAN SOLAR | CS6P-245MX | 245 | 26 | 224 | 33 |  | Solar | FIXED | Roof
SRP15546 | ENPHASE ENERGY | M175-24-208-S | 215 | 11 |  |  | 0.96 | Solar Inverter |  | OUTDOOR
SRP15546 | ENPHASE ENERGY | M175-24-208-S | 215 | 15 |  |  | 0.96 | Solar Inverter |  | OUTDOOR
SRP15547 | CANADIAN SOLAR | CS6P-235PX | 235 | 3 | 128 | 24 |  | Solar | FIXED | Roof
SRP15547 | CANADIAN SOLAR | CS6P-235PX | 235 | 19 | 218 | 27 |  | Solar | FIXED | Roof
SRP15547 | ENPHASE ENERGY | M215-60-2LL-S2X | 215 | 22 |  |  | 0.96 | Solar Inverter |  | OUTDOOR
SRP15548 | YINGLI ENERGY (CHINA) | YL235P-29B | 235 | 22 | 185 | 21 |  | Solar | FIXED | Roof
SRP15548 | SMA AMERICA | SB5000US (240V) | 5000 | 1 |  |  | 0.955 | Solar Inverter |  | OUTDOOR
SRP15549 | YINGLI ENERGY (CHINA) | YL235P-29B | 235 | 15 | 112 | 28 |  | Solar | FIXED | Roof
SRP15549 | YINGLI ENERGY (CHINA) | YL235P-29B | 235 | 10 | 340 | 29 |  | Solar | FIXED | Roof
SRP15549 | POWER-ONE | PVI-3.0-OUTD-S-US (240 V) | 3000 | 1 |  |  | 0.96 | Solar Inverter |  | OUTDOOR
SRP15549 | POWER-ONE | PVI-3.0-OUTD-S-US (240 V) | 3000 | 1 |  |  | 0.96 | Solar Inverter |  | OUTDOOR
SRP15550 | MATRIX SOLAR/PHOTOWATT | PW1650-175 | 250 | 52 | 220.4 | 32 |  | Solar | FIXED | Roof
SRP15550 | SMA AMERICA | SB6000US (240V) | 6000 | 2 |  |  | 0.97 | Solar Inverter |  | Outside
SRP15551 | TRINA SOLAR | TSM-250PD05 | 250 | 30 | 138 | 20 |  | Solar | FIXED | Roof
SRP15551 | SMA AMERICA | SB6000U (240V) | 6000 | 1 |  |  | 0.96 | Solar Inverter |  | OUTDOOR
SRP15552 | TRINA SOLAR | TSM-250PD05 | 250 | 11 | 220 | 29 |  | Solar | FIXED | Roof
SRP15552 | SMA AMERICA | SB3000US (240V) | 3000 | 1 |  |  | 0.97 | Solar Inverter |  | OUTDOOR
SRP15553 | TRINA SOLAR | TSM-250PA05A | 250 | 20 | 141 | 40 |  | Solar | FIXED | Roof
SRP15553 | SMA AMERICA | SB4000US (240V) | 4000 | 1 |  |  | 0.96 | Solar Inverter |  | Outside
SRP15554 | TRINA SOLAR | TSM-240PA05 | 240 | 26 | 160 | 17 |  | Solar | FIXED | Roof
SRP15554 | POWER-ONE | PVI-6000-OUTD-US (240 V) | 6000 | 1 |  |  | 0.97 | Solar Inverter |  | OUTDOOR
SRP15555 | REC SCANMODULE | SCM230 | 240 | 40 | 147 | 34 |  | Solar | FIXED | Roof
SRP15555 | SMA AMERICA | SB3000US (240V) | 3000 | 1 |  |  | 0.965 | Solar Inverter |  | OUTDOOR
SRP15555 | SMA AMERICA | SB5000US (240V) | 5000 | 1 |  |  | 0.968 | Solar Inverter |  | OUTDOOR
SRP15556 | CHANGZHOU TRINA SOLAR ENERGY CO | TSM-160D | 240 | 20 | 195 | 25 |  | Solar | FIXED | Roof
SRP15556 | ENPHASE ENERGY | M175-24-208-S | 215 | 10 |  |  | 0.96 | Solar Inverter |  | OUTDOOR
SRP15556 | ENPHASE ENERGY | M175-24-208-S | 215 | 10 |  |  | 0.96 | Solar Inverter |  | OUTDOOR
SRP15557 | TRINA SOLAR | TSM-250PA05 | 250 | 26 | 271 | 30 |  | Solar | FIXED | Roof
SRP15557 | SMA AMERICA | SB6000U (240V) | 6000 | 1 |  |  | 0.96 | Solar Inverter |  | Inside
SRP15558 | YINGLI ENERGY (CHINA) | YL245P-32B | 245 | 20 | 175 | 34 |  | Solar | FIXED | Roof
SRP15558 | SMA AMERICA | SB5000US (240V) | 5000 | 1 |  |  | 0.955 | Solar Inverter |  | OUTDOOR
SRP15560 | YINGLI ENERGY (CHINA) | YL245P-29B | 245 | 37 | 200 | 11 |  | Solar | FIXED | Roof
SRP15560 | ENPHASE ENERGY | M215-60-2LL-S2X | 215 | 18 |  |  | 0.96 | Solar Inverter |  | OUTDOOR
SRP15560 | ENPHASE ENERGY | M215-60-2LL-S2X | 215 | 19 |  |  | 0.96 | Solar Inverter |  | OUTDOOR
SRP15561 | BAODING YINGLI NEW ENERGY RESOURCES CO | YL175(156) | 245 | 22 | 170 | 20 |  | Solar | FIXED | Roof
SRP15561 | SMA AMERICA | SB5000US (240V) | 5000 | 1 |  |  | 0.955 | Solar Inverter |  | OUTDOOR
SRP15562 | TRINA SOLAR | TSM-250PA05 | 250 | 22 | 230 | 30 |  | Solar | FIXED | Roof
SRP15562 | SMA AMERICA | SB5000US (240V) | 5000 | 1 |  |  | 0.97 | Solar Inverter |  | OUTDOOR
SRP15564 | TRINA SOLAR | TSM-250PA05 | 250 | 12 | 190 | 20 |  | Solar | FIXED | Roof
SRP15564 | SMA AMERICA | SB4000US (240V) | 4000 | 1 |  |  | 0.96 | Solar Inverter |  | OUTDOOR
SRP15565 | TRINA SOLAR | TSM-250PA05 | 250 | 14 | 150 | 21 |  | Solar | FIXED | Roof
SRP15565 | TRINA SOLAR | TSM-250PD05 | 250 | 22 | 150 | 21 |  | Solar | FIXED | Roof
SRP15565 | SMA AMERICA | SB4000US (240V) | 4000 | 1 |  |  | 0.97 | Solar Inverter |  | OUTDOOR
SRP15565 | SMA AMERICA | SB5000US (240V) | 5000 | 1 |  |  | 0.97 | Solar Inverter |  | OUTDOOR
SRP15567 | TRINA SOLAR | TSM-240PA05 | 240 | 22 | 180 | 22 |  | Solar | FIXED | Roof
SRP15567 | SMA AMERICA | SB5000US (240V) | 5000 | 1 |  |  | 0.96 | Solar Inverter |  | OUTDOOR
SRP15568 | TRINA SOLAR | TSM-250PA05A | 250 | 14 | 201 | 23 |  | Solar | FIXED | Roof
SRP15568 | SMA AMERICA | SB4000US (240V) | 4000 | 1 |  |  | 0.96 | Solar Inverter |  | OUTDOOR
SRP15570 | TRINA SOLAR | TSM-240PA05 | 240 | 18 | 167 | 26 |  | Solar | FIXED | Roof
SRP15570 | POWER-ONE | PVI-3.8-1-OUTD-X-US-Y (240 V) | 3800 | 1 |  |  | 0.965 | Solar Inverter |  | OUTDOOR
SRP15571 | YINGLI ENERGY (CHINA) | YL240P-29B | 240 | 19 | 172 | 26 |  | Solar | FIXED | Roof
SRP15571 | YINGLI ENERGY (CHINA) | YL240P-29B | 240 | 6 | 262 | 40 |  | Solar | FIXED | Roof
SRP15571 | POWER-ONE | PVI-5000-OUTD-US (240 V) | 5000 | 1 |  |  | 0.965 | Solar Inverter |  | Inside
SRP15572 | YINGLI ENERGY (CHINA) | YL240P-29B | 240 | 32 | 121 | 33 |  | Solar | FIXED | Roof
SRP15572 | YINGLI ENERGY (CHINA) | YL240P-29B | 240 | 22 | 301 | 33 |  | Solar | FIXED | Roof
SRP15572 | POWER-ONE | PVI-6000-OUTD-US (240 V) | 6000 | 2 |  |  | 0.965 | Solar Inverter |  | Inside
SRP15573 | KYOCERA SOLAR | KD220GX-LFBS | 220 | 10 | 128 | 20 |  | Solar | FIXED | Roof
SRP15573 | KYOCERA SOLAR | KD220GX-LFBS | 220 | 35 | 128 | 25 |  | Solar | FIXED | Roof
SRP15573 | POWER-ONE | PVI-4.2-OUTD-S-US (240 V) | 4200 | 1 |  |  | 0.96 | Solar Inverter |  | OUTDOOR
SRP15573 | POWER-ONE | PVI-4.2-OUTD-S-US (240 V) | 4200 | 1 |  |  | 0.96 | Solar Inverter |  | OUTDOOR
SRP15574 | TRINA SOLAR | TSM-250PA05 | 250 | 30 | 149 | 41 |  | Solar | FIXED | Roof
SRP15574 | SMA AMERICA | SB6000U (240V) | 6000 | 1 |  |  | 0.96 | Solar Inverter |  | OUTDOOR
SRP15575 | TRINA SOLAR | TSM-250PA05 | 250 | 24 | 170 | 21 |  | Solar | FIXED | Roof
SRP15575 | SMA AMERICA | SB5000US (240V) | 5000 | 1 |  |  | 0.97 | Solar Inverter |  | OUTDOOR
SRP15576 | TRINA SOLAR | TSM-250PA05 | 250 | 20 | 140 | 14 |  | Solar | FIXED | Roof
SRP15576 | TRINA SOLAR | TSM-250PA05A | 250 | 20 | 230 | 15 |  | Solar | FIXED | Roof
SRP15576 | SMA AMERICA | SB4000US (240V) | 4000 | 1 |  |  | 0.97 | Solar Inverter |  | OUTDOOR
SRP15576 | SMA AMERICA | SB4000US (240V) | 4000 | 1 |  |  | 0.97 | Solar Inverter |  | OUTDOOR
SRP15577 | YINGLI ENERGY (CHINA) | YL245P-29B | 245 | 7 | 120 | 20 |  | Solar | FIXED | Roof
SRP15577 | YINGLI ENERGY (CHINA) | YL245P-29B | 245 | 17 | 210 | 20 |  | Solar | FIXED | Roof
SRP15577 | ENPHASE ENERGY | M175-24-208-S | 215 | 24 |  |  | 0.965 | Solar Inverter |  | Inside
SRP15578 | REC SOLAR | REC250PE | 250 | 6 | 220 | 15 |  | Solar | FIXED | Roof
SRP15578 | REC SOLAR | REC250PE | 250 | 8 | 220 | 20 |  | Solar | FIXED | Roof
SRP15578 | REC SOLAR | REC250PE | 250 | 31 | 220 | 30 |  | Solar | FIXED | Roof
SRP15578 | ENPHASE ENERGY | M215-60-2LL-S2X | 215 | 45 |  |  | 0.95 | Solar Inverter |  | OUTDOOR
SRP15579 | TRINA SOLAR | TSM-250PA05A | 250 | 23 | 235 | 19 |  | Solar | FIXED | Roof
SRP15579 | SMA AMERICA | SB3000US (240V) | 3000 | 1 |  |  | 0.96 | Solar Inverter |  | Inside
SRP15579 | SMA AMERICA | SB4000US (240V) | 4000 | 1 |  |  | 0.96 | Solar Inverter |  | Inside
SRP15580 | TRINA SOLAR | TSM-250PD05 | 250 | 11 | 121 | 21 |  | Solar | FIXED | Roof
SRP15580 | SMA AMERICA | SB3000US (240V) | 3000 | 1 |  |  | 0.96 | Solar Inverter |  | OUTDOOR
SRP15581 | REC SOLAR | REC245PE-US (BLK) | 245 | 20 | 219 | 32 |  | Solar | FIXED | Roof
SRP15581 | ENPHASE ENERGY | M175-24-208-S | 215 | 20 |  |  | 0.96 | Solar Inverter |  | OUTDOOR
SRP15582 | CANADIAN SOLAR | CS6P-240M | 240 | 26 | 162 | 20 |  | Solar | FIXED | Roof
SRP15582 | SMA AMERICA | SB6000U (240V) | 6000 | 1 |  |  | 0.96 | Solar Inverter |  | INDOOR
SRP15583 | TRINA SOLAR | TSM-250PA05 | 250 | 24 | 189 | 22 |  | Solar | FIXED | Roof
SRP15583 | SMA AMERICA | SB6000US (240V) | 6000 | 1 |  |  | 0.96 | Solar Inverter |  | OUTDOOR
SRP15584 | SUNTECH POWER | STP210S-18/UB-1 | 250 | 34 | 175 | 37 |  | Solar | FIXED | Roof
SRP15584 | SUNTECH POWER | STP210S-18/UB-1 | 250 | 16 | 265 | 37 |  | Solar | FIXED | Roof
SRP15584 | ENPHASE ENERGY | M175-24-208-S | 215 | 50 |  |  | 0.96 | Solar Inverter |  | OUTDOOR
SRP15585 | TRINA SOLAR | TSM-250PA05 | 250 | 24 | 252 | 32 |  | Solar | FIXED | Roof
SRP15585 | SMA AMERICA | SB5000US (240V) | 5000 | 1 |  |  | 0.97 | Solar Inverter |  | OUTDOOR
SRP15586 | TRINA SOLAR | TSM-240PD05 | 240 | 37 | 261 | 33 |  | Solar | FIXED | Roof
SRP15586 | SOLAREDGE TECHNOLOGIES | SE3800 (240V) W/ -ER-US OR A-US | 3800 | 1 |  |  | 0.975 | Solar Inverter |  | OUTDOOR
SRP15586 | SOLAREDGE TECHNOLOGIES | SE5000 (240V) W/ -ER-US OR A-US | 5000 | 1 |  |  | 0.975 | Solar Inverter |  | OUTDOOR
SRP15588 | TRINA SOLAR | TSM-250PA05 | 250 | 7 | 143 | 25 |  | Solar | FIXED | Roof
SRP15588 | TRINA SOLAR | TSM-250PA05A | 250 | 33 | 233 | 40 |  | Solar | FIXED | Roof
SRP15588 | SMA AMERICA | SB4000US (240V) | 4000 | 1 |  |  | 0.97 | Solar Inverter |  | OUTDOOR
SRP15588 | SMA AMERICA | SB6000U (240V) | 6000 | 1 |  |  | 0.97 | Solar Inverter |  | OUTDOOR
SRP15589 | CHANGZHOU TRINA SOLAR ENERGY CO | TSM-160D | 240 | 18 | 147 | 24 |  | Solar | FIXED | Roof
SRP15589 | CHANGZHOU TRINA SOLAR ENERGY CO | TSM-160D | 240 | 18 | 237 | 30 |  | Solar | FIXED | Roof
SRP15589 | ENPHASE ENERGY | M175-24-208-S | 215 | 18 |  |  | 0.96 | Solar Inverter |  | OUTDOOR
SRP15589 | ENPHASE ENERGY | M175-24-208-S | 215 | 18 |  |  | 0.96 | Solar Inverter |  | OUTDOOR
SRP15590 | TRINA SOLAR | TSM-250PA05.08 | 250 | 20 | 95 | 26 |  | Solar | FIXED | Roof
SRP15590 | TRINA SOLAR | TSM-250PA05A.08 | 250 | 11 | 275 | 26 |  | Solar | FIXED | Roof
SRP15590 | ENPHASE ENERGY | M215-60-2LL-S2X | 215 | 31 |  |  | 0.96 | Solar Inverter |  | OUTDOOR
SRP15591 | TRINA SOLAR | TSM-250PA05.08 | 250 | 48 | 210 | 18 |  | Solar | FIXED | Roof
SRP15591 | SMA AMERICA | SB5000US (240V) | 5000 | 2 |  |  | 0.96 | Solar Inverter |  | Inside
SRP15592 | CHANGZHOU TRINA SOLAR ENERGY CO | TSM-160D | 245 | 12 | 215 | 33 |  | Solar | FIXED | Roof
SRP15592 | CHANGZHOU TRINA SOLAR ENERGY CO | TSM-160D | 245 | 13 | 125 | 36 |  | Solar | FIXED | Roof
SRP15592 | POWER-ONE | PVI-6000-OUTD-US-W (208 V) | 6000 | 1 |  |  | 0.97 | Solar Inverter |  | Inside
SRP15593 | LG ELECTRONICS SOLAR CELL DIVISION | LG255S1C-G3 | 255 | 24 | 203 | 18 |  | Solar | FIXED | Roof
SRP15593 | SMA AMERICA | SB5000US (240V) | 5000 | 1 |  |  | 0.97 | Solar Inverter |  | OUTDOOR
SRP15594 | TRINA SOLAR | TSM-240PD05 | 240 | 55 | 130 | 22 |  | Solar | FIXED | Roof
SRP15594 | ENPHASE ENERGY | M215-60-2LL-S2X | 215 | 55 |  |  | 0.96 | Solar Inverter |  | Inside
SRP15595 | TRINA SOLAR | TSM-240PD05 | 240 | 21 | 128 | 30 |  | Solar | FIXED | Roof
SRP15595 | ENPHASE ENERGY | M215-60-2LL-S2X | 215 | 21 |  |  | 0.96 | Solar Inverter |  | INDOOR
SRP15596 | TRINA SOLAR | TSM-240PA05.10 | 240 | 26 | 142 | 21 |  | Solar | FIXED | Roof
SRP15596 | ENPHASE ENERGY | M215-60-2LL-S2X | 215 | 26 |  |  | 0.96 | Solar Inverter |  | INDOOR
SRP15597 | TRINA SOLAR | TSM-240DA05 | 240 | 21 | 156 | 32 |  | Solar | FIXED | Roof
SRP15597 | ENPHASE ENERGY | M215-60-2LL-S2X | 215 | 21 |  |  | 0.96 | Solar Inverter |  | OUTDOOR
SRP15598 | TRINA SOLAR | TSM-245PA05.10 | 245 | 4 | 144 | 22 |  | Solar | FIXED | Roof
SRP15598 | TRINA SOLAR | TSM-245PA05.10 | 245 | 55 | 234 | 35 |  | Solar | FIXED | Roof
SRP15598 | ENPHASE ENERGY | M215-60-2LL-S2X | 215 | 59 |  |  | 0.96 | Solar Inverter |  | INDOOR
SRP15599 | TRINA SOLAR | TSM-245PA05.10 | 245 | 30 | 188 | 17 |  | Solar | FIXED | Roof
SRP15599 | ENPHASE ENERGY | M215-60-2LL-S2X | 215 | 30 |  |  | 0.96 | Solar Inverter |  | Outside
SRP15601 | SOLARWORLD | SW255 MONO | 255 | 17 | 179 | 22 |  | Solar | FIXED | Roof
SRP15601 | SIEMENS INDUSTRY | SMIINV215R60XX (208V) | 215 | 17 |  |  | 0.95 | Solar Inverter |  | OUTDOOR
SRP15602 | SOLARWORLD | SW255 MONO | 255 | 10 | 131 | 14 |  | Solar | FIXED | Roof
SRP15602 | SOLARWORLD | SW255 MONO | 255 | 10 | 311 | 18 |  | Solar | FIXED | Roof
SRP15602 | SIEMENS INDUSTRY | SMIINV215R60XX (208V) | 215 | 20 |  |  | 0.95 | Solar Inverter |  | Inside
SRP15603 | SUNTECH POWER | STP210S-18/UB-1 | 250 | 10 | 93 | 32 |  | Solar | FIXED | Roof
SRP15603 | SUNTECH POWER | STP21018 | 250 | 30 | 273 | 32 |  | Solar | FIXED | Roof
SRP15603 | PV POWERED | PVP2500 | 2500 | 1 |  |  | 0.945 | Solar Inverter |  | INDOOR
SRP15603 | PV POWERED | PVP3000 | 3000 | 1 |  |  | 0.935 | Solar Inverter |  | INDOOR
SRP15603 | PV POWERED | PVP3500 | 3500 | 1 |  |  | 0.955 | Solar Inverter |  | INDOOR
SRP15604 | TRINA SOLAR | TSM-250PA05.08 | 250 | 29 | 233.9 | 20 |  | Solar | FIXED | Roof
SRP15604 | ENPHASE ENERGY | M215-60-2LL-S2X | 215 | 29 |  |  | 0.963 | Solar Inverter |  | Outside
SRP15605 | TRINA SOLAR | TSM-240PA05 | 240 | 28 | 160 | 20 |  | Solar | FIXED | Roof
SRP15605 | TRINA SOLAR | TSM-240PA05 | 240 | 12 | 340 | 20 |  | Solar | FIXED | Roof
SRP15605 | POWER-ONE | PVI-3.6-OUTD-S-US (240 V) | 3600 | 1 |  |  | 0.96 | Solar Inverter |  | OUTDOOR
SRP15605 | POWER-ONE | PVI-3.6-OUTD-S-US (240 V) | 3600 | 1 |  |  | 0.96 | Solar Inverter |  | OUTDOOR
SRP15606 | SUNTECH POWER | STP250-20/WDE | 250 | 18 | 202 | 35 |  | Solar | FIXED | Roof
SRP15606 | PV POWERED | PVP4800 | 4800 | 1 |  |  | 0.96 | Solar Inverter |  | OUTDOOR
SRP15610 | TRINA SOLAR | TSM-245PA05 | 245 | 25 | 197 | 27 |  | Solar | FIXED | Roof
SRP15610 | ENPHASE ENERGY | M215-60-2LL-S2X-IG-NA | 215 | 25 |  |  | 0.96 | Solar Inverter |  | OUTDOOR
SRP15611 | TRINA SOLAR | TSM-240PD05 | 240 | 16 | 126 | 37 |  | Solar | FIXED | Roof
SRP15611 | TRINA SOLAR | TSM-240DA05 | 240 | 7 | 216 | 37 |  | Solar | FIXED | Roof
SRP15611 | TRINA SOLAR | TSM-240PA05.05 | 240 | 13 | 306 | 37 |  | Solar | FIXED | Roof
SRP15611 | POWER-ONE | PVI-3.0-OUTD-S-US (240 V) | 3000 | 1 |  |  | 0.96 | Solar Inverter |  | Inside
SRP15611 | POWER-ONE | PVI-5000-OUTD-US (240 V) | 5000 | 1 |  |  | 0.965 | Solar Inverter |  | Inside
SRP15612 | TRINA SOLAR | TSM-245PD05 | 245 | 38 | 117 | 34 |  | Solar | FIXED | Roof
SRP15612 | ENPHASE ENERGY | M215-60-2LL-S2X | 215 | 38 |  |  | 0.963 | Solar Inverter |  | OUTDOOR
SRP15613 | TRINA SOLAR | TSM-245PA05.18 | 245 | 26 | 96 | 37 |  | Solar | FIXED | Roof
SRP15613 | SMA AMERICA | SB6000U (240V) | 6000 | 1 |  |  | 0.955 | Solar Inverter |  | Inside
SRP15614 | TRINA SOLAR | TSM-245PA05 | 245 | 30 | 224 | 34 |  | Solar | FIXED | Roof
SRP15614 | ENPHASE ENERGY | M215-60-2LL-S2X | 215 | 30 |  |  | 0.96 | Solar Inverter |  | OUTDOOR
SRP15615 | TRINA SOLAR | TSM-240PA05 | 240 | 28 | 212 | 21 |  | Solar | FIXED | Roof
SRP15615 | SMA AMERICA | SB6000U (240V) | 6000 | 1 |  |  | 0.955 | Solar Inverter |  | Inside
SRP15616 | TRINA SOLAR | TSM-245PA05 | 245 | 20 | 125 | 40 |  | Solar | FIXED | Roof
SRP15616 | ENPHASE ENERGY | M215-60-2LL-S2X | 215 | 20 |  |  | 0.963 | Solar Inverter |  | OUTDOOR
SRP15617 | TRINA SOLAR | TSM-245PA05.10 | 245 | 12 | 107 | 25 |  | Solar | FIXED | Roof
SRP15617 | TRINA SOLAR | TSM-245PA05 | 245 | 24 | 197 | 25 |  | Solar | FIXED | Roof
SRP15617 | ENPHASE ENERGY | M215-60-2LL-S2X-NA | 215 | 36 |  |  | 0.963 | Solar Inverter |  | OUTDOOR
SRP15618 | TRINA SOLAR | TSM-245PD05 | 245 | 26 | 211 | 30 |  | Solar | FIXED | Roof
SRP15618 | ENPHASE ENERGY | M215-60-2LL-S2X | 215 | 26 |  |  | 0.963 | Solar Inverter |  | OUTDOOR
SRP15619 | TRINA SOLAR | TSM-245PD05 | 245 | 15 | 148 | 34 |  | Solar | FIXED | Roof
SRP15619 | ENPHASE ENERGY | M215-60-2LL-S2X | 215 | 15 |  |  | 0.963 | Solar Inverter |  | OUTDOOR
SRP15620 | TRINA SOLAR | TSM-240PD05 | 240 | 42 | 167 | 22 |  | Solar | FIXED | Roof
SRP15620 | ENPHASE ENERGY | M215-60-SIE-S2X | 215 | 42 |  |  | 0.96 | Solar Inverter |  | OUTDOOR
SRP15621 | TRINA SOLAR | TSM-245PA05.10 | 245 | 96 | 180 | 22 |  | Solar | FIXED | Ground
SRP15621 | SMA AMERICA | SB3800US-12 (240V) | 3800 | 1 |  |  | 0.968 | Solar Inverter |  | OUTDOOR
SRP15621 | SMA AMERICA | SB8000TL-US (240V) | 8000 | 1 |  |  | 0.963 | Solar Inverter |  | OUTDOOR
SRP15621 | SMA AMERICA | SB8000US-12 (240V) | 8000 | 1 |  |  | 0.963 | Solar Inverter |  | OUTDOOR
SRP15622 | TRINA SOLAR | TSM-240PD05.10 | 240 | 14 | 120 | 20 |  | Solar | FIXED | Roof
SRP15622 | TRINA SOLAR | TSM-240PA05.10 | 240 | 10 | 210 | 20 |  | Solar | FIXED | Roof
SRP15622 | ENPHASE ENERGY | M215-60-2LL-S2X | 215 | 24 |  |  | 0.96 | Solar Inverter |  | INDOOR
SRP15623 | TRINA SOLAR | TSM-240DA05 | 240 | 18 | 181 | 24 |  | Solar | FIXED | Roof
SRP15623 | TRINA SOLAR | TSM-240DA05 | 240 | 22 | 181 | 24 |  | Solar | FIXED | Roof
SRP15623 | ENPHASE ENERGY | M215-60-2LL-S2X | 215 | 40 |  |  | 0.96 | Solar Inverter |  | Outside
SRP15624 | TRINA SOLAR | TSM-245PA05.10 | 245 | 17 | 180 | 22 |  | Solar | FIXED | Roof
SRP15624 | ENPHASE ENERGY | M215-60-2LL-S2X-IG-ZC | 215 | 17 |  |  | 0.96 | Solar Inverter |  | INDOOR
SRP15625 | TRINA SOLAR | TSM-245PA05.05 | 245 | 34 | 148 | 27 |  | Solar | FIXED | Roof
SRP15625 | ENPHASE ENERGY | M215-60-2LL-S2X | 215 | 34 |  |  | 0.963 | Solar Inverter |  | OUTDOOR
SRP15626 | CENTROSOLAR AMERICA | BP6235BB | 235 | 42 | 162 | 27 |  | Solar | FIXED | Roof
SRP15626 | CENTROSOLAR AMERICA | E240B | 240 | 78 | 162 | 27 |  | Solar | FIXED | Roof
SRP15626 | CENTROSOLAR AMERICA | E240B | 240 | 95 | 198 | 34 |  | Solar | FIXED | Roof
SRP15626 | SMA AMERICA | SB6000U (240V) | 6000 | 2 |  |  | 0.98 | Solar Inverter |  | OUTDOOR
SRP15626 | SMA AMERICA | SB8000US-12 (240V) | 8000 | 4 |  |  | 0.98 | Solar Inverter |  | OUTDOOR
SRP15627 | REC SOLAR | REC245PE | 245 | 96 | 190 | 35 |  | Solar | FIXED | Ground
SRP15627 | ENPHASE ENERGY | M215-60-2LL-S2X | 215 | 96 |  |  | 0.963 | Solar Inverter |  | OUTDOOR
SRP15628 | SUNPOWER | SPR-327NE-WHT-D | 327 | 12 | 137 | 37 |  | Solar | FIXED | Roof
SRP15628 | SUNPOWER CORP (ORIGINAL MFRSMA) | SPR-3000M (240V) | 3600 | 1 |  |  | 0.97 | Solar Inverter |  | INDOOR
SRP15629 | SUNPOWER | SPR-327NE-WHT-D | 327 | 8 | 140 | 20 |  | Solar | 1AXIS | Roof
SRP15629 | SUNPOWER | SPR-327NE-WHT-D | 327 | 8 | 230 | 20 |  | Solar | 1AXIS | Roof
SRP15629 | SUNPOWER | SPR-3000M (240V) | 3000 | 1 |  |  | 0.969 | Solar Inverter |  | OUTDOOR
SRP15629 | SUNPOWER | SPR-3000M (240V) | 3000 | 1 |  |  | 0.969 | Solar Inverter |  | OUTDOOR
SRP15630 | CHANGZHOU TRINA SOLAR ENERGY CO | TSM-185D | 240 | 34 | 230 | 22 |  | Solar | FIXED | Roof
SRP15630 | ENPHASE ENERGY | EMU | 215 | 34 |  |  | 0.96 | Solar Inverter |  | INDOOR
SRP15631 | TRINA SOLAR | TSM-240PA05.10 | 240 | 34 | 155 | 20 |  | Solar | FIXED | Roof
SRP15631 | TRINA SOLAR | TSM-240PA05.10 | 240 | 5 | 155 | 28 |  | Solar | FIXED | Roof
SRP15631 | ENPHASE ENERGY | M215-60-2LL-S2X | 215 | 39 |  |  | 0.96 | Solar Inverter |  | OUTDOOR
SRP15632 | YINGLI ENERGY (CHINA) | YL240P-29B | 240 | 165 | 202 | 5 |  | Solar | FIXED | Roof
SRP15632 | FRONIUS USA |  | 11400 | 3 |  |  | 0.962 | Solar Inverter |  | Outside
SRP15633 | SUNPOWER | SPR-327NE-WHT-D | 327 | 18 | 247 | 30 |  | Solar | FIXED | Roof
SRP15633 | SUNPOWER CORP (ORIGINAL MFRSMA) | SPR-5000M (240V) | 5000 | 1 |  |  | 0.97 | Solar Inverter |  | OUTDOOR
SRP15634 | CANADIAN SOLAR | CS6P-235PX | 235 | 11 | 74 | 11 |  | Solar | FIXED | Roof
SRP15634 | CANADIAN SOLAR | CS6P-235PX | 235 | 11 | 251 | 11 |  | Solar | FIXED | Roof
SRP15634 | ENPHASE ENERGY | M215-60-2LL-S2X | 215 | 11 |  |  | 0.96 | Solar Inverter |  | OUTDOOR
SRP15634 | ENPHASE ENERGY | M215-60-2LL-S2X-IG | 215 | 11 |  |  | 0.96 | Solar Inverter |  | OUTDOOR
SRP15636 | CANADIAN SOLAR | CS6P-230 | 235 | 22 | 225 | 25 |  | Solar | FIXED | Roof
SRP15636 | ENPHASE ENERGY | M215-60-2LL-S2X | 215 | 22 |  |  | 0.96 | Solar Inverter |  | OUTDOOR
SRP15637 | SUNPOWER | SPR-327NE-WHT-D | 327 | 24 | 194 | 27 |  | Solar | FIXED | Roof
SRP15637 | SUNPOWER CORP (ORIGINAL MFRSMA) | SPR-7000M (240V) | 7000 | 0.965 |  |  | 0.965 | Solar Inverter |  | INDOOR
SRP15638 | CANADIAN SOLAR | CS6P-230 | 235 | 10 | 220 | 24 |  | Solar | FIXED | Roof
SRP15638 | CANADIAN SOLAR | CS6P-230 | 235 | 9 | 130 | 26 |  | Solar | FIXED | Roof
SRP15638 | CANADIAN SOLAR | CS6P-230 | 235 | 3 | 220 | 26 |  | Solar | FIXED | Roof
SRP15638 | ENPHASE ENERGY | EMU | 215 | 22 |  |  | 0.96 | Solar Inverter |  | OUTDOOR
SRP15641 | CANADIAN SOLAR | CS6P-245MX | 245 | 16 | 249 | 20 |  | Solar | FIXED | Roof
SRP15641 | CANADIAN SOLAR | CS6P-245MX | 245 | 24 | 72 | 21 |  | Solar | FIXED | Roof
SRP15641 | ENPHASE ENERGY | EMU | 215 | 40 |  |  | 0.96 | Solar Inverter |  | OUTDOOR
SRP15644 | CANADIAN SOLAR | CS6P-245MX | 245 | 17 | 132 | 17 |  | Solar | FIXED | Roof
SRP15644 | ENPHASE ENERGY | EMU | 215 | 17 |  |  | 0.96 | Solar Inverter |  | OUTDOOR
SRP15648 | CANADIAN SOLAR | CS6P-230 | 245 | 22 | 110 | 28 |  | Solar | FIXED | Roof
SRP15648 | CANADIAN SOLAR | CS6P-230 | 245 | 11 | 200 | 28 |  | Solar | FIXED | Roof
SRP15648 | ENPHASE ENERGY | EMU | 215 | 11 |  |  | 0.96 | Solar Inverter |  | OUTDOOR
SRP15648 | ENPHASE ENERGY | EMU | 215 | 22 |  |  | 0.96 | Solar Inverter |  | OUTDOOR
SRP15649 | TRINA SOLAR | TSM-240PA05 | 240 | 3 | 115.5 | 31 |  | Solar | FIXED | Roof
SRP15649 | TRINA SOLAR | TSM-240PA05 | 240 | 30 | 203 | 31 |  | Solar | FIXED | Roof
SRP15649 | ENPHASE ENERGY | M215-60-2LL-S2X | 215 | 33 |  |  | 0.96 | Solar Inverter |  | INDOOR
SRP15650 | TRINA SOLAR | TSM-245PA05.10 | 245 | 29 | 182 | 24 |  | Solar | FIXED | Roof
SRP15650 | ENPHASE ENERGY | M215-60-2LL-S2X | 215 | 29 |  |  | 0.96 | Solar Inverter |  | INDOOR
SRP15651 | TRINA SOLAR | TSM-240PA05.10 | 240 | 12 | 188.6 | 20 |  | Solar | FIXED | Roof
SRP15651 | TRINA SOLAR | TSM-240PD05.10 | 240 | 24 | 188.6 | 32 |  | Solar | FIXED | Roof
SRP15651 | ENPHASE ENERGY | M215-60-2LL-S2X | 215 | 36 |  |  | 0.96 | Solar Inverter |  | OUTDOOR
SRP15652 | TRINA SOLAR | TSM-240PA05.10 | 240 | 21 | 159 | 19 |  | Solar | FIXED | Roof
SRP15652 | TRINA SOLAR | TSM-240PA05.10 | 240 | 7 | 249 | 19 |  | Solar | FIXED | Roof
SRP15652 | ENPHASE ENERGY | M215-60-2LL-S2X | 215 | 28 |  |  | 0.96 | Solar Inverter |  | OUTDOOR
SRP15653 | CANADIAN SOLAR | CS6P-245MX | 245 | 37 | 125 | 24 |  | Solar | FIXED | Roof
SRP15653 | ENPHASE ENERGY | EMU | 215 | 15 |  |  | 0.96 | Solar Inverter |  | OUTDOOR
SRP15653 | ENPHASE ENERGY | M215-60-2LL-S2X | 215 | 11 |  |  | 0.96 | Solar Inverter |  | OUTDOOR
SRP15653 | ENPHASE ENERGY | M215-60-2LL-S2X | 215 | 11 |  |  | 0.96 | Solar Inverter |  | OUTDOOR
SRP15654 | TRINA SOLAR | TSM-240PA05.10 | 240 | 36 | 228.2 | 24 |  | Solar | FIXED | Roof
SRP15654 | ENPHASE ENERGY | M215-60-2LL-S2X | 215 | 36 |  |  | 0.96 | Solar Inverter |  | INDOOR
SRP15655 | TRINA SOLAR | TSM-240DA05 | 240 | 20 | 222 | 29 |  | Solar | FIXED | Roof
SRP15655 | TRINA SOLAR | TSM-240DA05 | 240 | 20 | 222 | 29 |  | Solar | FIXED | Roof
SRP15655 | TRINA SOLAR | TSM-240DA05 | 240 | 8 | 132 | 45 |  | Solar | FIXED | Roof
SRP15655 | ENPHASE ENERGY | M215-60-2LL-S2X-IG | 215 | 48 |  |  | 0.96 | Solar Inverter |  | Outside
SRP15656 | SUNTECH POWER | STP210S-18/UB-1 | 255 | 20 | 207 | 25 |  | Solar | FIXED | Roof
SRP15656 | SMA | SB 3000 | 3000 | 1 |  |  | 0.96 | Solar Inverter |  | INDOOR
SRP15656 | SMA | SB 3000 | 3000 | 1 |  |  | 0.96 | Solar Inverter |  | INDOOR
SRP15657 | TRINA SOLAR | TSM-250PA05A | 250 | 24 | 231 | 22 |  | Solar | FIXED | Roof
SRP15657 | SMA AMERICA | SB5000US (240V) | 5000 | 1 |  |  | 0.96 | Solar Inverter |  | Inside
SRP15658 | HANWHA SOLARONE (QIDONG) | HSL60P6-PA-0-235T | 235 | 299 | 180 | 12 |  | Solar | FIXED | Roof
SRP15658 | SMA AMERICA | SB5000US (277V) | 5000 | 4 |  |  | 0.968 | Solar Inverter |  | INDOOR
SRP15658 | SMA AMERICA | SB8000TL-US (240V) | 8000 | 5 |  |  | 0.963 | Solar Inverter |  | INDOOR
SRP15659 | TRINA SOLAR | TSM-235PD05 | 235 | 192 | 152 | 5 |  | Solar | FIXED | Roof
SRP15659 | SMA AMERICA | SB5000US (277V) | 5000 | 2 |  |  | 0.968 | Solar Inverter |  | OUTDOOR
SRP15659 | SMA AMERICA | SB7000US (277V) | 7000 | 4 |  |  | 0.971 | Solar Inverter |  | OUTDOOR
SRP15660 | KYOCERA SOLAR | KD215GX-LPU | 215 | 30 | 231 | 24 |  | Solar | FIXED | Roof
SRP15660 | KYOCERA SOLAR | KD215GX-LPU | 215 | 30 | 114 | 25 |  | Solar | FIXED | Roof
SRP15660 | SMA AMERICA | SB6000U (240V) | 6000 | 2 |  |  | 0.97 | Solar Inverter |  | OUTDOOR
SRP15662 | TRINA SOLAR | TSM-250PA05A | 250 | 14 | 192 | 32 |  | Solar | FIXED | Roof
SRP15662 | SMA AMERICA | SB4000US (240V) | 4000 | 1 |  |  | 0.97 | Solar Inverter |  | OUTDOOR
SRP15663 | KYOCERA SOLAR | KD210GX-LP | 215 | 43 | 220 | 38 |  | Solar | FIXED | Roof
SRP15663 | SMA AMERICA | SB3000US (240V) | 3000 | 1 |  |  | 0.965 | Solar Inverter |  | Inside
SRP15663 | SMA AMERICA | SB6000U (240V) | 6000 | 1 |  |  | 0.968 | Solar Inverter |  | Inside
SRP15664 | CANADIAN SOLAR | CS6P-245M | 245 | 40 | 208 | 20 |  | Solar | FIXED | Roof
SRP15664 | ENPHASE ENERGY | M215-60-2LL-S2X | 215 | 40 |  |  | 0.968 | Solar Inverter |  | OUTDOOR
SRP15665 | YINGLI ENERGY (CHINA) | YL235P-29B | 235 | 14 | 201 | 30 |  | Solar | FIXED | Roof
SRP15665 | POWER-ONE | PVI-3.0-OUTD-S-US (208 V) | 3000 | 1 |  |  | 0.96 | Solar Inverter |  | OUTDOOR
SRP15668 | TRINA SOLAR | TSM-250PA05A | 250 | 13 | 84 | 20 |  | Solar | FIXED | Roof
SRP15668 | TRINA SOLAR | TSM-250PA05A | 250 | 13 | 264 | 20 |  | Solar | FIXED | Roof
SRP15668 | SMA AMERICA | SB6000U (240V) | 6000 | 1 |  |  | 0.97 | Solar Inverter |  | Outside
SRP15669 | TRINA SOLAR | TSM-250PA05A | 250 | 30 | 157 | 32 |  | Solar | FIXED | Roof
SRP15669 | SMA AMERICA | SB6000U (240V) | 6000 | 1 |  |  | 0.96 | Solar Inverter |  | OUTDOOR
SRP15670 | TRINA SOLAR | TSM-250PD05 | 250 | 13 | 248 | 23 |  | Solar | FIXED | Roof
SRP15670 | SMA AMERICA | SB4000US (240V) | 4000 | 1 |  |  | 0.96 | Solar Inverter |  | OUTDOOR
SRP15671 | KYOCERA SOLAR | KD215GX-LPU | 215 | 28 | 170 | 30 |  | Solar | FIXED | Roof
SRP15671 | SMA AMERICA | SB6000U (240V) | 6000 | 1 |  |  | 0.968 | Solar Inverter |  | Inside
SRP15672 | TRINA SOLAR | TSM-250PA05A | 250 | 14 | 199 | 18 |  | Solar | FIXED | Roof
SRP15672 | SMA AMERICA | SB4000US (240V) | 4000 | 1 |  |  | 0.96 | Solar Inverter |  | OUTDOOR
SRP15673 | TRINA SOLAR | TSM-240PA05.10 | 240 | 28 | 220 | 20 |  | Solar | FIXED | Roof
SRP15673 | ENPHASE ENERGY | M215-60-2LL-S2X | 215 | 28 |  |  | 0.96 | Solar Inverter |  | Inside
SRP15674 | TRINA SOLAR | TSM-240PA05.10 | 240 | 11 | 220 | 20 |  | Solar | FIXED | Roof
SRP15674 | ENPHASE ENERGY | M215-60-2LL-S2X | 215 | 11 |  |  | 0.96 | Solar Inverter |  | INDOOR
SRP15675 | TRINA SOLAR | TSM-245PA05.10 | 240 | 27 | 127 | 14 |  | Solar | FIXED | Roof
SRP15675 | ENPHASE ENERGY | M215-60-2LL-S2X | 215 | 27 |  |  | 0.96 | Solar Inverter |  | INDOOR
SRP15676 | TRINA SOLAR | TSM-250PA05A | 250 | 20 | 244 | 34 |  | Solar | FIXED | Roof
SRP15676 | SMA AMERICA | SB4000US (240V) | 4000 | 1 |  |  | 0.97 | Solar Inverter |  | OUTDOOR
SRP15677 | CHANGZHOU TRINA SOLAR ENERGY CO | TSM-185D | 240 | 39 | 220 | 26 |  | Solar | FIXED | Roof
SRP15677 | ENPHASE ENERGY | EMU | 215 | 39 |  |  | 0.96 | Solar Inverter |  | INDOOR
SRP15678 | TRINA SOLAR | TSM-240PA05 | 240 | 31 | 200 | 20 |  | Solar | FIXED | Roof
SRP15678 | ENPHASE ENERGY | M215-60-2LL-S2X | 215 | 31 |  |  | 0.96 | Solar Inverter |  | INDOOR
SRP15679 | CHANGZHOU TRINA SOLAR ENERGY CO | TSM-185D | 240 | 16 | 157 | 31 |  | Solar | FIXED | Roof
SRP15679 | ENPHASE ENERGY | EMU | 215 | 16 |  |  | 0.96 | Solar Inverter |  | INDOOR
SRP15680 | TRINA SOLAR | TSM-240PA05 | 240 | 48 | 122 | 30 |  | Solar | FIXED | Roof
SRP15680 | ENPHASE ENERGY | M215-60-2LL-S2X | 215 | 48 |  |  | 0.96 | Solar Inverter |  | INDOOR
SRP15681 | TRINA SOLAR | TSM-240PA05.05 | 240 | 22 | 93 | 23 |  | Solar | FIXED | Roof
SRP15681 | SMA AMERICA | SB5000US (240V) | 5000 | 1 |  |  | 0.96 | Solar Inverter |  | Outside
SRP15682 | TRINA SOLAR | TSM-250PA05 | 250 | 48 | 117 | 32 |  | Solar | FIXED | Roof
SRP15682 | SMA AMERICA | SB5000US (240V) | 5000 | 2 |  |  | 0.97 | Solar Inverter |  | Inside
SRP15683 | TRINA SOLAR | TSM-250PA05A | 250 | 11 | 250 | 9 |  | Solar | FIXED | Roof
SRP15683 | SMA AMERICA | SB3000US (240V) | 3000 | 1 |  |  | 0.96 | Solar Inverter |  | OUTDOOR
SRP15685 | SUNTECH POWER | STP210S-18/UB-1 | 250 | 52 | 150 | 1 |  | Solar | FIXED | Roof
SRP15685 | SUNTECH POWER | STP210S-18/UB-1 | 250 | 78 | 150 | 9 |  | Solar | FIXED | Roof
SRP15685 | SUNTECH POWER | STP210S-18/UB-1 | 250 | 191 | 150 | 18 |  | Solar | FIXED | Roof
SRP15685 | SMA AMERICA | SB5000US (240V) | 5000 | 2 |  |  | 0.96 | Solar Inverter |  | Inside
SRP15685 | SMA AMERICA | SB6000U (240V) | 6000 | 5 |  |  | 0.97 | Solar Inverter |  | Inside
SRP15685 | SMA AMERICA | SB7000US (240V) | 7000 | 5 |  |  | 0.97 | Solar Inverter |  | Inside
SRP15686 | TRINA SOLAR | TSM-245PD05 | 245 | 14 | 123 | 23 |  | Solar | FIXED | Roof
SRP15686 | TRINA SOLAR | TSM-245PA05 | 245 | 33 | 212 | 23 |  | Solar | FIXED | Roof
SRP15686 | ENPHASE ENERGY | M215-60-2LL-S2X-IG-ZC-NA | 215 | 47 |  |  | 0.96 | Solar Inverter |  | INDOOR
SRP15688 | MATRIX SOLAR/PHOTOWATT | PW1650-175 | 250 | 26 | 207.2 | 30 |  | Solar | FIXED | Roof
SRP15688 | SMA AMERICA | SB6000U (240V) | 6000 | 1 |  |  | 0.97 | Solar Inverter |  | INDOOR
SRP15689 | SUNTECH POWER | STP150-24/AB-1 | 250 | 42 | 147.5 | 20 |  | Solar | FIXED | Roof
SRP15689 | SMA AMERICA | SB3000US (240V) | 3000 | 1 |  |  | 0.96 | Solar Inverter |  | INDOOR
SRP15689 | SMA AMERICA | SB7000US (240V) | 7000 | 1 |  |  | 0.97 | Solar Inverter |  | INDOOR
SRP15690 | TRINA SOLAR | TSM-280PA14 | 280 | 528 | 180 | 25 |  | Solar | FIXED | Ground
SRP15690 | PV POWERED | PVP75KW-208 | 75000 | 2 |  |  | 0.97 | Solar Inverter |  | OUTDOOR
SRP15692 | SUNTECH POWER | STP150-24/AB-1 | 255 | 8 | 119.3 | 18 |  | Solar | FIXED | Roof
SRP15692 | SUNTECH POWER | STP150-24/AB-1 | 255 | 24 | 209.3 | 18 |  | Solar | FIXED | Roof
SRP15692 | SMA AMERICA | SB3000US (240V) | 3000 | 1 |  |  | 0.96 | Solar Inverter |  | INDOOR
SRP15692 | SMA AMERICA | SB6000US (240V) | 6000 | 1 |  |  | 0.97 | Solar Inverter |  | INDOOR
SRP15693 | TRINA SOLAR | TSM-280PA14 | 280 | 891 | 180 | 25 |  | Solar | FIXED | Ground
SRP15693 | PV POWERED | PVP260KW | 260000 | 1 |  |  | 0.97 | Solar Inverter |  | OUTDOOR
SRP15694 | HANWHA SOLARONE (QIDONG) | HSL60M6-HA-0-250TW | 250 | 30 | 164 | 28 |  | Solar | FIXED | Roof
SRP15694 | ENPHASE ENERGY | M215-60-2LL-S2X | 215 | 4 |  |  | 0.963 | Solar Inverter |  | Outside
SRP15694 | SMA AMERICA | SB6000U (240V) | 6000 | 1 |  |  | 0.97 | Solar Inverter |  | Inside
SRP15695 | LG ELECTRONICS SOLAR CELL DIVISION | LG255S1C-G2 | 255 | 8 | 163 | 2 |  | Solar | FIXED | Roof
SRP15695 | LG ELECTRONICS SOLAR CELL DIVISION | LG255S1C-G2 | 255 | 15 | 163 | 26 |  | Solar | FIXED | Roof
SRP15695 | LG ELECTRONICS SOLAR CELL DIVISION | LG255S1C-G2 | 255 | 7 | 163 | 34 |  | Solar | FIXED | Roof
SRP15695 | POWER-ONE | PVI-5000-OUTD-US (240 V) | 6000 | 1 |  |  | 0.96 | Solar Inverter |  | OUTDOOR
SRP15696 | TRINA SOLAR | TSM-245PD05 | 245 | 5 | 220 | 20 |  | Solar | FIXED | Roof
SRP15696 | TRINA SOLAR | TSM-245PD05 | 245 | 3 | 130 | 40 |  | Solar | FIXED | Roof
SRP15696 | TRINA SOLAR | TSM-245PD05 | 245 | 41 | 220 | 40 |  | Solar | FIXED | Roof
SRP15696 | ENPHASE ENERGY | M215-60-2LL-S2X | 215 | 49 |  |  | 0.96 | Solar Inverter |  | INDOOR
SRP15697 | YINGLI ENERGY (CHINA) | YL250P-29B | 250 | 22 | 175 | 26 |  | Solar | FIXED | Roof
SRP15697 | YINGLI ENERGY (CHINA) | YL250P-29B | 250 | 12 | 195 | 26 |  | Solar | FIXED | Roof
SRP15697 | POWER-ONE | PVI-3.0-OUTD-S-US (240 V) | 3000 | 1 |  |  | 0.96 | Solar Inverter |  | Inside
SRP15697 | POWER-ONE | PVI-4.2-OUTD-S-US (240 V) | 4200 | 1 |  |  | 0.96 | Solar Inverter |  | Inside
SRP15698 | TRINA SOLAR | TSM-240PA05.10 | 240 | 48 | 250 | 22 |  | Solar | FIXED | Roof
SRP15698 | ENPHASE ENERGY | M215-60-2LL-S2X | 215 | 48 |  |  | 0.96 | Solar Inverter |  | OUTDOOR
SRP15699 | CHANGZHOU TRINA SOLAR ENERGY CO | TSM-185D | 245 | 5 | 240 | 22 |  | Solar | FIXED | Roof
SRP15699 | CHANGZHOU TRINA SOLAR ENERGY CO | TSM-185D | 245 | 15 | 240 | 22 |  | Solar | FIXED | Roof
SRP15699 | CHANGZHOU TRINA SOLAR ENERGY CO | TSM-185D | 245 | 4 | 150 | 26 |  | Solar | FIXED | Roof
SRP15699 | CHANGZHOU TRINA SOLAR ENERGY CO | TSM-185D | 245 | 10 | 150 | 26 |  | Solar | FIXED | Roof
SRP15699 | ENPHASE ENERGY | EMU | 215 | 34 |  |  | 0.96 | Solar Inverter |  | INDOOR
SRP15700 | SUNPOWER | SPR-327NE-WHT-D | 327 | 24 | 158 | 22 |  | Solar | FIXED | Roof
SRP15700 | SUNPOWER CORP (ORIGINAL MFRSMA) | SPR-7000M (277V) | 7000 | 1 |  |  | 0.971 | Solar Inverter |  | INDOOR
SRP15701 | CHANGZHOU TRINA SOLAR ENERGY CO | TSM-185D | 240 | 15 | 150 | 28 |  | Solar | FIXED | Roof
SRP15701 | ENPHASE ENERGY | EMU | 215 | 15 |  |  | 0.96 | Solar Inverter |  | INDOOR
SRP15702 | TRINA SOLAR | TSM-245PA05.10 | 245 | 6 | 182 | 10 |  | Solar | FIXED | Roof
SRP15702 | TRINA SOLAR | TSM-245PA05.10 | 245 | 37 | 182 | 30 |  | Solar | FIXED | Roof
SRP15702 | ENPHASE ENERGY | M215-60-2LL-S2X | 215 | 43 |  |  | 0.96 | Solar Inverter |  | INDOOR
SRP15703 | TRINA SOLAR | TSM-245PA05.10 | 245 | 22 | 122 | 30 |  | Solar | FIXED | Roof
SRP15703 | ENPHASE ENERGY | M215-60-2LL-S2X | 215 | 22 |  |  | 0.96 | Solar Inverter |  | INDOOR
SRP15704 | TRINA SOLAR | TSM-245PD05 | 245 | 6 | 174 | 18 |  | Solar | FIXED | Roof
SRP15704 | TRINA SOLAR | TSM-245PA05 | 245 | 18 | 264 | 18 |  | Solar | FIXED | Roof
SRP15704 | ENPHASE ENERGY | M215-60-2LL-S2X | 215 | 24 |  |  | 0.96 | Solar Inverter |  | INDOOR
SRP15705 | CHANGZHOU TRINA SOLAR ENERGY CO | TSM-185D | 245 | 30 | 159 | 28 |  | Solar | FIXED | Roof
SRP15705 | ENPHASE ENERGY | EMU | 215 | 30 |  |  | 0.96 | Solar Inverter |  | INDOOR
SRP15706 | TRINA SOLAR | TSM-245PD05 | 245 | 32 | 160 | 33 |  | Solar | FIXED | Roof
SRP15706 | TRINA SOLAR | TSM-245PA05 | 245 | 4 | 250 | 33 |  | Solar | FIXED | Roof
SRP15706 | ENPHASE ENERGY | M215-60-2LL-S2X | 215 | 36 |  |  | 0.96 | Solar Inverter |  | INDOOR
SRP15707 | TRINA SOLAR | TSM-240PD05.10 | 240 | 7 | 83 | 22 |  | Solar | FIXED | Roof
SRP15707 | TRINA SOLAR | TSM-240PD05.10 | 240 | 7 | 263 | 22 |  | Solar | FIXED | Roof
SRP15707 | TRINA SOLAR | TSM-240PD05.10 | 240 | 20 | 173 | 27 |  | Solar | FIXED | Roof
SRP15707 | ENPHASE ENERGY | M215-60-2LL-S2X | 215 | 34 |  |  | 0.96 | Solar Inverter |  | Outside
SRP15708 | TRINA SOLAR | TSM-240PA05 | 240 | 8 | 230 | 20 |  | Solar | FIXED | Roof
SRP15708 | TRINA SOLAR | TSM-240PA05 | 240 | 17 | 230 | 20 |  | Solar | FIXED | Roof
SRP15708 | TRINA SOLAR | TSM-240PA05 | 240 | 18 | 230 | 20 |  | Solar | FIXED | Roof
SRP15708 | ENPHASE ENERGY | M215-60-2LL-S2X | 215 | 43 |  |  | 0.96 | Solar Inverter |  | OUTDOOR
SRP15710 | TRINA SOLAR | TSM-240PA05.10 | 240 | 16 | 225 | 10 |  | Solar | FIXED | Roof
SRP15710 | TRINA SOLAR | TSM-240PA05.10 | 240 | 36 | 225 | 22 |  | Solar | FIXED | Roof
SRP15710 | ENPHASE ENERGY | M215-60-2LL-S2X-NA | 215 | 52 |  |  | 0.96 | Solar Inverter |  | INDOOR
SRP15711 | TRINA SOLAR | TSM-250PA05 | 250 | 7 | 159 | 22 |  | Solar | FIXED | Roof
SRP15711 | TRINA SOLAR | TSM-250PA05 | 250 | 13 | 248 | 44 |  | Solar | FIXED | Roof
SRP15711 | POWER-ONE | PVI-4.2-OUTD-S-US (240 V) | 4200 | 1 |  |  | 0.97 | Solar Inverter |  | OUTDOOR
SRP15712 | TRINA SOLAR | TSM-240PA05 | 240 | 24 | 170 | 39 |  | Solar | FIXED | Roof
SRP15712 | TRINA SOLAR | TSM-240PA05 | 240 | 7 | 170 | 44 |  | Solar | FIXED | Roof
SRP15712 | ENPHASE ENERGY | M215-60-2LL-S2X | 215 | 31 |  |  | 0.96 | Solar Inverter |  | Inside
SRP15713 | TRINA SOLAR | TSM-240PA05.10 | 240 | 66 | 180 | 25 |  | Solar | FIXED | Ground
SRP15713 | ENPHASE ENERGY | M215-60-2LL-S2X | 215 | 66 |  |  | 0.96 | Solar Inverter |  | OUTDOOR
SRP15714 | TRINA SOLAR | TSM-240PA05.10 | 240 | 61 | 160 | 18 |  | Solar | FIXED | Roof
SRP15714 | ENPHASE ENERGY | M215-60-2LL-S2X | 215 | 61 |  |  | 0.96 | Solar Inverter |  | OUTDOOR
SRP15715 | TRINA SOLAR | TSM-245PA05.10 | 245 | 60 | 180 | 25 |  | Solar | FIXED | Roof
SRP15715 | ENPHASE ENERGY | M215-60-2LL-S2X | 215 | 60 |  |  | 0.96 | Solar Inverter |  | OUTDOOR
SRP15716 | HANWHA SOLARONE (QIDONG) | HSL60P6-PA-4-250TB | 250 | 5 | 239.3 | 25 |  | Solar | FIXED | Roof
SRP15716 | HANWHA SOLARONE (QIDONG) | HSL60P6-PA-4-250TB | 250 | 16 | 149.3 | 35 |  | Solar | FIXED | Roof
SRP15716 | ENPHASE ENERGY | M175-24-208-S | 215 | 21 |  |  | 0.963 | Solar Inverter |  | OUTDOOR
SRP15717 | CANADIAN SOLAR | CS4C-100 | 235 | 16 | 199 | 18 |  | Solar | FIXED | Roof
SRP15717 | ENPHASE ENERGY | M175-24-208-S | 215 | 16 |  |  | 0.96 | Solar Inverter |  | OUTDOOR
SRP15719 | TRINA SOLAR | TSM-235PA05 | 235 | 3 | 165 | 27 |  | Solar | FIXED | Roof
SRP15719 | TRINA SOLAR | TSM-235PA05 | 235 | 14 | 255 | 41 |  | Solar | FIXED | Roof
SRP15719 | ENPHASE ENERGY | M215-60-2LL-S2X | 215 | 17 |  |  | 0.96 | Solar Inverter |  | OUTDOOR
SRP15721 | CANADIAN SOLAR | CS6P-245MX | 245 | 3 | 100 | 24 |  | Solar | FIXED | Roof
SRP15721 | CANADIAN SOLAR | CS6P-245MX | 245 | 24 | 190 | 33 |  | Solar | FIXED | Roof
SRP15721 | ENPHASE ENERGY | M175-24-208-S | 215 | 11 |  |  | 0.96 | Solar Inverter |  | OUTDOOR
SRP15721 | ENPHASE ENERGY | M175-24-208-S | 215 | 16 |  |  | 0.96 | Solar Inverter |  | OUTDOOR
SRP15723 | TRINA SOLAR | TSM-235PA05.18 | 235 | 24 | 214 | 18 |  | Solar | FIXED | Roof
SRP15723 | ENPHASE ENERGY | M175-24-208-S | 215 | 11 |  |  | 0.96 | Solar Inverter |  | OUTDOOR
SRP15723 | ENPHASE ENERGY | M175-24-208-S | 215 | 13 |  |  | 0.96 | Solar Inverter |  | OUTDOOR
SRP15724 | SUNTECH POWER | STP280-24/VB-1 | 280 | 3100 | 190 | 15 |  | Solar | FIXED | Roof
SRP15724 | PV POWERED | PVP260KW | 260000 | 3 |  |  | 0.977 | Solar Inverter |  | INDOOR
SRP15725 | ISOFOTON | I-165 | 250 | 30 | 222.4 | 30 |  | Solar | FIXED | Roof
SRP15725 | ENPHASE ENERGY | M175-24-208-S | 215 | 4 |  |  | 0.963 | Solar Inverter |  | OUTDOOR
SRP15725 | SMA AMERICA | SB6000U (240V) | 6000 | 1 |  |  | 0.97 | Solar Inverter |  | OUTDOOR
SRP15726 | SUNTECH POWER | STP150-24/AB-1 | 250 | 36 | 116.5 | 25 |  | Solar | FIXED | Roof
SRP15726 | PV POWERED | PVP2500 | 2500 | 1 |  |  | 0.945 | Solar Inverter |  | Outside
SRP15726 | PV POWERED | PVP4800 | 4800 | 1 |  |  | 0.96 | Solar Inverter |  | Outside
SRP15727 | ISOFOTON | I-150 S/24 | 250 | 22 | 258.9 | 25 |  | Solar | FIXED | Roof
SRP15727 | SMA AMERICA | SB6000U (240V) | 6000 | 1 |  |  | 0.97 | Solar Inverter |  | INDOOR
SRP15729 | CANADIAN SOLAR | CS6P-245MX | 245 | 21 | 160 | 16 |  | Solar | FIXED | Roof
SRP15729 | ENPHASE ENERGY | M175-24-208-S | 215 | 9 |  |  | 0.96 | Solar Inverter |  | OUTDOOR
SRP15729 | ENPHASE ENERGY | M175-24-208-S | 215 | 12 |  |  | 0.96 | Solar Inverter |  | OUTDOOR
SRP15731 | CANADIAN SOLAR | CS6P-245MX | 245 | 2 | 114 | 15 |  | Solar | FIXED | Roof
SRP15731 | CANADIAN SOLAR | CS6P-245MX | 245 | 6 | 204 | 19 |  | Solar | FIXED | Roof
SRP15731 | CANADIAN SOLAR | CS6P-245MX | 245 | 3 | 114 | 24 |  | Solar | FIXED | Roof
SRP15731 | CANADIAN SOLAR | CS6P-245MX | 245 | 4 | 204 | 26 |  | Solar | FIXED | Roof
SRP15731 | ENPHASE ENERGY | M215-60-2LL-S2X | 215 | 15 |  |  | 0.96 | Solar Inverter |  | OUTDOOR
SRP15732 | TRINA SOLAR | TSM-235PA05.18 | 235 | 3 | 94 | 14 |  | Solar | FIXED | Roof
SRP15732 | TRINA SOLAR | TSM-235PD05.18 | 235 | 8 | 184 | 29 |  | Solar | FIXED | Roof
SRP15732 | ENPHASE ENERGY | M215-60-2LL-S2X | 215 | 11 |  |  | 0.96 | Solar Inverter |  | OUTDOOR
SRP15733 | TRINA SOLAR | TSM-240PA05.05 | 240 | 39 | 135 | 36 |  | Solar | FIXED | Roof
SRP15733 | POWER-ONE | PVI-3.0-OUTD-S-US (240 V) | 3000 | 1 |  |  | 0.96 | Solar Inverter |  | Inside
SRP15733 | POWER-ONE | PVI-6000-OUTD-US (240 V) | 6000 | 1 |  |  | 0.965 | Solar Inverter |  | Inside
SRP15734 | TRINA SOLAR | TSM-245PD05.08 | 245 | 17 | 116 | 22 |  | Solar | FIXED | Roof
SRP15734 | TRINA SOLAR | TSM-245PD05.08 | 245 | 3 | 116 | 31 |  | Solar | FIXED | Roof
SRP15734 | ENPHASE ENERGY | M215-60-2LL-S2X | 215 | 20 |  |  | 0.963 | Solar Inverter |  | OUTDOOR
SRP15735 | LG ELECTRONICS SOLAR CELL DIVISION | LG255S1C-G3 | 255 | 20 | 174 | 34 |  | Solar | FIXED | Roof
SRP15735 | SIEMENS INDUSTRY | SMIINV215R60XX (208V) | 215 | 20 |  |  | 0.95 | Solar Inverter |  | OUTDOOR
SRP15737 | LG ELECTRONICS SOLAR CELL DIVISION | LG255S1C-G3 | 255 | 7 | 77.2 | 37 |  | Solar | FIXED | Roof
SRP15737 | LG ELECTRONICS SOLAR CELL DIVISION | LG255S1C-G3 | 255 | 6 | 180 | 37 |  | Solar | FIXED | Roof
SRP15737 | LG ELECTRONICS SOLAR CELL DIVISION | LG245S1C-G3 | 255 | 20 | 270 | 37 |  | Solar | FIXED | Roof
SRP15737 | SIEMENS INDUSTRY | SMIINV215R60XX (208V) | 215 | 33 |  |  | 0.95 | Solar Inverter |  | OUTDOOR
SRP15738 | HANWHA SOLARONE (QIDONG) | HSL60M6-HB-0-250TB | 250 | 24 | 114.4 | 25 |  | Solar | FIXED | Roof
SRP15738 | SMA AMERICA | SB6000U (240V) | 6000 | 1 |  |  | 0.97 | Solar Inverter |  | INDOOR
SRP15739 | HANWHA SOLARONE (QIDONG) | HSL60P6-PA-0-250TB | 250 | 10 | 101.1 | 5 |  | Solar | FIXED | Roof
SRP15739 | HANWHA SOLARONE (QIDONG) | HSL60P6-PA-0-250TB | 250 | 24 | 101.1 | 25 |  | Solar | FIXED | Roof
SRP15739 | HANWHA SOLARONE (QIDONG) | HSL60P6-PA-0-250TB | 250 | 10 | 281.1 | 25 |  | Solar | FIXED | Roof
SRP15739 | SMA AMERICA | SB3000US (240V) | 3000 | 2 |  |  | 0.96 | Solar Inverter |  | INDOOR
SRP15739 | SMA AMERICA | SB6000U (240V) | 6000 | 1 |  |  | 0.97 | Solar Inverter |  | INDOOR
SRP15740 | TRINA SOLAR | TSM-250PA05A | 250 | 28 | 164 | 37 |  | Solar | FIXED | Roof
SRP15740 | ENPHASE ENERGY | M215-60-2LL-S2X | 215 | 28 |  |  | 0.963 | Solar Inverter |  | Inside
SRP15741 | TRINA SOLAR | TSM-240PA05.10 | 240 | 20 | 170 | 14 |  | Solar | FIXED | Roof
SRP15741 | TRINA SOLAR | TSM-240PA05.10 | 240 | 12 | 170 | 25 |  | Solar | FIXED | Roof
SRP15741 | ENPHASE ENERGY | M175-24-208-S | 215 | 32 |  |  | 0.96 | Solar Inverter |  | Outside
SRP15742 | TRINA SOLAR | TSM-240PA05.10 | 240 | 8 | 159 | 22 |  | Solar | FIXED | Roof
SRP15742 | TRINA SOLAR | TSM-240PA05.10 | 240 | 20 | 249 | 22 |  | Solar | FIXED | Roof
SRP15742 | ENPHASE ENERGY | M215-60-2LL-S2X | 215 | 28 |  |  | 0.96 | Solar Inverter |  | OUTDOOR
SRP15743 | CHANGZHOU TRINA SOLAR ENERGY CO | TSM-160D | 240 | 25 | 260 | 23 |  | Solar | FIXED | Roof
SRP15743 | CHANGZHOU TRINA SOLAR ENERGY CO | TSM-160D | 240 | 4 | 170 | 33 |  | Solar | FIXED | Roof
SRP15743 | CHANGZHOU TRINA SOLAR ENERGY CO | TSM-160D | 240 | 5 | 170 | 33 |  | Solar | FIXED | Roof
SRP15743 | ENPHASE ENERGY | M175-24-208-S01 | 215 | 34 |  |  | 0.96 | Solar Inverter |  | INDOOR
SRP15744 | TRINA SOLAR | TSM-240PD05 | 240 | 27 | 115 | 20 |  | Solar | FIXED | Roof
SRP15744 | TRINA SOLAR | TSM-240PD05.10 | 240 | 12 | 205 | 30 |  | Solar | FIXED | Roof
SRP15744 | ENPHASE ENERGY | M215-60-2LL-S2X | 215 | 39 |  |  | 0.96 | Solar Inverter |  | INDOOR
SRP15745 | TRINA SOLAR | TSM-240DA05 | 240 | 45 | 170 | 17 |  | Solar | FIXED | Roof
SRP15745 | TRINA SOLAR | TSM-240PD05 | 240 | 24 | 170 | 45 |  | Solar | FIXED | Roof
SRP15745 | ENPHASE ENERGY | M215-60-2LL-S2X | 215 | 69 |  |  | 0.96 | Solar Inverter |  | INDOOR
SRP15746 | TRINA SOLAR | TSM-245PA05.10 | 245 | 20 | 160 | 30 |  | Solar | FIXED | Roof
SRP15746 | ENPHASE ENERGY | M215-60-2LL-S2X | 215 | 20 |  |  | 0.96 | Solar Inverter |  | INDOOR
SRP15747 | TRINA SOLAR | TSM-245PA05 | 245 | 10 | 89 | 30 |  | Solar | FIXED | Roof
SRP15747 | TRINA SOLAR | TSM-245PD05 | 245 | 9 | 269 | 30 |  | Solar | FIXED | Roof
SRP15747 | TRINA SOLAR | TSM-245PD05 | 245 | 7 | 179 | 37 |  | Solar | FIXED | Roof
SRP15747 | ENPHASE ENERGY | M215-60-2LL-S2X | 215 | 26 |  |  | 0.96 | Solar Inverter |  | INDOOR
SRP15748 | TRINA SOLAR | TSM-245PA05.10 | 245 | 26 | 255 | 30 |  | Solar | FIXED | Roof
SRP15748 | ENPHASE ENERGY | M215-60-2LL-S2X | 215 | 26 |  |  | 0.96 | Solar Inverter |  | INDOOR
SRP15749 | TRINA SOLAR | TSM-245PD05 | 245 | 38 | 235 | 25 |  | Solar | FIXED | Roof
SRP15749 | ENPHASE ENERGY | M215-60-2LL-S2X-NA | 215 | 38 |  |  | 0.96 | Solar Inverter |  | OUTDOOR
SRP15750 | TRINA SOLAR | TSM-245PA05 | 245 | 6 | 168 | 13 |  | Solar | FIXED | Roof
SRP15750 | TRINA SOLAR | TSM-245PD05 | 245 | 6 | 348 | 13 |  | Solar | FIXED | Roof
SRP15750 | TRINA SOLAR | TSM-245PA05.10 | 245 | 12 | 168 | 20 |  | Solar | FIXED | Roof
SRP15750 | TRINA SOLAR | TSM-245PD05 | 245 | 9 | 168 | 30 |  | Solar | FIXED | Roof
SRP15750 | TRINA SOLAR | TSM-245PD05 | 245 | 10 | 258 | 30 |  | Solar | FIXED | Roof
SRP15750 | TRINA SOLAR | TSM-245PA05.10 | 245 | 21 | 168 | 33 |  | Solar | FIXED | Roof
SRP15750 | TRINA SOLAR | TSM-245PA05 | 245 | 4 | 168 | 40 |  | Solar | FIXED | Roof
SRP15750 | ENPHASE ENERGY | M215-60-2LL-S2X | 215 | 68 |  |  | 0.96 | Solar Inverter |  | INDOOR
SRP15751 | TRINA SOLAR | TSM-240PA05.10 | 240 | 18 | 248 | 26 |  | Solar | FIXED | Roof
SRP15751 | ENPHASE ENERGY | M215-60-2LL-S2X | 215 | 18 |  |  | 0.96 | Solar Inverter |  | INDOOR
SRP15752 | TRINA SOLAR | TSM-240PA05.10 | 240 | 16 | 263 | 23 |  | Solar | FIXED | Roof
SRP15752 | TRINA SOLAR | TSM-240PA05.10 | 240 | 14 | 83 | 24 |  | Solar | FIXED | Roof
SRP15752 | TRINA SOLAR | TSM-240PA05.10 | 240 | 4 | 173 | 35 |  | Solar | FIXED | Roof
SRP15752 | ENPHASE ENERGY | M215-60-2LL-S2X-NA | 215 | 34 |  |  | 0.96 | Solar Inverter |  | Inside
SRP15753 | TRINA SOLAR | TSM-245PA05.10 | 245 | 33 | 220 | 27 |  | Solar | FIXED | Roof
SRP15753 | ENPHASE ENERGY | M215-60-2LL-S2X | 215 | 33 |  |  | 0.96 | Solar Inverter |  | Outside
SRP15756 | TRINA SOLAR | TSM-240PD05 | 240 | 26 | 83 | 23 |  | Solar | FIXED | Roof
SRP15756 | TRINA SOLAR | TSM-240DA05 | 240 | 11 | 263 | 23 |  | Solar | FIXED | Roof
SRP15756 | TRINA SOLAR | TSM-240DA05 | 240 | 6 | 173 | 37 |  | Solar | FIXED | Roof
SRP15756 | POWER-ONE | PVI-3.8-1-OUTD-X-US-Y (240 V) | 3800 | 1 |  |  | 0.965 | Solar Inverter |  | Inside
SRP15756 | POWER-ONE | PVI-6000-OUTD-US (240 V) | 6000 | 1 |  |  | 0.965 | Solar Inverter |  | Inside
SRP15758 | HANWHA SOLARONE (QIDONG) | HSL60P6-PA-0-245T | 245 | 32 | 215 | 28 |  | Solar | FIXED | Roof
SRP15758 | SMA AMERICA | SB3000US (240V) | 3000 | 1 |  |  | 0.965 | Solar Inverter |  | OUTDOOR
SRP15758 | SMA AMERICA | SB5000US (240V) | 5000 | 1 |  |  | 0.968 | Solar Inverter |  | OUTDOOR
SRP15759 | LG ELECTRONICS SOLAR CELL DIVISION | LG250S1C-G2 | 250 | 30 | 218 | 30.3 |  | Solar | FIXED | Roof
SRP15759 | LG ELECTRONICS SOLAR CELL DIVISION | LG250S1C-G2 | 250 | 21 | 128 | 39.8 |  | Solar | FIXED | Roof
SRP15759 | ENPHASE ENERGY | M215-60-2LL-S2X | 215 | 51 |  |  | 0.96 | Solar Inverter |  | OUTDOOR
SRP15761 | TRINA SOLAR | TSM-245PA05.15 | 245 | 50 | 200 | 30 |  | Solar | FIXED | Roof
SRP15761 | TRINA SOLAR | TSM-245PA05.10 | 245 | 4 | 110 | 45 |  | Solar | FIXED | Roof
SRP15761 | ENPHASE ENERGY | M215-60-2LL-S2X | 215 | 54 |  |  | 0.96 | Solar Inverter |  | Inside
SRP15762 | TRINA SOLAR | TSM-240PD05.10 | 240 | 20 | 113 | 40 |  | Solar | FIXED | Roof
SRP15762 | TRINA SOLAR | TSM-240PD05 | 240 | 14 | 201.4 | 40 |  | Solar | FIXED | Roof
SRP15762 | ENPHASE ENERGY | M215-60-SIE-S2X | 215 | 34 |  |  | 0.96 | Solar Inverter |  | INDOOR
SRP15763 | TRINA SOLAR | TSM-245PD05.10 | 245 | 27 | 174 | 30 |  | Solar | FIXED | Roof
SRP15763 | ENPHASE ENERGY | M215-60-2LL-S2X | 215 | 27 |  |  | 0.96 | Solar Inverter |  | INDOOR
SRP15764 | TRINA SOLAR | TSM-245PA05.10 | 245 | 35 | 158 | 24 |  | Solar | FIXED | Roof
SRP15764 | ENPHASE ENERGY | M215-60-2LL-S2X | 215 | 35 |  |  | 0.96 | Solar Inverter |  | INDOOR
SRP15765 | HANWHA SOLARONE (QIDONG) | HSL60P6-PB-3-250QW | 250 | 26 | 180 | 20 |  | Solar | FIXED | Roof
SRP15765 | SMA AMERICA |  | 6000 | 1 |  |  | 0.97 | Solar Inverter |  | INDOOR
SRP15766 | CHANGZHOU TRINA SOLAR ENERGY CO | TSM-185D | 250 | 34 | 165 | 27 |  | Solar | FIXED | Roof
SRP15766 | ENPHASE ENERGY | EMU | 215 | 34 |  |  | 0.96 | Solar Inverter |  | OUTDOOR
SRP15767 | TRINA SOLAR | TSM-245PA05.10 | 245 | 45 | 220 | 20 |  | Solar | FIXED | Roof
SRP15767 | TRINA SOLAR | TSM-245PA05.10 | 245 | 14 | 97 | 23 |  | Solar | FIXED | Roof
SRP15767 | TRINA SOLAR | TSM-245PA05.10 | 245 | 21 | 187 | 30 |  | Solar | FIXED | Roof
SRP15767 | ENPHASE ENERGY | M215-60-2LL-S2X | 215 | 80 |  |  | 0.96 | Solar Inverter |  | Inside
SRP15768 | SUNPOWER | T5-SPR-327 | 327 | 13 | 162 | 12 |  | Solar | FIXED | Roof
SRP15768 | SUNPOWER | T5-SPR-327 | 327 | 8 | 162 | 17 |  | Solar | FIXED | Roof
SRP15768 | SUNPOWER CORP (ORIGINAL MFRSMA) | SPR-5000M (240V) | 5000 | 1 |  |  | 0.97 | Solar Inverter |  | OUTDOOR
SRP15769 | YINGLI ENERGY (CHINA) | YL245P-29B | 245 | 6 | 100 | 20 |  | Solar | FIXED | Roof
SRP15769 | YINGLI ENERGY (CHINA) | YL245P-29B | 245 | 7 | 280 | 20 |  | Solar | FIXED | Roof
SRP15769 | YINGLI ENERGY (CHINA) | YL245P-29B | 245 | 17 | 190 | 28 |  | Solar | FIXED | Roof
SRP15769 | ENPHASE ENERGY | M215-60-2LL-S2X | 215 | 6 |  |  | 0.96 | Solar Inverter |  | OUTDOOR
SRP15769 | ENPHASE ENERGY | M215-60-2LL-S2X | 215 | 7 |  |  | 0.96 | Solar Inverter |  | OUTDOOR
SRP15769 | ENPHASE ENERGY | M215-60-2LL-S2X | 215 | 17 |  |  | 0.96 | Solar Inverter |  | OUTDOOR
SRP15770 | TRINA SOLAR | TSM-250PA05A | 250 | 18 | 255 | 34 |  | Solar | FIXED | Roof
SRP15770 | TRINA SOLAR | TSM-250PA05A | 250 | 15 | 165 | 35 |  | Solar | FIXED | Roof
SRP15770 | POWER-ONE | PVI-3000-I-OUTD-US-F (240V) | 3000 | 1 |  |  | 0.97 | Solar Inverter |  | Inside
SRP15770 | POWER-ONE | PVI-3600-OUTD-US-F (240V) | 3600 | 1 |  |  | 0.97 | Solar Inverter |  | Inside
SRP15771 | YINGLI ENERGY (CHINA) | YL245P-29B | 245 | 8 | 185 | 27 |  | Solar | FIXED | Roof
SRP15771 | YINGLI ENERGY (CHINA) | YL245P-29B | 245 | 24 | 185 | 30 |  | Solar | FIXED | Roof
SRP15771 | ENPHASE ENERGY | M215-60-2LL-S2X | 215 | 8 |  |  | 0.96 | Solar Inverter |  | OUTDOOR
SRP15771 | ENPHASE ENERGY | M215-60-2LL-S2X | 215 | 24 |  |  | 0.96 | Solar Inverter |  | OUTDOOR
SRP15772 | TRINA SOLAR | TSM-250PA05A | 250 | 27 | 183 | 24 |  | Solar | FIXED | Roof
SRP15772 | POWER-ONE | PVI-6000-OUTD-US-W (240 V) | 6000 | 1 |  |  | 0.97 | Solar Inverter |  | OUTDOOR
SRP15773 | TRINA SOLAR | TSM-240PA05.10 | 240 | 47 | 158 | 21 |  | Solar | FIXED | Roof
SRP15773 | ENPHASE ENERGY | M215-60-2LL-S2X | 215 | 47 |  |  | 0.96 | Solar Inverter |  | INDOOR
SRP15774 | TRINA SOLAR | TSM-240PA05 | 240 | 6 | 159 | 30 |  | Solar | FIXED | Roof
SRP15774 | TRINA SOLAR | TSM-240PA05 | 240 | 12 | 159 | 30 |  | Solar | FIXED | Roof
SRP15774 | TRINA SOLAR | TSM-240PA05 | 240 | 3 | 249 | 30 |  | Solar | FIXED | Roof
SRP15774 | TRINA SOLAR | TSM-240PA05 | 240 | 7 | 249 | 30 |  | Solar | FIXED | Roof
SRP15774 | POWER-ONE | PVI-6000-OUTD-US (240 V) | 6000 | 1 |  |  | 0.965 | Solar Inverter |  | INDOOR
SRP15775 | HANWHA SOLARONE (QIDONG) | HSL60P6-PA-0-235TB | 235 | 24 | 110 | 22 |  | Solar | FIXED | Roof
SRP15775 | TRINA SOLAR | TSM-235PA05 | 235 | 24 | 110 | 22 |  | Solar | FIXED | Roof
SRP15775 | SMA AMERICA | SB5000US (277V) | 5000 | 2 |  |  | 0.968 | Solar Inverter |  | OUTDOOR
SRP15777 | CANADIAN SOLAR | CS6P-245MX | 245 | 7 | 130 | 20 |  | Solar | FIXED | Roof
SRP15777 | CANADIAN SOLAR | CS6P-245MX | 245 | 23 | 220 | 20 |  | Solar | FIXED | Roof
SRP15777 | ENPHASE ENERGY | M175-24-208-S | 215 | 7 |  |  | 0.96 | Solar Inverter |  | OUTDOOR
SRP15777 | ENPHASE ENERGY | M175-24-208-S | 215 | 23 |  |  | 0.96 | Solar Inverter |  | OUTDOOR
SRP15778 | CANADIAN SOLAR | CS6P-245MX | 245 | 12 | 216 | 24 |  | Solar | FIXED | Roof
SRP15778 | ENPHASE ENERGY | M215-60-2LL-S2X | 215 | 12 |  |  | 0.96 | Solar Inverter |  | OUTDOOR
SRP15779 | TRINA SOLAR | TSM-235PA05.18 | 235 | 28 | 106 | 16 |  | Solar | FIXED | Roof
SRP15779 | TRINA SOLAR | TSM-235PA05.18 | 235 | 2 | 286 | 16 |  | Solar | FIXED | Roof
SRP15779 | ENPHASE ENERGY | M200-32-208-S01 | 215 | 14 |  |  | 0.96 | Solar Inverter |  | OUTDOOR
SRP15779 | ENPHASE ENERGY | M200-32-208-S01 | 215 | 16 |  |  | 0.96 | Solar Inverter |  | OUTDOOR
SRP15780 | TRINA SOLAR | TSM-235PA05 | 235 | 3 | 245 | 3 |  | Solar | FIXED | Roof
SRP15780 | TRINA SOLAR | TSM-235PA05 | 235 | 4 | 245 | 29 |  | Solar | FIXED | Roof
SRP15780 | ENPHASE ENERGY | M215-60-2LL-S2X-ZC-NA | 215 | 7 |  |  | 0.96 | Solar Inverter |  | OUTDOOR
SRP15782 | CANADIAN SOLAR | CS6P-245MX | 245 | 32 | 202 | 18 |  | Solar | FIXED | Roof
SRP15782 | ENPHASE ENERGY | M215-60-2LL-S2X | 215 | 15 |  |  | 0.96 | Solar Inverter |  | OUTDOOR
SRP15782 | ENPHASE ENERGY | M215-60-2LL-S2X | 215 | 17 |  |  | 0.96 | Solar Inverter |  | OUTDOOR
SRP15784 | CANADIAN SOLAR | CS6P-235P | 235 | 10 | 222 | 12 |  | Solar | FIXED | Roof
SRP15784 | ENPHASE ENERGY | M215-60-2LL-S2X | 215 | 10 |  |  | 0.96 | Solar Inverter |  | OUTDOOR
SRP15785 | CANADIAN SOLAR | CS6P-245MX | 245 | 3 | 223 | 26 |  | Solar | FIXED | Roof
SRP15785 | CANADIAN SOLAR | CS6P-245MX | 245 | 23 | 223 | 38 |  | Solar | FIXED | Roof
SRP15785 | ENPHASE ENERGY | M215-60-2LL-S2X | 215 | 26 |  |  | 0.96 | Solar Inverter |  | OUTDOOR
SRP15787 | CANADIAN SOLAR | CS6P-235PX | 235 | 16 | 162 | 13 |  | Solar | FIXED | Roof
SRP15787 | CANADIAN SOLAR | CS6P-235PX | 235 | 11 | 162 | 38 |  | Solar | FIXED | Roof
SRP15787 | ENPHASE ENERGY | M215-60-2LL-S2X | 215 | 11 |  |  | 0.96 | Solar Inverter |  | OUTDOOR
SRP15787 | ENPHASE ENERGY | M215-60-2LL-S2X | 215 | 16 |  |  | 0.96 | Solar Inverter |  | OUTDOOR
SRP15789 | CANADIAN SOLAR | CS6P-235PX | 235 | 15 | 132 | 20 |  | Solar | FIXED | Roof
SRP15789 | CANADIAN SOLAR | CS6P-235PX | 235 | 6 | 312 | 20 |  | Solar | FIXED | Roof
SRP15789 | CANADIAN SOLAR | CS6P-235PX | 235 | 15 | 222 | 29 |  | Solar | FIXED | Roof
SRP15789 | ENPHASE ENERGY | M215-60-2LL-S2X | 215 | 6 |  |  | 0.96 | Solar Inverter |  | OUTDOOR
SRP15789 | ENPHASE ENERGY | M215-60-2LL-S2X | 215 | 15 |  |  | 0.96 | Solar Inverter |  | OUTDOOR
SRP15789 | ENPHASE ENERGY | M215-60-2LL-S2X | 215 | 15 |  |  | 0.96 | Solar Inverter |  | OUTDOOR
SRP15790 | CANADIAN SOLAR | CS6P-245MX | 245 | 18 | 70 | 26 |  | Solar | FIXED | Roof
SRP15790 | CANADIAN SOLAR | CS6P-245MX | 245 | 15 | 250 | 26 |  | Solar | FIXED | Roof
SRP15790 | ENPHASE ENERGY | M200-32-208-S01 | 215 | 8 |  |  | 0.96 | Solar Inverter |  | OUTDOOR
SRP15790 | ENPHASE ENERGY | M215-60-2LL-S2X | 215 | 10 |  |  | 0.96 | Solar Inverter |  | OUTDOOR
SRP15790 | ENPHASE ENERGY | M215-60-2LL-S2X | 215 | 15 |  |  | 0.96 | Solar Inverter |  | OUTDOOR
SRP15791 | TRINA SOLAR | TSM-240PA05 | 240 | 28 | 216.9 | 20 |  | Solar | FIXED | Roof
SRP15791 | ENPHASE ENERGY | M215-60-2LL-S2X | 215 | 28 |  |  | 0.96 | Solar Inverter |  | OUTDOOR
SRP15792 | TRINA SOLAR | TSM-245PA05.10 | 245 | 33 | 146 | 25 |  | Solar | FIXED | Roof
SRP15792 | ENPHASE ENERGY | M215-60-2LL-S2X | 215 | 33 |  |  | 0.96 | Solar Inverter |  | Inside
SRP15793 | TRINA SOLAR | TSM-240PA05.10 | 240 | 13 | 251.3 | 31 |  | Solar | FIXED | Roof
SRP15793 | TRINA SOLAR | TSM-240PA05.10 | 240 | 26 | 159.2 | 45 |  | Solar | FIXED | Roof
SRP15793 | ENPHASE ENERGY | M215-60-2LL-S2X | 215 | 39 |  |  | 0.96 | Solar Inverter |  | OUTDOOR
SRP15794 | TRINA SOLAR | TSM-235PA05 | 235 | 15 | 170 | 18 |  | Solar | FIXED | Roof
SRP15794 | TRINA SOLAR | TSM-235PA05 | 235 | 2 | 170 | 22 |  | Solar | FIXED | Roof
SRP15794 | ENPHASE ENERGY | M215-60-2LL-S2X | 215 | 17 |  |  | 0.96 | Solar Inverter |  | OUTDOOR
SRP15795 | TRINA SOLAR | TSM-240DA05 | 240 | 26 | 108 | 23 |  | Solar | FIXED | Roof
SRP15795 | POWER-ONE | PVI-5000-OUTD-US (240 V) | 5000 | 1 |  |  | 0.965 | Solar Inverter |  | OUTDOOR
SRP15796 | MOTECH AMERICAS | IM60D3-240-XXXXXX | 240 | 36 | 162 | 22 |  | Solar | FIXED | Roof
SRP15796 | SMA AMERICA | SB7000US (240V) | 7000 | 1 |  |  | 0.96 | Solar Inverter |  | INDOOR
SRP15798 | TRINA SOLAR | TSM-250PA05 | 250 | 26 | 146 | 40 |  | Solar | FIXED | Roof
SRP15798 | SMA AMERICA | SB6000US (240V) | 6000 | 1 |  |  | 0.97 | Solar Inverter |  | OUTDOOR
SRP15799 | TRINA SOLAR | TSM-250PA05 | 250 | 24 | 273 | 18 |  | Solar | FIXED | Roof
SRP15799 | SMA AMERICA | SB5000US (240V) | 5000 | 1 |  |  | 0.97 | Solar Inverter |  | OUTDOOR
SRP15801 | TRINA SOLAR | TSM-250PA05A.08 | 250 | 38 | 266 | 23 |  | Solar | FIXED | Roof
SRP15801 | ENPHASE ENERGY | M215-60-2LL-S2X | 215 | 14 |  |  | 0.96 | Solar Inverter |  | OUTDOOR
SRP15801 | ENPHASE ENERGY | M215-60-2LL-S2X | 215 | 24 |  |  | 0.96 | Solar Inverter |  | OUTDOOR
SRP15802 | TRINA SOLAR | TSM-245PD05 | 245 | 60 | 171 | 37 |  | Solar | FIXED | Roof
SRP15802 | ENPHASE ENERGY | M215-60-2LL-S2X | 215 | 60 |  |  | 0.96 | Solar Inverter |  | OUTDOOR
SRP15804 | TRINA SOLAR | TSM-240PD05 | 240 | 17 | 342 | 4 |  | Solar | FIXED | Roof
SRP15804 | POWER-ONE | PVI-3600-OUTD-US-F (240V) | 3600 | 1 |  |  | 0.96 | Solar Inverter |  | OUTDOOR
SRP15805 | SUNPOWER | SPR-230NE-BLK-D | 230 | 30 | 252 | 32 |  | Solar | FIXED | Roof
SRP15805 | SUNPOWER CORP (ORIGINAL MFR - PV POWERED LLC) | SPR-3500 | 3600 | 1 |  |  | 0.97 | Solar Inverter |  | INDOOR
SRP15805 | SUNPOWER CORP (ORIGINAL MFR - PV POWERED LLC) | SPR-4600 | 4200 | 1 |  |  | 0.97 | Solar Inverter |  | INDOOR
SRP15806 | TRINA SOLAR | TSM-240PA05.10 | 240 | 6 | 119 | 13 |  | Solar | FIXED | Roof
SRP15806 | TRINA SOLAR | TSM-240PA05.10 | 240 | 26 | 119 | 18 |  | Solar | FIXED | Roof
SRP15806 | ENPHASE ENERGY | M215-60-2LL-S2X | 215 | 32 |  |  | 0.96 | Solar Inverter |  | INDOOR
SRP15807 | SUNPOWER | SPR-230-WHT-U | 240 | 20 | 116 | 12 |  | Solar | FIXED | Roof
SRP15807 | SUNPOWER CORP (ORIGINAL MFRSMA) | SPR-5000M (240V) | 5000 | 1 |  |  | 0.968 | Solar Inverter |  | OUTDOOR
SRP15808 | YINGLI ENERGY (CHINA) | YL245P-29B | 245 | 14 | 77 | 18 |  | Solar | FIXED | Roof
SRP15808 | YINGLI ENERGY (CHINA) | YL245P-29B | 245 | 8 | 257 | 18 |  | Solar | FIXED | Roof
SRP15808 | POWER-ONE | PVI-5000-OUTD-US (240 V) | 5000 | 1 |  |  | 0.965 | Solar Inverter |  | OUTDOOR
SRP15809 | TRINA SOLAR | TSM-240PA05 | 240 | 44 | 342 | 4 |  | Solar | FIXED | Roof
SRP15809 | FRONIUS USA |  | 10000 | 1 |  |  | 0.955 | Solar Inverter |  | OUTDOOR
SRP15810 | TRINA SOLAR | TSM-245PA05.10 | 245 | 20 | 210 | 30 |  | Solar | FIXED | Roof
SRP15810 | ENPHASE ENERGY | M215-60-2LL-S2X | 215 | 20 |  |  | 0.96 | Solar Inverter |  | OUTDOOR
SRP15811 | TRINA SOLAR | TSM-250PA05A.10 | 250 | 24 | 110 | 26 |  | Solar | FIXED | Roof
SRP15811 | SMA AMERICA | SB5000US (240V) | 5000 | 1 |  |  | 0.96 | Solar Inverter |  | OUTDOOR
SRP15812 | TRINA SOLAR | TSM-240DA05 | 240 | 24 | 191 | 30 |  | Solar | FIXED | Roof
SRP15812 | TRINA SOLAR | TSM-240DA05 | 240 | 8 | 101 | 37 |  | Solar | FIXED | Roof
SRP15812 | TRINA SOLAR | TSM-240DA05 | 240 | 7 | 281 | 37 |  | Solar | FIXED | Roof
SRP15812 | ENPHASE ENERGY | M210-84-208-SXX (-NA) | 215 | 39 |  |  | 0.96 | Solar Inverter |  | INDOOR
SRP15813 | TRINA SOLAR | TSM-245PA05.18 | 245 | 14 | 126 | 24 |  | Solar | FIXED | Roof
SRP15813 | TRINA SOLAR | TSM-245PA05.18 | 245 | 9 | 216 | 24 |  | Solar | FIXED | Roof
SRP15813 | SOLAREDGE TECHNOLOGIES | SE5000 (240V) W/ -ER-US OR A-US | 5000 | 1 |  |  | 0.975 | Solar Inverter |  | Inside
SRP15814 | TRINA SOLAR | TSM-245PA05.10 | 245 | 13 | 122 | 36 |  | Solar | FIXED | Roof
SRP15814 | ENPHASE ENERGY | M215-60-2LL-S2X | 215 | 13 |  |  | 0.96 | Solar Inverter |  | Inside
SRP15815 | TRINA SOLAR | TSM-240PA05.10 | 240 | 15 | 220 | 19 |  | Solar | FIXED | Roof
SRP15815 | TRINA SOLAR | TSM-240PA05.10 | 240 | 30 | 220 | 24 |  | Solar | FIXED | Roof
SRP15815 | ENPHASE ENERGY | M215-60-2LL-S2X | 215 | 45 |  |  | 0.96 | Solar Inverter |  | Outside
SRP15816 | TRINA SOLAR | TSM-240PD05 | 240 | 26 | 210 | 28 |  | Solar | FIXED | Roof
SRP15816 | ENPHASE ENERGY | M215-60-2LL-S2X | 215 | 26 |  |  | 0.96 | Solar Inverter |  | INDOOR
SRP15817 | TRINA SOLAR | TSM-245PD05 | 245 | 51 | 189 | 26 |  | Solar | FIXED | Roof
SRP15817 | ENPHASE ENERGY | M215-60-2LL-S2X | 215 | 51 |  |  | 0.96 | Solar Inverter |  | OUTDOOR
SRP15818 | YINGLI ENERGY (CHINA) | YL245P-29B | 245 | 15 | 224 | 21 |  | Solar | FIXED | Roof
SRP15818 | POWER-ONE | PVI-3.0-OUTD-S-US (240 V) | 3000 | 1 |  |  | 0.96 | Solar Inverter |  | Inside
SRP15819 | TRINA SOLAR | TSM-245PA05 | 245 | 22 | 166 | 28 |  | Solar | FIXED | Roof
SRP15819 | ENPHASE ENERGY | M215-60-2LL-S2X | 215 | 22 |  |  | 0.96 | Solar Inverter |  | INDOOR
SRP15820 | TRINA SOLAR | TSM-245PD05 | 245 | 36 | 238 | 26 |  | Solar | FIXED | Roof
SRP15820 | ENPHASE ENERGY | M215-60-2LL-S2X | 215 | 36 |  |  | 0.96 | Solar Inverter |  | INDOOR
SRP15821 | TRINA SOLAR | TSM-245PA05.10 | 245 | 8 | 344 | 16 |  | Solar | FIXED | Roof
SRP15821 | TRINA SOLAR | TSM-245PA05.10 | 245 | 30 | 173 | 36 |  | Solar | FIXED | Roof
SRP15821 | TRINA SOLAR | TSM-245PA05.10 | 245 | 5 | 173 | 40 |  | Solar | FIXED | Roof
SRP15821 | TRINA SOLAR | TSM-245PA05.10 | 245 | 8 | 263 | 48 |  | Solar | FIXED | Roof
SRP15821 | TRINA SOLAR | TSM-245PA05.10 | 245 | 3 | 176 | 54 |  | Solar | FIXED | Roof
SRP15821 | ENPHASE ENERGY | M215-60-2LL-S2X | 215 | 54 |  |  | 0.96 | Solar Inverter |  | OUTDOOR
SRP15822 | TRINA SOLAR | TSM-240PA05.10 | 240 | 28 | 93 | 20 |  | Solar | FIXED | Roof
SRP15822 | TRINA SOLAR | TSM-240PA05.10 | 240 | 8 | 273 | 20 |  | Solar | FIXED | Roof
SRP15822 | ENPHASE ENERGY | M215-60-2LL-S2X | 215 | 36 |  |  | 0.96 | Solar Inverter |  | INDOOR
SRP15823 | YINGLI ENERGY (CHINA) | YL240P-29B | 240 | 16 | 128 | 18 |  | Solar | FIXED | Roof
SRP15823 | POWER-ONE | PVI-3.6-OUTD-S-US (240 V) | 3600 | 1 |  |  | 0.96 | Solar Inverter |  | OUTDOOR
SRP15825 | TRINA SOLAR | TSM-250PD05.10 | 245 | 9 | 220 | 18 |  | Solar | FIXED | Roof
SRP15825 | TRINA SOLAR | TSM-245PA05.10 | 245 | 21 | 220 | 26 |  | Solar | FIXED | Roof
SRP15825 | ENPHASE ENERGY | M215-60-2LL-S2X | 215 | 30 |  |  | 0.96 | Solar Inverter |  | INDOOR
SRP15826 | TRINA SOLAR | TSM-240PD05 | 240 | 11 | 130 | 20 |  | Solar | FIXED | Roof
SRP15826 | TRINA SOLAR | TSM-240PD05 | 240 | 7 | 330 | 20 |  | Solar | FIXED | Roof
SRP15826 | TRINA SOLAR | TSM-240PD05 | 240 | 17 | 236 | 22 |  | Solar | FIXED | Roof
SRP15826 | POWER-ONE | PVI-3600-OUTD-US-F (240V) | 3600 | 1 |  |  | 0.96 | Solar Inverter |  | OUTDOOR
SRP15826 | POWER-ONE | PVI-3600-OUTD-US-F (240V) | 3600 | 1 |  |  | 0.96 | Solar Inverter |  | OUTDOOR
SRP15827 | TRINA SOLAR | TSM-240PA05.10 | 240 | 25 | 201 | 24 |  | Solar | FIXED | Roof
SRP15827 | ENPHASE ENERGY | M215-60-2LL-S2X | 215 | 25 |  |  | 0.96 | Solar Inverter |  | Outside
SRP15828 | TRINA SOLAR | TSM-240PA05 | 240 | 26 | 204 | 28 |  | Solar | FIXED | Roof
SRP15828 | FRONIUS USA |  | 6000 | 1 |  |  | 0.965 | Solar Inverter |  | Inside
SRP15829 | TRINA SOLAR | TSM-240DA05 | 240 | 14 | 207 | 19 |  | Solar | FIXED | Roof
SRP15829 | POWER-ONE | PVI-3000-I-OUTD-US-F (240V) | 3000 | 1 |  |  | 0.96 | Solar Inverter |  | OUTDOOR
SRP15830 | TRINA SOLAR | TSM-250PA05 | 250 | 26 | 207 | 17 |  | Solar | FIXED | Roof
SRP15830 | SMA AMERICA | SB6000U (240V) | 6000 | 1 |  |  | 0.97 | Solar Inverter |  | OUTDOOR
SRP15831 | SUNPOWER | T5-SPR-327 | 327 | 80 | 239 | 27 |  | Solar | FIXED | Roof
SRP15831 | SUNPOWER CORP (ORIGINAL MFRFRONIUS) | SPR 11401F-277 | 11400 | 2 |  |  | 0.962 | Solar Inverter |  | Inside
SRP15832 | TRINA SOLAR | TSM-245PD05 | 245 | 32 | 187 | 24 |  | Solar | FIXED | Roof
SRP15832 | ENPHASE ENERGY | M200-32-208-S01 | 215 | 32 |  |  | 0.96 | Solar Inverter |  | Outside
SRP15833 | TRINA SOLAR | TSM-245PA05.10 | 245 | 19 | 200 | 22 |  | Solar | FIXED | Roof
SRP15833 | ENPHASE ENERGY | M215-60-2LL-S2X | 215 | 19 |  |  | 0.96 | Solar Inverter |  | INDOOR
SRP15834 | TRINA SOLAR | TSM-240DA05 | 240 | 10 | 44 | 3 |  | Solar | FIXED | Roof
SRP15834 | TRINA SOLAR | TSM-240PD05 | 240 | 12 | 134 | 23 |  | Solar | FIXED | Roof
SRP15834 | TRINA SOLAR | TSM-240DA05 | 240 | 8 | 224 | 26 |  | Solar | FIXED | Roof
SRP15834 | TRINA SOLAR | TSM-240PA05 | 240 | 3 | 224 | 27 |  | Solar | FIXED | Roof
SRP15834 | TRINA SOLAR | TSM-240DA05 | 240 | 7 | 134 | 30 |  | Solar | FIXED | Roof
SRP15834 | POWER-ONE | PVI-3600-OUTD-US-F (208V) | 3600 | 1 |  |  | 0.96 | Solar Inverter |  | OUTDOOR
SRP15834 | POWER-ONE | PVI-4.2-OUTD-S-US (240 V) | 4200 | 1 |  |  | 0.96 | Solar Inverter |  | OUTDOOR
SRP15835 | SHARP | ND-123UJF | 240 | 2561 | 206 | 10 |  | Solar | FIXED | Roof
SRP15835 | PV POWERED | PVP100KW-208 | 260000 | 2 |  |  | 0.97 | Solar Inverter |  | OUTDOOR
SRP15836 | CANADIAN SOLAR | CS6P-230 | 235 | 34 | 128 | 19 |  | Solar | FIXED | Roof
SRP15836 | ENPHASE ENERGY | M200-32-208-S01 | 215 | 34 |  |  | 0.96 | Solar Inverter |  | OUTDOOR
SRP15838 | TRINA SOLAR | TSM-250PA05.08 | 250 | 30 | 262 | 23 |  | Solar | FIXED | Roof
SRP15838 | ENPHASE ENERGY | M215-60-2LL-S2X | 215 | 30 |  |  | 0.96 | Solar Inverter |  | OUTDOOR
SRP15839 | TRINA SOLAR | TSM-250PA05A | 250 | 7 | 200 | 27 |  | Solar | FIXED | Roof
SRP15839 | TRINA SOLAR | TSM-250PD05 | 250 | 7 | 200 | 34 |  | Solar | FIXED | Roof
SRP15839 | SMA AMERICA | SB4000US (240V) | 4000 | 1 |  |  | 0.97 | Solar Inverter |  | OUTDOOR
SRP15840 | TRINA SOLAR | TSM-250PA05 | 250 | 20 | 154 | 27 |  | Solar | FIXED | Roof
SRP15840 | SMA AMERICA | SB4000US (240V) | 4000 | 1 |  |  | 0.97 | Solar Inverter |  | OUTDOOR
SRP15841 | TRINA SOLAR | TSM-235PA05 | 235 | 6 | 170 | 35 |  | Solar | FIXED | Roof
SRP15841 | TRINA SOLAR | TSM-235PA05 | 235 | 6 | 260 | 35 |  | Solar | FIXED | Roof
SRP15841 | ENPHASE ENERGY | M215-60-2LL-S2X | 215 | 12 |  |  | 0.96 | Solar Inverter |  | Outside
SRP15842 | SUNTECH POWER | MSZ175J-F | 175 | 30 | 133 | 32 |  | Solar | FIXED | Roof
SRP15842 | POWER-ONE | PVI-4.6-1-OUTD-X-US-Y (240 V) | 4600 | 1 |  |  | 0.969 | Solar Inverter |  | INDOOR
SRP15843 | TRINA SOLAR | TSM-250PA05A | 250 | 14 | 110 | 23 |  | Solar | FIXED | Roof
SRP15843 | SMA AMERICA | SB4000US (240V) | 4000 | 1 |  |  | 0.97 | Solar Inverter |  | OUTDOOR
SRP15845 | TRINA SOLAR | TSM-250PA05 | 250 | 10 | 130 | 21 |  | Solar | FIXED | Roof
SRP15845 | TRINA SOLAR | TSM-250PA05 | 250 | 11 | 220 | 21 |  | Solar | FIXED | Roof
SRP15845 | SMA AMERICA | SB3000US (240V) | 3000 | 2 |  |  | 0.97 | Solar Inverter |  | OUTDOOR
SRP15847 | TRINA SOLAR | TSM-250PA05 | 250 | 12 | 133 | 25 |  | Solar | FIXED | Roof
SRP15847 | SMA AMERICA | SB4000US (240V) | 4000 | 1 |  |  | 0.97 | Solar Inverter |  | OUTDOOR
SRP15848 | MATRIX SOLAR/PHOTOWATT | PW1650-175 | 255 | 32 | 204 | 30 |  | Solar | FIXED | Roof
SRP15848 | KACO | 3601XI | 3500 | 2 |  |  | 0.955 | Solar Inverter |  | OUTDOOR
SRP15849 | TRINA SOLAR | TSM-250PA05A | 250 | 24 | 174 | 33 |  | Solar | FIXED | Roof
SRP15849 | SMA AMERICA | SB5000US (240V) | 5000 | 1 |  |  | 0.96 | Solar Inverter |  | OUTDOOR
SRP15850 | TRINA SOLAR | TSM-240PA05.10 | 240 | 27 | 187 | 24 |  | Solar | FIXED | Roof
SRP15850 | ENPHASE ENERGY | M215-60-2LL-S2X | 215 | 27 |  |  | 0.96 | Solar Inverter |  | Outside
SRP15851 | TRINA SOLAR | TSM-250PA05 | 250 | 30 | 239 | 31 |  | Solar | FIXED | Roof
SRP15851 | SMA AMERICA | SB6000U (240V) | 6000 | 1 |  |  | 0.97 | Solar Inverter |  | OUTDOOR
SRP15852 | TRINA SOLAR | TSM-250PD05 | 250 | 14 | 186 | 28 |  | Solar | FIXED | Roof
SRP15852 | SMA AMERICA | SB4000US (240V) | 4000 | 1 |  |  | 0.97 | Solar Inverter |  | OUTDOOR
SRP15853 | LG ELECTRONICS SOLAR CELL DIVISION | LG260S1C-G3 | 260 | 5 | 94 | 9 |  | Solar | FIXED | Roof
SRP15853 | LG ELECTRONICS SOLAR CELL DIVISION | LG260S1C-G3 | 260 | 23 | 184 | 27 |  | Solar | FIXED | Roof
SRP15853 | LG ELECTRONICS SOLAR CELL DIVISION | LG260S1C-G3 | 260 | 10 | 94 | 30 |  | Solar | FIXED | Roof
SRP15853 | LG ELECTRONICS SOLAR CELL DIVISION | LG260S1C-G3 | 260 | 4 | 184 | 30 |  | Solar | FIXED | Roof
SRP15853 | ENPHASE ENERGY | M215-60-2LL-S2X | 215 | 42 |  |  | 0.965 | Solar Inverter |  | OUTDOOR
SRP15854 | TRINA SOLAR | TSM-240DA05 | 240 | 24 | 170 | 16 |  | Solar | FIXED | Roof
SRP15854 | TRINA SOLAR | TSM-240DA05 | 240 | 26 | 170 | 23 |  | Solar | FIXED | Roof
SRP15854 | ENPHASE ENERGY | M215-60-2LL-S2X | 215 | 50 |  |  | 0.96 | Solar Inverter |  | Outside
SRP15855 | CHANGZHOU TRINA SOLAR ENERGY CO | TSM-160D | 240 | 4 | 127 | 28 |  | Solar | FIXED | Roof
SRP15855 | CHANGZHOU TRINA SOLAR ENERGY CO | TSM-160D | 240 | 45 | 217 | 28 |  | Solar | FIXED | Roof
SRP15855 | ENPHASE ENERGY | M175-24-208-S | 215 | 49 |  |  | 0.96 | Solar Inverter |  | INDOOR
SRP15856 | TRINA SOLAR | TSM-250PA05 | 250 | 20 | 173 | 34 |  | Solar | FIXED | Roof
SRP15856 | SMA AMERICA | SB4000US (240V) | 4000 | 1 |  |  | 0.97 | Solar Inverter |  | OUTDOOR
SRP15857 | CHANGZHOU TRINA SOLAR ENERGY CO | TSM-185D | 240 | 36 | 197 | 18 |  | Solar | FIXED | Roof
SRP15857 | SMA AMERICA | SB7000US (240V) | 7000 | 1 |  |  | 0.96 | Solar Inverter |  | OUTDOOR
SRP15858 | YINGLI ENERGY (CHINA) | YL245P-29B | 245 | 7 | 40 | 20 |  | Solar | FIXED | Roof
SRP15858 | YINGLI ENERGY (CHINA) | YL245P-29B | 245 | 3 | 220 | 20 |  | Solar | FIXED | Roof
SRP15858 | YINGLI ENERGY (CHINA) | YL245P-29B | 245 | 12 | 220 | 20 |  | Solar | FIXED | Roof
SRP15858 | ENPHASE ENERGY | M175-24-208-S | 215 | 22 |  |  | 0.965 | Solar Inverter |  | OUTDOOR
SRP15859 | CHANGZHOU TRINA SOLAR ENERGY CO | TSM-185D | 235 | 28 | 188 | 28 |  | Solar | FIXED | Roof
SRP15859 | SMA AMERICA | SB6000U (240V) | 6000 | 1 |  |  | 0.96 | Solar Inverter |  | Inside
SRP15860 | TRINA SOLAR | TSM-250PA05 | 250 | 8 | 214 | 25 |  | Solar | FIXED | Roof
SRP15860 | TRINA SOLAR | TSM-250PA05A | 250 | 7 | 214 | 25 |  | Solar | FIXED | Roof
SRP15860 | POWER-ONE | PVI-3.0-OUTD-S-US (208 V) | 3000 | 1 |  |  | 0.96 | Solar Inverter |  | OUTDOOR
SRP15861 | TRINA SOLAR | TSM-250PA05 | 250 | 40 | 177 | 26 |  | Solar | FIXED | Roof
SRP15861 | SMA AMERICA | SB4000US (240V) | 4000 | 1 |  |  | 0.97 | Solar Inverter |  | OUTDOOR
SRP15861 | SMA AMERICA | SB4000US (240V) | 4000 | 1 |  |  | 0.97 | Solar Inverter |  | OUTDOOR
SRP15862 | MX SOLAR USA | MX60-240 | 240 | 30 | 100 | 22 |  | Solar | FIXED | Roof
SRP15862 | ENPHASE ENERGY | M215-60-2LL-S2X | 215 | 30 |  |  | 0.96 | Solar Inverter |  | OUTDOOR
SRP15863 | SUNPOWER | SPR-230-WHT-U | 230 | 9 | 94 | 16 |  | Solar | FIXED | Roof
SRP15863 | SUNPOWER CORP (ORIGINAL MFRSMA) | SPR-5000M (240V) | 5000 | 1 |  |  | 0.97 | Solar Inverter |  | INDOOR
SRP15864 | TRINA SOLAR | TSM-250PA05A | 250 | 14 | 270 | 22 |  | Solar | FIXED | Roof
SRP15864 | SMA AMERICA | SB4000US (240V) | 4000 | 1 |  |  | 0.97 | Solar Inverter |  | OUTDOOR
SRP15865 | TRINA SOLAR | TSM-240PD05 | 240 | 6 | 224 | 18 |  | Solar | FIXED | Roof
SRP15865 | TRINA SOLAR | TSM-240DA05 | 240 | 19 | 134 | 20 |  | Solar | FIXED | Roof
SRP15865 | TRINA SOLAR | TSM-240PD05 | 240 | 12 | 190 | 30 |  | Solar | FIXED | Roof
SRP15865 | ENPHASE ENERGY | M200-32-208-S01 | 215 | 37 |  |  | 0.96 | Solar Inverter |  | INDOOR
SRP15867 | CHANGZHOU TRINA SOLAR ENERGY CO | TSM-185D | 240 | 8 | 166 | 37 |  | Solar | FIXED | Roof
SRP15867 | CHANGZHOU TRINA SOLAR ENERGY CO | TSM-185D | 240 | 11 | 166 | 37 |  | Solar | FIXED | Roof
SRP15867 | CHANGZHOU TRINA SOLAR ENERGY CO | TSM-185D | 240 | 16 | 256 | 37 |  | Solar | FIXED | Roof
SRP15867 | ENPHASE ENERGY | M200-32-208-S01 | 215 | 35 |  |  | 0.96 | Solar Inverter |  | OUTDOOR
SRP15868 | TRINA SOLAR | TSM-235PA05 | 235 | 24 | 140 | 23 |  | Solar | FIXED | Roof
SRP15868 | TRINA SOLAR | TSM-235PA05 | 235 | 30 | 230 | 23 |  | Solar | FIXED | Roof
SRP15868 | POWER-ONE | PVI-5000-OUTD-US (208 V) | 5000 | 1 |  |  | 0.96 | Solar Inverter |  | INDOOR
SRP15868 | POWER-ONE | PVI-6000-OUTD-US (208 V) | 6000 | 1 |  |  | 0.96 | Solar Inverter |  | INDOOR
SRP15869 | HANWHA SOLARONE (QIDONG) | HSL60P6-PA-4-250TW | 250 | 14 | 180 | 30 |  | Solar | FIXED | Ground
SRP15869 | SMA AMERICA | SB4000US (240V) | 4000 | 1 |  |  | 0.955 | Solar Inverter |  | OUTDOOR
SRP15870 | SUNPOWER | SPR-305-WHT-U | 305 | 704 | 200 | 10 |  | Solar | FIXED | Roof
SRP15870 | SUNPOWER | SPR-305-WHT-U | 305 | 2088 | 200 | 10 |  | Solar | FIXED | Roof
SRP15870 | ADVANCED ENERGY INDUSTRIES | AE 260TX-480 | 260000 | 1 |  |  | 0.97 | Solar Inverter |  | Inside
SRP15870 | ADVANCED ENERGY INDUSTRIES | AE 500TX-480 | 500000 | 1 |  |  | 0.97 | Solar Inverter |  | Inside
SRP15871 | CEEG (SHANGHAI) SOLAR SCIENCE AND TECHNOLOGY CO | SST 155-72M | 240 | 62 | 178 | 45 |  | Solar | FIXED | Roof
SRP15871 | ENPHASE ENERGY | EMU | 215 | 62 |  |  | 0.97 | Solar Inverter |  | OUTDOOR
SRP15872 | CEEG (SHANGHAI) SOLAR SCIENCE AND TECHNOLOGY CO | SST 155-72M | 240 | 32 | 191 | 27 |  | Solar | FIXED | Roof
SRP15872 | ENPHASE ENERGY | EMU | 215 | 32 |  |  | 0.97 | Solar Inverter |  | OUTDOOR
SRP15873 | TRINA SOLAR | TSM-245PD05 | 245 | 6 | 328 | 10 |  | Solar | FIXED | Roof
SRP15873 | TRINA SOLAR | TSM-245PD05 | 245 | 4 | 148 | 16 |  | Solar | FIXED | Roof
SRP15873 | TRINA SOLAR | TSM-245PA05 | 245 | 3 | 58 | 20 |  | Solar | FIXED | Roof
SRP15873 | TRINA SOLAR | TSM-245PD05 | 245 | 9 | 148 | 20 |  | Solar | FIXED | Roof
SRP15873 | TRINA SOLAR | TSM-245PA05 | 245 | 2 | 148 | 22 |  | Solar | FIXED | Roof
SRP15873 | ENPHASE ENERGY | M215-60-2LL-S2X-IG-ZC-NA | 215 | 24 |  |  | 0.96 | Solar Inverter |  | OUTDOOR
SRP15874 | SHARP | ND-123UJF | 240 | 1638 | 206 | 10 |  | Solar | FIXED | Roof
SRP15874 | PV POWERED | PVP75KW-208 | 50000 | 1 |  |  | 0.96 | Solar Inverter |  | OUTDOOR
SRP15874 | PV POWERED | PVP100KW-208 | 260000 | 1 |  |  | 0.97 | Solar Inverter |  | OUTDOOR
SRP15875 | TRINA SOLAR | TSM-245PA05 | 245 | 34 | 170 | 46 |  | Solar | FIXED | Roof
SRP15875 | ENPHASE ENERGY | M215-60-2LL-S2X | 215 | 34 |  |  | 0.96 | Solar Inverter |  | INDOOR
SRP15876 | SHARP | ND-123UJF | 240 | 4485 | 206 | 10 |  | Solar | FIXED | Roof
SRP15876 | PV POWERED | PVP30KW-LV-480 | 50000 | 1 |  |  | 0.96 | Solar Inverter |  | OUTDOOR
SRP15876 | PV POWERED | PVP100KW-208 | 260000 | 3 |  |  | 0.97 | Solar Inverter |  | OUTDOOR
SRP15877 | TRINA SOLAR | TSM-245PA05.10 | 245 | 27 | 214 | 20 |  | Solar | FIXED | Roof
SRP15877 | ENPHASE ENERGY | M215-60-2LL-S2X | 215 | 27 |  |  | 0.96 | Solar Inverter |  | Inside
SRP15878 | CHANGZHOU TRINA SOLAR ENERGY CO | TSM-185D | 240 | 17 | 110 | 17 |  | Solar | FIXED | Roof
SRP15878 | CHANGZHOU TRINA SOLAR ENERGY CO | TSM-185D | 240 | 30 | 290 | 17 |  | Solar | FIXED | Roof
SRP15878 | POWER-ONE | PVI-3600-OUTD-US-F (240V) | 3600 | 1 |  |  | 0.96 | Solar Inverter |  | OUTDOOR
SRP15878 | SMA AMERICA | SB6000U (240V) | 6000 | 1 |  |  | 0.96 | Solar Inverter |  | OUTDOOR
SRP15880 | CHANGZHOU TRINA SOLAR ENERGY CO | TSM-185D | 240 | 29 | 166 | 18 |  | Solar | FIXED | Roof
SRP15880 | CHANGZHOU TRINA SOLAR ENERGY CO | TSM-185D | 240 | 20 | 166 | 34 |  | Solar | FIXED | Roof
SRP15880 | POWER-ONE | PVI-5000-OUTD-US (208 V) | 4200 | 1 |  |  | 0.96 | Solar Inverter |  | OUTDOOR
SRP15880 | POWER-ONE | PVI-6000-OUTD-US (240 V) | 6000 | 1 |  |  | 0.96 | Solar Inverter |  | OUTDOOR
SRP15882 | CHANGZHOU TRINA SOLAR ENERGY CO | TSM-185D | 235 | 28 | 216 | 25 |  | Solar | FIXED | Roof
SRP15882 | POWER-ONE | PVI-6000-OUTD-US (240 V) | 6000 | 1 |  |  | 0.96 | Solar Inverter |  | Inside
SRP15885 | TRINA SOLAR | TSM-245PD05 | 245 | 6 | 239 | 25 |  | Solar | FIXED | Roof
SRP15885 | TRINA SOLAR | TSM-245PA05 | 245 | 12 | 149 | 45 |  | Solar | FIXED | Roof
SRP15885 | ENPHASE ENERGY | M215-60-2LL-S2X-NA | 215 | 18 |  |  | 0.96 | Solar Inverter |  | INDOOR
SRP15886 | TRINA SOLAR | TSM-245PA05.10 | 245 | 64 | 180 | 22 |  | Solar | FIXED | Ground
SRP15886 | ENPHASE ENERGY | M215-60-2LL-S2X-IG-ZC | 215 | 64 |  |  | 0.96 | Solar Inverter |  | OUTDOOR
SRP15887 | CHANGZHOU TRINA SOLAR ENERGY CO | TSM-185D | 240 | 11 | 180 | 24 |  | Solar | FIXED | Roof
SRP15887 | CHANGZHOU TRINA SOLAR ENERGY CO | TSM-185D | 240 | 17 | 180 | 24 |  | Solar | FIXED | Roof
SRP15887 | ENPHASE ENERGY | EMU | 215 | 28 |  |  | 0.96 | Solar Inverter |  | INDOOR
SRP15888 | TRINA SOLAR | TSM-240PA05.10 | 240 | 26 | 178 | 20 |  | Solar | FIXED | Roof
SRP15888 | SMA AMERICA | SB6000US (240V) | 6000 | 1 |  |  | 0.968 | Solar Inverter |  | OUTDOOR
SRP15890 | TRINA SOLAR | TSM-250PA05 | 250 | 60 | 180 | 24 |  | Solar | FIXED | Roof
SRP15890 | ENPHASE ENERGY | M215-60-2LL-S2X | 215 | 60 |  |  | 0.96 | Solar Inverter |  | OUTDOOR
SRP15891 | CHANGZHOU TRINA SOLAR ENERGY CO | TSM-160D | 235 | 21 | 108 | 15 |  | Solar | FIXED | Roof
SRP15891 | POWER-ONE | PVI-5000-OUTD-US (208 V) | 4200 | 1 |  |  | 0.96 | Solar Inverter |  | OUTDOOR
SRP15893 | CHANGZHOU TRINA SOLAR ENERGY CO | TSM-160D | 240 | 24 | 136 | 26 |  | Solar | FIXED | Roof
SRP15893 | POWER-ONE | PVI-5000-OUTD-US (240 V) | 5000 | 1 |  |  | 0.96 | Solar Inverter |  | OUTDOOR
SRP15894 | SUNIVA | OPT260-60-4-100 | 260 | 23 | 195 | 19 |  | Solar | FIXED | Roof
SRP15894 | POWER-ONE | PVI-6000-OUTD-US (240 V) | 6000 | 1 |  |  | 0.965 | Solar Inverter |  | INDOOR
SRP15895 | TRINA SOLAR | TSM-240PA05.05 | 240 | 75 | 180 | 30 |  | Solar | FIXED | Ground
SRP15895 | SMA AMERICA | SB7000US (240V) | 7000 | 1 |  |  | 0.97 | Solar Inverter |  | OUTDOOR
SRP15895 | SMA AMERICA | SB8000TL-US (208V) | 8000 | 1 |  |  | 0.965 | Solar Inverter |  | OUTDOOR
SRP15896 | TRINA SOLAR | TSM-240PA05 | 240 | 10 | 88 | 19 |  | Solar | FIXED | Roof
SRP15896 | TRINA SOLAR | TSM-240PA05 | 240 | 22 | 268 | 19 |  | Solar | FIXED | Roof
SRP15896 | SMA AMERICA | SB3000US (240V) | 3000 | 1 |  |  | 0.955 | Solar Inverter |  | OUTDOOR
SRP15896 | SMA AMERICA | SB5000US (240V) | 5000 | 1 |  |  | 0.955 | Solar Inverter |  | OUTDOOR
SRP15898 | ISOFOTON | I-165 | 245 | 9 | 176 | 21 |  | Solar | FIXED | Roof
SRP15898 | ISOFOTON | I-150 S/24 | 245 | 24 | 176 | 36 |  | Solar | FIXED | Roof
SRP15898 | KACO | 1501XI | 2500 | 1 |  |  | 0.955 | Solar Inverter |  | INDOOR
SRP15898 | KACO | 1501XI | 5000 | 1 |  |  | 0.955 | Solar Inverter |  | INDOOR
SRP15900 | SOLARWORLD | SW255 MONO | 255 | 16 | 180 | 30 |  | Solar | FIXED | Roof
SRP15900 | SIEMENS INDUSTRY | SMIINV215R60XX (208V) | 215 | 16 |  |  | 0.97 | Solar Inverter |  | OUTDOOR
SRP15902 | TRINA SOLAR | TSM-290PA14.08 | 290 | 36 | 133 | 31 |  | Solar | FIXED | Roof
SRP15902 | SMA AMERICA | SB5000US (240V) | 5000 | 2 |  |  | 0.968 | Solar Inverter |  | OUTDOOR
SRP15904 | TRINA SOLAR | TSM-245PA05 | 245 | 20 | 117 | 22 |  | Solar | FIXED | Roof
SRP15904 | ENPHASE ENERGY | M215-60-2LL-S2X | 215 | 20 |  |  | 0.96 | Solar Inverter |  | INDOOR
SRP15905 | TRINA SOLAR | TSM-245PA05.18 | 245 | 25 | 127 | 19 |  | Solar | FIXED | Roof
SRP15905 | SMA AMERICA | SB5000US-11 (240V) | 5000 | 1 |  |  | 0.955 | Solar Inverter |  | Inside
SRP15906 | KYOCERA SOLAR | KD220GX-LFBS | 220 | 30 | 162 | 45 |  | Solar | FIXED | Roof
SRP15906 | POWER-ONE | PVI-6000-OUTD-US (240 V) | 6000 | 1 |  |  | 0.965 | Solar Inverter |  | OUTDOOR
SRP15907 | TRINA SOLAR | TSM-240PA05 | 240 | 16 | 237 | 42 |  | Solar | FIXED | Roof
SRP15907 | POWER-ONE | PVI-3.0-OUTD-S-US (240 V) | 3000 | 1 |  |  | 0.96 | Solar Inverter |  | Inside
SRP15908 | KYOCERA SOLAR | KD220GX-LFBS | 220 | 28 | 190 | 30 |  | Solar | FIXED | Ground
SRP15908 | KYOCERA SOLAR | KD220GX-LFBS | 220 | 36 | 190 | 30 |  | Solar | FIXED | Ground
SRP15908 | SMA AMERICA | SB6000US-11 (208V) | 6000 | 1 |  |  | 0.96 | Solar Inverter |  | Outside
SRP15908 | SMA AMERICA | SB7000US (240V) | 7000 | 1 |  |  | 0.96 | Solar Inverter |  | Outside
SRP15910 | TRINA SOLAR | TSM-245PA05.10 | 245 | 5 | 175 | 19 |  | Solar | FIXED | Roof
SRP15910 | TRINA SOLAR | TSM-245PA05.10 | 245 | 12 | 175 | 19 |  | Solar | FIXED | Roof
SRP15910 | TRINA SOLAR | TSM-245PA05.10 | 245 | 42 | 175 | 19 |  | Solar | FIXED | Roof
SRP15910 | ENPHASE ENERGY | M215-60-2LL-S2X | 215 | 59 |  |  | 0.96 | Solar Inverter |  | Outside
SRP15911 | YINGLI ENERGY (CHINA) | YL245P-29B | 245 | 26 | 251 | 20 |  | Solar | FIXED | Roof
SRP15911 | SMA AMERICA | SB5000US (240V) | 5000 | 1 |  |  | 0.955 | Solar Inverter |  | OUTDOOR
SRP15913 | TRINA SOLAR | TSM-245PD05.10 | 245 | 42 | 200 | 37 |  | Solar | FIXED | Roof
SRP15913 | ENPHASE ENERGY | M215-60-2LL-S2X | 215 | 42 |  |  | 0.96 | Solar Inverter |  | INDOOR
SRP15914 | TRINA SOLAR | TSM-245PA05 | 245 | 47 | 151 | 33 |  | Solar | FIXED | Roof
SRP15914 | ENPHASE ENERGY | M215-60-2LL-S2X | 215 | 47 |  |  | 0.96 | Solar Inverter |  | INDOOR
SRP15916 | TRINA SOLAR | TSM-245PA05.10 | 245 | 12 | 190 | 20 |  | Solar | FIXED | Roof
SRP15916 | TRINA SOLAR | TSM-245PD05 | 245 | 18 | 190 | 22 |  | Solar | FIXED | Roof
SRP15916 | ENPHASE ENERGY | M175-24-208-S | 215 | 30 |  |  | 0.96 | Solar Inverter |  | INDOOR
SRP15917 | SUNPOWER | SPR-327NE-WHT-D | 327 | 24 | 150 | 34 |  | Solar | FIXED | Roof
SRP15917 | SUNPOWER CORP (ORIGINAL MFRSMA) | SPR-7000M (240V) | 7000 | 1 |  |  | 0.97 | Solar Inverter |  | INDOOR
SRP15918 | SOLARWORLD | SW185MONO | 245 | 15 | 161 | 35 |  | Solar | FIXED | Roof
SRP15918 | ENPHASE ENERGY | EMU | 215 | 15 |  |  | 0.97 | Solar Inverter |  | OUTDOOR
SRP15919 | TRINA SOLAR | TSM-235PA05.18 | 235 | 29 | 196 | 20 |  | Solar | FIXED | Roof
SRP15919 | ENPHASE ENERGY | M175-24-208-S | 215 | 13 |  |  | 0.96 | Solar Inverter |  | OUTDOOR
SRP15919 | ENPHASE ENERGY | M175-24-208-S | 215 | 16 |  |  | 0.96 | Solar Inverter |  | OUTDOOR
SRP15920 | CROWN RENEWABLE ENERGY LLC | CR180XM | 240 | 27 | 140 | 30 |  | Solar | FIXED | Roof
SRP15920 | ENPHASE ENERGY | EMU | 215 | 27 |  |  | 0.97 | Solar Inverter |  | OUTDOOR
SRP15921 | CHANGZHOU TRINA SOLAR ENERGY CO | TSM-160D | 240 | 10 | 212 | 22 |  | Solar | FIXED | Roof
SRP15921 | CHANGZHOU TRINA SOLAR ENERGY CO | TSM-160D | 240 | 26 | 212 | 22 |  | Solar | FIXED | Roof
SRP15921 | ENPHASE ENERGY | EMU | 215 | 36 |  |  | 0.96 | Solar Inverter |  | INDOOR
SRP15922 | CANADIAN SOLAR | CS6P-245PX | 245 | 3 | 131 | 16 |  | Solar | FIXED | Roof
SRP15922 | CANADIAN SOLAR | CS6P-245PX | 245 | 6 | 131 | 16 |  | Solar | FIXED | Roof
SRP15922 | CANADIAN SOLAR | CS6P-245PX | 245 | 7 | 221 | 16 |  | Solar | FIXED | Roof
SRP15922 | ENPHASE ENERGY | M215-60-2LL-S2X | 215 | 16 |  |  | 0.96 | Solar Inverter |  | OUTDOOR
SRP15923 | SUNTECH POWER | STP210S-18/UB-1 | 245 | 11 | 102 | 34 |  | Solar | FIXED | Roof
SRP15923 | SUNTECH POWER | STP210S-18/UB-1 | 245 | 24 | 192 | 41 |  | Solar | FIXED | Roof
SRP15923 | SMA AMERICA | SB3000US (240V) | 3000 | 1 |  |  | 0.966 | Solar Inverter |  | OUTDOOR
SRP15923 | SMA AMERICA | SB5000US (240V) | 5000 | 1 |  |  | 0.97 | Solar Inverter |  | OUTDOOR
SRP15924 | LG ELECTRONICS SOLAR CELL DIVISION | LG255S1C-G3 | 255 | 33 | 117 | 27 |  | Solar | FIXED | Roof
SRP15924 | ENPHASE ENERGY | M215-60-2LL-S2X | 215 | 33 |  |  | 0.96 | Solar Inverter |  | OUTDOOR
SRP15925 | TRINA SOLAR | TSM-235PA05.18 | 235 | 17 | 230 | 30 |  | Solar | FIXED | Roof
SRP15925 | ENPHASE ENERGY | M215-60-2LL-S2X | 215 | 17 |  |  | 0.96 | Solar Inverter |  | OUTDOOR
SRP15926 | SUNTECH POWER | STP205-18/UD | 205 | 26 | 227 | 39 |  | Solar | FIXED | Roof
SRP15926 | SMA AMERICA | SB5000US (240V) | 5000 | 1 |  |  | 0.96 | Solar Inverter |  | OUTDOOR
SRP15927 | TRINA SOLAR | TSM-235PA05 | 235 | 15 | 107 | 35 |  | Solar | FIXED | Roof
SRP15927 | ENPHASE ENERGY | M215-60-2LL-S2X | 215 | 15 |  |  | 0.96 | Solar Inverter |  | OUTDOOR
SRP15929 | YINGLI ENERGY (CHINA) | YL235P-29B | 235 | 50 | 246 | 20 |  | Solar | FIXED | Roof
SRP15929 | POWER-ONE | PVI-6000-OUTD-US (240 V) | 6000 | 2 |  |  | 0.965 | Solar Inverter |  | OUTDOOR
SRP15930 | LG ELECTRONICS SOLAR CELL DIVISION | LG255S1C-G3 | 255 | 38 | 117 | 18 |  | Solar | FIXED | Roof
SRP15930 | ENPHASE ENERGY | M215-60-2LL-S2X | 215 | 13 |  |  | 0.96 | Solar Inverter |  | OUTDOOR
SRP15930 | ENPHASE ENERGY | M215-60-2LL-S2X | 215 | 25 |  |  | 0.96 | Solar Inverter |  | OUTDOOR
SRP15931 | TRINA SOLAR | TSM-250PA05A | 250 | 24 | 216 | 44 |  | Solar | FIXED | Roof
SRP15931 | SMA AMERICA | SB5000US (240V) | 5000 | 1 |  |  | 0.97 | Solar Inverter |  | OUTDOOR
SRP15932 | TRINA SOLAR | TSM-245PA05.10 | 245 | 45 | 193 | 40 |  | Solar | FIXED | Roof
SRP15932 | ENPHASE ENERGY | M215-60-2LL-S2X | 215 | 45 |  |  | 0.96 | Solar Inverter |  | OUTDOOR
SRP15933 | TRINA SOLAR | TSM-245PA05.10 | 245 | 51 | 258 | 32 |  | Solar | FIXED | Roof
SRP15933 | ENPHASE ENERGY | M215-60-2LL-S2X-IG-NA | 215 | 51 |  |  | 0.96 | Solar Inverter |  | Outside
SRP15934 | TRINA SOLAR | TSM-245PA05.10 | 245 | 26 | 170 | 15 |  | Solar | FIXED | Roof
SRP15934 | TRINA SOLAR | TSM-245PA05.10 | 245 | 6 | 255.3 | 15 |  | Solar | FIXED | Roof
SRP15934 | TRINA SOLAR | TSM-245PA05.10 | 245 | 17 | 170 | 35 |  | Solar | FIXED | Roof
SRP15934 | ENPHASE ENERGY | M215-60-2LL-S2X | 215 | 49 |  |  | 0.96 | Solar Inverter |  | Inside
SRP15935 | TRINA SOLAR | TSM-240PA05.10 | 240 | 19 | 162.8 | 33 |  | Solar | FIXED | Roof
SRP15935 | ENPHASE ENERGY | M215-60-2LL-S2X | 215 | 19 |  |  | 0.96 | Solar Inverter |  | INDOOR
SRP15936 | TRINA SOLAR | TSM-245PA05 | 245 | 32 | 104 | 25 |  | Solar | FIXED | Roof
SRP15936 | ENPHASE ENERGY | M215-60-SIE-S2X-ZC-NA | 215 | 32 |  |  | 0.96 | Solar Inverter |  | OUTDOOR
SRP15937 | YINGLI ENERGY (CHINA) | YL245P-29B | 245 | 12 | 220 | 26 |  | Solar | FIXED | Roof
SRP15937 | SOLAREDGE TECHNOLOGIES | SE3000 (240V) W/ -ER-US OR A-US | 3000 | 1 |  |  | 0.975 | Solar Inverter |  | OUTDOOR
SRP15938 | TRINA SOLAR | TSM-240PA05 | 240 | 57 | 246 | 23 |  | Solar | FIXED | Roof
SRP15938 | POWER-ONE | PVI-6000-OUTD-US (240 V) | 6000 | 2 |  |  | 0.965 | Solar Inverter |  | OUTDOOR
SRP15939 | TRINA SOLAR | TSM-245PA05.10 | 245 | 5 | 186 | 12 |  | Solar | FIXED | Roof
SRP15939 | CHANGZHOU TRINA SOLAR ENERGY CO | TSM-160D | 245 | 39 | 96 | 17 |  | Solar | FIXED | Roof
SRP15939 | TRINA SOLAR | TSM-245PA05.10 | 245 | 4 | 186 | 22 |  | Solar | FIXED | Roof
SRP15939 | ENPHASE ENERGY | M215-60-2LL-S2X | 215 | 48 |  |  | 0.96 | Solar Inverter |  | INDOOR
SRP15940 | TRINA SOLAR | TSM-240PA05.10 | 240 | 48 | 170 | 22 |  | Solar | FIXED | Roof
SRP15940 | ENPHASE ENERGY | M215-60-2LL-S2X | 215 | 48 |  |  | 0.96 | Solar Inverter |  | INDOOR
SRP15941 | TRINA SOLAR | TSM-245PA05 | 240 | 6 | 104 | 37 |  | Solar | FIXED | Roof
SRP15941 | TRINA SOLAR | TSM-240PA05 | 240 | 6 | 194 | 37 |  | Solar | FIXED | Roof
SRP15941 | POWER-ONE | PVI-3.0-OUTD-S-US (240 V) | 3000 | 1 |  |  | 0.96 | Solar Inverter |  | Inside
SRP15942 | BEIJING ZHONGKEXIN ELECTRONICS EQUIPMENT | ZKX-265P-24 | 260 | 37 | 119 | 38 |  | Solar | FIXED | Roof
SRP15942 | BEIJING ZHONGKEXIN ELECTRONICS EQUIPMENT | ZKX-265P-24 | 260 | 11 | 209 | 45 |  | Solar | FIXED | Roof
SRP15942 | SMA AMERICA | SB5000US-12 (240V) | 5000 | 1 |  |  | 0.955 | Solar Inverter |  | Inside
SRP15942 | SMA AMERICA | SB7000US (240V) | 7000 | 1 |  |  | 0.96 | Solar Inverter |  | Inside
SRP15943 | YINGLI ENERGY (CHINA) | YL240P-29B | 240 | 12 | 89 | 29 |  | Solar | FIXED | Roof
SRP15943 | YINGLI ENERGY (CHINA) | YL240P-29B | 240 | 7 | 89 | 30 |  | Solar | FIXED | Roof
SRP15943 | YINGLI ENERGY (CHINA) | YL240P-29B | 240 | 8 | 89 | 30 |  | Solar | FIXED | Roof
SRP15943 | YINGLI ENERGY (CHINA) | YL240P-29B | 240 | 11 | 179 | 33 |  | Solar | FIXED | Roof
SRP15943 | POWER-ONE | PVI-3.6-OUTD-S-US (240 V) | 3600 | 1 |  |  | 0.96 | Solar Inverter |  | OUTDOOR
SRP15943 | POWER-ONE | PVI-5000-OUTD-US (240 V) | 5000 | 1 |  |  | 0.965 | Solar Inverter |  | OUTDOOR
SRP15945 | HANWHA SOLARONE (QIDONG) | HSL60M6-HA-0-250T | 250 | 56 | 134 | 20 |  | Solar | FIXED | Roof
SRP15945 | ENPHASE ENERGY | M215-60-2LL-S2X | 215 | 56 |  |  | 0.963 | Solar Inverter |  | OUTDOOR
SRP15946 | SUNPOWER | T5-SPR-327 | 327 | 18 | 175 | 24 |  | Solar | FIXED | Roof
SRP15946 | SMA AMERICA | SB5000US-11 (240V) | 5000 | 1 |  |  | 0.968 | Solar Inverter |  | Inside
SRP15947 | SUNPOWER | PL-AP-120L | 327 | 10 | 105 | 34 |  | Solar | FIXED | Roof
SRP15947 | SUNPOWER | PL-AP-120L | 327 | 5 | 285 | 34 |  | Solar | FIXED | Roof
SRP15947 | SUNPOWER CORP (ORIGINAL MFRSMA) | SPR-5000M (240V) | 5000 | 1 |  |  | 0.97 | Solar Inverter |  | INDOOR
SRP15948 | ET SOLAR INDUSTRY | ET-A-P660245B | 245 | 11 | 226 | 13 |  | Solar | FIXED | Roof
SRP15948 | ET SOLAR INDUSTRY | ET-A-M660245B | 245 | 12 | 136 | 21 |  | Solar | FIXED | Roof
SRP15948 | POWER-ONE | PVI-5000-OUTD-US (240 V) | 5000 | 1 |  |  | 0.965 | Solar Inverter |  | OUTDOOR
SRP15949 | ET SOLAR INDUSTRY | ET-P654180 | 245 | 10 | 107 | 34 |  | Solar | FIXED | Roof
SRP15949 | SMA AMERICA | SB1100U-SBD | 2500 | 1 |  |  | 0.955 | Solar Inverter |  | INDOOR
SRP15950 | TRINA SOLAR | TSM-240PD05 | 240 | 20 | 180 | 45 |  | Solar | FIXED | Roof
SRP15950 | TRINA SOLAR | TSM-240PD05 | 240 | 7 | 270 | 45 |  | Solar | FIXED | Roof
SRP15950 | ENPHASE ENERGY | M215-60-2LL-S2X | 215 | 27 |  |  | 0.96 | Solar Inverter |  | INDOOR
SRP15951 | HANWHA SOLARONE (QIDONG) | HSL60P6-PA-0-250TB | 250 | 52 | 205 | 30 |  | Solar | FIXED | Roof
SRP15951 | SMA AMERICA | SB6000U (240V) | 6000 | 2 |  |  | 0.968 | Solar Inverter |  | OUTDOOR
SRP15952 | TRINA SOLAR | TSM-250PA05 | 250 | 9 | 195 | 22 |  | Solar | FIXED | Roof
SRP15952 | TRINA SOLAR | TSM-250PA05A | 250 | 26 | 195 | 23 |  | Solar | FIXED | Roof
SRP15952 | SMA AMERICA | SB3000US (240V) | 3000 | 1 |  |  | 0.97 | Solar Inverter |  | OUTDOOR
SRP15952 | SMA AMERICA | SB5000US (240V) | 5000 | 1 |  |  | 0.97 | Solar Inverter |  | OUTDOOR
SRP15953 | TRINA SOLAR | TSM-250PA05 | 250 | 12 | 92 | 18 |  | Solar | FIXED | Roof
SRP15953 | SMA AMERICA | SB4000US (240V) | 4000 | 1 |  |  | 0.97 | Solar Inverter |  | OUTDOOR
SRP15954 | TRINA SOLAR | TSM-250PA05A.08 | 250 | 11 | 140 | 20 |  | Solar | FIXED | Roof
SRP15954 | SMA AMERICA | SB3000US (240V) | 3000 | 1 |  |  | 0.97 | Solar Inverter |  | OUTDOOR
SRP15955 | TRINA SOLAR | TSM-250PA05 | 250 | 11 | 130 | 18 |  | Solar | FIXED | Roof
SRP15955 | TRINA SOLAR | TSM-250PA05A | 250 | 10 | 130 | 18 |  | Solar | FIXED | Roof
SRP15955 | SMA AMERICA | SB3000US (240V) | 3000 | 2 |  |  | 0.97 | Solar Inverter |  | OUTDOOR
SRP15957 | CANADIAN SOLAR | CS6P-245PX | 245 | 17 | 173 | 21 |  | Solar | FIXED | Roof
SRP15957 | ENPHASE ENERGY | M215-60-2LL-S2X | 215 | 17 |  |  | 0.96 | Solar Inverter |  | OUTDOOR
SRP15958 | SHARP | ND-224UC1 | 224 | 17 | 64 | 14 |  | Solar | FIXED | Roof
SRP15958 | SHARP | ND-224UC1 | 224 | 17 | 244 | 14 |  | Solar | FIXED | Roof
SRP15958 | SHARP | ND-224UC1 | 224 | 10 | 154 | 45 |  | Solar | FIXED | Roof
SRP15958 | ENPHASE ENERGY | M215-60-2LL-S2X | 215 | 44 |  |  | 0.96 | Solar Inverter |  | OUTDOOR
SRP15959 | TRINA SOLAR | TSM-250PA05 | 250 | 17 | 129 | 20 |  | Solar | FIXED | Roof
SRP15959 | POWER-ONE | PVI-3.6-OUTD-S-US (240 V) | 3600 | 1 |  |  | 0.97 | Solar Inverter |  | OUTDOOR
SRP15960 | SUNTECH POWER | STP150-24/AB-1 | 250 | 85 | 130.4 | 20 |  | Solar | FIXED | Roof
SRP15960 | SMA AMERICA | SB7000US (277V) | 6000 | 2 |  |  | 0.97 | Solar Inverter |  | Inside
SRP15960 | SMA AMERICA | SB7000US (240V) | 7000 | 1 |  |  | 0.97 | Solar Inverter |  | Inside
SRP15962 | LG ELECTRONICS SOLAR CELL DIVISION | LG260S1C-G3 | 260 | 715 | 209 | 1 |  | Solar | FIXED | Roof
SRP15962 | LG ELECTRONICS SOLAR CELL DIVISION | LG260S1C-G3 | 260 | 468 | 209 | 10 |  | Solar | FIXED | Roof
SRP15962 | LG ELECTRONICS SOLAR CELL DIVISION | LG260S1C-G3 | 260 | 39 | 163 | 18 |  | Solar | FIXED | Roof
SRP15962 | LG ELECTRONICS SOLAR CELL DIVISION | LG260S1C-G3 | 260 | 91 | 209 | 18 |  | Solar | FIXED | Roof
SRP15962 | LG ELECTRONICS SOLAR CELL DIVISION | LG260S1C-G3 | 260 | 221 | 253 | 18 |  | Solar | FIXED | Roof
SRP15962 | SMA AMERICA | SB8000TL-US (208V) | 8000 | 1 |  |  | 0.965 | Solar Inverter |  | OUTDOOR
SRP15962 | ADVANCED ENERGY INDUSTRIES | AE 35TX-208 | 35000 | 1 |  |  | 0.97 | Solar Inverter |  | OUTDOOR
SRP15962 | ADVANCED ENERGY INDUSTRIES | AE 50TX-208 | 50000 | 2 |  |  | 0.97 | Solar Inverter |  | OUTDOOR
SRP15962 | ADVANCED ENERGY INDUSTRIES | AE 100TX-208 | 100000 | 2 |  |  | 0.97 | Solar Inverter |  | OUTDOOR
SRP15963 | CONERGY | CONERGY PM 245P | 245 | 24 | 168 | 10 |  | Solar | FIXED | Roof
SRP15963 | CONERGY | CONERGY PM 245P | 245 | 24 | 168 | 25 |  | Solar | FIXED | Roof
SRP15963 | SMA AMERICA | SB5000US (240V) | 5000 | 1 |  |  | 0.968 | Solar Inverter |  | OUTDOOR
SRP15963 | SMA AMERICA | SB6000U (240V) | 6000 | 1 |  |  | 0.97 | Solar Inverter |  | OUTDOOR
SRP15964 | SOLARWORLD | SW185 MONO/T | 260 | 26 | 270 | 30 |  | Solar | FIXED | Roof
SRP15964 | SMA AMERICA | SB6000US (208V) | 6000 | 1 |  |  | 0.96 | Solar Inverter |  | Outside
SRP15965 | SUNPOWER | SPR-327NE-WHT-D | 327 | 24 | 138 | 30 |  | Solar | FIXED | Roof
SRP15965 | SUNPOWER CORP (ORIGINAL MFRSMA) | SPR-7000M (240V) | 7000 | 1 |  |  | 0.971 | Solar Inverter |  | INDOOR
SRP15966 | SUNIVA | OPT260-60-4-1B0 | 260 | 6 | 261 | 19 |  | Solar | FIXED | Roof
SRP15966 | SUNIVA | OPT260-60-4-100 | 260 | 13 | 261 | 21 |  | Solar | FIXED | Roof
SRP15966 | SUNIVA | OPT260-60-4-100 | 260 | 12 | 171 | 22 |  | Solar | FIXED | Roof
SRP15966 | POWER-ONE | PVI-4.2-OUTD-S-US (240 V) | 4200 | 1 |  |  | 0.96 | Solar Inverter |  | OUTDOOR
SRP15966 | POWER-ONE | PVI-5000-OUTD-US (240 V) | 5000 | 1 |  |  | 0.965 | Solar Inverter |  | OUTDOOR
SRP15967 | TRINA SOLAR | TSM-240PA05 | 240 | 12 | 161 | 17 |  | Solar | FIXED | Roof
SRP15967 | FRONIUS USA |  | 3000 | 1 |  |  | 0.95 | Solar Inverter |  | INDOOR
SRP15968 | TRINA SOLAR | TSM-240DA05 | 240 | 24 | 98 | 29 |  | Solar | FIXED | Roof
SRP15968 | TRINA SOLAR | TSM-240PA05 | 240 | 12 | 98 | 29 |  | Solar | FIXED | Roof
SRP15968 | FRONIUS USA |  | 7500 | 1 |  |  | 0.955 | Solar Inverter |  | Inside
SRP15970 | TRINA SOLAR | TSM-240PA05.18 | 240 | 8 | 182 | 16 |  | Solar | FIXED | Roof
SRP15970 | TRINA SOLAR | TSM-240PD05.10 | 240 | 31 | 92 | 31 |  | Solar | FIXED | Roof
SRP15970 | TRINA SOLAR | TSM-240DA05 | 240 | 6 | 182 | 31 |  | Solar | FIXED | Roof
SRP15970 | POWER-ONE | PVI-4.2-OUTD-S-US (240 V) | 4200 | 1 |  |  | 0.96 | Solar Inverter |  | OUTDOOR
SRP15970 | POWER-ONE | PVI-5000-OUTD-US (240 V) | 5000 | 1 |  |  | 0.965 | Solar Inverter |  | OUTDOOR
SRP15971 | YINGLI ENERGY (CHINA) | YL235P-29B | 235 | 13 | 217 | 20 |  | Solar | FIXED | Roof
SRP15971 | POWER-ONE | PVI-3.0-OUTD-S-US (208 V) | 3000 | 1 |  |  | 0.96 | Solar Inverter |  | OUTDOOR
SRP15972 | LG ELECTRONICS SOLAR CELL DIVISION | LG255S1C-G2 | 255 | 25 | 162 | 27 |  | Solar | FIXED | Roof
SRP15972 | POWER-ONE | PVI-5000-OUTD-US (240 V) | 5000 | 1 |  |  | 0.965 | Solar Inverter |  | Outside
SRP15973 | YINGLI ENERGY (CHINA) | YL235P-29B | 235 | 28 | 204 | 30 |  | Solar | FIXED | Roof
SRP15973 | POWER-ONE | PVI-6000-OUTD-US (240 V) | 6000 | 1 |  |  | 0.965 | Solar Inverter |  | Outside
SRP15976 | ET SOLAR INDUSTRY | ET-P660240WB | 240 | 67 | 180 | 15 |  | Solar | FIXED | Ground
SRP15976 | SMA AMERICA | SB3000US (240V) | 3000 | 1 |  |  | 0.955 | Solar Inverter |  | OUTDOOR
SRP15976 | SMA AMERICA | SB6000US (240V) | 6000 | 1 |  |  | 0.955 | Solar Inverter |  | OUTDOOR
SRP15976 | SMA AMERICA | SB6000US (240V) | 6000 | 1 |  |  | 0.955 | Solar Inverter |  | OUTDOOR
SRP15977 | TRINA SOLAR | TSM-240PD05.10 | 240 | 9 | 264 | 31 |  | Solar | FIXED | Roof
SRP15977 | TRINA SOLAR | TSM-240PA05.10 | 240 | 26 | 174 | 36 |  | Solar | FIXED | Roof
SRP15977 | ENPHASE ENERGY | M215-60-2LL-S2X | 215 | 9 |  |  | 0.96 | Solar Inverter |  | OUTDOOR
SRP15977 | ENPHASE ENERGY | M215-60-2LL-S2X | 215 | 26 |  |  | 0.96 | Solar Inverter |  | OUTDOOR
SRP15978 | TRINA SOLAR | TSM-240PD05 | 240 | 18 | 188 | 18 |  | Solar | FIXED | Roof
SRP15978 | TRINA SOLAR | TSM-240PD05 | 240 | 11 | 188 | 32 |  | Solar | FIXED | Roof
SRP15978 | ENPHASE ENERGY | M215-60-2LL-S2X | 215 | 29 |  |  | 0.96 | Solar Inverter |  | OUTDOOR
SRP15979 | CHANGZHOU TRINA SOLAR ENERGY CO | TSM-160D | 240 | 12 | 144 | 27 |  | Solar | FIXED | Roof
SRP15979 | CHANGZHOU TRINA SOLAR ENERGY CO | TSM-160D | 240 | 20 | 234 | 27 |  | Solar | FIXED | Roof
SRP15979 | ENPHASE ENERGY | EMU | 215 | 32 |  |  | 0.96 | Solar Inverter |  | OUTDOOR
SRP15980 | TRINA SOLAR | TSM-250PA05 | 250 | 14 | 215 | 18 |  | Solar | FIXED | Roof
SRP15980 | SMA AMERICA | SB4000US (240V) | 4000 | 1 |  |  | 0.97 | Solar Inverter |  | OUTDOOR
SRP15981 | TRINA SOLAR | TSM-250PA05A | 250 | 22 | 192 | 11 |  | Solar | FIXED | Roof
SRP15981 | SMA AMERICA | SB5000US (240V) | 5000 | 1 |  |  | 0.97 | Solar Inverter |  | Inside
SRP15982 | TRINA SOLAR | TSM-250PA05A | 250 | 22 | 164 | 18 |  | Solar | FIXED | Roof
SRP15982 | SMA AMERICA | SB5000US (240V) | 5000 | 1 |  |  | 0.96 | Solar Inverter |  | OUTDOOR
SRP15983 | TRINA SOLAR | TSM-250PA05A | 250 | 12 | 88 | 18 |  | Solar | FIXED | Roof
SRP15983 | TRINA SOLAR | TSM-250PD05 | 250 | 12 | 88 | 18 |  | Solar | FIXED | Roof
SRP15983 | SMA AMERICA | SB5000US (240V) | 5000 | 1 |  |  | 0.97 | Solar Inverter |  | OUTDOOR
SRP15984 | TRINA SOLAR | TSM-250PA05 | 250 | 27 | 188 | 26 |  | Solar | FIXED | Roof
SRP15984 | SMA AMERICA | SB4000US (240V) | 4000 | 2 |  |  | 0.97 | Solar Inverter |  | OUTDOOR
SRP15985 | TRINA SOLAR | TSM-250PA05 | 250 | 12 | 118 | 20 |  | Solar | FIXED | Roof
SRP15985 | TRINA SOLAR | TSM-250PA05 | 250 | 11 | 208 | 20 |  | Solar | FIXED | Roof
SRP15985 | SMA AMERICA | SB3000US (240V) | 3000 | 1 |  |  | 0.97 | Solar Inverter |  | OUTDOOR
SRP15985 | SMA AMERICA | SB4000US (240V) | 4000 | 1 |  |  | 0.97 | Solar Inverter |  | OUTDOOR
SRP15986 | TRINA SOLAR | TSM-250PA05 | 250 | 26 | 185 | 21 |  | Solar | FIXED | Roof
SRP15986 | SMA AMERICA | SB6000US (240V) | 6000 | 1 |  |  | 0.97 | Solar Inverter |  | OUTDOOR
SRP15987 | CANADIAN SOLAR | CS6P-245MX | 245 | 3 | 204 | 15 |  | Solar | FIXED | Roof
SRP15987 | CANADIAN SOLAR | CS6P-245MX | 245 | 24 | 204 | 20 |  | Solar | FIXED | Roof
SRP15987 | ENPHASE ENERGY | M215-60-2LL-S2X-IG-NA | 215 | 27 |  |  | 0.96 | Solar Inverter |  | OUTDOOR
SRP15989 | TRINA SOLAR | TSM-235PA05 | 235 | 13 | 224 | 39 |  | Solar | FIXED | Roof
SRP15989 | ENPHASE ENERGY | M200-32-208-S01 | 215 | 13 |  |  | 0.96 | Solar Inverter |  | OUTDOOR
SRP15991 | CANADIAN SOLAR | CS6P-245M | 245 | 15 | 220 | 30 |  | Solar | FIXED | Roof
SRP15991 | ENPHASE ENERGY | M215-60-2LL-S2X | 215 | 15 |  |  | 0.96 | Solar Inverter |  | OUTDOOR
SRP15992 | CANADIAN SOLAR | CS6P-245MX | 245 | 17 | 220 | 22 |  | Solar | FIXED | Roof
SRP15992 | ENPHASE ENERGY | M215-60-2LL-S2X | 215 | 17 |  |  | 0.96 | Solar Inverter |  | OUTDOOR
SRP15993 | CANADIAN SOLAR | CS6P-245MX | 245 | 24 | 212 | 37 |  | Solar | FIXED | Roof
SRP15993 | ENPHASE ENERGY | M200-32-208-S01 | 215 | 12 |  |  | 0.96 | Solar Inverter |  | OUTDOOR
SRP15993 | ENPHASE ENERGY | M200-32-208-S01 | 215 | 12 |  |  | 0.96 | Solar Inverter |  | OUTDOOR
SRP15994 | CANADIAN SOLAR | CS6P-245MX | 245 | 4 | 208 | 15 |  | Solar | FIXED | Roof
SRP15994 | CANADIAN SOLAR | CS6P-245MX | 245 | 13 | 208 | 28 |  | Solar | FIXED | Roof
SRP15994 | ENPHASE ENERGY | M215-60-2LL-S2X-IG-ZC-NA | 215 | 17 |  |  | 0.96 | Solar Inverter |  | OUTDOOR
SRP15997 | CHANGZHOU TRINA SOLAR ENERGY CO | TSM-185D | 240 | 12 | 250 | 33 |  | Solar | FIXED | Roof
SRP15997 | CHANGZHOU TRINA SOLAR ENERGY CO | TSM-185D | 240 | 28 | 250 | 33 |  | Solar | FIXED | Roof
SRP15997 | ENPHASE ENERGY | M200-32-208-S01 | 215 | 12 |  |  | 0.96 | Solar Inverter |  | OUTDOOR
SRP15997 | ENPHASE ENERGY | M200-32-208-S01 | 215 | 28 |  |  | 0.96 | Solar Inverter |  | OUTDOOR
SRP15998 | TRINA SOLAR | TSM-245PA05.10 | 245 | 18 | 250 | 30 |  | Solar | FIXED | Roof
SRP15998 | ENPHASE ENERGY | M215-60-2LL-S2X | 215 | 18 |  |  | 0.96 | Solar Inverter |  | INDOOR
SRP16000 | TRINA SOLAR | TSM-250PA05 | 250 | 14 | 201 | 20 |  | Solar | FIXED | Roof
SRP16000 | SMA AMERICA | SB4000US (240V) | 4000 | 1 |  |  | 0.97 | Solar Inverter |  | OUTDOOR
SRP16002 | TRINA SOLAR | TSM-250PA05A | 250 | 14 | 119 | 27 |  | Solar | FIXED | Roof
SRP16002 | SMA AMERICA | SB4000US (240V) | 4000 | 1 |  |  | 0.97 | Solar Inverter |  | OUTDOOR
SRP16005 | TRINA SOLAR | TSM-250PA05 | 250 | 48 | 165 | 18 |  | Solar | FIXED | Roof
SRP16005 | SMA AMERICA | SB5000US (240V) | 5000 | 1 |  |  | 0.96 | Solar Inverter |  | Inside
SRP16005 | SMA AMERICA | SB5000US (240V) | 5000 | 1 |  |  | 0.96 | Solar Inverter |  | Inside
SRP16006 | TRINA SOLAR | TSM-255PA05 | 255 | 13 | 156 | 23 |  | Solar | FIXED | Roof
SRP16006 | ENPHASE ENERGY | M215-60-2LL-S2X | 215 | 13 |  |  | 0.98 | Solar Inverter |  | OUTDOOR
SRP16007 | YINGLI ENERGY (CHINA) | YL245P-29B | 245 | 19 | 221 | 30 |  | Solar | FIXED | Roof
SRP16007 | ENPHASE ENERGY | M215-60-2LL-S2X | 215 | 19 |  |  | 0.96 | Solar Inverter |  | OUTDOOR
SRP16008 | TRINA SOLAR | TSM-250PA05 | 250 | 34 | 140 | 20 |  | Solar | FIXED | Roof
SRP16008 | SMA AMERICA | SB4000US (240V) | 4000 | 1 |  |  | 0.97 | Solar Inverter |  | OUTDOOR
SRP16008 | SMA AMERICA | SB5000US (240V) | 5000 | 1 |  |  | 0.97 | Solar Inverter |  | OUTDOOR
SRP16009 | ET SOLAR INDUSTRY | ET-A-M660250B | 250 | 19 | 83 | 30 |  | Solar | FIXED | Roof
SRP16009 | ET SOLAR INDUSTRY | ET-A-M660250B | 250 | 30 | 173 | 30 |  | Solar | FIXED | Roof
SRP16009 | ENPHASE ENERGY | M215-60-2LL-S2X | 215 | 49 |  |  | 0.96 | Solar Inverter |  | OUTDOOR
SRP16010 | MATRIX SOLAR/PHOTOWATT | PW1000-100 | 255 | 4 | 173 | 18 |  | Solar | FIXED | Roof
SRP16010 | MATRIX SOLAR/PHOTOWATT | PW1000-100 | 255 | 24 | 173 | 18 |  | Solar | FIXED | Roof
SRP16010 | POWER-ONE | PVI-6000-OUTD-US (240 V) | 6000 | 1 |  |  | 0.96 | Solar Inverter |  | Inside
SRP16011 | TRINA SOLAR | TSM-240PD05 | 240 | 10 | 110 | 37 |  | Solar | FIXED | Roof
SRP16011 | TRINA SOLAR | TSM-240PD05 | 240 | 12 | 200 | 45 |  | Solar | FIXED | Roof
SRP16011 | ENPHASE ENERGY | M215-60-2LL-S2X | 215 | 22 |  |  | 0.96 | Solar Inverter |  | Outside
SRP16012 | TRINA SOLAR | TSM-240DA05 | 240 | 15 | 165 | 17 |  | Solar | FIXED | Roof
SRP16012 | TRINA SOLAR | TSM-240PD05 | 240 | 10 | 165 | 31 |  | Solar | FIXED | Roof
SRP16012 | TRINA SOLAR | TSM-240PA05 | 240 | 12 | 165 | 34 |  | Solar | FIXED | Roof
SRP16012 | TRINA SOLAR | TSM-240PD05 | 240 | 5 | 255 | 34 |  | Solar | FIXED | Roof
SRP16012 | ENPHASE ENERGY | M215-60-2LL-S2X | 215 | 42 |  |  | 0.96 | Solar Inverter |  | INDOOR
SRP16013 | TRINA SOLAR | TSM-240PA05.10 | 240 | 24 | 230 | 25 |  | Solar | FIXED | Roof
SRP16013 | ENPHASE ENERGY | M215-60-2LL-S2X | 215 | 24 |  |  | 0.96 | Solar Inverter |  | INDOOR
SRP16014 | SHARP | ND-L235Q1 | 235 | 34 | 214 | 20 |  | Solar | FIXED | Roof
SRP16014 | PV POWERED | PVP2000 | 2000 | 1 |  |  | 0.955 | Solar Inverter |  | Inside
SRP16014 | PV POWERED | PVP4800 | 4800 | 1 |  |  | 0.955 | Solar Inverter |  | Inside
SRP16015 | SUNTECH POWER | STP255-20/WD | 255 | 16 | 168 | 25 |  | Solar | FIXED | Roof
SRP16015 | SUNTECH POWER | STP255-20/WD | 255 | 18 | 258 | 40 |  | Solar | FIXED | Roof
SRP16015 | ENPHASE ENERGY | M215-60-2LL-S2X | 215 | 10 |  |  | 0.963 | Solar Inverter |  | Outside
SRP16015 | SMA AMERICA | SB3000US-12 (240V) | 3000 | 1 |  |  | 0.96 | Solar Inverter |  | Outside
SRP16015 | SMA AMERICA | SB4000US (240V) | 4000 | 1 |  |  | 0.96 | Solar Inverter |  | Outside
SRP16016 | HANWHA SOLARONE (QIDONG) | HSL60M6-HB-0-250TB | 250 | 14 | 197 | 15 |  | Solar | FIXED | Roof
SRP16016 | HANWHA SOLARONE (QIDONG) | HSL60M6-HB-0-250TB | 250 | 18 | 107 | 37 |  | Solar | FIXED | Roof
SRP16016 | HANWHA SOLARONE (QIDONG) | HSL60P6-PA-0-250TB | 250 | 35 | 197 | 37 |  | Solar | FIXED | Roof
SRP16016 | ENPHASE ENERGY | M215-60-2LL-S2X | 215 | 32 |  |  | 0.963 | Solar Inverter |  | OUTDOOR
SRP16016 | SMA AMERICA | SB3000HFUS-30 (208V) | 3000 | 1 |  |  | 0.96 | Solar Inverter |  | OUTDOOR
SRP16016 | SMA AMERICA | SB6000US (240V) | 6000 | 1 |  |  | 0.97 | Solar Inverter |  | OUTDOOR
SRP16018 | SUNTECH POWER | STP150-24/AB-1 | 250 | 26 | 190.3 | 45 |  | Solar | FIXED | Roof
SRP16018 | SMA AMERICA | SB6000US (240V) | 6000 | 1 |  |  | 0.97 | Solar Inverter |  | INDOOR
SRP16021 | CANADIAN SOLAR | CS6P-230 | 235 | 10 | 125 | 22 |  | Solar | FIXED | Roof
SRP16021 | CANADIAN SOLAR | CS6P-230 | 235 | 25 | 215 | 22 |  | Solar | FIXED | Roof
SRP16021 | ENPHASE ENERGY | M200-32-208-S01 | 215 | 9 |  |  | 0.96 | Solar Inverter |  | OUTDOOR
SRP16021 | ENPHASE ENERGY | M200-32-208-S01 | 215 | 26 |  |  | 0.96 | Solar Inverter |  | OUTDOOR
SRP16022 | CANADIAN SOLAR | CS6P-245MX | 245 | 21 | 98 | 16 |  | Solar | FIXED | Roof
SRP16022 | CANADIAN SOLAR | CS6P-245MX | 245 | 21 | 278 | 16 |  | Solar | FIXED | Roof
SRP16022 | ENPHASE ENERGY | M215-60-2LL-S2X | 215 | 15 |  |  | 0.96 | Solar Inverter |  | OUTDOOR
SRP16022 | ENPHASE ENERGY | M215-60-2LL-S2X | 215 | 27 |  |  | 0.96 | Solar Inverter |  | OUTDOOR
SRP16023 | CANADIAN SOLAR | CS6P-245MX | 245 | 15 | 120 | 12 |  | Solar | FIXED | Roof
SRP16023 | CANADIAN SOLAR | CS6P-245MX | 245 | 16 | 210 | 12 |  | Solar | FIXED | Roof
SRP16023 | ENPHASE ENERGY | M200-32-208-S01 | 215 | 15 |  |  | 0.96 | Solar Inverter |  | OUTDOOR
SRP16023 | ENPHASE ENERGY | M200-32-208-S01 | 215 | 16 |  |  | 0.96 | Solar Inverter |  | OUTDOOR
SRP16024 | CANADIAN SOLAR | CS6P-235PX | 235 | 3 | 190 | 16 |  | Solar | FIXED | Roof
SRP16024 | CANADIAN SOLAR | CS6P-235PX | 235 | 4 | 190 | 38 |  | Solar | FIXED | Roof
SRP16024 | CANADIAN SOLAR | CS6P-235PX | 235 | 8 | 190 | 38 |  | Solar | FIXED | Roof
SRP16024 | ENPHASE ENERGY | M215-60-2LL-S2X | 215 | 15 |  |  | 0.96 | Solar Inverter |  | OUTDOOR
SRP16026 | TRINA SOLAR | TSM-250PA05 | 250 | 14 | 229 | 27 |  | Solar | FIXED | Roof
SRP16026 | SMA AMERICA | SB4000US (240V) | 4000 | 1 |  |  | 0.96 | Solar Inverter |  | OUTDOOR
SRP16027 | MATRIX SOLAR/PHOTOWATT | PW1000-100 | 245 | 54 | 140 | 20 |  | Solar | FIXED | Roof
SRP16027 | POWER-ONE | PVI-6000-OUTD-US-W (240 V) | 6000 | 2 |  |  | 0.96 | Solar Inverter |  | OUTDOOR
SRP16028 | CHANGZHOU TRINA SOLAR ENERGY CO | TSM-185D | 240 | 19 | 167 | 22 |  | Solar | FIXED | Roof
SRP16028 | POWER-ONE | PVI-3600-OUTD-US-F (240V) | 3600 | 1 |  |  | 0.96 | Solar Inverter |  | OUTDOOR
SRP16029 | TRINA SOLAR | TSM-250PA05 | 250 | 34 | 153 | 30 |  | Solar | FIXED | Roof
SRP16029 | SMA AMERICA | SB4000US (208V) | 4000 | 1 |  |  | 0.97 | Solar Inverter |  | INDOOR
SRP16029 | SMA AMERICA | SB5000US | 5000 | 1 |  |  | 0.97 | Solar Inverter |  | INDOOR
SRP16030 | TRINA SOLAR | TSM-235PA05 | 235 | 39 | 200 | 25 |  | Solar | FIXED | Roof
SRP16030 | SMA AMERICA | SB8000US-11 (240V) | 8000 | 1 |  |  | 0.97 | Solar Inverter |  | OUTDOOR
SRP16031 | TRINA SOLAR | TSM-250PA05A | 250 | 10 | 185 | 40 |  | Solar | FIXED | Roof
SRP16031 | TRINA SOLAR | TSM-250PD05 | 250 | 16 | 185 | 40 |  | Solar | FIXED | Roof
SRP16031 | POWER-ONE | PVI-6000-OUTD-US (240 V) | 6000 | 1 |  |  | 0.97 | Solar Inverter |  | OUTDOOR
SRP16032 | SUNPOWER | SPR-327NE-WHT-D | 327 | 18 | 89 | 20 |  | Solar | FIXED | Roof
SRP16032 | SUNPOWER | SPR-327NE-WHT-D | 327 | 16 | 269 | 20 |  | Solar | FIXED | Roof
SRP16032 | POWER-ONE | PVI-4.2-OUTD-S-US (208 V) | 4200 | 1 |  |  | 0.97 | Solar Inverter |  | OUTDOOR
SRP16032 | POWER-ONE | PVI-6000-OUTD-US (240 V) | 6000 | 1 |  |  | 0.97 | Solar Inverter |  | OUTDOOR
SRP16033 | TRINA SOLAR | TSM-250PA05A | 250 | 8 | 310 | 16 |  | Solar | FIXED | Roof
SRP16033 | TRINA SOLAR | TSM-250PA05 | 250 | 16 | 130 | 17 |  | Solar | FIXED | Roof
SRP16033 | POWER-ONE | PVI-5000-OUTD-US (240 V) | 5000 | 1 |  |  | 0.97 | Solar Inverter |  | OUTDOOR
SRP16034 | TRINA SOLAR | TSM-250PA05 | 250 | 17 | 135 | 30 |  | Solar | FIXED | Roof
SRP16034 | POWER-ONE | PVI-3.6-OUTD-S-US (240 V) | 3600 | 1 |  |  | 0.97 | Solar Inverter |  | OUTDOOR
SRP16035 | SUNPOWER | T5-SPR-327 | 327 | 16 | 169 | 22 |  | Solar | FIXED | Roof
SRP16035 | SUNPOWER CORP (ORIGINAL MFRSMA) | SPR-4000M (240V) | 4000 | 1 |  |  | 0.97 | Solar Inverter |  | OUTDOOR
SRP16036 | MATRIX SOLAR/PHOTOWATT | PW1000-100 | 245 | 21 | 180 | 27 |  | Solar | FIXED | Roof
SRP16036 | POWER-ONE | PVI-5000-OUTD-US (240 V) | 4200 | 1 |  |  | 0.96 | Solar Inverter |  | OUTDOOR
SRP16037 | CANADIAN SOLAR | CS6P-245MX | 245 | 17 | 223 | 27 |  | Solar | FIXED | Roof
SRP16037 | ENPHASE ENERGY | M215-60-2LL-S2X | 215 | 17 |  |  | 0.96 | Solar Inverter |  | OUTDOOR
SRP16039 | SOLARWORLD | SW265 MONO | 265 | 20 | 215 | 25 |  | Solar | FIXED | Roof
SRP16039 | SOLARWORLD | SW265 MONO | 265 | 22 | 125 | 38 |  | Solar | FIXED | Roof
SRP16039 | SMA AMERICA | SB5000US-12 (240V) | 5000 | 2 |  |  | 0.968 | Solar Inverter |  | OUTDOOR
SRP16040 | SOLARWORLD | SW265 MONO | 265 | 44 | 205 | 34 |  | Solar | FIXED | Roof
SRP16040 | SMA AMERICA | SB5000US (240V) | 5000 | 2 |  |  | 0.968 | Solar Inverter |  | Inside
SRP16041 | CHANGZHOU TRINA SOLAR ENERGY CO | TSM-185D | 235 | 20 | 163 | 21 |  | Solar | FIXED | Roof
SRP16041 | SMA AMERICA | SB3800U (240V) | 3800 | 1 |  |  | 0.96 | Solar Inverter |  | OUTDOOR
SRP16042 | ISOFOTON | I-100/12 | 250 | 22 | 151.5 | 40 |  | Solar | FIXED | Roof
SRP16042 | SMA AMERICA | SB5000US (240V) | 5000 | 1 |  |  | 0.96 | Solar Inverter |  | INDOOR
SRP16043 | SUNTECH POWER | STP210S-18/UB-1 | 250 | 22 | 206.7 | 29 |  | Solar | FIXED | Roof
SRP16043 | SMA AMERICA | SB5000US (240V) | 5000 | 1 |  |  | 0.96 | Solar Inverter |  | INDOOR
SRP16044 | SUNTECH POWER | STP210S-18/UB-1 | 250 | 42 | 146.9 | 18 |  | Solar | FIXED | Roof
SRP16044 | SMA AMERICA | SB3000US (240V) | 3000 | 1 |  |  | 0.96 | Solar Inverter |  | Outside
SRP16044 | SMA AMERICA | SB7000US (240V) | 7000 | 1 |  |  | 0.97 | Solar Inverter |  | Outside
SRP16045 | ET SOLAR INDUSTRY | ET-P660245BB | 245 | 18 | 137 | 20 |  | Solar | FIXED | Roof
SRP16045 | ET SOLAR INDUSTRY | ET-P660245BB | 245 | 10 | 227 | 20 |  | Solar | FIXED | Roof
SRP16045 | POWER-ONE | PVI-6000-OUTD-US (240 V) | 6000 | 1 |  |  | 0.965 | Solar Inverter |  | OUTDOOR
SRP16046 | TRINA SOLAR | TSM-240PD05 | 240 | 11 | 134 | 30 |  | Solar | FIXED | Roof
SRP16046 | FRONIUS USA | IG 2000 NEG | 2000 | 1 |  |  | 0.935 | Solar Inverter |  | Inside
SRP16047 | CANADIAN SOLAR | CS6P-245MX | 245 | 12 | 126 | 21 |  | Solar | FIXED | Roof
SRP16047 | CANADIAN SOLAR | CS6P-245MX | 245 | 5 | 217 | 21 |  | Solar | FIXED | Roof
SRP16047 | ENPHASE ENERGY | M200-32-208-S01 | 215 | 17 |  |  | 0.96 | Solar Inverter |  | OUTDOOR
SRP16048 | CANADIAN SOLAR | CS6P-245MX | 245 | 24 | 223 | 22 |  | Solar | FIXED | Roof
SRP16048 | ENPHASE ENERGY | M215-60-2LL-S2X | 215 | 24 |  |  | 0.96 | Solar Inverter |  | OUTDOOR
SRP16049 | CENTROSOLAR AMERICA | E235B | 235 | 26 | 235 | 16 |  | Solar | FIXED | Roof
SRP16049 | CENTROSOLAR AMERICA | BP6-240BB | 240 | 106 | 235 | 16 |  | Solar | FIXED | Roof
SRP16049 | SMA AMERICA | SB5000US (240V) | 5000 | 1 |  |  | 0.96 | Solar Inverter |  | Outside
SRP16049 | SMA AMERICA | SB6000US (240V) | 6000 | 4 |  |  | 0.96 | Solar Inverter |  | OUTDOOR
SRP16050 | TRINA SOLAR | TSM-235PA05 | 235 | 17 | 159 | 26 |  | Solar | FIXED | Roof
SRP16050 | TRINA SOLAR | TSM-235PA05 | 235 | 23 | 159 | 26 |  | Solar | FIXED | Roof
SRP16050 | ENPHASE ENERGY | M200-32-208-S01 | 215 | 17 |  |  | 0.96 | Solar Inverter |  | OUTDOOR
SRP16050 | ENPHASE ENERGY | M200-32-208-S01 | 215 | 23 |  |  | 0.96 | Solar Inverter |  | OUTDOOR
SRP16051 | TRINA SOLAR | TSM-235PA05 | 235 | 2160 | 180 | 20 |  | Solar | FIXED | Ground
SRP16051 | SATCON TECHNOLOGY | AE-100-60-PV-A | 375000 | 1 |  |  | 0.965 | Solar Inverter |  | OUTDOOR
SRP16052 | YINGLI ENERGY (CHINA) | YL240P-29B | 240 | 24 | 190 | 29 |  | Solar | FIXED | Roof
SRP16052 | YINGLI ENERGY (CHINA) | YL240P-29B | 240 | 30 | 190 | 37 |  | Solar | FIXED | Roof
SRP16052 | SOLAREDGE TECHNOLOGIES | SE6000 (240V) W/ -ER-US OR A-US | 6000 | 2 |  |  | 0.975 | Solar Inverter |  | Outside
SRP16053 | SOLARWORLD | SW250 MONO | 250 | 468 | 184 | 5 |  | Solar | FIXED | Roof
SRP16053 | SOLARWORLD | SW250 MONO | 250 | 78 | 184 | 10 |  | Solar | FIXED | Roof
SRP16053 | PV POWERED | PVP35KW-208 | 35000 | 1 |  |  | 0.97 | Solar Inverter |  | OUTDOOR
SRP16053 | PV POWERED | PVP100KW-208 | 100000 | 1 |  |  | 0.97 | Solar Inverter |  | OUTDOOR
SRP16054 | MATRIX SOLAR/PHOTOWATT | PW1000-100 | 255 | 19 | 170 | 25 |  | Solar | FIXED | Roof
SRP16054 | POWER-ONE | PVI-5000-OUTD-US (208 V) | 4200 | 1 |  |  | 0.96 | Solar Inverter |  | OUTDOOR
SRP16055 | TRINA SOLAR | TSM-235PA05 | 235 | 4320 | 180 | 20 |  | Solar | FIXED | Ground
SRP16055 | SATCON TECHNOLOGY | PVS-250 (208 V) | 250000 | 1 |  |  | 0.966 | Solar Inverter |  | OUTDOOR
SRP16055 | SATCON TECHNOLOGY | AE-500-60-PV-A | 500000 | 1 |  |  | 0.965 | Solar Inverter |  | OUTDOOR
SRP16056 | SOLARWORLD | SW250 MONO | 250 | 117 | 216 | 5 |  | Solar | FIXED | Roof
SRP16056 | SOLARWORLD | SW250 MONO | 250 | 390 | 216 | 10 |  | Solar | FIXED | Roof
SRP16056 | PV POWERED | PVP100KW-208 | 100000 | 1 |  |  | 0.97 | Solar Inverter |  | OUTDOOR
SRP16057 | SOLARWORLD | SW260 MONO | 260 | 4524 | 156 | 10 |  | Solar | FIXED | Roof
SRP16057 | PV POWERED | PVP100KW-208 | 500000 | 2 |  |  | 0.98 | Solar Inverter |  | OUTDOOR
SRP16058 | YINGLI ENERGY (CHINA) | YL235P-29B | 235 | 7 | 162 | 25 |  | Solar | FIXED | Roof
SRP16058 | YINGLI ENERGY (CHINA) | YL235P-29B | 235 | 9 | 164 | 28 |  | Solar | FIXED | Roof
SRP16058 | POWER-ONE | PVI-3.6-OUTD-S-US (208 V) | 3600 | 1 |  |  | 0.96 | Solar Inverter |  | OUTDOOR
SRP16059 | SOLARWORLD | SW250 MONO | 250 | 169 | 178 | 5 |  | Solar | FIXED | Roof
SRP16059 | SOLARWORLD | SW250 MONO | 250 | 338 | 178 | 10 |  | Solar | FIXED | Roof
SRP16059 | PV POWERED | PVP100KW-208 | 100000 | 1 |  |  | 0.97 | Solar Inverter |  | OUTDOOR
SRP16060 | SOLARWORLD | SW250 MONO | 250 | 637 | 179 | 5 |  | Solar | FIXED | Roof
SRP16060 | ADVANCED ENERGY INDUSTRIES | AE 35TX-480 | 35000 | 1 |  |  | 0.97 | Solar Inverter |  | OUTDOOR
SRP16060 | ADVANCED ENERGY INDUSTRIES | AE 100TX-480 | 100000 | 1 |  |  | 0.971 | Solar Inverter |  | OUTDOOR
SRP16061 | SUNPOWER | SPR-327NE-WHT-D | 327 | 25 | 136 | 22 |  | Solar | FIXED | Roof
SRP16061 | SUNPOWER | SPR-7501F-240 | 7500 | 1 |  |  | 0.962 | Solar Inverter |  | INDOOR
SRP16063 | SOLARWORLD | SW240 MONO | 240 | 7 | 186 | 32 |  | Solar | FIXED | Roof
SRP16063 | ENPHASE ENERGY | M215-60-2LL-S2X | 215 | 7 |  |  | 0.97 | Solar Inverter |  | OUTDOOR
SRP16064 | MATRIX SOLAR/PHOTOWATT | PW1000-100 | 240 | 19 | 220 | 18 |  | Solar | FIXED | Roof
SRP16064 | MATRIX SOLAR/PHOTOWATT | PW1650-175 | 240 | 10 | 220 | 22 |  | Solar | FIXED | Roof
SRP16064 | SILIKEN MANUFACTURING USA | SLK60P6L 233 WP | 250 | 1 | 220 | 18 |  | Solar | FIXED | Roof
SRP16064 | SILIKEN MANUFACTURING USA | SLK60P6L 233 WP | 255 | 2 | 220 | 18 |  | Solar | FIXED | Roof
SRP16064 | ENPHASE ENERGY | M175-24-208-S | 215 | 12 |  |  | 0.96 | Solar Inverter |  | OUTDOOR
SRP16064 | ENPHASE ENERGY | M175-24-208-S | 215 | 20 |  |  | 0.96 | Solar Inverter |  | OUTDOOR
SRP16065 | CHANGZHOU TRINA SOLAR ENERGY CO | TSM-160D | 245 | 66 | 177 | 10 |  | Solar | FIXED | Roof
SRP16065 | FRONIUS USA | IG 5100 | 5000 | 3 |  |  | 0.962 | Solar Inverter |  | Inside
SRP16066 | SUNTECH POWER | STP260D-24/VEC | 260 | 10 | 233 | 35 |  | Solar | FIXED | Roof
SRP16066 | SMA AMERICA | SB3000US (240V) | 3000 | 1 |  |  | 0.965 | Solar Inverter |  | INDOOR
SRP16069 | TRINA SOLAR | TSM-245PD05 | 245 | 31 | 170 | 26 |  | Solar | FIXED | Roof
SRP16069 | ENPHASE ENERGY | M215-60-2LL-S2X | 215 | 31 |  |  | 0.96 | Solar Inverter |  | OUTDOOR
SRP16070 | TRINA SOLAR | TSM-245PA05.10 | 245 | 23 | 240 | 31 |  | Solar | FIXED | Roof
SRP16070 | ENPHASE ENERGY | M215-60-2LL-S2X | 215 | 23 |  |  | 0.96 | Solar Inverter |  | INDOOR
SRP16071 | TRINA SOLAR | TSM-245PD05 | 245 | 35 | 240 | 26 |  | Solar | FIXED | Roof
SRP16071 | ENPHASE ENERGY | M215-60-2LL-S2X | 215 | 35 |  |  | 0.96 | Solar Inverter |  | INDOOR
SRP16072 | TRINA SOLAR | TSM-245PD05 | 245 | 35 | 200 | 15 |  | Solar | FIXED | Roof
SRP16072 | ENPHASE ENERGY | M215-60-2LL-S2X | 215 | 35 |  |  | 0.96 | Solar Inverter |  | Outside
SRP16073 | TRINA SOLAR | TSM-245PA05 | 245 | 28 | 197 | 33 |  | Solar | FIXED | Roof
SRP16073 | TRINA SOLAR | TSM-245PA05 | 245 | 10 | 287 | 33 |  | Solar | FIXED | Roof
SRP16073 | ENPHASE ENERGY | M215-60-2LL-S2X | 215 | 38 |  |  | 0.96 | Solar Inverter |  | INDOOR
SRP16074 | TRINA SOLAR | TSM-245PA05 | 245 | 5 | 86 | 33 |  | Solar | FIXED | Roof
SRP16074 | TRINA SOLAR | TSM-245PD05 | 245 | 37 | 176 | 33 |  | Solar | FIXED | Roof
SRP16074 | TRINA SOLAR | TSM-245PA05 | 245 | 6 | 266 | 33 |  | Solar | FIXED | Roof
SRP16074 | ENPHASE ENERGY | M215-60-2LL-S2X | 215 | 48 |  |  | 0.96 | Solar Inverter |  | INDOOR
SRP16075 | TRINA SOLAR | TSM-240PD05 | 240 | 48 | 111 | 28 |  | Solar | FIXED | Roof
SRP16075 | ENPHASE ENERGY | M215-60-2LL-S2X | 215 | 48 |  |  | 0.96 | Solar Inverter |  | INDOOR
SRP16076 | TRINA SOLAR | TSM-245PA05 | 245 | 3 | 165 | 33 |  | Solar | FIXED | Roof
SRP16076 | TRINA SOLAR | TSM-245PA05 | 245 | 23 | 255 | 33 |  | Solar | FIXED | Roof
SRP16076 | ENPHASE ENERGY | M215-60-2LL-S2X | 215 | 26 |  |  | 0.96 | Solar Inverter |  | INDOOR
SRP16078 | TRINA SOLAR | TSM-235PA05.18 | 235 | 5 | 122 | 33 |  | Solar | FIXED | Roof
SRP16078 | ENPHASE ENERGY | M215-60-2LL-S2X | 215 | 5 |  |  | 0.96 | Solar Inverter |  | OUTDOOR
SRP16080 | CANADIAN SOLAR | CS6P-245MX | 245 | 5 | 142 | 18 |  | Solar | FIXED | Roof
SRP16080 | CANADIAN SOLAR | CS6P-245MX | 245 | 12 | 142 | 34 |  | Solar | FIXED | Roof
SRP16080 | ENPHASE ENERGY | M215-60-2LL-S2X | 215 | 17 |  |  | 0.96 | Solar Inverter |  | OUTDOOR
SRP16081 | CANADIAN SOLAR | CS6P-230 | 235 | 17 | 139 | 31 |  | Solar | FIXED | Roof
SRP16081 | ENPHASE ENERGY | M215-60-2LL-S2X | 215 | 17 |  |  | 0.96 | Solar Inverter |  | OUTDOOR
SRP16082 | TRINA SOLAR | TSM-235PA05.18 | 235 | 12 | 105 | 22 |  | Solar | FIXED | Roof
SRP16082 | TRINA SOLAR | TSM-235PA05.18 | 235 | 5 | 195 | 23 |  | Solar | FIXED | Roof
SRP16082 | ENPHASE ENERGY | M200-32-208-S01 | 215 | 17 |  |  | 0.96 | Solar Inverter |  | OUTDOOR
SRP16083 | TRINA SOLAR | TSM-235PA05.18 | 235 | 17 | 138 | 18 |  | Solar | FIXED | Roof
SRP16083 | ENPHASE ENERGY | M215-60-2LL-S2X | 215 | 17 |  |  | 0.96 | Solar Inverter |  | OUTDOOR
SRP16084 | TRINA SOLAR | TSM-235PA05.18 | 235 | 30 | 261 | 17 |  | Solar | FIXED | Roof
SRP16084 | ENPHASE ENERGY | M215-60-2LL-S2X | 215 | 11 |  |  | 0.96 | Solar Inverter |  | OUTDOOR
SRP16084 | ENPHASE ENERGY | M215-60-2LL-S2X | 215 | 19 |  |  | 0.96 | Solar Inverter |  | OUTDOOR
SRP16085 | MOTECH AMERICAS | IM60B3-250-XXXXXX | 250 | 8 | 176 | 27 |  | Solar | FIXED | Roof
SRP16085 | MOTECH AMERICAS | IM60C3-250-XXXXXX | 250 | 36 | 176 | 27 |  | Solar | FIXED | Roof
SRP16085 | ENPHASE ENERGY | M215-60-2LL-S2X | 215 | 44 |  |  | 0.96 | Solar Inverter |  | OUTDOOR
SRP16086 | CANADIAN SOLAR | CS6P-245MX | 245 | 3 | 250 | 37 |  | Solar | FIXED | Roof
SRP16086 | CANADIAN SOLAR | CS6P-245MX | 245 | 14 | 250 | 37 |  | Solar | FIXED | Roof
SRP16086 | ENPHASE ENERGY | M215-60-2LL-S2X | 215 | 17 |  |  | 0.96 | Solar Inverter |  | OUTDOOR
SRP16087 | SAINT GOBAIN SOLAR | SKA250M60-WN | 250 | 21 | 87 | 27 |  | Solar | FIXED | Roof
SRP16087 | SAINT GOBAIN SOLAR | SKA250M60-WN | 250 | 10 | 177 | 27 |  | Solar | FIXED | Roof
SRP16087 | POWER-ONE | UNO-2.5-I-OUTD-US (208 V) | 2500 | 1 |  |  | 0.96 | Solar Inverter |  | OUTDOOR
SRP16087 | POWER-ONE | PVI-4.6-1-OUTD-X-US-Y (208 V) | 4600 | 1 |  |  | 0.96 | Solar Inverter |  | OUTDOOR
SRP16088 | ET SOLAR INDUSTRY | ET-A-P660245B | 245 | 20 | 164 | 28 |  | Solar | FIXED | Roof
SRP16088 | POWER-ONE | PVI-4.2-OUTD-S-US (240 V) | 4200 | 1 |  |  | 0.96 | Solar Inverter |  | OUTDOOR
SRP16089 | CANADIAN SOLAR | CS6P-245MX | 245 | 12 | 168 | 14 |  | Solar | FIXED | Roof
SRP16089 | CANADIAN SOLAR | CS6P-245MX | 245 | 10 | 168 | 28 |  | Solar | FIXED | Roof
SRP16089 | CANADIAN SOLAR | CS6P-245MX | 245 | 4 | 258 | 34 |  | Solar | FIXED | Roof
SRP16089 | ENPHASE ENERGY | M200-32-208-S01 | 215 | 12 |  |  | 0.96 | Solar Inverter |  | OUTDOOR
SRP16089 | ENPHASE ENERGY | M200-32-208-S01 | 215 | 14 |  |  | 0.96 | Solar Inverter |  | OUTDOOR
SRP16090 | CANADIAN SOLAR | CS6P-235PX | 235 | 25 | 248 | 17 |  | Solar | FIXED | Roof
SRP16090 | ENPHASE ENERGY | M215-60-2LL-S2X | 215 | 25 |  |  | 0.96 | Solar Inverter |  | OUTDOOR
SRP16092 | TRINA SOLAR | TSM-235PA05 | 235 | 31 | 217 | 30 |  | Solar | FIXED | Roof
SRP16092 | ENPHASE ENERGY | M215-60-2LL-S2X | 215 | 15 |  |  | 0.96 | Solar Inverter |  | OUTDOOR
SRP16092 | ENPHASE ENERGY | M215-60-2LL-S2X | 215 | 16 |  |  | 0.96 | Solar Inverter |  | OUTDOOR
SRP16093 | YINGLI ENERGY (CHINA) | YL240P-29B | 240 | 29 | 218 | 25 |  | Solar | FIXED | Roof
SRP16093 | POWER-ONE | PVI-6000-OUTD-US (240 V) | 6000 | 1 |  |  | 0.965 | Solar Inverter |  | OUTDOOR
SRP16095 | TRINA SOLAR | TSM-240PA05 | 240 | 6 | 110 | 30 |  | Solar | FIXED | Roof
SRP16095 | TRINA SOLAR | TSM-240PA05 | 240 | 12 | 200 | 30 |  | Solar | FIXED | Roof
SRP16095 | SOLAREDGE TECHNOLOGIES | SE3800 (240V) W/ -ER-US OR A-US | 3800 | 1 |  |  | 0.975 | Solar Inverter |  | Inside
SRP16096 | CANADIAN SOLAR | CS6P-235PX | 235 | 21 | 159 | 28 |  | Solar | FIXED | Roof
SRP16096 | ENPHASE ENERGY | M215-60-2LL-S2X | 215 | 21 |  |  | 0.96 | Solar Inverter |  | OUTDOOR
SRP16097 | TRINA SOLAR | TSM-245PA05.10 | 245 | 34 | 124 | 17 |  | Solar | FIXED | Roof
SRP16097 | ENPHASE ENERGY | M215-60-2LL-S2X-NA | 215 | 34 |  |  | 0.96 | Solar Inverter |  | INDOOR
SRP16098 | TRINA SOLAR | TSM-245PD05 | 245 | 5 | 140 | 16 |  | Solar | FIXED | Roof
SRP16098 | TRINA SOLAR | TSM-245PD05 | 245 | 20 | 140 | 26 |  | Solar | FIXED | Roof
SRP16098 | ENPHASE ENERGY | M215-60-SIE-S2X | 215 | 25 |  |  | 0.96 | Solar Inverter |  | INDOOR
SRP16099 | HANWHA SOLARONE (QIDONG) | HSL60M6-HA-0-250TW | 250 | 4 | 194.5 | 10 |  | Solar | FIXED | Roof
SRP16099 | HANWHA SOLARONE (QIDONG) | HSL60M6-HA-0-250TW | 250 | 40 | 194.5 | 30 |  | Solar | FIXED | Roof
SRP16099 | ENPHASE ENERGY | M215-60-2LL-S2X | 215 | 11 |  |  | 0.963 | Solar Inverter |  | Outside
SRP16099 | SMA AMERICA | SB7000US (240V) | 7000 | 1 |  |  | 0.97 | Solar Inverter |  | INDOOR
SRP16100 | CANADIAN SOLAR | CS6P-245MX | 245 | 15 | 159 | 21 |  | Solar | FIXED | Roof
SRP16100 | CANADIAN SOLAR | CS6P-245MX | 245 | 2 | 247 | 21 |  | Solar | FIXED | Roof
SRP16100 | ENPHASE ENERGY | M215-60-2LL-S2X | 215 | 17 |  |  | 0.96 | Solar Inverter |  | OUTDOOR
SRP16101 | LG ELECTRONICS SOLAR CELL DIVISION | LG250S1C-G3 | 250 | 55 | 235.4 | 20 |  | Solar | FIXED | Roof
SRP16101 | LG ELECTRONICS SOLAR CELL DIVISION | LG250S1C-G2 | 250 | 18 | 240.2 | 20 |  | Solar | FIXED | Roof
SRP16101 | SMA AMERICA | SB3000US (240V) | 3000 | 2 |  |  | 0.96 | Solar Inverter |  | INDOOR
SRP16101 | SMA AMERICA | SB5000US (240V) | 5000 | 1 |  |  | 0.96 | Solar Inverter |  | INDOOR
SRP16101 | SMA AMERICA | SB7000US (240V) | 7000 | 1 |  |  | 0.97 | Solar Inverter |  | INDOOR
SRP16102 | CANADIAN SOLAR | CS6P-245MX | 245 | 26 | 116 | 27 |  | Solar | FIXED | Roof
SRP16102 | ENPHASE ENERGY | M215-60-2LL-S2X-IG | 215 | 26 |  |  | 0.96 | Solar Inverter |  | OUTDOOR
SRP16103 | CANADIAN SOLAR | CS6P-235PX | 235 | 15 | 107 | 30 |  | Solar | FIXED | Roof
SRP16103 | ENPHASE ENERGY | M215-60-2LL-S2X | 215 | 15 |  |  | 0.96 | Solar Inverter |  | OUTDOOR
SRP16104 | CANADIAN SOLAR | CS6P-245MX | 245 | 16 | 172 | 24 |  | Solar | FIXED | Roof
SRP16104 | ENPHASE ENERGY | M215-60-2LL-S2X | 215 | 16 |  |  | 0.96 | Solar Inverter |  | OUTDOOR
SRP16105 | CANADIAN SOLAR | CS6P-245MX | 245 | 12 | 223 | 32 |  | Solar | FIXED | Roof
SRP16105 | ENPHASE ENERGY | M215-60-2LL-S2X | 215 | 12 |  |  | 0.96 | Solar Inverter |  | OUTDOOR
SRP16107 | TRINA SOLAR | TSM-235PA05 | 235 | 26 | 195 | 30 |  | Solar | FIXED | Roof
SRP16107 | ENPHASE ENERGY | M215-60-2LL-S2X | 215 | 26 |  |  | 0.96 | Solar Inverter |  | OUTDOOR
SRP16108 | TRINA SOLAR | TSM-235PA05.18 | 235 | 12 | 268 | 20 |  | Solar | FIXED | Roof
SRP16108 | TRINA SOLAR | TSM-235PA05.18 | 235 | 16 | 268 | 21 |  | Solar | FIXED | Roof
SRP16108 | ENPHASE ENERGY | M215-60-2LL-S2X-IG-ZC | 215 | 28 |  |  | 0.96 | Solar Inverter |  | OUTDOOR
SRP16109 | TRINA SOLAR | TSM-235PA05 | 235 | 12 | 150 | 22 |  | Solar | FIXED | Roof
SRP16109 | ENPHASE ENERGY | M215-60-2LL-S2X | 215 | 12 |  |  | 0.96 | Solar Inverter |  | OUTDOOR
SRP16110 | CANADIAN SOLAR | CS6P-245MX | 245 | 3 | 126 | 20 |  | Solar | FIXED | Roof
SRP16110 | CANADIAN SOLAR | CS6P-245MX | 245 | 11 | 212 | 20 |  | Solar | FIXED | Roof
SRP16110 | ENPHASE ENERGY | M215-60-2LL-S2X | 215 | 14 |  |  | 0.96 | Solar Inverter |  | OUTDOOR
SRP16112 | CANADIAN SOLAR | CS6P-245MX | 245 | 15 | 249 | 34 |  | Solar | FIXED | Roof
SRP16112 | ENPHASE ENERGY | M215-60-2LL-S2X | 215 | 15 |  |  | 0.96 | Solar Inverter |  | OUTDOOR
SRP16113 | CANADIAN SOLAR | CS6P-235PX | 235 | 5 | 128 | 15 |  | Solar | FIXED | Roof
SRP16113 | CANADIAN SOLAR | CS6P-235PX | 235 | 4 | 218 | 20 |  | Solar | FIXED | Roof
SRP16113 | CANADIAN SOLAR | CS6P-235PX | 235 | 15 | 218 | 38 |  | Solar | FIXED | Roof
SRP16113 | ENPHASE ENERGY | M215-60-2LL-S2X-IG-ZC-NA | 215 | 9 |  |  | 0.96 | Solar Inverter |  | OUTDOOR
SRP16113 | ENPHASE ENERGY | M215-60-2LL-S2X-IG-ZC-NA | 215 | 15 |  |  | 0.96 | Solar Inverter |  | OUTDOOR
SRP16114 | CANADIAN SOLAR | CS6P-245MX | 245 | 17 | 171 | 24 |  | Solar | FIXED | Roof
SRP16114 | ENPHASE ENERGY | M215-60-2LL-S2X | 215 | 17 |  |  | 0.96 | Solar Inverter |  | OUTDOOR
SRP16116 | CANADIAN SOLAR | CS6P-250P | 250 | 27 | 200 | 25 |  | Solar | FIXED | Roof
SRP16116 | CANADIAN SOLAR | CS6P-250P | 250 | 10 | 200 | 28 |  | Solar | FIXED | Roof
SRP16116 | ISOFOTON | I-100/12 | 250 | 8 | 140 | 32 |  | Solar | FIXED | Roof
SRP16116 | ENPHASE ENERGY | M215-60-2LL-S2X | 215 | 45 |  |  | 0.96 | Solar Inverter |  | OUTDOOR
SRP16117 | HANWHA SOLARONE (QIDONG) | HSL60M6-HA-0-250T | 250 | 48 | 148 | 20 |  | Solar | FIXED | Roof
SRP16117 | ENPHASE ENERGY | M215-60-2LL-S2X-IG-NA | 215 | 48 |  |  | 0.96 | Solar Inverter |  | OUTDOOR
SRP16118 | SOLARWORLD | SW265 MONO | 265 | 38 | 126 | 19 |  | Solar | FIXED | Roof
SRP16118 | ENPHASE ENERGY | M215-60-2LL-S2X | 215 | 10 |  |  | 0.96 | Solar Inverter |  | OUTDOOR
SRP16118 | ENPHASE ENERGY | M215-60-2LL-S2X | 215 | 28 |  |  | 0.96 | Solar Inverter |  | OUTDOOR
SRP16121 | LDK SOLAR | LDK-255P-20 | 255 | 24 | 86 | 23 |  | Solar | FIXED | Roof
SRP16121 | LDK SOLAR | LDK-255P-20 | 255 | 6 | 266 | 23 |  | Solar | FIXED | Roof
SRP16121 | ENPHASE ENERGY | M215-60-2LL-S2X | 215 | 30 |  |  | 0.955 | Solar Inverter |  | OUTDOOR
SRP16122 | CANADIAN SOLAR | CS6P-245MX | 245 | 9 | 107 | 20 |  | Solar | FIXED | Roof
SRP16122 | CANADIAN SOLAR | CS6P-245MX | 245 | 10 | 287 | 20 |  | Solar | FIXED | Roof
SRP16122 | ENPHASE ENERGY | M215-60-2LL-S2X | 215 | 19 |  |  | 0.96 | Solar Inverter |  | OUTDOOR
SRP16123 | SUNPOWER | SPR-327NE-WHT-D | 327 | 7 | 77 | 20 |  | Solar | FIXED | Roof
SRP16123 | SUNPOWER | SPR-327NE-WHT-D | 327 | 25 | 168 | 20 |  | Solar | FIXED | Roof
SRP16123 | SUNPOWER | SPR-327NE-WHT-D | 327 | 7 | 257 | 20 |  | Solar | FIXED | Roof
SRP16123 | SUNPOWER CORP (ORIGINAL MFRSMA) | SPR-3000M (208V) | 3000 | 1 |  |  | 0.97 | Solar Inverter |  | Outside
SRP16123 | SUNPOWER CORP (ORIGINAL MFRSMA) | SPR-4000M (208V) | 4200 | 1 |  |  | 0.97 | Solar Inverter |  | Outside
SRP16123 | SUNPOWER CORP (ORIGINAL MFRSMA) | SPR-5000M (208V) | 5000 | 1 |  |  | 0.97 | Solar Inverter |  | Outside
SRP16126 | HANWHA SOLARONE (QIDONG) | HSL60M6-HA-0-250TW | 250 | 32 | 253.6 | 30 |  | Solar | FIXED | Roof
SRP16126 | HANWHA SOLARONE (QIDONG) | HSL60M6-HB-0-250TW | 250 | 51 | 163.6 | 45 |  | Solar | FIXED | Roof
SRP16126 | ENPHASE ENERGY | M215-60-2LL-S2X | 215 | 8 |  |  | 0.96 | Solar Inverter |  | INDOOR
SRP16126 | SMA AMERICA | SB3000US (240V) | 3000 | 2 |  |  | 0.96 | Solar Inverter |  | INDOOR
SRP16126 | SMA AMERICA | SB5000US (240V) | 5000 | 1 |  |  | 0.96 | Solar Inverter |  | INDOOR
SRP16126 | SMA AMERICA | SB7000US (240V) | 7000 | 1 |  |  | 0.97 | Solar Inverter |  | INDOOR
SRP16127 | LDK SOLAR | LDK-255P-20 | 255 | 17 | 268 | 23 |  | Solar | FIXED | Roof
SRP16127 | ENPHASE ENERGY | M215-60-2LL-S2X | 215 | 17 |  |  | 0.96 | Solar Inverter |  | OUTDOOR
SRP16128 | TRINA SOLAR | TSM-245PD05 | 245 | 20 | 191 | 24 |  | Solar | FIXED | Roof
SRP16128 | ENPHASE ENERGY | M215-60-2LL-S2X-IG-ZC-NA | 215 | 20 |  |  | 0.96 | Solar Inverter |  | INDOOR
SRP16129 | TRINA SOLAR | TSM-245PA05 | 245 | 26 | 140 | 23 |  | Solar | FIXED | Roof
SRP16129 | ENPHASE ENERGY | M215-60-2LL-S2X-IG-ZC-NA | 215 | 26 |  |  | 0.96 | Solar Inverter |  | INDOOR
SRP16130 | TRINA SOLAR | TSM-245PD05 | 245 | 35 | 113 | 24 |  | Solar | FIXED | Roof
SRP16130 | ENPHASE ENERGY | M215-60-2LL-S2X | 215 | 35 |  |  | 0.96 | Solar Inverter |  | INDOOR
SRP16131 | CANADIAN SOLAR | CS4C-100 | 235 | 8 | 138 | 9 |  | Solar | FIXED | Roof
SRP16131 | CANADIAN SOLAR | CS4C-100 | 235 | 12 | 138 | 9 |  | Solar | FIXED | Roof
SRP16131 | CANADIAN SOLAR | CS4C-100 | 235 | 10 | 318 | 9 |  | Solar | FIXED | Roof
SRP16131 | ENPHASE ENERGY | M175-24-208-S | 215 | 30 |  |  | 0.96 | Solar Inverter |  | OUTDOOR
SRP16132 | TRINA SOLAR | TSM-245PA05.10 | 245 | 54 | 190 | 22 |  | Solar | FIXED | Ground
SRP16132 | ENPHASE ENERGY | M215-60-SIE-S2X-ZC-NA | 215 | 54 |  |  | 0.96 | Solar Inverter |  | Outside
SRP16134 | SUNTECH POWER | STP150-24/AB-1 | 250 | 3 | 111 | 30 |  | Solar | FIXED | Roof
SRP16134 | HANWHA SOLARONE (QIDONG) | HSL60P6-PA-0-250TB | 250 | 57 | 201.9 | 30 |  | Solar | FIXED | Roof
SRP16134 | ENPHASE ENERGY | M215-60-2LL-S2X | 215 | 7 |  |  | 0.963 | Solar Inverter |  | Outside
SRP16134 | SMA AMERICA | SB6000U (240V) | 6000 | 2 |  |  | 0.97 | Solar Inverter |  | Inside
SRP16135 | CANADIAN SOLAR | CS6P-235PX | 235 | 5 | 161 | 23 |  | Solar | FIXED | Roof
SRP16135 | CANADIAN SOLAR | CS6P-235PX | 235 | 3 | 161 | 39 |  | Solar | FIXED | Roof
SRP16135 | ENPHASE ENERGY | M215-60-2LL-S2X-IG | 215 | 8 |  |  | 0.96 | Solar Inverter |  | OUTDOOR
SRP16136 | YINGLI ENERGY (CHINA) | YL245P-29B | 245 | 15 | 190 | 36 |  | Solar | FIXED | Roof
SRP16136 | ENPHASE ENERGY | M215-60-2LL-S2X | 215 | 15 |  |  | 0.965 | Solar Inverter |  | OUTDOOR
SRP16137 | YINGLI ENERGY (CHINA) | YL255P-29B | 255 | 24 | 180 | 25 |  | Solar | FIXED | Ground
SRP16137 | SMA AMERICA | SB6000U (240V) | 6000 | 1 |  |  | 0.97 | Solar Inverter |  | OUTDOOR
SRP16138 | YINGLI ENERGY (CHINA) | YL255P-29B | 255 | 44 | 160 | 22 |  | Solar | FIXED | Roof
SRP16138 | SMA AMERICA | SB5000US (240V) | 5000 | 2 |  |  | 0.968 | Solar Inverter |  | OUTDOOR
SRP16139 | LDK SOLAR | LDK-240D-20 | 240 | 21 | 140 | 30 |  | Solar | FIXED | Roof
SRP16139 | LDK SOLAR | LDK-240D-20 | 240 | 5 | 230 | 30 |  | Solar | FIXED | Roof
SRP16139 | ENPHASE ENERGY | M215-60-2LL-S2X | 215 | 26 |  |  | 0.96 | Solar Inverter |  | OUTDOOR
SRP16140 | TRINA SOLAR | TSM-245PD05 | 245 | 11 | 150 | 23 |  | Solar | FIXED | Roof
SRP16140 | TRINA SOLAR | TSM-245PA05 | 245 | 33 | 240 | 23 |  | Solar | FIXED | Roof
SRP16140 | ENPHASE ENERGY | M175-24-208-S | 215 | 44 |  |  | 0.96 | Solar Inverter |  | INDOOR
SRP16141 | TRINA SOLAR | TSM-245PA05 | 245 | 25 | 256 | 22 |  | Solar | FIXED | Roof
SRP16141 | TRINA SOLAR | TSM-245PA05.10 | 245 | 2 | 258 | 22 |  | Solar | FIXED | Roof
SRP16141 | ENPHASE ENERGY | M215-60-2LL-S2X | 215 | 27 |  |  | 0.96 | Solar Inverter |  | INDOOR
SRP16142 | TRINA SOLAR | TSM-245PA05.10 | 245 | 9 | 225 | 15 |  | Solar | FIXED | Roof
SRP16142 | TRINA SOLAR | TSM-245PA05.10 | 245 | 39 | 225 | 18 |  | Solar | FIXED | Roof
SRP16142 | ENPHASE ENERGY | M215-60-2LL-S2X | 215 | 48 |  |  | 0.96 | Solar Inverter |  | INDOOR
SRP16143 | TRINA SOLAR | TSM-245PD05 | 245 | 22 | 136 | 27 |  | Solar | FIXED | Roof
SRP16143 | ENPHASE ENERGY | M175-24-208-S | 215 | 22 |  |  | 0.96 | Solar Inverter |  | INDOOR
SRP16144 | GREEN ENERGY SOLAR & WIND | GESW1750 USA-170W | 200 | 12 | 197 | 22 |  | Solar | FIXED | Roof
SRP16144 | GREENVOLTS | GV-SCP001 | 200 | 12 |  |  | 0.96 | Solar Inverter |  | OUTDOOR
SRP16146 | SOLYNDRA | SL-001-182U | 182 | 56 | 340 | 5 |  | Solar | FIXED | Roof
SRP16146 | SOLARWORLD | SW240 MONO | 240 | 87 | 160 | 5 |  | Solar | FIXED | Roof
SRP16146 | ENPHASE ENERGY | M215-60-2LL-S2X | 215 | 87 |  |  | 0.95 | Solar Inverter |  | OUTDOOR
SRP16146 | FRONIUS USA |  | 11000 | 1 |  |  | 0.98 | Solar Inverter |  | OUTDOOR
SRP16150 | CANADIAN SOLAR | CS4C-100 | 235 | 11 | 217 | 12 |  | Solar | FIXED | Roof
SRP16150 | ENPHASE ENERGY | M175-24-208-S | 215 | 11 |  |  | 0.96 | Solar Inverter |  | OUTDOOR
SRP16158 | TRINA SOLAR | TSM-240PD05 | 240 | 16 | 175 | 21 |  | Solar | FIXED | Roof
SRP16158 | TRINA SOLAR | TSM-240PA05 | 240 | 14 | 115 | 24 |  | Solar | FIXED | Roof
SRP16158 | TRINA SOLAR | TSM-240DA05 | 240 | 5 | 265 | 25 |  | Solar | FIXED | Roof
SRP16158 | ENPHASE ENERGY | M215-60-2LL-S2X | 215 | 35 |  |  | 0.96 | Solar Inverter |  | INDOOR
SRP16159 | ET SOLAR INDUSTRY | ET-A-P660230 | 230 | 224 | 90 | 3 |  | Solar | FIXED | Ground
SRP16159 | ET SOLAR INDUSTRY | ET-A-P660230 | 230 | 532 | 195 | 10 |  | Solar | FIXED | Ground
SRP16159 | PV POWERED | PVP50KW-480 | 50000 | 1 |  |  | 0.96 | Solar Inverter |  | OUTDOOR
SRP16159 | PV POWERED | PVP100KW-480 | 100000 | 1 |  |  | 0.955 | Solar Inverter |  | OUTDOOR
SRP16160 | ET SOLAR INDUSTRY | ET-P660230WB | 230 | 182 | 195 | 10 |  | Solar | FIXED | Roof
SRP16160 | PV POWERED | PVP35KW-208 | 35000 | 1 |  |  | 0.95 | Solar Inverter |  | OUTDOOR
SRP16163 | TRINA SOLAR | TSM-250PA05A | 250 | 26 | 266 | 28 |  | Solar | FIXED | Roof
SRP16163 | SMA AMERICA | SB6000U (240V) | 6000 | 1 |  |  | 0.97 | Solar Inverter |  | OUTDOOR
SRP16164 | TRINA SOLAR | TSM-250PA05A | 250 | 14 | 124 | 37 |  | Solar | FIXED | Roof
SRP16164 | SMA AMERICA | SB4000US (240V) | 4000 | 1 |  |  | 0.97 | Solar Inverter |  | OUTDOOR
SRP16165 | TRINA SOLAR | TSM-250PA05 | 250 | 19 | 189 | 28 |  | Solar | FIXED | Roof
SRP16165 | SMA AMERICA | SB3000US (240V) | 3000 | 1 |  |  | 0.97 | Solar Inverter |  | OUTDOOR
SRP16165 | SMA AMERICA | SB3000US (240V) | 3000 | 1 |  |  | 0.97 | Solar Inverter |  | OUTDOOR
SRP16166 | TRINA SOLAR | TSM-250PA05A | 250 | 28 | 187 | 24 |  | Solar | FIXED | Roof
SRP16166 | SMA AMERICA | SB4000US (240V) | 4000 | 1 |  |  | 0.97 | Solar Inverter |  | OUTDOOR
SRP16166 | SMA AMERICA | SB4000US (240V) | 4000 | 1 |  |  | 0.97 | Solar Inverter |  | OUTDOOR
SRP16169 | LG ELECTRONICS SOLAR CELL DIVISION | LG255S1C-G2 | 255 | 11 | 126 | 30 |  | Solar | FIXED | Roof
SRP16169 | LG ELECTRONICS SOLAR CELL DIVISION | LG255S1C-G3 | 255 | 9 | 216 | 35 |  | Solar | FIXED | Roof
SRP16169 | SIEMENS INDUSTRY | SMIINV215R60XX (208V) | 215 | 20 |  |  | 0.95 | Solar Inverter |  | Inside
SRP16171 | LG ELECTRONICS SOLAR CELL DIVISION | LG255S1C-G3 | 255 | 22 | 174 | 34 |  | Solar | FIXED | Roof
SRP16171 | SIEMENS INDUSTRY | SMIINV215R60XX (208V) | 215 | 22 |  |  | 0.98 | Solar Inverter |  | OUTDOOR
SRP16173 | LG ELECTRONICS SOLAR CELL DIVISION | LG255S1C-G3 | 255 | 9 | 86 | 45 |  | Solar | FIXED | Roof
SRP16173 | LG ELECTRONICS SOLAR CELL DIVISION | LG255S1C-G3 | 255 | 6 | 176 | 45 |  | Solar | FIXED | Roof
SRP16173 | SIEMENS INDUSTRY | SMIINV215R60XX (208V) | 215 | 15 |  |  | 0.95 | Solar Inverter |  | OUTDOOR
SRP16175 | TRINA SOLAR | TSM-250PA05 | 250 | 24 | 222 | 13 |  | Solar | FIXED | Roof
SRP16175 | SMA AMERICA | SB5000US (240V) | 5000 | 1 |  |  | 0.97 | Solar Inverter |  | OUTDOOR
SRP16176 | SUNPOWER | SPR-327NE-WHT-D | 327 | 14 | 109 | 22 |  | Solar | FIXED | Roof
SRP16176 | POWER-ONE | PVI-3600-US (240V) | 3600 | 1 |  |  | 0.97 | Solar Inverter |  | OUTDOOR
SRP16179 | LG ELECTRONICS SOLAR CELL DIVISION | LG255S1C-G3 | 255 | 20 | 191.3 | 27 |  | Solar | FIXED | Roof
SRP16179 | ENPHASE ENERGY | M215-60-2LL-S2X-IG-ZC | 215 | 20 |  |  | 0.95 | Solar Inverter |  | OUTDOOR
SRP16181 | LG ELECTRONICS SOLAR CELL DIVISION | LG255S1C-G2 | 255 | 9 | 134 | 33 |  | Solar | FIXED | Roof
SRP16181 | LG ELECTRONICS SOLAR CELL DIVISION | LG255S1C-G2 | 255 | 11 | 224 | 35 |  | Solar | FIXED | Roof
SRP16181 | SIEMENS INDUSTRY | SMIINV215R60XX (208V) | 215 | 20 |  |  | 0.95 | Solar Inverter |  | OUTDOOR
SRP16182 | CANADIAN SOLAR | CS6P-230 | 235 | 17 | 199 | 24 |  | Solar | FIXED | Roof
SRP16182 | ENPHASE ENERGY | EMU | 215 | 17 |  |  | 0.96 | Solar Inverter |  | OUTDOOR
SRP16183 | CANADIAN SOLAR | CS6P-245MX | 245 | 16 | 126 | 20 |  | Solar | FIXED | Roof
SRP16183 | CANADIAN SOLAR | CS6P-245MX | 245 | 4 | 126 | 23 |  | Solar | FIXED | Roof
SRP16183 | ENPHASE ENERGY | M215-60-2LL-S2X | 215 | 20 |  |  | 0.96 | Solar Inverter |  | OUTDOOR
SRP16184 | CANADIAN SOLAR | CS6P-235PX | 235 | 13 | 136 | 20 |  | Solar | FIXED | Roof
SRP16184 | CANADIAN SOLAR | CS6P-235PX | 235 | 8 | 226 | 20 |  | Solar | FIXED | Roof
SRP16184 | ENPHASE ENERGY | M215-60-2LL-S2X | 215 | 21 |  |  | 0.96 | Solar Inverter |  | OUTDOOR
SRP16185 | CANADIAN SOLAR | CS6P-245MX | 245 | 12 | 215 | 23 |  | Solar | FIXED | Roof
SRP16185 | ENPHASE ENERGY | M215-60-2LL-S2X | 215 | 12 |  |  | 0.96 | Solar Inverter |  | OUTDOOR
SRP16186 | CANADIAN SOLAR | CS6P-230 | 235 | 34 | 217 | 16 |  | Solar | FIXED | Roof
SRP16186 | ENPHASE ENERGY | EMU | 215 | 34 |  |  | 0.96 | Solar Inverter |  | OUTDOOR
SRP16187 | CANADIAN SOLAR | CS6P-245MX | 245 | 6 | 217 | 9 |  | Solar | FIXED | Roof
SRP16187 | CANADIAN SOLAR | CS6P-245MX | 245 | 8 | 217 | 14 |  | Solar | FIXED | Roof
SRP16187 | CANADIAN SOLAR | CS6P-245MX | 245 | 4 | 217 | 40 |  | Solar | FIXED | Roof
SRP16187 | ENPHASE ENERGY | M215-60-2LL-S2X | 215 | 18 |  |  | 0.96 | Solar Inverter |  | OUTDOOR
SRP16189 | CANADIAN SOLAR | CS6P-245MX | 245 | 10 | 160 | 22 |  | Solar | FIXED | Roof
SRP16189 | CANADIAN SOLAR | CS6P-245MX | 245 | 22 | 250 | 22 |  | Solar | FIXED | Roof
SRP16189 | ENPHASE ENERGY | M215-60-2LL-S2X-IG-ZC | 215 | 32 |  |  | 0.96 | Solar Inverter |  | OUTDOOR
SRP16191 | TRINA SOLAR | TSM-240PD05 | 240 | 26 | 90 | 30 |  | Solar | FIXED | Roof
SRP16191 | TRINA SOLAR | TSM-240PD05 | 240 | 28 | 270 | 30 |  | Solar | FIXED | Roof
SRP16191 | SMA AMERICA | SB6000US (240V) | 6000 | 1 |  |  | 0.955 | Solar Inverter |  | Inside
SRP16191 | SMA AMERICA | SB6000US (240V) | 6000 | 1 |  |  | 0.955 | Solar Inverter |  | Inside
SRP16192 | TRINA SOLAR | TSM-240PA05 | 240 | 14 | 265 | 28 |  | Solar | FIXED | Roof
SRP16192 | SOLAREDGE TECHNOLOGIES | SE3000 (240V) W/ -ER-US OR A-US | 3000 | 1 |  |  | 0.975 | Solar Inverter |  | Inside
SRP16196 | TRINA SOLAR | TSM-245PA05 | 245 | 35 | 154 | 33 |  | Solar | FIXED | Roof
SRP16196 | TRINA SOLAR | TSM-245PA05 | 245 | 7 | 244 | 33 |  | Solar | FIXED | Roof
SRP16196 | ENPHASE ENERGY | M215-60-SIE-S2X | 215 | 42 |  |  | 0.96 | Solar Inverter |  | INDOOR
SRP16198 | TRINA SOLAR | TSM-245PD05 | 245 | 72 | 210 | 16 |  | Solar | FIXED | Roof
SRP16198 | TRINA SOLAR | TSM-245PD05 | 245 | 11 | 210 | 33 |  | Solar | FIXED | Roof
SRP16198 | ENPHASE ENERGY | M215-60-2LL-S2X-IG-ZC-NA | 215 | 83 |  |  | 0.96 | Solar Inverter |  | INDOOR
SRP16199 | TRINA SOLAR | TSM-245PD05 | 245 | 22 | 175 | 24 |  | Solar | FIXED | Roof
SRP16199 | ENPHASE ENERGY | M215-60-2LL-S2X-IG-NA | 215 | 22 |  |  | 0.96 | Solar Inverter |  | INDOOR
SRP16200 | TRINA SOLAR | TSM-240DA05 | 240 | 30 | 166 | 26 |  | Solar | FIXED | Roof
SRP16200 | ENPHASE ENERGY | M215-60-2LL-S2X-NA | 215 | 30 |  |  | 0.96 | Solar Inverter |  | INDOOR
SRP16201 | TRINA SOLAR | TSM-245PA05 | 245 | 56 | 150 | 26 |  | Solar | FIXED | Roof
SRP16201 | ENPHASE ENERGY | M215-60-2LL-S2X | 215 | 56 |  |  | 0.96 | Solar Inverter |  | INDOOR
SRP16202 | TRINA SOLAR | TSM-240PA05.10 | 240 | 15 | 193 | 30 |  | Solar | FIXED | Roof
SRP16202 | ENPHASE ENERGY | M215-60-2LL-S2X | 215 | 15 |  |  | 0.96 | Solar Inverter |  | INDOOR
SRP16203 | TRINA SOLAR | TSM-245PA05 | 245 | 41 | 185 | 26 |  | Solar | FIXED | Roof
SRP16203 | ENPHASE ENERGY | M215-60-2LL-S2X | 215 | 41 |  |  | 0.96 | Solar Inverter |  | INDOOR
SRP16205 | TRINA SOLAR | TSM-240DA05 | 240 | 32 | 220 | 23 |  | Solar | FIXED | Roof
SRP16205 | ENPHASE ENERGY | M215-60-2LL-S2X | 215 | 32 |  |  | 0.96 | Solar Inverter |  | INDOOR
SRP16206 | TRINA SOLAR | TSM-245PD05 | 245 | 26 | 260 | 26 |  | Solar | FIXED | Roof
SRP16206 | ENPHASE ENERGY | M215-60-2LL-S2X | 215 | 26 |  |  | 0.96 | Solar Inverter |  | INDOOR
SRP16207 | TRINA SOLAR | TSM-245PD05 | 245 | 24 | 264 | 25 |  | Solar | FIXED | Roof
SRP16207 | ENPHASE ENERGY | M215-60-2LL-S2X | 215 | 24 |  |  | 0.96 | Solar Inverter |  | INDOOR
SRP16208 | TRINA SOLAR | TSM-240PD05 | 240 | 45 | 125 | 37 |  | Solar | FIXED | Roof
SRP16208 | TRINA SOLAR | TSM-240PA05 | 240 | 3 | 215 | 37 |  | Solar | FIXED | Roof
SRP16208 | ENPHASE ENERGY | M215-60-2LL-S2X-IG-NA | 215 | 48 |  |  | 0.96 | Solar Inverter |  | INDOOR
SRP16209 | TRINA SOLAR | TSM-245PD05 | 245 | 29 | 175 | 24 |  | Solar | FIXED | Roof
SRP16209 | ENPHASE ENERGY | M215-60-2LL-S2X-IG-ZC | 215 | 29 |  |  | 0.96 | Solar Inverter |  | INDOOR
SRP16211 | TRINA SOLAR | TSM-240PD05 | 240 | 23 | 170 | 26 |  | Solar | FIXED | Roof
SRP16211 | ENPHASE ENERGY | M215-60-2LL-S2X | 215 | 23 |  |  | 0.96 | Solar Inverter |  | INDOOR
SRP16212 | CHANGZHOU TRINA SOLAR ENERGY CO | TSM-160D | 240 | 16 | 113 | 18 |  | Solar | FIXED | Roof
SRP16212 | ENPHASE ENERGY | M215-60-2LL-S2X | 215 | 16 |  |  | 0.96 | Solar Inverter |  | INDOOR
SRP16213 | SUNPOWER |  | 327 | 26 | 128 | 35 |  | Solar | FIXED | Roof
SRP16213 | SUNPOWER CORP (ORIGINAL MFRSMA) | SPR-4000M (240V) | 4200 | 1 |  |  | 0.97 | Solar Inverter |  | INDOOR
SRP16213 | SUNPOWER CORP (ORIGINAL MFRSMA) | SPR-4000M (240V) | 4200 | 1 |  |  | 0.97 | Solar Inverter |  | INDOOR
SRP16214 | TRINA SOLAR | TSM-245PD05 | 245 | 30 | 192 | 12 |  | Solar | FIXED | Roof
SRP16214 | ENPHASE ENERGY | M215-60-2LL-S2X | 215 | 30 |  |  | 0.96 | Solar Inverter |  | INDOOR
SRP16215 | CANADIAN SOLAR | CS6P-245M | 245 | 12 | 172 | 15 |  | Solar | FIXED | Roof
SRP16215 | CANADIAN SOLAR | CS6P-245M | 245 | 16 | 172 | 33 |  | Solar | FIXED | Roof
SRP16215 | ENPHASE ENERGY | M215-60-2LL-S2X | 215 | 28 |  |  | 0.96 | Solar Inverter |  | OUTDOOR
SRP16218 | TRINA SOLAR | TSM-240PA05 | 240 | 11 | 118 | 20 |  | Solar | FIXED | Roof
SRP16218 | TRINA SOLAR | TSM-240PA05 | 240 | 26 | 208 | 26 |  | Solar | FIXED | Roof
SRP16218 | ENPHASE ENERGY | M215-60-2LL-S2X | 215 | 37 |  |  | 0.96 | Solar Inverter |  | Inside
SRP16219 | TRINA SOLAR | TSM-240PA05.08 | 240 | 13 | 208 | 20 |  | Solar | FIXED | Roof
SRP16219 | ENPHASE ENERGY | M215-60-2LL-S2X | 215 | 13 |  |  | 0.96 | Solar Inverter |  | OUTDOOR
SRP16224 | SUNTECH POWER | STP175-24/AB-1 | 175 | 8 | 247.5 | 30 |  | Solar | FIXED | Roof
SRP16224 | ENPHASE ENERGY | EMU | 190 | 8 |  |  | 0.96 | Solar Inverter |  | OUTDOOR
SRP16225 | LG ELECTRONICS SOLAR CELL DIVISION | LG250S1C-G3 | 250 | 9 | 275 | 22 |  | Solar | FIXED | Roof
SRP16225 | LG ELECTRONICS SOLAR CELL DIVISION | LG250S1C-G3 | 250 | 5 | 185 | 25 |  | Solar | FIXED | Roof
SRP16225 | ENPHASE ENERGY | M215-60-2LL-S2X | 215 | 14 |  |  | 0.96 | Solar Inverter |  | OUTDOOR
SRP16227 | LG ELECTRONICS SOLAR CELL DIVISION | LG250S1C-G2 | 250 | 25 | 95 | 22.5 |  | Solar | FIXED | Roof
SRP16227 | ENPHASE ENERGY | M215-60-2LL-S2X-IG-ZC | 215 | 13 |  |  | 0.96 | Solar Inverter |  | OUTDOOR
SRP16227 | ENPHASE ENERGY | M215-60-SIE-S2X | 215 | 12 |  |  | 0.96 | Solar Inverter |  | OUTDOOR
SRP16228 | SOLARWORLD | SW240 POLY | 240 | 120 | 205.9 | 22.6 |  | Solar | FIXED | Roof
SRP16228 | PV POWERED | PVP35KW-480 | 35000 | 1 |  |  | 0.972 | Solar Inverter |  | OUTDOOR
SRP16230 | TRINA SOLAR | TSM-240PA05.18 | 240 | 11 | 98 | 30 |  | Solar | FIXED | Roof
SRP16230 | TRINA SOLAR | TSM-240PD05 | 240 | 12 | 278 | 30 |  | Solar | FIXED | Roof
SRP16230 | TRINA SOLAR | TSM-240DA05 | 240 | 12 | 278 | 45 |  | Solar | FIXED | Roof
SRP16230 | SOLAREDGE TECHNOLOGIES | SE3800 (240V) W/ -ER-US OR A-US | 3800 | 2 |  |  | 0.975 | Solar Inverter |  | OUTDOOR
SRP16232 | TRINA SOLAR | TSM-250PA05 | 250 | 36 | 247.7 | 15 |  | Solar | FIXED | Roof
SRP16232 | SMA AMERICA | SB3000US (240V) | 3000 | 1 |  |  | 0.96 | Solar Inverter |  | INDOOR
SRP16232 | SMA AMERICA | SB6000U (240V) | 6000 | 1 |  |  | 0.97 | Solar Inverter |  | INDOOR
SRP16233 | HYUNDAI HEAVY INDUSTRIES | HIS-M230SG | 230 | 30 | 136 | 15 |  | Solar | FIXED | Roof
SRP16233 | HYUNDAI HEAVY INDUSTRIES | HIS-M230SG | 230 | 17 | 226 | 15 |  | Solar | FIXED | Roof
SRP16233 | ENPHASE ENERGY | M215-60-2LL-S2X | 215 | 47 |  |  | 0.963 | Solar Inverter |  | OUTDOOR
SRP16234 | TRINA SOLAR | TSM-240PD05 | 240 | 20 | 250 | 18 |  | Solar | FIXED | Roof
SRP16234 | TRINA SOLAR | TSM-240DA05 | 240 | 11 | 160 | 20 |  | Solar | FIXED | Roof
SRP16234 | SOLAREDGE TECHNOLOGIES | SE3800 (240V) W/ -ER-US OR A-US | 3800 | 1 |  |  | 0.975 | Solar Inverter |  | OUTDOOR
SRP16234 | SOLAREDGE TECHNOLOGIES | SE3800 (240V) W/ -ER-US OR A-US | 3800 | 1 |  |  | 0.975 | Solar Inverter |  | OUTDOOR
SRP16235 | SUNTECH POWER | STP150-24/AB-1 | 250 | 8 | 148.7 | 22 |  | Solar | FIXED | Roof
SRP16235 | SUNTECH POWER | STP150-24/AB-1 | 250 | 20 | 148.7 | 25 |  | Solar | FIXED | Roof
SRP16235 | ENPHASE ENERGY | M215-60-2LL-S2X | 215 | 2 |  |  | 0.963 | Solar Inverter |  | Outside
SRP16235 | SMA AMERICA | SB6000US (240V) | 6000 | 1 |  |  | 0.97 | Solar Inverter |  | INDOOR
SRP16236 | TRINA SOLAR | TSM-245PA05.18 | 245 | 17 | 195 | 18 |  | Solar | FIXED | Roof
SRP16236 | POWER-ONE | PVI-3.8-1-OUTD-X-US-Y (240 V) | 3800 | 1 |  |  | 0.965 | Solar Inverter |  | OUTDOOR
SRP16238 | SUNIVA | MVX290-72-5-701 | 290 | 12 | 177 | 0 |  | Solar | FIXED | Roof
SRP16238 | SUNIVA | MVT290-72-5-100 | 290 | 36 | 177 | 22 |  | Solar | FIXED | Roof
SRP16238 | SUNIVA | MVT290-72-5-100 | 290 | 34 | 177 | 38 |  | Solar | FIXED | Roof
SRP16238 | INGETEAM | INGECON SUN 5TL U 208V | 5000 | 1 |  |  | 0.97 | Solar Inverter |  | Outside
SRP16238 | INGETEAM | INGECON SUN 5TL U 208V | 5000 | 1 |  |  | 0.97 | Solar Inverter |  | Outside
SRP16238 | INGETEAM | INGECON SUN 5TL U 208V | 5000 | 1 |  |  | 0.97 | Solar Inverter |  | Outside
SRP16238 | INGETEAM | INGECON SUN 5TL U 208V | 5000 | 1 |  |  | 0.97 | Solar Inverter |  | Outside
SRP16238 | INGETEAM | INGECON SUN 5TL U 208V | 5000 | 1 |  |  | 0.97 | Solar Inverter |  | Outside
SRP16239 | TRINA SOLAR | TSM-245PA05 | 245 | 16 | 148 | 24 |  | Solar | FIXED | Roof
SRP16239 | TRINA SOLAR | TSM-245PA05.10 | 245 | 22 | 148 | 24 |  | Solar | FIXED | Roof
SRP16239 | ENPHASE ENERGY | M215-60-2LL-S2X-IG-ZC | 215 | 38 |  |  | 0.96 | Solar Inverter |  | OUTDOOR
SRP16240 | TRINA SOLAR | TSM-245PA05 | 245 | 30 | 188 | 26 |  | Solar | FIXED | Roof
SRP16240 | ENPHASE ENERGY | M215-60-2LL-S2X | 215 | 30 |  |  | 0.96 | Solar Inverter |  | INDOOR
SRP16241 | TRINA SOLAR | TSM-240DA05 | 240 | 30 | 200 | 17 |  | Solar | FIXED | Roof
SRP16241 | ENPHASE ENERGY | M215-60-2LL-S2X-IG-ZC-NA | 215 | 30 |  |  | 0.96 | Solar Inverter |  | INDOOR
SRP16242 | TRINA SOLAR | TSM-245PA05.10 | 245 | 31 | 154 | 20 |  | Solar | FIXED | Roof
SRP16242 | ENPHASE ENERGY | M215-60-2LL-S2X | 215 | 31 |  |  | 0.96 | Solar Inverter |  | OUTDOOR
SRP16243 | KYOCERA SOLAR | KD220GX-LFBS | 220 | 36 | 129 | 31 |  | Solar | FIXED | Roof
SRP16243 | FRONIUS USA |  | 7500 | 1 |  |  | 0.95 | Solar Inverter |  | Inside
SRP16245 | TRINA SOLAR | TSM-240PA05.05 | 240 | 33 | 120 | 32 |  | Solar | FIXED | Roof
SRP16245 | ENPHASE ENERGY | M215-60-2LL-S2X | 215 | 33 |  |  | 0.96 | Solar Inverter |  | OUTDOOR
SRP16248 | TRINA SOLAR | TSM-245PD05 | 245 | 9 | 86 | 30 |  | Solar | FIXED | Roof
SRP16248 | TRINA SOLAR | TSM-245PA05.10 | 245 | 36 | 176 | 30 |  | Solar | FIXED | Roof
SRP16248 | TRINA SOLAR | TSM-245PA05.10 | 245 | 4 | 265 | 30 |  | Solar | FIXED | Roof
SRP16248 | ENPHASE ENERGY | M215-60-2LL-S2X-IG | 215 | 49 |  |  | 0.96 | Solar Inverter |  | Outside
SRP16249 | CANADIAN SOLAR | CS6P-245MX | 245 | 34 | 170 | 27 |  | Solar | FIXED | Roof
SRP16249 | ENPHASE ENERGY | M215-60-2LL-S2X | 215 | 34 |  |  | 0.96 | Solar Inverter |  | OUTDOOR
SRP16250 | CANADIAN SOLAR | CS6P-235PX | 235 | 9 | 202 | 9 |  | Solar | FIXED | Roof
SRP16250 | CANADIAN SOLAR | CS6P-235PX | 235 | 8 | 112 | 21 |  | Solar | FIXED | Roof
SRP16250 | ENPHASE ENERGY | M175-24-208-S | 215 | 17 |  |  | 0.96 | Solar Inverter |  | OUTDOOR
SRP16252 | TRINA SOLAR | TSM-245PD05.10 | 245 | 33 | 145 | 20 |  | Solar | FIXED | Roof
SRP16252 | ENPHASE ENERGY | M215-60-2LL-S2X | 215 | 33 |  |  | 0.96 | Solar Inverter |  | INDOOR
SRP16253 | MOTECH AMERICAS | IM60C3-255-XXXXXX | 255 | 12 | 180 | 20 |  | Solar | FIXED | Ground
SRP16253 | ENPHASE ENERGY | M175-24-208-S | 215 | 12 |  |  | 0.96 | Solar Inverter |  | OUTDOOR
SRP16255 | TRINA SOLAR | TSM-245PA05.10 | 245 | 40 | 238.5 | 32 |  | Solar | FIXED | Roof
SRP16255 | ENPHASE ENERGY | M215-60-2LL-S2X | 215 | 40 |  |  | 0.96 | Solar Inverter |  | Inside
SRP16256 | SUNIVA | OPT260-60-4-100 | 260 | 27 | 166 | 22 |  | Solar | FIXED | Roof
SRP16256 | POWER-ONE | PVI-6000-OUTD-US-W (240 V) | 6000 | 1 |  |  | 0.965 | Solar Inverter |  | Inside
SRP16257 | YINGLI ENERGY (CHINA) | YL240P-29B | 240 | 47 | 145 | 34 |  | Solar | FIXED | Roof
SRP16257 | POWER-ONE | PVI-5000-OUTD-US (240 V) | 5000 | 1 |  |  | 0.965 | Solar Inverter |  | OUTDOOR
SRP16257 | POWER-ONE | PVI-5000-OUTD-US (240 V) | 5000 | 1 |  |  | 0.965 | Solar Inverter |  | OUTDOOR
SRP16259 | TRINA SOLAR | TSM-245PA05.18 | 245 | 20 | 178 | 40 |  | Solar | FIXED | Roof
SRP16259 | SOLAREDGE TECHNOLOGIES | SE5000 (240V) W/ -ER-US OR A-US | 5000 | 1 |  |  | 0.975 | Solar Inverter |  | OUTDOOR
SRP16260 | TRINA SOLAR | TSM-245PA05.18 | 245 | 12 | 93 | 16 |  | Solar | FIXED | Roof
SRP16260 | TRINA SOLAR | TSM-245PA05.18 | 245 | 11 | 183 | 16 |  | Solar | FIXED | Roof
SRP16260 | POWER-ONE | PVI-5000-OUTD-US (240 V) | 5000 | 1 |  |  | 0.965 | Solar Inverter |  | Inside
SRP16261 | SUNTECH POWER | STP210S-18/UB-1 | 250 | 22 | 109.6 | 20 |  | Solar | FIXED | Roof
SRP16261 | SUNTECH POWER | STP210S-18/UB-1 | 250 | 22 | 231.4 | 20 |  | Solar | FIXED | Roof
SRP16261 | SMA AMERICA | SB5000US (240V) | 5000 | 2 |  |  | 0.96 | Solar Inverter |  | INDOOR
SRP16262 | SUNTECH POWER | STP210S-18/UB-1 | 250 | 19 | 206.8 | 30 |  | Solar | FIXED | Roof
SRP16262 | SMA AMERICA | SB3000US (240V) | 3000 | 2 |  |  | 0.96 | Solar Inverter |  | INDOOR
SRP16263 | CANADIAN SOLAR | CS6P-245MX | 245 | 4 | 171 | 28 |  | Solar | FIXED | Roof
SRP16263 | ENPHASE ENERGY | M215-60-2LL-S2X | 215 | 4 |  |  | 0.96 | Solar Inverter |  | OUTDOOR
SRP16266 | CANADIAN SOLAR | CS6P-245MX | 245 | 4 | 172 | 8 |  | Solar | FIXED | Roof
SRP16266 | CANADIAN SOLAR | CS6P-245MX | 245 | 26 | 172 |  |  | Solar | FIXED | Roof
SRP16266 | ENPHASE ENERGY | M215-60-2LL-S2X-IG-NA | 215 | 30 |  |  | 0.96 | Solar Inverter |  | OUTDOOR
SRP16267 | KYOCERA SOLAR | KD220GX-LFBS | 220 | 25 | 178 | 30 |  | Solar | FIXED | Roof
SRP16267 | POWER-ONE | PVI-5000-OUTD-US (240 V) | 5000 | 1 |  |  | 0.965 | Solar Inverter |  | Inside
SRP16268 | TRINA SOLAR | TSM-240PA05 | 240 | 9 | 128 | 24 |  | Solar | FIXED | Roof
SRP16268 | TRINA SOLAR | TSM-240PA05 | 240 | 3 | 218 | 24 |  | Solar | FIXED | Roof
SRP16268 | POWER-ONE | PVI-3.0-OUTD-S-US (240 V) | 3000 | 1 |  |  | 0.96 | Solar Inverter |  | Inside
SRP16269 | TRINA SOLAR | TSM-245PA05.18 | 245 | 13 | 49 | 36 |  | Solar | FIXED | Roof
SRP16269 | TRINA SOLAR | TSM-245PD05.18 | 245 | 17 | 229 | 36 |  | Solar | FIXED | Roof
SRP16269 | POWER-ONE | PVI-3.0-OUTD-S-US (208 V) | 3000 | 1 |  |  | 0.96 | Solar Inverter |  | OUTDOOR
SRP16269 | POWER-ONE | PVI-3.8-1-OUTD-X-US-Y (208 V) | 3800 | 1 |  |  | 0.965 | Solar Inverter |  | OUTDOOR
SRP16270 | TRINA SOLAR | TSM-240PA05 | 240 | 7 | 100 | 16 |  | Solar | FIXED | Roof
SRP16270 | TRINA SOLAR | TSM-240PD05 | 240 | 14 | 190 | 19 |  | Solar | FIXED | Roof
SRP16270 | POWER-ONE | PVI-5000-OUTD-US (240 V) | 5000 | 1 |  |  | 0.965 | Solar Inverter |  | Inside
SRP16271 | TRINA SOLAR | TSM-245PA05.18 | 245 | 13 | 49 | 37 |  | Solar | FIXED | Roof
SRP16271 | TRINA SOLAR | TSM-245PD05.18 | 245 | 17 | 229 | 37 |  | Solar | FIXED | Roof
SRP16271 | POWER-ONE | PVI-3.0-OUTD-S-US (240 V) | 3000 | 1 |  |  | 0.96 | Solar Inverter |  | OUTDOOR
SRP16271 | POWER-ONE | PVI-3.8-1-OUTD-X-US-Y (240 V) | 3800 | 1 |  |  | 0.965 | Solar Inverter |  | OUTDOOR
SRP16272 | LG ELECTRONICS SOLAR CELL DIVISION | LG255S1C-G2 | 255 | 39 | 197 | 30 |  | Solar | FIXED | Roof
SRP16272 | POWER-ONE | PVI-3600-OUTD-US-F (240V) | 3600 | 1 |  |  | 0.96 | Solar Inverter |  | OUTDOOR
SRP16272 | POWER-ONE | PVI-4.2-OUTD-S-US (240 V) | 4200 | 1 |  |  | 0.96 | Solar Inverter |  | OUTDOOR
SRP16273 | CANADIAN SOLAR | CS6P-235PX | 235 | 14 | 114 | 4 |  | Solar | FIXED | Roof
SRP16273 | CANADIAN SOLAR | CS6P-235PX | 235 | 2 | 114 | 27 |  | Solar | FIXED | Roof
SRP16273 | ENPHASE ENERGY | M215-60-2LL-S2X | 215 | 16 |  |  | 0.96 | Solar Inverter |  | OUTDOOR
SRP16274 | TRINA SOLAR | TSM-235PA05.18 | 235 | 3 | 259 | 24 |  | Solar | FIXED | Roof
SRP16274 | TRINA SOLAR | TSM-235PA05.18 | 235 | 23 | 169 | 26 |  | Solar | FIXED | Roof
SRP16274 | ENPHASE ENERGY | M215-60-2LL-S2X | 215 | 26 |  |  | 0.96 | Solar Inverter |  | OUTDOOR
SRP16276 | TRINA SOLAR | TSM-240PD05.10 | 240 | 33 | 115 | 28 |  | Solar | FIXED | Roof
SRP16276 | SMA AMERICA | SB7000US-12 (240V) | 7000 | 1 |  |  | 0.96 | Solar Inverter |  | Inside
SRP16278 | TRINA SOLAR | TSM-240PD05 | 240 | 26 | 179 | 27 |  | Solar | FIXED | Roof
SRP16278 | SMA AMERICA | SB6000US-12 (208V) | 6000 | 1 |  |  | 0.965 | Solar Inverter |  | Inside
SRP16280 | TRINA SOLAR | TSM-245PD05 | 245 | 35 | 192 | 25 |  | Solar | FIXED | Roof
SRP16280 | ENPHASE ENERGY | M215-60-2LL-S2X | 215 | 35 |  |  | 0.96 | Solar Inverter |  | Outside
SRP16281 | MC SOLAR | BP970B | 240 | 247 | 144.5 | 10 |  | Solar | FIXED | Roof
SRP16281 | PV POWERED | PVP100KW-480 | 100000 | 1 |  |  | 0.955 | Solar Inverter |  | OUTDOOR
SRP16282 | TRINA SOLAR | TSM-245PA05 | 245 | 20 | 103 | 17 |  | Solar | FIXED | Roof
SRP16282 | ENPHASE ENERGY | M175-24-208-S | 215 | 20 |  |  | 0.96 | Solar Inverter |  | INDOOR
SRP16283 | SUNPOWER | T5-SPR-327 | 327 | 18 | 216 | 26 |  | Solar | FIXED | Roof
SRP16283 | POWER-ONE | PVI-6000-OUTD-US (240 V) | 6000 | 1 |  |  | 0.97 | Solar Inverter |  | OUTDOOR
SRP16284 | SUNPOWER | T5-SPR-327 | 327 | 20 | 213 | 30 |  | Solar | FIXED | Roof
SRP16284 | POWER-ONE | PVI-6000-OUTD-US (240 V) | 6000 | 1 |  |  | 0.97 | Solar Inverter |  | OUTDOOR
SRP16285 | SUNPOWER | T5-SPR-327 | 327 | 12 | 113 | 25 |  | Solar | FIXED | Roof
SRP16285 | SUNPOWER | T5-SPR-327 | 327 | 12 | 203 | 26 |  | Solar | FIXED | Roof
SRP16285 | SUNPOWER CORP (ORIGINAL MFRSMA) | SPR-6000M (240V) | 6000 | 1 |  |  | 0.97 | Solar Inverter |  | OUTDOOR
SRP16286 | SUNPOWER | T5-SPR-327 | 327 | 28 | 236 | 22 |  | Solar | FIXED | Roof
SRP16286 | SUNPOWER CORP (ORIGINAL MFRSMA) | SPR-7000M (240V) | 7000 | 1 |  |  | 0.97 | Solar Inverter |  | OUTDOOR
SRP16287 | SUNPOWER | T5-SPR-327 | 327 | 8 | 180 | 16 |  | Solar | FIXED | Roof
SRP16287 | SUNPOWER | T5-SPR-327 | 327 | 28 | 180 | 20 |  | Solar | FIXED | Roof
SRP16287 | SUNPOWER CORP (ORIGINAL MFRSMA) | SPR-3000M (240V) | 3000 | 1 |  |  | 0.97 | Solar Inverter |  | Inside
SRP16287 | SUNPOWER CORP (ORIGINAL MFRSMA) | SPR-7000M (240V) | 7000 | 1 |  |  | 0.97 | Solar Inverter |  | Inside
SRP16288 | HANWHA SOLARONE HONG KONG | HSL60P-PA-0-235K | 235 | 84 | 252 | 12 |  | Solar | FIXED | Roof
SRP16288 | TRINA SOLAR | TSM-235PA05.05 | 235 | 84 | 252 | 12 |  | Solar | FIXED | Roof
SRP16288 | SMA AMERICA | SB8000TL-US (208V) | 8000 | 4 |  |  | 0.965 | Solar Inverter |  | OUTDOOR
SRP16289 | HANWHA SOLARONE HONG KONG | HSL60P-PA-0-235K | 235 | 42 | 252 | 12 |  | Solar | FIXED | Roof
SRP16289 | TRINA SOLAR | TSM-235PA05.05 | 235 | 70 | 252 | 12 |  | Solar | FIXED | Roof
SRP16289 | SMA AMERICA | SB6000U (277V) | 6000 | 1 |  |  | 0.97 | Solar Inverter |  | OUTDOOR
SRP16289 | SMA AMERICA | SB8000TL-US (240V) | 8000 | 2 |  |  | 0.965 | Solar Inverter |  | OUTDOOR
SRP16292 | SHARP | ND-F2Q235 | 235 | 20 | 80 | 23 |  | Solar | FIXED | Roof
SRP16292 | SHARP | ND-Q235F4 | 235 | 12 | 80 | 23 |  | Solar | FIXED | Roof
SRP16292 | SHARP | ND-Q235F4 | 235 | 12 | 260 | 23 |  | Solar | FIXED | Roof
SRP16292 | SOLAREDGE TECHNOLOGIES | SE3800 (208V) W/ -ER-US OR A-US | 3800 | 1 |  |  | 0.977 | Solar Inverter |  | INDOOR
SRP16292 | SOLAREDGE TECHNOLOGIES | SE5000 (208V) W/ -ER-US OR A-US | 5000 | 1 |  |  | 0.983 | Solar Inverter |  | INDOOR
SRP16293 | TRINA SOLAR | TSM-235PA05 | 235 | 104 | 190 | 20 |  | Solar | FIXED | Ground
SRP16293 | SMA AMERICA | SB6000US (277V) | 6000 | 4 |  |  | 0.986 | Solar Inverter |  | OUTDOOR
SRP16294 | HANWHA SOLARONE (QIDONG) | HSL60P6-PA-4-235TW | 235 | 24 | 190 | 20 |  | Solar | FIXED | Roof
SRP16294 | TRINA SOLAR | TSM-235PD05 | 235 | 48 | 190 | 20 |  | Solar | FIXED | Roof
SRP16294 | SMA AMERICA | SB5000US-12 (240V) | 5000 | 3 |  |  | 0.986 | Solar Inverter |  | OUTDOOR
SRP16295 | TRINA SOLAR | TSM-235PD05 | 235 | 39 | 202 | 12 |  | Solar | FIXED | Roof
SRP16295 | HANWHA SOLARONE (QIDONG) | HSL60P6-PA-0-235T | 235 | 56 | 111 | 20 |  | Solar | FIXED | Roof
SRP16295 | TRINA SOLAR | TSM-235PA05 | 235 | 56 | 111 | 20 |  | Solar | FIXED | Roof
SRP16295 | SMA | SB 6000 | 6000 | 4 |  |  | 0.968 | Solar Inverter |  | OUTDOOR
SRP16295 | SMA | SB 6000 | 8000 | 1 |  |  | 0.963 | Solar Inverter |  | OUTDOOR
SRP16296 | HANWHA SOLARONE (QIDONG) | HSL60P6-PA-3-235Q | 235 | 52 | 190 | 12 |  | Solar | FIXED | Roof
SRP16296 | TRINA SOLAR | TSM-235PA05 | 235 | 78 | 190 | 12 |  | Solar | FIXED | Roof
SRP16296 | HANWHA SOLARONE (QIDONG) | HSL60P6-PA-0-235T | 235 | 56 | 107 | 20 |  | Solar | FIXED | Roof
SRP16296 | TRINA SOLAR | TSM-235PA05 | 235 | 56 | 107 | 20 |  | Solar | FIXED | Roof
SRP16296 | SMA AMERICA |  | 6000 | 4 |  |  | 0.986 | Solar Inverter |  | OUTDOOR
SRP16296 | SMA AMERICA |  | 6000 | 5 |  |  | 0.986 | Solar Inverter |  | OUTDOOR
SRP16297 | TRINA SOLAR | TSM-235PA05 | 235 | 15 | 125 | 20 |  | Solar | FIXED | Roof
SRP16297 | ENPHASE ENERGY | M215-60-2LL-S2X-IG-NA | 215 | 15 |  |  | 0.96 | Solar Inverter |  | OUTDOOR
SRP16298 | CANADIAN SOLAR | CS6P-245MX | 245 | 26 | 130 | 32 |  | Solar | FIXED | Roof
SRP16298 | ENPHASE ENERGY | M215-60-2LL-S2X-IG-ZC | 215 | 26 |  |  | 0.96 | Solar Inverter |  | OUTDOOR
SRP16299 | TRINA SOLAR | TSM-235PA05 | 235 | 18 | 105 | 27 |  | Solar | FIXED | Roof
SRP16299 | TRINA SOLAR | TSM-235PA05 | 235 | 22 | 285 | 27 |  | Solar | FIXED | Roof
SRP16299 | ENPHASE ENERGY | M215-60-2LL-S2X-IG | 215 | 10 |  |  | 0.96 | Solar Inverter |  | OUTDOOR
SRP16299 | ENPHASE ENERGY | M215-60-2LL-S2X-IG | 215 | 30 |  |  | 0.96 | Solar Inverter |  | OUTDOOR
SRP16300 | CANADIAN SOLAR | CS6P-245MX | 245 | 13 | 8 | 10 |  | Solar | FIXED | Roof
SRP16300 | CANADIAN SOLAR | CS6P-245MX | 245 | 17 | 188 | 37 |  | Solar | FIXED | Roof
SRP16300 | ENPHASE ENERGY | M215-60-2LL-S2X | 215 | 30 |  |  | 0.96 | Solar Inverter |  | OUTDOOR
SRP16302 | CANADIAN SOLAR | CS6P-245MX | 245 | 12 | 245 | 16 |  | Solar | FIXED | Roof
SRP16302 | CANADIAN SOLAR | CS6P-245MX | 245 | 4 | 155 | 18 |  | Solar | FIXED | Roof
SRP16302 | CANADIAN SOLAR | CS6P-245MX | 245 | 3 | 245 | 18 |  | Solar | FIXED | Roof
SRP16302 | ENPHASE ENERGY | M215-60-2LL-S2X | 215 | 19 |  |  | 0.96 | Solar Inverter |  | OUTDOOR
SRP16303 | TRINA SOLAR | TSM-240PD05 | 240 | 10 | 124 | 12 |  | Solar | FIXED | Roof
SRP16303 | TRINA SOLAR | TSM-240DA05 | 240 | 14 | 124 | 40 |  | Solar | FIXED | Roof
SRP16303 | POWER-ONE | PVI-5000-OUTD-US (240 V) | 5000 | 1 |  |  | 0.965 | Solar Inverter |  | Inside
SRP16304 | TRINA SOLAR | TSM-240DA05 | 240 | 22 | 180 | 28 |  | Solar | FIXED | Roof
SRP16304 | TRINA SOLAR | TSM-240DA05 | 240 | 10 | 180 | 35 |  | Solar | FIXED | Roof
SRP16304 | SMA AMERICA | SB3000US-12 (240V) | 3000 | 1 |  |  | 0.955 | Solar Inverter |  | Inside
SRP16304 | SMA AMERICA | SB5000US-12 (240V) | 5000 | 1 |  |  | 0.955 | Solar Inverter |  | Inside
SRP16305 | TRINA SOLAR | TSM-245PA05.10 | 245 | 25 | 249 | 32 |  | Solar | FIXED | Roof
SRP16305 | ENPHASE ENERGY | M215-60-2LL-S2X | 215 | 25 |  |  | 0.96 | Solar Inverter |  | Outside
SRP16306 | SUNTECH POWER | STP210S-18/UB-1 | 235 | 42 | 162 | 20 |  | Solar | FIXED | Ground
SRP16306 | SMA AMERICA | SB9000TL-US | 9000 | 1 |  |  | 0.97 | Solar Inverter |  | OUTDOOR
SRP16307 | SUNTECH POWER | PLUTO235-WDE | 235 | 42 | 162 | 20 |  | Solar | FIXED | Pole
SRP16307 | SMA AMERICA | SB9000TL-US | 9000 | 1 |  |  | 0.97 | Solar Inverter |  | OUTDOOR
SRP16308 | SUNTECH POWER | STP210S-18/UB-1 | 235 | 33 | 177 | 15 |  | Solar | FIXED | Ground
SRP16308 | SMA AMERICA | SB7000US (240V) | 7000 | 1 |  |  | 0.97 | Solar Inverter |  | OUTDOOR
SRP16310 | TRINA SOLAR | TSM-250PA05 | 250 | 24 | 206 | 33 |  | Solar | FIXED | Roof
SRP16310 | SMA AMERICA | SB5000US (240V) | 5000 | 1 |  |  | 0.97 | Solar Inverter |  | Inside
SRP16311 | TRINA SOLAR | TSM-250PA05A | 250 | 12 | 130 | 30 |  | Solar | FIXED | Roof
SRP16311 | SMA AMERICA | SB4000US (240V) | 4000 | 1 |  |  | 0.97 | Solar Inverter |  | Inside
SRP16312 | TRINA SOLAR | TSM-250PD05 | 250 | 8 | 160 | 32 |  | Solar | FIXED | Roof
SRP16312 | TRINA SOLAR | TSM-250PD05 | 250 | 28 | 160 | 32 |  | Solar | FIXED | Roof
SRP16312 | SMA AMERICA | SB4000US (240V) | 4000 | 1 |  |  | 0.97 | Solar Inverter |  | OUTDOOR
SRP16312 | SMA AMERICA | SB5000US (240V) | 5000 | 1 |  |  | 0.97 | Solar Inverter |  | OUTDOOR
SRP16313 | SUNPOWER | T5-SPR-327 | 327 | 16 | 198 | 17 |  | Solar | FIXED | Roof
SRP16313 | POWER-ONE | PVI-4.2-OUTD-S-US (240 V) | 4200 | 1 |  |  | 0.97 | Solar Inverter |  | OUTDOOR
SRP16314 | SUNTECH POWER | STP210S-18/UB-1 | 295 | 400 | 173 | 10 |  | Solar | FIXED | Roof
SRP16314 | PV POWERED | PVP35KW-208 | 35000 | 1 |  |  | 0.966 | Solar Inverter |  | INDOOR
SRP16314 | PV POWERED | PVP75KW-208 | 75000 | 1 |  |  | 0.96 | Solar Inverter |  | INDOOR
SRP16315 | HANWHA SOLARONE (QIDONG) | HSL60P6-PA-0-235T | 235 | 72 | 180 | 12 |  | Solar | FIXED | Roof
SRP16315 | TRINA SOLAR | TSM-235PA05 | 235 | 66 | 180 | 12 |  | Solar | FIXED | Roof
SRP16315 | SMA AMERICA | SB8000TL-US (208V) | 8000 | 4 |  |  | 0.97 | Solar Inverter |  | OUTDOOR
SRP16316 | MOTECH AMERICAS | IM60B3-250-XXXXXX | 250 | 10 | 176 | 26 |  | Solar | FIXED | Roof
SRP16316 | MOTECH AMERICAS | IM60B3-250-XXXXXX | 250 | 12 | 176 | 30 |  | Solar | FIXED | Roof
SRP16316 | MOTECH AMERICAS | IM60C3-250-XXXXXX | 250 | 4 | 266 | 47 |  | Solar | FIXED | Roof
SRP16316 | ENPHASE ENERGY | M175-24-208-S | 215 | 26 |  |  | 0.96 | Solar Inverter |  | OUTDOOR
SRP16317 | YINGLI ENERGY (CHINA) | YL240P-29B | 240 | 39 | 134 | 33 |  | Solar | FIXED | Roof
SRP16317 | SMA AMERICA | SB4000US-12 (240V) | 4000 | 1 |  |  | 0.96 | Solar Inverter |  | Inside
SRP16317 | SMA AMERICA | SB5000US (240V) | 5000 | 1 |  |  | 0.955 | Solar Inverter |  | Inside
SRP16318 | TRINA SOLAR | TSM-245PA05 | 240 | 8 | 126 | 22 |  | Solar | FIXED | Roof
SRP16318 | TRINA SOLAR | TSM-240PA05 | 240 | 12 | 216 | 22 |  | Solar | FIXED | Roof
SRP16318 | POWER-ONE | PVI-4.2-OUTD-S-US (277 V) | 4200 | 1 |  |  | 0.96 | Solar Inverter |  | OUTDOOR
SRP16319 | ISOFOTON | I-159 | 250 | 25 | 225.8 | 20 |  | Solar | FIXED | Roof
SRP16319 | SMA AMERICA | SB4000US (240V) | 4000 | 2 |  |  | 0.96 | Solar Inverter |  | INDOOR
SRP16320 | TRINA SOLAR | TSM-245PA05.10 | 245 | 22 | 193 | 34 |  | Solar | FIXED | Roof
SRP16320 | ENPHASE ENERGY | M215-60-2LL-S2X | 215 | 22 |  |  | 0.96 | Solar Inverter |  | Inside
SRP16321 | LG ELECTRONICS SOLAR CELL DIVISION | LG250S1C-G2 | 250 | 26 | 167.3 | 20 |  | Solar | FIXED | Roof
SRP16321 | LG ELECTRONICS SOLAR CELL DIVISION | LG250S1C-G2 | 250 | 28 | 257.3 | 30 |  | Solar | FIXED | Roof
SRP16321 | ENPHASE ENERGY | M215-60-2LL-S2X | 215 | 2 |  |  | 0.963 | Solar Inverter |  | Outside
SRP16321 | SMA AMERICA | SB6000US (240V) | 6000 | 2 |  |  | 0.97 | Solar Inverter |  | INDOOR
SRP16322 | TRINA SOLAR | TSM-250PA05A | 250 | 24 | 184 | 19 |  | Solar | FIXED | Roof
SRP16322 | TRINA SOLAR | TSM-250PD05 | 250 | 14 | 94 | 20 |  | Solar | FIXED | Roof
SRP16322 | SMA AMERICA | SB4000US (240V) | 4000 | 1 |  |  | 0.97 | Solar Inverter |  | OUTDOOR
SRP16322 | SMA AMERICA | SB5000US (240V) | 5000 | 1 |  |  | 0.97 | Solar Inverter |  | OUTDOOR
SRP16323 | TRINA SOLAR | TSM-250PA05A | 250 | 11 | 128 | 30 |  | Solar | FIXED | Roof
SRP16323 | SMA AMERICA | SB3000US (240V) | 3000 | 1 |  |  | 0.97 | Solar Inverter |  | OUTDOOR
SRP16325 | TRINA SOLAR | TSM-250PA05A | 250 | 40 | 125 | 20 |  | Solar | FIXED | Roof
SRP16325 | SMA AMERICA | SB4000US (240V) | 4000 | 1 |  |  | 0.97 | Solar Inverter |  | OUTDOOR
SRP16325 | SMA AMERICA | SB4000US (240V) | 4000 | 1 |  |  | 0.97 | Solar Inverter |  | OUTDOOR
SRP16326 | YINGLI ENERGY (CHINA) | YL245P-29B | 245 | 9 | 192 | 4 |  | Solar | FIXED | Roof
SRP16326 | POWER-ONE | PVI-3.0-OUTD-S-US (240 V) | 3000 | 1 |  |  | 0.96 | Solar Inverter |  | INDOOR
SRP16327 | REC SOLAR | REC250PE (BLK) | 250 | 9 | 84 | 23 |  | Solar | FIXED | Roof
SRP16327 | REC SOLAR | REC250PE (BLK) | 250 | 9 | 262 | 23 |  | Solar | FIXED | Roof
SRP16327 | REC SOLAR | REC250PE (BLK) | 250 | 32 | 180 | 34 |  | Solar | FIXED | Roof
SRP16327 | SMA AMERICA | SB3000US (240V) | 3000 | 1 |  |  | 0.968 | Solar Inverter |  | OUTDOOR
SRP16327 | SMA AMERICA | SB3000US (240V) | 3000 | 1 |  |  | 0.968 | Solar Inverter |  | OUTDOOR
SRP16327 | SMA AMERICA | SB3000US (240V) | 3000 | 1 |  |  | 0.968 | Solar Inverter |  | OUTDOOR
SRP16327 | SMA AMERICA | SB4000US (240V) | 4000 | 1 |  |  | 0.968 | Solar Inverter |  | OUTDOOR
SRP16328 | TRINA SOLAR | TSM-250PD05 | 250 | 14 | 81 | 19 |  | Solar | FIXED | Roof
SRP16328 | SMA AMERICA | SB4000US (240V) | 4000 | 1 |  |  | 0.97 | Solar Inverter |  | OUTDOOR
SRP16329 | TRINA SOLAR | TSM-250PA05A | 250 | 22 | 124 | 30 |  | Solar | FIXED | Roof
SRP16329 | SMA AMERICA | SB5000US (240V) | 5000 | 1 |  |  | 0.97 | Solar Inverter |  | OUTDOOR
SRP16330 | TRINA SOLAR | TSM-250PA05A | 250 | 10 | 65 | 10 |  | Solar | FIXED | Roof
SRP16330 | TRINA SOLAR | TSM-250PA05 | 250 | 10 | 245 | 32 |  | Solar | FIXED | Roof
SRP16330 | SMA AMERICA | SB4000US (240V) | 4000 | 1 |  |  | 0.97 | Solar Inverter |  | OUTDOOR
SRP16331 | REC SOLAR | REC250PE(BLK) ECO | 250 | 19 | 200 | 32 |  | Solar | FIXED | Roof
SRP16331 | ENPHASE ENERGY | M215-60-2LL-S2X | 215 | 19 |  |  | 0.95 | Solar Inverter |  | OUTDOOR
SRP16332 | TRINA SOLAR | TSM-250PA05A | 250 | 14 | 130 | 37 |  | Solar | FIXED | Roof
SRP16332 | SMA AMERICA | SB4000US (240V) | 4000 | 1 |  |  | 0.97 | Solar Inverter |  | OUTDOOR
SRP16333 | TRINA SOLAR | TSM-250PA05 | 250 | 14 | 127 | 40 |  | Solar | FIXED | Roof
SRP16333 | SMA AMERICA | SB4000US (240V) | 4000 | 1 |  |  | 0.96 | Solar Inverter |  | OUTDOOR
SRP16334 | TRINA SOLAR | TSM-250PA05 | 250 | 28 | 146 | 33 |  | Solar | FIXED | Roof
SRP16334 | SMA AMERICA | SB4000US (240V) | 4000 | 1 |  |  | 0.97 | Solar Inverter |  | OUTDOOR
SRP16334 | SMA AMERICA | SB4000US (240V) | 4000 | 1 |  |  | 0.97 | Solar Inverter |  | OUTDOOR
SRP16335 | TRINA SOLAR | TSM-250PA05 | 250 | 24 | 108 | 25 |  | Solar | FIXED | Roof
SRP16335 | SMA AMERICA | SB5000US (240V) | 5000 | 1 |  |  | 0.97 | Solar Inverter |  | OUTDOOR
SRP16336 | TRINA SOLAR | TSM-250PA05 | 250 | 20 | 211 | 45 |  | Solar | FIXED | Roof
SRP16336 | TRINA SOLAR | TSM-250PA05A | 250 | 4 | 211 | 45 |  | Solar | FIXED | Roof
SRP16336 | SMA AMERICA | SB5000US (240V) | 5000 | 1 |  |  | 0.97 | Solar Inverter |  | OUTDOOR
SRP16337 | TRINA SOLAR | TSM-245PA05 | 245 | 22 | 122 | 19 |  | Solar | FIXED | Roof
SRP16337 | TRINA SOLAR | TSM-245PD05 | 245 | 10 | 212 | 26 |  | Solar | FIXED | Roof
SRP16337 | TRINA SOLAR | TSM-245PA05 | 245 | 10 | 212 | 31 |  | Solar | FIXED | Roof
SRP16337 | ENPHASE ENERGY | M215-60-2LL-S2X-NA | 215 | 42 |  |  | 0.96 | Solar Inverter |  | INDOOR
SRP16338 | TRINA SOLAR | TSM-245PD05 | 245 | 35 | 200 | 30 |  | Solar | FIXED | Roof
SRP16338 | ENPHASE ENERGY | M215-60-2LL-S2X-NA | 215 | 35 |  |  | 0.96 | Solar Inverter |  | INDOOR
SRP16340 | TRINA SOLAR | TSM-250PA05 | 250 | 20 | 154 | 23 |  | Solar | FIXED | Roof
SRP16340 | ENPHASE ENERGY | M215-60-2LL-S2X | 215 | 10 |  |  | 0.97 | Solar Inverter |  | OUTDOOR
SRP16340 | ENPHASE ENERGY | M215-60-2LL-S2X | 215 | 10 |  |  | 0.97 | Solar Inverter |  | OUTDOOR
SRP16341 | HANWHA SOLARONE (QIDONG) | HSL60P6-PA-0-235T | 235 | 84 | 214 | 20 |  | Solar | FIXED | Roof
SRP16341 | TRINA SOLAR | TSM-235PA05.05 | 235 | 84 | 214 | 20 |  | Solar | FIXED | Roof
SRP16341 | SMA AMERICA | SB10000TL-US (208V) | 10000 | 4 |  |  | 0.983 | Solar Inverter |  | OUTDOOR
SRP16342 | HANWHA SOLARONE (QIDONG) | HSL60P6-PB-3-235Q | 235 | 42 | 214 | 20 |  | Solar | FIXED | Roof
SRP16342 | TRINA SOLAR | TSM-235PD05 | 235 | 42 | 214 | 20 |  | Solar | FIXED | Roof
SRP16342 | SMA AMERICA | SB7000US (240V) | 10000 | 2 |  |  | 0.983 | Solar Inverter |  | OUTDOOR
SRP16343 | TRINA SOLAR | TSM-245PD05 | 245 | 11 | 205 | 26 |  | Solar | FIXED | Roof
SRP16343 | TRINA SOLAR | TSM-245PD05 | 245 | 9 | 205 | 34 |  | Solar | FIXED | Roof
SRP16343 | TRINA SOLAR | TSM-245PD05 | 245 | 38 | 205 | 34 |  | Solar | FIXED | Roof
SRP16343 | ENPHASE ENERGY | M215-60-2LL-S2X-IG-ZC | 215 | 58 |  |  | 0.96 | Solar Inverter |  | OUTDOOR
SRP16344 | TRINA SOLAR | TSM-240PA05.10 | 240 | 19 | 120 | 22 |  | Solar | FIXED | Roof
SRP16344 | TRINA SOLAR | TSM-240PA05.10 | 240 | 25 | 210 | 22 |  | Solar | FIXED | Roof
SRP16344 | ENPHASE ENERGY | M215-60-2LL-S2X | 215 | 44 |  |  | 0.96 | Solar Inverter |  | INDOOR
SRP16346 | CANADIAN SOLAR | CS6P-245M | 245 | 41 | 95 | 20 |  | Solar | FIXED | Roof
SRP16346 | ENPHASE ENERGY | M215-60-2LL-S2X | 215 | 41 |  |  | 0.968 | Solar Inverter |  | OUTDOOR
SRP16350 | CANADIAN SOLAR | CS6P-245MX | 245 | 14 | 160 | 35 |  | Solar | FIXED | Roof
SRP16350 | ENPHASE ENERGY | M215-60-2LL-S2X | 215 | 14 |  |  | 0.96 | Solar Inverter |  | OUTDOOR
SRP16351 | REC SOLAR | REC245PE (BLK) | 245 | 44 | 155 | 26 |  | Solar | FIXED | Roof
SRP16351 | FRONIUS USA |  | 10000 | 1 |  |  | 0.955 | Solar Inverter |  | INDOOR
SRP16352 | REC SOLAR | REC245PE (BLK) | 245 | 22 | 129 | 45 |  | Solar | FIXED | Roof
SRP16352 | FRONIUS USA |  | 5000 | 1 |  |  | 0.955 | Solar Inverter |  | INDOOR
SRP16353 | SUNPOWER | SPR-315E-WHT-U | 327 | 14 | 219 | 45 |  | Solar | FIXED | Roof
SRP16353 | SMA AMERICA | SB4000US (208V) | 4000 | 1 |  |  | 0.97 | Solar Inverter |  | OUTDOOR
SRP16354 | REC SOLAR | REC245PE (BLK) | 245 | 33 | 137 | 30 |  | Solar | FIXED | Roof
SRP16354 | FRONIUS USA |  | 7500 | 1 |  |  | 0.955 | Solar Inverter |  | Inside
SRP16355 | LG ELECTRONICS SOLAR CELL DIVISION | LG255S1C-G2 | 255 | 22 | 66 | 30 |  | Solar | FIXED | Roof
SRP16355 | LG ELECTRONICS SOLAR CELL DIVISION | LG255S1C-G2 | 255 | 18 | 251 | 30 |  | Solar | FIXED | Roof
SRP16355 | ENPHASE ENERGY | M215-60-2LL-S2X | 215 | 40 |  |  | 0.97 | Solar Inverter |  | OUTDOOR
SRP16356 | SUNTECH POWER | STP210S-18/UB-1 | 295 | 1090 | 173 | 10 |  | Solar | FIXED | Roof
SRP16356 | PV POWERED | PVP3500 | 35000 | 1 |  |  | 0.966 | Solar Inverter |  | INDOOR
SRP16356 | PV POWERED | PVP100KW-208 | 260000 | 1 |  |  | 0.97 | Solar Inverter |  | INDOOR
SRP16357 | SUNPOWER | T5-SPR-327 | 327 | 12 | 64 | 19 |  | Solar | FIXED | Roof
SRP16357 | SUNPOWER | T5-SPR-327 | 327 | 32 | 244 | 19 |  | Solar | FIXED | Roof
SRP16357 | POWER-ONE | PVI-3.0-OUTD-S-US (240 V) | 3000 | 2 |  |  | 0.97 | Solar Inverter |  | Outside
SRP16357 | POWER-ONE | PVI-6000-OUTD-US (240 V) | 6000 | 1 |  |  | 0.97 | Solar Inverter |  | OUTDOOR
SRP16358 | SUNTECH POWER | STP295-24/VD | 295 | 660 | 173 | 10 |  | Solar | FIXED | Roof
SRP16358 | PV POWERED | PVP75KW-480 | 75000 | 1 |  |  | 0.96 | Solar Inverter |  | INDOOR
SRP16358 | PV POWERED | PVP100KW-480 | 100000 | 1 |  |  | 0.96 | Solar Inverter |  | INDOOR
SRP16359 | SHARP | ND-240QCJ | 240 | 18 | 170 | 16 |  | Solar | FIXED | Roof
SRP16359 | SOLAREDGE TECHNOLOGIES | SE5000 (240V) W/ -ER-US OR A-US | 5000 | 1 |  |  | 0.983 | Solar Inverter |  | INDOOR
SRP16360 | REC SOLAR | REC250PE (BLK) | 250 | 40 | 130 | 35 |  | Solar | FIXED | Roof
SRP16360 | REC SOLAR | REC250PE (BLK) | 250 | 16 | 305 | 35 |  | Solar | FIXED | Roof
SRP16360 | SMA AMERICA | SB3000US (240V) | 3000 | 1 |  |  | 0.968 | Solar Inverter |  | OUTDOOR
SRP16360 | SMA AMERICA | SB5000US (240V) | 5000 | 2 |  |  | 0.97 | Solar Inverter |  | OUTDOOR
SRP16361 | CANADIAN SOLAR | CS6P-245MX | 245 | 20 | 251 | 16 |  | Solar | FIXED | Roof
SRP16361 | CANADIAN SOLAR | CS6P-245MX | 245 | 10 | 251 | 18 |  | Solar | FIXED | Roof
SRP16361 | ENPHASE ENERGY | M215-60-2LL-S2X | 215 | 10 |  |  | 0.96 | Solar Inverter |  | OUTDOOR
SRP16361 | ENPHASE ENERGY | M215-60-2LL-S2X | 215 | 20 |  |  | 0.96 | Solar Inverter |  | OUTDOOR
SRP16362 | TRINA SOLAR | TSM-250PA05 | 250 | 13 | 118 | 23 |  | Solar | FIXED | Roof
SRP16362 | TRINA SOLAR | TSM-250PA05A | 250 | 10 | 208 | 23 |  | Solar | FIXED | Roof
SRP16362 | SMA AMERICA | SB3000US (240V) | 3000 | 1 |  |  | 0.97 | Solar Inverter |  | OUTDOOR
SRP16362 | SMA AMERICA | SB4000US (240V) | 4000 | 1 |  |  | 0.97 | Solar Inverter |  | OUTDOOR
SRP16363 | YINGLI ENERGY (CHINA) | YL240P-29B | 240 | 34 | 215 | 20 |  | Solar | FIXED | Roof
SRP16363 | ENPHASE ENERGY | M215-60-2LL-S2X | 215 | 34 |  |  | 0.96 | Solar Inverter |  | OUTDOOR
SRP16364 | HANWHA SOLARONE (QIDONG) | HSL60M6-HA-0-250T | 250 | 44 | 160 | 20 |  | Solar | FIXED | Roof
SRP16364 | HANWHA SOLARONE (QIDONG) | HSL60M6-HA-0-250T | 250 | 32 | 180 | 30 |  | Solar | FIXED | Roof
SRP16364 | ENPHASE ENERGY | M215-60-2LL-S2X | 215 | 8 |  |  | 0.963 | Solar Inverter |  | Outside
SRP16364 | SMA AMERICA | SB3000US (240V) | 3000 | 1 |  |  | 0.96 | Solar Inverter |  | Inside
SRP16364 | SMA AMERICA | SB5000US (240V) | 5000 | 1 |  |  | 0.96 | Solar Inverter |  | Inside
SRP16364 | SMA AMERICA | SB7000US (240V) | 7000 | 1 |  |  | 0.97 | Solar Inverter |  | Inside
SRP16366 | SHARP | ND-240QCJ | 240 | 28 | 200 | 33 |  | Solar | FIXED | Roof
SRP16366 | SHARP | ND-240QCJ | 240 | 9 | 110 | 36 |  | Solar | FIXED | Roof
SRP16366 | SOLAREDGE TECHNOLOGIES | SE3800 (240V) W/ -ER-US OR A-US | 3800 | 1 |  |  | 0.983 | Solar Inverter |  | INDOOR
SRP16366 | SOLAREDGE TECHNOLOGIES | SE3800 (240V) W/ -ER-US OR A-US | 3800 | 1 |  |  | 0.983 | Solar Inverter |  | INDOOR
SRP16367 | GCL-POLY (SUZHOU) NEW ENERGY LIMITED | GCL-P6-60-240 | 245 | 20 | 150 | 28 |  | Solar | FIXED | Roof
SRP16367 | SMA AMERICA | SB3000US (240V) | 3000 | 2 |  |  | 0.965 | Solar Inverter |  | OUTDOOR
SRP16368 | CANADIAN SOLAR | CS6P-245M | 245 | 30 | 134 | 25 |  | Solar | FIXED | Roof
SRP16368 | ENPHASE ENERGY | M215-60-2LL-S2X | 215 | 15 |  |  | 0.968 | Solar Inverter |  | OUTDOOR
SRP16368 | ENPHASE ENERGY | M215-60-2LL-S2X | 215 | 15 |  |  | 0.968 | Solar Inverter |  | OUTDOOR
SRP16369 | TRINA SOLAR | TSM-245PA05.05 | 245 | 26 | 192 | 35 |  | Solar | FIXED | Roof
SRP16369 | SMA AMERICA | SB6000U (240V) | 6000 | 1 |  |  | 0.97 | Solar Inverter |  | OUTDOOR
SRP16370 | TRINA SOLAR | TSM-250PA05A | 250 | 20 | 267 | 18 |  | Solar | FIXED | Roof
SRP16370 | TRINA SOLAR | TSM-250PD05 | 250 | 7 | 267 | 18 |  | Solar | FIXED | Roof
SRP16370 | SMA AMERICA | SB4000US (240V) | 4000 | 1 |  |  | 0.96 | Solar Inverter |  | OUTDOOR
SRP16370 | SMA AMERICA | SB4000US (240V) | 4000 | 1 |  |  | 0.96 | Solar Inverter |  | OUTDOOR
SRP16372 | TRINA SOLAR | TSM-250PA05 | 250 | 22 | 186 | 27 |  | Solar | FIXED | Roof
SRP16372 | SMA AMERICA | SB5000US (240V) | 5000 | 1 |  |  | 0.97 | Solar Inverter |  | OUTDOOR
SRP16373 | YINGLI ENERGY (CHINA) | YL240P-32B | 240 | 36 | 184 | 5 |  | Solar | FIXED | Roof
SRP16373 | YINGLI ENERGY (CHINA) | YL240P-32B | 240 | 144 | 184 | 18 |  | Solar | FIXED | Roof
SRP16373 | FRONIUS USA |  | 7500 | 1 |  |  | 0.962 | Solar Inverter |  | OUTDOOR
SRP16373 | FRONIUS USA |  | 10000 | 1 |  |  | 0.962 | Solar Inverter |  | OUTDOOR
SRP16373 | FRONIUS USA |  | 11400 | 2 |  |  | 0.962 | Solar Inverter |  | OUTDOOR
SRP16374 | CONERGY | CONERGY PH 245P | 245 | 26 | 152 | 20 |  | Solar | FIXED | Roof
SRP16374 | SMA AMERICA | SB5000US-12 (240V) | 5000 | 1 |  |  | 0.96 | Solar Inverter |  | OUTDOOR
SRP16375 | CANADIAN SOLAR | CS6P-245M | 245 | 48 | 145 | 25 |  | Solar | FIXED | Roof
SRP16375 | ENPHASE ENERGY | M215-60-2LL-S2X | 215 | 48 |  |  | 0.96 | Solar Inverter |  | OUTDOOR
SRP16376 | SUNPOWER | SPR-327NE-WHT-D | 327 | 10 | 265 | 18 |  | Solar | FIXED | Roof
SRP16376 | SUNPOWER CORP (ORIGINAL MFRSMA) | SPR-3000M (208V) | 3000 | 1 |  |  | 0.97 | Solar Inverter |  | OUTDOOR
SRP16377 | TRINA SOLAR | TSM-250PA05 | 250 | 12 | 203 | 22 |  | Solar | FIXED | Roof
SRP16377 | TRINA SOLAR | TSM-250PA05 | 250 | 24 | 202 | 23 |  | Solar | FIXED | Roof
SRP16377 | SMA AMERICA | SB7000US (240V) | 7000 | 1 |  |  | 0.96 | Solar Inverter |  | Inside
SRP16378 | CANADIAN SOLAR | CS6P-245MX | 245 | 2 | 162 | 39 |  | Solar | FIXED | Roof
SRP16378 | CANADIAN SOLAR | CS6P-245MX | 245 | 7 | 162 | 39 |  | Solar | FIXED | Roof
SRP16378 | ENPHASE ENERGY | M215-60-2LL-S2X | 215 | 9 |  |  | 0.96 | Solar Inverter |  | OUTDOOR
SRP16379 | LG ELECTRONICS SOLAR CELL DIVISION | LG255S1C-G2 | 255 | 19 | 160 | 35 |  | Solar | FIXED | Roof
SRP16379 | POWER-ONE | PVI-4.2-OUTD-S-US (240 V) | 4200 | 1 |  |  | 0.97 | Solar Inverter |  | OUTDOOR
SRP16380 | CANADIAN SOLAR | CS6P-235PX | 235 | 30 | 217 | 23 |  | Solar | FIXED | Roof
SRP16380 | ENPHASE ENERGY | M175-24-208-S | 215 | 30 |  |  | 0.96 | Solar Inverter |  | OUTDOOR
SRP16381 | TRINA SOLAR | TSM-245PA05.18 | 245 | 17 | 54 | 20 |  | Solar | FIXED | Roof
SRP16381 | TRINA SOLAR | TSM-245PA05.18 | 245 | 22 | 234 | 20 |  | Solar | FIXED | Roof
SRP16381 | POWER-ONE | PVI-4.2-OUTD-S-US (240 V) | 4200 | 1 |  |  | 0.96 | Solar Inverter |  | Inside
SRP16381 | POWER-ONE | PVI-5000-OUTD-US (240 V) | 5000 | 1 |  |  | 0.965 | Solar Inverter |  | Inside
SRP16382 | TRINA SOLAR | TSM-235PA05.18 | 235 | 29 | 128 | 24 |  | Solar | FIXED | Roof
SRP16382 | ENPHASE ENERGY | M215-60-2LL-S2X | 215 | 29 |  |  | 0.96 | Solar Inverter |  | OUTDOOR
SRP16383 | SUNIVA | OPT260-60-4-100 | 260 | 19 | 217 | 33 |  | Solar | FIXED | Roof
SRP16383 | POWER-ONE | PVI-5000-OUTD-US (240 V) | 5000 | 1 |  |  | 0.965 | Solar Inverter |  | OUTDOOR
SRP16384 | CANADIAN SOLAR | CS6P-245MX | 245 | 40 | 252 | 21 |  | Solar | FIXED | Roof
SRP16384 | ENPHASE ENERGY | M175-24-208-S | 215 | 12 |  |  | 0.96 | Solar Inverter |  | OUTDOOR
SRP16384 | ENPHASE ENERGY | M175-24-208-S | 215 | 28 |  |  | 0.96 | Solar Inverter |  | OUTDOOR
SRP16388 | TRINA SOLAR | TSM-235PA05 | 235 | 15 | 214 | 35 |  | Solar | FIXED | Roof
SRP16388 | ENPHASE ENERGY | M215-60-2LL-S2X-IG-ZC | 215 | 15 |  |  | 0.96 | Solar Inverter |  | OUTDOOR
SRP16389 | TRINA SOLAR | TSM-235PA05 | 235 | 19 | 153 | 22 |  | Solar | FIXED | Roof
SRP16389 | TRINA SOLAR | TSM-235PA05 | 235 | 14 | 153 | 23 |  | Solar | FIXED | Roof
SRP16389 | ENPHASE ENERGY | M215-60-2LL-S2X | 215 | 33 |  |  | 0.96 | Solar Inverter |  | OUTDOOR
SRP16390 | CANADIAN SOLAR | CS6P-245M | 245 | 13 | 170 | 9 |  | Solar | FIXED | Roof
SRP16390 | CANADIAN SOLAR | CS6P-245M | 245 | 6 | 170 | 15 |  | Solar | FIXED | Roof
SRP16390 | CANADIAN SOLAR | CS6P-245M | 245 | 6 | 170 | 17 |  | Solar | FIXED | Roof
SRP16390 | ENPHASE ENERGY | M215-60-2LL-S2X | 215 | 25 |  |  | 0.96 | Solar Inverter |  | OUTDOOR
SRP16392 | CANADIAN SOLAR | CS6P-245MX | 245 | 32 | 218 | 10 |  | Solar | FIXED | Roof
SRP16392 | ENPHASE ENERGY | M215-60-2LL-S2X | 215 | 32 |  |  | 0.96 | Solar Inverter |  | OUTDOOR
SRP16393 | ET SOLAR INDUSTRY | ET-A-P660230B | 230 | 39 | 162 | 18 |  | Solar | FIXED | Roof
SRP16393 | ET SOLAR INDUSTRY | ET-A-P660230B | 230 | 112 | 252 | 18 |  | Solar | FIXED | Roof
SRP16393 | ET SOLAR INDUSTRY | ET-A-P660230B | 230 | 14 | 252 | 50 |  | Solar | FIXED | Roof
SRP16393 | SMA AMERICA | SB10000TL-US (240V) | 10000 | 1 |  |  | 0.983 | Solar Inverter |  | INDOOR
SRP16393 | PV POWERED | PVP30KW-480 | 30000 | 1 |  |  | 0.935 | Solar Inverter |  | INDOOR
SRP16394 | SOLON AG FUER SOLARTECHNIK | P130/6+/01 120WP | 245 | 144 | 135 | 10 |  | Solar | FIXED | Roof
SRP16394 | SATCON TECHNOLOGY | PVS-30 (240 V) | 27100 | 1 |  |  | 0.96 | Solar Inverter |  | OUTDOOR
SRP16395 | TRINA SOLAR | TSM-235PA05.18 | 235 | 4 | 152 | 16 |  | Solar | FIXED | Roof
SRP16395 | TRINA SOLAR | TSM-235PA05.18 | 235 | 22 | 62 | 18 |  | Solar | FIXED | Roof
SRP16395 | TRINA SOLAR | TSM-235PA05.18 | 235 | 14 | 242 | 18 |  | Solar | FIXED | Roof
SRP16395 | ENPHASE ENERGY | M215-60-2LL-S2X | 215 | 6 |  |  | 0.96 | Solar Inverter |  | OUTDOOR
SRP16395 | ENPHASE ENERGY | M215-60-2LL-S2X | 215 | 34 |  |  | 0.96 | Solar Inverter |  | OUTDOOR
SRP16397 | TRINA SOLAR | TSM-235PA05 | 235 | 11 | 160 | 18 |  | Solar | FIXED | Roof
SRP16397 | ENPHASE ENERGY | M215-60-2LL-S2X | 215 | 11 |  |  | 0.96 | Solar Inverter |  | OUTDOOR
SRP16399 | TRINA SOLAR | TSM-235PA05.18 | 235 | 2 | 279 | 13 |  | Solar | FIXED | Roof
SRP16399 | TRINA SOLAR | TSM-235PA05.18 | 235 | 2 | 99 | 14 |  | Solar | FIXED | Roof
SRP16399 | TRINA SOLAR | TSM-235PA05.18 | 235 | 16 | 189 | 31 |  | Solar | FIXED | Roof
SRP16399 | ENPHASE ENERGY | M215-60-2LL-S2X | 215 | 20 |  |  | 0.96 | Solar Inverter |  | OUTDOOR
SRP16400 | SOLARWORLD | SW185MONO | 255 | 21 | 175 | 34 |  | Solar | FIXED | Roof
SRP16400 | ENPHASE ENERGY | M200-32-240-S02 | 215 | 21 |  |  | 0.97 | Solar Inverter |  | OUTDOOR
SRP16403 | LG ELECTRONICS SOLAR CELL DIVISION | LG255S1C-G2 | 255 | 22 | 196 | 33 |  | Solar | FIXED | Roof
SRP16403 | SMA AMERICA | SB5000US (240V) | 5000 | 1 |  |  | 0.955 | Solar Inverter |  | OUTDOOR
SRP16404 | TRINA SOLAR | TSM-250PD05 | 250 | 22 | 148 | 27 |  | Solar | FIXED | Roof
SRP16404 | SMA AMERICA | SB5000US (240V) | 5000 | 1 |  |  | 0.97 | Solar Inverter |  | OUTDOOR
SRP16405 | TRINA SOLAR | TSM-250PA05 | 250 | 14 | 147 | 33 |  | Solar | FIXED | Roof
SRP16405 | SMA AMERICA | SB4000US (240V) | 4000 | 1 |  |  | 0.97 | Solar Inverter |  | OUTDOOR
SRP16407 | TRINA SOLAR | TSM-250PA05A | 250 | 14 | 175 | 22 |  | Solar | FIXED | Roof
SRP16407 | SMA AMERICA | SB4000US (240V) | 4000 | 1 |  |  | 0.97 | Solar Inverter |  | Inside
SRP16408 | TRINA SOLAR | TSM-250PA05 | 250 | 24 | 202 | 43 |  | Solar | FIXED | Roof
SRP16408 | SMA AMERICA | SB5000US (240V) | 5000 | 1 |  |  | 0.97 | Solar Inverter |  | OUTDOOR
SRP16409 | TRINA SOLAR | TSM-250PD05 | 250 | 25 | 219 | 27 |  | Solar | FIXED | Roof
SRP16409 | SMA AMERICA | SB4000US (240V) | 4000 | 1 |  |  | 0.97 | Solar Inverter |  | OUTDOOR
SRP16409 | SMA AMERICA | SB4000US (240V) | 4000 | 1 |  |  | 0.97 | Solar Inverter |  | OUTDOOR
SRP16410 | ET SOLAR INDUSTRY | ET-P660245BBZ | 245 | 8 | 252 | 28 |  | Solar | FIXED | Roof
SRP16410 | POWER-ONE | UNO-2.0-I-OUTD-US (240 V) | 2000 | 1 |  |  | 0.955 | Solar Inverter |  | OUTDOOR
SRP16411 | ET SOLAR INDUSTRY | ET-A-M660245B | 245 | 15 | 140 | 36 |  | Solar | FIXED | Roof
SRP16411 | ET SOLAR INDUSTRY | ET-A-M660245B | 245 | 19 | 230 | 36 |  | Solar | FIXED | Roof
SRP16411 | POWER-ONE | PVI-3000-I-OUTD-US-F (240V) | 3000 | 1 |  |  | 0.96 | Solar Inverter |  | OUTDOOR
SRP16411 | POWER-ONE | PVI-4.2-OUTD-S-US (240 V) | 4200 | 1 |  |  | 0.96 | Solar Inverter |  | OUTDOOR
SRP16413 | CHANGZHOU TRINA SOLAR ENERGY CO | TSM-185D | 240 | 12 | 108 | 14 |  | Solar | FIXED | Roof
SRP16413 | CHANGZHOU TRINA SOLAR ENERGY CO | TSM-185D | 240 | 12 | 198 | 14 |  | Solar | FIXED | Roof
SRP16413 | ENPHASE ENERGY | EMU | 215 | 24 |  |  | 0.96 | Solar Inverter |  | OUTDOOR
SRP16414 | TRINA SOLAR | TSM-240PA05.10 | 240 | 42 | 89 | 37 |  | Solar | FIXED | Roof
SRP16414 | TRINA SOLAR | TSM-240PA05.10 | 240 | 14 | 179 | 37 |  | Solar | FIXED | Roof
SRP16414 | TRINA SOLAR | TSM-240PA05.10 | 240 | 20 | 269 | 37 |  | Solar | FIXED | Roof
SRP16414 | ENPHASE ENERGY | M215-60-2LL-S2X-ZC-NA | 215 | 76 |  |  | 0.96 | Solar Inverter |  | Outside
SRP16415 | HANWHA SOLARONE (QIDONG) | HSL60M6-HA-0-250T | 250 | 22 | 185 | 24 |  | Solar | FIXED | Roof
SRP16415 | HANWHA SOLARONE (QIDONG) | HSL60M6-HA-0-250T | 250 | 13 | 185 | 41 |  | Solar | FIXED | Roof
SRP16415 | SMA AMERICA | SB4000US (240V) | 4000 | 1 |  |  | 0.968 | Solar Inverter |  | OUTDOOR
SRP16415 | SMA AMERICA | SB5000US (240V) | 5000 | 1 |  |  | 0.968 | Solar Inverter |  | OUTDOOR
SRP16416 | TRINA SOLAR | TSM-250PA05 | 250 | 7 | 202 | 25 |  | Solar | FIXED | Roof
SRP16416 | TRINA SOLAR | TSM-250PA05 | 250 | 7 | 202 | 38 |  | Solar | FIXED | Roof
SRP16416 | ENPHASE ENERGY | M215-60-SIE-S2X-ZC-NA | 215 | 14 |  |  | 0.97 | Solar Inverter |  | OUTDOOR
SRP16417 | MOTECH AMERICAS | IM60B3-250-XXXXXX | 250 | 29 | 112 | 15 |  | Solar | FIXED | Roof
SRP16417 | ENPHASE ENERGY | M215-60-2LL-S2X | 215 | 29 |  |  | 0.96 | Solar Inverter |  | OUTDOOR
SRP16418 | TRINA SOLAR | TSM-245PA05 | 245 | 15 | 130 | 20 |  | Solar | FIXED | Roof
SRP16418 | TRINA SOLAR | TSM-245PA05 | 245 | 13 | 220 | 24 |  | Solar | FIXED | Roof
SRP16418 | ENPHASE ENERGY | M215-60-2LL-S2X-IG-ZC | 215 | 28 |  |  | 0.96 | Solar Inverter |  | Outside
SRP16419 | TRINA SOLAR | TSM-245PA05 | 245 | 24 | 85 | 34 |  | Solar | FIXED | Roof
SRP16419 | TRINA SOLAR | TSM-245PA05.10 | 245 | 4 | 175 | 34 |  | Solar | FIXED | Roof
SRP16419 | TRINA SOLAR | TSM-245PA05.10 | 245 | 16 | 265 | 34 |  | Solar | FIXED | Roof
SRP16419 | ENPHASE ENERGY | M215-60-2LL-S2X | 215 | 44 |  |  | 0.96 | Solar Inverter |  | INDOOR
SRP16420 | TRINA SOLAR | TSM-245PD05.10 | 245 | 31 | 117 | 30 |  | Solar | FIXED | Roof
SRP16420 | TRINA SOLAR | TSM-245PD05.10 | 245 | 18 | 197 | 44 |  | Solar | FIXED | Roof
SRP16420 | ENPHASE ENERGY | M215-60-2LL-S2X | 215 | 49 |  |  | 0.96 | Solar Inverter |  | INDOOR
SRP16421 | SUNPOWER | SPR-327NE-WHT-D | 327 | 30 | 238 | 26 |  | Solar | FIXED | Roof
SRP16421 | SUNPOWER | SPR-10001F-208 | 10000 | 1 |  |  | 0.962 | Solar Inverter |  | INDOOR
SRP16422 | HANWHA SOLARONE (QIDONG) | HSL60P6-PA-0-250TW | 250 | 9 | 275 | 9 |  | Solar | FIXED | Roof
SRP16422 | HANWHA SOLARONE (QIDONG) | HSL60P6-PA-0-250TW | 250 | 6 | 185 | 15 |  | Solar | FIXED | Roof
SRP16422 | HANWHA SOLARONE (QIDONG) | HSL60P6-PA-0-250TW | 250 | 9 | 95 | 27 |  | Solar | FIXED | Roof
SRP16422 | ENPHASE ENERGY | M215-60-2LL-S2X | 215 | 6 |  |  | 0.96 | Solar Inverter |  | Outside
SRP16422 | SMA AMERICA | SB3000US (240V) | 3000 | 2 |  |  | 0.96 | Solar Inverter |  | Outside
SRP16423 | HANWHA SOLARONE (QIDONG) | HSL60P6-PA-0-250TW | 250 | 33 | 201.9 | 40 |  | Solar | FIXED | Roof
SRP16423 | SMA AMERICA | SB7000US (240V) | 7000 | 1 |  |  | 0.97 | Solar Inverter |  | INDOOR
SRP16424 | CANADIAN SOLAR | CS6P-250M | 250 | 56 | 130 | 22 |  | Solar | FIXED | Roof
SRP16424 | ENPHASE ENERGY | M215-60-2LL-S2X | 215 | 56 |  |  | 0.96 | Solar Inverter |  | OUTDOOR
SRP16425 | YINGLI ENERGY (CHINA) | YL245P-32B | 245 | 22 | 205 | 25 |  | Solar | FIXED | Roof
SRP16425 | ENPHASE ENERGY | M215-60-2LL-S2X-IG-ZC-NA | 215 | 22 |  |  | 0.965 | Solar Inverter |  | OUTDOOR
SRP16426 | HANWHA SOLARONE (QIDONG) | HSL60M6-HA-0-250T | 250 | 11 | 95 | 35 |  | Solar | FIXED | Roof
SRP16426 | HANWHA SOLARONE (QIDONG) | HSL60M6-HA-0-250T | 250 | 26 | 185 | 35 |  | Solar | FIXED | Roof
SRP16426 | SMA AMERICA | SB3000US (240V) | 3000 | 1 |  |  | 0.968 | Solar Inverter |  | Outside
SRP16426 | SMA AMERICA | SB6000US (240V) | 6000 | 1 |  |  | 0.968 | Solar Inverter |  | Outside
SRP16427 | TRINA SOLAR | TSM-250PA05A | 250 | 13 | 196 | 37 |  | Solar | FIXED | Roof
SRP16427 | TRINA SOLAR | TSM-250PA05A | 250 | 12 | 101 | 38 |  | Solar | FIXED | Roof
SRP16427 | SMA AMERICA | SB4000US (240V) | 4000 | 1 |  |  | 0.97 | Solar Inverter |  | OUTDOOR
SRP16427 | SMA AMERICA | SB4000US (240V) | 4000 | 1 |  |  | 0.97 | Solar Inverter |  | OUTDOOR
SRP16428 | REC SOLAR | REC250PE (BLK) | 250 | 48 | 180 | 32 |  | Solar | FIXED | Roof
SRP16428 | SMA AMERICA | SB5000US (240V) | 5000 | 2 |  |  | 0.97 | Solar Inverter |  | OUTDOOR
SRP16429 | TRINA SOLAR | TSM-250PA05 | 250 | 11 | 129 | 16 |  | Solar | FIXED | Roof
SRP16429 | TRINA SOLAR | TSM-250PA05A | 250 | 11 | 129 | 21 |  | Solar | FIXED | Roof
SRP16429 | SMA AMERICA | SB5000US (240V) | 5000 | 1 |  |  | 0.97 | Solar Inverter |  | OUTDOOR
SRP16430 | TRINA SOLAR | TSM-250PA05A | 250 | 22 | 232 | 33 |  | Solar | FIXED | Roof
SRP16430 | SMA AMERICA | SB5000US (240V) | 5000 | 1 |  |  | 0.97 | Solar Inverter |  | OUTDOOR
SRP16431 | TRINA SOLAR | TSM-250PA05A | 250 | 10 | 235 | 37 |  | Solar | FIXED | Roof
SRP16431 | SMA AMERICA | SB3000US (240V) | 3000 | 1 |  |  | 0.97 | Solar Inverter |  | OUTDOOR
SRP16432 | REC SOLAR | REC250PE(BLK) ECO | 250 | 27 | 115 | 30 |  | Solar | FIXED | Roof
SRP16432 | ENPHASE ENERGY | M215-60-2LL-S2X | 215 | 27 |  |  | 0.96 | Solar Inverter |  | OUTDOOR
SRP16433 | TRINA SOLAR | TSM-250PA05A | 250 | 10 | 261 | 33 |  | Solar | FIXED | Roof
SRP16433 | TRINA SOLAR | TSM-250PA05A | 250 | 12 | 81 | 41 |  | Solar | FIXED | Roof
SRP16433 | SMA AMERICA | SB3000US (240V) | 3000 | 1 |  |  | 0.97 | Solar Inverter |  | OUTDOOR
SRP16433 | SMA AMERICA | SB4000US (240V) | 4000 | 1 |  |  | 0.97 | Solar Inverter |  | OUTDOOR
SRP16434 | TRINA SOLAR | TSM-250PA05A | 250 | 9 | 140 | 20 |  | Solar | FIXED | Roof
SRP16434 | TRINA SOLAR | TSM-250PD05 | 250 | 20 | 136 | 26 |  | Solar | FIXED | Roof
SRP16434 | SMA AMERICA | SB3000US (240V) | 3000 | 1 |  |  | 0.97 | Solar Inverter |  | OUTDOOR
SRP16434 | SMA AMERICA | SB4000US (240V) | 4000 | 1 |  |  | 0.97 | Solar Inverter |  | OUTDOOR
SRP16436 | TRINA SOLAR | TSM-250PA05A | 250 | 26 | 130 | 18 |  | Solar | FIXED | Roof
SRP16436 | SMA AMERICA | SB6000US (240V) | 6000 | 1 |  |  | 0.97 | Solar Inverter |  | OUTDOOR
SRP16437 | TRINA SOLAR | TSM-250PA05 | 250 | 10 | 148 | 26 |  | Solar | FIXED | Roof
SRP16437 | TRINA SOLAR | TSM-250PA05 | 250 | 12 | 243 | 26 |  | Solar | FIXED | Roof
SRP16437 | TRINA SOLAR | TSM-250PA05 | 250 | 16 | 148 | 28 |  | Solar | FIXED | Roof
SRP16437 | SMA AMERICA | SB4000US (240V) | 4000 | 1 |  |  | 0.97 | Solar Inverter |  | OUTDOOR
SRP16437 | SMA AMERICA | SB6000US (240V) | 6000 | 1 |  |  | 0.97 | Solar Inverter |  | OUTDOOR
SRP16438 | REC SOLAR | REC250PE (BLK) | 250 | 20 | 210 | 29 |  | Solar | FIXED | Roof
SRP16438 | REC SOLAR | REC250PE (BLK) | 250 | 12 | 120 | 36 |  | Solar | FIXED | Roof
SRP16438 | SMA AMERICA | SB4000US (240V) | 4000 | 1 |  |  | 0.968 | Solar Inverter |  | OUTDOOR
SRP16438 | SMA AMERICA | SB4000US (240V) | 4000 | 1 |  |  | 0.968 | Solar Inverter |  | OUTDOOR
SRP16439 | MOTECH AMERICAS | IM60C2-250-XXXXXX | 250 | 13 | 247 | 18 |  | Solar | FIXED | Roof
SRP16439 | MOTECH AMERICAS | IM60C2-250-XXXXXX | 250 | 10 | 155 | 28 |  | Solar | FIXED | Roof
SRP16439 | MOTECH AMERICAS | IM60C2-250-XXXXXX | 250 | 10 | 247 | 28 |  | Solar | FIXED | Roof
SRP16439 | ENPHASE ENERGY | M215-60-2LL-S2X | 215 | 33 |  |  | 0.96 | Solar Inverter |  | Outside
SRP16440 | TRINA SOLAR | TSM-245PA05.10 | 245 | 12 | 234 | 18 |  | Solar | FIXED | Roof
SRP16440 | TRINA SOLAR | TSM-245PA05.10 | 245 | 15 | 234 | 35 |  | Solar | FIXED | Roof
SRP16440 | ENPHASE ENERGY | EMU | 215 | 27 |  |  | 0.96 | Solar Inverter |  | INDOOR
SRP16441 | HANWHA SOLARONE (QIDONG) | HSL60M6-HA-0-250T | 250 | 26 | 185 | 34 |  | Solar | FIXED | Roof
SRP16441 | HANWHA SOLARONE (QIDONG) | HSL60M6-HA-0-250T | 250 | 18 | 275 | 34 |  | Solar | FIXED | Roof
SRP16441 | SMA AMERICA | SB3000US (240V) | 3000 | 2 |  |  | 0.965 | Solar Inverter |  | Outside
SRP16441 | SMA AMERICA | SB6000US (240V) | 6000 | 1 |  |  | 0.968 | Solar Inverter |  | Outside
SRP16442 | TRINA SOLAR | TSM-250PA05 | 250 | 14 | 235 | 21 |  | Solar | FIXED | Roof
SRP16442 | SMA AMERICA | SB4000US (240V) | 4000 | 1 |  |  | 0.97 | Solar Inverter |  | OUTDOOR
SRP16443 | MOTECH AMERICAS | IM60B3-255-XXXXXX | 255 | 54 | 180 | 20 |  | Solar | FIXED | Ground
SRP16443 | ENPHASE ENERGY | M215-60-2LL-S2X-IG-ZC-NA | 215 | 54 |  |  | 0.96 | Solar Inverter |  | OUTDOOR
SRP16444 | TRINA SOLAR | TSM-250PD05 | 250 | 26 | 104 | 20 |  | Solar | FIXED | Roof
SRP16444 | SMA AMERICA | SB6000US (240V) | 6000 | 1 |  |  | 0.97 | Solar Inverter |  | OUTDOOR
SRP16446 | TRINA SOLAR | TSM-250PA05 | 250 | 13 | 155 | 33 |  | Solar | FIXED | Roof
SRP16446 | TRINA SOLAR | TSM-250PA05A | 250 | 20 | 245 | 33 |  | Solar | FIXED | Roof
SRP16446 | SMA AMERICA | SB4000US (240V) | 4000 | 1 |  |  | 0.97 | Solar Inverter |  | Inside
SRP16446 | SMA AMERICA | SB4000US (240V) | 4000 | 1 |  |  | 0.97 | Solar Inverter |  | Inside
SRP16447 | HANWHA SOLARONE (QIDONG) | HSL60M6-HA-0-250T | 250 | 32 | 240 | 18 |  | Solar | FIXED | Roof
SRP16447 | SMA AMERICA | SB3000US (240V) | 3000 | 1 |  |  | 0.968 | Solar Inverter |  | Outside
SRP16447 | SMA AMERICA | SB5000US (240V) | 5000 | 1 |  |  | 0.968 | Solar Inverter |  | Outside
SRP16448 | LG ELECTRONICS SOLAR CELL DIVISION | LG255S1C-G2 | 255 | 40 | 190 | 45 |  | Solar | FIXED | Roof
SRP16448 | ENPHASE ENERGY | M215-60-2LL-S2X | 215 | 40 |  |  | 0.97 | Solar Inverter |  | OUTDOOR
SRP16449 | KYOCERA SOLAR | KD215GX-LPU | 215 | 8 | 168 | 14 |  | Solar | FIXED | Roof
SRP16449 | KYOCERA SOLAR | KD215GX-LPU | 215 | 40 | 168 | 24 |  | Solar | FIXED | Roof
SRP16449 | SMA AMERICA | SB5000US (240V) | 5000 | 2 |  |  | 0.968 | Solar Inverter |  | Inside
SRP16450 | CANADIAN SOLAR | CS6X-300M | 300 | 352 | 159 | 10 |  | Solar | FIXED | Roof
SRP16450 | CANADIAN SOLAR | CS6X-300M | 300 | 79 | 171 | 10 |  | Solar | FIXED | Roof
SRP16450 | CANADIAN SOLAR | CS6X-300M | 300 | 75 | 182 | 10 |  | Solar | FIXED | Roof
SRP16450 | ADVANCED ENERGY INDUSTRIES | AE 50TX-208 | 50000 | 1 |  |  | 0.967 | Solar Inverter |  | OUTDOOR
SRP16450 | ADVANCED ENERGY INDUSTRIES | AE 100TX-208 | 100000 | 1 |  |  | 0.964 | Solar Inverter |  | OUTDOOR
SRP16451 | HANWHA SOLARONE (QIDONG) | HSL60P6-PA-0-235TW | 235 | 24 | 197 | 12 |  | Solar | FIXED | Roof
SRP16451 | TRINA SOLAR | TSM-235PD05 | 235 | 126 | 197 | 12 |  | Solar | FIXED | Roof
SRP16451 | SMA AMERICA | SB6000U (240V) | 6000 | 1 |  |  | 0.986 | Solar Inverter |  | OUTDOOR
SRP16451 | SMA AMERICA | SB8000US (240V) | 8000 | 3 |  |  | 0.986 | Solar Inverter |  | OUTDOOR
SRP16452 | TRINA SOLAR | TSM-240PA05.10 | 240 | 24 | 198 | 22 |  | Solar | FIXED | Roof
SRP16452 | SMA AMERICA | SB6000US (240V) | 6000 | 1 |  |  | 0.968 | Solar Inverter |  | OUTDOOR
SRP16453 | LG ELECTRONICS SOLAR CELL DIVISION | LG255S1C-G2 | 255 | 14 | 128 | 29 |  | Solar | FIXED | Roof
SRP16453 | LG ELECTRONICS SOLAR CELL DIVISION | LG255S1C-G2 | 255 | 15 | 128 | 29 |  | Solar | FIXED | Roof
SRP16453 | POWER-ONE | PVI-3.0-OUTD-S-US (240 V) | 3000 | 1 |  |  | 0.96 | Solar Inverter |  | Inside
SRP16453 | POWER-ONE | PVI-3.6-OUTD-S-US (240 V) | 3600 | 1 |  |  | 0.96 | Solar Inverter |  | Inside
SRP16454 | TRINA SOLAR | TSM-250PA05A | 250 | 36 | 138 | 38 |  | Solar | FIXED | Roof
SRP16454 | SMA AMERICA | SB4000US (240V) | 4000 | 1 |  |  | 0.97 | Solar Inverter |  | OUTDOOR
SRP16454 | SMA AMERICA | SB5000US | 5000 | 1 |  |  | 0.97 | Solar Inverter |  | OUTDOOR
SRP16455 | TRINA SOLAR | TSM-250PA05 | 250 | 12 | 230 | 32 |  | Solar | FIXED | Roof
SRP16455 | TRINA SOLAR | TSM-250PA05 | 250 | 12 | 230 | 32 |  | Solar | FIXED | Roof
SRP16455 | SMA AMERICA | SB5000US (240V) | 5000 | 1 |  |  | 0.97 | Solar Inverter |  | OUTDOOR
SRP16456 | TRINA SOLAR | TSM-250PA05 | 250 | 13 | 183 | 30 |  | Solar | FIXED | Roof
SRP16456 | SMA AMERICA | SB4000US (240V) | 4000 | 1 |  |  | 0.97 | Solar Inverter |  | OUTDOOR
SRP16457 | TRINA SOLAR | TSM-250PA05 | 250 | 5 | 102 | 28 |  | Solar | FIXED | Roof
SRP16457 | TRINA SOLAR | TSM-250PA05 | 250 | 6 | 102 | 30 |  | Solar | FIXED | Roof
SRP16457 | TRINA SOLAR | TSM-250PA05 | 250 | 14 | 192 | 34 |  | Solar | FIXED | Roof
SRP16457 | SMA AMERICA | SB3000US (240V) | 3000 | 1 |  |  | 0.97 | Solar Inverter |  | OUTDOOR
SRP16457 | SMA AMERICA | SB4000US (240V) | 4000 | 1 |  |  | 0.97 | Solar Inverter |  | OUTDOOR
SRP16458 | TRINA SOLAR | TSM-250PD05 | 250 | 22 | 131 | 23 |  | Solar | FIXED | Roof
SRP16458 | TRINA SOLAR | TSM-250PD05 | 250 | 10 | 221 | 23 |  | Solar | FIXED | Roof
SRP16458 | SMA AMERICA | SB3000US (240V) | 3000 | 1 |  |  | 0.97 | Solar Inverter |  | OUTDOOR
SRP16458 | SMA AMERICA | SB5000US (240V) | 5000 | 1 |  |  | 0.97 | Solar Inverter |  | OUTDOOR
SRP16459 | TRINA SOLAR | TSM-250PA05A | 250 | 14 | 250 | 21 |  | Solar | FIXED | Roof
SRP16459 | SMA AMERICA | SB4000US (240V) | 4000 | 1 |  |  | 0.97 | Solar Inverter |  | OUTDOOR
SRP16460 | SOLARWORLD | SW250 MONO BLACK | 250 | 34 | 45 | 7 |  | Solar | FIXED | Roof
SRP16460 | SOLARWORLD | SW250 MONO BLACK | 250 | 22 | 225 | 30.3 |  | Solar | FIXED | Roof
SRP16460 | ENPHASE ENERGY | M215-60-2LL-S2X | 215 | 56 |  |  | 0.96 | Solar Inverter |  | OUTDOOR
SRP16461 | LG ELECTRONICS SOLAR CELL DIVISION | LG255S1C-G2 | 255 | 16 | 133 | 17 |  | Solar | FIXED | Roof
SRP16461 | ENPHASE ENERGY | M215-60-2LL-S2X | 215 | 16 |  |  | 0.95 | Solar Inverter |  | OUTDOOR
SRP16462 | SOLARWORLD | SW185 MONO/T | 255 | 20 | 207 | 26 |  | Solar | FIXED | Roof
SRP16462 | ENPHASE ENERGY | M175-24-208-S | 215 | 20 |  |  | 0.95 | Solar Inverter |  | OUTDOOR
SRP16463 | LG ELECTRONICS SOLAR CELL DIVISION | LG255S1C-G2 | 255 | 4 | 287 | 35 |  | Solar | FIXED | Roof
SRP16463 | LG ELECTRONICS SOLAR CELL DIVISION | LG255S1C-G2 | 255 | 18 | 197 | 45 |  | Solar | FIXED | Roof
SRP16463 | ENPHASE ENERGY | M175-24-208-S | 215 | 22 |  |  | 0.95 | Solar Inverter |  | OUTDOOR
SRP16464 | LG ELECTRONICS SOLAR CELL DIVISION | LG255S1C-G2 | 255 | 48 | 180 | 30 |  | Solar | FIXED | Roof
SRP16464 | ENPHASE ENERGY | M215-60-2LL-S2X | 215 | 48 |  |  | 0.95 | Solar Inverter |  | OUTDOOR
SRP16465 | LG ELECTRONICS SOLAR CELL DIVISION | LG255S1C-G2 | 255 | 20 | 133 | 21 |  | Solar | FIXED | Roof
SRP16465 | ENPHASE ENERGY | M215-60-2LL-S2X | 215 | 20 |  |  | 0.95 | Solar Inverter |  | OUTDOOR
SRP16466 | LG ELECTRONICS SOLAR CELL DIVISION | LG255S1C-G2 | 255 | 18 | 243.1 | 23 |  | Solar | FIXED | Roof
SRP16466 | ENPHASE ENERGY | M175-24-208-S | 215 | 18 |  |  | 0.95 | Solar Inverter |  | OUTDOOR
SRP16467 | SOLARWORLD | SW255 MONO | 255 | 28 | 110 | 22 |  | Solar | FIXED | Roof
SRP16467 | SIEMENS INDUSTRY | SMIINV215R60XX (240V) | 215 | 28 |  |  | 0.95 | Solar Inverter |  | OUTDOOR
SRP16468 | TRINA SOLAR | TSM-245PD05 | 245 | 9 | 215 | 17 |  | Solar | FIXED | Roof
SRP16468 | TRINA SOLAR | TSM-245PD05 | 245 | 30 | 215 | 26 |  | Solar | FIXED | Roof
SRP16468 | ENPHASE ENERGY | M215-60-2LL-S2X-IG | 215 | 39 |  |  | 0.96 | Solar Inverter |  | INDOOR
SRP16469 | TRINA SOLAR | TSM-240PD05 | 240 | 2 | 136 | 27 |  | Solar | FIXED | Roof
SRP16469 | TRINA SOLAR | TSM-240DA05 | 240 | 18 | 226 | 27 |  | Solar | FIXED | Roof
SRP16469 | ENPHASE ENERGY | M215-60-2LL-S2X-IG-ZC | 215 | 20 |  |  | 0.96 | Solar Inverter |  | INDOOR
SRP16470 | TRINA SOLAR | TSM-240PD05.10 | 240 | 32 | 150 | 28 |  | Solar | FIXED | Roof
SRP16470 | ENPHASE ENERGY | M215-60-2LL-S2X | 215 | 32 |  |  | 0.96 | Solar Inverter |  | INDOOR
SRP16471 | TRINA SOLAR | TSM-240PA05 | 240 | 54 | 245 | 8 |  | Solar | FIXED | Roof
SRP16471 | ENPHASE ENERGY | M215-60-2LL-S2X | 215 | 54 |  |  | 0.96 | Solar Inverter |  | INDOOR
SRP16472 | TRINA SOLAR | TSM-245PA05 | 245 | 12 | 205 | 5 |  | Solar | FIXED | Roof
SRP16472 | TRINA SOLAR | TSM-245PA05.08 | 245 | 13 | 205 | 20 |  | Solar | FIXED | Roof
SRP16472 | TRINA SOLAR | TSM-245PD05 | 245 | 29 | 205 | 20 |  | Solar | FIXED | Roof
SRP16472 | ENPHASE ENERGY | M215-60-2LL-S2X | 215 | 54 |  |  | 0.96 | Solar Inverter |  | Outside
SRP16473 | TRINA SOLAR | TSM-245PD05 | 245 | 6 | 211 | 23 |  | Solar | FIXED | Roof
SRP16473 | TRINA SOLAR | TSM-245PA05 | 245 | 6 | 121 | 24 |  | Solar | FIXED | Roof
SRP16473 | ENPHASE ENERGY | M215-60-2LL-S2X-IG-ZC-NA | 215 | 12 |  |  | 0.96 | Solar Inverter |  | INDOOR
SRP16474 | TRINA SOLAR | TSM-245PA05 | 245 | 36 | 135 | 18 |  | Solar | FIXED | Roof
SRP16474 | ENPHASE ENERGY | M215-60-2LL-S2X-IG-NA | 215 | 36 |  |  | 0.96 | Solar Inverter |  | INDOOR
SRP16475 | TRINA SOLAR | TSM-245PD05 | 245 | 42 | 206 | 26 |  | Solar | FIXED | Roof
SRP16475 | TRINA SOLAR | TSM-245PA05 | 245 | 2 | 116 | 33 |  | Solar | FIXED | Roof
SRP16475 | ENPHASE ENERGY | M215-60-2LL-S2X-IG-NA | 215 | 44 |  |  | 0.96 | Solar Inverter |  | INDOOR
SRP16476 | TRINA SOLAR | TSM-245PA05 | 245 | 20 | 95 | 30 |  | Solar | FIXED | Roof
SRP16476 | TRINA SOLAR | TSM-245PD05 | 245 | 14 | 275 | 30 |  | Solar | FIXED | Roof
SRP16476 | TRINA SOLAR | TSM-245PA05 | 245 | 11 | 185 | 40 |  | Solar | FIXED | Roof
SRP16476 | ENPHASE ENERGY | M215-60-2LL-S2X | 215 | 45 |  |  | 0.96 | Solar Inverter |  | OUTDOOR
SRP16477 | LG ELECTRONICS SOLAR CELL DIVISION | LG255S1C-G2 | 255 | 16 | 266 | 34 |  | Solar | FIXED | Roof
SRP16477 | SIEMENS INDUSTRY | SMIINV215R60XX (208V) | 215 | 16 |  |  | 0.95 | Solar Inverter |  | OUTDOOR
SRP16478 | TRINA SOLAR | TSM-240PD05 | 240 | 36 | 102 | 26 |  | Solar | FIXED | Roof
SRP16478 | TRINA SOLAR | TSM-240DA05 | 240 | 2 | 192 | 26 |  | Solar | FIXED | Roof
SRP16478 | TRINA SOLAR | TSM-240PD05 | 240 | 15 | 282 | 26 |  | Solar | FIXED | Roof
SRP16478 | ENPHASE ENERGY | M215-60-2LL-S2X | 215 | 53 |  |  | 0.96 | Solar Inverter |  | INDOOR
SRP16479 | TRINA SOLAR | TSM-245PD05 | 245 | 10 | 130 | 24 |  | Solar | FIXED | Roof
SRP16479 | TRINA SOLAR | TSM-245PD05 | 245 | 15 | 240 | 24 |  | Solar | FIXED | Roof
SRP16479 | TRINA SOLAR | TSM-245PD05 | 245 | 30 | 240 | 40 |  | Solar | FIXED | Roof
SRP16479 | ENPHASE ENERGY | M215-60-2LL-S2X | 215 | 55 |  |  | 0.96 | Solar Inverter |  | INDOOR
SRP16480 | TRINA SOLAR | TSM-240PD05 | 240 | 33 | 170 | 25 |  | Solar | FIXED | Roof
SRP16480 | SMA AMERICA | SB7000TL-US (240V) | 7000 | 1 |  |  | 0.96 | Solar Inverter |  | Inside
SRP16481 | TRINA SOLAR | TSM-240PA05 | 240 | 29 | 200 | 16 |  | Solar | FIXED | Roof
SRP16481 | POWER-ONE | PVI-6000-OUTD-US (240 V) | 6000 | 1 |  |  | 0.965 | Solar Inverter |  | OUTDOOR
SRP16482 | REC SCANMODULE | SCM205 | 250 | 12 | 265 | 32 |  | Solar | FIXED | Roof
SRP16482 | SMA AMERICA | SB3000US-12 (208V) | 3000 | 1 |  |  | 0.97 | Solar Inverter |  | OUTDOOR
SRP16483 | TRINA SOLAR | TSM-245PA05.08 | 245 | 7 | 253 | 45 |  | Solar | FIXED | Roof
SRP16483 | TRINA SOLAR | TSM-245PA05.08 | 245 | 21 | 253 | 45 |  | Solar | FIXED | Roof
SRP16483 | FRONIUS USA |  | 7500 | 1 |  |  | 0.955 | Solar Inverter |  | Inside
SRP16484 | TRINA SOLAR | TSM-240DA05 | 240 | 28 | 166 | 34 |  | Solar | FIXED | Roof
SRP16484 | POWER-ONE | PVI-6000-OUTD-US (240 V) | 6000 | 1 |  |  | 0.965 | Solar Inverter |  | Inside
SRP16485 | TRINA SOLAR | TSM-240PD05 | 240 | 30 | 121 | 41 |  | Solar | FIXED | Roof
SRP16485 | SMA AMERICA | SB6000US (240V) | 6000 | 1 |  |  | 0.955 | Solar Inverter |  | Inside
SRP16486 | KYOCERA SOLAR | KD220GX-LFBS | 220 | 16 | 170 | 42 |  | Solar | FIXED | Roof
SRP16486 | KYOCERA SOLAR | KD220GX-LFBS | 220 | 20 | 170 | 42 |  | Solar | FIXED | Roof
SRP16486 | KYOCERA SOLAR | KD220GX-LFBS | 220 | 13 | 80 | 45 |  | Solar | FIXED | Roof
SRP16486 | KYOCERA SOLAR | KD220GX-LFBS | 220 | 11 | 260 | 45 |  | Solar | FIXED | Roof
SRP16486 | POWER-ONE | PVI-6000-OUTD-US (240 V) | 6000 | 2 |  |  | 0.965 | Solar Inverter |  | Inside
SRP16487 | TRINA SOLAR | TSM-250PA05A | 250 | 25 | 252 | 20 |  | Solar | FIXED | Roof
SRP16487 | SMA AMERICA | SB4000US (240V) | 4000 | 2 |  |  | 0.97 | Solar Inverter |  | OUTDOOR
SRP16488 | LG ELECTRONICS SOLAR CELL DIVISION | LG255S1C-G2 | 255 | 26 | 121 | 41 |  | Solar | FIXED | Roof
SRP16488 | SMA AMERICA | SB6000US (240V) | 6000 | 1 |  |  | 0.955 | Solar Inverter |  | OUTDOOR
SRP16489 | TRINA SOLAR | TSM-250PA05A | 250 | 24 | 266 | 26 |  | Solar | FIXED | Roof
SRP16489 | TRINA SOLAR | TSM-250PA05 | 250 | 13 | 175 | 37 |  | Solar | FIXED | Roof
SRP16489 | SMA AMERICA | SB4000US (240V) | 4000 | 1 |  |  | 0.97 | Solar Inverter |  | OUTDOOR
SRP16489 | SMA AMERICA | SB5000US | 5000 | 1 |  |  | 0.97 | Solar Inverter |  | OUTDOOR
SRP16490 | HANWHA SOLARONE (QIDONG) | HSL60M6-HA-0-240T | 250 | 20 | 130.2 | 20 |  | Solar | FIXED | Roof
SRP16490 | HANWHA SOLARONE (QIDONG) | HSL60M6-HA-0-240T | 250 | 10 | 220.2 | 25 |  | Solar | FIXED | Roof
SRP16490 | SMA AMERICA | SB3000US (240V) | 3000 | 3 |  |  | 0.96 | Solar Inverter |  | INDOOR
SRP16492 | HANWHA SOLARONE (QIDONG) | HSL60M6-HA-0-250T | 250 | 9 | 177.7 | 25 |  | Solar | FIXED | Roof
SRP16492 | HANWHA SOLARONE (QIDONG) | HSL60M6-HA-0-250T | 250 | 18 | 267.7 | 25 |  | Solar | FIXED | Roof
SRP16492 | ENPHASE ENERGY | M215-60-2LL-S2X-IG-ZC-NA | 215 | 27 |  |  | 0.963 | Solar Inverter |  | OUTDOOR
SRP16493 | SUNPOWER | T5-SPR-327 | 327 | 48 | 220 | 30 |  | Solar | FIXED | Roof
SRP16493 | SUNPOWER CORP (ORIGINAL MFRSMA) | SPR-7000M (240V) | 7000 | 2 |  |  | 0.971 | Solar Inverter |  | INDOOR
SRP16494 | MOTECH AMERICAS | IM60B3-250-XXXXXX | 250 | 15 | 203 | 23 |  | Solar | FIXED | Roof
SRP16494 | ENPHASE ENERGY | M215-60-2LL-S2X | 215 | 15 |  |  | 0.96 | Solar Inverter |  | OUTDOOR
SRP16495 | SUNPOWER | SPR-327NE-WHT-D | 327 | 21 | 251 | 21 |  | Solar | FIXED | Roof
SRP16495 | SUNPOWER | SPR-327NE-WHT-D | 327 | 36 | 162 | 36 |  | Solar | FIXED | Roof
SRP16495 | SUNPOWER CORP (ORIGINAL MFRSMA) | SPR-6000M (277V) | 6500 | 1 |  |  | 0.962 | Solar Inverter |  | INDOOR
SRP16495 | SUNPOWER CORP (ORIGINAL MFRFRONIUS) | SPR 11401F-277 | 11400 | 1 |  |  | 0.962 | Solar Inverter |  | INDOOR
SRP16496 | TRINA SOLAR | TSM-250PA05 | 250 | 21 | 136 | 18 |  | Solar | FIXED | Roof
SRP16496 | SMA AMERICA | SB3000US (240V) | 3000 | 1 |  |  | 0.97 | Solar Inverter |  | OUTDOOR
SRP16496 | SMA AMERICA | SB3000US (240V) | 3000 | 1 |  |  | 0.97 | Solar Inverter |  | OUTDOOR
SRP16497 | TRINA SOLAR | TSM-250PA05A | 250 | 30 | 144 | 18 |  | Solar | FIXED | Roof
SRP16497 | SMA AMERICA | SB6000U (240V) | 6000 | 1 |  |  | 0.97 | Solar Inverter |  | OUTDOOR
SRP16498 | TRINA SOLAR | TSM-250PA05A | 250 | 11 | 104 | 20 |  | Solar | FIXED | Roof
SRP16498 | TRINA SOLAR | TSM-250PA05A | 250 | 10 | 284 | 40 |  | Solar | FIXED | Roof
SRP16498 | SMA AMERICA | SB3000US (240V) | 3000 | 2 |  |  | 0.97 | Solar Inverter |  | OUTDOOR
SRP16499 | SUNPOWER | SPR-327NE-WHT-D | 327 | 12 | 121 | 5 |  | Solar | FIXED | Roof
SRP16499 | SUNPOWER CORP (ORIGINAL MFRSMA) | SPR-4000M (240V) | 4000 | 1 |  |  | 0.968 | Solar Inverter |  | INDOOR
SRP16501 | TRINA SOLAR | TSM-250PA05A | 250 | 26 | 177 | 21 |  | Solar | FIXED | Roof
SRP16501 | SMA AMERICA | SB6000U (240V) | 6000 | 1 |  |  | 0.97 | Solar Inverter |  | OUTDOOR
SRP16502 | CONERGY | CONERGY PM 245P | 245 | 33 | 180 | 32 |  | Solar | FIXED | Ground
SRP16502 | CONERGY | CONERGY PM 245P | 245 | 33 | 180 | 32 |  | Solar | FIXED | Ground
SRP16502 | SMA AMERICA | SB7000US (240V) | 7000 | 2 |  |  | 0.97 | Solar Inverter |  | OUTDOOR
SRP16504 | TRINA SOLAR | TSM-250PA05 | 250 | 24 | 234 | 5 |  | Solar | FIXED | Roof
SRP16504 | SMA AMERICA | SB5000US (240V) | 5000 | 1 |  |  | 0.97 | Solar Inverter |  | OUTDOOR
SRP16505 | CANADIAN SOLAR | CS6P-245MX | 245 | 2 | 103 | 28 |  | Solar | FIXED | Roof
SRP16505 | CANADIAN SOLAR | CS6P-245MX | 245 | 4 | 103 | 40 |  | Solar | FIXED | Roof
SRP16505 | CANADIAN SOLAR | CS6P-245MX | 245 | 12 | 103 | 40 |  | Solar | FIXED | Roof
SRP16505 | ENPHASE ENERGY | M215-60-2LL-S2X-IG-ZC-NA | 215 | 18 |  |  | 0.96 | Solar Inverter |  | OUTDOOR
SRP16506 | TRINA SOLAR | TSM-250PA05A | 250 | 8 | 262 | 22 |  | Solar | FIXED | Roof
SRP16506 | TRINA SOLAR | TSM-250PA05A | 250 | 14 | 262 | 23 |  | Solar | FIXED | Roof
SRP16506 | SMA AMERICA | SB5000US | 5000 | 1 |  |  | 0.97 | Solar Inverter |  | OUTDOOR
SRP16507 | CANADIAN SOLAR | CS6P-245PX | 245 | 16 | 142 | 38 |  | Solar | FIXED | Roof
SRP16507 | ENPHASE ENERGY | M215-60-2LL-S2X | 215 | 16 |  |  | 0.96 | Solar Inverter |  | OUTDOOR
SRP16509 | CANADIAN SOLAR | CS6P-230 | 245 | 8 | 221 | 29 |  | Solar | FIXED | Roof
SRP16509 | CANADIAN SOLAR | CS6P-230 | 245 | 8 | 221 | 41 |  | Solar | FIXED | Roof
SRP16509 | ENPHASE ENERGY | M215-60-2LL-S2X-IG-ZC | 215 | 16 |  |  | 0.96 | Solar Inverter |  | OUTDOOR
SRP16510 | TRINA SOLAR | TSM-250PD05 | 250 | 26 | 264 | 22 |  | Solar | FIXED | Roof
SRP16510 | SMA AMERICA | SB6000U (240V) | 6000 | 1 |  |  | 0.96 | Solar Inverter |  | OUTDOOR
SRP16511 | TRINA SOLAR | TSM-250PA05A | 250 | 10 | 190 | 10 |  | Solar | FIXED | Roof
SRP16511 | TRINA SOLAR | TSM-250PA05 | 250 | 10 | 190 | 19 |  | Solar | FIXED | Roof
SRP16511 | SMA AMERICA | SB4000US (240V) | 4000 | 1 |  |  | 0.97 | Solar Inverter |  | OUTDOOR
SRP16512 | TRINA SOLAR | TSM-250PA05A | 250 | 14 | 177 | 30 |  | Solar | FIXED | Roof
SRP16512 | SMA AMERICA | SB4000US (240V) | 4000 | 1 |  |  | 0.97 | Solar Inverter |  | Inside
SRP16513 | REC SOLAR | REC205PE (BLK) | 250 | 39 | 180 | 35 |  | Solar | FIXED | Roof
SRP16513 | ENPHASE ENERGY | M215-60-2LL-S2X | 215 | 39 |  |  | 0.96 | Solar Inverter |  | OUTDOOR
SRP16514 | YINGLI ENERGY (CHINA) | YL245P-29B | 245 | 56 | 152 | 27 |  | Solar | FIXED | Roof
SRP16514 | SMA AMERICA | SB6000US (240V) | 6000 | 2 |  |  | 0.955 | Solar Inverter |  | OUTDOOR
SRP16515 | TRINA SOLAR | TSM-250PA05A | 250 | 30 | 222 | 33 |  | Solar | FIXED | Roof
SRP16515 | SMA AMERICA | SB6000U (240V) | 6000 | 1 |  |  | 0.97 | Solar Inverter |  | OUTDOOR
SRP16516 | TRINA SOLAR | TSM-240PA05.10 | 240 | 36 | 140 | 40 |  | Solar | FIXED | Roof
SRP16516 | ENPHASE ENERGY | M175-24-208-S | 215 | 36 |  |  | 0.96 | Solar Inverter |  | INDOOR
SRP16517 | CHANGZHOU TRINA SOLAR ENERGY CO | TSM-160D | 245 | 13 | 297 | 10 |  | Solar | FIXED | Roof
SRP16517 | TRINA SOLAR | TSM-245PA05.10 | 245 | 13 | 297 | 10 |  | Solar | FIXED | Roof
SRP16517 | CHANGZHOU TRINA SOLAR ENERGY CO | TSM-160D | 245 | 8 | 117 | 22 |  | Solar | FIXED | Roof
SRP16517 | CHANGZHOU TRINA SOLAR ENERGY CO | TSM-160D | 245 | 21 | 117 | 22 |  | Solar | FIXED | Roof
SRP16517 | ENPHASE ENERGY | M215-60-2LL-S2X | 215 | 55 |  |  | 0.96 | Solar Inverter |  | INDOOR
SRP16518 | TRINA SOLAR | TSM-250PD05 | 250 | 22 | 80 | 26 |  | Solar | FIXED | Roof
SRP16518 | TRINA SOLAR | TSM-250PD05 | 250 | 20 | 260 | 26 |  | Solar | FIXED | Roof
SRP16518 | SMA AMERICA | SB4000US (240V) | 4000 | 1 |  |  | 0.97 | Solar Inverter |  | OUTDOOR
SRP16518 | SMA AMERICA | SB5000US (240V) | 5000 | 1 |  |  | 0.97 | Solar Inverter |  | OUTDOOR
SRP16519 | TRINA SOLAR | TSM-245PD05 | 245 | 39 | 175 | 20 |  | Solar | FIXED | Roof
SRP16519 | TRINA SOLAR | TSM-245PD05 | 245 | 10 | 175 | 26 |  | Solar | FIXED | Roof
SRP16519 | ENPHASE ENERGY | M175-24-208-S | 215 | 49 |  |  | 0.96 | Solar Inverter |  | Outside
SRP16520 | ET SOLAR INDUSTRY | ET-A-M660250B | 250 | 6 | 72 | 20 |  | Solar | FIXED | Roof
SRP16520 | ET SOLAR INDUSTRY | ET-A-M660250B | 250 | 18 | 161 | 20 |  | Solar | FIXED | Roof
SRP16520 | ET SOLAR INDUSTRY | ET-A-M660250B | 250 | 21 | 161 | 20 |  | Solar | FIXED | Roof
SRP16520 | ENPHASE ENERGY | M215-60-2LL-S2X | 215 | 6 |  |  | 0.96 | Solar Inverter |  | OUTDOOR
SRP16520 | MOTECH INDUSTRIES | PVMATE 7500U (240V) | 7500 | 1 |  |  | 0.96 | Solar Inverter |  | OUTDOOR
SRP16522 | MOTECH AMERICAS | GEPVP-210-MSB | 255 | 105 | 180 | 20 |  | Solar | FIXED | Roof
SRP16522 | ENPHASE ENERGY | M215-60-2LL-S2X | 215 | 105 |  |  | 0.96 | Solar Inverter |  | OUTDOOR
SRP16523 | TRINA SOLAR | TSM-250PA05 | 250 | 42 | 215 | 31 |  | Solar | FIXED | Roof
SRP16523 | SMA AMERICA | SB4000US (240V) | 4000 | 1 |  |  | 0.97 | Solar Inverter |  | OUTDOOR
SRP16523 | SMA AMERICA | SB5000US | 5000 | 1 |  |  | 0.97 | Solar Inverter |  | OUTDOOR
SRP16524 | YINGLI ENERGY (CHINA) | YL255P-29B | 255 | 33 | 105 | 26 |  | Solar | FIXED | Roof
SRP16524 | SMA AMERICA | SB3000US (240V) | 3000 | 1 |  |  | 0.965 | Solar Inverter |  | OUTDOOR
SRP16524 | SMA AMERICA | SB5000US (240V) | 5000 | 1 |  |  | 0.968 | Solar Inverter |  | OUTDOOR
SRP16525 | ISOFOTON | I-100/12 | 250 | 8 | 177.3 | 10 |  | Solar | FIXED | Roof
SRP16525 | ISOFOTON | I-100/12 | 250 | 22 | 177.3 | 15 |  | Solar | FIXED | Roof
SRP16525 | ISOFOTON | I-100/12 | 250 | 6 | 177.3 | 45 |  | Solar | FIXED | Roof
SRP16525 | ENPHASE ENERGY | M175-24-208-S | 215 | 14 |  |  | 0.963 | Solar Inverter |  | Outside
SRP16525 | SMA AMERICA | SB5000US | 5000 | 1 |  |  | 0.96 | Solar Inverter |  | Inside
SRP16526 | HANWHA SOLARONE (QIDONG) | HSL60P6-PB-3-250QW | 250 | 20 | 183.4 | 30 |  | Solar | FIXED | Roof
SRP16526 | SMA AMERICA | SB3000US (240V) | 3000 | 2 |  |  | 0.96 | Solar Inverter |  | Outside
SRP16527 | TRINA SOLAR | TSM-240DA05 | 240 | 11 | 152 | 7 |  | Solar | FIXED | Roof
SRP16527 | TRINA SOLAR | TSM-240PA05.10 | 240 | 12 | 152 | 7 |  | Solar | FIXED | Roof
SRP16527 | POWER-ONE | PVI-5000-OUTD-US (240 V) | 5000 | 1 |  |  | 0.965 | Solar Inverter |  | Inside
SRP16528 | TRINA SOLAR | TSM-245PA05.18 | 245 | 30 | 129 | 16 |  | Solar | FIXED | Roof
SRP16528 | FRONIUS USA | IG PLUS V 10.0-240 | 10000 | 1 |  |  | 0.955 | Solar Inverter |  | Inside
SRP16529 | TRINA SOLAR | TSM-240PD05 | 240 | 33 | 175 | 38 |  | Solar | FIXED | Roof
SRP16529 | SMA AMERICA | SB7000US-12 (240V) | 7000 | 1 |  |  | 0.96 | Solar Inverter |  | Inside
SRP16530 | TRINA SOLAR | TSM-240PD05 | 240 | 24 | 246 | 34 |  | Solar | FIXED | Roof
SRP16530 | FRONIUS USA |  | 5000 | 1 |  |  | 0.955 | Solar Inverter |  | OUTDOOR
SRP16531 | TRINA SOLAR | TSM-240DA05 | 240 | 21 | 205 | 24 |  | Solar | FIXED | Roof
SRP16531 | ENPHASE ENERGY | M215-60-2LL-S2X-IG | 215 | 21 |  |  | 0.96 | Solar Inverter |  | INDOOR
SRP16532 | TRINA SOLAR | TSM-245PA05 | 245 | 30 | 240 | 33 |  | Solar | FIXED | Roof
SRP16532 | TRINA SOLAR | TSM-245PD05 | 245 | 11 | 150 | 45 |  | Solar | FIXED | Roof
SRP16532 | ENPHASE ENERGY | M215-60-2LL-S2X-IG-ZC | 215 | 41 |  |  | 0.96 | Solar Inverter |  | INDOOR
SRP16533 | TRINA SOLAR | TSM-240PD05 | 240 | 24 | 177 | 27 |  | Solar | FIXED | Roof
SRP16533 | ENPHASE ENERGY | M215-60-2LL-S2X-IG-NA | 215 | 24 |  |  | 0.96 | Solar Inverter |  | INDOOR
SRP16534 | TRINA SOLAR | TSM-240PD05 | 240 | 13 | 150 | 20 |  | Solar | FIXED | Roof
SRP16534 | TRINA SOLAR | TSM-240PD05 | 240 | 7 | 240 | 20 |  | Solar | FIXED | Roof
SRP16534 | POWER-ONE | PVI-4.2-OUTD-S-US (240 V) | 4200 | 1 |  |  | 0.96 | Solar Inverter |  | Outside
SRP16535 | TRINA SOLAR | TSM-240PA05 | 240 | 14 | 152 | 27 |  | Solar | FIXED | Roof
SRP16535 | SMA AMERICA | SB4000US (240V) | 4000 | 1 |  |  | 0.96 | Solar Inverter |  | Inside
SRP16537 | CANADIAN SOLAR | CS6P-245P | 245 | 6 | 236 | 15 |  | Solar | FIXED | Roof
SRP16537 | CANADIAN SOLAR | CS6P-245P | 245 | 17 | 236 | 20 |  | Solar | FIXED | Roof
SRP16537 | CANADIAN SOLAR | CS6P-245P | 245 | 6 | 236 | 22 |  | Solar | FIXED | Roof
SRP16537 | ENPHASE ENERGY | M215-60-2LL-S2X | 215 | 29 |  |  | 0.96 | Solar Inverter |  | Outside
SRP16539 | CANADIAN SOLAR | CS6P-245MX | 245 | 13 | 160 | 14 |  | Solar | FIXED | Roof
SRP16539 | CANADIAN SOLAR | CS6P-245MX | 245 | 9 | 250 | 19 |  | Solar | FIXED | Roof
SRP16539 | CANADIAN SOLAR | CS6P-245MX | 245 | 3 | 160 | 30 |  | Solar | FIXED | Roof
SRP16539 | ENPHASE ENERGY | M215-60-2LL-S2X | 215 | 25 |  |  | 0.96 | Solar Inverter |  | OUTDOOR
SRP16540 | CANADIAN SOLAR | CS6P-245MX | 245 | 33 | 176 | 18 |  | Solar | FIXED | Roof
SRP16540 | ENPHASE ENERGY | M215-60-2LL-S2X | 215 | 33 |  |  | 0.96 | Solar Inverter |  | OUTDOOR
SRP16541 | TRINA SOLAR | TSM-235PA05 | 235 | 13 | 126 | 22 |  | Solar | FIXED | Roof
SRP16541 | ENPHASE ENERGY | M215-60-2LL-S2X-IG-NA | 215 | 13 |  |  | 0.96 | Solar Inverter |  | OUTDOOR
SRP16542 | TRINA SOLAR | TSM-240DA05 | 240 | 26 | 85 | 20 |  | Solar | FIXED | Roof
SRP16542 | TRINA SOLAR | TSM-240PD05 | 240 | 27 | 265 | 20 |  | Solar | FIXED | Roof
SRP16542 | POWER-ONE | PVI-6000-OUTD-US (240 V) | 6000 | 2 |  |  | 0.965 | Solar Inverter |  | OUTDOOR
SRP16543 | SUNPOWER | SPR-327NE-WHT-D | 327 | 20 | 114 | 35 |  | Solar | FIXED | Roof
SRP16543 | SUNPOWER | SPR-327NE-WHT-D | 327 | 14 | 204 | 35 |  | Solar | FIXED | Roof
SRP16543 | SUNPOWER CORP (ORIGINAL MFRSMA) | SPR-4000M (208V) | 4200 | 1 |  |  | 0.97 | Solar Inverter |  | Inside
SRP16543 | SUNPOWER CORP (ORIGINAL MFRSMA) | SPR-6000M (208V) | 6000 | 1 |  |  | 0.97 | Solar Inverter |  | Inside
SRP16544 | TRINA SOLAR | TSM-235PA05.10 | 235 | 111 | 138 | 32 |  | Solar | FIXED | Roof
SRP16544 | TRINA SOLAR | TSM-235PA05.10 | 235 | 39 | 230 | 32 |  | Solar | FIXED | Roof
SRP16544 | SMA AMERICA | SB7000US-12 (208V) | 7000 | 3 |  |  | 0.986 | Solar Inverter |  | OUTDOOR
SRP16544 | SMA AMERICA | SB8000TL-US (208V) | 8000 | 1 |  |  | 0.986 | Solar Inverter |  | OUTDOOR
SRP16545 | TRINA SOLAR | TSM-235PA05 | 235 | 36 | 180 | 20 |  | Solar | FIXED | Roof
SRP16545 | SMA AMERICA | SB7000US-11 (240V) | 7000 | 1 |  |  | 0.971 | Solar Inverter |  | OUTDOOR
SRP16547 | KYOCERA SOLAR | KD220GX-LFBS | 220 | 20 | 135 | 30 |  | Solar | FIXED | Roof
SRP16547 | KYOCERA SOLAR | KD220GX-LFBS | 220 | 22 | 135 | 30 |  | Solar | FIXED | Roof
SRP16547 | POWER-ONE | PVI-4.2-OUTD-S-US (240 V) | 4200 | 2 |  |  | 0.96 | Solar Inverter |  | Inside
SRP16548 | HANWHA SOLARONE (QIDONG) | HSL60P6-PA-0-235T | 235 | 24 | 180 | 20 |  | Solar | FIXED | Roof
SRP16548 | SMA AMERICA | SB5000US (277V) | 5000 | 1 |  |  | 0.968 | Solar Inverter |  | OUTDOOR
SRP16549 | TRINA SOLAR | TSM-240PA05.08 | 240 | 8 | 270 | 3 |  | Solar | FIXED | Roof
SRP16549 | TRINA SOLAR | TSM-240PA05.08 | 240 | 12 | 275 | 14 |  | Solar | FIXED | Roof
SRP16549 | TRINA SOLAR | TSM-240PA05.08 | 240 | 13 | 185 | 27 |  | Solar | FIXED | Roof
SRP16549 | TRINA SOLAR | TSM-240PA05.08 | 240 | 37 | 185 | 45 |  | Solar | FIXED | Roof
SRP16549 | POWER-ONE | PVI-6000-OUTD-US-W (240 V) | 6000 | 3 |  |  | 0.965 | Solar Inverter |  | Inside
SRP16550 | HANWHA SOLARONE (QIDONG) | HSL60P6-PA-3-235QW | 235 | 39 | 180 | 20 |  | Solar | FIXED | Roof
SRP16550 | SMA AMERICA | SB7000TL-US-12 (240V) | 7000 | 1 |  |  | 0.971 | Solar Inverter |  | OUTDOOR
SRP16552 | TRINA SOLAR | TSM-250PA05 | 250 | 12 | 188 | 30 |  | Solar | FIXED | Roof
SRP16552 | POWER-ONE | PVI-3000-I-OUTD-US | 3000 | 1 |  |  | 0.97 | Solar Inverter |  | OUTDOOR
SRP16553 | TRINA SOLAR | TSM-250PA05 | 250 | 38 | 155 | 25 |  | Solar | FIXED | Roof
SRP16553 | POWER-ONE | PVI-4.2-OUTD-S-US (208 V) | 4200 | 2 |  |  | 0.97 | Solar Inverter |  | OUTDOOR
SRP16554 | TRINA SOLAR | TSM-250PA05 | 250 | 10 | 123 | 36 |  | Solar | FIXED | Roof
SRP16554 | POWER-ONE | PVI-3000-I-OUTD-US | 3000 | 1 |  |  | 0.97 | Solar Inverter |  | OUTDOOR
SRP16555 | SUNIVA | MVT290-72-5-100 | 290 | 36 | 210 | 0 |  | Solar | FIXED | Roof
SRP16555 | INGETEAM | INGECON SUN 5TL U 208V | 5000 | 2 |  |  | 0.951 | Solar Inverter |  | Inside
SRP16556 | TRINA SOLAR | TSM-240PA05 | 240 | 12 | 286 | 20 |  | Solar | FIXED | Roof
SRP16556 | TRINA SOLAR | TSM-240PA05 | 240 | 14 | 106 | 30 |  | Solar | FIXED | Roof
SRP16556 | POWER-ONE | PVI-6000-OUTD-US (240 V) | 6000 | 1 |  |  | 0.965 | Solar Inverter |  | Inside
SRP16557 | TRINA SOLAR | TSM-245PA05.18 | 245 | 16 | 111 | 35 |  | Solar | FIXED | Roof
SRP16557 | SOLAREDGE TECHNOLOGIES | SE3800 (240V) W/ -ER-US OR A-US | 3800 | 1 |  |  | 0.975 | Solar Inverter |  | OUTDOOR
SRP16559 | TRINA SOLAR | TSM-240PA05 | 240 | 11 | 151 | 25 |  | Solar | FIXED | Roof
SRP16559 | TRINA SOLAR | TSM-240PA05 | 240 | 21 | 151 | 25 |  | Solar | FIXED | Roof
SRP16559 | POWER-ONE | PVI-3000-I-OUTD-US-F (240V) | 3000 | 1 |  |  | 0.96 | Solar Inverter |  | OUTDOOR
SRP16559 | POWER-ONE | PVI-4.2-OUTD-S-US (240 V) | 4200 | 1 |  |  | 0.96 | Solar Inverter |  | OUTDOOR
SRP16560 | SUNTECH POWER | STP200S-18/UB-1 | 200 | 133 | 180 | 30 |  | Solar | FIXED | Pole
SRP16560 | SUNTECH POWER | STP200S-18/UB-1 | 205 | 27 | 180 | 30 |  | Solar | FIXED | Pole
SRP16560 | SUNTECH POWER | STP210S-18/UB-1 | 210 | 43 | 180 | 30 |  | Solar | FIXED | Pole
SRP16560 | TRINA SOLAR | TSM-220PA05 | 220 | 22 | 180 | 30 |  | Solar | FIXED | Pole
SRP16560 | TRINA SOLAR | TSM-225PA05 | 225 | 9 | 180 | 30 |  | Solar | FIXED | Pole
SRP16560 | TRINA SOLAR | TSM-235PA05 | 235 | 10 | 180 | 30 |  | Solar | FIXED | Pole
SRP16560 | TRINA SOLAR | TSM-240PA05 | 240 | 3322 | 180 | 30 |  | Solar | FIXED | Pole
SRP16560 | PETRA SOLAR | 103.10866.500X | 200 | 3566 |  |  | 0.94 | Solar Inverter |  | OUTDOOR
SRP16561 | YINGLI ENERGY (CHINA) | YL235P-29B | 235 | 20 | 174 | 10 |  | Solar | FIXED | Roof
SRP16561 | YINGLI ENERGY (CHINA) | YL235P-29B | 235 | 10 | 264 | 10 |  | Solar | FIXED | Roof
SRP16561 | POWER-ONE | PVI-3.0-OUTD-S-US (208 V) | 3000 | 1 |  |  | 0.96 | Solar Inverter |  | OUTDOOR
SRP16561 | POWER-ONE | PVI-4.2-OUTD-S-US (208 V) | 4200 | 1 |  |  | 0.96 | Solar Inverter |  | OUTDOOR
SRP16562 | SUNTECH POWER | PLUTO200-ADE | 200 | 76 | 180 | 30 |  | Solar | 1AXIS | Pole
SRP16562 | SUNTECH POWER | STP205-18/UD | 205 | 41 | 180 | 30 |  | Solar | 1AXIS | Pole
SRP16562 | SUNTECH POWER | STP210-20/WDE | 210 | 32 | 180 | 30 |  | Solar | 1AXIS | Pole
SRP16562 | SUNTECH POWER | STP215-18/UD | 215 | 6 | 180 | 30 |  | Solar | 1AXIS | Pole
SRP16562 | TRINA SOLAR | TSM-220PA05 | 220 | 10 | 180 | 30 |  | Solar | 1AXIS | Pole
SRP16562 | TRINA SOLAR | TSM-225PA05 | 225 | 13 | 180 | 30 |  | Solar | 1AXIS | Pole
SRP16562 | TRINA SOLAR | TSM-235PA05 | 235 | 20 | 180 | 30 |  | Solar | 1AXIS | Pole
SRP16562 | TRINA SOLAR | TSM-240PA05 | 240 | 2960 | 180 | 30 |  | Solar | 1AXIS | Pole
SRP16562 | PETRA SOLAR | 103.10866.500X | 200 | 3158 |  |  | 0.94 | Solar Inverter |  | OUTDOOR
SRP16563 | SUNTECH POWER | STP200-18/UD | 200 | 23 | 180 | 30 |  | Solar | 1AXIS | Pole
SRP16563 | SUNTECH POWER | STP205-18/UD | 205 | 10 | 180 | 30 |  | Solar | 1AXIS | Pole
SRP16563 | SUNTECH POWER | STP210-18/UD | 210 | 19 | 180 | 30 |  | Solar | 1AXIS | Pole
SRP16563 | SUNTECH POWER | STP215-18/UD | 215 | 3 | 180 | 30 |  | Solar | 1AXIS | Pole
SRP16563 | TRINA SOLAR | TSM-220PA05 | 220 | 9 | 180 | 30 |  | Solar | 1AXIS | Pole
SRP16563 | TRINA SOLAR | TSM-225PA05 | 225 | 10 | 180 | 30 |  | Solar | 1AXIS | Pole
SRP16563 | TRINA SOLAR | TSM-235PA05 | 235 | 27 | 180 | 30 |  | Solar | 1AXIS | Pole
SRP16563 | TRINA SOLAR | TSM-240PA05 | 240 | 2814 | 180 | 30 |  | Solar | 1AXIS | Pole
SRP16563 | PETRA SOLAR | 103.10866.500X | 200 | 2915 |  |  | 0.94 | Solar Inverter |  | OUTDOOR
SRP16566 | SUNTECH POWER | STP200-18/UD | 200 | 31 | 180 | 30 |  | Solar | 1AXIS | Pole
SRP16566 | SUNTECH POWER | STP205-18/UD | 205 | 16 | 180 | 30 |  | Solar | 1AXIS | Pole
SRP16566 | SUNTECH POWER | STP210-18/UD | 210 | 6 | 180 | 30 |  | Solar | 1AXIS | Pole
SRP16566 | SUNTECH POWER | STP215-18/UD | 215 | 3 | 180 | 30 |  | Solar | 1AXIS | Pole
SRP16566 | TRINA SOLAR | TSM-220PA05 | 220 | 18 | 180 | 30 |  | Solar | 1AXIS | Pole
SRP16566 | TRINA SOLAR | TSM-225PA05 | 225 | 15 | 180 | 30 |  | Solar | 1AXIS | Pole
SRP16566 | TRINA SOLAR | TSM-235PA05 | 235 | 151 | 180 | 30 |  | Solar | 1AXIS | Pole
SRP16566 | TRINA SOLAR | TSM-240PA05 | 240 | 2568 | 180 | 30 |  | Solar | 1AXIS | Pole
SRP16566 | PETRA SOLAR | 103.10866.500X | 200 | 2808 |  |  | 0.94 | Solar Inverter |  | OUTDOOR
SRP16567 | SUNTECH POWER | STP200-18/UD | 200 | 43 | 180 | 30 |  | Solar | 1AXIS | Pole
SRP16567 | SUNTECH POWER | STP205-18/UD | 205 | 19 | 180 | 30 |  | Solar | 1AXIS | Pole
SRP16567 | SUNTECH POWER | STP210S-18/UB-1 | 210 | 4 | 180 | 30 |  | Solar | 1AXIS | Pole
SRP16567 | SUNTECH POWER | STP215-18/UD | 215 | 20 | 180 | 30 |  | Solar | 1AXIS | Pole
SRP16567 | TRINA SOLAR | TSM-220PA05 | 220 | 22 | 180 | 30 |  | Solar | 1AXIS | Pole
SRP16567 | TRINA SOLAR | TSM-225PA05 | 225 | 62 | 180 | 30 |  | Solar | 1AXIS | Pole
SRP16567 | TRINA SOLAR | TSM-235PA05 | 235 | 46 | 180 | 30 |  | Solar | 1AXIS | Pole
SRP16567 | TRINA SOLAR | TSM-240PA05 | 240 | 1202 | 180 | 30 |  | Solar | 1AXIS | Pole
SRP16567 | PETRA SOLAR | 103.10866.500X | 200 | 1418 |  |  | 0.94 | Solar Inverter |  | OUTDOOR
SRP16568 | SUNTECH POWER | STP200-18/UD | 200 | 13 | 180 | 30 |  | Solar | 1AXIS | Pole
SRP16568 | SUNTECH POWER | STP205-18/UD | 205 | 5 | 180 | 30 |  | Solar | 1AXIS | Pole
SRP16568 | SUNTECH POWER | STP210-18/UD | 210 | 6 | 180 | 30 |  | Solar | 1AXIS | Pole
SRP16568 | SUNTECH POWER | STP215-18/UD | 215 | 4 | 180 | 30 |  | Solar | 1AXIS | Pole
SRP16568 | TRINA SOLAR | TSM-220PA05 | 220 | 14 | 180 | 30 |  | Solar | 1AXIS | Pole
SRP16568 | TRINA SOLAR | TSM-225PA05 | 225 | 23 | 180 | 30 |  | Solar | 1AXIS | Pole
SRP16568 | TRINA SOLAR | TSM-235PA05 | 235 | 27 | 180 | 30 |  | Solar | 1AXIS | Pole
SRP16568 | TRINA SOLAR | TSM-240PA05 | 240 | 227 | 180 | 30 |  | Solar | 1AXIS | Pole
SRP16568 | PETRA SOLAR | 103.10866.500X | 200 | 319 |  |  | 0.94 | Solar Inverter |  | OUTDOOR
SRP16570 | YINGLI ENERGY (CHINA) | YL245P-29B | 245 | 5 | 93 | 18 |  | Solar | FIXED | Roof
SRP16570 | YINGLI ENERGY (CHINA) | YL245P-29B | 245 | 29 | 183 | 18 |  | Solar | FIXED | Roof
SRP16570 | YINGLI ENERGY (CHINA) | YL245P-29B | 245 | 7 | 273 | 18 |  | Solar | FIXED | Roof
SRP16570 | POWER-ONE | PVI-3000-I-OUTD-US | 3000 | 1 |  |  | 0.96 | Solar Inverter |  | OUTDOOR
SRP16570 | POWER-ONE | PVI-6000-OUTD-US (240 V) | 6000 | 1 |  |  | 0.965 | Solar Inverter |  | OUTDOOR
SRP16572 | CANADIAN SOLAR | CS6P-250P | 250 | 4 | 150 | 18 |  | Solar | FIXED | Roof
SRP16572 | CANADIAN SOLAR | CS6P-250P | 250 | 16 | 150 | 27 |  | Solar | FIXED | Roof
SRP16572 | CANADIAN SOLAR | CS6P-250P | 250 | 6 | 240 | 37 |  | Solar | FIXED | Roof
SRP16572 | ENPHASE ENERGY | M175-24-208-S | 215 | 26 |  |  | 0.96 | Solar Inverter |  | OUTDOOR
SRP16573 | LG ELECTRONICS SOLAR CELL DIVISION | LG255S1C-G2 | 255 | 18 | 98 | 15 |  | Solar | FIXED | Roof
SRP16573 | LG ELECTRONICS SOLAR CELL DIVISION | LG255S1C-G2 | 255 | 16 | 188 | 18 |  | Solar | FIXED | Roof
SRP16573 | LG ELECTRONICS SOLAR CELL DIVISION | LG255S1C-G2 | 255 | 28 | 188 | 26 |  | Solar | FIXED | Roof
SRP16573 | POWER-ONE | PVI-3600-OUTD-US-F (240V) | 3600 | 1 |  |  | 0.96 | Solar Inverter |  | Outside
SRP16573 | POWER-ONE | PVI-3600-OUTD-US-F (240V) | 3600 | 1 |  |  | 0.96 | Solar Inverter |  | Outside
SRP16573 | POWER-ONE | PVI-6000-OUTD-US (240 V) | 6000 | 1 |  |  | 0.965 | Solar Inverter |  | Outside
SRP16574 | LG ELECTRONICS SOLAR CELL DIVISION | LG255S1C-G2 | 255 | 12 | 124 | 34 |  | Solar | FIXED | Roof
SRP16574 | LG ELECTRONICS SOLAR CELL DIVISION | LG255S1C-G2 | 255 | 32 | 212 | 37 |  | Solar | FIXED | Roof
SRP16574 | POWER-ONE | PVI-5000-OUTD-US (208 V) | 5000 | 2 |  |  | 0.965 | Solar Inverter |  | Outside
SRP16575 | YINGLI ENERGY (CHINA) | YL235P-29B | 235 | 26 | 244 | 33 |  | Solar | FIXED | Roof
SRP16575 | FRONIUS USA |  | 5000 | 1 |  |  | 0.955 | Solar Inverter |  | OUTDOOR
SRP16576 | BOSCH SOLAR ENERGY | C-SI M 60-225-16 | 225 | 13 | 134 | 25.7 |  | Solar | FIXED | Roof
SRP16576 | BOSCH SOLAR ENERGY | C-SI M 60-225-16 | 225 | 20 | 224 | 25.7 |  | Solar | FIXED | Roof
SRP16576 | BOSCH SOLAR ENERGY | C-SI M 60-225-16 | 225 | 40 | 224 | 25.7 |  | Solar | FIXED | Roof
SRP16576 | ENPHASE ENERGY | M175-24-208-S | 190 | 73 |  |  | 0.95 | Solar Inverter |  | OUTDOOR
SRP16577 | SUNPOWER | PL-AP-120L | 327 | 832 | 218 | 5 |  | Solar | FIXED | Roof
SRP16577 | ADVANCED ENERGY INDUSTRIES | 3159000-104 | 250000 | 1 |  |  | 0.98 | Solar Inverter |  | OUTDOOR
SRP16578 | SUNPOWER | SPR-327NE-WHT-D | 327 | 3136 | 218 | 5 |  | Solar | FIXED | Roof
SRP16578 | ADVANCED ENERGY INDUSTRIES | 3159000-104 | 333000 | 1 |  |  | 0.98 | Solar Inverter |  | OUTDOOR
SRP16578 | ADVANCED ENERGY INDUSTRIES | 3159000-104 | 500000 | 1 |  |  | 0.98 | Solar Inverter |  | OUTDOOR
SRP16579 | SHARP | ND-240QCJ | 240 | 2236 | 215 | 10 |  | Solar | FIXED | Ground
SRP16579 | ADVANCED ENERGY INDUSTRIES | AE 500TX-480 | 500000 | 1 |  |  | 0.97 | Solar Inverter |  | OUTDOOR
SRP16580 | TRINA SOLAR | TSM-240PD05 | 240 | 22 | 150 | 28 |  | Solar | FIXED | Roof
SRP16580 | ENPHASE ENERGY | M215-60-2LL-S2X | 215 | 22 |  |  | 0.96 | Solar Inverter |  | INDOOR
SRP16581 | TRINA SOLAR | TSM-245PA05.10 | 245 | 40 | 180 | 25 |  | Solar | FIXED | Ground
SRP16581 | ENPHASE ENERGY | M215-60-2LL-S2X | 215 | 40 |  |  | 0.96 | Solar Inverter |  | INDOOR
SRP16582 | LDK SOLAR | LDK-245D-20 | 245 | 18088 | 180 | 20 |  | Solar | FIXED | Ground
SRP16582 | LDK SOLAR | LDK-250D-20 | 250 | 22092 | 180 | 20 |  | Solar | FIXED | Ground
SRP16582 | ADVANCED ENERGY INDUSTRIES | AE 500TX-480 | 500000 | 16 |  |  | 0.987 | Solar Inverter |  | OUTDOOR
SRP16585 | TRINA SOLAR | TSM-250PD05 | 250 | 11 | 113 | 26 |  | Solar | FIXED | Roof
SRP16585 | TRINA SOLAR | TSM-250PA05A | 250 | 3 | 203 | 26 |  | Solar | FIXED | Roof
SRP16585 | ENPHASE ENERGY | M215-60-2LL-S2X | 215 | 14 |  |  | 0.96 | Solar Inverter |  | OUTDOOR
SRP16586 | TRINA SOLAR | TSM-250PA05A.08 | 250 | 28 | 183 | 23 |  | Solar | FIXED | Roof
SRP16586 | ENPHASE ENERGY | M175-24-208-S | 215 | 8 |  |  | 0.96 | Solar Inverter |  | OUTDOOR
SRP16586 | ENPHASE ENERGY | M175-24-208-S | 215 | 20 |  |  | 0.96 | Solar Inverter |  | OUTDOOR
SRP16587 | HANWHA SOLARONE (QIDONG) | HSL60P6-PA-0-250TB | 250 | 21 | 195 | 30 |  | Solar | FIXED | Roof
SRP16587 | ENPHASE ENERGY | M215-60-2LL-S2X | 215 | 21 |  |  | 0.963 | Solar Inverter |  | Outside
SRP16588 | ET SOLAR INDUSTRY | ET-P660250WB | 250 | 36 | 215 | 30 |  | Solar | FIXED | Roof
SRP16588 | ET SOLAR INDUSTRY | ET-P660250WB | 250 | 4 | 125 | 35 |  | Solar | FIXED | Roof
SRP16588 | ENPHASE ENERGY | M215-60-2LL-S2X | 215 | 40 |  |  | 0.96 | Solar Inverter |  | OUTDOOR
SRP16589 | CANADIAN SOLAR | CS6P-245M | 245 | 27 | 120 | 22 |  | Solar | FIXED | Roof
SRP16589 | ENPHASE ENERGY | M215-60-2LL-S2X | 215 | 27 |  |  | 0.96 | Solar Inverter |  | OUTDOOR
SRP16591 | TRINA SOLAR | TSM-250PA05 | 250 | 25 | 129 | 19 |  | Solar | FIXED | Roof
SRP16591 | ENPHASE ENERGY | M215-60-2LL-S2X | 215 | 25 |  |  | 0.96 | Solar Inverter |  | OUTDOOR
SRP16592 | TRINA SOLAR | TSM-245PA05 | 245 | 50 | 125 | 33 |  | Solar | FIXED | Roof
SRP16592 | TRINA SOLAR | TSM-245PA05 | 245 | 19 | 215 | 33 |  | Solar | FIXED | Roof
SRP16592 | ENPHASE ENERGY | M215-60-2LL-S2X | 215 | 69 |  |  | 0.96 | Solar Inverter |  | OUTDOOR
SRP16593 | TRINA SOLAR | TSM-245PD05 | 245 | 43 | 118 | 31 |  | Solar | FIXED | Roof
SRP16593 | ENPHASE ENERGY | M175-24-208-S | 215 | 43 |  |  | 0.96 | Solar Inverter |  | OUTDOOR
SRP16594 | TRINA SOLAR | TSM-245PA05 | 245 | 14 | 173 | 6 |  | Solar | FIXED | Roof
SRP16594 | TRINA SOLAR | TSM-245PD05 | 245 | 28 | 173 | 6 |  | Solar | FIXED | Roof
SRP16594 | ENPHASE ENERGY | M175-24-208-S | 215 | 42 |  |  | 0.96 | Solar Inverter |  | OUTDOOR
SRP16595 | LG ELECTRONICS SOLAR CELL DIVISION | LG260S1C-G2 | 260 | 13 | 218 | 18 |  | Solar | FIXED | Roof
SRP16595 | LG ELECTRONICS SOLAR CELL DIVISION | LG260S1C-G2 | 260 | 7 | 218 | 48 |  | Solar | FIXED | Roof
SRP16595 | ENPHASE ENERGY | M215-60-2LL-S2X | 215 | 20 |  |  | 0.96 | Solar Inverter |  | Outside
SRP16596 | SUNPOWER | SPR-327NE-WHT-D | 327 | 6 | 205 | 32 |  | Solar | FIXED | Roof
SRP16596 | SUNPOWER | SPR-327NE-WHT-D | 327 | 14 | 205 | 35 |  | Solar | FIXED | Roof
SRP16596 | SUNPOWER CORP (ORIGINAL MFRSMA) | SPR-6000M (240V) | 6000 | 1 |  |  | 0.97 | Solar Inverter |  | INDOOR
SRP16597 | SUNPOWER | T5-SPR-327 | 327 | 14 | 181 | 10 |  | Solar | FIXED | Roof
SRP16597 | SUNPOWER | T5-SPR-327 | 327 | 10 | 181 | 20 |  | Solar | FIXED | Roof
SRP16597 | SUNPOWER | T5-SPR-327 | 327 | 5 | 91 | 43 |  | Solar | FIXED | Roof
SRP16597 | SUNPOWER CORP (ORIGINAL MFRSMA) | SPR-4000M (208V) | 4200 | 1 |  |  | 0.97 | Solar Inverter |  | Outside
SRP16597 | SUNPOWER CORP (ORIGINAL MFRSMA) | SPR-5000M (240V) | 5000 | 1 |  |  | 0.97 | Solar Inverter |  | Outside
SRP16598 | LG ELECTRONICS SOLAR CELL DIVISION | LG250S1C-G2 | 250 | 10 | 207.7 | 20 |  | Solar | FIXED | Roof
SRP16598 | SMA AMERICA | SB3000US (240V) | 3000 | 1 |  |  | 0.96 | Solar Inverter |  | Outside
SRP16599 | TRINA SOLAR | TSM-245PD05 | 245 | 50 | 141 | 17 |  | Solar | FIXED | Roof
SRP16599 | SMA AMERICA | SB5000US (240V) | 5000 | 1 |  |  | 0.968 | Solar Inverter |  | Outside
SRP16599 | SMA AMERICA | SB6000TL-US (240V) | 6000 | 1 |  |  | 0.968 | Solar Inverter |  | Outside
SRP16600 | TRINA SOLAR | TSM-240PD05 | 240 | 10 | 159 | 23 |  | Solar | FIXED | Roof
SRP16600 | TRINA SOLAR | TSM-240PA05.18 | 240 | 14 | 249 | 23 |  | Solar | FIXED | Roof
SRP16600 | ENPHASE ENERGY | M215-60-2LL-S2X | 215 | 24 |  |  | 0.96 | Solar Inverter |  | OUTDOOR
SRP16601 | TRINA SOLAR | TSM-240PA05.08 | 240 | 34 | 257 | 16 |  | Solar | FIXED | Roof
SRP16601 | ENPHASE ENERGY | M175-24-208-S | 215 | 34 |  |  | 0.96 | Solar Inverter |  | OUTDOOR
SRP16602 | HANWHA SOLARONE (QIDONG) | HSL60M6-HA-0-250T | 250 | 23 | 122.9 | 15 |  | Solar | FIXED | Roof
SRP16602 | ENPHASE ENERGY | M175-24-208-S | 215 | 23 |  |  | 0.963 | Solar Inverter |  | OUTDOOR
SRP16603 | TRINA SOLAR | TSM-250PA05 | 250 | 18 | 197 | 24 |  | Solar | FIXED | Roof
SRP16603 | SMA AMERICA | SB3000US (240V) | 3000 | 1 |  |  | 0.97 | Solar Inverter |  | OUTDOOR
SRP16603 | SMA AMERICA | SB3000US (240V) | 3000 | 1 |  |  | 0.97 | Solar Inverter |  | OUTDOOR
SRP16604 | SUNWIZE TECHNOLOGIES |  | 240 | 24 | 170 | 20 |  | Solar | FIXED | Roof
SRP16604 | SMA AMERICA | SB6000U (240V) | 6000 | 1 |  |  | 0.96 | Solar Inverter |  | OUTDOOR
SRP16605 | SUNPOWER | SPR-327NE-WHT-D | 327 | 10 | 151 | 20 |  | Solar | FIXED | Roof
SRP16605 | SUNPOWER CORP (ORIGINAL MFRSMA) | SPR-3000M (240V) | 3000 | 1 |  |  | 0.965 | Solar Inverter |  | OUTDOOR
SRP16606 | YINGLI ENERGY (CHINA) | YL245P-29B | 245 | 25 | 63 | 28 |  | Solar | FIXED | Roof
SRP16606 | YINGLI ENERGY (CHINA) | YL245P-29B | 245 | 21 | 243 | 28 |  | Solar | FIXED | Roof
SRP16606 | YINGLI ENERGY (CHINA) | YL245P-29B | 245 | 6 | 153 | 45 |  | Solar | FIXED | Roof
SRP16606 | SOLAREDGE TECHNOLOGIES | SE6000 (240V) W/ -ER-US OR A-US | 6000 | 1 |  |  | 0.975 | Solar Inverter |  | OUTDOOR
SRP16606 | SOLAREDGE TECHNOLOGIES | SE6000 (240V) W/ -ER-US OR A-US | 6000 | 1 |  |  | 0.975 | Solar Inverter |  | OUTDOOR
SRP16607 | TRINA SOLAR | TSM-240DA05 | 240 | 18 | 189 | 34 |  | Solar | FIXED | Roof
SRP16607 | TRINA SOLAR | TSM-240DA05 | 240 | 7 | 99 | 40 |  | Solar | FIXED | Roof
SRP16607 | POWER-ONE | PVI-5000-OUTD-US (240 V) | 5000 | 1 |  |  | 0.965 | Solar Inverter |  | Inside
SRP16608 | TRINA SOLAR | TSM-240PD05 | 240 | 14 | 151 | 33 |  | Solar | FIXED | Roof
SRP16608 | FRONIUS USA | IG 3000 | 3000 | 1 |  |  | 0.95 | Solar Inverter |  | Inside
SRP16610 | SUNIVA | OPT260-60-4-100 | 260 | 8 | 216 | 12 |  | Solar | FIXED | Roof
SRP16610 | SUNIVA | OPT260-60-4-100 | 260 | 22 | 170 | 24 |  | Solar | FIXED | Roof
SRP16610 | SUNIVA | OPT260-60-4-100 | 260 | 33 | 216 | 24 |  | Solar | FIXED | Roof
SRP16610 | SOLAREDGE TECHNOLOGIES | SE3800 (240V) W/ -ER-US OR A-US | 3800 | 1 |  |  | 0.975 | Solar Inverter |  | OUTDOOR
SRP16610 | SOLAREDGE TECHNOLOGIES | SE5000 (240V) W/ -ER-US OR A-US | 5000 | 2 |  |  | 0.975 | Solar Inverter |  | OUTDOOR
SRP16611 | BEIJING ZHONGKEXIN ELECTRONICS EQUIPMENT | ZKX-265P-24 | 260 | 32 | 245 | 26 |  | Solar | FIXED | Roof
SRP16611 | POWER-ONE | PVI-4.2-OUTD-S-US (240 V) | 4200 | 2 |  |  | 0.96 | Solar Inverter |  | Inside
SRP16612 | TRINA SOLAR | TSM-240PD05 | 240 | 21 | 133 | 20 |  | Solar | FIXED | Roof
SRP16612 | POWER-ONE | PVI-4.2-OUTD-S-US (240 V) | 4200 | 1 |  |  | 0.96 | Solar Inverter |  | OUTDOOR
SRP16613 | SUNTECH POWER | STP185S-24/AB-1 | 185 | 16 | 244.9 | 30 |  | Solar | FIXED | Roof
SRP16613 | SUNTECH POWER | STP190-18/UB-1 | 190 | 9 | 244.9 | 30 |  | Solar | FIXED | Roof
SRP16613 | SMA AMERICA | SB3000US (240V) | 3000 | 1 |  |  | 0.96 | Solar Inverter |  | INDOOR
SRP16613 | SMA AMERICA | SB3000US (240V) | 3000 | 1 |  |  | 0.96 | Solar Inverter |  | INDOOR
SRP16614 | SUNTECH POWER | STP255-20/WD | 255 | 16 | 87 | 20 |  | Solar | FIXED | Roof
SRP16614 | SUNTECH POWER | STP255-20/WD | 255 | 16 | 267 | 20 |  | Solar | FIXED | Roof
SRP16614 | ENPHASE ENERGY | M215-60-2LL-S2X | 215 | 6 |  |  | 0.963 | Solar Inverter |  | OUTDOOR
SRP16614 | SMA AMERICA | SB4000US (240V) | 4000 | 2 |  |  | 0.96 | Solar Inverter |  | OUTDOOR
SRP16615 | HANWHA SOLARONE (QIDONG) | SF260-36-P255 | 250 | 10 | 132 | 35 |  | Solar | FIXED | Roof
SRP16615 | HANWHA SOLARONE (QIDONG) | SF260-36-P255 | 250 | 26 | 132 | 35 |  | Solar | FIXED | Roof
SRP16615 | SMA AMERICA | SB3000US (240V) | 3000 | 1 |  |  | 0.96 | Solar Inverter |  | INDOOR
SRP16615 | SMA AMERICA |  | 6000 | 1 |  |  | 0.97 | Solar Inverter |  | INDOOR
SRP16616 | HANWHA SOLARONE (QIDONG) | HSL60M6-HA-0-250TW | 250 | 19 | 131.3 | 30 |  | Solar | FIXED | Roof
SRP16616 | SMA AMERICA | SB3000US (240V) | 3000 | 2 |  |  | 0.96 | Solar Inverter |  | Outside
SRP16617 | HANWHA SOLARONE (QIDONG) | HSL60M6-HA-0-250TW | 250 | 15 | 160.4 | 35 |  | Solar | FIXED | Roof
SRP16617 | HANWHA SOLARONE (QIDONG) | HSL60M6-HA-0-250TW | 250 | 13 | 250.4 | 35 |  | Solar | FIXED | Roof
SRP16617 | ENPHASE ENERGY | M175-24-208-S | 215 | 2 |  |  | 0.963 | Solar Inverter |  | Outside
SRP16617 | SMA AMERICA | SB4000US (240V) | 4000 | 2 |  |  | 0.96 | Solar Inverter |  | INDOOR
SRP16618 | TRINA SOLAR | TSM-240PA05 | 240 | 20 | 228 | 28 |  | Solar | FIXED | Roof
SRP16618 | ENPHASE ENERGY | M215-60-2LL-S2X | 215 | 20 |  |  | 0.96 | Solar Inverter |  | Outside
SRP16619 | SUNPOWER | T5-SPR-327 | 327 | 7 | 91 | 33 |  | Solar | FIXED | Roof
SRP16619 | SUNPOWER | T5-SPR-327 | 327 | 14 | 181 | 45 |  | Solar | FIXED | Roof
SRP16619 | SUNPOWER CORP (ORIGINAL MFRSMA) | SPR-6000M (240V) | 6000 | 1 |  |  | 0.97 | Solar Inverter |  | INDOOR
SRP16620 | TRINA SOLAR | TSM-250PA05 | 250 | 14 | 215 | 35 |  | Solar | FIXED | Roof
SRP16620 | SMA AMERICA | SB4000US (240V) | 4000 | 1 |  |  | 0.97 | Solar Inverter |  | OUTDOOR
SRP16621 | TRINA SOLAR | TSM-250PA05 | 250 | 26 | 155 | 18 |  | Solar | FIXED | Roof
SRP16621 | TRINA SOLAR | TSM-250PA05A | 250 | 9 | 155 | 18 |  | Solar | FIXED | Roof
SRP16621 | SMA AMERICA | SB3000US (240V) | 3000 | 1 |  |  | 0.97 | Solar Inverter |  | OUTDOOR
SRP16621 | SMA AMERICA | SB6000U (240V) | 6000 | 1 |  |  | 0.97 | Solar Inverter |  | OUTDOOR
SRP16622 | TRINA SOLAR | TSM-250PA05A | 250 | 21 | 163 | 27 |  | Solar | FIXED | Roof
SRP16622 | ENPHASE ENERGY | M215-60-2LL-S2X | 215 | 21 |  |  | 0.96 | Solar Inverter |  | OUTDOOR
SRP16623 | TRINA SOLAR | TSM-250PA05 | 250 | 10 | 135 | 40 |  | Solar | FIXED | Roof
SRP16623 | TRINA SOLAR | TSM-250PA05 | 250 | 11 | 225 | 40 |  | Solar | FIXED | Roof
SRP16623 | ENPHASE ENERGY | M215-60-2LL-S2X | 215 | 21 |  |  | 0.96 | Solar Inverter |  | OUTDOOR
SRP16624 | TRINA SOLAR | TSM-250PA05 | 250 | 22 | 210 | 23 |  | Solar | FIXED | Roof
SRP16624 | SMA AMERICA | SB5000US (240V) | 5000 | 1 |  |  | 0.97 | Solar Inverter |  | OUTDOOR
SRP16625 | SUNPOWER | SPR-327NE-WHT-D | 327 | 28 | 235 | 37 |  | Solar | FIXED | Roof
SRP16625 | SUNPOWER | SPR-8000F-208 | 8000 | 1 |  |  | 0.968 | Solar Inverter |  | INDOOR
SRP16626 | TRINA SOLAR | TSM-245PA05.10 | 245 | 22 | 138 | 32 |  | Solar | FIXED | Roof
SRP16626 | ENPHASE ENERGY | M175-24-208-S | 215 | 22 |  |  | 0.96 | Solar Inverter |  | INDOOR
SRP16627 | TRINA SOLAR | TSM-250PA05 | 250 | 49 | 161 | 37 |  | Solar | FIXED | Roof
SRP16627 | ENPHASE ENERGY | M215-60-2LL-S2X | 215 | 24 |  |  | 0.96 | Solar Inverter |  | OUTDOOR
SRP16627 | ENPHASE ENERGY | M215-60-2LL-S2X | 215 | 25 |  |  | 0.96 | Solar Inverter |  | OUTDOOR
SRP16628 | TRINA SOLAR | TSM-245PD05 | 245 | 35 | 200 | 32 |  | Solar | FIXED | Roof
SRP16628 | ENPHASE ENERGY | M215-60-2LL-S2X | 215 | 35 |  |  | 0.96 | Solar Inverter |  | OUTDOOR